Appl-CW-Top-GasDHW-GasDry-Tier2 | DEER2017 | D17 v3 |  | Any | DMo | MH85 | CZ01 | rDXGF | Household | 1 | 1242 | None | 48.3 | 0.007 | 12.6 | 32.9 | 0.004 | 8.9 | 48.3 | 0.007 | 12.6 | 32.9 | 0.004 | -1.08 | DEER:Res:ClothesDishWasher | Annual | 2 |  | Appl-CW-Top-GasDHW-GasDry-Tier2DEER2017 | Appl-CW-Top-GasDHW-GasDry-Tier2AnyDMoMH85CZ01DEER2017 | 7457
Appl-CW-Top-GasDHW-GasDry-Tier2 | DEER2017 | D17 v3 |  | Any | DMo | MH85 | CZ02 | rDXGF | Household | 1 | 1242 | None | 58.1 | 0.029 | 12.7 | 38.4 | 0.02 | 8.99 | 58.1 | 0.029 | 12.7 | 38.4 | 0.02 | -0.987 | DEER:Res:ClothesDishWasher | Annual | 2 |  | Appl-CW-Top-GasDHW-GasDry-Tier2DEER2017 | Appl-CW-Top-GasDHW-GasDry-Tier2AnyDMoMH85CZ02DEER2017 | 7458
Appl-CW-Top-GasDHW-GasDry-Tier2 | DEER2017 | D17 v3 |  | Any | DMo | MH85 | CZ03 | rDXGF | Household | 1 | 1242 | None | 58.3 | 0.02 | 12.7 | 40.1 | 0.014 | 8.99 | 58.3 | 0.02 | 12.7 | 40.1 | 0.014 | -1.02 | DEER:Res:ClothesDishWasher | Annual | 2 |  | Appl-CW-Top-GasDHW-GasDry-Tier2DEER2017 | Appl-CW-Top-GasDHW-GasDry-Tier2AnyDMoMH85CZ03DEER2017 | 7459
Appl-CW-Top-GasDHW-GasDry-Tier2 | DEER2017 | D17 v3 |  | Any | DMo | MH85 | CZ04 | rDXGF | Household | 1 | 1242 | None | 65.9 | 0.022 | 13.2 | 45.8 | 0.017 | 9.32 | 65.9 | 0.022 | 13.2 | 45.8 | 0.017 | -1.1 | DEER:Res:ClothesDishWasher | Annual | 2 |  | Appl-CW-Top-GasDHW-GasDry-Tier2DEER2017 | Appl-CW-Top-GasDHW-GasDry-Tier2AnyDMoMH85CZ04DEER2017 | 7460
Appl-CW-Top-GasDHW-GasDry-Tier2 | DEER2017 | D17 v3 |  | Any | DMo | MH85 | CZ05 | rDXGF | Household | 1 | 1242 | None | 54.1 | 0.025 | 12.6 | 36.2 | 0.017 | 8.88 | 54.1 | 0.025 | 12.6 | 36.2 | 0.017 | -1.49 | DEER:Res:ClothesDishWasher | Annual | 2 |  | Appl-CW-Top-GasDHW-GasDry-Tier2DEER2017 | Appl-CW-Top-GasDHW-GasDry-Tier2AnyDMoMH85CZ05DEER2017 | 7461
Appl-CW-Top-GasDHW-GasDry-Tier2 | DEER2017 | D17 v3 |  | Any | DMo | MH85 | CZ06 | rDXGF | Household | 1 | 1242 | None | 65.1 | 0.016 | 13.6 | 44.6 | 0.011 | 9.57 | 65.1 | 0.016 | 13.6 | 44.6 | 0.011 | -1.69 | DEER:Res:ClothesDishWasher | Annual | 2 |  | Appl-CW-Top-GasDHW-GasDry-Tier2DEER2017 | Appl-CW-Top-GasDHW-GasDry-Tier2AnyDMoMH85CZ06DEER2017 | 7462
Appl-CW-Top-GasDHW-GasDry-Tier2 | DEER2017 | D17 v3 |  | Any | DMo | MH85 | CZ07 | rDXGF | Household | 1 | 1242 | None | 68.5 | 0.016 | 13.8 | 46.9 | 0.011 | 9.72 | 68.5 | 0.016 | 13.8 | 46.9 | 0.011 | -1.78 | DEER:Res:ClothesDishWasher | Annual | 2 |  | Appl-CW-Top-GasDHW-GasDry-Tier2DEER2017 | Appl-CW-Top-GasDHW-GasDry-Tier2AnyDMoMH85CZ07DEER2017 | 7463
Appl-CW-Top-GasDHW-GasDry-Tier2 | DEER2017 | D17 v3 |  | Any | DMo | MH85 | CZ08 | rDXGF | Household | 1 | 1242 | None | 69.2 | 0.016 | 13.7 | 47 | 0.011 | 9.62 | 69.2 | 0.016 | 13.7 | 47 | 0.011 | -0.581 | DEER:Res:ClothesDishWasher | Annual | 2 |  | Appl-CW-Top-GasDHW-GasDry-Tier2DEER2017 | Appl-CW-Top-GasDHW-GasDry-Tier2AnyDMoMH85CZ08DEER2017 | 7464
Appl-CW-Top-GasDHW-GasDry-Tier2 | DEER2017 | D17 v3 |  | Any | DMo | MH85 | CZ09 | rDXGF | Household | 1 | 1242 | None | 67.2 | 0.017 | 13.6 | 47.2 | 0.011 | 9.53 | 67.2 | 0.017 | 13.6 | 47.2 | 0.011 | -1.81 | DEER:Res:ClothesDishWasher | Annual | 2 |  | Appl-CW-Top-GasDHW-GasDry-Tier2DEER2017 | Appl-CW-Top-GasDHW-GasDry-Tier2AnyDMoMH85CZ09DEER2017 | 7465
Appl-CW-Top-GasDHW-GasDry-Tier2 | DEER2017 | D17 v3 |  | Any | DMo | MH85 | CZ10 | rDXGF | Household | 1 | 1242 | None | 71.4 | 0.018 | 13.6 | 48.3 | 0.012 | 9.55 | 71.4 | 0.018 | 13.6 | 48.3 | 0.012 | -1.19 | DEER:Res:ClothesDishWasher | Annual | 2 |  | Appl-CW-Top-GasDHW-GasDry-Tier2DEER2017 | Appl-CW-Top-GasDHW-GasDry-Tier2AnyDMoMH85CZ10DEER2017 | 7466
Appl-CW-Top-GasDHW-GasDry-Tier2 | DEER2017 | D17 v3 |  | Any | DMo | MH85 | CZ11 | rDXGF | Household | 1 | 1242 | None | 69 | 0.018 | 13 | 47.1 | 0.012 | 9.17 | 69 | 0.018 | 13 | 47.1 | 0.012 | -1.63 | DEER:Res:ClothesDishWasher | Annual | 2 |  | Appl-CW-Top-GasDHW-GasDry-Tier2DEER2017 | Appl-CW-Top-GasDHW-GasDry-Tier2AnyDMoMH85CZ11DEER2017 | 7467
Appl-CW-Top-GasDHW-GasDry-Tier2 | DEER2017 | D17 v3 |  | Any | DMo | MH85 | CZ12 | rDXGF | Household | 1 | 1242 | None | 65.3 | 0.02 | 12.9 | 44.6 | 0.016 | 9.09 | 65.3 | 0.02 | 12.9 | 44.6 | 0.016 | -2.46 | DEER:Res:ClothesDishWasher | Annual | 2 |  | Appl-CW-Top-GasDHW-GasDry-Tier2DEER2017 | Appl-CW-Top-GasDHW-GasDry-Tier2AnyDMoMH85CZ12DEER2017 | 7468
Appl-CW-Top-GasDHW-GasDry-Tier2 | DEER2017 | D17 v3 |  | Any | DMo | MH85 | CZ13 | rDXGF | Household | 1 | 1242 | None | 70.5 | 0.019 | 13 | 48.2 | 0.013 | 9.16 | 70.5 | 0.019 | 13 | 48.2 | 0.013 | -1.29 | DEER:Res:ClothesDishWasher | Annual | 2 |  | Appl-CW-Top-GasDHW-GasDry-Tier2DEER2017 | Appl-CW-Top-GasDHW-GasDry-Tier2AnyDMoMH85CZ13DEER2017 | 7469
Appl-CW-Top-GasDHW-GasDry-Tier2 | DEER2017 | D17 v3 |  | Any | DMo | MH85 | CZ14 | rDXGF | Household | 1 | 1242 | None | 72.7 | 0.017 | 13.1 | 50.2 | 0.011 | 9.18 | 72.7 | 0.017 | 13.1 | 50.2 | 0.011 | -1.31 | DEER:Res:ClothesDishWasher | Annual | 2 |  | Appl-CW-Top-GasDHW-GasDry-Tier2DEER2017 | Appl-CW-Top-GasDHW-GasDry-Tier2AnyDMoMH85CZ14DEER2017 | 7470
Appl-CW-Top-GasDHW-GasDry-Tier2 | DEER2017 | D17 v3 |  | Any | DMo | MH85 | CZ15 | rDXGF | Household | 1 | 1242 | None | 74.9 | 0.017 | 13.8 | 49.8 | 0.012 | 9.66 | 74.9 | 0.017 | 13.8 | 49.8 | 0.012 | -1.23 | DEER:Res:ClothesDishWasher | Annual | 2 |  | Appl-CW-Top-GasDHW-GasDry-Tier2DEER2017 | Appl-CW-Top-GasDHW-GasDry-Tier2AnyDMoMH85CZ15DEER2017 | 7471
Appl-CW-Top-GasDHW-GasDry-Tier2 | DEER2017 | D17 v3 |  | Any | DMo | MH85 | CZ16 | rDXGF | Household | 1 | 1242 | None | 60.3 | 0.017 | 12.9 | 41.1 | 0.011 | 9.16 | 60.3 | 0.017 | 12.9 | 41.1 | 0.011 | -1.39 | DEER:Res:ClothesDishWasher | Annual | 2 |  | Appl-CW-Top-GasDHW-GasDry-Tier2DEER2017 | Appl-CW-Top-GasDHW-GasDry-Tier2AnyDMoMH85CZ16DEER2017 | 7472
Appl-CW-Top-GasDHW-GasDry-Tier2 | DEER2017 | D17 v3 |  | Any | MFm | 1975 | CZ01 | rDXGF | Household | 1 | 1070.2 | None | 48.8 | 0.007 | 13.3 | 33.3 | 0.005 | 9.45 | 48.8 | 0.007 | 13.3 | 33.3 | 0.005 | -1.62 | DEER:Res:ClothesDishWasher | Annual | 2 |  | Appl-CW-Top-GasDHW-GasDry-Tier2DEER2017 | Appl-CW-Top-GasDHW-GasDry-Tier2AnyMFm1975CZ01DEER2017 | 7473
Appl-CW-Top-GasDHW-GasDry-Tier2 | DEER2017 | D17 v3 |  | Any | MFm | 1975 | CZ02 | rDXGF | Household | 1 | 1070.2 | None | 55.3 | 0.018 | 14 | 37.6 | 0.013 | 9.86 | 55.3 | 0.018 | 14 | 37.6 | 0.013 | -1.86 | DEER:Res:ClothesDishWasher | Annual | 2 |  | Appl-CW-Top-GasDHW-GasDry-Tier2DEER2017 | Appl-CW-Top-GasDHW-GasDry-Tier2AnyMFm1975CZ02DEER2017 | 7474
Appl-CW-Top-GasDHW-GasDry-Tier2 | DEER2017 | D17 v3 |  | Any | MFm | 1975 | CZ03 | rDXGF | Household | 1 | 1070.2 | None | 52.4 | 0.01 | 14.1 | 35.9 | 0.007 | 9.96 | 52.4 | 0.01 | 14.1 | 35.9 | 0.007 | -1.92 | DEER:Res:ClothesDishWasher | Annual | 2 |  | Appl-CW-Top-GasDHW-GasDry-Tier2DEER2017 | Appl-CW-Top-GasDHW-GasDry-Tier2AnyMFm1975CZ03DEER2017 | 7475
Appl-CW-Top-GasDHW-GasDry-Tier2 | DEER2017 | D17 v3 |  | Any | MFm | 1975 | CZ04 | rDXGF | Household | 1 | 1070.2 | None | 56.2 | 0.016 | 14.1 | 38.3 | 0.011 | 9.95 | 56.2 | 0.016 | 14.1 | 38.3 | 0.011 | -0.809 | DEER:Res:ClothesDishWasher | Annual | 2 |  | Appl-CW-Top-GasDHW-GasDry-Tier2DEER2017 | Appl-CW-Top-GasDHW-GasDry-Tier2AnyMFm1975CZ04DEER2017 | 7476
Appl-CW-Top-GasDHW-GasDry-Tier2 | DEER2017 | D17 v3 |  | Any | MFm | 1975 | CZ05 | rDXGF | Household | 1 | 1070.2 | None | 50.1 | 0.008 | 13.4 | 34.1 | 0.005 | 9.48 | 50.1 | 0.008 | 13.4 | 34.1 | 0.005 | -1.99 | DEER:Res:ClothesDishWasher | Annual | 2 |  | Appl-CW-Top-GasDHW-GasDry-Tier2DEER2017 | Appl-CW-Top-GasDHW-GasDry-Tier2AnyMFm1975CZ05DEER2017 | 7477
Appl-CW-Top-GasDHW-GasDry-Tier2 | DEER2017 | D17 v3 |  | Any | MFm | 1975 | CZ06 | rDXGF | Household | 1 | 1047.7 | None | 60 | 0.016 | 14.2 | 40.6 | 0.011 | 9.99 | 60 | 0.016 | 14.2 | 40.6 | 0.011 | -1.45 | DEER:Res:ClothesDishWasher | Annual | 2 |  | Appl-CW-Top-GasDHW-GasDry-Tier2DEER2017 | Appl-CW-Top-GasDHW-GasDry-Tier2AnyMFm1975CZ06DEER2017 | 7478
Appl-CW-Top-GasDHW-GasDry-Tier2 | DEER2017 | D17 v3 |  | Any | MFm | 1975 | CZ07 | rDXGF | Household | 1 | 1047.7 | None | 55.8 | 0.011 | 14.3 | 36.8 | 0.006 | 9.89 | 55.8 | 0.011 | 14.3 | 36.8 | 0.006 | -0.815 | DEER:Res:ClothesDishWasher | Annual | 2 |  | Appl-CW-Top-GasDHW-GasDry-Tier2DEER2017 | Appl-CW-Top-GasDHW-GasDry-Tier2AnyMFm1975CZ07DEER2017 | 7479
Appl-CW-Top-GasDHW-GasDry-Tier2 | DEER2017 | D17 v3 |  | Any | MFm | 1975 | CZ08 | rDXGF | Household | 1 | 1047.7 | None | 61 | 0.017 | 14.4 | 41.6 | 0.011 | 10.1 | 61 | 0.017 | 14.4 | 41.6 | 0.011 | -0.74 | DEER:Res:ClothesDishWasher | Annual | 2 |  | Appl-CW-Top-GasDHW-GasDry-Tier2DEER2017 | Appl-CW-Top-GasDHW-GasDry-Tier2AnyMFm1975CZ08DEER2017 | 7480
Appl-CW-Top-GasDHW-GasDry-Tier2 | DEER2017 | D17 v3 |  | Any | MFm | 1975 | CZ09 | rDXGF | Household | 1 | 1216.8 | None | 63.7 | 0.014 | 14.2 | 43.4 | 0.009 | 9.96 | 63.7 | 0.014 | 14.2 | 43.4 | 0.009 | -0.903 | DEER:Res:ClothesDishWasher | Annual | 2 |  | Appl-CW-Top-GasDHW-GasDry-Tier2DEER2017 | Appl-CW-Top-GasDHW-GasDry-Tier2AnyMFm1975CZ09DEER2017 | 7481
Appl-CW-Top-GasDHW-GasDry-Tier2 | DEER2017 | D17 v3 |  | Any | MFm | 1975 | CZ10 | rDXGF | Household | 1 | 1216.8 | None | 61.1 | 0.019 | 14 | 41.5 | 0.013 | 9.82 | 61.1 | 0.019 | 14 | 41.5 | 0.013 | -1.12 | DEER:Res:ClothesDishWasher | Annual | 2 |  | Appl-CW-Top-GasDHW-GasDry-Tier2DEER2017 | Appl-CW-Top-GasDHW-GasDry-Tier2AnyMFm1975CZ10DEER2017 | 7482
Appl-CW-Top-GasDHW-GasDry-Tier2 | DEER2017 | D17 v3 |  | Any | MFm | 1975 | CZ11 | rDXGF | Household | 1 | 1098.9 | None | 60.6 | 0.016 | 13.8 | 41.2 | 0.01 | 9.67 | 60.6 | 0.016 | 13.8 | 41.2 | 0.01 | -0.857 | DEER:Res:ClothesDishWasher | Annual | 2 |  | Appl-CW-Top-GasDHW-GasDry-Tier2DEER2017 | Appl-CW-Top-GasDHW-GasDry-Tier2AnyMFm1975CZ11DEER2017 | 7483
Appl-CW-Top-GasDHW-GasDry-Tier2 | DEER2017 | D17 v3 |  | Any | MFm | 1975 | CZ12 | rDXGF | Household | 1 | 1098.9 | None | 58.2 | 0.015 | 13.8 | 39.6 | 0.011 | 9.71 | 58.2 | 0.015 | 13.8 | 39.6 | 0.011 | -0.713 | DEER:Res:ClothesDishWasher | Annual | 2 |  | Appl-CW-Top-GasDHW-GasDry-Tier2DEER2017 | Appl-CW-Top-GasDHW-GasDry-Tier2AnyMFm1975CZ12DEER2017 | 7484
Appl-CW-Top-GasDHW-GasDry-Tier2 | DEER2017 | D17 v3 |  | Any | MFm | 1975 | CZ13 | rDXGF | Household | 1 | 1098.9 | None | 63.1 | 0.018 | 13.8 | 43.1 | 0.012 | 9.73 | 63.1 | 0.018 | 13.8 | 43.1 | 0.012 | -0.665 | DEER:Res:ClothesDishWasher | Annual | 2 |  | Appl-CW-Top-GasDHW-GasDry-Tier2DEER2017 | Appl-CW-Top-GasDHW-GasDry-Tier2AnyMFm1975CZ13DEER2017 | 7485
Appl-CW-Top-GasDHW-GasDry-Tier2 | DEER2017 | D17 v3 |  | Any | MFm | 1975 | CZ14 | rDXGF | Household | 1 | 1409.4 | None | 63.4 | 0.011 | 13.8 | 42.8 | 0.007 | 9.68 | 63.4 | 0.011 | 13.8 | 42.8 | 0.007 | -0.623 | DEER:Res:ClothesDishWasher | Annual | 2 |  | Appl-CW-Top-GasDHW-GasDry-Tier2DEER2017 | Appl-CW-Top-GasDHW-GasDry-Tier2AnyMFm1975CZ14DEER2017 | 7486
Appl-CW-Top-GasDHW-GasDry-Tier2 | DEER2017 | D17 v3 |  | Any | MFm | 1975 | CZ15 | rDXGF | Household | 1 | 1409.4 | None | 71.6 | 0.014 | 14.1 | 48.7 | 0.01 | 9.87 | 71.6 | 0.014 | 14.1 | 48.7 | 0.01 | -0.504 | DEER:Res:ClothesDishWasher | Annual | 2 |  | Appl-CW-Top-GasDHW-GasDry-Tier2DEER2017 | Appl-CW-Top-GasDHW-GasDry-Tier2AnyMFm1975CZ15DEER2017 | 7487
Appl-CW-Top-GasDHW-GasDry-Tier2 | DEER2017 | D17 v3 |  | Any | MFm | 1975 | CZ16 | rDXGF | Household | 1 | 1070.2 | None | 57.7 | 0.013 | 14.3 | 39.3 | 0.009 | 10.1 | 57.7 | 0.013 | 14.3 | 39.3 | 0.009 | -1.05 | DEER:Res:ClothesDishWasher | Annual | 2 |  | Appl-CW-Top-GasDHW-GasDry-Tier2DEER2017 | Appl-CW-Top-GasDHW-GasDry-Tier2AnyMFm1975CZ16DEER2017 | 7488
Appl-CW-Top-GasDHW-GasDry-Tier2 | DEER2017 | D17 v3 |  | Any | MFm | 1985 | CZ01 | rDXGF | Household | 1 | 1152 | None | 48.5 | 0.007 | 12.9 | 33 | 0.005 | 9.18 | 48.5 | 0.007 | 12.9 | 33 | 0.005 | -0.438 | DEER:Res:ClothesDishWasher | Annual | 2 |  | Appl-CW-Top-GasDHW-GasDry-Tier2DEER2017 | Appl-CW-Top-GasDHW-GasDry-Tier2AnyMFm1985CZ01DEER2017 | 7489
Appl-CW-Top-GasDHW-GasDry-Tier2 | DEER2017 | D17 v3 |  | Any | MFm | 1985 | CZ02 | rDXGF | Household | 1 | 1152 | None | 55.4 | 0.017 | 14 | 37.7 | 0.012 | 9.87 | 55.4 | 0.017 | 14 | 37.7 | 0.012 | -0.633 | DEER:Res:ClothesDishWasher | Annual | 2 |  | Appl-CW-Top-GasDHW-GasDry-Tier2DEER2017 | Appl-CW-Top-GasDHW-GasDry-Tier2AnyMFm1985CZ02DEER2017 | 7490
Appl-CW-Top-GasDHW-GasDry-Tier2 | DEER2017 | D17 v3 |  | Any | MFm | 1985 | CZ03 | rDXGF | Household | 1 | 1152 | None | 51.5 | 0.011 | 13.9 | 35.1 | 0.007 | 9.76 | 51.5 | 0.011 | 13.9 | 35.1 | 0.007 | -1.23 | DEER:Res:ClothesDishWasher | Annual | 2 |  | Appl-CW-Top-GasDHW-GasDry-Tier2DEER2017 | Appl-CW-Top-GasDHW-GasDry-Tier2AnyMFm1985CZ03DEER2017 | 7491
Appl-CW-Top-GasDHW-GasDry-Tier2 | DEER2017 | D17 v3 |  | Any | MFm | 1985 | CZ04 | rDXGF | Household | 1 | 1152 | None | 54.5 | 0.015 | 14.2 | 37.1 | 0.01 | 10 | 54.5 | 0.015 | 14.2 | 37.1 | 0.01 | -1.03 | DEER:Res:ClothesDishWasher | Annual | 2 |  | Appl-CW-Top-GasDHW-GasDry-Tier2DEER2017 | Appl-CW-Top-GasDHW-GasDry-Tier2AnyMFm1985CZ04DEER2017 | 7492
Appl-CW-Top-GasDHW-GasDry-Tier2 | DEER2017 | D17 v3 |  | Any | MFm | 1985 | CZ05 | rDXGF | Household | 1 | 1152 | None | 51.4 | 0.011 | 13.7 | 35.1 | 0.008 | 9.75 | 51.4 | 0.011 | 13.7 | 35.1 | 0.008 | -0.834 | DEER:Res:ClothesDishWasher | Annual | 2 |  | Appl-CW-Top-GasDHW-GasDry-Tier2DEER2017 | Appl-CW-Top-GasDHW-GasDry-Tier2AnyMFm1985CZ05DEER2017 | 7493
Appl-CW-Top-GasDHW-GasDry-Tier2 | DEER2017 | D17 v3 |  | Any | MFm | 1985 | CZ06 | rDXGF | Household | 1 | 1295.2 | None | 57 | 0.014 | 14.2 | 40 | 0.013 | 10.3 | 57 | 0.014 | 14.2 | 40 | 0.013 | -1.3 | DEER:Res:ClothesDishWasher | Annual | 2 |  | Appl-CW-Top-GasDHW-GasDry-Tier2DEER2017 | Appl-CW-Top-GasDHW-GasDry-Tier2AnyMFm1985CZ06DEER2017 | 7494
Appl-CW-Top-GasDHW-GasDry-Tier2 | DEER2017 | D17 v3 |  | Any | MFm | 1985 | CZ07 | rDXGF | Household | 1 | 1295.2 | None | 57 | 0.012 | 14.5 | 38.8 | 0.009 | 10.2 | 57 | 0.012 | 14.5 | 38.8 | 0.009 | -1.67 | DEER:Res:ClothesDishWasher | Annual | 2 |  | Appl-CW-Top-GasDHW-GasDry-Tier2DEER2017 | Appl-CW-Top-GasDHW-GasDry-Tier2AnyMFm1985CZ07DEER2017 | 7495
Appl-CW-Top-GasDHW-GasDry-Tier2 | DEER2017 | D17 v3 |  | Any | MFm | 1985 | CZ08 | rDXGF | Household | 1 | 1295.2 | None | 62.4 | 0.017 | 14.4 | 42.6 | 0.012 | 10.1 | 62.4 | 0.017 | 14.4 | 42.6 | 0.012 | -0.766 | DEER:Res:ClothesDishWasher | Annual | 2 |  | Appl-CW-Top-GasDHW-GasDry-Tier2DEER2017 | Appl-CW-Top-GasDHW-GasDry-Tier2AnyMFm1985CZ08DEER2017 | 7496
Appl-CW-Top-GasDHW-GasDry-Tier2 | DEER2017 | D17 v3 |  | Any | MFm | 1985 | CZ09 | rDXGF | Household | 1 | 1438.9 | None | 63.6 | 0.014 | 14.1 | 43.1 | 0.009 | 9.9 | 63.6 | 0.014 | 14.1 | 43.1 | 0.009 | -1.12 | DEER:Res:ClothesDishWasher | Annual | 2 |  | Appl-CW-Top-GasDHW-GasDry-Tier2DEER2017 | Appl-CW-Top-GasDHW-GasDry-Tier2AnyMFm1985CZ09DEER2017 | 7497
Appl-CW-Top-GasDHW-GasDry-Tier2 | DEER2017 | D17 v3 |  | Any | MFm | 1985 | CZ10 | rDXGF | Household | 1 | 1438.9 | None | 62.1 | 0.017 | 14 | 46.5 | 0.02 | 10.4 | 62.1 | 0.017 | 14 | 46.5 | 0.02 | -1.37 | DEER:Res:ClothesDishWasher | Annual | 2 |  | Appl-CW-Top-GasDHW-GasDry-Tier2DEER2017 | Appl-CW-Top-GasDHW-GasDry-Tier2AnyMFm1985CZ10DEER2017 | 7498
Appl-CW-Top-GasDHW-GasDry-Tier2 | DEER2017 | D17 v3 |  | Any | MFm | 1985 | CZ11 | rDXGF | Household | 1 | 1150 | None | 60.8 | 0.016 | 13.8 | 41.3 | 0.011 | 9.67 | 60.8 | 0.016 | 13.8 | 41.3 | 0.011 | -1.25 | DEER:Res:ClothesDishWasher | Annual | 2 |  | Appl-CW-Top-GasDHW-GasDry-Tier2DEER2017 | Appl-CW-Top-GasDHW-GasDry-Tier2AnyMFm1985CZ11DEER2017 | 7499
Appl-CW-Top-GasDHW-GasDry-Tier2 | DEER2017 | D17 v3 |  | Any | MFm | 1985 | CZ12 | rDXGF | Household | 1 | 1150 | None | 57.5 | 0.017 | 13.9 | 39.1 | 0.012 | 9.77 | 57.5 | 0.017 | 13.9 | 39.1 | 0.012 | -1.23 | DEER:Res:ClothesDishWasher | Annual | 2 |  | Appl-CW-Top-GasDHW-GasDry-Tier2DEER2017 | Appl-CW-Top-GasDHW-GasDry-Tier2AnyMFm1985CZ12DEER2017 | 7500
Appl-CW-Top-GasDHW-GasDry-Tier2 | DEER2017 | D17 v3 |  | Any | MFm | 1985 | CZ13 | rDXGF | Household | 1 | 1150 | None | 62.9 | 0.018 | 13.6 | 42.8 | 0.012 | 9.59 | 62.9 | 0.018 | 13.6 | 42.8 | 0.012 | -1.63 | DEER:Res:ClothesDishWasher | Annual | 2 |  | Appl-CW-Top-GasDHW-GasDry-Tier2DEER2017 | Appl-CW-Top-GasDHW-GasDry-Tier2AnyMFm1985CZ13DEER2017 | 7501
Appl-CW-Top-GasDHW-GasDry-Tier2 | DEER2017 | D17 v3 |  | Any | MFm | 1985 | CZ14 | rDXGF | Household | 1 | 1407.2 | None | 63.9 | 0.014 | 14 | 43.4 | 0.009 | 9.87 | 63.9 | 0.014 | 14 | 43.4 | 0.009 | -1.76 | DEER:Res:ClothesDishWasher | Annual | 2 |  | Appl-CW-Top-GasDHW-GasDry-Tier2DEER2017 | Appl-CW-Top-GasDHW-GasDry-Tier2AnyMFm1985CZ14DEER2017 | 7502
Appl-CW-Top-GasDHW-GasDry-Tier2 | DEER2017 | D17 v3 |  | Any | MFm | 1985 | CZ15 | rDXGF | Household | 1 | 1407.2 | None | 71.1 | 0.014 | 14.1 | 48.5 | 0.01 | 9.86 | 71.1 | 0.014 | 14.1 | 48.5 | 0.01 | -0.789 | DEER:Res:ClothesDishWasher | Annual | 2 |  | Appl-CW-Top-GasDHW-GasDry-Tier2DEER2017 | Appl-CW-Top-GasDHW-GasDry-Tier2AnyMFm1985CZ15DEER2017 | 7503
Appl-CW-Top-GasDHW-GasDry-Tier2 | DEER2017 | D17 v3 |  | Any | MFm | 1985 | CZ16 | rDXGF | Household | 1 | 1152 | None | 59.3 | 0.014 | 14.2 | 40.4 | 0.009 | 10 | 59.3 | 0.014 | 14.2 | 40.4 | 0.009 | -1.37 | DEER:Res:ClothesDishWasher | Annual | 2 |  | Appl-CW-Top-GasDHW-GasDry-Tier2DEER2017 | Appl-CW-Top-GasDHW-GasDry-Tier2AnyMFm1985CZ16DEER2017 | 7504
Appl-CW-Top-GasDHW-GasDry-Tier2 | DEER2017 | D17 v3 |  | Any | MFm | 1996 | CZ01 | rDXGF | Household | 1 | 981.6 | None | 48.8 | 0.007 | 13.7 | 33.1 | 0.005 | 9.56 | 48.8 | 0.007 | 13.7 | 33.1 | 0.005 | 9.56 | DEER:Res:ClothesDishWasher | Annual | 1719 |  | Appl-CW-Top-GasDHW-GasDry-Tier2DEER2017 | Appl-CW-Top-GasDHW-GasDry-Tier2AnyMFm1996CZ01DEER2017 | 7505
Appl-CW-Top-GasDHW-GasDry-Tier2 | DEER2017 | D17 v3 |  | Any | MFm | 1996 | CZ02 | rDXGF | Household | 1 | 981.6 | None | 55.8 | 0.016 | 14.3 | 38.4 | 0.013 | 10.2 | 55.8 | 0.016 | 14.3 | 38.4 | 0.013 | 10.2 | DEER:Res:ClothesDishWasher | Annual | 1719 |  | Appl-CW-Top-GasDHW-GasDry-Tier2DEER2017 | Appl-CW-Top-GasDHW-GasDry-Tier2AnyMFm1996CZ02DEER2017 | 7506
Appl-CW-Top-GasDHW-GasDry-Tier2 | DEER2017 | D17 v3 |  | Any | MFm | 1996 | CZ03 | rDXGF | Household | 1 | 981.6 | None | 53.1 | 0.012 | 14.3 | 36 | 0.008 | 10.1 | 53.1 | 0.012 | 14.3 | 36 | 0.008 | 10.1 | DEER:Res:ClothesDishWasher | Annual | 1719 |  | Appl-CW-Top-GasDHW-GasDry-Tier2DEER2017 | Appl-CW-Top-GasDHW-GasDry-Tier2AnyMFm1996CZ03DEER2017 | 7507
Appl-CW-Top-GasDHW-GasDry-Tier2 | DEER2017 | D17 v3 |  | Any | MFm | 1996 | CZ04 | rDXGF | Household | 1 | 981.6 | None | 55.2 | 0.013 | 14.4 | 37.6 | 0.009 | 10.2 | 55.2 | 0.013 | 14.4 | 37.6 | 0.009 | 10.2 | DEER:Res:ClothesDishWasher | Annual | 1719 |  | Appl-CW-Top-GasDHW-GasDry-Tier2DEER2017 | Appl-CW-Top-GasDHW-GasDry-Tier2AnyMFm1996CZ04DEER2017 | 7508
Appl-CW-Top-GasDHW-GasDry-Tier2 | DEER2017 | D17 v3 |  | Any | MFm | 1996 | CZ05 | rDXGF | Household | 1 | 981.6 | None | 51.9 | 0.009 | 14 | 35.4 | 0.006 | 9.86 | 51.9 | 0.009 | 14 | 35.4 | 0.006 | 9.86 | DEER:Res:ClothesDishWasher | Annual | 1719 |  | Appl-CW-Top-GasDHW-GasDry-Tier2DEER2017 | Appl-CW-Top-GasDHW-GasDry-Tier2AnyMFm1996CZ05DEER2017 | 7509
Appl-CW-Top-GasDHW-GasDry-Tier2 | DEER2017 | D17 v3 |  | Any | MFm | 1996 | CZ06 | rDXGF | Household | 1 | 1169.1 | None | 59.9 | 0.016 | 14.2 | 40.7 | 0.011 | 9.93 | 59.9 | 0.016 | 14.2 | 40.7 | 0.011 | 9.93 | DEER:Res:ClothesDishWasher | Annual | 1719 |  | Appl-CW-Top-GasDHW-GasDry-Tier2DEER2017 | Appl-CW-Top-GasDHW-GasDry-Tier2AnyMFm1996CZ06DEER2017 | 7510
Appl-CW-Top-GasDHW-GasDry-Tier2 | DEER2017 | D17 v3 |  | Any | MFm | 1996 | CZ07 | rDXGF | Household | 1 | 1169.1 | None | 60 | 0.014 | 14.9 | 40.7 | 0.009 | 10.5 | 60 | 0.014 | 14.9 | 40.7 | 0.009 | 10.5 | DEER:Res:ClothesDishWasher | Annual | 1719 |  | Appl-CW-Top-GasDHW-GasDry-Tier2DEER2017 | Appl-CW-Top-GasDHW-GasDry-Tier2AnyMFm1996CZ07DEER2017 | 7511
Appl-CW-Top-GasDHW-GasDry-Tier2 | DEER2017 | D17 v3 |  | Any | MFm | 1996 | CZ08 | rDXGF | Household | 1 | 1169.1 | None | 61.5 | 0.013 | 14.5 | 41.9 | 0.009 | 10.1 | 61.5 | 0.013 | 14.5 | 41.9 | 0.009 | 10.1 | DEER:Res:ClothesDishWasher | Annual | 1719 |  | Appl-CW-Top-GasDHW-GasDry-Tier2DEER2017 | Appl-CW-Top-GasDHW-GasDry-Tier2AnyMFm1996CZ08DEER2017 | 7512
Appl-CW-Top-GasDHW-GasDry-Tier2 | DEER2017 | D17 v3 |  | Any | MFm | 1996 | CZ09 | rDXGF | Household | 1 | 1093.6 | None | 65.6 | 0.014 | 14.5 | 44.8 | 0.01 | 10.2 | 65.6 | 0.014 | 14.5 | 44.8 | 0.01 | 10.2 | DEER:Res:ClothesDishWasher | Annual | 1719 |  | Appl-CW-Top-GasDHW-GasDry-Tier2DEER2017 | Appl-CW-Top-GasDHW-GasDry-Tier2AnyMFm1996CZ09DEER2017 | 7513
Appl-CW-Top-GasDHW-GasDry-Tier2 | DEER2017 | D17 v3 |  | Any | MFm | 1996 | CZ10 | rDXGF | Household | 1 | 1093.6 | None | 58.5 | 0.022 | 14.1 | 39.7 | 0.014 | 9.86 | 58.5 | 0.022 | 14.1 | 39.7 | 0.014 | 9.86 | DEER:Res:ClothesDishWasher | Annual | 1719 |  | Appl-CW-Top-GasDHW-GasDry-Tier2DEER2017 | Appl-CW-Top-GasDHW-GasDry-Tier2AnyMFm1996CZ10DEER2017 | 7514
Appl-CW-Top-GasDHW-GasDry-Tier2 | DEER2017 | D17 v3 |  | Any | MFm | 1996 | CZ11 | rDXGF | Household | 1 | 1031.9 | None | 62.4 | 0.015 | 14.3 | 42.5 | 0.01 | 10 | 62.4 | 0.015 | 14.3 | 42.5 | 0.01 | 10 | DEER:Res:ClothesDishWasher | Annual | 1719 |  | Appl-CW-Top-GasDHW-GasDry-Tier2DEER2017 | Appl-CW-Top-GasDHW-GasDry-Tier2AnyMFm1996CZ11DEER2017 | 7515
Appl-CW-Top-GasDHW-GasDry-Tier2 | DEER2017 | D17 v3 |  | Any | MFm | 1996 | CZ12 | rDXGF | Household | 1 | 1031.9 | None | 59.7 | 0.018 | 14 | 40.7 | 0.013 | 9.85 | 59.7 | 0.018 | 14 | 40.7 | 0.013 | 9.85 | DEER:Res:ClothesDishWasher | Annual | 1719 |  | Appl-CW-Top-GasDHW-GasDry-Tier2DEER2017 | Appl-CW-Top-GasDHW-GasDry-Tier2AnyMFm1996CZ12DEER2017 | 7516
Appl-CW-Top-GasDHW-GasDry-Tier2 | DEER2017 | D17 v3 |  | Any | MFm | 1996 | CZ13 | rDXGF | Household | 1 | 1031.9 | None | 63.4 | 0.017 | 14 | 43.2 | 0.011 | 9.85 | 63.4 | 0.017 | 14 | 43.2 | 0.011 | 9.85 | DEER:Res:ClothesDishWasher | Annual | 1719 |  | Appl-CW-Top-GasDHW-GasDry-Tier2DEER2017 | Appl-CW-Top-GasDHW-GasDry-Tier2AnyMFm1996CZ13DEER2017 | 7517
Appl-CW-Top-GasDHW-GasDry-Tier2 | DEER2017 | D17 v3 |  | Any | MFm | 1996 | CZ14 | rDXGF | Household | 1 | 1086 | None | 65.5 | 0.011 | 14.2 | 44.7 | 0.007 | 9.95 | 65.5 | 0.011 | 14.2 | 44.7 | 0.007 | 9.95 | DEER:Res:ClothesDishWasher | Annual | 1719 |  | Appl-CW-Top-GasDHW-GasDry-Tier2DEER2017 | Appl-CW-Top-GasDHW-GasDry-Tier2AnyMFm1996CZ14DEER2017 | 7518
Appl-CW-Top-GasDHW-GasDry-Tier2 | DEER2017 | D17 v3 |  | Any | MFm | 1996 | CZ15 | rDXGF | Household | 1 | 1086 | None | 70 | 0.015 | 14.2 | 47.6 | 0.01 | 9.91 | 70 | 0.015 | 14.2 | 47.6 | 0.01 | 9.91 | DEER:Res:ClothesDishWasher | Annual | 1719 |  | Appl-CW-Top-GasDHW-GasDry-Tier2DEER2017 | Appl-CW-Top-GasDHW-GasDry-Tier2AnyMFm1996CZ15DEER2017 | 7519
Appl-CW-Top-GasDHW-GasDry-Tier2 | DEER2017 | D17 v3 |  | Any | MFm | 1996 | CZ16 | rDXGF | Household | 1 | 981.6 | None | 59.6 | 0.014 | 14.2 | 40.7 | 0.01 | 10 | 59.6 | 0.014 | 14.2 | 40.7 | 0.01 | 10 | DEER:Res:ClothesDishWasher | Annual | 1719 |  | Appl-CW-Top-GasDHW-GasDry-Tier2DEER2017 | Appl-CW-Top-GasDHW-GasDry-Tier2AnyMFm1996CZ16DEER2017 | 7520
Appl-CW-Top-GasDHW-GasDry-Tier2 | DEER2017 | D17 v3 |  | Any | MFm | 2003 | CZ01 | rDXGF | Household | 1 | 998.7 | None | 49.6 | 0.008 | 14 | 33.6 | 0.005 | 9.72 | 49.6 | 0.008 | 14 | 33.6 | 0.005 | 9.72 | DEER:Res:ClothesDishWasher | Annual | 1719 |  | Appl-CW-Top-GasDHW-GasDry-Tier2DEER2017 | Appl-CW-Top-GasDHW-GasDry-Tier2AnyMFm2003CZ01DEER2017 | 7521
Appl-CW-Top-GasDHW-GasDry-Tier2 | DEER2017 | D17 v3 |  | Any | MFm | 2003 | CZ02 | rDXGF | Household | 1 | 1073.2 | None | 55.1 | 0.014 | 14.3 | 37.7 | 0.009 | 10.1 | 55.1 | 0.014 | 14.3 | 37.7 | 0.009 | 10.1 | DEER:Res:ClothesDishWasher | Annual | 1719 |  | Appl-CW-Top-GasDHW-GasDry-Tier2DEER2017 | Appl-CW-Top-GasDHW-GasDry-Tier2AnyMFm2003CZ02DEER2017 | 7522
Appl-CW-Top-GasDHW-GasDry-Tier2 | DEER2017 | D17 v3 |  | Any | MFm | 2003 | CZ03 | rDXGF | Household | 1 | 998.7 | None | 51.3 | 0.009 | 14.1 | 34.9 | 0.006 | 9.9 | 51.3 | 0.009 | 14.1 | 34.9 | 0.006 | 9.9 | DEER:Res:ClothesDishWasher | Annual | 1719 |  | Appl-CW-Top-GasDHW-GasDry-Tier2DEER2017 | Appl-CW-Top-GasDHW-GasDry-Tier2AnyMFm2003CZ03DEER2017 | 7523
Appl-CW-Top-GasDHW-GasDry-Tier2 | DEER2017 | D17 v3 |  | Any | MFm | 2003 | CZ04 | rDXGF | Household | 1 | 998.7 | None | 57.9 | 0.015 | 14.4 | 39.5 | 0.01 | 10.1 | 57.9 | 0.015 | 14.4 | 39.5 | 0.01 | 10.1 | DEER:Res:ClothesDishWasher | Annual | 1719 |  | Appl-CW-Top-GasDHW-GasDry-Tier2DEER2017 | Appl-CW-Top-GasDHW-GasDry-Tier2AnyMFm2003CZ04DEER2017 | 7524
Appl-CW-Top-GasDHW-GasDry-Tier2 | DEER2017 | D17 v3 |  | Any | MFm | 2003 | CZ05 | rDXGF | Household | 1 | 998.7 | None | 51.8 | 0.009 | 13.9 | 35.2 | 0.006 | 9.77 | 51.8 | 0.009 | 13.9 | 35.2 | 0.006 | 9.77 | DEER:Res:ClothesDishWasher | Annual | 1719 |  | Appl-CW-Top-GasDHW-GasDry-Tier2DEER2017 | Appl-CW-Top-GasDHW-GasDry-Tier2AnyMFm2003CZ05DEER2017 | 7525
Appl-CW-Top-GasDHW-GasDry-Tier2 | DEER2017 | D17 v3 |  | Any | MFm | 2003 | CZ06 | rDXGF | Household | 1 | 1206 | None | 58 | 0.017 | 14.4 | 39.5 | 0.011 | 10.1 | 58 | 0.017 | 14.4 | 39.5 | 0.011 | 10.1 | DEER:Res:ClothesDishWasher | Annual | 1719 |  | Appl-CW-Top-GasDHW-GasDry-Tier2DEER2017 | Appl-CW-Top-GasDHW-GasDry-Tier2AnyMFm2003CZ06DEER2017 | 7526
Appl-CW-Top-GasDHW-GasDry-Tier2 | DEER2017 | D17 v3 |  | Any | MFm | 2003 | CZ07 | rDXGF | Household | 1 | 1206 | None | 62 | 0.012 | 14.5 | 42.4 | 0.009 | 10.2 | 62 | 0.012 | 14.5 | 42.4 | 0.009 | 10.2 | DEER:Res:ClothesDishWasher | Annual | 1719 |  | Appl-CW-Top-GasDHW-GasDry-Tier2DEER2017 | Appl-CW-Top-GasDHW-GasDry-Tier2AnyMFm2003CZ07DEER2017 | 7527
Appl-CW-Top-GasDHW-GasDry-Tier2 | DEER2017 | D17 v3 |  | Any | MFm | 2003 | CZ08 | rDXGF | Household | 1 | 1206 | None | 61.9 | 0.017 | 14.5 | 42.2 | 0.011 | 10.1 | 61.9 | 0.017 | 14.5 | 42.2 | 0.011 | 10.1 | DEER:Res:ClothesDishWasher | Annual | 1719 |  | Appl-CW-Top-GasDHW-GasDry-Tier2DEER2017 | Appl-CW-Top-GasDHW-GasDry-Tier2AnyMFm2003CZ08DEER2017 | 7528
Appl-CW-Top-GasDHW-GasDry-Tier2 | DEER2017 | D17 v3 |  | Any | MFm | 2003 | CZ09 | rDXGF | Household | 1 | 1126.6 | None | 58.1 | 0.011 | 14 | 38.3 | 0.006 | 9.78 | 58.1 | 0.011 | 14 | 38.3 | 0.006 | 9.78 | DEER:Res:ClothesDishWasher | Annual | 1719 |  | Appl-CW-Top-GasDHW-GasDry-Tier2DEER2017 | Appl-CW-Top-GasDHW-GasDry-Tier2AnyMFm2003CZ09DEER2017 | 7529
Appl-CW-Top-GasDHW-GasDry-Tier2 | DEER2017 | D17 v3 |  | Any | MFm | 2003 | CZ10 | rDXGF | Household | 1 | 1073.2 | None | 60.3 | 0.019 | 14.6 | 42.1 | 0.015 | 10.3 | 60.3 | 0.019 | 14.6 | 42.1 | 0.015 | 10.3 | DEER:Res:ClothesDishWasher | Annual | 1719 |  | Appl-CW-Top-GasDHW-GasDry-Tier2DEER2017 | Appl-CW-Top-GasDHW-GasDry-Tier2AnyMFm2003CZ10DEER2017 | 7530
Appl-CW-Top-GasDHW-GasDry-Tier2 | DEER2017 | D17 v3 |  | Any | MFm | 2003 | CZ11 | rDXGF | Household | 1 | 1073.2 | None | 63.5 | 0.013 | 14 | 43.2 | 0.009 | 9.85 | 63.5 | 0.013 | 14 | 43.2 | 0.009 | 9.85 | DEER:Res:ClothesDishWasher | Annual | 1719 |  | Appl-CW-Top-GasDHW-GasDry-Tier2DEER2017 | Appl-CW-Top-GasDHW-GasDry-Tier2AnyMFm2003CZ11DEER2017 | 7531
Appl-CW-Top-GasDHW-GasDry-Tier2 | DEER2017 | D17 v3 |  | Any | MFm | 2003 | CZ12 | rDXGF | Household | 1 | 1073.2 | None | 61.4 | 0.016 | 14.3 | 42 | 0.011 | 10 | 61.4 | 0.016 | 14.3 | 42 | 0.011 | 10 | DEER:Res:ClothesDishWasher | Annual | 1719 |  | Appl-CW-Top-GasDHW-GasDry-Tier2DEER2017 | Appl-CW-Top-GasDHW-GasDry-Tier2AnyMFm2003CZ12DEER2017 | 7532
Appl-CW-Top-GasDHW-GasDry-Tier2 | DEER2017 | D17 v3 |  | Any | MFm | 2003 | CZ13 | rDXGF | Household | 1 | 1073.2 | None | 64.5 | 0.014 | 14.2 | 43.7 | 0.01 | 9.95 | 64.5 | 0.014 | 14.2 | 43.7 | 0.01 | 9.95 | DEER:Res:ClothesDishWasher | Annual | 1719 |  | Appl-CW-Top-GasDHW-GasDry-Tier2DEER2017 | Appl-CW-Top-GasDHW-GasDry-Tier2AnyMFm2003CZ13DEER2017 | 7533
Appl-CW-Top-GasDHW-GasDry-Tier2 | DEER2017 | D17 v3 |  | Any | MFm | 2003 | CZ14 | rDXGF | Household | 1 | 1094.6 | None | 65 | 0.012 | 14.1 | 44.3 | 0.008 | 9.92 | 65 | 0.012 | 14.1 | 44.3 | 0.008 | 9.92 | DEER:Res:ClothesDishWasher | Annual | 1719 |  | Appl-CW-Top-GasDHW-GasDry-Tier2DEER2017 | Appl-CW-Top-GasDHW-GasDry-Tier2AnyMFm2003CZ14DEER2017 | 7534
Appl-CW-Top-GasDHW-GasDry-Tier2 | DEER2017 | D17 v3 |  | Any | MFm | 2003 | CZ15 | rDXGF | Household | 1 | 1094.6 | None | 70.1 | 0.015 | 14.2 | 47.8 | 0.01 | 9.92 | 70.1 | 0.015 | 14.2 | 47.8 | 0.01 | 9.92 | DEER:Res:ClothesDishWasher | Annual | 1719 |  | Appl-CW-Top-GasDHW-GasDry-Tier2DEER2017 | Appl-CW-Top-GasDHW-GasDry-Tier2AnyMFm2003CZ15DEER2017 | 7535
Appl-CW-Top-GasDHW-GasDry-Tier2 | DEER2017 | D17 v3 |  | Any | MFm | 2003 | CZ16 | rDXGF | Household | 1 | 998.7 | None | 59.7 | 0.014 | 14.3 | 40.6 | 0.009 | 10.1 | 59.7 | 0.014 | 14.3 | 40.6 | 0.009 | 10.1 | DEER:Res:ClothesDishWasher | Annual | 1719 |  | Appl-CW-Top-GasDHW-GasDry-Tier2DEER2017 | Appl-CW-Top-GasDHW-GasDry-Tier2AnyMFm2003CZ16DEER2017 | 7536
Appl-CW-Top-GasDHW-GasDry-Tier2 | DEER2017 | D17 v3 |  | Any | MFm | 2007 | CZ01 | rDXGF | Household | 1 | 998.7 | None | 48.2 | 0.007 | 13.2 | 32.7 | 0.005 | 9.21 | 48.2 | 0.007 | 13.2 | 32.7 | 0.005 | 9.21 | DEER:Res:ClothesDishWasher | Annual | 1719 |  | Appl-CW-Top-GasDHW-GasDry-Tier2DEER2017 | Appl-CW-Top-GasDHW-GasDry-Tier2AnyMFm2007CZ01DEER2017 | 7537
Appl-CW-Top-GasDHW-GasDry-Tier2 | DEER2017 | D17 v3 |  | Any | MFm | 2007 | CZ02 | rDXGF | Household | 1 | 1073.2 | None | 56.1 | 0.014 | 14.4 | 38.3 | 0.01 | 10.1 | 56.1 | 0.014 | 14.4 | 38.3 | 0.01 | 10.1 | DEER:Res:ClothesDishWasher | Annual | 1719 |  | Appl-CW-Top-GasDHW-GasDry-Tier2DEER2017 | Appl-CW-Top-GasDHW-GasDry-Tier2AnyMFm2007CZ02DEER2017 | 7538
Appl-CW-Top-GasDHW-GasDry-Tier2 | DEER2017 | D17 v3 |  | Any | MFm | 2007 | CZ03 | rDXGF | Household | 1 | 998.7 | None | 50.2 | 0.009 | 13.8 | 34.3 | 0.006 | 9.81 | 50.2 | 0.009 | 13.8 | 34.3 | 0.006 | 9.81 | DEER:Res:ClothesDishWasher | Annual | 1719 |  | Appl-CW-Top-GasDHW-GasDry-Tier2DEER2017 | Appl-CW-Top-GasDHW-GasDry-Tier2AnyMFm2007CZ03DEER2017 | 7539
Appl-CW-Top-GasDHW-GasDry-Tier2 | DEER2017 | D17 v3 |  | Any | MFm | 2007 | CZ04 | rDXGF | Household | 1 | 998.7 | None | 58.4 | 0.013 | 14.5 | 40.3 | 0.01 | 10.2 | 58.4 | 0.013 | 14.5 | 40.3 | 0.01 | 10.2 | DEER:Res:ClothesDishWasher | Annual | 1719 |  | Appl-CW-Top-GasDHW-GasDry-Tier2DEER2017 | Appl-CW-Top-GasDHW-GasDry-Tier2AnyMFm2007CZ04DEER2017 | 7540
Appl-CW-Top-GasDHW-GasDry-Tier2 | DEER2017 | D17 v3 |  | Any | MFm | 2007 | CZ05 | rDXGF | Household | 1 | 998.7 | None | 51.7 | 0.011 | 14.2 | 35.2 | 0.007 | 10 | 51.7 | 0.011 | 14.2 | 35.2 | 0.007 | 10 | DEER:Res:ClothesDishWasher | Annual | 1719 |  | Appl-CW-Top-GasDHW-GasDry-Tier2DEER2017 | Appl-CW-Top-GasDHW-GasDry-Tier2AnyMFm2007CZ05DEER2017 | 7541
Appl-CW-Top-GasDHW-GasDry-Tier2 | DEER2017 | D17 v3 |  | Any | MFm | 2007 | CZ06 | rDXGF | Household | 1 | 1206 | None | 57.8 | 0.014 | 14.3 | 39.5 | 0.009 | 10 | 57.8 | 0.014 | 14.3 | 39.5 | 0.009 | 10 | DEER:Res:ClothesDishWasher | Annual | 1719 |  | Appl-CW-Top-GasDHW-GasDry-Tier2DEER2017 | Appl-CW-Top-GasDHW-GasDry-Tier2AnyMFm2007CZ06DEER2017 | 7542
Appl-CW-Top-GasDHW-GasDry-Tier2 | DEER2017 | D17 v3 |  | Any | MFm | 2007 | CZ07 | rDXGF | Household | 1 | 1206 | None | 59.6 | 0.01 | 14.2 | 39.2 | 0.005 | 9.84 | 59.6 | 0.01 | 14.2 | 39.2 | 0.005 | 9.84 | DEER:Res:ClothesDishWasher | Annual | 1719 |  | Appl-CW-Top-GasDHW-GasDry-Tier2DEER2017 | Appl-CW-Top-GasDHW-GasDry-Tier2AnyMFm2007CZ07DEER2017 | 7543
Appl-CW-Top-GasDHW-GasDry-Tier2 | DEER2017 | D17 v3 |  | Any | MFm | 2007 | CZ08 | rDXGF | Household | 1 | 1206 | None | 59.1 | 0.008 | 14.3 | 39.4 | 0.004 | 9.97 | 59.1 | 0.008 | 14.3 | 39.4 | 0.004 | 9.97 | DEER:Res:ClothesDishWasher | Annual | 1719 |  | Appl-CW-Top-GasDHW-GasDry-Tier2DEER2017 | Appl-CW-Top-GasDHW-GasDry-Tier2AnyMFm2007CZ08DEER2017 | 7544
Appl-CW-Top-GasDHW-GasDry-Tier2 | DEER2017 | D17 v3 |  | Any | MFm | 2007 | CZ09 | rDXGF | Household | 1 | 1126.6 | None | 59.6 | 0.014 | 14.3 | 40.5 | 0.009 | 10.1 | 59.6 | 0.014 | 14.3 | 40.5 | 0.009 | 10.1 | DEER:Res:ClothesDishWasher | Annual | 1719 |  | Appl-CW-Top-GasDHW-GasDry-Tier2DEER2017 | Appl-CW-Top-GasDHW-GasDry-Tier2AnyMFm2007CZ09DEER2017 | 7545
Appl-CW-Top-GasDHW-GasDry-Tier2 | DEER2017 | D17 v3 |  | Any | MFm | 2007 | CZ10 | rDXGF | Household | 1 | 1073.2 | None | 60.8 | 0.014 | 14.5 | 41.8 | 0.01 | 10.2 | 60.8 | 0.014 | 14.5 | 41.8 | 0.01 | 10.2 | DEER:Res:ClothesDishWasher | Annual | 1719 |  | Appl-CW-Top-GasDHW-GasDry-Tier2DEER2017 | Appl-CW-Top-GasDHW-GasDry-Tier2AnyMFm2007CZ10DEER2017 | 7546
Appl-CW-Top-GasDHW-GasDry-Tier2 | DEER2017 | D17 v3 |  | Any | MFm | 2007 | CZ11 | rDXGF | Household | 1 | 1073.2 | None | 61 | 0.011 | 14 | 41.6 | 0.008 | 9.84 | 61 | 0.011 | 14 | 41.6 | 0.008 | 9.84 | DEER:Res:ClothesDishWasher | Annual | 1719 |  | Appl-CW-Top-GasDHW-GasDry-Tier2DEER2017 | Appl-CW-Top-GasDHW-GasDry-Tier2AnyMFm2007CZ11DEER2017 | 7547
Appl-CW-Top-GasDHW-GasDry-Tier2 | DEER2017 | D17 v3 |  | Any | MFm | 2007 | CZ12 | rDXGF | Household | 1 | 1073.2 | None | 60.3 | 0.013 | 14.3 | 41.1 | 0.009 | 10.1 | 60.3 | 0.013 | 14.3 | 41.1 | 0.009 | 10.1 | DEER:Res:ClothesDishWasher | Annual | 1719 |  | Appl-CW-Top-GasDHW-GasDry-Tier2DEER2017 | Appl-CW-Top-GasDHW-GasDry-Tier2AnyMFm2007CZ12DEER2017 | 7548
Appl-CW-Top-GasDHW-GasDry-Tier2 | DEER2017 | D17 v3 |  | Any | MFm | 2007 | CZ13 | rDXGF | Household | 1 | 1073.2 | None | 62 | 0.012 | 14.1 | 42.3 | 0.009 | 9.87 | 62 | 0.012 | 14.1 | 42.3 | 0.009 | 9.87 | DEER:Res:ClothesDishWasher | Annual | 1719 |  | Appl-CW-Top-GasDHW-GasDry-Tier2DEER2017 | Appl-CW-Top-GasDHW-GasDry-Tier2AnyMFm2007CZ13DEER2017 | 7549
Appl-CW-Top-GasDHW-GasDry-Tier2 | DEER2017 | D17 v3 |  | Any | MFm | 2007 | CZ14 | rDXGF | Household | 1 | 1094.6 | None | 76.9 | 0.004 | 15.2 | 42.2 | 0.008 | 9.86 | 76.9 | 0.004 | 15.2 | 42.2 | 0.008 | 9.86 | DEER:Res:ClothesDishWasher | Annual | 1719 |  | Appl-CW-Top-GasDHW-GasDry-Tier2DEER2017 | Appl-CW-Top-GasDHW-GasDry-Tier2AnyMFm2007CZ14DEER2017 | 7550
Appl-CW-Top-GasDHW-GasDry-Tier2 | DEER2017 | D17 v3 |  | Any | MFm | 2007 | CZ15 | rDXGF | Household | 1 | 1094.6 | None | 66.2 | 0.013 | 14.2 | 44.8 | 0.009 | 9.93 | 66.2 | 0.013 | 14.2 | 44.8 | 0.009 | 9.93 | DEER:Res:ClothesDishWasher | Annual | 1719 |  | Appl-CW-Top-GasDHW-GasDry-Tier2DEER2017 | Appl-CW-Top-GasDHW-GasDry-Tier2AnyMFm2007CZ15DEER2017 | 7551
Appl-CW-Top-GasDHW-GasDry-Tier2 | DEER2017 | D17 v3 |  | Any | MFm | 2007 | CZ16 | rDXGF | Household | 1 | 998.7 | None | 57.7 | 0.011 | 14.3 | 39.3 | 0.008 | 10.1 | 57.7 | 0.011 | 14.3 | 39.3 | 0.008 | 10.1 | DEER:Res:ClothesDishWasher | Annual | 1719 |  | Appl-CW-Top-GasDHW-GasDry-Tier2DEER2017 | Appl-CW-Top-GasDHW-GasDry-Tier2AnyMFm2007CZ16DEER2017 | 7552
Appl-CW-Top-GasDHW-GasDry-Tier2 | DEER2017 | D17 v3 |  | Any | MFm | 2011 | CZ01 | rDXGF | Household | 1 | 998.7 | None | 49.2 | 0.007 | 13.6 | 33.5 | 0.005 | 9.64 | 49.2 | 0.007 | 13.6 | 33.5 | 0.005 | 9.64 | DEER:Res:ClothesDishWasher | Annual | 1719 |  | Appl-CW-Top-GasDHW-GasDry-Tier2DEER2017 | Appl-CW-Top-GasDHW-GasDry-Tier2AnyMFm2011CZ01DEER2017 | 7553
Appl-CW-Top-GasDHW-GasDry-Tier2 | DEER2017 | D17 v3 |  | Any | MFm | 2011 | CZ02 | rDXGF | Household | 1 | 1073.2 | None | 57.2 | 0.014 | 14.5 | 39.1 | 0.009 | 10.2 | 57.2 | 0.014 | 14.5 | 39.1 | 0.009 | 10.2 | DEER:Res:ClothesDishWasher | Annual | 1719 |  | Appl-CW-Top-GasDHW-GasDry-Tier2DEER2017 | Appl-CW-Top-GasDHW-GasDry-Tier2AnyMFm2011CZ02DEER2017 | 7554
Appl-CW-Top-GasDHW-GasDry-Tier2 | DEER2017 | D17 v3 |  | Any | MFm | 2011 | CZ03 | rDXGF | Household | 1 | 998.7 | None | 51 | 0.009 | 14.1 | 34.7 | 0.006 | 9.93 | 51 | 0.009 | 14.1 | 34.7 | 0.006 | 9.93 | DEER:Res:ClothesDishWasher | Annual | 1719 |  | Appl-CW-Top-GasDHW-GasDry-Tier2DEER2017 | Appl-CW-Top-GasDHW-GasDry-Tier2AnyMFm2011CZ03DEER2017 | 7555
Appl-CW-Top-GasDHW-GasDry-Tier2 | DEER2017 | D17 v3 |  | Any | MFm | 2011 | CZ04 | rDXGF | Household | 1 | 998.7 | None | 60.4 | 0.014 | 14.7 | 41 | 0.01 | 10.4 | 60.4 | 0.014 | 14.7 | 41 | 0.01 | 10.4 | DEER:Res:ClothesDishWasher | Annual | 1719 |  | Appl-CW-Top-GasDHW-GasDry-Tier2DEER2017 | Appl-CW-Top-GasDHW-GasDry-Tier2AnyMFm2011CZ04DEER2017 | 7556
Appl-CW-Top-GasDHW-GasDry-Tier2 | DEER2017 | D17 v3 |  | Any | MFm | 2011 | CZ05 | rDXGF | Household | 1 | 998.7 | None | 52.5 | 0.01 | 14.3 | 35.7 | 0.007 | 10.1 | 52.5 | 0.01 | 14.3 | 35.7 | 0.007 | 10.1 | DEER:Res:ClothesDishWasher | Annual | 1719 |  | Appl-CW-Top-GasDHW-GasDry-Tier2DEER2017 | Appl-CW-Top-GasDHW-GasDry-Tier2AnyMFm2011CZ05DEER2017 | 7557
Appl-CW-Top-GasDHW-GasDry-Tier2 | DEER2017 | D17 v3 |  | Any | MFm | 2011 | CZ06 | rDXGF | Household | 1 | 1206 | None | 56.5 | 0.011 | 14.2 | 37.8 | 0.006 | 9.94 | 56.5 | 0.011 | 14.2 | 37.8 | 0.006 | 9.94 | DEER:Res:ClothesDishWasher | Annual | 1719 |  | Appl-CW-Top-GasDHW-GasDry-Tier2DEER2017 | Appl-CW-Top-GasDHW-GasDry-Tier2AnyMFm2011CZ06DEER2017 | 7558
Appl-CW-Top-GasDHW-GasDry-Tier2 | DEER2017 | D17 v3 |  | Any | MFm | 2011 | CZ07 | rDXGF | Household | 1 | 1206 | None | 64.1 | 0.013 | 14.6 | 43.7 | 0.009 | 10.2 | 64.1 | 0.013 | 14.6 | 43.7 | 0.009 | 10.2 | DEER:Res:ClothesDishWasher | Annual | 1719 |  | Appl-CW-Top-GasDHW-GasDry-Tier2DEER2017 | Appl-CW-Top-GasDHW-GasDry-Tier2AnyMFm2011CZ07DEER2017 | 7559
Appl-CW-Top-GasDHW-GasDry-Tier2 | DEER2017 | D17 v3 |  | Any | MFm | 2011 | CZ08 | rDXGF | Household | 1 | 1206 | None | 61.8 | 0.009 | 14.5 | 45.8 | 0.012 | 10.3 | 61.8 | 0.009 | 14.5 | 45.8 | 0.012 | 10.3 | DEER:Res:ClothesDishWasher | Annual | 1719 |  | Appl-CW-Top-GasDHW-GasDry-Tier2DEER2017 | Appl-CW-Top-GasDHW-GasDry-Tier2AnyMFm2011CZ08DEER2017 | 7560
Appl-CW-Top-GasDHW-GasDry-Tier2 | DEER2017 | D17 v3 |  | Any | MFm | 2011 | CZ09 | rDXGF | Household | 1 | 1126.6 | None | 61.3 | 0.014 | 14.5 | 41.8 | 0.01 | 10.2 | 61.3 | 0.014 | 14.5 | 41.8 | 0.01 | 10.2 | DEER:Res:ClothesDishWasher | Annual | 1719 |  | Appl-CW-Top-GasDHW-GasDry-Tier2DEER2017 | Appl-CW-Top-GasDHW-GasDry-Tier2AnyMFm2011CZ09DEER2017 | 7561
Appl-CW-Top-GasDHW-GasDry-Tier2 | DEER2017 | D17 v3 |  | Any | MFm | 2011 | CZ10 | rDXGF | Household | 1 | 1073.2 | None | 62.7 | 0.016 | 14.6 | 41.9 | 0.01 | 10.2 | 62.7 | 0.016 | 14.6 | 41.9 | 0.01 | 10.2 | DEER:Res:ClothesDishWasher | Annual | 1719 |  | Appl-CW-Top-GasDHW-GasDry-Tier2DEER2017 | Appl-CW-Top-GasDHW-GasDry-Tier2AnyMFm2011CZ10DEER2017 | 7562
Appl-CW-Top-GasDHW-GasDry-Tier2 | DEER2017 | D17 v3 |  | Any | MFm | 2011 | CZ11 | rDXGF | Household | 1 | 1073.2 | None | 62.1 | 0.013 | 14.1 | 41.9 | 0.008 | 9.92 | 62.1 | 0.013 | 14.1 | 41.9 | 0.008 | 9.92 | DEER:Res:ClothesDishWasher | Annual | 1719 |  | Appl-CW-Top-GasDHW-GasDry-Tier2DEER2017 | Appl-CW-Top-GasDHW-GasDry-Tier2AnyMFm2011CZ11DEER2017 | 7563
Appl-CW-Top-GasDHW-GasDry-Tier2 | DEER2017 | D17 v3 |  | Any | MFm | 2011 | CZ12 | rDXGF | Household | 1 | 1073.2 | None | 60.4 | 0.012 | 14.4 | 40.2 | 0.008 | 10.1 | 60.4 | 0.012 | 14.4 | 40.2 | 0.008 | 10.1 | DEER:Res:ClothesDishWasher | Annual | 1719 |  | Appl-CW-Top-GasDHW-GasDry-Tier2DEER2017 | Appl-CW-Top-GasDHW-GasDry-Tier2AnyMFm2011CZ12DEER2017 | 7564
Appl-CW-Top-GasDHW-GasDry-Tier2 | DEER2017 | D17 v3 |  | Any | MFm | 2011 | CZ13 | rDXGF | Household | 1 | 1073.2 | None | 62.8 | 0.012 | 14.1 | 42.8 | 0.008 | 9.93 | 62.8 | 0.012 | 14.1 | 42.8 | 0.008 | 9.93 | DEER:Res:ClothesDishWasher | Annual | 1719 |  | Appl-CW-Top-GasDHW-GasDry-Tier2DEER2017 | Appl-CW-Top-GasDHW-GasDry-Tier2AnyMFm2011CZ13DEER2017 | 7565
Appl-CW-Top-GasDHW-GasDry-Tier2 | DEER2017 | D17 v3 |  | Any | MFm | 2011 | CZ14 | rDXGF | Household | 1 | 1094.6 | None | 61 | 0.01 | 14.1 | 43.4 | 0.008 | 9.98 | 61 | 0.01 | 14.1 | 43.4 | 0.008 | 9.98 | DEER:Res:ClothesDishWasher | Annual | 1719 |  | Appl-CW-Top-GasDHW-GasDry-Tier2DEER2017 | Appl-CW-Top-GasDHW-GasDry-Tier2AnyMFm2011CZ14DEER2017 | 7566
Appl-CW-Top-GasDHW-GasDry-Tier2 | DEER2017 | D17 v3 |  | Any | MFm | 2011 | CZ15 | rDXGF | Household | 1 | 1094.6 | None | 66.7 | 0.013 | 14.3 | 45.5 | 0.009 | 9.95 | 66.7 | 0.013 | 14.3 | 45.5 | 0.009 | 9.95 | DEER:Res:ClothesDishWasher | Annual | 1719 |  | Appl-CW-Top-GasDHW-GasDry-Tier2DEER2017 | Appl-CW-Top-GasDHW-GasDry-Tier2AnyMFm2011CZ15DEER2017 | 7567
Appl-CW-Top-GasDHW-GasDry-Tier2 | DEER2017 | D17 v3 |  | Any | MFm | 2011 | CZ16 | rDXGF | Household | 1 | 998.7 | None | 58 | 0.011 | 14.3 | 39.4 | 0.008 | 10.1 | 58 | 0.011 | 14.3 | 39.4 | 0.008 | 10.1 | DEER:Res:ClothesDishWasher | Annual | 1719 |  | Appl-CW-Top-GasDHW-GasDry-Tier2DEER2017 | Appl-CW-Top-GasDHW-GasDry-Tier2AnyMFm2011CZ16DEER2017 | 7568
Appl-CW-Top-GasDHW-GasDry-Tier2 | DEER2017 | D17 v3 |  | Any | MFm | 2015 | CZ01 | rDXGF | Household | 1 | 998.7 | None | 49.9 | 0.008 | 13.9 | 33.9 | 0.005 | 9.77 | 49.9 | 0.008 | 13.9 | 33.9 | 0.005 | 9.77 | DEER:Res:ClothesDishWasher | Annual | 1719 |  | Appl-CW-Top-GasDHW-GasDry-Tier2DEER2017 | Appl-CW-Top-GasDHW-GasDry-Tier2AnyMFm2015CZ01DEER2017 | 7569
Appl-CW-Top-GasDHW-GasDry-Tier2 | DEER2017 | D17 v3 |  | Any | MFm | 2015 | CZ02 | rDXGF | Household | 1 | 1073.2 | None | 57 | 0.013 | 14.5 | 38.9 | 0.009 | 10.2 | 57 | 0.013 | 14.5 | 38.9 | 0.009 | 10.2 | DEER:Res:ClothesDishWasher | Annual | 1719 |  | Appl-CW-Top-GasDHW-GasDry-Tier2DEER2017 | Appl-CW-Top-GasDHW-GasDry-Tier2AnyMFm2015CZ02DEER2017 | 7570
Appl-CW-Top-GasDHW-GasDry-Tier2 | DEER2017 | D17 v3 |  | Any | MFm | 2015 | CZ03 | rDXGF | Household | 1 | 998.7 | None | 51.9 | 0.01 | 14.4 | 35.4 | 0.006 | 10.2 | 51.9 | 0.01 | 14.4 | 35.4 | 0.006 | 10.2 | DEER:Res:ClothesDishWasher | Annual | 1719 |  | Appl-CW-Top-GasDHW-GasDry-Tier2DEER2017 | Appl-CW-Top-GasDHW-GasDry-Tier2AnyMFm2015CZ03DEER2017 | 7571
Appl-CW-Top-GasDHW-GasDry-Tier2 | DEER2017 | D17 v3 |  | Any | MFm | 2015 | CZ04 | rDXGF | Household | 1 | 998.7 | None | 60.1 | 0.014 | 14.7 | 41.1 | 0.01 | 10.4 | 60.1 | 0.014 | 14.7 | 41.1 | 0.01 | 10.4 | DEER:Res:ClothesDishWasher | Annual | 1719 |  | Appl-CW-Top-GasDHW-GasDry-Tier2DEER2017 | Appl-CW-Top-GasDHW-GasDry-Tier2AnyMFm2015CZ04DEER2017 | 7572
Appl-CW-Top-GasDHW-GasDry-Tier2 | DEER2017 | D17 v3 |  | Any | MFm | 2015 | CZ05 | rDXGF | Household | 1 | 998.7 | None | 54.2 | 0.01 | 14.8 | 36.9 | 0.007 | 10.4 | 54.2 | 0.01 | 14.8 | 36.9 | 0.007 | 10.4 | DEER:Res:ClothesDishWasher | Annual | 1719 |  | Appl-CW-Top-GasDHW-GasDry-Tier2DEER2017 | Appl-CW-Top-GasDHW-GasDry-Tier2AnyMFm2015CZ05DEER2017 | 7573
Appl-CW-Top-GasDHW-GasDry-Tier2 | DEER2017 | D17 v3 |  | Any | MFm | 2015 | CZ06 | rDXGF | Household | 1 | 1206 | None | 57.4 | 0.013 | 14.3 | 38.9 | 0.009 | 10 | 57.4 | 0.013 | 14.3 | 38.9 | 0.009 | 10 | DEER:Res:ClothesDishWasher | Annual | 1719 |  | Appl-CW-Top-GasDHW-GasDry-Tier2DEER2017 | Appl-CW-Top-GasDHW-GasDry-Tier2AnyMFm2015CZ06DEER2017 | 7574
Appl-CW-Top-GasDHW-GasDry-Tier2 | DEER2017 | D17 v3 |  | Any | MFm | 2015 | CZ07 | rDXGF | Household | 1 | 1206 | None | 62.4 | 0.012 | 14.5 | 42.1 | 0.008 | 10.2 | 62.4 | 0.012 | 14.5 | 42.1 | 0.008 | 10.2 | DEER:Res:ClothesDishWasher | Annual | 1719 |  | Appl-CW-Top-GasDHW-GasDry-Tier2DEER2017 | Appl-CW-Top-GasDHW-GasDry-Tier2AnyMFm2015CZ07DEER2017 | 7575
Appl-CW-Top-GasDHW-GasDry-Tier2 | DEER2017 | D17 v3 |  | Any | MFm | 2015 | CZ08 | rDXGF | Household | 1 | 1206 | None | 63.3 | 0.014 | 14.6 | 43.4 | 0.01 | 10.3 | 63.3 | 0.014 | 14.6 | 43.4 | 0.01 | 10.3 | DEER:Res:ClothesDishWasher | Annual | 1719 |  | Appl-CW-Top-GasDHW-GasDry-Tier2DEER2017 | Appl-CW-Top-GasDHW-GasDry-Tier2AnyMFm2015CZ08DEER2017 | 7576
Appl-CW-Top-GasDHW-GasDry-Tier2 | DEER2017 | D17 v3 |  | Any | MFm | 2015 | CZ09 | rDXGF | Household | 1 | 1126.6 | None | 61.6 | 0.014 | 14.5 | 41.9 | 0.009 | 10.2 | 61.6 | 0.014 | 14.5 | 41.9 | 0.009 | 10.2 | DEER:Res:ClothesDishWasher | Annual | 1719 |  | Appl-CW-Top-GasDHW-GasDry-Tier2DEER2017 | Appl-CW-Top-GasDHW-GasDry-Tier2AnyMFm2015CZ09DEER2017 | 7577
Appl-CW-Top-GasDHW-GasDry-Tier2 | DEER2017 | D17 v3 |  | Any | MFm | 2015 | CZ10 | rDXGF | Household | 1 | 1073.2 | None | 60.9 | 0.014 | 14.6 | 41.5 | 0.01 | 10.3 | 60.9 | 0.014 | 14.6 | 41.5 | 0.01 | 10.3 | DEER:Res:ClothesDishWasher | Annual | 1719 |  | Appl-CW-Top-GasDHW-GasDry-Tier2DEER2017 | Appl-CW-Top-GasDHW-GasDry-Tier2AnyMFm2015CZ10DEER2017 | 7578
Appl-CW-Top-GasDHW-GasDry-Tier2 | DEER2017 | D17 v3 |  | Any | MFm | 2015 | CZ11 | rDXGF | Household | 1 | 1073.2 | None | 61.1 | 0.012 | 14.1 | 41.6 | 0.008 | 9.93 | 61.1 | 0.012 | 14.1 | 41.6 | 0.008 | 9.93 | DEER:Res:ClothesDishWasher | Annual | 1719 |  | Appl-CW-Top-GasDHW-GasDry-Tier2DEER2017 | Appl-CW-Top-GasDHW-GasDry-Tier2AnyMFm2015CZ11DEER2017 | 7579
Appl-CW-Top-GasDHW-GasDry-Tier2 | DEER2017 | D17 v3 |  | Any | MFm | 2015 | CZ12 | rDXGF | Household | 1 | 1073.2 | None | 60.4 | 0.013 | 14.4 | 40.8 | 0.009 | 10.1 | 60.4 | 0.013 | 14.4 | 40.8 | 0.009 | 10.1 | DEER:Res:ClothesDishWasher | Annual | 1719 |  | Appl-CW-Top-GasDHW-GasDry-Tier2DEER2017 | Appl-CW-Top-GasDHW-GasDry-Tier2AnyMFm2015CZ12DEER2017 | 7580
Appl-CW-Top-GasDHW-GasDry-Tier2 | DEER2017 | D17 v3 |  | Any | MFm | 2015 | CZ13 | rDXGF | Household | 1 | 1073.2 | None | 61.7 | 0.012 | 14.2 | 42 | 0.008 | 9.95 | 61.7 | 0.012 | 14.2 | 42 | 0.008 | 9.95 | DEER:Res:ClothesDishWasher | Annual | 1719 |  | Appl-CW-Top-GasDHW-GasDry-Tier2DEER2017 | Appl-CW-Top-GasDHW-GasDry-Tier2AnyMFm2015CZ13DEER2017 | 7581
Appl-CW-Top-GasDHW-GasDry-Tier2 | DEER2017 | D17 v3 |  | Any | MFm | 2015 | CZ14 | rDXGF | Household | 1 | 1094.6 | None | 64.1 | 0.013 | 14.2 | 42.7 | 0.008 | 9.93 | 64.1 | 0.013 | 14.2 | 42.7 | 0.008 | 9.93 | DEER:Res:ClothesDishWasher | Annual | 1719 |  | Appl-CW-Top-GasDHW-GasDry-Tier2DEER2017 | Appl-CW-Top-GasDHW-GasDry-Tier2AnyMFm2015CZ14DEER2017 | 7582
Appl-CW-Top-GasDHW-GasDry-Tier2 | DEER2017 | D17 v3 |  | Any | MFm | 2015 | CZ15 | rDXGF | Household | 1 | 1094.6 | None | 65.5 | 0.012 | 14.3 | 44.6 | 0.008 | 9.95 | 65.5 | 0.012 | 14.3 | 44.6 | 0.008 | 9.95 | DEER:Res:ClothesDishWasher | Annual | 1719 |  | Appl-CW-Top-GasDHW-GasDry-Tier2DEER2017 | Appl-CW-Top-GasDHW-GasDry-Tier2AnyMFm2015CZ15DEER2017 | 7583
Appl-CW-Top-GasDHW-GasDry-Tier2 | DEER2017 | D17 v3 |  | Any | MFm | 2015 | CZ16 | rDXGF | Household | 1 | 998.7 | None | 57.1 | 0.012 | 14.1 | 38.9 | 0.008 | 9.99 | 57.1 | 0.012 | 14.1 | 38.9 | 0.008 | 9.99 | DEER:Res:ClothesDishWasher | Annual | 1719 |  | Appl-CW-Top-GasDHW-GasDry-Tier2DEER2017 | Appl-CW-Top-GasDHW-GasDry-Tier2AnyMFm2015CZ16DEER2017 | 7584
Appl-CW-Top-GasDHW-GasDry-Tier2 | DEER2017 | D17 v3 |  | Any | MFm | 2017 | CZ01 | rDXGF | Household | 1 | 998.7 | None | 50.3 | 0.008 | 14.1 | 34.1 | 0.005 | 9.85 | 50.3 | 0.008 | 14.1 | 34.1 | 0.005 | 9.85 | DEER:Res:ClothesDishWasher | Annual | 1719 |  | Appl-CW-Top-GasDHW-GasDry-Tier2DEER2017 | Appl-CW-Top-GasDHW-GasDry-Tier2AnyMFm2017CZ01DEER2017 | 7585
Appl-CW-Top-GasDHW-GasDry-Tier2 | DEER2017 | D17 v3 |  | Any | MFm | 2017 | CZ02 | rDXGF | Household | 1 | 1073.2 | None | 55.9 | 0.013 | 14.4 | 37.8 | 0.008 | 10.1 | 55.9 | 0.013 | 14.4 | 37.8 | 0.008 | 10.1 | DEER:Res:ClothesDishWasher | Annual | 1719 |  | Appl-CW-Top-GasDHW-GasDry-Tier2DEER2017 | Appl-CW-Top-GasDHW-GasDry-Tier2AnyMFm2017CZ02DEER2017 | 7586
Appl-CW-Top-GasDHW-GasDry-Tier2 | DEER2017 | D17 v3 |  | Any | MFm | 2017 | CZ03 | rDXGF | Household | 1 | 998.7 | None | 51.5 | 0.009 | 14.1 | 35.3 | 0.006 | 10.1 | 51.5 | 0.009 | 14.1 | 35.3 | 0.006 | 10.1 | DEER:Res:ClothesDishWasher | Annual | 1719 |  | Appl-CW-Top-GasDHW-GasDry-Tier2DEER2017 | Appl-CW-Top-GasDHW-GasDry-Tier2AnyMFm2017CZ03DEER2017 | 7587
Appl-CW-Top-GasDHW-GasDry-Tier2 | DEER2017 | D17 v3 |  | Any | MFm | 2017 | CZ04 | rDXGF | Household | 1 | 998.7 | None | 59 | 0.013 | 14.8 | 40.3 | 0.009 | 10.4 | 59 | 0.013 | 14.8 | 40.3 | 0.009 | 10.4 | DEER:Res:ClothesDishWasher | Annual | 1719 |  | Appl-CW-Top-GasDHW-GasDry-Tier2DEER2017 | Appl-CW-Top-GasDHW-GasDry-Tier2AnyMFm2017CZ04DEER2017 | 7588
Appl-CW-Top-GasDHW-GasDry-Tier2 | DEER2017 | D17 v3 |  | Any | MFm | 2017 | CZ05 | rDXGF | Household | 1 | 998.7 | None | 54.3 | 0.01 | 14.8 | 37.3 | 0.008 | 10.5 | 54.3 | 0.01 | 14.8 | 37.3 | 0.008 | 10.5 | DEER:Res:ClothesDishWasher | Annual | 1719 |  | Appl-CW-Top-GasDHW-GasDry-Tier2DEER2017 | Appl-CW-Top-GasDHW-GasDry-Tier2AnyMFm2017CZ05DEER2017 | 7589
Appl-CW-Top-GasDHW-GasDry-Tier2 | DEER2017 | D17 v3 |  | Any | MFm | 2017 | CZ06 | rDXGF | Household | 1 | 1206 | None | 55.9 | 0.012 | 14.2 | 37.7 | 0.007 | 9.88 | 55.9 | 0.012 | 14.2 | 37.7 | 0.007 | 9.88 | DEER:Res:ClothesDishWasher | Annual | 1719 |  | Appl-CW-Top-GasDHW-GasDry-Tier2DEER2017 | Appl-CW-Top-GasDHW-GasDry-Tier2AnyMFm2017CZ06DEER2017 | 7590
Appl-CW-Top-GasDHW-GasDry-Tier2 | DEER2017 | D17 v3 |  | Any | MFm | 2017 | CZ07 | rDXGF | Household | 1 | 1206 | None | 62.1 | 0.011 | 14.5 | 42.3 | 0.008 | 10.2 | 62.1 | 0.011 | 14.5 | 42.3 | 0.008 | 10.2 | DEER:Res:ClothesDishWasher | Annual | 1719 |  | Appl-CW-Top-GasDHW-GasDry-Tier2DEER2017 | Appl-CW-Top-GasDHW-GasDry-Tier2AnyMFm2017CZ07DEER2017 | 7591
Appl-CW-Top-GasDHW-GasDry-Tier2 | DEER2017 | D17 v3 |  | Any | MFm | 2017 | CZ08 | rDXGF | Household | 1 | 1206 | None | 61.7 | 0.011 | 14.7 | 42 | 0.007 | 10.3 | 61.7 | 0.011 | 14.7 | 42 | 0.007 | 10.3 | DEER:Res:ClothesDishWasher | Annual | 1719 |  | Appl-CW-Top-GasDHW-GasDry-Tier2DEER2017 | Appl-CW-Top-GasDHW-GasDry-Tier2AnyMFm2017CZ08DEER2017 | 7592
Appl-CW-Top-GasDHW-GasDry-Tier2 | DEER2017 | D17 v3 |  | Any | MFm | 2017 | CZ09 | rDXGF | Household | 1 | 1126.6 | None | 60 | 0.013 | 14.5 | 40.8 | 0.009 | 10.2 | 60 | 0.013 | 14.5 | 40.8 | 0.009 | 10.2 | DEER:Res:ClothesDishWasher | Annual | 1719 |  | Appl-CW-Top-GasDHW-GasDry-Tier2DEER2017 | Appl-CW-Top-GasDHW-GasDry-Tier2AnyMFm2017CZ09DEER2017 | 7593
Appl-CW-Top-GasDHW-GasDry-Tier2 | DEER2017 | D17 v3 |  | Any | MFm | 2017 | CZ10 | rDXGF | Household | 1 | 1073.2 | None | 60.8 | 0.013 | 14.7 | 41.4 | 0.009 | 10.3 | 60.8 | 0.013 | 14.7 | 41.4 | 0.009 | 10.3 | DEER:Res:ClothesDishWasher | Annual | 1719 |  | Appl-CW-Top-GasDHW-GasDry-Tier2DEER2017 | Appl-CW-Top-GasDHW-GasDry-Tier2AnyMFm2017CZ10DEER2017 | 7594
Appl-CW-Top-GasDHW-GasDry-Tier2 | DEER2017 | D17 v3 |  | Any | MFm | 2017 | CZ11 | rDXGF | Household | 1 | 1073.2 | None | 61 | 0.012 | 14.2 | 41 | 0.008 | 9.95 | 61 | 0.012 | 14.2 | 41 | 0.008 | 9.95 | DEER:Res:ClothesDishWasher | Annual | 1719 |  | Appl-CW-Top-GasDHW-GasDry-Tier2DEER2017 | Appl-CW-Top-GasDHW-GasDry-Tier2AnyMFm2017CZ11DEER2017 | 7595
Appl-CW-Top-GasDHW-GasDry-Tier2 | DEER2017 | D17 v3 |  | Any | MFm | 2017 | CZ12 | rDXGF | Household | 1 | 1073.2 | None | 59.6 | 0.012 | 14.4 | 40.4 | 0.008 | 10.1 | 59.6 | 0.012 | 14.4 | 40.4 | 0.008 | 10.1 | DEER:Res:ClothesDishWasher | Annual | 1719 |  | Appl-CW-Top-GasDHW-GasDry-Tier2DEER2017 | Appl-CW-Top-GasDHW-GasDry-Tier2AnyMFm2017CZ12DEER2017 | 7596
Appl-CW-Top-GasDHW-GasDry-Tier2 | DEER2017 | D17 v3 |  | Any | MFm | 2017 | CZ13 | rDXGF | Household | 1 | 1073.2 | None | 62.6 | 0.013 | 14.2 | 42.9 | 0.009 | 10 | 62.6 | 0.013 | 14.2 | 42.9 | 0.009 | 10 | DEER:Res:ClothesDishWasher | Annual | 1719 |  | Appl-CW-Top-GasDHW-GasDry-Tier2DEER2017 | Appl-CW-Top-GasDHW-GasDry-Tier2AnyMFm2017CZ13DEER2017 | 7597
Appl-CW-Top-GasDHW-GasDry-Tier2 | DEER2017 | D17 v3 |  | Any | MFm | 2017 | CZ14 | rDXGF | Household | 1 | 1094.6 | None | 63.7 | 0.013 | 14.2 | 42.8 | 0.009 | 9.97 | 63.7 | 0.013 | 14.2 | 42.8 | 0.009 | 9.97 | DEER:Res:ClothesDishWasher | Annual | 1719 |  | Appl-CW-Top-GasDHW-GasDry-Tier2DEER2017 | Appl-CW-Top-GasDHW-GasDry-Tier2AnyMFm2017CZ14DEER2017 | 7598
Appl-CW-Top-GasDHW-GasDry-Tier2 | DEER2017 | D17 v3 |  | Any | MFm | 2017 | CZ15 | rDXGF | Household | 1 | 1094.6 | None | 65.2 | 0.011 | 14.3 | 44.6 | 0.008 | 9.96 | 65.2 | 0.011 | 14.3 | 44.6 | 0.008 | 9.96 | DEER:Res:ClothesDishWasher | Annual | 1719 |  | Appl-CW-Top-GasDHW-GasDry-Tier2DEER2017 | Appl-CW-Top-GasDHW-GasDry-Tier2AnyMFm2017CZ15DEER2017 | 7599
Appl-CW-Top-GasDHW-GasDry-Tier2 | DEER2017 | D17 v3 |  | Any | MFm | 2017 | CZ16 | rDXGF | Household | 1 | 998.7 | None | 57 | 0.011 | 14.2 | 38.8 | 0.007 | 10 | 57 | 0.011 | 14.2 | 38.8 | 0.007 | 10 | DEER:Res:ClothesDishWasher | Annual | 1719 |  | Appl-CW-Top-GasDHW-GasDry-Tier2DEER2017 | Appl-CW-Top-GasDHW-GasDry-Tier2AnyMFm2017CZ16DEER2017 | 7600
Appl-CW-Top-GasDHW-GasDry-Tier2 | DEER2017 | D17 v3 |  | Any | SFm | 1975 | CZ01 | rDXGF | Household | 1 | 1591 | None | 60.6 | 0.009 | 16.3 | 41.3 | 0.006 | 11.6 | 60.6 | 0.009 | 16.3 | 41.3 | 0.006 | 11.6 | DEER:Res:ClothesDishWasher | Annual | 1719 |  | Appl-CW-Top-GasDHW-GasDry-Tier2DEER2017 | Appl-CW-Top-GasDHW-GasDry-Tier2AnySFm1975CZ01DEER2017 | 7601
Appl-CW-Top-GasDHW-GasDry-Tier2 | DEER2017 | D17 v3 |  | Any | SFm | 1975 | CZ02 | rDXGF | Household | 1 | 1591 | None | 69.7 | 0.032 | 16.1 | 46.9 | 0.021 | 11.4 | 69.7 | 0.032 | 16.1 | 46.9 | 0.021 | 11.4 | DEER:Res:ClothesDishWasher | Annual | 1719 |  | Appl-CW-Top-GasDHW-GasDry-Tier2DEER2017 | Appl-CW-Top-GasDHW-GasDry-Tier2AnySFm1975CZ02DEER2017 | 7602
Appl-CW-Top-GasDHW-GasDry-Tier2 | DEER2017 | D17 v3 |  | Any | SFm | 1975 | CZ03 | rDXGF | Household | 1 | 1591 | None | 64.9 | 0.028 | 16.3 | 44.1 | 0.019 | 11.5 | 64.9 | 0.028 | 16.3 | 44.1 | 0.019 | 11.5 | DEER:Res:ClothesDishWasher | Annual | 1719 |  | Appl-CW-Top-GasDHW-GasDry-Tier2DEER2017 | Appl-CW-Top-GasDHW-GasDry-Tier2AnySFm1975CZ03DEER2017 | 7603
Appl-CW-Top-GasDHW-GasDry-Tier2 | DEER2017 | D17 v3 |  | Any | SFm | 1975 | CZ04 | rDXGF | Household | 1 | 1591 | None | 72.9 | 0.028 | 16.8 | 49.7 | 0.02 | 11.8 | 72.9 | 0.028 | 16.8 | 49.7 | 0.02 | 11.8 | DEER:Res:ClothesDishWasher | Annual | 1719 |  | Appl-CW-Top-GasDHW-GasDry-Tier2DEER2017 | Appl-CW-Top-GasDHW-GasDry-Tier2AnySFm1975CZ04DEER2017 | 7604
Appl-CW-Top-GasDHW-GasDry-Tier2 | DEER2017 | D17 v3 |  | Any | SFm | 1975 | CZ05 | rDXGF | Household | 1 | 1591 | None | 62.7 | 0.025 | 15.7 | 42.7 | 0.017 | 11.1 | 62.7 | 0.025 | 15.7 | 42.7 | 0.017 | 11.1 | DEER:Res:ClothesDishWasher | Annual | 1719 |  | Appl-CW-Top-GasDHW-GasDry-Tier2DEER2017 | Appl-CW-Top-GasDHW-GasDry-Tier2AnySFm1975CZ05DEER2017 | 7605
Appl-CW-Top-GasDHW-GasDry-Tier2 | DEER2017 | D17 v3 |  | Any | SFm | 1975 | CZ06 | rDXGF | Household | 1 | 1528 | None | 74.8 | 0.025 | 17.3 | 51.5 | 0.017 | 12.2 | 74.8 | 0.025 | 17.3 | 51.5 | 0.017 | 12.2 | DEER:Res:ClothesDishWasher | Annual | 1719 |  | Appl-CW-Top-GasDHW-GasDry-Tier2DEER2017 | Appl-CW-Top-GasDHW-GasDry-Tier2AnySFm1975CZ06DEER2017 | 7606
Appl-CW-Top-GasDHW-GasDry-Tier2 | DEER2017 | D17 v3 |  | Any | SFm | 1975 | CZ07 | rDXGF | Household | 1 | 1528 | None | 73.3 | 0.022 | 17 | 49.4 | 0.014 | 11.9 | 73.3 | 0.022 | 17 | 49.4 | 0.014 | 11.9 | DEER:Res:ClothesDishWasher | Annual | 1719 |  | Appl-CW-Top-GasDHW-GasDry-Tier2DEER2017 | Appl-CW-Top-GasDHW-GasDry-Tier2AnySFm1975CZ07DEER2017 | 7607
Appl-CW-Top-GasDHW-GasDry-Tier2 | DEER2017 | D17 v3 |  | Any | SFm | 1975 | CZ08 | rDXGF | Household | 1 | 1528 | None | 78.6 | 0.024 | 17.1 | 53.1 | 0.016 | 12 | 78.6 | 0.024 | 17.1 | 53.1 | 0.016 | 12 | DEER:Res:ClothesDishWasher | Annual | 1719 |  | Appl-CW-Top-GasDHW-GasDry-Tier2DEER2017 | Appl-CW-Top-GasDHW-GasDry-Tier2AnySFm1975CZ08DEER2017 | 7608
Appl-CW-Top-GasDHW-GasDry-Tier2 | DEER2017 | D17 v3 |  | Any | SFm | 1975 | CZ09 | rDXGF | Household | 1 | 1636 | None | 81.5 | 0.019 | 16.8 | 56 | 0.012 | 11.8 | 81.5 | 0.019 | 16.8 | 56 | 0.012 | 11.8 | DEER:Res:ClothesDishWasher | Annual | 1719 |  | Appl-CW-Top-GasDHW-GasDry-Tier2DEER2017 | Appl-CW-Top-GasDHW-GasDry-Tier2AnySFm1975CZ09DEER2017 | 7609
Appl-CW-Top-GasDHW-GasDry-Tier2 | DEER2017 | D17 v3 |  | Any | SFm | 1975 | CZ10 | rDXGF | Household | 1 | 1636 | None | 77.5 | 0.029 | 16.3 | 52.7 | 0.02 | 11.5 | 77.5 | 0.029 | 16.3 | 52.7 | 0.02 | 11.5 | DEER:Res:ClothesDishWasher | Annual | 1719 |  | Appl-CW-Top-GasDHW-GasDry-Tier2DEER2017 | Appl-CW-Top-GasDHW-GasDry-Tier2AnySFm1975CZ10DEER2017 | 7610
Appl-CW-Top-GasDHW-GasDry-Tier2 | DEER2017 | D17 v3 |  | Any | SFm | 1975 | CZ11 | rDXGF | Household | 1 | 1528 | None | 81.2 | 0.027 | 16.4 | 55.3 | 0.018 | 11.5 | 81.2 | 0.027 | 16.4 | 55.3 | 0.018 | 11.5 | DEER:Res:ClothesDishWasher | Annual | 1719 |  | Appl-CW-Top-GasDHW-GasDry-Tier2DEER2017 | Appl-CW-Top-GasDHW-GasDry-Tier2AnySFm1975CZ11DEER2017 | 7611
Appl-CW-Top-GasDHW-GasDry-Tier2 | DEER2017 | D17 v3 |  | Any | SFm | 1975 | CZ12 | rDXGF | Household | 1 | 1528 | None | 76.1 | 0.027 | 16.4 | 51.9 | 0.018 | 11.6 | 76.1 | 0.027 | 16.4 | 51.9 | 0.018 | 11.6 | DEER:Res:ClothesDishWasher | Annual | 1719 |  | Appl-CW-Top-GasDHW-GasDry-Tier2DEER2017 | Appl-CW-Top-GasDHW-GasDry-Tier2AnySFm1975CZ12DEER2017 | 7612
Appl-CW-Top-GasDHW-GasDry-Tier2 | DEER2017 | D17 v3 |  | Any | SFm | 1975 | CZ13 | rDXGF | Household | 1 | 1528 | None | 81.8 | 0.025 | 16 | 55.5 | 0.017 | 11.3 | 81.8 | 0.025 | 16 | 55.5 | 0.017 | 11.3 | DEER:Res:ClothesDishWasher | Annual | 1719 |  | Appl-CW-Top-GasDHW-GasDry-Tier2DEER2017 | Appl-CW-Top-GasDHW-GasDry-Tier2AnySFm1975CZ13DEER2017 | 7613
Appl-CW-Top-GasDHW-GasDry-Tier2 | DEER2017 | D17 v3 |  | Any | SFm | 1975 | CZ14 | rDXGF | Household | 1 | 1555 | None | 85.8 | 0.021 | 16.5 | 57.8 | 0.014 | 11.6 | 85.8 | 0.021 | 16.5 | 57.8 | 0.014 | 11.6 | DEER:Res:ClothesDishWasher | Annual | 1719 |  | Appl-CW-Top-GasDHW-GasDry-Tier2DEER2017 | Appl-CW-Top-GasDHW-GasDry-Tier2AnySFm1975CZ14DEER2017 | 7614
Appl-CW-Top-GasDHW-GasDry-Tier2 | DEER2017 | D17 v3 |  | Any | SFm | 1975 | CZ15 | rDXGF | Household | 1 | 1555 | None | 91.5 | 0.02 | 17.1 | 62.4 | 0.014 | 11.9 | 91.5 | 0.02 | 17.1 | 62.4 | 0.014 | 11.9 | DEER:Res:ClothesDishWasher | Annual | 1719 |  | Appl-CW-Top-GasDHW-GasDry-Tier2DEER2017 | Appl-CW-Top-GasDHW-GasDry-Tier2AnySFm1975CZ15DEER2017 | 7615
Appl-CW-Top-GasDHW-GasDry-Tier2 | DEER2017 | D17 v3 |  | Any | SFm | 1975 | CZ16 | rDXGF | Household | 1 | 1591 | None | 75.8 | 0.021 | 16.8 | 51.5 | 0.014 | 11.9 | 75.8 | 0.021 | 16.8 | 51.5 | 0.014 | 11.9 | DEER:Res:ClothesDishWasher | Annual | 1719 |  | Appl-CW-Top-GasDHW-GasDry-Tier2DEER2017 | Appl-CW-Top-GasDHW-GasDry-Tier2AnySFm1975CZ16DEER2017 | 7616
Appl-CW-Top-GasDHW-GasDry-Tier2 | DEER2017 | D17 v3 |  | Any | SFm | 1985 | CZ01 | rDXGF | Household | 1 | 1904 | None | 59.4 | 0.009 | 15.1 | 40.5 | 0.007 | 10.7 | 59.4 | 0.009 | 15.1 | 40.5 | 0.007 | 10.7 | DEER:Res:ClothesDishWasher | Annual | 1719 |  | Appl-CW-Top-GasDHW-GasDry-Tier2DEER2017 | Appl-CW-Top-GasDHW-GasDry-Tier2AnySFm1985CZ01DEER2017 | 7617
Appl-CW-Top-GasDHW-GasDry-Tier2 | DEER2017 | D17 v3 |  | Any | SFm | 1985 | CZ02 | rDXGF | Household | 1 | 1904 | None | 67.8 | 0.024 | 15.4 | 46 | 0.016 | 10.9 | 67.8 | 0.024 | 15.4 | 46 | 0.016 | 10.9 | DEER:Res:ClothesDishWasher | Annual | 1719 |  | Appl-CW-Top-GasDHW-GasDry-Tier2DEER2017 | Appl-CW-Top-GasDHW-GasDry-Tier2AnySFm1985CZ02DEER2017 | 7618
Appl-CW-Top-GasDHW-GasDry-Tier2 | DEER2017 | D17 v3 |  | Any | SFm | 1985 | CZ03 | rDXGF | Household | 1 | 1904 | None | 64.3 | 0.025 | 15.1 | 44 | 0.017 | 10.7 | 64.3 | 0.025 | 15.1 | 44 | 0.017 | 10.7 | DEER:Res:ClothesDishWasher | Annual | 1719 |  | Appl-CW-Top-GasDHW-GasDry-Tier2DEER2017 | Appl-CW-Top-GasDHW-GasDry-Tier2AnySFm1985CZ03DEER2017 | 7619
Appl-CW-Top-GasDHW-GasDry-Tier2 | DEER2017 | D17 v3 |  | Any | SFm | 1985 | CZ04 | rDXGF | Household | 1 | 1904 | None | 75.3 | 0.028 | 16 | 50.8 | 0.019 | 11.3 | 75.3 | 0.028 | 16 | 50.8 | 0.019 | 11.3 | DEER:Res:ClothesDishWasher | Annual | 1719 |  | Appl-CW-Top-GasDHW-GasDry-Tier2DEER2017 | Appl-CW-Top-GasDHW-GasDry-Tier2AnySFm1985CZ04DEER2017 | 7620
Appl-CW-Top-GasDHW-GasDry-Tier2 | DEER2017 | D17 v3 |  | Any | SFm | 1985 | CZ05 | rDXGF | Household | 1 | 1904 | None | 63.1 | 0.028 | 14.7 | 43 | 0.019 | 10.5 | 63.1 | 0.028 | 14.7 | 43 | 0.019 | 10.5 | DEER:Res:ClothesDishWasher | Annual | 1719 |  | Appl-CW-Top-GasDHW-GasDry-Tier2DEER2017 | Appl-CW-Top-GasDHW-GasDry-Tier2AnySFm1985CZ05DEER2017 | 7621
Appl-CW-Top-GasDHW-GasDry-Tier2 | DEER2017 | D17 v3 |  | Any | SFm | 1985 | CZ06 | rDXGF | Household | 1 | 2064 | None | 75 | 0.026 | 16.8 | 50.1 | 0.021 | 11.8 | 75 | 0.026 | 16.8 | 50.1 | 0.021 | 11.8 | DEER:Res:ClothesDishWasher | Annual | 1719 |  | Appl-CW-Top-GasDHW-GasDry-Tier2DEER2017 | Appl-CW-Top-GasDHW-GasDry-Tier2AnySFm1985CZ06DEER2017 | 7622
Appl-CW-Top-GasDHW-GasDry-Tier2 | DEER2017 | D17 v3 |  | Any | SFm | 1985 | CZ07 | rDXGF | Household | 1 | 2064 | None | 76.5 | 0.024 | 16.9 | 51.9 | 0.016 | 11.9 | 76.5 | 0.024 | 16.9 | 51.9 | 0.016 | 11.9 | DEER:Res:ClothesDishWasher | Annual | 1719 |  | Appl-CW-Top-GasDHW-GasDry-Tier2DEER2017 | Appl-CW-Top-GasDHW-GasDry-Tier2AnySFm1985CZ07DEER2017 | 7623
Appl-CW-Top-GasDHW-GasDry-Tier2 | DEER2017 | D17 v3 |  | Any | SFm | 1985 | CZ08 | rDXGF | Household | 1 | 2064 | None | 82.3 | 0.018 | 16.7 | 54.8 | 0.012 | 11.8 | 82.3 | 0.018 | 16.7 | 54.8 | 0.012 | 11.8 | DEER:Res:ClothesDishWasher | Annual | 1719 |  | Appl-CW-Top-GasDHW-GasDry-Tier2DEER2017 | Appl-CW-Top-GasDHW-GasDry-Tier2AnySFm1985CZ08DEER2017 | 7624
Appl-CW-Top-GasDHW-GasDry-Tier2 | DEER2017 | D17 v3 |  | Any | SFm | 1985 | CZ09 | rDXGF | Household | 1 | 1811 | None | 81.8 | 0.021 | 16.7 | 56.3 | 0.015 | 11.7 | 81.8 | 0.021 | 16.7 | 56.3 | 0.015 | 11.7 | DEER:Res:ClothesDishWasher | Annual | 1719 |  | Appl-CW-Top-GasDHW-GasDry-Tier2DEER2017 | Appl-CW-Top-GasDHW-GasDry-Tier2AnySFm1985CZ09DEER2017 | 7625
Appl-CW-Top-GasDHW-GasDry-Tier2 | DEER2017 | D17 v3 |  | Any | SFm | 1985 | CZ10 | rDXGF | Household | 1 | 1811 | None | 80 | 0.026 | 16.3 | 54.6 | 0.017 | 11.5 | 80 | 0.026 | 16.3 | 54.6 | 0.017 | 11.5 | DEER:Res:ClothesDishWasher | Annual | 1719 |  | Appl-CW-Top-GasDHW-GasDry-Tier2DEER2017 | Appl-CW-Top-GasDHW-GasDry-Tier2AnySFm1985CZ10DEER2017 | 7626
Appl-CW-Top-GasDHW-GasDry-Tier2 | DEER2017 | D17 v3 |  | Any | SFm | 1985 | CZ11 | rDXGF | Household | 1 | 1704 | None | 81.6 | 0.024 | 15.6 | 54.7 | 0.016 | 11 | 81.6 | 0.024 | 15.6 | 54.7 | 0.016 | 11 | DEER:Res:ClothesDishWasher | Annual | 1719 |  | Appl-CW-Top-GasDHW-GasDry-Tier2DEER2017 | Appl-CW-Top-GasDHW-GasDry-Tier2AnySFm1985CZ11DEER2017 | 7627
Appl-CW-Top-GasDHW-GasDry-Tier2 | DEER2017 | D17 v3 |  | Any | SFm | 1985 | CZ12 | rDXGF | Household | 1 | 1704 | None | 75.9 | 0.029 | 15.7 | 51.8 | 0.018 | 11.1 | 75.9 | 0.029 | 15.7 | 51.8 | 0.018 | 11.1 | DEER:Res:ClothesDishWasher | Annual | 1719 |  | Appl-CW-Top-GasDHW-GasDry-Tier2DEER2017 | Appl-CW-Top-GasDHW-GasDry-Tier2AnySFm1985CZ12DEER2017 | 7628
Appl-CW-Top-GasDHW-GasDry-Tier2 | DEER2017 | D17 v3 |  | Any | SFm | 1985 | CZ13 | rDXGF | Household | 1 | 1704 | None | 82.4 | 0.024 | 15.6 | 56.8 | 0.016 | 11 | 82.4 | 0.024 | 15.6 | 56.8 | 0.016 | 11 | DEER:Res:ClothesDishWasher | Annual | 1719 |  | Appl-CW-Top-GasDHW-GasDry-Tier2DEER2017 | Appl-CW-Top-GasDHW-GasDry-Tier2AnySFm1985CZ13DEER2017 | 7629
Appl-CW-Top-GasDHW-GasDry-Tier2 | DEER2017 | D17 v3 |  | Any | SFm | 1985 | CZ14 | rDXGF | Household | 1 | 1741 | None | 85.5 | 0.02 | 15.7 | 58 | 0.014 | 11.1 | 85.5 | 0.02 | 15.7 | 58 | 0.014 | 11.1 | DEER:Res:ClothesDishWasher | Annual | 1719 |  | Appl-CW-Top-GasDHW-GasDry-Tier2DEER2017 | Appl-CW-Top-GasDHW-GasDry-Tier2AnySFm1985CZ14DEER2017 | 7630
Appl-CW-Top-GasDHW-GasDry-Tier2 | DEER2017 | D17 v3 |  | Any | SFm | 1985 | CZ15 | rDXGF | Household | 1 | 1741 | None | 92.7 | 0.02 | 16.9 | 63.2 | 0.014 | 11.8 | 92.7 | 0.02 | 16.9 | 63.2 | 0.014 | 11.8 | DEER:Res:ClothesDishWasher | Annual | 1719 |  | Appl-CW-Top-GasDHW-GasDry-Tier2DEER2017 | Appl-CW-Top-GasDHW-GasDry-Tier2AnySFm1985CZ15DEER2017 | 7631
Appl-CW-Top-GasDHW-GasDry-Tier2 | DEER2017 | D17 v3 |  | Any | SFm | 1985 | CZ16 | rDXGF | Household | 1 | 1904 | None | 74.7 | 0.024 | 16.1 | 50.8 | 0.016 | 11.4 | 74.7 | 0.024 | 16.1 | 50.8 | 0.016 | 11.4 | DEER:Res:ClothesDishWasher | Annual | 1719 |  | Appl-CW-Top-GasDHW-GasDry-Tier2DEER2017 | Appl-CW-Top-GasDHW-GasDry-Tier2AnySFm1985CZ16DEER2017 | 7632
Appl-CW-Top-GasDHW-GasDry-Tier2 | DEER2017 | D17 v3 |  | Any | SFm | 1996 | CZ01 | rDXGF | Household | 1 | 2193 | None | 61.1 | 0.009 | 16.9 | 41.6 | 0.006 | 12 | 61.1 | 0.009 | 16.9 | 41.6 | 0.006 | 12 | DEER:Res:ClothesDishWasher | Annual | 1719 |  | Appl-CW-Top-GasDHW-GasDry-Tier2DEER2017 | Appl-CW-Top-GasDHW-GasDry-Tier2AnySFm1996CZ01DEER2017 | 7633
Appl-CW-Top-GasDHW-GasDry-Tier2 | DEER2017 | D17 v3 |  | Any | SFm | 1996 | CZ02 | rDXGF | Household | 1 | 2193 | None | 71.6 | 0.029 | 16.6 | 47.8 | 0.017 | 11.7 | 71.6 | 0.029 | 16.6 | 47.8 | 0.017 | 11.7 | DEER:Res:ClothesDishWasher | Annual | 1719 |  | Appl-CW-Top-GasDHW-GasDry-Tier2DEER2017 | Appl-CW-Top-GasDHW-GasDry-Tier2AnySFm1996CZ02DEER2017 | 7634
Appl-CW-Top-GasDHW-GasDry-Tier2 | DEER2017 | D17 v3 |  | Any | SFm | 1996 | CZ03 | rDXGF | Household | 1 | 2193 | None | 64.5 | 0.016 | 16.4 | 44.1 | 0.009 | 11.6 | 64.5 | 0.016 | 16.4 | 44.1 | 0.009 | 11.6 | DEER:Res:ClothesDishWasher | Annual | 1719 |  | Appl-CW-Top-GasDHW-GasDry-Tier2DEER2017 | Appl-CW-Top-GasDHW-GasDry-Tier2AnySFm1996CZ03DEER2017 | 7635
Appl-CW-Top-GasDHW-GasDry-Tier2 | DEER2017 | D17 v3 |  | Any | SFm | 1996 | CZ04 | rDXGF | Household | 1 | 2193 | None | 73.4 | 0.027 | 16.7 | 50.4 | 0.019 | 11.8 | 73.4 | 0.027 | 16.7 | 50.4 | 0.019 | 11.8 | DEER:Res:ClothesDishWasher | Annual | 1719 |  | Appl-CW-Top-GasDHW-GasDry-Tier2DEER2017 | Appl-CW-Top-GasDHW-GasDry-Tier2AnySFm1996CZ04DEER2017 | 7636
Appl-CW-Top-GasDHW-GasDry-Tier2 | DEER2017 | D17 v3 |  | Any | SFm | 1996 | CZ05 | rDXGF | Household | 1 | 2193 | None | 62.6 | 0.022 | 15 | 42.5 | 0.015 | 10.6 | 62.6 | 0.022 | 15 | 42.5 | 0.015 | 10.6 | DEER:Res:ClothesDishWasher | Annual | 1719 |  | Appl-CW-Top-GasDHW-GasDry-Tier2DEER2017 | Appl-CW-Top-GasDHW-GasDry-Tier2AnySFm1996CZ05DEER2017 | 7637
Appl-CW-Top-GasDHW-GasDry-Tier2 | DEER2017 | D17 v3 |  | Any | SFm | 1996 | CZ06 | rDXGF | Household | 1 | 2297 | None | 72.9 | 0.028 | 17.1 | 50.4 | 0.018 | 12 | 72.9 | 0.028 | 17.1 | 50.4 | 0.018 | 12 | DEER:Res:ClothesDishWasher | Annual | 1719 |  | Appl-CW-Top-GasDHW-GasDry-Tier2DEER2017 | Appl-CW-Top-GasDHW-GasDry-Tier2AnySFm1996CZ06DEER2017 | 7638
Appl-CW-Top-GasDHW-GasDry-Tier2 | DEER2017 | D17 v3 |  | Any | SFm | 1996 | CZ07 | rDXGF | Household | 1 | 2297 | None | 83.4 | 0.04 | 19.7 | 55.6 | 0.02 | 13 | 83.4 | 0.04 | 19.7 | 55.6 | 0.02 | 13 | DEER:Res:ClothesDishWasher | Annual | 1719 |  | Appl-CW-Top-GasDHW-GasDry-Tier2DEER2017 | Appl-CW-Top-GasDHW-GasDry-Tier2AnySFm1996CZ07DEER2017 | 7639
Appl-CW-Top-GasDHW-GasDry-Tier2 | DEER2017 | D17 v3 |  | Any | SFm | 1996 | CZ08 | rDXGF | Household | 1 | 2297 | None | 78.4 | 0.018 | 17.3 | 53.2 | 0.011 | 12.1 | 78.4 | 0.018 | 17.3 | 53.2 | 0.011 | 12.1 | DEER:Res:ClothesDishWasher | Annual | 1719 |  | Appl-CW-Top-GasDHW-GasDry-Tier2DEER2017 | Appl-CW-Top-GasDHW-GasDry-Tier2AnySFm1996CZ08DEER2017 | 7640
Appl-CW-Top-GasDHW-GasDry-Tier2 | DEER2017 | D17 v3 |  | Any | SFm | 1996 | CZ09 | rDXGF | Household | 1 | 2186 | None | 82.1 | 0.018 | 17.1 | 56.8 | 0.012 | 12 | 82.1 | 0.018 | 17.1 | 56.8 | 0.012 | 12 | DEER:Res:ClothesDishWasher | Annual | 1719 |  | Appl-CW-Top-GasDHW-GasDry-Tier2DEER2017 | Appl-CW-Top-GasDHW-GasDry-Tier2AnySFm1996CZ09DEER2017 | 7641
Appl-CW-Top-GasDHW-GasDry-Tier2 | DEER2017 | D17 v3 |  | Any | SFm | 1996 | CZ10 | rDXGF | Household | 1 | 2186 | None | 82.7 | 0.02 | 16.5 | 56.4 | 0.014 | 11.6 | 82.7 | 0.02 | 16.5 | 56.4 | 0.014 | 11.6 | DEER:Res:ClothesDishWasher | Annual | 1719 |  | Appl-CW-Top-GasDHW-GasDry-Tier2DEER2017 | Appl-CW-Top-GasDHW-GasDry-Tier2AnySFm1996CZ10DEER2017 | 7642
Appl-CW-Top-GasDHW-GasDry-Tier2 | DEER2017 | D17 v3 |  | Any | SFm | 1996 | CZ11 | rDXGF | Household | 1 | 2032 | None | 81.1 | 0.024 | 16.2 | 55.3 | 0.016 | 11.4 | 81.1 | 0.024 | 16.2 | 55.3 | 0.016 | 11.4 | DEER:Res:ClothesDishWasher | Annual | 1719 |  | Appl-CW-Top-GasDHW-GasDry-Tier2DEER2017 | Appl-CW-Top-GasDHW-GasDry-Tier2AnySFm1996CZ11DEER2017 | 7643
Appl-CW-Top-GasDHW-GasDry-Tier2 | DEER2017 | D17 v3 |  | Any | SFm | 1996 | CZ12 | rDXGF | Household | 1 | 2032 | None | 78 | 0.032 | 16.4 | 52.9 | 0.017 | 11.6 | 78 | 0.032 | 16.4 | 52.9 | 0.017 | 11.6 | DEER:Res:ClothesDishWasher | Annual | 1719 |  | Appl-CW-Top-GasDHW-GasDry-Tier2DEER2017 | Appl-CW-Top-GasDHW-GasDry-Tier2AnySFm1996CZ12DEER2017 | 7644
Appl-CW-Top-GasDHW-GasDry-Tier2 | DEER2017 | D17 v3 |  | Any | SFm | 1996 | CZ13 | rDXGF | Household | 1 | 2032 | None | 82.4 | 0.024 | 15.9 | 56.1 | 0.016 | 11.2 | 82.4 | 0.024 | 15.9 | 56.1 | 0.016 | 11.2 | DEER:Res:ClothesDishWasher | Annual | 1719 |  | Appl-CW-Top-GasDHW-GasDry-Tier2DEER2017 | Appl-CW-Top-GasDHW-GasDry-Tier2AnySFm1996CZ13DEER2017 | 7645
Appl-CW-Top-GasDHW-GasDry-Tier2 | DEER2017 | D17 v3 |  | Any | SFm | 1996 | CZ14 | rDXGF | Household | 1 | 1758 | None | 84.1 | 0.019 | 16.1 | 57.5 | 0.012 | 11.4 | 84.1 | 0.019 | 16.1 | 57.5 | 0.012 | 11.4 | DEER:Res:ClothesDishWasher | Annual | 1719 |  | Appl-CW-Top-GasDHW-GasDry-Tier2DEER2017 | Appl-CW-Top-GasDHW-GasDry-Tier2AnySFm1996CZ14DEER2017 | 7646
Appl-CW-Top-GasDHW-GasDry-Tier2 | DEER2017 | D17 v3 |  | Any | SFm | 1996 | CZ15 | rDXGF | Household | 1 | 1758 | None | 94.3 | 0.02 | 16.9 | 64.5 | 0.014 | 11.8 | 94.3 | 0.02 | 16.9 | 64.5 | 0.014 | 11.8 | DEER:Res:ClothesDishWasher | Annual | 1719 |  | Appl-CW-Top-GasDHW-GasDry-Tier2DEER2017 | Appl-CW-Top-GasDHW-GasDry-Tier2AnySFm1996CZ15DEER2017 | 7647
Appl-CW-Top-GasDHW-GasDry-Tier2 | DEER2017 | D17 v3 |  | Any | SFm | 1996 | CZ16 | rDXGF | Household | 1 | 2193 | None | 75.1 | 0.022 | 17.5 | 51.1 | 0.014 | 12.4 | 75.1 | 0.022 | 17.5 | 51.1 | 0.014 | 12.4 | DEER:Res:ClothesDishWasher | Annual | 1719 |  | Appl-CW-Top-GasDHW-GasDry-Tier2DEER2017 | Appl-CW-Top-GasDHW-GasDry-Tier2AnySFm1996CZ16DEER2017 | 7648
Appl-CW-Top-GasDHW-GasDry-Tier2 | DEER2017 | D17 v3 |  | Any | SFm | 2003 | CZ01 | rDXGF | Household | 1 | 2295.6 | None | 60.9 | 0.009 | 16.6 | 41.5 | 0.006 | 11.8 | 60.9 | 0.009 | 16.6 | 41.5 | 0.006 | 11.8 | DEER:Res:ClothesDishWasher | Annual | 1719 |  | Appl-CW-Top-GasDHW-GasDry-Tier2DEER2017 | Appl-CW-Top-GasDHW-GasDry-Tier2AnySFm2003CZ01DEER2017 | 7649
Appl-CW-Top-GasDHW-GasDry-Tier2 | DEER2017 | D17 v3 |  | Any | SFm | 2003 | CZ02 | rDXGF | Household | 1 | 1948.8 | None | 72.4 | 0.026 | 16.6 | 49.2 | 0.017 | 11.7 | 72.4 | 0.026 | 16.6 | 49.2 | 0.017 | 11.7 | DEER:Res:ClothesDishWasher | Annual | 1719 |  | Appl-CW-Top-GasDHW-GasDry-Tier2DEER2017 | Appl-CW-Top-GasDHW-GasDry-Tier2AnySFm2003CZ02DEER2017 | 7650
Appl-CW-Top-GasDHW-GasDry-Tier2 | DEER2017 | D17 v3 |  | Any | SFm | 2003 | CZ03 | rDXGF | Household | 1 | 2295.6 | None | 64 | 0.022 | 16.3 | 43.4 | 0.015 | 11.5 | 64 | 0.022 | 16.3 | 43.4 | 0.015 | 11.5 | DEER:Res:ClothesDishWasher | Annual | 1719 |  | Appl-CW-Top-GasDHW-GasDry-Tier2DEER2017 | Appl-CW-Top-GasDHW-GasDry-Tier2AnySFm2003CZ03DEER2017 | 7651
Appl-CW-Top-GasDHW-GasDry-Tier2 | DEER2017 | D17 v3 |  | Any | SFm | 2003 | CZ04 | rDXGF | Household | 1 | 2295.6 | None | 76.5 | 0.027 | 16.9 | 51.4 | 0.017 | 11.9 | 76.5 | 0.027 | 16.9 | 51.4 | 0.017 | 11.9 | DEER:Res:ClothesDishWasher | Annual | 1719 |  | Appl-CW-Top-GasDHW-GasDry-Tier2DEER2017 | Appl-CW-Top-GasDHW-GasDry-Tier2AnySFm2003CZ04DEER2017 | 7652
Appl-CW-Top-GasDHW-GasDry-Tier2 | DEER2017 | D17 v3 |  | Any | SFm | 2003 | CZ05 | rDXGF | Household | 1 | 2295.6 | None | 63.6 | 0.023 | 15.5 | 43.1 | 0.015 | 11 | 63.6 | 0.023 | 15.5 | 43.1 | 0.015 | 11 | DEER:Res:ClothesDishWasher | Annual | 1719 |  | Appl-CW-Top-GasDHW-GasDry-Tier2DEER2017 | Appl-CW-Top-GasDHW-GasDry-Tier2AnySFm2003CZ05DEER2017 | 7653
Appl-CW-Top-GasDHW-GasDry-Tier2 | DEER2017 | D17 v3 |  | Any | SFm | 2003 | CZ06 | rDXGF | Household | 1 | 2392.9 | None | 76.5 | 0.023 | 17.5 | 43.4 | 0.023 | 12.3 | 76.5 | 0.023 | 17.5 | 43.4 | 0.023 | 12.3 | DEER:Res:ClothesDishWasher | Annual | 1719 |  | Appl-CW-Top-GasDHW-GasDry-Tier2DEER2017 | Appl-CW-Top-GasDHW-GasDry-Tier2AnySFm2003CZ06DEER2017 | 7654
Appl-CW-Top-GasDHW-GasDry-Tier2 | DEER2017 | D17 v3 |  | Any | SFm | 2003 | CZ07 | rDXGF | Household | 1 | 2392.9 | None | 82.2 | 0.018 | 17 | 55.4 | 0.01 | 12 | 82.2 | 0.018 | 17 | 55.4 | 0.01 | 12 | DEER:Res:ClothesDishWasher | Annual | 1719 |  | Appl-CW-Top-GasDHW-GasDry-Tier2DEER2017 | Appl-CW-Top-GasDHW-GasDry-Tier2AnySFm2003CZ07DEER2017 | 7655
Appl-CW-Top-GasDHW-GasDry-Tier2 | DEER2017 | D17 v3 |  | Any | SFm | 2003 | CZ08 | rDXGF | Household | 1 | 2392.9 | None | 87.6 | 0.017 | 17.4 | 60.7 | 0.011 | 12.2 | 87.6 | 0.017 | 17.4 | 60.7 | 0.011 | 12.2 | DEER:Res:ClothesDishWasher | Annual | 1719 |  | Appl-CW-Top-GasDHW-GasDry-Tier2DEER2017 | Appl-CW-Top-GasDHW-GasDry-Tier2AnySFm2003CZ08DEER2017 | 7656
Appl-CW-Top-GasDHW-GasDry-Tier2 | DEER2017 | D17 v3 |  | Any | SFm | 2003 | CZ09 | rDXGF | Household | 1 | 2422.9 | None | 77.7 | 0.014 | 17 | 53.4 | 0.012 | 11.9 | 77.7 | 0.014 | 17 | 53.4 | 0.012 | 11.9 | DEER:Res:ClothesDishWasher | Annual | 1719 |  | Appl-CW-Top-GasDHW-GasDry-Tier2DEER2017 | Appl-CW-Top-GasDHW-GasDry-Tier2AnySFm2003CZ09DEER2017 | 7657
Appl-CW-Top-GasDHW-GasDry-Tier2 | DEER2017 | D17 v3 |  | Any | SFm | 2003 | CZ10 | rDXGF | Household | 1 | 1948.8 | None | 83.3 | 0.016 | 16.5 | 56.4 | 0.011 | 11.6 | 83.3 | 0.016 | 16.5 | 56.4 | 0.011 | 11.6 | DEER:Res:ClothesDishWasher | Annual | 1719 |  | Appl-CW-Top-GasDHW-GasDry-Tier2DEER2017 | Appl-CW-Top-GasDHW-GasDry-Tier2AnySFm2003CZ10DEER2017 | 7658
Appl-CW-Top-GasDHW-GasDry-Tier2 | DEER2017 | D17 v3 |  | Any | SFm | 2003 | CZ11 | rDXGF | Household | 1 | 1948.8 | None | 81 | 0.022 | 16.4 | 55 | 0.015 | 11.5 | 81 | 0.022 | 16.4 | 55 | 0.015 | 11.5 | DEER:Res:ClothesDishWasher | Annual | 1719 |  | Appl-CW-Top-GasDHW-GasDry-Tier2DEER2017 | Appl-CW-Top-GasDHW-GasDry-Tier2AnySFm2003CZ11DEER2017 | 7659
Appl-CW-Top-GasDHW-GasDry-Tier2 | DEER2017 | D17 v3 |  | Any | SFm | 2003 | CZ12 | rDXGF | Household | 1 | 1948.8 | None | 75.7 | 0.025 | 16.5 | 51.9 | 0.017 | 11.7 | 75.7 | 0.025 | 16.5 | 51.9 | 0.017 | 11.7 | DEER:Res:ClothesDishWasher | Annual | 1719 |  | Appl-CW-Top-GasDHW-GasDry-Tier2DEER2017 | Appl-CW-Top-GasDHW-GasDry-Tier2AnySFm2003CZ12DEER2017 | 7660
Appl-CW-Top-GasDHW-GasDry-Tier2 | DEER2017 | D17 v3 |  | Any | SFm | 2003 | CZ13 | rDXGF | Household | 1 | 1948.8 | None | 80.8 | 0.023 | 16.2 | 55 | 0.015 | 11.4 | 80.8 | 0.023 | 16.2 | 55 | 0.015 | 11.4 | DEER:Res:ClothesDishWasher | Annual | 1719 |  | Appl-CW-Top-GasDHW-GasDry-Tier2DEER2017 | Appl-CW-Top-GasDHW-GasDry-Tier2AnySFm2003CZ13DEER2017 | 7661
Appl-CW-Top-GasDHW-GasDry-Tier2 | DEER2017 | D17 v3 |  | Any | SFm | 2003 | CZ14 | rDXGF | Household | 1 | 2160.9 | None | 85.6 | 0.017 | 16.2 | 58.2 | 0.012 | 11.4 | 85.6 | 0.017 | 16.2 | 58.2 | 0.012 | 11.4 | DEER:Res:ClothesDishWasher | Annual | 1719 |  | Appl-CW-Top-GasDHW-GasDry-Tier2DEER2017 | Appl-CW-Top-GasDHW-GasDry-Tier2AnySFm2003CZ14DEER2017 | 7662
Appl-CW-Top-GasDHW-GasDry-Tier2 | DEER2017 | D17 v3 |  | Any | SFm | 2003 | CZ15 | rDXGF | Household | 1 | 2160.9 | None | 89.7 | 0.02 | 17 | 62.8 | 0.013 | 11.8 | 89.7 | 0.02 | 17 | 62.8 | 0.013 | 11.8 | DEER:Res:ClothesDishWasher | Annual | 1719 |  | Appl-CW-Top-GasDHW-GasDry-Tier2DEER2017 | Appl-CW-Top-GasDHW-GasDry-Tier2AnySFm2003CZ15DEER2017 | 7663
Appl-CW-Top-GasDHW-GasDry-Tier2 | DEER2017 | D17 v3 |  | Any | SFm | 2003 | CZ16 | rDXGF | Household | 1 | 2295.6 | None | 70.3 | 0.02 | 17.7 | 48.2 | 0.014 | 12.5 | 70.3 | 0.02 | 17.7 | 48.2 | 0.014 | 12.5 | DEER:Res:ClothesDishWasher | Annual | 1719 |  | Appl-CW-Top-GasDHW-GasDry-Tier2DEER2017 | Appl-CW-Top-GasDHW-GasDry-Tier2AnySFm2003CZ16DEER2017 | 7664
Appl-CW-Top-GasDHW-GasDry-Tier2 | DEER2017 | D17 v3 |  | Any | SFm | 2007 | CZ01 | rDXGF | Household | 1 | 2295.6 | None | 61 | 0.009 | 16.6 | 41.5 | 0.006 | 11.8 | 61 | 0.009 | 16.6 | 41.5 | 0.006 | 11.8 | DEER:Res:ClothesDishWasher | Annual | 1719 |  | Appl-CW-Top-GasDHW-GasDry-Tier2DEER2017 | Appl-CW-Top-GasDHW-GasDry-Tier2AnySFm2007CZ01DEER2017 | 7665
Appl-CW-Top-GasDHW-GasDry-Tier2 | DEER2017 | D17 v3 |  | Any | SFm | 2007 | CZ02 | rDXGF | Household | 1 | 1948.8 | None | 70.2 | 0.02 | 15.9 | 47.9 | 0.014 | 11.3 | 70.2 | 0.02 | 15.9 | 47.9 | 0.014 | 11.3 | DEER:Res:ClothesDishWasher | Annual | 1719 |  | Appl-CW-Top-GasDHW-GasDry-Tier2DEER2017 | Appl-CW-Top-GasDHW-GasDry-Tier2AnySFm2007CZ02DEER2017 | 7666
Appl-CW-Top-GasDHW-GasDry-Tier2 | DEER2017 | D17 v3 |  | Any | SFm | 2007 | CZ03 | rDXGF | Household | 1 | 2295.6 | None | 64.3 | 0.021 | 16.2 | 43.4 | 0.014 | 11.5 | 64.3 | 0.021 | 16.2 | 43.4 | 0.014 | 11.5 | DEER:Res:ClothesDishWasher | Annual | 1719 |  | Appl-CW-Top-GasDHW-GasDry-Tier2DEER2017 | Appl-CW-Top-GasDHW-GasDry-Tier2AnySFm2007CZ03DEER2017 | 7667
Appl-CW-Top-GasDHW-GasDry-Tier2 | DEER2017 | D17 v3 |  | Any | SFm | 2007 | CZ04 | rDXGF | Household | 1 | 2295.6 | None | 73.8 | 0.021 | 16.6 | 49.8 | 0.014 | 11.7 | 73.8 | 0.021 | 16.6 | 49.8 | 0.014 | 11.7 | DEER:Res:ClothesDishWasher | Annual | 1719 |  | Appl-CW-Top-GasDHW-GasDry-Tier2DEER2017 | Appl-CW-Top-GasDHW-GasDry-Tier2AnySFm2007CZ04DEER2017 | 7668
Appl-CW-Top-GasDHW-GasDry-Tier2 | DEER2017 | D17 v3 |  | Any | SFm | 2007 | CZ05 | rDXGF | Household | 1 | 2295.6 | None | 63 | 0.018 | 15.5 | 42.9 | 0.012 | 11 | 63 | 0.018 | 15.5 | 42.9 | 0.012 | 11 | DEER:Res:ClothesDishWasher | Annual | 1719 |  | Appl-CW-Top-GasDHW-GasDry-Tier2DEER2017 | Appl-CW-Top-GasDHW-GasDry-Tier2AnySFm2007CZ05DEER2017 | 7669
Appl-CW-Top-GasDHW-GasDry-Tier2 | DEER2017 | D17 v3 |  | Any | SFm | 2007 | CZ06 | rDXGF | Household | 1 | 2392.9 | None | 75.6 | 0.021 | 17.1 | 51.5 | 0.016 | 12 | 75.6 | 0.021 | 17.1 | 51.5 | 0.016 | 12 | DEER:Res:ClothesDishWasher | Annual | 1719 |  | Appl-CW-Top-GasDHW-GasDry-Tier2DEER2017 | Appl-CW-Top-GasDHW-GasDry-Tier2AnySFm2007CZ06DEER2017 | 7670
Appl-CW-Top-GasDHW-GasDry-Tier2 | DEER2017 | D17 v3 |  | Any | SFm | 2007 | CZ07 | rDXGF | Household | 1 | 2392.9 | None | 79.9 | 0.018 | 17.4 | 54.3 | 0.012 | 12.2 | 79.9 | 0.018 | 17.4 | 54.3 | 0.012 | 12.2 | DEER:Res:ClothesDishWasher | Annual | 1719 |  | Appl-CW-Top-GasDHW-GasDry-Tier2DEER2017 | Appl-CW-Top-GasDHW-GasDry-Tier2AnySFm2007CZ07DEER2017 | 7671
Appl-CW-Top-GasDHW-GasDry-Tier2 | DEER2017 | D17 v3 |  | Any | SFm | 2007 | CZ08 | rDXGF | Household | 1 | 2392.9 | None | 80.5 | 0.015 | 17.4 | 56.1 | 0.01 | 12.2 | 80.5 | 0.015 | 17.4 | 56.1 | 0.01 | 12.2 | DEER:Res:ClothesDishWasher | Annual | 1719 |  | Appl-CW-Top-GasDHW-GasDry-Tier2DEER2017 | Appl-CW-Top-GasDHW-GasDry-Tier2AnySFm2007CZ08DEER2017 | 7672
Appl-CW-Top-GasDHW-GasDry-Tier2 | DEER2017 | D17 v3 |  | Any | SFm | 2007 | CZ09 | rDXGF | Household | 1 | 2422.9 | None | 77.5 | 0.011 | 17.2 | 52.6 | 0.007 | 12.1 | 77.5 | 0.011 | 17.2 | 52.6 | 0.007 | 12.1 | DEER:Res:ClothesDishWasher | Annual | 1719 |  | Appl-CW-Top-GasDHW-GasDry-Tier2DEER2017 | Appl-CW-Top-GasDHW-GasDry-Tier2AnySFm2007CZ09DEER2017 | 7673
Appl-CW-Top-GasDHW-GasDry-Tier2 | DEER2017 | D17 v3 |  | Any | SFm | 2007 | CZ10 | rDXGF | Household | 1 | 1948.8 | None | 80.2 | 0.013 | 16.5 | 54.7 | 0.009 | 11.6 | 80.2 | 0.013 | 16.5 | 54.7 | 0.009 | 11.6 | DEER:Res:ClothesDishWasher | Annual | 1719 |  | Appl-CW-Top-GasDHW-GasDry-Tier2DEER2017 | Appl-CW-Top-GasDHW-GasDry-Tier2AnySFm2007CZ10DEER2017 | 7674
Appl-CW-Top-GasDHW-GasDry-Tier2 | DEER2017 | D17 v3 |  | Any | SFm | 2007 | CZ11 | rDXGF | Household | 1 | 1948.8 | None | 77.3 | 0.015 | 16.2 | 52.9 | 0.01 | 11.4 | 77.3 | 0.015 | 16.2 | 52.9 | 0.01 | 11.4 | DEER:Res:ClothesDishWasher | Annual | 1719 |  | Appl-CW-Top-GasDHW-GasDry-Tier2DEER2017 | Appl-CW-Top-GasDHW-GasDry-Tier2AnySFm2007CZ11DEER2017 | 7675
Appl-CW-Top-GasDHW-GasDry-Tier2 | DEER2017 | D17 v3 |  | Any | SFm | 2007 | CZ12 | rDXGF | Household | 1 | 1948.8 | None | 74.9 | 0.02 | 16.7 | 50.8 | 0.014 | 11.8 | 74.9 | 0.02 | 16.7 | 50.8 | 0.014 | 11.8 | DEER:Res:ClothesDishWasher | Annual | 1719 |  | Appl-CW-Top-GasDHW-GasDry-Tier2DEER2017 | Appl-CW-Top-GasDHW-GasDry-Tier2AnySFm2007CZ12DEER2017 | 7676
Appl-CW-Top-GasDHW-GasDry-Tier2 | DEER2017 | D17 v3 |  | Any | SFm | 2007 | CZ13 | rDXGF | Household | 1 | 1948.8 | None | 79 | 0.017 | 16.6 | 53.9 | 0.011 | 11.7 | 79 | 0.017 | 16.6 | 53.9 | 0.011 | 11.7 | DEER:Res:ClothesDishWasher | Annual | 1719 |  | Appl-CW-Top-GasDHW-GasDry-Tier2DEER2017 | Appl-CW-Top-GasDHW-GasDry-Tier2AnySFm2007CZ13DEER2017 | 7677
Appl-CW-Top-GasDHW-GasDry-Tier2 | DEER2017 | D17 v3 |  | Any | SFm | 2007 | CZ14 | rDXGF | Household | 1 | 2160.9 | None | 80 | 0.015 | 16.1 | 54.7 | 0.01 | 11.4 | 80 | 0.015 | 16.1 | 54.7 | 0.01 | 11.4 | DEER:Res:ClothesDishWasher | Annual | 1719 |  | Appl-CW-Top-GasDHW-GasDry-Tier2DEER2017 | Appl-CW-Top-GasDHW-GasDry-Tier2AnySFm2007CZ14DEER2017 | 7678
Appl-CW-Top-GasDHW-GasDry-Tier2 | DEER2017 | D17 v3 |  | Any | SFm | 2007 | CZ15 | rDXGF | Household | 1 | 2160.9 | None | 86.5 | 0.017 | 17.1 | 58.8 | 0.011 | 11.9 | 86.5 | 0.017 | 17.1 | 58.8 | 0.011 | 11.9 | DEER:Res:ClothesDishWasher | Annual | 1719 |  | Appl-CW-Top-GasDHW-GasDry-Tier2DEER2017 | Appl-CW-Top-GasDHW-GasDry-Tier2AnySFm2007CZ15DEER2017 | 7679
Appl-CW-Top-GasDHW-GasDry-Tier2 | DEER2017 | D17 v3 |  | Any | SFm | 2007 | CZ16 | rDXGF | Household | 1 | 2295.6 | None | 69.5 | 0.018 | 17.6 | 47.4 | 0.012 | 12.5 | 69.5 | 0.018 | 17.6 | 47.4 | 0.012 | 12.5 | DEER:Res:ClothesDishWasher | Annual | 1719 |  | Appl-CW-Top-GasDHW-GasDry-Tier2DEER2017 | Appl-CW-Top-GasDHW-GasDry-Tier2AnySFm2007CZ16DEER2017 | 7680
Appl-CW-Top-GasDHW-GasDry-Tier2 | DEER2017 | D17 v3 |  | Any | SFm | 2011 | CZ01 | rDXGF | Household | 1 | 2295.6 | None | 61.2 | 0.009 | 16.8 | 41.7 | 0.006 | 11.9 | 61.2 | 0.009 | 16.8 | 41.7 | 0.006 | 11.9 | DEER:Res:ClothesDishWasher | Annual | 1719 |  | Appl-CW-Top-GasDHW-GasDry-Tier2DEER2017 | Appl-CW-Top-GasDHW-GasDry-Tier2AnySFm2011CZ01DEER2017 | 7681
Appl-CW-Top-GasDHW-GasDry-Tier2 | DEER2017 | D17 v3 |  | Any | SFm | 2011 | CZ02 | rDXGF | Household | 1 | 1948.8 | None | 70.7 | 0.021 | 16.1 | 48.2 | 0.015 | 11.3 | 70.7 | 0.021 | 16.1 | 48.2 | 0.015 | 11.3 | DEER:Res:ClothesDishWasher | Annual | 1719 |  | Appl-CW-Top-GasDHW-GasDry-Tier2DEER2017 | Appl-CW-Top-GasDHW-GasDry-Tier2AnySFm2011CZ02DEER2017 | 7682
Appl-CW-Top-GasDHW-GasDry-Tier2 | DEER2017 | D17 v3 |  | Any | SFm | 2011 | CZ03 | rDXGF | Household | 1 | 2295.6 | None | 64.6 | 0.019 | 16.4 | 44 | 0.016 | 11.6 | 64.6 | 0.019 | 16.4 | 44 | 0.016 | 11.6 | DEER:Res:ClothesDishWasher | Annual | 1719 |  | Appl-CW-Top-GasDHW-GasDry-Tier2DEER2017 | Appl-CW-Top-GasDHW-GasDry-Tier2AnySFm2011CZ03DEER2017 | 7683
Appl-CW-Top-GasDHW-GasDry-Tier2 | DEER2017 | D17 v3 |  | Any | SFm | 2011 | CZ04 | rDXGF | Household | 1 | 2295.6 | None | 74.5 | 0.022 | 16.7 | 50.9 | 0.016 | 11.8 | 74.5 | 0.022 | 16.7 | 50.9 | 0.016 | 11.8 | DEER:Res:ClothesDishWasher | Annual | 1719 |  | Appl-CW-Top-GasDHW-GasDry-Tier2DEER2017 | Appl-CW-Top-GasDHW-GasDry-Tier2AnySFm2011CZ04DEER2017 | 7684
Appl-CW-Top-GasDHW-GasDry-Tier2 | DEER2017 | D17 v3 |  | Any | SFm | 2011 | CZ05 | rDXGF | Household | 1 | 2295.6 | None | 62.7 | 0.021 | 15.4 | 42.5 | 0.014 | 11 | 62.7 | 0.021 | 15.4 | 42.5 | 0.014 | 11 | DEER:Res:ClothesDishWasher | Annual | 1719 |  | Appl-CW-Top-GasDHW-GasDry-Tier2DEER2017 | Appl-CW-Top-GasDHW-GasDry-Tier2AnySFm2011CZ05DEER2017 | 7685
Appl-CW-Top-GasDHW-GasDry-Tier2 | DEER2017 | D17 v3 |  | Any | SFm | 2011 | CZ06 | rDXGF | Household | 1 | 2392.9 | None | 71.2 | 0.019 | 16.9 | 48.6 | 0.013 | 11.9 | 71.2 | 0.019 | 16.9 | 48.6 | 0.013 | 11.9 | DEER:Res:ClothesDishWasher | Annual | 1719 |  | Appl-CW-Top-GasDHW-GasDry-Tier2DEER2017 | Appl-CW-Top-GasDHW-GasDry-Tier2AnySFm2011CZ06DEER2017 | 7686
Appl-CW-Top-GasDHW-GasDry-Tier2 | DEER2017 | D17 v3 |  | Any | SFm | 2011 | CZ07 | rDXGF | Household | 1 | 2392.9 | None | 86.2 | 0.025 | 18.3 | 56.2 | 0.014 | 12.7 | 86.2 | 0.025 | 18.3 | 56.2 | 0.014 | 12.7 | DEER:Res:ClothesDishWasher | Annual | 1719 |  | Appl-CW-Top-GasDHW-GasDry-Tier2DEER2017 | Appl-CW-Top-GasDHW-GasDry-Tier2AnySFm2011CZ07DEER2017 | 7687
Appl-CW-Top-GasDHW-GasDry-Tier2 | DEER2017 | D17 v3 |  | Any | SFm | 2011 | CZ08 | rDXGF | Household | 1 | 2392.9 | None | 84.8 | 0.015 | 17.6 | 55.9 | 0.01 | 12.4 | 84.8 | 0.015 | 17.6 | 55.9 | 0.01 | 12.4 | DEER:Res:ClothesDishWasher | Annual | 1719 |  | Appl-CW-Top-GasDHW-GasDry-Tier2DEER2017 | Appl-CW-Top-GasDHW-GasDry-Tier2AnySFm2011CZ08DEER2017 | 7688
Appl-CW-Top-GasDHW-GasDry-Tier2 | DEER2017 | D17 v3 |  | Any | SFm | 2011 | CZ09 | rDXGF | Household | 1 | 2422.9 | None | 78.4 | 0.013 | 17.3 | 53.3 | 0.009 | 12.2 | 78.4 | 0.013 | 17.3 | 53.3 | 0.009 | 12.2 | DEER:Res:ClothesDishWasher | Annual | 1719 |  | Appl-CW-Top-GasDHW-GasDry-Tier2DEER2017 | Appl-CW-Top-GasDHW-GasDry-Tier2AnySFm2011CZ09DEER2017 | 7689
Appl-CW-Top-GasDHW-GasDry-Tier2 | DEER2017 | D17 v3 |  | Any | SFm | 2011 | CZ10 | rDXGF | Household | 1 | 1948.8 | None | 80.1 | 0.015 | 16.6 | 54.4 | 0.01 | 11.7 | 80.1 | 0.015 | 16.6 | 54.4 | 0.01 | 11.7 | DEER:Res:ClothesDishWasher | Annual | 1719 |  | Appl-CW-Top-GasDHW-GasDry-Tier2DEER2017 | Appl-CW-Top-GasDHW-GasDry-Tier2AnySFm2011CZ10DEER2017 | 7690
Appl-CW-Top-GasDHW-GasDry-Tier2 | DEER2017 | D17 v3 |  | Any | SFm | 2011 | CZ11 | rDXGF | Household | 1 | 1948.8 | None | 77.6 | 0.016 | 16.3 | 52.9 | 0.011 | 11.5 | 77.6 | 0.016 | 16.3 | 52.9 | 0.011 | 11.5 | DEER:Res:ClothesDishWasher | Annual | 1719 |  | Appl-CW-Top-GasDHW-GasDry-Tier2DEER2017 | Appl-CW-Top-GasDHW-GasDry-Tier2AnySFm2011CZ11DEER2017 | 7691
Appl-CW-Top-GasDHW-GasDry-Tier2 | DEER2017 | D17 v3 |  | Any | SFm | 2011 | CZ12 | rDXGF | Household | 1 | 1948.8 | None | 75.2 | 0.021 | 16.8 | 51.4 | 0.014 | 11.9 | 75.2 | 0.021 | 16.8 | 51.4 | 0.014 | 11.9 | DEER:Res:ClothesDishWasher | Annual | 1719 |  | Appl-CW-Top-GasDHW-GasDry-Tier2DEER2017 | Appl-CW-Top-GasDHW-GasDry-Tier2AnySFm2011CZ12DEER2017 | 7692
Appl-CW-Top-GasDHW-GasDry-Tier2 | DEER2017 | D17 v3 |  | Any | SFm | 2011 | CZ13 | rDXGF | Household | 1 | 1948.8 | None | 79.6 | 0.017 | 16.7 | 54.4 | 0.011 | 11.8 | 79.6 | 0.017 | 16.7 | 54.4 | 0.011 | 11.8 | DEER:Res:ClothesDishWasher | Annual | 1719 |  | Appl-CW-Top-GasDHW-GasDry-Tier2DEER2017 | Appl-CW-Top-GasDHW-GasDry-Tier2AnySFm2011CZ13DEER2017 | 7693
Appl-CW-Top-GasDHW-GasDry-Tier2 | DEER2017 | D17 v3 |  | Any | SFm | 2011 | CZ14 | rDXGF | Household | 1 | 2160.9 | None | 80.2 | 0.015 | 16.3 | 55 | 0.01 | 11.5 | 80.2 | 0.015 | 16.3 | 55 | 0.01 | 11.5 | DEER:Res:ClothesDishWasher | Annual | 1719 |  | Appl-CW-Top-GasDHW-GasDry-Tier2DEER2017 | Appl-CW-Top-GasDHW-GasDry-Tier2AnySFm2011CZ14DEER2017 | 7694
Appl-CW-Top-GasDHW-GasDry-Tier2 | DEER2017 | D17 v3 |  | Any | SFm | 2011 | CZ15 | rDXGF | Household | 1 | 2160.9 | None | 86.8 | 0.016 | 17.1 | 59 | 0.011 | 12 | 86.8 | 0.016 | 17.1 | 59 | 0.011 | 12 | DEER:Res:ClothesDishWasher | Annual | 1719 |  | Appl-CW-Top-GasDHW-GasDry-Tier2DEER2017 | Appl-CW-Top-GasDHW-GasDry-Tier2AnySFm2011CZ15DEER2017 | 7695
Appl-CW-Top-GasDHW-GasDry-Tier2 | DEER2017 | D17 v3 |  | Any | SFm | 2011 | CZ16 | rDXGF | Household | 1 | 2295.6 | None | 70.3 | 0.018 | 17.8 | 48.1 | 0.013 | 12.6 | 70.3 | 0.018 | 17.8 | 48.1 | 0.013 | 12.6 | DEER:Res:ClothesDishWasher | Annual | 1719 |  | Appl-CW-Top-GasDHW-GasDry-Tier2DEER2017 | Appl-CW-Top-GasDHW-GasDry-Tier2AnySFm2011CZ16DEER2017 | 7696
Appl-CW-Top-GasDHW-GasDry-Tier2 | DEER2017 | D17 v3 |  | Any | SFm | 2015 | CZ01 | rDXGF | Household | 1 | 2295.6 | None | 61.4 | 0.009 | 16.6 | 41.7 | 0.006 | 11.6 | 61.4 | 0.009 | 16.6 | 41.7 | 0.006 | 11.6 | DEER:Res:ClothesDishWasher | Annual | 1719 |  | Appl-CW-Top-GasDHW-GasDry-Tier2DEER2017 | Appl-CW-Top-GasDHW-GasDry-Tier2AnySFm2015CZ01DEER2017 | 7697
Appl-CW-Top-GasDHW-GasDry-Tier2 | DEER2017 | D17 v3 |  | Any | SFm | 2015 | CZ02 | rDXGF | Household | 1 | 1948.8 | None | 69.4 | 0.02 | 16 | 47.2 | 0.014 | 11.3 | 69.4 | 0.02 | 16 | 47.2 | 0.014 | 11.3 | DEER:Res:ClothesDishWasher | Annual | 1719 |  | Appl-CW-Top-GasDHW-GasDry-Tier2DEER2017 | Appl-CW-Top-GasDHW-GasDry-Tier2AnySFm2015CZ02DEER2017 | 7698
Appl-CW-Top-GasDHW-GasDry-Tier2 | DEER2017 | D17 v3 |  | Any | SFm | 2015 | CZ03 | rDXGF | Household | 1 | 2295.6 | None | 65.8 | 0.019 | 16.9 | 45 | 0.013 | 11.9 | 65.8 | 0.019 | 16.9 | 45 | 0.013 | 11.9 | DEER:Res:ClothesDishWasher | Annual | 1719 |  | Appl-CW-Top-GasDHW-GasDry-Tier2DEER2017 | Appl-CW-Top-GasDHW-GasDry-Tier2AnySFm2015CZ03DEER2017 | 7699
Appl-CW-Top-GasDHW-GasDry-Tier2 | DEER2017 | D17 v3 |  | Any | SFm | 2015 | CZ04 | rDXGF | Household | 1 | 2295.6 | None | 71.9 | 0.021 | 16.6 | 48.9 | 0.014 | 11.7 | 71.9 | 0.021 | 16.6 | 48.9 | 0.014 | 11.7 | DEER:Res:ClothesDishWasher | Annual | 1719 |  | Appl-CW-Top-GasDHW-GasDry-Tier2DEER2017 | Appl-CW-Top-GasDHW-GasDry-Tier2AnySFm2015CZ04DEER2017 | 7700
Appl-CW-Top-GasDHW-GasDry-Tier2 | DEER2017 | D17 v3 |  | Any | SFm | 2015 | CZ05 | rDXGF | Household | 1 | 2295.6 | None | 65.7 | 0.019 | 16.5 | 44.5 | 0.013 | 11.6 | 65.7 | 0.019 | 16.5 | 44.5 | 0.013 | 11.6 | DEER:Res:ClothesDishWasher | Annual | 1719 |  | Appl-CW-Top-GasDHW-GasDry-Tier2DEER2017 | Appl-CW-Top-GasDHW-GasDry-Tier2AnySFm2015CZ05DEER2017 | 7701
Appl-CW-Top-GasDHW-GasDry-Tier2 | DEER2017 | D17 v3 |  | Any | SFm | 2015 | CZ06 | rDXGF | Household | 1 | 2392.9 | None | 70.5 | 0.026 | 16.9 | 48.2 | 0.016 | 11.9 | 70.5 | 0.026 | 16.9 | 48.2 | 0.016 | 11.9 | DEER:Res:ClothesDishWasher | Annual | 1719 |  | Appl-CW-Top-GasDHW-GasDry-Tier2DEER2017 | Appl-CW-Top-GasDHW-GasDry-Tier2AnySFm2015CZ06DEER2017 | 7702
Appl-CW-Top-GasDHW-GasDry-Tier2 | DEER2017 | D17 v3 |  | Any | SFm | 2015 | CZ07 | rDXGF | Household | 1 | 2392.9 | None | 71.5 | 0.006 | 17.1 | 50.7 | 0.007 | 12.2 | 71.5 | 0.006 | 17.1 | 50.7 | 0.007 | 12.2 | DEER:Res:ClothesDishWasher | Annual | 1719 |  | Appl-CW-Top-GasDHW-GasDry-Tier2DEER2017 | Appl-CW-Top-GasDHW-GasDry-Tier2AnySFm2015CZ07DEER2017 | 7703
Appl-CW-Top-GasDHW-GasDry-Tier2 | DEER2017 | D17 v3 |  | Any | SFm | 2015 | CZ08 | rDXGF | Household | 1 | 2392.9 | None | 76.9 | 0.017 | 17.6 | 61.8 | 0.024 | 13.1 | 76.9 | 0.017 | 17.6 | 61.8 | 0.024 | 13.1 | DEER:Res:ClothesDishWasher | Annual | 1719 |  | Appl-CW-Top-GasDHW-GasDry-Tier2DEER2017 | Appl-CW-Top-GasDHW-GasDry-Tier2AnySFm2015CZ08DEER2017 | 7704
Appl-CW-Top-GasDHW-GasDry-Tier2 | DEER2017 | D17 v3 |  | Any | SFm | 2015 | CZ09 | rDXGF | Household | 1 | 2422.9 | None | 74.1 | 0.016 | 17.3 | 50.3 | 0.01 | 12.1 | 74.1 | 0.016 | 17.3 | 50.3 | 0.01 | 12.1 | DEER:Res:ClothesDishWasher | Annual | 1719 |  | Appl-CW-Top-GasDHW-GasDry-Tier2DEER2017 | Appl-CW-Top-GasDHW-GasDry-Tier2AnySFm2015CZ09DEER2017 | 7705
Appl-CW-Top-GasDHW-GasDry-Tier2 | DEER2017 | D17 v3 |  | Any | SFm | 2015 | CZ10 | rDXGF | Household | 1 | 1948.8 | None | 75.2 | 0.017 | 16.6 | 50.8 | 0.012 | 11.7 | 75.2 | 0.017 | 16.6 | 50.8 | 0.012 | 11.7 | DEER:Res:ClothesDishWasher | Annual | 1719 |  | Appl-CW-Top-GasDHW-GasDry-Tier2DEER2017 | Appl-CW-Top-GasDHW-GasDry-Tier2AnySFm2015CZ10DEER2017 | 7706
Appl-CW-Top-GasDHW-GasDry-Tier2 | DEER2017 | D17 v3 |  | Any | SFm | 2015 | CZ11 | rDXGF | Household | 1 | 1948.8 | None | 75.3 | 0.019 | 16.4 | 50.7 | 0.012 | 11.5 | 75.3 | 0.019 | 16.4 | 50.7 | 0.012 | 11.5 | DEER:Res:ClothesDishWasher | Annual | 1719 |  | Appl-CW-Top-GasDHW-GasDry-Tier2DEER2017 | Appl-CW-Top-GasDHW-GasDry-Tier2AnySFm2015CZ11DEER2017 | 7707
Appl-CW-Top-GasDHW-GasDry-Tier2 | DEER2017 | D17 v3 |  | Any | SFm | 2015 | CZ12 | rDXGF | Household | 1 | 1948.8 | None | 71.7 | 0.02 | 16.8 | 48.9 | 0.013 | 11.9 | 71.7 | 0.02 | 16.8 | 48.9 | 0.013 | 11.9 | DEER:Res:ClothesDishWasher | Annual | 1719 |  | Appl-CW-Top-GasDHW-GasDry-Tier2DEER2017 | Appl-CW-Top-GasDHW-GasDry-Tier2AnySFm2015CZ12DEER2017 | 7708
Appl-CW-Top-GasDHW-GasDry-Tier2 | DEER2017 | D17 v3 |  | Any | SFm | 2015 | CZ13 | rDXGF | Household | 1 | 1948.8 | None | 76 | 0.016 | 16.8 | 51.7 | 0.01 | 11.8 | 76 | 0.016 | 16.8 | 51.7 | 0.01 | 11.8 | DEER:Res:ClothesDishWasher | Annual | 1719 |  | Appl-CW-Top-GasDHW-GasDry-Tier2DEER2017 | Appl-CW-Top-GasDHW-GasDry-Tier2AnySFm2015CZ13DEER2017 | 7709
Appl-CW-Top-GasDHW-GasDry-Tier2 | DEER2017 | D17 v3 |  | Any | SFm | 2015 | CZ14 | rDXGF | Household | 1 | 2160.9 | None | 78.3 | 0.016 | 16.2 | 53.3 | 0.012 | 11.4 | 78.3 | 0.016 | 16.2 | 53.3 | 0.012 | 11.4 | DEER:Res:ClothesDishWasher | Annual | 1719 |  | Appl-CW-Top-GasDHW-GasDry-Tier2DEER2017 | Appl-CW-Top-GasDHW-GasDry-Tier2AnySFm2015CZ14DEER2017 | 7710
Appl-CW-Top-GasDHW-GasDry-Tier2 | DEER2017 | D17 v3 |  | Any | SFm | 2015 | CZ15 | rDXGF | Household | 1 | 2160.9 | None | 84.7 | 0.016 | 17.1 | 57.6 | 0.011 | 12 | 84.7 | 0.016 | 17.1 | 57.6 | 0.011 | 12 | DEER:Res:ClothesDishWasher | Annual | 1719 |  | Appl-CW-Top-GasDHW-GasDry-Tier2DEER2017 | Appl-CW-Top-GasDHW-GasDry-Tier2AnySFm2015CZ15DEER2017 | 7711
Appl-CW-Top-GasDHW-GasDry-Tier2 | DEER2017 | D17 v3 |  | Any | SFm | 2015 | CZ16 | rDXGF | Household | 1 | 2295.6 | None | 67 | 0.017 | 17.2 | 45.2 | 0.012 | 12.2 | 67 | 0.017 | 17.2 | 45.2 | 0.012 | 12.2 | DEER:Res:ClothesDishWasher | Annual | 1719 |  | Appl-CW-Top-GasDHW-GasDry-Tier2DEER2017 | Appl-CW-Top-GasDHW-GasDry-Tier2AnySFm2015CZ16DEER2017 | 7712
Appl-CW-Top-GasDHW-GasDry-Tier2 | DEER2017 | D17 v3 |  | Any | SFm | 2017 | CZ01 | rDXGF | Household | 1 | 2295.6 | None | 61.8 | 0.009 | 17.3 | 42.1 | 0.006 | 12.2 | 61.8 | 0.009 | 17.3 | 42.1 | 0.006 | 12.2 | DEER:Res:ClothesDishWasher | Annual | 1719 |  | Appl-CW-Top-GasDHW-GasDry-Tier2DEER2017 | Appl-CW-Top-GasDHW-GasDry-Tier2AnySFm2017CZ01DEER2017 | 7713
Appl-CW-Top-GasDHW-GasDry-Tier2 | DEER2017 | D17 v3 |  | Any | SFm | 2017 | CZ02 | rDXGF | Household | 1 | 1948.8 | None | 69.6 | 0.021 | 16.2 | 47.2 | 0.014 | 11.4 | 69.6 | 0.021 | 16.2 | 47.2 | 0.014 | 11.4 | DEER:Res:ClothesDishWasher | Annual | 1719 |  | Appl-CW-Top-GasDHW-GasDry-Tier2DEER2017 | Appl-CW-Top-GasDHW-GasDry-Tier2AnySFm2017CZ02DEER2017 | 7714
Appl-CW-Top-GasDHW-GasDry-Tier2 | DEER2017 | D17 v3 |  | Any | SFm | 2017 | CZ03 | rDXGF | Household | 1 | 2295.6 | None | 64.7 | 0.019 | 16.9 | 44.7 | 0.013 | 11.9 | 64.7 | 0.019 | 16.9 | 44.7 | 0.013 | 11.9 | DEER:Res:ClothesDishWasher | Annual | 1719 |  | Appl-CW-Top-GasDHW-GasDry-Tier2DEER2017 | Appl-CW-Top-GasDHW-GasDry-Tier2AnySFm2017CZ03DEER2017 | 7715
Appl-CW-Top-GasDHW-GasDry-Tier2 | DEER2017 | D17 v3 |  | Any | SFm | 2017 | CZ04 | rDXGF | Household | 1 | 2295.6 | None | 71.9 | 0.02 | 16.7 | 49.2 | 0.014 | 11.8 | 71.9 | 0.02 | 16.7 | 49.2 | 0.014 | 11.8 | DEER:Res:ClothesDishWasher | Annual | 1719 |  | Appl-CW-Top-GasDHW-GasDry-Tier2DEER2017 | Appl-CW-Top-GasDHW-GasDry-Tier2AnySFm2017CZ04DEER2017 | 7716
Appl-CW-Top-GasDHW-GasDry-Tier2 | DEER2017 | D17 v3 |  | Any | SFm | 2017 | CZ05 | rDXGF | Household | 1 | 2295.6 | None | 64.4 | 0.019 | 16.5 | 43.9 | 0.013 | 11.7 | 64.4 | 0.019 | 16.5 | 43.9 | 0.013 | 11.7 | DEER:Res:ClothesDishWasher | Annual | 1719 |  | Appl-CW-Top-GasDHW-GasDry-Tier2DEER2017 | Appl-CW-Top-GasDHW-GasDry-Tier2AnySFm2017CZ05DEER2017 | 7717
Appl-CW-Top-GasDHW-GasDry-Tier2 | DEER2017 | D17 v3 |  | Any | SFm | 2017 | CZ06 | rDXGF | Household | 1 | 2392.9 | None | 70.9 | 0.027 | 16.9 | 48.2 | 0.017 | 11.9 | 70.9 | 0.027 | 16.9 | 48.2 | 0.017 | 11.9 | DEER:Res:ClothesDishWasher | Annual | 1719 |  | Appl-CW-Top-GasDHW-GasDry-Tier2DEER2017 | Appl-CW-Top-GasDHW-GasDry-Tier2AnySFm2017CZ06DEER2017 | 7718
Appl-CW-Top-GasDHW-GasDry-Tier2 | DEER2017 | D17 v3 |  | Any | SFm | 2017 | CZ07 | rDXGF | Household | 1 | 2392.9 | None | 79.6 | 0.021 | 17.8 | 52.1 | 0.011 | 12.3 | 79.6 | 0.021 | 17.8 | 52.1 | 0.011 | 12.3 | DEER:Res:ClothesDishWasher | Annual | 1719 |  | Appl-CW-Top-GasDHW-GasDry-Tier2DEER2017 | Appl-CW-Top-GasDHW-GasDry-Tier2AnySFm2017CZ07DEER2017 | 7719
Appl-CW-Top-GasDHW-GasDry-Tier2 | DEER2017 | D17 v3 |  | Any | SFm | 2017 | CZ08 | rDXGF | Household | 1 | 2392.9 | None | 75.1 | 0.023 | 17.7 | 51.3 | 0.013 | 12.4 | 75.1 | 0.023 | 17.7 | 51.3 | 0.013 | 12.4 | DEER:Res:ClothesDishWasher | Annual | 1719 |  | Appl-CW-Top-GasDHW-GasDry-Tier2DEER2017 | Appl-CW-Top-GasDHW-GasDry-Tier2AnySFm2017CZ08DEER2017 | 7720
Appl-CW-Top-GasDHW-GasDry-Tier2 | DEER2017 | D17 v3 |  | Any | SFm | 2017 | CZ09 | rDXGF | Household | 1 | 2422.9 | None | 71.2 | 0.016 | 17.3 | 47.6 | 0.011 | 12.1 | 71.2 | 0.016 | 17.3 | 47.6 | 0.011 | 12.1 | DEER:Res:ClothesDishWasher | Annual | 1719 |  | Appl-CW-Top-GasDHW-GasDry-Tier2DEER2017 | Appl-CW-Top-GasDHW-GasDry-Tier2AnySFm2017CZ09DEER2017 | 7721
Appl-CW-Top-GasDHW-GasDry-Tier2 | DEER2017 | D17 v3 |  | Any | SFm | 2017 | CZ10 | rDXGF | Household | 1 | 1948.8 | None | 76.2 | 0.017 | 16.8 | 51.5 | 0.011 | 11.8 | 76.2 | 0.017 | 16.8 | 51.5 | 0.011 | 11.8 | DEER:Res:ClothesDishWasher | Annual | 1719 |  | Appl-CW-Top-GasDHW-GasDry-Tier2DEER2017 | Appl-CW-Top-GasDHW-GasDry-Tier2AnySFm2017CZ10DEER2017 | 7722
Appl-CW-Top-GasDHW-GasDry-Tier2 | DEER2017 | D17 v3 |  | Any | SFm | 2017 | CZ11 | rDXGF | Household | 1 | 1948.8 | None | 74.5 | 0.02 | 16.5 | 50.8 | 0.014 | 11.6 | 74.5 | 0.02 | 16.5 | 50.8 | 0.014 | 11.6 | DEER:Res:ClothesDishWasher | Annual | 1719 |  | Appl-CW-Top-GasDHW-GasDry-Tier2DEER2017 | Appl-CW-Top-GasDHW-GasDry-Tier2AnySFm2017CZ11DEER2017 | 7723
Appl-CW-Top-GasDHW-GasDry-Tier2 | DEER2017 | D17 v3 |  | Any | SFm | 2017 | CZ12 | rDXGF | Household | 1 | 1948.8 | None | 71.1 | 0.021 | 16.9 | 48.3 | 0.014 | 11.9 | 71.1 | 0.021 | 16.9 | 48.3 | 0.014 | 11.9 | DEER:Res:ClothesDishWasher | Annual | 1719 |  | Appl-CW-Top-GasDHW-GasDry-Tier2DEER2017 | Appl-CW-Top-GasDHW-GasDry-Tier2AnySFm2017CZ12DEER2017 | 7724
Appl-CW-Top-GasDHW-GasDry-Tier2 | DEER2017 | D17 v3 |  | Any | SFm | 2017 | CZ13 | rDXGF | Household | 1 | 1948.8 | None | 76 | 0.015 | 16.9 | 51.7 | 0.011 | 11.8 | 76 | 0.015 | 16.9 | 51.7 | 0.011 | 11.8 | DEER:Res:ClothesDishWasher | Annual | 1719 |  | Appl-CW-Top-GasDHW-GasDry-Tier2DEER2017 | Appl-CW-Top-GasDHW-GasDry-Tier2AnySFm2017CZ13DEER2017 | 7725
Appl-CW-Top-GasDHW-GasDry-Tier2 | DEER2017 | D17 v3 |  | Any | SFm | 2017 | CZ14 | rDXGF | Household | 1 | 2160.9 | None | 77.7 | 0.015 | 16.2 | 52.8 | 0.01 | 11.4 | 77.7 | 0.015 | 16.2 | 52.8 | 0.01 | 11.4 | DEER:Res:ClothesDishWasher | Annual | 1719 |  | Appl-CW-Top-GasDHW-GasDry-Tier2DEER2017 | Appl-CW-Top-GasDHW-GasDry-Tier2AnySFm2017CZ14DEER2017 | 7726
Appl-CW-Top-GasDHW-GasDry-Tier2 | DEER2017 | D17 v3 |  | Any | SFm | 2017 | CZ15 | rDXGF | Household | 1 | 2160.9 | None | 84.7 | 0.016 | 17.1 | 57.7 | 0.011 | 12 | 84.7 | 0.016 | 17.1 | 57.7 | 0.011 | 12 | DEER:Res:ClothesDishWasher | Annual | 1719 |  | Appl-CW-Top-GasDHW-GasDry-Tier2DEER2017 | Appl-CW-Top-GasDHW-GasDry-Tier2AnySFm2017CZ15DEER2017 | 7727
Appl-CW-Top-GasDHW-GasDry-Tier2 | DEER2017 | D17 v3 |  | Any | SFm | 2017 | CZ16 | rDXGF | Household | 1 | 2295.6 | None | 65.5 | 0.017 | 17.3 | 44.4 | 0.011 | 12.3 | 65.5 | 0.017 | 17.3 | 44.4 | 0.011 | 12.3 | DEER:Res:ClothesDishWasher | Annual | 1719 |  | Appl-CW-Top-GasDHW-GasDry-Tier2DEER2017 | Appl-CW-Top-GasDHW-GasDry-Tier2AnySFm2017CZ16DEER2017 | 7728
Appl-CW-Top-GasDHW-GasDry-Tier3 | DEER2017 | D17 v3 |  | Any | DMo | MH00 | CZ01 | rDXGF | Household | 1 | 1242 | None | 53.9 | 0.008 | 14.9 | 38.3 | 0.005 | 11.1 | 53.9 | 0.008 | 14.9 | 38.3 | 0.005 | 11.1 | DEER:Res:ClothesDishWasher | Annual | 1719 |  | Appl-CW-Top-GasDHW-GasDry-Tier3DEER2017 | Appl-CW-Top-GasDHW-GasDry-Tier3AnyDMoMH00CZ01DEER2017 | 7729
Appl-CW-Top-GasDHW-GasDry-Tier3 | DEER2017 | D17 v3 |  | Any | DMo | MH00 | CZ02 | rDXGF | Household | 1 | 1242 | None | 68.5 | 0.022 | 15.1 | 48.7 | 0.014 | 11.2 | 68.5 | 0.022 | 15.1 | 48.7 | 0.014 | 11.2 | DEER:Res:ClothesDishWasher | Annual | 1719 |  | Appl-CW-Top-GasDHW-GasDry-Tier3DEER2017 | Appl-CW-Top-GasDHW-GasDry-Tier3AnyDMoMH00CZ02DEER2017 | 7730
Appl-CW-Top-GasDHW-GasDry-Tier3 | DEER2017 | D17 v3 |  | Any | DMo | MH00 | CZ03 | rDXGF | Household | 1 | 1242 | None | 60.7 | 0.025 | 14.5 | 42.5 | 0.018 | 10.8 | 60.7 | 0.025 | 14.5 | 42.5 | 0.018 | 10.8 | DEER:Res:ClothesDishWasher | Annual | 1719 |  | Appl-CW-Top-GasDHW-GasDry-Tier3DEER2017 | Appl-CW-Top-GasDHW-GasDry-Tier3AnyDMoMH00CZ03DEER2017 | 7731
Appl-CW-Top-GasDHW-GasDry-Tier3 | DEER2017 | D17 v3 |  | Any | DMo | MH00 | CZ04 | rDXGF | Household | 1 | 1242 | None | 71.1 | 0.029 | 14.8 | 51 | 0.022 | 10.9 | 71.1 | 0.029 | 14.8 | 51 | 0.022 | 10.9 | DEER:Res:ClothesDishWasher | Annual | 1719 |  | Appl-CW-Top-GasDHW-GasDry-Tier3DEER2017 | Appl-CW-Top-GasDHW-GasDry-Tier3AnyDMoMH00CZ04DEER2017 | 7732
Appl-CW-Top-GasDHW-GasDry-Tier3 | DEER2017 | D17 v3 |  | Any | DMo | MH00 | CZ05 | rDXGF | Household | 1 | 1242 | None | 57.9 | 0.021 | 13.1 | 41.1 | 0.015 | 9.71 | 57.9 | 0.021 | 13.1 | 41.1 | 0.015 | 9.71 | DEER:Res:ClothesDishWasher | Annual | 1719 |  | Appl-CW-Top-GasDHW-GasDry-Tier3DEER2017 | Appl-CW-Top-GasDHW-GasDry-Tier3AnyDMoMH00CZ05DEER2017 | 7733
Appl-CW-Top-GasDHW-GasDry-Tier3 | DEER2017 | D17 v3 |  | Any | DMo | MH00 | CZ06 | rDXGF | Household | 1 | 1242 | None | 72.7 | 0.019 | 15.2 | 51.4 | 0.013 | 11.2 | 72.7 | 0.019 | 15.2 | 51.4 | 0.013 | 11.2 | DEER:Res:ClothesDishWasher | Annual | 1719 |  | Appl-CW-Top-GasDHW-GasDry-Tier3DEER2017 | Appl-CW-Top-GasDHW-GasDry-Tier3AnyDMoMH00CZ06DEER2017 | 7734
Appl-CW-Top-GasDHW-GasDry-Tier3 | DEER2017 | D17 v3 |  | Any | DMo | MH00 | CZ07 | rDXGF | Household | 1 | 1242 | None | 73.7 | 0.019 | 15.6 | 52.8 | 0.013 | 11.5 | 73.7 | 0.019 | 15.6 | 52.8 | 0.013 | 11.5 | DEER:Res:ClothesDishWasher | Annual | 1719 |  | Appl-CW-Top-GasDHW-GasDry-Tier3DEER2017 | Appl-CW-Top-GasDHW-GasDry-Tier3AnyDMoMH00CZ07DEER2017 | 7735
Appl-CW-Top-GasDHW-GasDry-Tier3 | DEER2017 | D17 v3 |  | Any | DMo | MH00 | CZ08 | rDXGF | Household | 1 | 1242 | None | 77.2 | 0.02 | 15.5 | 55.9 | 0.015 | 11.4 | 77.2 | 0.02 | 15.5 | 55.9 | 0.015 | 11.4 | DEER:Res:ClothesDishWasher | Annual | 1719 |  | Appl-CW-Top-GasDHW-GasDry-Tier3DEER2017 | Appl-CW-Top-GasDHW-GasDry-Tier3AnyDMoMH00CZ08DEER2017 | 7736
Appl-CW-Top-GasDHW-GasDry-Tier3 | DEER2017 | D17 v3 |  | Any | DMo | MH00 | CZ09 | rDXGF | Household | 1 | 1242 | None | 76.4 | 0.021 | 15.3 | 55 | 0.015 | 11.3 | 76.4 | 0.021 | 15.3 | 55 | 0.015 | 11.3 | DEER:Res:ClothesDishWasher | Annual | 1719 |  | Appl-CW-Top-GasDHW-GasDry-Tier3DEER2017 | Appl-CW-Top-GasDHW-GasDry-Tier3AnyDMoMH00CZ09DEER2017 | 7737
Appl-CW-Top-GasDHW-GasDry-Tier3 | DEER2017 | D17 v3 |  | Any | DMo | MH00 | CZ10 | rDXGF | Household | 1 | 1242 | None | 81.4 | 0.021 | 15.3 | 58.1 | 0.015 | 11.3 | 81.4 | 0.021 | 15.3 | 58.1 | 0.015 | 11.3 | DEER:Res:ClothesDishWasher | Annual | 1719 |  | Appl-CW-Top-GasDHW-GasDry-Tier3DEER2017 | Appl-CW-Top-GasDHW-GasDry-Tier3AnyDMoMH00CZ10DEER2017 | 7738
Appl-CW-Top-GasDHW-GasDry-Tier3 | DEER2017 | D17 v3 |  | Any | DMo | MH00 | CZ11 | rDXGF | Household | 1 | 1242 | None | 77.5 | 0.023 | 14.9 | 55.1 | 0.016 | 11 | 77.5 | 0.023 | 14.9 | 55.1 | 0.016 | 11 | DEER:Res:ClothesDishWasher | Annual | 1719 |  | Appl-CW-Top-GasDHW-GasDry-Tier3DEER2017 | Appl-CW-Top-GasDHW-GasDry-Tier3AnyDMoMH00CZ11DEER2017 | 7739
Appl-CW-Top-GasDHW-GasDry-Tier3 | DEER2017 | D17 v3 |  | Any | DMo | MH00 | CZ12 | rDXGF | Household | 1 | 1242 | None | 77.6 | 0.023 | 14.8 | 54.9 | 0.017 | 11 | 77.6 | 0.023 | 14.8 | 54.9 | 0.017 | 11 | DEER:Res:ClothesDishWasher | Annual | 1719 |  | Appl-CW-Top-GasDHW-GasDry-Tier3DEER2017 | Appl-CW-Top-GasDHW-GasDry-Tier3AnyDMoMH00CZ12DEER2017 | 7740
Appl-CW-Top-GasDHW-GasDry-Tier3 | DEER2017 | D17 v3 |  | Any | DMo | MH00 | CZ13 | rDXGF | Household | 1 | 1242 | None | 81.3 | 0.022 | 14.8 | 58.4 | 0.016 | 10.9 | 81.3 | 0.022 | 14.8 | 58.4 | 0.016 | 10.9 | DEER:Res:ClothesDishWasher | Annual | 1719 |  | Appl-CW-Top-GasDHW-GasDry-Tier3DEER2017 | Appl-CW-Top-GasDHW-GasDry-Tier3AnyDMoMH00CZ13DEER2017 | 7741
Appl-CW-Top-GasDHW-GasDry-Tier3 | DEER2017 | D17 v3 |  | Any | DMo | MH00 | CZ14 | rDXGF | Household | 1 | 1242 | None | 79.1 | 0.02 | 14.8 | 56.4 | 0.014 | 10.9 | 79.1 | 0.02 | 14.8 | 56.4 | 0.014 | 10.9 | DEER:Res:ClothesDishWasher | Annual | 1719 |  | Appl-CW-Top-GasDHW-GasDry-Tier3DEER2017 | Appl-CW-Top-GasDHW-GasDry-Tier3AnyDMoMH00CZ14DEER2017 | 7742
Appl-CW-Top-GasDHW-GasDry-Tier3 | DEER2017 | D17 v3 |  | Any | DMo | MH00 | CZ15 | rDXGF | Household | 1 | 1242 | None | 90 | 0.02 | 15.9 | 66.2 | 0.014 | 11.7 | 90 | 0.02 | 15.9 | 66.2 | 0.014 | 11.7 | DEER:Res:ClothesDishWasher | Annual | 1719 |  | Appl-CW-Top-GasDHW-GasDry-Tier3DEER2017 | Appl-CW-Top-GasDHW-GasDry-Tier3AnyDMoMH00CZ15DEER2017 | 7743
Appl-CW-Top-GasDHW-GasDry-Tier3 | DEER2017 | D17 v3 |  | Any | DMo | MH00 | CZ16 | rDXGF | Household | 1 | 1242 | None | 68.3 | 0.024 | 15.5 | 48.6 | 0.018 | 11.5 | 68.3 | 0.024 | 15.5 | 48.6 | 0.018 | 11.5 | DEER:Res:ClothesDishWasher | Annual | 1719 |  | Appl-CW-Top-GasDHW-GasDry-Tier3DEER2017 | Appl-CW-Top-GasDHW-GasDry-Tier3AnyDMoMH00CZ16DEER2017 | 7744
Appl-CW-Top-GasDHW-GasDry-Tier3 | DEER2017 | D17 v3 |  | Any | DMo | MH06 | CZ01 | rDXGF | Household | 1 | 1242 | None | 53.3 | 0.008 | 14.1 | 37.8 | 0.006 | 10.5 | 53.3 | 0.008 | 14.1 | 37.8 | 0.006 | 10.5 | DEER:Res:ClothesDishWasher | Annual | 1719 |  | Appl-CW-Top-GasDHW-GasDry-Tier3DEER2017 | Appl-CW-Top-GasDHW-GasDry-Tier3AnyDMoMH06CZ01DEER2017 | 7745
Appl-CW-Top-GasDHW-GasDry-Tier3 | DEER2017 | D17 v3 |  | Any | DMo | MH06 | CZ02 | rDXGF | Household | 1 | 1242 | None | 68.1 | 0.019 | 14.7 | 48.4 | 0.013 | 10.9 | 68.1 | 0.019 | 14.7 | 48.4 | 0.013 | 10.9 | DEER:Res:ClothesDishWasher | Annual | 1719 |  | Appl-CW-Top-GasDHW-GasDry-Tier3DEER2017 | Appl-CW-Top-GasDHW-GasDry-Tier3AnyDMoMH06CZ02DEER2017 | 7746
Appl-CW-Top-GasDHW-GasDry-Tier3 | DEER2017 | D17 v3 |  | Any | DMo | MH06 | CZ03 | rDXGF | Household | 1 | 1242 | None | 64.6 | 0.023 | 15.9 | 47.8 | 0.018 | 11.8 | 64.6 | 0.023 | 15.9 | 47.8 | 0.018 | 11.8 | DEER:Res:ClothesDishWasher | Annual | 1719 |  | Appl-CW-Top-GasDHW-GasDry-Tier3DEER2017 | Appl-CW-Top-GasDHW-GasDry-Tier3AnyDMoMH06CZ03DEER2017 | 7747
Appl-CW-Top-GasDHW-GasDry-Tier3 | DEER2017 | D17 v3 |  | Any | DMo | MH06 | CZ04 | rDXGF | Household | 1 | 1242 | None | 69.4 | 0.022 | 15.2 | 49.6 | 0.017 | 11.3 | 69.4 | 0.022 | 15.2 | 49.6 | 0.017 | 11.3 | DEER:Res:ClothesDishWasher | Annual | 1719 |  | Appl-CW-Top-GasDHW-GasDry-Tier3DEER2017 | Appl-CW-Top-GasDHW-GasDry-Tier3AnyDMoMH06CZ04DEER2017 | 7748
Appl-CW-Top-GasDHW-GasDry-Tier3 | DEER2017 | D17 v3 |  | Any | DMo | MH06 | CZ05 | rDXGF | Household | 1 | 1242 | None | 61.9 | 0.02 | 14.7 | 43.7 | 0.014 | 10.9 | 61.9 | 0.02 | 14.7 | 43.7 | 0.014 | 10.9 | DEER:Res:ClothesDishWasher | Annual | 1719 |  | Appl-CW-Top-GasDHW-GasDry-Tier3DEER2017 | Appl-CW-Top-GasDHW-GasDry-Tier3AnyDMoMH06CZ05DEER2017 | 7749
Appl-CW-Top-GasDHW-GasDry-Tier3 | DEER2017 | D17 v3 |  | Any | DMo | MH06 | CZ06 | rDXGF | Household | 1 | 1242 | None | 71.9 | 0.018 | 17.3 | 51.2 | 0.013 | 12.7 | 71.9 | 0.018 | 17.3 | 51.2 | 0.013 | 12.7 | DEER:Res:ClothesDishWasher | Annual | 1719 |  | Appl-CW-Top-GasDHW-GasDry-Tier3DEER2017 | Appl-CW-Top-GasDHW-GasDry-Tier3AnyDMoMH06CZ06DEER2017 | 7750
Appl-CW-Top-GasDHW-GasDry-Tier3 | DEER2017 | D17 v3 |  | Any | DMo | MH06 | CZ07 | rDXGF | Household | 1 | 1242 | None | 80.5 | 0.017 | 16.7 | 58.5 | 0.012 | 12.4 | 80.5 | 0.017 | 16.7 | 58.5 | 0.012 | 12.4 | DEER:Res:ClothesDishWasher | Annual | 1719 |  | Appl-CW-Top-GasDHW-GasDry-Tier3DEER2017 | Appl-CW-Top-GasDHW-GasDry-Tier3AnyDMoMH06CZ07DEER2017 | 7751
Appl-CW-Top-GasDHW-GasDry-Tier3 | DEER2017 | D17 v3 |  | Any | DMo | MH06 | CZ08 | rDXGF | Household | 1 | 1242 | None | 79.4 | 0.017 | 16.1 | 56.6 | 0.012 | 11.9 | 79.4 | 0.017 | 16.1 | 56.6 | 0.012 | 11.9 | DEER:Res:ClothesDishWasher | Annual | 1719 |  | Appl-CW-Top-GasDHW-GasDry-Tier3DEER2017 | Appl-CW-Top-GasDHW-GasDry-Tier3AnyDMoMH06CZ08DEER2017 | 7752
Appl-CW-Top-GasDHW-GasDry-Tier3 | DEER2017 | D17 v3 |  | Any | DMo | MH06 | CZ09 | rDXGF | Household | 1 | 1242 | None | 75.6 | 0.018 | 15.8 | 54 | 0.013 | 11.7 | 75.6 | 0.018 | 15.8 | 54 | 0.013 | 11.7 | DEER:Res:ClothesDishWasher | Annual | 1719 |  | Appl-CW-Top-GasDHW-GasDry-Tier3DEER2017 | Appl-CW-Top-GasDHW-GasDry-Tier3AnyDMoMH06CZ09DEER2017 | 7753
Appl-CW-Top-GasDHW-GasDry-Tier3 | DEER2017 | D17 v3 |  | Any | DMo | MH06 | CZ10 | rDXGF | Household | 1 | 1242 | None | 77.9 | 0.016 | 15.3 | 55.2 | 0.012 | 11.3 | 77.9 | 0.016 | 15.3 | 55.2 | 0.012 | 11.3 | DEER:Res:ClothesDishWasher | Annual | 1719 |  | Appl-CW-Top-GasDHW-GasDry-Tier3DEER2017 | Appl-CW-Top-GasDHW-GasDry-Tier3AnyDMoMH06CZ10DEER2017 | 7754
Appl-CW-Top-GasDHW-GasDry-Tier3 | DEER2017 | D17 v3 |  | Any | DMo | MH06 | CZ11 | rDXGF | Household | 1 | 1242 | None | 73.9 | 0.02 | 15.4 | 53 | 0.015 | 11.4 | 73.9 | 0.02 | 15.4 | 53 | 0.015 | 11.4 | DEER:Res:ClothesDishWasher | Annual | 1719 |  | Appl-CW-Top-GasDHW-GasDry-Tier3DEER2017 | Appl-CW-Top-GasDHW-GasDry-Tier3AnyDMoMH06CZ11DEER2017 | 7755
Appl-CW-Top-GasDHW-GasDry-Tier3 | DEER2017 | D17 v3 |  | Any | DMo | MH06 | CZ12 | rDXGF | Household | 1 | 1242 | None | 73 | 0.018 | 14.9 | 51.6 | 0.013 | 11 | 73 | 0.018 | 14.9 | 51.6 | 0.013 | 11 | DEER:Res:ClothesDishWasher | Annual | 1719 |  | Appl-CW-Top-GasDHW-GasDry-Tier3DEER2017 | Appl-CW-Top-GasDHW-GasDry-Tier3AnyDMoMH06CZ12DEER2017 | 7756
Appl-CW-Top-GasDHW-GasDry-Tier3 | DEER2017 | D17 v3 |  | Any | DMo | MH06 | CZ13 | rDXGF | Household | 1 | 1242 | None | 78 | 0.017 | 15.2 | 56.1 | 0.012 | 11.2 | 78 | 0.017 | 15.2 | 56.1 | 0.012 | 11.2 | DEER:Res:ClothesDishWasher | Annual | 1719 |  | Appl-CW-Top-GasDHW-GasDry-Tier3DEER2017 | Appl-CW-Top-GasDHW-GasDry-Tier3AnyDMoMH06CZ13DEER2017 | 7757
Appl-CW-Top-GasDHW-GasDry-Tier3 | DEER2017 | D17 v3 |  | Any | DMo | MH06 | CZ14 | rDXGF | Household | 1 | 1242 | None | 76.6 | 0.016 | 15.1 | 55 | 0.011 | 11.1 | 76.6 | 0.016 | 15.1 | 55 | 0.011 | 11.1 | DEER:Res:ClothesDishWasher | Annual | 1719 |  | Appl-CW-Top-GasDHW-GasDry-Tier3DEER2017 | Appl-CW-Top-GasDHW-GasDry-Tier3AnyDMoMH06CZ14DEER2017 | 7758
Appl-CW-Top-GasDHW-GasDry-Tier3 | DEER2017 | D17 v3 |  | Any | DMo | MH06 | CZ15 | rDXGF | Household | 1 | 1242 | None | 84.9 | 0.017 | 16 | 60.7 | 0.012 | 11.8 | 84.9 | 0.017 | 16 | 60.7 | 0.012 | 11.8 | DEER:Res:ClothesDishWasher | Annual | 1719 |  | Appl-CW-Top-GasDHW-GasDry-Tier3DEER2017 | Appl-CW-Top-GasDHW-GasDry-Tier3AnyDMoMH06CZ15DEER2017 | 7759
Appl-CW-Top-GasDHW-GasDry-Tier3 | DEER2017 | D17 v3 |  | Any | DMo | MH06 | CZ16 | rDXGF | Household | 1 | 1242 | None | 63.8 | 0.018 | 15.6 | 45.4 | 0.012 | 11.5 | 63.8 | 0.018 | 15.6 | 45.4 | 0.012 | 11.5 | DEER:Res:ClothesDishWasher | Annual | 1719 |  | Appl-CW-Top-GasDHW-GasDry-Tier3DEER2017 | Appl-CW-Top-GasDHW-GasDry-Tier3AnyDMoMH06CZ16DEER2017 | 7760
Appl-CW-Top-GasDHW-GasDry-Tier3 | DEER2017 | D17 v3 |  | Any | DMo | MH15 | CZ01 | rDXGF | Household | 1 | 1242 | None | 53.9 | 0.008 | 14.5 | 38.3 | 0.005 | 10.7 | 53.9 | 0.008 | 14.5 | 38.3 | 0.005 | 10.7 | DEER:Res:ClothesDishWasher | Annual | 1719 |  | Appl-CW-Top-GasDHW-GasDry-Tier3DEER2017 | Appl-CW-Top-GasDHW-GasDry-Tier3AnyDMoMH15CZ01DEER2017 | 7761
Appl-CW-Top-GasDHW-GasDry-Tier3 | DEER2017 | D17 v3 |  | Any | DMo | MH15 | CZ02 | rDXGF | Household | 1 | 1242 | None | 67.1 | 0.018 | 14.8 | 47.9 | 0.012 | 10.9 | 67.1 | 0.018 | 14.8 | 47.9 | 0.012 | 10.9 | DEER:Res:ClothesDishWasher | Annual | 1719 |  | Appl-CW-Top-GasDHW-GasDry-Tier3DEER2017 | Appl-CW-Top-GasDHW-GasDry-Tier3AnyDMoMH15CZ02DEER2017 | 7762
Appl-CW-Top-GasDHW-GasDry-Tier3 | DEER2017 | D17 v3 |  | Any | DMo | MH15 | CZ03 | rDXGF | Household | 1 | 1242 | None | 59.4 | 0.02 | 14.9 | 42.6 | 0.015 | 11 | 59.4 | 0.02 | 14.9 | 42.6 | 0.015 | 11 | DEER:Res:ClothesDishWasher | Annual | 1719 |  | Appl-CW-Top-GasDHW-GasDry-Tier3DEER2017 | Appl-CW-Top-GasDHW-GasDry-Tier3AnyDMoMH15CZ03DEER2017 | 7763
Appl-CW-Top-GasDHW-GasDry-Tier3 | DEER2017 | D17 v3 |  | Any | DMo | MH15 | CZ04 | rDXGF | Household | 1 | 1242 | None | 68.7 | 0.018 | 15.1 | 49.5 | 0.013 | 11.1 | 68.7 | 0.018 | 15.1 | 49.5 | 0.013 | 11.1 | DEER:Res:ClothesDishWasher | Annual | 1719 |  | Appl-CW-Top-GasDHW-GasDry-Tier3DEER2017 | Appl-CW-Top-GasDHW-GasDry-Tier3AnyDMoMH15CZ04DEER2017 | 7764
Appl-CW-Top-GasDHW-GasDry-Tier3 | DEER2017 | D17 v3 |  | Any | DMo | MH15 | CZ05 | rDXGF | Household | 1 | 1242 | None | 60.2 | 0.02 | 14.4 | 42.7 | 0.014 | 10.7 | 60.2 | 0.02 | 14.4 | 42.7 | 0.014 | 10.7 | DEER:Res:ClothesDishWasher | Annual | 1719 |  | Appl-CW-Top-GasDHW-GasDry-Tier3DEER2017 | Appl-CW-Top-GasDHW-GasDry-Tier3AnyDMoMH15CZ05DEER2017 | 7765
Appl-CW-Top-GasDHW-GasDry-Tier3 | DEER2017 | D17 v3 |  | Any | DMo | MH15 | CZ06 | rDXGF | Household | 1 | 1242 | None | 70.6 | 0.015 | 15.4 | 49.5 | 0.011 | 11.4 | 70.6 | 0.015 | 15.4 | 49.5 | 0.011 | 11.4 | DEER:Res:ClothesDishWasher | Annual | 1719 |  | Appl-CW-Top-GasDHW-GasDry-Tier3DEER2017 | Appl-CW-Top-GasDHW-GasDry-Tier3AnyDMoMH15CZ06DEER2017 | 7766
Appl-CW-Top-GasDHW-GasDry-Tier3 | DEER2017 | D17 v3 |  | Any | DMo | MH15 | CZ07 | rDXGF | Household | 1 | 1242 | None | 76.3 | 0.015 | 16.6 | 54.8 | 0.011 | 12.3 | 76.3 | 0.015 | 16.6 | 54.8 | 0.011 | 12.3 | DEER:Res:ClothesDishWasher | Annual | 1719 |  | Appl-CW-Top-GasDHW-GasDry-Tier3DEER2017 | Appl-CW-Top-GasDHW-GasDry-Tier3AnyDMoMH15CZ07DEER2017 | 7767
Appl-CW-Top-GasDHW-GasDry-Tier3 | DEER2017 | D17 v3 |  | Any | DMo | MH15 | CZ08 | rDXGF | Household | 1 | 1242 | None | 77.2 | 0.016 | 16.1 | 55.1 | 0.011 | 11.9 | 77.2 | 0.016 | 16.1 | 55.1 | 0.011 | 11.9 | DEER:Res:ClothesDishWasher | Annual | 1719 |  | Appl-CW-Top-GasDHW-GasDry-Tier3DEER2017 | Appl-CW-Top-GasDHW-GasDry-Tier3AnyDMoMH15CZ08DEER2017 | 7768
Appl-CW-Top-GasDHW-GasDry-Tier3 | DEER2017 | D17 v3 |  | Any | DMo | MH15 | CZ09 | rDXGF | Household | 1 | 1242 | None | 74.2 | 0.016 | 15.7 | 53 | 0.012 | 11.6 | 74.2 | 0.016 | 15.7 | 53 | 0.012 | 11.6 | DEER:Res:ClothesDishWasher | Annual | 1719 |  | Appl-CW-Top-GasDHW-GasDry-Tier3DEER2017 | Appl-CW-Top-GasDHW-GasDry-Tier3AnyDMoMH15CZ09DEER2017 | 7769
Appl-CW-Top-GasDHW-GasDry-Tier3 | DEER2017 | D17 v3 |  | Any | DMo | MH15 | CZ10 | rDXGF | Household | 1 | 1242 | None | 76.3 | 0.015 | 15.5 | 54.1 | 0.011 | 11.5 | 76.3 | 0.015 | 15.5 | 54.1 | 0.011 | 11.5 | DEER:Res:ClothesDishWasher | Annual | 1719 |  | Appl-CW-Top-GasDHW-GasDry-Tier3DEER2017 | Appl-CW-Top-GasDHW-GasDry-Tier3AnyDMoMH15CZ10DEER2017 | 7770
Appl-CW-Top-GasDHW-GasDry-Tier3 | DEER2017 | D17 v3 |  | Any | DMo | MH15 | CZ11 | rDXGF | Household | 1 | 1242 | None | 72.7 | 0.015 | 15.1 | 51.9 | 0.011 | 11.2 | 72.7 | 0.015 | 15.1 | 51.9 | 0.011 | 11.2 | DEER:Res:ClothesDishWasher | Annual | 1719 |  | Appl-CW-Top-GasDHW-GasDry-Tier3DEER2017 | Appl-CW-Top-GasDHW-GasDry-Tier3AnyDMoMH15CZ11DEER2017 | 7771
Appl-CW-Top-GasDHW-GasDry-Tier3 | DEER2017 | D17 v3 |  | Any | DMo | MH15 | CZ12 | rDXGF | Household | 1 | 1242 | None | 71.2 | 0.018 | 15.1 | 50.6 | 0.013 | 11.2 | 71.2 | 0.018 | 15.1 | 50.6 | 0.013 | 11.2 | DEER:Res:ClothesDishWasher | Annual | 1719 |  | Appl-CW-Top-GasDHW-GasDry-Tier3DEER2017 | Appl-CW-Top-GasDHW-GasDry-Tier3AnyDMoMH15CZ12DEER2017 | 7772
Appl-CW-Top-GasDHW-GasDry-Tier3 | DEER2017 | D17 v3 |  | Any | DMo | MH15 | CZ13 | rDXGF | Household | 1 | 1242 | None | 76.2 | 0.017 | 15.3 | 54.8 | 0.012 | 11.3 | 76.2 | 0.017 | 15.3 | 54.8 | 0.012 | 11.3 | DEER:Res:ClothesDishWasher | Annual | 1719 |  | Appl-CW-Top-GasDHW-GasDry-Tier3DEER2017 | Appl-CW-Top-GasDHW-GasDry-Tier3AnyDMoMH15CZ13DEER2017 | 7773
Appl-CW-Top-GasDHW-GasDry-Tier3 | DEER2017 | D17 v3 |  | Any | DMo | MH15 | CZ14 | rDXGF | Household | 1 | 1242 | None | 74.8 | 0.015 | 15 | 53.6 | 0.011 | 11.1 | 74.8 | 0.015 | 15 | 53.6 | 0.011 | 11.1 | DEER:Res:ClothesDishWasher | Annual | 1719 |  | Appl-CW-Top-GasDHW-GasDry-Tier3DEER2017 | Appl-CW-Top-GasDHW-GasDry-Tier3AnyDMoMH15CZ14DEER2017 | 7774
Appl-CW-Top-GasDHW-GasDry-Tier3 | DEER2017 | D17 v3 |  | Any | DMo | MH15 | CZ15 | rDXGF | Household | 1 | 1242 | None | 83.9 | 0.017 | 16 | 59.8 | 0.012 | 11.8 | 83.9 | 0.017 | 16 | 59.8 | 0.012 | 11.8 | DEER:Res:ClothesDishWasher | Annual | 1719 |  | Appl-CW-Top-GasDHW-GasDry-Tier3DEER2017 | Appl-CW-Top-GasDHW-GasDry-Tier3AnyDMoMH15CZ15DEER2017 | 7775
Appl-CW-Top-GasDHW-GasDry-Tier3 | DEER2017 | D17 v3 |  | Any | DMo | MH15 | CZ16 | rDXGF | Household | 1 | 1242 | None | 63.2 | 0.016 | 15.5 | 45.1 | 0.011 | 11.5 | 63.2 | 0.016 | 15.5 | 45.1 | 0.011 | 11.5 | DEER:Res:ClothesDishWasher | Annual | 1719 |  | Appl-CW-Top-GasDHW-GasDry-Tier3DEER2017 | Appl-CW-Top-GasDHW-GasDry-Tier3AnyDMoMH15CZ16DEER2017 | 7776
Appl-CW-Top-GasDHW-GasDry-Tier3 | DEER2017 | D17 v3 |  | Any | DMo | MH72 | CZ01 | rDXGF | Household | 1 | 1196 | None | 54.2 | 0.008 | 15.3 | 38.5 | 0.006 | 11.3 | 54.2 | 0.008 | 15.3 | 38.5 | 0.006 | 11.3 | DEER:Res:ClothesDishWasher | Annual | 1719 |  | Appl-CW-Top-GasDHW-GasDry-Tier3DEER2017 | Appl-CW-Top-GasDHW-GasDry-Tier3AnyDMoMH72CZ01DEER2017 | 7777
Appl-CW-Top-GasDHW-GasDry-Tier3 | DEER2017 | D17 v3 |  | Any | DMo | MH72 | CZ02 | rDXGF | Household | 1 | 1196 | None | 68.9 | 0.029 | 15.1 | 49.1 | 0.021 | 11.2 | 68.9 | 0.029 | 15.1 | 49.1 | 0.021 | 11.2 | DEER:Res:ClothesDishWasher | Annual | 1719 |  | Appl-CW-Top-GasDHW-GasDry-Tier3DEER2017 | Appl-CW-Top-GasDHW-GasDry-Tier3AnyDMoMH72CZ02DEER2017 | 7778
Appl-CW-Top-GasDHW-GasDry-Tier3 | DEER2017 | D17 v3 |  | Any | DMo | MH72 | CZ03 | rDXGF | Household | 1 | 1196 | None | 64.6 | 0.024 | 15.3 | 46.5 | 0.017 | 11.3 | 64.6 | 0.024 | 15.3 | 46.5 | 0.017 | 11.3 | DEER:Res:ClothesDishWasher | Annual | 1719 |  | Appl-CW-Top-GasDHW-GasDry-Tier3DEER2017 | Appl-CW-Top-GasDHW-GasDry-Tier3AnyDMoMH72CZ03DEER2017 | 7779
Appl-CW-Top-GasDHW-GasDry-Tier3 | DEER2017 | D17 v3 |  | Any | DMo | MH72 | CZ04 | rDXGF | Household | 1 | 1196 | None | 72.9 | 0.021 | 15.5 | 51.4 | 0.016 | 11.5 | 72.9 | 0.021 | 15.5 | 51.4 | 0.016 | 11.5 | DEER:Res:ClothesDishWasher | Annual | 1719 |  | Appl-CW-Top-GasDHW-GasDry-Tier3DEER2017 | Appl-CW-Top-GasDHW-GasDry-Tier3AnyDMoMH72CZ04DEER2017 | 7780
Appl-CW-Top-GasDHW-GasDry-Tier3 | DEER2017 | D17 v3 |  | Any | DMo | MH72 | CZ05 | rDXGF | Household | 1 | 1196 | None | 62.3 | 0.03 | 14.7 | 42.8 | 0.017 | 10.8 | 62.3 | 0.03 | 14.7 | 42.8 | 0.017 | 10.8 | DEER:Res:ClothesDishWasher | Annual | 1719 |  | Appl-CW-Top-GasDHW-GasDry-Tier3DEER2017 | Appl-CW-Top-GasDHW-GasDry-Tier3AnyDMoMH72CZ05DEER2017 | 7781
Appl-CW-Top-GasDHW-GasDry-Tier3 | DEER2017 | D17 v3 |  | Any | DMo | MH72 | CZ06 | rDXGF | Household | 1 | 1196 | None | 74.6 | 0.018 | 16 | 53.2 | 0.013 | 11.8 | 74.6 | 0.018 | 16 | 53.2 | 0.013 | 11.8 | DEER:Res:ClothesDishWasher | Annual | 1719 |  | Appl-CW-Top-GasDHW-GasDry-Tier3DEER2017 | Appl-CW-Top-GasDHW-GasDry-Tier3AnyDMoMH72CZ06DEER2017 | 7782
Appl-CW-Top-GasDHW-GasDry-Tier3 | DEER2017 | D17 v3 |  | Any | DMo | MH72 | CZ07 | rDXGF | Household | 1 | 1196 | None | 77.1 | 0.018 | 16 | 54 | 0.015 | 11.8 | 77.1 | 0.018 | 16 | 54 | 0.015 | 11.8 | DEER:Res:ClothesDishWasher | Annual | 1719 |  | Appl-CW-Top-GasDHW-GasDry-Tier3DEER2017 | Appl-CW-Top-GasDHW-GasDry-Tier3AnyDMoMH72CZ07DEER2017 | 7783
Appl-CW-Top-GasDHW-GasDry-Tier3 | DEER2017 | D17 v3 |  | Any | DMo | MH72 | CZ08 | rDXGF | Household | 1 | 1196 | None | 79.6 | 0.02 | 16 | 56.8 | 0.014 | 11.8 | 79.6 | 0.02 | 16 | 56.8 | 0.014 | 11.8 | DEER:Res:ClothesDishWasher | Annual | 1719 |  | Appl-CW-Top-GasDHW-GasDry-Tier3DEER2017 | Appl-CW-Top-GasDHW-GasDry-Tier3AnyDMoMH72CZ08DEER2017 | 7784
Appl-CW-Top-GasDHW-GasDry-Tier3 | DEER2017 | D17 v3 |  | Any | DMo | MH72 | CZ09 | rDXGF | Household | 1 | 1196 | None | 82.7 | 0.019 | 15.8 | 59.6 | 0.013 | 11.7 | 82.7 | 0.019 | 15.8 | 59.6 | 0.013 | 11.7 | DEER:Res:ClothesDishWasher | Annual | 1719 |  | Appl-CW-Top-GasDHW-GasDry-Tier3DEER2017 | Appl-CW-Top-GasDHW-GasDry-Tier3AnyDMoMH72CZ09DEER2017 | 7785
Appl-CW-Top-GasDHW-GasDry-Tier3 | DEER2017 | D17 v3 |  | Any | DMo | MH72 | CZ10 | rDXGF | Household | 1 | 1196 | None | 78.7 | 0.021 | 15.8 | 56.4 | 0.015 | 11.7 | 78.7 | 0.021 | 15.8 | 56.4 | 0.015 | 11.7 | DEER:Res:ClothesDishWasher | Annual | 1719 |  | Appl-CW-Top-GasDHW-GasDry-Tier3DEER2017 | Appl-CW-Top-GasDHW-GasDry-Tier3AnyDMoMH72CZ10DEER2017 | 7786
Appl-CW-Top-GasDHW-GasDry-Tier3 | DEER2017 | D17 v3 |  | Any | DMo | MH72 | CZ11 | rDXGF | Household | 1 | 1196 | None | 77.1 | 0.022 | 15.4 | 55 | 0.016 | 11.4 | 77.1 | 0.022 | 15.4 | 55 | 0.016 | 11.4 | DEER:Res:ClothesDishWasher | Annual | 1719 |  | Appl-CW-Top-GasDHW-GasDry-Tier3DEER2017 | Appl-CW-Top-GasDHW-GasDry-Tier3AnyDMoMH72CZ11DEER2017 | 7787
Appl-CW-Top-GasDHW-GasDry-Tier3 | DEER2017 | D17 v3 |  | Any | DMo | MH72 | CZ12 | rDXGF | Household | 1 | 1196 | None | 75 | 0.025 | 15.2 | 52.8 | 0.018 | 11.2 | 75 | 0.025 | 15.2 | 52.8 | 0.018 | 11.2 | DEER:Res:ClothesDishWasher | Annual | 1719 |  | Appl-CW-Top-GasDHW-GasDry-Tier3DEER2017 | Appl-CW-Top-GasDHW-GasDry-Tier3AnyDMoMH72CZ12DEER2017 | 7788
Appl-CW-Top-GasDHW-GasDry-Tier3 | DEER2017 | D17 v3 |  | Any | DMo | MH72 | CZ13 | rDXGF | Household | 1 | 1196 | None | 79.3 | 0.021 | 15.2 | 56.6 | 0.015 | 11.2 | 79.3 | 0.021 | 15.2 | 56.6 | 0.015 | 11.2 | DEER:Res:ClothesDishWasher | Annual | 1719 |  | Appl-CW-Top-GasDHW-GasDry-Tier3DEER2017 | Appl-CW-Top-GasDHW-GasDry-Tier3AnyDMoMH72CZ13DEER2017 | 7789
Appl-CW-Top-GasDHW-GasDry-Tier3 | DEER2017 | D17 v3 |  | Any | DMo | MH72 | CZ14 | rDXGF | Household | 1 | 1196 | None | 80.1 | 0.02 | 15.5 | 57.1 | 0.014 | 11.5 | 80.1 | 0.02 | 15.5 | 57.1 | 0.014 | 11.5 | DEER:Res:ClothesDishWasher | Annual | 1719 |  | Appl-CW-Top-GasDHW-GasDry-Tier3DEER2017 | Appl-CW-Top-GasDHW-GasDry-Tier3AnyDMoMH72CZ14DEER2017 | 7790
Appl-CW-Top-GasDHW-GasDry-Tier3 | DEER2017 | D17 v3 |  | Any | DMo | MH72 | CZ15 | rDXGF | Household | 1 | 1196 | None | 87.8 | 0.02 | 16.1 | 62.9 | 0.015 | 11.9 | 87.8 | 0.02 | 16.1 | 62.9 | 0.015 | 11.9 | DEER:Res:ClothesDishWasher | Annual | 1719 |  | Appl-CW-Top-GasDHW-GasDry-Tier3DEER2017 | Appl-CW-Top-GasDHW-GasDry-Tier3AnyDMoMH72CZ15DEER2017 | 7791
Appl-CW-Top-GasDHW-GasDry-Tier3 | DEER2017 | D17 v3 |  | Any | DMo | MH72 | CZ16 | rDXGF | Household | 1 | 1196 | None | 70 | 0.018 | 15.2 | 50.3 | 0.013 | 11.2 | 70 | 0.018 | 15.2 | 50.3 | 0.013 | 11.2 | DEER:Res:ClothesDishWasher | Annual | 1719 |  | Appl-CW-Top-GasDHW-GasDry-Tier3DEER2017 | Appl-CW-Top-GasDHW-GasDry-Tier3AnyDMoMH72CZ16DEER2017 | 7792
Appl-CW-Top-GasDHW-GasDry-Tier3 | DEER2017 | D17 v3 |  | Any | DMo | MH85 | CZ01 | rDXGF | Household | 1 | 1242 | None | 53.2 | 0.008 | 14.1 | 37.8 | 0.005 | 10.5 | 53.2 | 0.008 | 14.1 | 37.8 | 0.005 | 10.5 | DEER:Res:ClothesDishWasher | Annual | 1719 |  | Appl-CW-Top-GasDHW-GasDry-Tier3DEER2017 | Appl-CW-Top-GasDHW-GasDry-Tier3AnyDMoMH85CZ01DEER2017 | 7793
Appl-CW-Top-GasDHW-GasDry-Tier3 | DEER2017 | D17 v3 |  | Any | DMo | MH85 | CZ02 | rDXGF | Household | 1 | 1242 | None | 68.7 | 0.034 | 14.3 | 49 | 0.025 | 10.6 | 68.7 | 0.034 | 14.3 | 49 | 0.025 | 10.6 | DEER:Res:ClothesDishWasher | Annual | 1719 |  | Appl-CW-Top-GasDHW-GasDry-Tier3DEER2017 | Appl-CW-Top-GasDHW-GasDry-Tier3AnyDMoMH85CZ02DEER2017 | 7794
Appl-CW-Top-GasDHW-GasDry-Tier3 | DEER2017 | D17 v3 |  | Any | DMo | MH85 | CZ03 | rDXGF | Household | 1 | 1242 | None | 64 | 0.022 | 14.3 | 45.8 | 0.016 | 10.6 | 64 | 0.022 | 14.3 | 45.8 | 0.016 | 10.6 | DEER:Res:ClothesDishWasher | Annual | 1719 |  | Appl-CW-Top-GasDHW-GasDry-Tier3DEER2017 | Appl-CW-Top-GasDHW-GasDry-Tier3AnyDMoMH85CZ03DEER2017 | 7795
Appl-CW-Top-GasDHW-GasDry-Tier3 | DEER2017 | D17 v3 |  | Any | DMo | MH85 | CZ04 | rDXGF | Household | 1 | 1242 | None | 73.7 | 0.025 | 14.9 | 53.6 | 0.02 | 11 | 73.7 | 0.025 | 14.9 | 53.6 | 0.02 | 11 | DEER:Res:ClothesDishWasher | Annual | 1719 |  | Appl-CW-Top-GasDHW-GasDry-Tier3DEER2017 | Appl-CW-Top-GasDHW-GasDry-Tier3AnyDMoMH85CZ04DEER2017 | 7796
Appl-CW-Top-GasDHW-GasDry-Tier3 | DEER2017 | D17 v3 |  | Any | DMo | MH85 | CZ05 | rDXGF | Household | 1 | 1242 | None | 60.7 | 0.028 | 14.2 | 42.8 | 0.02 | 10.5 | 60.7 | 0.028 | 14.2 | 42.8 | 0.02 | 10.5 | DEER:Res:ClothesDishWasher | Annual | 1719 |  | Appl-CW-Top-GasDHW-GasDry-Tier3DEER2017 | Appl-CW-Top-GasDHW-GasDry-Tier3AnyDMoMH85CZ05DEER2017 | 7797
Appl-CW-Top-GasDHW-GasDry-Tier3 | DEER2017 | D17 v3 |  | Any | DMo | MH85 | CZ06 | rDXGF | Household | 1 | 1242 | None | 72.8 | 0.018 | 15.4 | 52.3 | 0.013 | 11.4 | 72.8 | 0.018 | 15.4 | 52.3 | 0.013 | 11.4 | DEER:Res:ClothesDishWasher | Annual | 1719 |  | Appl-CW-Top-GasDHW-GasDry-Tier3DEER2017 | Appl-CW-Top-GasDHW-GasDry-Tier3AnyDMoMH85CZ06DEER2017 | 7798
Appl-CW-Top-GasDHW-GasDry-Tier3 | DEER2017 | D17 v3 |  | Any | DMo | MH85 | CZ07 | rDXGF | Household | 1 | 1242 | None | 75.9 | 0.018 | 15.7 | 54.3 | 0.013 | 11.6 | 75.9 | 0.018 | 15.7 | 54.3 | 0.013 | 11.6 | DEER:Res:ClothesDishWasher | Annual | 1719 |  | Appl-CW-Top-GasDHW-GasDry-Tier3DEER2017 | Appl-CW-Top-GasDHW-GasDry-Tier3AnyDMoMH85CZ07DEER2017 | 7799
Appl-CW-Top-GasDHW-GasDry-Tier3 | DEER2017 | D17 v3 |  | Any | DMo | MH85 | CZ08 | rDXGF | Household | 1 | 1242 | None | 77.5 | 0.019 | 15.6 | 55.3 | 0.014 | 11.5 | 77.5 | 0.019 | 15.6 | 55.3 | 0.014 | 11.5 | DEER:Res:ClothesDishWasher | Annual | 1719 |  | Appl-CW-Top-GasDHW-GasDry-Tier3DEER2017 | Appl-CW-Top-GasDHW-GasDry-Tier3AnyDMoMH85CZ08DEER2017 | 7800
Appl-CW-Top-GasDHW-GasDry-Tier3 | DEER2017 | D17 v3 |  | Any | DMo | MH85 | CZ09 | rDXGF | Household | 1 | 1242 | None | 75.1 | 0.02 | 15.4 | 55.1 | 0.014 | 11.4 | 75.1 | 0.02 | 15.4 | 55.1 | 0.014 | 11.4 | DEER:Res:ClothesDishWasher | Annual | 1719 |  | Appl-CW-Top-GasDHW-GasDry-Tier3DEER2017 | Appl-CW-Top-GasDHW-GasDry-Tier3AnyDMoMH85CZ09DEER2017 | 7801
Appl-CW-Top-GasDHW-GasDry-Tier3 | DEER2017 | D17 v3 |  | Any | DMo | MH85 | CZ10 | rDXGF | Household | 1 | 1242 | None | 79.5 | 0.02 | 15.5 | 56.4 | 0.014 | 11.4 | 79.5 | 0.02 | 15.5 | 56.4 | 0.014 | 11.4 | DEER:Res:ClothesDishWasher | Annual | 1719 |  | Appl-CW-Top-GasDHW-GasDry-Tier3DEER2017 | Appl-CW-Top-GasDHW-GasDry-Tier3AnyDMoMH85CZ10DEER2017 | 7802
Appl-CW-Top-GasDHW-GasDry-Tier3 | DEER2017 | D17 v3 |  | Any | DMo | MH85 | CZ11 | rDXGF | Household | 1 | 1242 | None | 77.4 | 0.021 | 14.8 | 55.5 | 0.015 | 10.9 | 77.4 | 0.021 | 14.8 | 55.5 | 0.015 | 10.9 | DEER:Res:ClothesDishWasher | Annual | 1719 |  | Appl-CW-Top-GasDHW-GasDry-Tier3DEER2017 | Appl-CW-Top-GasDHW-GasDry-Tier3AnyDMoMH85CZ11DEER2017 | 7803
Appl-CW-Top-GasDHW-GasDry-Tier3 | DEER2017 | D17 v3 |  | Any | DMo | MH85 | CZ12 | rDXGF | Household | 1 | 1242 | None | 73.1 | 0.022 | 14.6 | 52.4 | 0.018 | 10.8 | 73.1 | 0.022 | 14.6 | 52.4 | 0.018 | 10.8 | DEER:Res:ClothesDishWasher | Annual | 1719 |  | Appl-CW-Top-GasDHW-GasDry-Tier3DEER2017 | Appl-CW-Top-GasDHW-GasDry-Tier3AnyDMoMH85CZ12DEER2017 | 7804
Appl-CW-Top-GasDHW-GasDry-Tier3 | DEER2017 | D17 v3 |  | Any | DMo | MH85 | CZ13 | rDXGF | Household | 1 | 1242 | None | 78.7 | 0.021 | 14.8 | 56.4 | 0.015 | 10.9 | 78.7 | 0.021 | 14.8 | 56.4 | 0.015 | 10.9 | DEER:Res:ClothesDishWasher | Annual | 1719 |  | Appl-CW-Top-GasDHW-GasDry-Tier3DEER2017 | Appl-CW-Top-GasDHW-GasDry-Tier3AnyDMoMH85CZ13DEER2017 | 7805
Appl-CW-Top-GasDHW-GasDry-Tier3 | DEER2017 | D17 v3 |  | Any | DMo | MH85 | CZ14 | rDXGF | Household | 1 | 1242 | None | 80.8 | 0.019 | 14.8 | 58.3 | 0.013 | 10.9 | 80.8 | 0.019 | 14.8 | 58.3 | 0.013 | 10.9 | DEER:Res:ClothesDishWasher | Annual | 1719 |  | Appl-CW-Top-GasDHW-GasDry-Tier3DEER2017 | Appl-CW-Top-GasDHW-GasDry-Tier3AnyDMoMH85CZ14DEER2017 | 7806
Appl-CW-Top-GasDHW-GasDry-Tier3 | DEER2017 | D17 v3 |  | Any | DMo | MH85 | CZ15 | rDXGF | Household | 1 | 1242 | None | 84.8 | 0.019 | 15.9 | 59.7 | 0.014 | 11.7 | 84.8 | 0.019 | 15.9 | 59.7 | 0.014 | 11.7 | DEER:Res:ClothesDishWasher | Annual | 1719 |  | Appl-CW-Top-GasDHW-GasDry-Tier3DEER2017 | Appl-CW-Top-GasDHW-GasDry-Tier3AnyDMoMH85CZ15DEER2017 | 7807
Appl-CW-Top-GasDHW-GasDry-Tier3 | DEER2017 | D17 v3 |  | Any | DMo | MH85 | CZ16 | rDXGF | Household | 1 | 1242 | None | 66.9 | 0.02 | 14.6 | 47.7 | 0.014 | 10.8 | 66.9 | 0.02 | 14.6 | 47.7 | 0.014 | 10.8 | DEER:Res:ClothesDishWasher | Annual | 1719 |  | Appl-CW-Top-GasDHW-GasDry-Tier3DEER2017 | Appl-CW-Top-GasDHW-GasDry-Tier3AnyDMoMH85CZ16DEER2017 | 7808
Appl-CW-Top-GasDHW-GasDry-Tier3 | DEER2017 | D17 v3 |  | Any | MFm | 1975 | CZ01 | rDXGF | Household | 1 | 1070.2 | None | 53.7 | 0.007 | 15 | 38.2 | 0.005 | 11.1 | 53.7 | 0.007 | 15 | 38.2 | 0.005 | 11.1 | DEER:Res:ClothesDishWasher | Annual | 1719 |  | Appl-CW-Top-GasDHW-GasDry-Tier3DEER2017 | Appl-CW-Top-GasDHW-GasDry-Tier3AnyMFm1975CZ01DEER2017 | 7809
Appl-CW-Top-GasDHW-GasDry-Tier3 | DEER2017 | D17 v3 |  | Any | MFm | 1975 | CZ02 | rDXGF | Household | 1 | 1070.2 | None | 61.1 | 0.02 | 15.8 | 43.4 | 0.015 | 11.7 | 61.1 | 0.02 | 15.8 | 43.4 | 0.015 | 11.7 | DEER:Res:ClothesDishWasher | Annual | 1719 |  | Appl-CW-Top-GasDHW-GasDry-Tier3DEER2017 | Appl-CW-Top-GasDHW-GasDry-Tier3AnyMFm1975CZ02DEER2017 | 7810
Appl-CW-Top-GasDHW-GasDry-Tier3 | DEER2017 | D17 v3 |  | Any | MFm | 1975 | CZ03 | rDXGF | Household | 1 | 1070.2 | None | 57.8 | 0.012 | 15.9 | 41.3 | 0.009 | 11.8 | 57.8 | 0.012 | 15.9 | 41.3 | 0.009 | 11.8 | DEER:Res:ClothesDishWasher | Annual | 1719 |  | Appl-CW-Top-GasDHW-GasDry-Tier3DEER2017 | Appl-CW-Top-GasDHW-GasDry-Tier3AnyMFm1975CZ03DEER2017 | 7811
Appl-CW-Top-GasDHW-GasDry-Tier3 | DEER2017 | D17 v3 |  | Any | MFm | 1975 | CZ04 | rDXGF | Household | 1 | 1070.2 | None | 62.1 | 0.019 | 16 | 44.2 | 0.014 | 11.8 | 62.1 | 0.019 | 16 | 44.2 | 0.014 | 11.8 | DEER:Res:ClothesDishWasher | Annual | 1719 |  | Appl-CW-Top-GasDHW-GasDry-Tier3DEER2017 | Appl-CW-Top-GasDHW-GasDry-Tier3AnyMFm1975CZ04DEER2017 | 7812
Appl-CW-Top-GasDHW-GasDry-Tier3 | DEER2017 | D17 v3 |  | Any | MFm | 1975 | CZ05 | rDXGF | Household | 1 | 1070.2 | None | 55.2 | 0.009 | 15.1 | 39.2 | 0.006 | 11.2 | 55.2 | 0.009 | 15.1 | 39.2 | 0.006 | 11.2 | DEER:Res:ClothesDishWasher | Annual | 1719 |  | Appl-CW-Top-GasDHW-GasDry-Tier3DEER2017 | Appl-CW-Top-GasDHW-GasDry-Tier3AnyMFm1975CZ05DEER2017 | 7813
Appl-CW-Top-GasDHW-GasDry-Tier3 | DEER2017 | D17 v3 |  | Any | MFm | 1975 | CZ06 | rDXGF | Household | 1 | 1047.7 | None | 66.4 | 0.018 | 16.1 | 47 | 0.013 | 11.9 | 66.4 | 0.018 | 16.1 | 47 | 0.013 | 11.9 | DEER:Res:ClothesDishWasher | Annual | 1719 |  | Appl-CW-Top-GasDHW-GasDry-Tier3DEER2017 | Appl-CW-Top-GasDHW-GasDry-Tier3AnyMFm1975CZ06DEER2017 | 7814
Appl-CW-Top-GasDHW-GasDry-Tier3 | DEER2017 | D17 v3 |  | Any | MFm | 1975 | CZ07 | rDXGF | Household | 1 | 1047.7 | None | 62.3 | 0.013 | 16.2 | 43.3 | 0.008 | 11.9 | 62.3 | 0.013 | 16.2 | 43.3 | 0.008 | 11.9 | DEER:Res:ClothesDishWasher | Annual | 1719 |  | Appl-CW-Top-GasDHW-GasDry-Tier3DEER2017 | Appl-CW-Top-GasDHW-GasDry-Tier3AnyMFm1975CZ07DEER2017 | 7815
Appl-CW-Top-GasDHW-GasDry-Tier3 | DEER2017 | D17 v3 |  | Any | MFm | 1975 | CZ08 | rDXGF | Household | 1 | 1047.7 | None | 67.8 | 0.019 | 16.4 | 48.4 | 0.013 | 12.1 | 67.8 | 0.019 | 16.4 | 48.4 | 0.013 | 12.1 | DEER:Res:ClothesDishWasher | Annual | 1719 |  | Appl-CW-Top-GasDHW-GasDry-Tier3DEER2017 | Appl-CW-Top-GasDHW-GasDry-Tier3AnyMFm1975CZ08DEER2017 | 7816
Appl-CW-Top-GasDHW-GasDry-Tier3 | DEER2017 | D17 v3 |  | Any | MFm | 1975 | CZ09 | rDXGF | Household | 1 | 1216.8 | None | 70.9 | 0.016 | 16.1 | 50.6 | 0.011 | 11.9 | 70.9 | 0.016 | 16.1 | 50.6 | 0.011 | 11.9 | DEER:Res:ClothesDishWasher | Annual | 1719 |  | Appl-CW-Top-GasDHW-GasDry-Tier3DEER2017 | Appl-CW-Top-GasDHW-GasDry-Tier3AnyMFm1975CZ09DEER2017 | 7817
Appl-CW-Top-GasDHW-GasDry-Tier3 | DEER2017 | D17 v3 |  | Any | MFm | 1975 | CZ10 | rDXGF | Household | 1 | 1216.8 | None | 69.1 | 0.023 | 16.1 | 49.5 | 0.017 | 11.9 | 69.1 | 0.023 | 16.1 | 49.5 | 0.017 | 11.9 | DEER:Res:ClothesDishWasher | Annual | 1719 |  | Appl-CW-Top-GasDHW-GasDry-Tier3DEER2017 | Appl-CW-Top-GasDHW-GasDry-Tier3AnyMFm1975CZ10DEER2017 | 7818
Appl-CW-Top-GasDHW-GasDry-Tier3 | DEER2017 | D17 v3 |  | Any | MFm | 1975 | CZ11 | rDXGF | Household | 1 | 1098.9 | None | 67.2 | 0.018 | 15.6 | 47.8 | 0.012 | 11.5 | 67.2 | 0.018 | 15.6 | 47.8 | 0.012 | 11.5 | DEER:Res:ClothesDishWasher | Annual | 1719 |  | Appl-CW-Top-GasDHW-GasDry-Tier3DEER2017 | Appl-CW-Top-GasDHW-GasDry-Tier3AnyMFm1975CZ11DEER2017 | 7819
Appl-CW-Top-GasDHW-GasDry-Tier3 | DEER2017 | D17 v3 |  | Any | MFm | 1975 | CZ12 | rDXGF | Household | 1 | 1098.9 | None | 64.6 | 0.018 | 15.6 | 46 | 0.014 | 11.5 | 64.6 | 0.018 | 15.6 | 46 | 0.014 | 11.5 | DEER:Res:ClothesDishWasher | Annual | 1719 |  | Appl-CW-Top-GasDHW-GasDry-Tier3DEER2017 | Appl-CW-Top-GasDHW-GasDry-Tier3AnyMFm1975CZ12DEER2017 | 7820
Appl-CW-Top-GasDHW-GasDry-Tier3 | DEER2017 | D17 v3 |  | Any | MFm | 1975 | CZ13 | rDXGF | Household | 1 | 1098.9 | None | 70.1 | 0.02 | 15.7 | 50.1 | 0.014 | 11.6 | 70.1 | 0.02 | 15.7 | 50.1 | 0.014 | 11.6 | DEER:Res:ClothesDishWasher | Annual | 1719 |  | Appl-CW-Top-GasDHW-GasDry-Tier3DEER2017 | Appl-CW-Top-GasDHW-GasDry-Tier3AnyMFm1975CZ13DEER2017 | 7821
Appl-CW-Top-GasDHW-GasDry-Tier3 | DEER2017 | D17 v3 |  | Any | MFm | 1975 | CZ14 | rDXGF | Household | 1 | 1409.4 | None | 70.5 | 0.013 | 15.7 | 49.9 | 0.009 | 11.5 | 70.5 | 0.013 | 15.7 | 49.9 | 0.009 | 11.5 | DEER:Res:ClothesDishWasher | Annual | 1719 |  | Appl-CW-Top-GasDHW-GasDry-Tier3DEER2017 | Appl-CW-Top-GasDHW-GasDry-Tier3AnyMFm1975CZ14DEER2017 | 7822
Appl-CW-Top-GasDHW-GasDry-Tier3 | DEER2017 | D17 v3 |  | Any | MFm | 1975 | CZ15 | rDXGF | Household | 1 | 1409.4 | None | 80 | 0.015 | 16.2 | 57.1 | 0.011 | 11.9 | 80 | 0.015 | 16.2 | 57.1 | 0.011 | 11.9 | DEER:Res:ClothesDishWasher | Annual | 1719 |  | Appl-CW-Top-GasDHW-GasDry-Tier3DEER2017 | Appl-CW-Top-GasDHW-GasDry-Tier3AnyMFm1975CZ15DEER2017 | 7823
Appl-CW-Top-GasDHW-GasDry-Tier3 | DEER2017 | D17 v3 |  | Any | MFm | 1975 | CZ16 | rDXGF | Household | 1 | 1070.2 | None | 63.9 | 0.015 | 16.1 | 45.5 | 0.011 | 11.9 | 63.9 | 0.015 | 16.1 | 45.5 | 0.011 | 11.9 | DEER:Res:ClothesDishWasher | Annual | 1719 |  | Appl-CW-Top-GasDHW-GasDry-Tier3DEER2017 | Appl-CW-Top-GasDHW-GasDry-Tier3AnyMFm1975CZ16DEER2017 | 7824
Appl-CW-Top-GasDHW-GasDry-Tier3 | DEER2017 | D17 v3 |  | Any | MFm | 1985 | CZ01 | rDXGF | Household | 1 | 1152 | None | 53.3 | 0.008 | 14.5 | 37.8 | 0.006 | 10.8 | 53.3 | 0.008 | 14.5 | 37.8 | 0.006 | 10.8 | DEER:Res:ClothesDishWasher | Annual | 1719 |  | Appl-CW-Top-GasDHW-GasDry-Tier3DEER2017 | Appl-CW-Top-GasDHW-GasDry-Tier3AnyMFm1985CZ01DEER2017 | 7825
Appl-CW-Top-GasDHW-GasDry-Tier3 | DEER2017 | D17 v3 |  | Any | MFm | 1985 | CZ02 | rDXGF | Household | 1 | 1152 | None | 59.6 | 0.014 | 15.4 | 41.9 | 0.009 | 11.3 | 59.6 | 0.014 | 15.4 | 41.9 | 0.009 | 11.3 | DEER:Res:ClothesDishWasher | Annual | 1719 |  | Appl-CW-Top-GasDHW-GasDry-Tier3DEER2017 | Appl-CW-Top-GasDHW-GasDry-Tier3AnyMFm1985CZ02DEER2017 | 7826
Appl-CW-Top-GasDHW-GasDry-Tier3 | DEER2017 | D17 v3 |  | Any | MFm | 1985 | CZ03 | rDXGF | Household | 1 | 1152 | None | 54.8 | 0.009 | 14.7 | 38.4 | 0.005 | 10.6 | 54.8 | 0.009 | 14.7 | 38.4 | 0.005 | 10.6 | DEER:Res:ClothesDishWasher | Annual | 1719 |  | Appl-CW-Top-GasDHW-GasDry-Tier3DEER2017 | Appl-CW-Top-GasDHW-GasDry-Tier3AnyMFm1985CZ03DEER2017 | 7827
Appl-CW-Top-GasDHW-GasDry-Tier3 | DEER2017 | D17 v3 |  | Any | MFm | 1985 | CZ04 | rDXGF | Household | 1 | 1152 | None | 60.3 | 0.017 | 16.1 | 42.9 | 0.012 | 11.9 | 60.3 | 0.017 | 16.1 | 42.9 | 0.012 | 11.9 | DEER:Res:ClothesDishWasher | Annual | 1719 |  | Appl-CW-Top-GasDHW-GasDry-Tier3DEER2017 | Appl-CW-Top-GasDHW-GasDry-Tier3AnyMFm1985CZ04DEER2017 | 7828
Appl-CW-Top-GasDHW-GasDry-Tier3 | DEER2017 | D17 v3 |  | Any | MFm | 1985 | CZ05 | rDXGF | Household | 1 | 1152 | None | 56.6 | 0.013 | 15.5 | 40.3 | 0.01 | 11.5 | 56.6 | 0.013 | 15.5 | 40.3 | 0.01 | 11.5 | DEER:Res:ClothesDishWasher | Annual | 1719 |  | Appl-CW-Top-GasDHW-GasDry-Tier3DEER2017 | Appl-CW-Top-GasDHW-GasDry-Tier3AnyMFm1985CZ05DEER2017 | 7829
Appl-CW-Top-GasDHW-GasDry-Tier3 | DEER2017 | D17 v3 |  | Any | MFm | 1985 | CZ06 | rDXGF | Household | 1 | 1295.2 | None | 63.8 | 0.019 | 16.3 | 46.8 | 0.018 | 12.4 | 63.8 | 0.019 | 16.3 | 46.8 | 0.018 | 12.4 | DEER:Res:ClothesDishWasher | Annual | 1719 |  | Appl-CW-Top-GasDHW-GasDry-Tier3DEER2017 | Appl-CW-Top-GasDHW-GasDry-Tier3AnyMFm1985CZ06DEER2017 | 7830
Appl-CW-Top-GasDHW-GasDry-Tier3 | DEER2017 | D17 v3 |  | Any | MFm | 1985 | CZ07 | rDXGF | Household | 1 | 1295.2 | None | 63.1 | 0.014 | 16.4 | 44.9 | 0.011 | 12.1 | 63.1 | 0.014 | 16.4 | 44.9 | 0.011 | 12.1 | DEER:Res:ClothesDishWasher | Annual | 1719 |  | Appl-CW-Top-GasDHW-GasDry-Tier3DEER2017 | Appl-CW-Top-GasDHW-GasDry-Tier3AnyMFm1985CZ07DEER2017 | 7831
Appl-CW-Top-GasDHW-GasDry-Tier3 | DEER2017 | D17 v3 |  | Any | MFm | 1985 | CZ08 | rDXGF | Household | 1 | 1295.2 | None | 69.1 | 0.019 | 16.3 | 49.3 | 0.014 | 12.1 | 69.1 | 0.019 | 16.3 | 49.3 | 0.014 | 12.1 | DEER:Res:ClothesDishWasher | Annual | 1719 |  | Appl-CW-Top-GasDHW-GasDry-Tier3DEER2017 | Appl-CW-Top-GasDHW-GasDry-Tier3AnyMFm1985CZ08DEER2017 | 7832
Appl-CW-Top-GasDHW-GasDry-Tier3 | DEER2017 | D17 v3 |  | Any | MFm | 1985 | CZ09 | rDXGF | Household | 1 | 1438.9 | None | 70.7 | 0.016 | 16 | 50.2 | 0.011 | 11.8 | 70.7 | 0.016 | 16 | 50.2 | 0.011 | 11.8 | DEER:Res:ClothesDishWasher | Annual | 1719 |  | Appl-CW-Top-GasDHW-GasDry-Tier3DEER2017 | Appl-CW-Top-GasDHW-GasDry-Tier3AnyMFm1985CZ09DEER2017 | 7833
Appl-CW-Top-GasDHW-GasDry-Tier3 | DEER2017 | D17 v3 |  | Any | MFm | 1985 | CZ10 | rDXGF | Household | 1 | 1438.9 | None | 69 | 0.019 | 15.9 | 53.4 | 0.022 | 12.3 | 69 | 0.019 | 15.9 | 53.4 | 0.022 | 12.3 | DEER:Res:ClothesDishWasher | Annual | 1719 |  | Appl-CW-Top-GasDHW-GasDry-Tier3DEER2017 | Appl-CW-Top-GasDHW-GasDry-Tier3AnyMFm1985CZ10DEER2017 | 7834
Appl-CW-Top-GasDHW-GasDry-Tier3 | DEER2017 | D17 v3 |  | Any | MFm | 1985 | CZ11 | rDXGF | Household | 1 | 1150 | None | 67.5 | 0.018 | 15.6 | 48 | 0.013 | 11.5 | 67.5 | 0.018 | 15.6 | 48 | 0.013 | 11.5 | DEER:Res:ClothesDishWasher | Annual | 1719 |  | Appl-CW-Top-GasDHW-GasDry-Tier3DEER2017 | Appl-CW-Top-GasDHW-GasDry-Tier3AnyMFm1985CZ11DEER2017 | 7835
Appl-CW-Top-GasDHW-GasDry-Tier3 | DEER2017 | D17 v3 |  | Any | MFm | 1985 | CZ12 | rDXGF | Household | 1 | 1150 | None | 63.7 | 0.019 | 15.7 | 45.3 | 0.014 | 11.6 | 63.7 | 0.019 | 15.7 | 45.3 | 0.014 | 11.6 | DEER:Res:ClothesDishWasher | Annual | 1719 |  | Appl-CW-Top-GasDHW-GasDry-Tier3DEER2017 | Appl-CW-Top-GasDHW-GasDry-Tier3AnyMFm1985CZ12DEER2017 | 7836
Appl-CW-Top-GasDHW-GasDry-Tier3 | DEER2017 | D17 v3 |  | Any | MFm | 1985 | CZ13 | rDXGF | Household | 1 | 1150 | None | 69.9 | 0.02 | 15.5 | 49.8 | 0.014 | 11.4 | 69.9 | 0.02 | 15.5 | 49.8 | 0.014 | 11.4 | DEER:Res:ClothesDishWasher | Annual | 1719 |  | Appl-CW-Top-GasDHW-GasDry-Tier3DEER2017 | Appl-CW-Top-GasDHW-GasDry-Tier3AnyMFm1985CZ13DEER2017 | 7837
Appl-CW-Top-GasDHW-GasDry-Tier3 | DEER2017 | D17 v3 |  | Any | MFm | 1985 | CZ14 | rDXGF | Household | 1 | 1407.2 | None | 71.1 | 0.016 | 15.9 | 50.6 | 0.011 | 11.8 | 71.1 | 0.016 | 15.9 | 50.6 | 0.011 | 11.8 | DEER:Res:ClothesDishWasher | Annual | 1719 |  | Appl-CW-Top-GasDHW-GasDry-Tier3DEER2017 | Appl-CW-Top-GasDHW-GasDry-Tier3AnyMFm1985CZ14DEER2017 | 7838
Appl-CW-Top-GasDHW-GasDry-Tier3 | DEER2017 | D17 v3 |  | Any | MFm | 1985 | CZ15 | rDXGF | Household | 1 | 1407.2 | None | 79.2 | 0.016 | 16.2 | 56.6 | 0.012 | 11.9 | 79.2 | 0.016 | 16.2 | 56.6 | 0.012 | 11.9 | DEER:Res:ClothesDishWasher | Annual | 1719 |  | Appl-CW-Top-GasDHW-GasDry-Tier3DEER2017 | Appl-CW-Top-GasDHW-GasDry-Tier3AnyMFm1985CZ15DEER2017 | 7839
Appl-CW-Top-GasDHW-GasDry-Tier3 | DEER2017 | D17 v3 |  | Any | MFm | 1985 | CZ16 | rDXGF | Household | 1 | 1152 | None | 65.8 | 0.016 | 16 | 46.9 | 0.011 | 11.8 | 65.8 | 0.016 | 16 | 46.9 | 0.011 | 11.8 | DEER:Res:ClothesDishWasher | Annual | 1719 |  | Appl-CW-Top-GasDHW-GasDry-Tier3DEER2017 | Appl-CW-Top-GasDHW-GasDry-Tier3AnyMFm1985CZ16DEER2017 | 7840
Appl-CW-Top-GasDHW-GasDry-Tier3 | DEER2017 | D17 v3 |  | Any | MFm | 1996 | CZ01 | rDXGF | Household | 1 | 981.6 | None | 53.6 | 0.008 | 15.3 | 37.9 | 0.006 | 11.2 | 53.6 | 0.008 | 15.3 | 37.9 | 0.006 | 11.2 | DEER:Res:ClothesDishWasher | Annual | 1719 |  | Appl-CW-Top-GasDHW-GasDry-Tier3DEER2017 | Appl-CW-Top-GasDHW-GasDry-Tier3AnyMFm1996CZ01DEER2017 | 7841
Appl-CW-Top-GasDHW-GasDry-Tier3 | DEER2017 | D17 v3 |  | Any | MFm | 1996 | CZ02 | rDXGF | Household | 1 | 981.6 | None | 61.6 | 0.017 | 16.2 | 44.2 | 0.014 | 12 | 61.6 | 0.017 | 16.2 | 44.2 | 0.014 | 12 | DEER:Res:ClothesDishWasher | Annual | 1719 |  | Appl-CW-Top-GasDHW-GasDry-Tier3DEER2017 | Appl-CW-Top-GasDHW-GasDry-Tier3AnyMFm1996CZ02DEER2017 | 7842
Appl-CW-Top-GasDHW-GasDry-Tier3 | DEER2017 | D17 v3 |  | Any | MFm | 1996 | CZ03 | rDXGF | Household | 1 | 981.6 | None | 58.5 | 0.013 | 16.1 | 41.4 | 0.009 | 11.9 | 58.5 | 0.013 | 16.1 | 41.4 | 0.009 | 11.9 | DEER:Res:ClothesDishWasher | Annual | 1719 |  | Appl-CW-Top-GasDHW-GasDry-Tier3DEER2017 | Appl-CW-Top-GasDHW-GasDry-Tier3AnyMFm1996CZ03DEER2017 | 7843
Appl-CW-Top-GasDHW-GasDry-Tier3 | DEER2017 | D17 v3 |  | Any | MFm | 1996 | CZ04 | rDXGF | Household | 1 | 981.6 | None | 61.1 | 0.014 | 16.4 | 43.5 | 0.01 | 12.1 | 61.1 | 0.014 | 16.4 | 43.5 | 0.01 | 12.1 | DEER:Res:ClothesDishWasher | Annual | 1719 |  | Appl-CW-Top-GasDHW-GasDry-Tier3DEER2017 | Appl-CW-Top-GasDHW-GasDry-Tier3AnyMFm1996CZ04DEER2017 | 7844
Appl-CW-Top-GasDHW-GasDry-Tier3 | DEER2017 | D17 v3 |  | Any | MFm | 1996 | CZ05 | rDXGF | Household | 1 | 981.6 | None | 57.2 | 0.009 | 15.8 | 40.7 | 0.006 | 11.7 | 57.2 | 0.009 | 15.8 | 40.7 | 0.006 | 11.7 | DEER:Res:ClothesDishWasher | Annual | 1719 |  | Appl-CW-Top-GasDHW-GasDry-Tier3DEER2017 | Appl-CW-Top-GasDHW-GasDry-Tier3AnyMFm1996CZ05DEER2017 | 7845
Appl-CW-Top-GasDHW-GasDry-Tier3 | DEER2017 | D17 v3 |  | Any | MFm | 1996 | CZ06 | rDXGF | Household | 1 | 1169.1 | None | 66 | 0.019 | 16.1 | 46.8 | 0.014 | 11.8 | 66 | 0.019 | 16.1 | 46.8 | 0.014 | 11.8 | DEER:Res:ClothesDishWasher | Annual | 1719 |  | Appl-CW-Top-GasDHW-GasDry-Tier3DEER2017 | Appl-CW-Top-GasDHW-GasDry-Tier3AnyMFm1996CZ06DEER2017 | 7846
Appl-CW-Top-GasDHW-GasDry-Tier3 | DEER2017 | D17 v3 |  | Any | MFm | 1996 | CZ07 | rDXGF | Household | 1 | 1169.1 | None | 66.6 | 0.015 | 17 | 47.3 | 0.01 | 12.5 | 66.6 | 0.015 | 17 | 47.3 | 0.01 | 12.5 | DEER:Res:ClothesDishWasher | Annual | 1719 |  | Appl-CW-Top-GasDHW-GasDry-Tier3DEER2017 | Appl-CW-Top-GasDHW-GasDry-Tier3AnyMFm1996CZ07DEER2017 | 7847
Appl-CW-Top-GasDHW-GasDry-Tier3 | DEER2017 | D17 v3 |  | Any | MFm | 1996 | CZ08 | rDXGF | Household | 1 | 1169.1 | None | 68.3 | 0.015 | 16.4 | 48.7 | 0.011 | 12.1 | 68.3 | 0.015 | 16.4 | 48.7 | 0.011 | 12.1 | DEER:Res:ClothesDishWasher | Annual | 1719 |  | Appl-CW-Top-GasDHW-GasDry-Tier3DEER2017 | Appl-CW-Top-GasDHW-GasDry-Tier3AnyMFm1996CZ08DEER2017 | 7848
Appl-CW-Top-GasDHW-GasDry-Tier3 | DEER2017 | D17 v3 |  | Any | MFm | 1996 | CZ09 | rDXGF | Household | 1 | 1093.6 | None | 72.9 | 0.016 | 16.5 | 52.1 | 0.012 | 12.1 | 72.9 | 0.016 | 16.5 | 52.1 | 0.012 | 12.1 | DEER:Res:ClothesDishWasher | Annual | 1719 |  | Appl-CW-Top-GasDHW-GasDry-Tier3DEER2017 | Appl-CW-Top-GasDHW-GasDry-Tier3AnyMFm1996CZ09DEER2017 | 7849
Appl-CW-Top-GasDHW-GasDry-Tier3 | DEER2017 | D17 v3 |  | Any | MFm | 1996 | CZ10 | rDXGF | Household | 1 | 1093.6 | None | 64.5 | 0.025 | 15.9 | 45.7 | 0.017 | 11.7 | 64.5 | 0.025 | 15.9 | 45.7 | 0.017 | 11.7 | DEER:Res:ClothesDishWasher | Annual | 1719 |  | Appl-CW-Top-GasDHW-GasDry-Tier3DEER2017 | Appl-CW-Top-GasDHW-GasDry-Tier3AnyMFm1996CZ10DEER2017 | 7850
Appl-CW-Top-GasDHW-GasDry-Tier3 | DEER2017 | D17 v3 |  | Any | MFm | 1996 | CZ11 | rDXGF | Household | 1 | 1031.9 | None | 69.3 | 0.017 | 16.2 | 49.4 | 0.012 | 11.9 | 69.3 | 0.017 | 16.2 | 49.4 | 0.012 | 11.9 | DEER:Res:ClothesDishWasher | Annual | 1719 |  | Appl-CW-Top-GasDHW-GasDry-Tier3DEER2017 | Appl-CW-Top-GasDHW-GasDry-Tier3AnyMFm1996CZ11DEER2017 | 7851
Appl-CW-Top-GasDHW-GasDry-Tier3 | DEER2017 | D17 v3 |  | Any | MFm | 1996 | CZ12 | rDXGF | Household | 1 | 1031.9 | None | 66 | 0.02 | 15.9 | 47 | 0.015 | 11.7 | 66 | 0.02 | 15.9 | 47 | 0.015 | 11.7 | DEER:Res:ClothesDishWasher | Annual | 1719 |  | Appl-CW-Top-GasDHW-GasDry-Tier3DEER2017 | Appl-CW-Top-GasDHW-GasDry-Tier3AnyMFm1996CZ12DEER2017 | 7852
Appl-CW-Top-GasDHW-GasDry-Tier3 | DEER2017 | D17 v3 |  | Any | MFm | 1996 | CZ13 | rDXGF | Household | 1 | 1031.9 | None | 70.9 | 0.02 | 15.9 | 50.7 | 0.014 | 11.8 | 70.9 | 0.02 | 15.9 | 50.7 | 0.014 | 11.8 | DEER:Res:ClothesDishWasher | Annual | 1719 |  | Appl-CW-Top-GasDHW-GasDry-Tier3DEER2017 | Appl-CW-Top-GasDHW-GasDry-Tier3AnyMFm1996CZ13DEER2017 | 7853
Appl-CW-Top-GasDHW-GasDry-Tier3 | DEER2017 | D17 v3 |  | Any | MFm | 1996 | CZ14 | rDXGF | Household | 1 | 1086 | None | 73 | 0.013 | 16.1 | 52.2 | 0.009 | 11.9 | 73 | 0.013 | 16.1 | 52.2 | 0.009 | 11.9 | DEER:Res:ClothesDishWasher | Annual | 1719 |  | Appl-CW-Top-GasDHW-GasDry-Tier3DEER2017 | Appl-CW-Top-GasDHW-GasDry-Tier3AnyMFm1996CZ14DEER2017 | 7854
Appl-CW-Top-GasDHW-GasDry-Tier3 | DEER2017 | D17 v3 |  | Any | MFm | 1996 | CZ15 | rDXGF | Household | 1 | 1086 | None | 78.1 | 0.017 | 16.2 | 55.7 | 0.012 | 12 | 78.1 | 0.017 | 16.2 | 55.7 | 0.012 | 12 | DEER:Res:ClothesDishWasher | Annual | 1719 |  | Appl-CW-Top-GasDHW-GasDry-Tier3DEER2017 | Appl-CW-Top-GasDHW-GasDry-Tier3AnyMFm1996CZ15DEER2017 | 7855
Appl-CW-Top-GasDHW-GasDry-Tier3 | DEER2017 | D17 v3 |  | Any | MFm | 1996 | CZ16 | rDXGF | Household | 1 | 981.6 | None | 66.1 | 0.016 | 16 | 47.2 | 0.012 | 11.8 | 66.1 | 0.016 | 16 | 47.2 | 0.012 | 11.8 | DEER:Res:ClothesDishWasher | Annual | 1719 |  | Appl-CW-Top-GasDHW-GasDry-Tier3DEER2017 | Appl-CW-Top-GasDHW-GasDry-Tier3AnyMFm1996CZ16DEER2017 | 7856
Appl-CW-Top-GasDHW-GasDry-Tier3 | DEER2017 | D17 v3 |  | Any | MFm | 2003 | CZ01 | rDXGF | Household | 1 | 998.7 | None | 54.5 | 0.008 | 15.7 | 38.5 | 0.005 | 11.4 | 54.5 | 0.008 | 15.7 | 38.5 | 0.005 | 11.4 | DEER:Res:ClothesDishWasher | Annual | 1719 |  | Appl-CW-Top-GasDHW-GasDry-Tier3DEER2017 | Appl-CW-Top-GasDHW-GasDry-Tier3AnyMFm2003CZ01DEER2017 | 7857
Appl-CW-Top-GasDHW-GasDry-Tier3 | DEER2017 | D17 v3 |  | Any | MFm | 2003 | CZ02 | rDXGF | Household | 1 | 1073.2 | None | 61 | 0.016 | 16.2 | 43.6 | 0.011 | 12 | 61 | 0.016 | 16.2 | 43.6 | 0.011 | 12 | DEER:Res:ClothesDishWasher | Annual | 1719 |  | Appl-CW-Top-GasDHW-GasDry-Tier3DEER2017 | Appl-CW-Top-GasDHW-GasDry-Tier3AnyMFm2003CZ02DEER2017 | 7858
Appl-CW-Top-GasDHW-GasDry-Tier3 | DEER2017 | D17 v3 |  | Any | MFm | 2003 | CZ03 | rDXGF | Household | 1 | 998.7 | None | 56.6 | 0.01 | 16 | 40.2 | 0.007 | 11.8 | 56.6 | 0.01 | 16 | 40.2 | 0.007 | 11.8 | DEER:Res:ClothesDishWasher | Annual | 1719 |  | Appl-CW-Top-GasDHW-GasDry-Tier3DEER2017 | Appl-CW-Top-GasDHW-GasDry-Tier3AnyMFm2003CZ03DEER2017 | 7859
Appl-CW-Top-GasDHW-GasDry-Tier3 | DEER2017 | D17 v3 |  | Any | MFm | 2003 | CZ04 | rDXGF | Household | 1 | 998.7 | None | 64.6 | 0.018 | 16.3 | 46.2 | 0.013 | 12 | 64.6 | 0.018 | 16.3 | 46.2 | 0.013 | 12 | DEER:Res:ClothesDishWasher | Annual | 1719 |  | Appl-CW-Top-GasDHW-GasDry-Tier3DEER2017 | Appl-CW-Top-GasDHW-GasDry-Tier3AnyMFm2003CZ04DEER2017 | 7860
Appl-CW-Top-GasDHW-GasDry-Tier3 | DEER2017 | D17 v3 |  | Any | MFm | 2003 | CZ05 | rDXGF | Household | 1 | 998.7 | None | 57.1 | 0.01 | 15.6 | 40.5 | 0.007 | 11.6 | 57.1 | 0.01 | 15.6 | 40.5 | 0.007 | 11.6 | DEER:Res:ClothesDishWasher | Annual | 1719 |  | Appl-CW-Top-GasDHW-GasDry-Tier3DEER2017 | Appl-CW-Top-GasDHW-GasDry-Tier3AnyMFm2003CZ05DEER2017 | 7861
Appl-CW-Top-GasDHW-GasDry-Tier3 | DEER2017 | D17 v3 |  | Any | MFm | 2003 | CZ06 | rDXGF | Household | 1 | 1206 | None | 64.1 | 0.019 | 16.3 | 45.6 | 0.013 | 12 | 64.1 | 0.019 | 16.3 | 45.6 | 0.013 | 12 | DEER:Res:ClothesDishWasher | Annual | 1719 |  | Appl-CW-Top-GasDHW-GasDry-Tier3DEER2017 | Appl-CW-Top-GasDHW-GasDry-Tier3AnyMFm2003CZ06DEER2017 | 7862
Appl-CW-Top-GasDHW-GasDry-Tier3 | DEER2017 | D17 v3 |  | Any | MFm | 2003 | CZ07 | rDXGF | Household | 1 | 1206 | None | 69.1 | 0.013 | 16.4 | 49.5 | 0.01 | 12.1 | 69.1 | 0.013 | 16.4 | 49.5 | 0.01 | 12.1 | DEER:Res:ClothesDishWasher | Annual | 1719 |  | Appl-CW-Top-GasDHW-GasDry-Tier3DEER2017 | Appl-CW-Top-GasDHW-GasDry-Tier3AnyMFm2003CZ07DEER2017 | 7863
Appl-CW-Top-GasDHW-GasDry-Tier3 | DEER2017 | D17 v3 |  | Any | MFm | 2003 | CZ08 | rDXGF | Household | 1 | 1206 | None | 68.6 | 0.019 | 16.4 | 48.9 | 0.013 | 12.1 | 68.6 | 0.019 | 16.4 | 48.9 | 0.013 | 12.1 | DEER:Res:ClothesDishWasher | Annual | 1719 |  | Appl-CW-Top-GasDHW-GasDry-Tier3DEER2017 | Appl-CW-Top-GasDHW-GasDry-Tier3AnyMFm2003CZ08DEER2017 | 7864
Appl-CW-Top-GasDHW-GasDry-Tier3 | DEER2017 | D17 v3 |  | Any | MFm | 2003 | CZ09 | rDXGF | Household | 1 | 1126.6 | None | 65.4 | 0.014 | 16 | 45.6 | 0.009 | 11.8 | 65.4 | 0.014 | 16 | 45.6 | 0.009 | 11.8 | DEER:Res:ClothesDishWasher | Annual | 1719 |  | Appl-CW-Top-GasDHW-GasDry-Tier3DEER2017 | Appl-CW-Top-GasDHW-GasDry-Tier3AnyMFm2003CZ09DEER2017 | 7865
Appl-CW-Top-GasDHW-GasDry-Tier3 | DEER2017 | D17 v3 |  | Any | MFm | 2003 | CZ10 | rDXGF | Household | 1 | 1073.2 | None | 66.6 | 0.021 | 16.5 | 48.4 | 0.017 | 12.2 | 66.6 | 0.021 | 16.5 | 48.4 | 0.017 | 12.2 | DEER:Res:ClothesDishWasher | Annual | 1719 |  | Appl-CW-Top-GasDHW-GasDry-Tier3DEER2017 | Appl-CW-Top-GasDHW-GasDry-Tier3AnyMFm2003CZ10DEER2017 | 7866
Appl-CW-Top-GasDHW-GasDry-Tier3 | DEER2017 | D17 v3 |  | Any | MFm | 2003 | CZ11 | rDXGF | Household | 1 | 1073.2 | None | 70.6 | 0.015 | 15.9 | 50.3 | 0.011 | 11.7 | 70.6 | 0.015 | 15.9 | 50.3 | 0.011 | 11.7 | DEER:Res:ClothesDishWasher | Annual | 1719 |  | Appl-CW-Top-GasDHW-GasDry-Tier3DEER2017 | Appl-CW-Top-GasDHW-GasDry-Tier3AnyMFm2003CZ11DEER2017 | 7867
Appl-CW-Top-GasDHW-GasDry-Tier3 | DEER2017 | D17 v3 |  | Any | MFm | 2003 | CZ12 | rDXGF | Household | 1 | 1073.2 | None | 68 | 0.018 | 16.2 | 48.6 | 0.013 | 11.9 | 68 | 0.018 | 16.2 | 48.6 | 0.013 | 11.9 | DEER:Res:ClothesDishWasher | Annual | 1719 |  | Appl-CW-Top-GasDHW-GasDry-Tier3DEER2017 | Appl-CW-Top-GasDHW-GasDry-Tier3AnyMFm2003CZ12DEER2017 | 7868
Appl-CW-Top-GasDHW-GasDry-Tier3 | DEER2017 | D17 v3 |  | Any | MFm | 2003 | CZ13 | rDXGF | Household | 1 | 1073.2 | None | 71.7 | 0.016 | 16.1 | 50.9 | 0.012 | 11.9 | 71.7 | 0.016 | 16.1 | 50.9 | 0.012 | 11.9 | DEER:Res:ClothesDishWasher | Annual | 1719 |  | Appl-CW-Top-GasDHW-GasDry-Tier3DEER2017 | Appl-CW-Top-GasDHW-GasDry-Tier3AnyMFm2003CZ13DEER2017 | 7869
Appl-CW-Top-GasDHW-GasDry-Tier3 | DEER2017 | D17 v3 |  | Any | MFm | 2003 | CZ14 | rDXGF | Household | 1 | 1094.6 | None | 72.3 | 0.014 | 16 | 51.6 | 0.01 | 11.8 | 72.3 | 0.014 | 16 | 51.6 | 0.01 | 11.8 | DEER:Res:ClothesDishWasher | Annual | 1719 |  | Appl-CW-Top-GasDHW-GasDry-Tier3DEER2017 | Appl-CW-Top-GasDHW-GasDry-Tier3AnyMFm2003CZ14DEER2017 | 7870
Appl-CW-Top-GasDHW-GasDry-Tier3 | DEER2017 | D17 v3 |  | Any | MFm | 2003 | CZ15 | rDXGF | Household | 1 | 1094.6 | None | 78.1 | 0.016 | 16.3 | 55.8 | 0.011 | 12 | 78.1 | 0.016 | 16.3 | 55.8 | 0.011 | 12 | DEER:Res:ClothesDishWasher | Annual | 1719 |  | Appl-CW-Top-GasDHW-GasDry-Tier3DEER2017 | Appl-CW-Top-GasDHW-GasDry-Tier3AnyMFm2003CZ15DEER2017 | 7871
Appl-CW-Top-GasDHW-GasDry-Tier3 | DEER2017 | D17 v3 |  | Any | MFm | 2003 | CZ16 | rDXGF | Household | 1 | 998.7 | None | 66.3 | 0.016 | 16.1 | 47.2 | 0.011 | 11.9 | 66.3 | 0.016 | 16.1 | 47.2 | 0.011 | 11.9 | DEER:Res:ClothesDishWasher | Annual | 1719 |  | Appl-CW-Top-GasDHW-GasDry-Tier3DEER2017 | Appl-CW-Top-GasDHW-GasDry-Tier3AnyMFm2003CZ16DEER2017 | 7872
Appl-CW-Top-GasDHW-GasDry-Tier3 | DEER2017 | D17 v3 |  | Any | MFm | 2007 | CZ01 | rDXGF | Household | 1 | 998.7 | None | 53.3 | 0.008 | 15 | 37.8 | 0.006 | 11.1 | 53.3 | 0.008 | 15 | 37.8 | 0.006 | 11.1 | DEER:Res:ClothesDishWasher | Annual | 1719 |  | Appl-CW-Top-GasDHW-GasDry-Tier3DEER2017 | Appl-CW-Top-GasDHW-GasDry-Tier3AnyMFm2007CZ01DEER2017 | 7873
Appl-CW-Top-GasDHW-GasDry-Tier3 | DEER2017 | D17 v3 |  | Any | MFm | 2007 | CZ02 | rDXGF | Household | 1 | 1073.2 | None | 61.9 | 0.016 | 16.2 | 44.1 | 0.012 | 12 | 61.9 | 0.016 | 16.2 | 44.1 | 0.012 | 12 | DEER:Res:ClothesDishWasher | Annual | 1719 |  | Appl-CW-Top-GasDHW-GasDry-Tier3DEER2017 | Appl-CW-Top-GasDHW-GasDry-Tier3AnyMFm2007CZ02DEER2017 | 7874
Appl-CW-Top-GasDHW-GasDry-Tier3 | DEER2017 | D17 v3 |  | Any | MFm | 2007 | CZ03 | rDXGF | Household | 1 | 998.7 | None | 55.3 | 0.01 | 15.6 | 39.4 | 0.007 | 11.6 | 55.3 | 0.01 | 15.6 | 39.4 | 0.007 | 11.6 | DEER:Res:ClothesDishWasher | Annual | 1719 |  | Appl-CW-Top-GasDHW-GasDry-Tier3DEER2017 | Appl-CW-Top-GasDHW-GasDry-Tier3AnyMFm2007CZ03DEER2017 | 7875
Appl-CW-Top-GasDHW-GasDry-Tier3 | DEER2017 | D17 v3 |  | Any | MFm | 2007 | CZ04 | rDXGF | Household | 1 | 998.7 | None | 64.7 | 0.014 | 16.4 | 46.6 | 0.011 | 12.1 | 64.7 | 0.014 | 16.4 | 46.6 | 0.011 | 12.1 | DEER:Res:ClothesDishWasher | Annual | 1719 |  | Appl-CW-Top-GasDHW-GasDry-Tier3DEER2017 | Appl-CW-Top-GasDHW-GasDry-Tier3AnyMFm2007CZ04DEER2017 | 7876
Appl-CW-Top-GasDHW-GasDry-Tier3 | DEER2017 | D17 v3 |  | Any | MFm | 2007 | CZ05 | rDXGF | Household | 1 | 998.7 | None | 57 | 0.012 | 16 | 40.5 | 0.008 | 11.9 | 57 | 0.012 | 16 | 40.5 | 0.008 | 11.9 | DEER:Res:ClothesDishWasher | Annual | 1719 |  | Appl-CW-Top-GasDHW-GasDry-Tier3DEER2017 | Appl-CW-Top-GasDHW-GasDry-Tier3AnyMFm2007CZ05DEER2017 | 7877
Appl-CW-Top-GasDHW-GasDry-Tier3 | DEER2017 | D17 v3 |  | Any | MFm | 2007 | CZ06 | rDXGF | Household | 1 | 1206 | None | 64 | 0.015 | 16.2 | 45.7 | 0.01 | 12 | 64 | 0.015 | 16.2 | 45.7 | 0.01 | 12 | DEER:Res:ClothesDishWasher | Annual | 1719 |  | Appl-CW-Top-GasDHW-GasDry-Tier3DEER2017 | Appl-CW-Top-GasDHW-GasDry-Tier3AnyMFm2007CZ06DEER2017 | 7878
Appl-CW-Top-GasDHW-GasDry-Tier3 | DEER2017 | D17 v3 |  | Any | MFm | 2007 | CZ07 | rDXGF | Household | 1 | 1206 | None | 68.4 | 0.014 | 16.2 | 48 | 0.009 | 11.9 | 68.4 | 0.014 | 16.2 | 48 | 0.009 | 11.9 | DEER:Res:ClothesDishWasher | Annual | 1719 |  | Appl-CW-Top-GasDHW-GasDry-Tier3DEER2017 | Appl-CW-Top-GasDHW-GasDry-Tier3AnyMFm2007CZ07DEER2017 | 7879
Appl-CW-Top-GasDHW-GasDry-Tier3 | DEER2017 | D17 v3 |  | Any | MFm | 2007 | CZ08 | rDXGF | Household | 1 | 1206 | None | 68.7 | 0.014 | 16.4 | 49 | 0.01 | 12.1 | 68.7 | 0.014 | 16.4 | 49 | 0.01 | 12.1 | DEER:Res:ClothesDishWasher | Annual | 1719 |  | Appl-CW-Top-GasDHW-GasDry-Tier3DEER2017 | Appl-CW-Top-GasDHW-GasDry-Tier3AnyMFm2007CZ08DEER2017 | 7880
Appl-CW-Top-GasDHW-GasDry-Tier3 | DEER2017 | D17 v3 |  | Any | MFm | 2007 | CZ09 | rDXGF | Household | 1 | 1126.6 | None | 66 | 0.016 | 16.3 | 46.9 | 0.011 | 12 | 66 | 0.016 | 16.3 | 46.9 | 0.011 | 12 | DEER:Res:ClothesDishWasher | Annual | 1719 |  | Appl-CW-Top-GasDHW-GasDry-Tier3DEER2017 | Appl-CW-Top-GasDHW-GasDry-Tier3AnyMFm2007CZ09DEER2017 | 7881
Appl-CW-Top-GasDHW-GasDry-Tier3 | DEER2017 | D17 v3 |  | Any | MFm | 2007 | CZ10 | rDXGF | Household | 1 | 1073.2 | None | 66.4 | 0.014 | 16.4 | 47.4 | 0.01 | 12.1 | 66.4 | 0.014 | 16.4 | 47.4 | 0.01 | 12.1 | DEER:Res:ClothesDishWasher | Annual | 1719 |  | Appl-CW-Top-GasDHW-GasDry-Tier3DEER2017 | Appl-CW-Top-GasDHW-GasDry-Tier3AnyMFm2007CZ10DEER2017 | 7882
Appl-CW-Top-GasDHW-GasDry-Tier3 | DEER2017 | D17 v3 |  | Any | MFm | 2007 | CZ11 | rDXGF | Household | 1 | 1073.2 | None | 67.9 | 0.013 | 15.9 | 48.5 | 0.01 | 11.7 | 67.9 | 0.013 | 15.9 | 48.5 | 0.01 | 11.7 | DEER:Res:ClothesDishWasher | Annual | 1719 |  | Appl-CW-Top-GasDHW-GasDry-Tier3DEER2017 | Appl-CW-Top-GasDHW-GasDry-Tier3AnyMFm2007CZ11DEER2017 | 7883
Appl-CW-Top-GasDHW-GasDry-Tier3 | DEER2017 | D17 v3 |  | Any | MFm | 2007 | CZ12 | rDXGF | Household | 1 | 1073.2 | None | 66.9 | 0.014 | 16.2 | 47.7 | 0.01 | 12 | 66.9 | 0.014 | 16.2 | 47.7 | 0.01 | 12 | DEER:Res:ClothesDishWasher | Annual | 1719 |  | Appl-CW-Top-GasDHW-GasDry-Tier3DEER2017 | Appl-CW-Top-GasDHW-GasDry-Tier3AnyMFm2007CZ12DEER2017 | 7884
Appl-CW-Top-GasDHW-GasDry-Tier3 | DEER2017 | D17 v3 |  | Any | MFm | 2007 | CZ13 | rDXGF | Household | 1 | 1073.2 | None | 68.7 | 0.013 | 16 | 49 | 0.01 | 11.8 | 68.7 | 0.013 | 16 | 49 | 0.01 | 11.8 | DEER:Res:ClothesDishWasher | Annual | 1719 |  | Appl-CW-Top-GasDHW-GasDry-Tier3DEER2017 | Appl-CW-Top-GasDHW-GasDry-Tier3AnyMFm2007CZ13DEER2017 | 7885
Appl-CW-Top-GasDHW-GasDry-Tier3 | DEER2017 | D17 v3 |  | Any | MFm | 2007 | CZ14 | rDXGF | Household | 1 | 1094.6 | None | 83.8 | 0.006 | 17.1 | 49.1 | 0.01 | 11.8 | 83.8 | 0.006 | 17.1 | 49.1 | 0.01 | 11.8 | DEER:Res:ClothesDishWasher | Annual | 1719 |  | Appl-CW-Top-GasDHW-GasDry-Tier3DEER2017 | Appl-CW-Top-GasDHW-GasDry-Tier3AnyMFm2007CZ14DEER2017 | 7886
Appl-CW-Top-GasDHW-GasDry-Tier3 | DEER2017 | D17 v3 |  | Any | MFm | 2007 | CZ15 | rDXGF | Household | 1 | 1094.6 | None | 73.8 | 0.014 | 16.3 | 52.4 | 0.01 | 12 | 73.8 | 0.014 | 16.3 | 52.4 | 0.01 | 12 | DEER:Res:ClothesDishWasher | Annual | 1719 |  | Appl-CW-Top-GasDHW-GasDry-Tier3DEER2017 | Appl-CW-Top-GasDHW-GasDry-Tier3AnyMFm2007CZ15DEER2017 | 7887
Appl-CW-Top-GasDHW-GasDry-Tier3 | DEER2017 | D17 v3 |  | Any | MFm | 2007 | CZ16 | rDXGF | Household | 1 | 998.7 | None | 63.9 | 0.013 | 16.1 | 45.5 | 0.01 | 11.9 | 63.9 | 0.013 | 16.1 | 45.5 | 0.01 | 11.9 | DEER:Res:ClothesDishWasher | Annual | 1719 |  | Appl-CW-Top-GasDHW-GasDry-Tier3DEER2017 | Appl-CW-Top-GasDHW-GasDry-Tier3AnyMFm2007CZ16DEER2017 | 7888
Appl-CW-Top-GasDHW-GasDry-Tier3 | DEER2017 | D17 v3 |  | Any | MFm | 2011 | CZ01 | rDXGF | Household | 1 | 998.7 | None | 54.2 | 0.008 | 15.4 | 38.5 | 0.006 | 11.4 | 54.2 | 0.008 | 15.4 | 38.5 | 0.006 | 11.4 | DEER:Res:ClothesDishWasher | Annual | 1719 |  | Appl-CW-Top-GasDHW-GasDry-Tier3DEER2017 | Appl-CW-Top-GasDHW-GasDry-Tier3AnyMFm2011CZ01DEER2017 | 7889
Appl-CW-Top-GasDHW-GasDry-Tier3 | DEER2017 | D17 v3 |  | Any | MFm | 2011 | CZ02 | rDXGF | Household | 1 | 1073.2 | None | 63.3 | 0.016 | 16.4 | 45.2 | 0.011 | 12.1 | 63.3 | 0.016 | 16.4 | 45.2 | 0.011 | 12.1 | DEER:Res:ClothesDishWasher | Annual | 1719 |  | Appl-CW-Top-GasDHW-GasDry-Tier3DEER2017 | Appl-CW-Top-GasDHW-GasDry-Tier3AnyMFm2011CZ02DEER2017 | 7890
Appl-CW-Top-GasDHW-GasDry-Tier3 | DEER2017 | D17 v3 |  | Any | MFm | 2011 | CZ03 | rDXGF | Household | 1 | 998.7 | None | 56.2 | 0.01 | 15.9 | 39.9 | 0.007 | 11.8 | 56.2 | 0.01 | 15.9 | 39.9 | 0.007 | 11.8 | DEER:Res:ClothesDishWasher | Annual | 1719 |  | Appl-CW-Top-GasDHW-GasDry-Tier3DEER2017 | Appl-CW-Top-GasDHW-GasDry-Tier3AnyMFm2011CZ03DEER2017 | 7891
Appl-CW-Top-GasDHW-GasDry-Tier3 | DEER2017 | D17 v3 |  | Any | MFm | 2011 | CZ04 | rDXGF | Household | 1 | 998.7 | None | 65.9 | 0.014 | 16.7 | 46.5 | 0.01 | 12.3 | 65.9 | 0.014 | 16.7 | 46.5 | 0.01 | 12.3 | DEER:Res:ClothesDishWasher | Annual | 1719 |  | Appl-CW-Top-GasDHW-GasDry-Tier3DEER2017 | Appl-CW-Top-GasDHW-GasDry-Tier3AnyMFm2011CZ04DEER2017 | 7892
Appl-CW-Top-GasDHW-GasDry-Tier3 | DEER2017 | D17 v3 |  | Any | MFm | 2011 | CZ05 | rDXGF | Household | 1 | 998.7 | None | 57.8 | 0.011 | 16.1 | 41 | 0.008 | 11.9 | 57.8 | 0.011 | 16.1 | 41 | 0.008 | 11.9 | DEER:Res:ClothesDishWasher | Annual | 1719 |  | Appl-CW-Top-GasDHW-GasDry-Tier3DEER2017 | Appl-CW-Top-GasDHW-GasDry-Tier3AnyMFm2011CZ05DEER2017 | 7893
Appl-CW-Top-GasDHW-GasDry-Tier3 | DEER2017 | D17 v3 |  | Any | MFm | 2011 | CZ06 | rDXGF | Household | 1 | 1206 | None | 63.6 | 0.014 | 16.2 | 44.9 | 0.009 | 12 | 63.6 | 0.014 | 16.2 | 44.9 | 0.009 | 12 | DEER:Res:ClothesDishWasher | Annual | 1719 |  | Appl-CW-Top-GasDHW-GasDry-Tier3DEER2017 | Appl-CW-Top-GasDHW-GasDry-Tier3AnyMFm2011CZ06DEER2017 | 7894
Appl-CW-Top-GasDHW-GasDry-Tier3 | DEER2017 | D17 v3 |  | Any | MFm | 2011 | CZ07 | rDXGF | Household | 1 | 1206 | None | 71.6 | 0.014 | 16.5 | 51.2 | 0.01 | 12.2 | 71.6 | 0.014 | 16.5 | 51.2 | 0.01 | 12.2 | DEER:Res:ClothesDishWasher | Annual | 1719 |  | Appl-CW-Top-GasDHW-GasDry-Tier3DEER2017 | Appl-CW-Top-GasDHW-GasDry-Tier3AnyMFm2011CZ07DEER2017 | 7895
Appl-CW-Top-GasDHW-GasDry-Tier3 | DEER2017 | D17 v3 |  | Any | MFm | 2011 | CZ08 | rDXGF | Household | 1 | 1206 | None | 69 | 0.011 | 16.5 | 53 | 0.014 | 12.3 | 69 | 0.011 | 16.5 | 53 | 0.014 | 12.3 | DEER:Res:ClothesDishWasher | Annual | 1719 |  | Appl-CW-Top-GasDHW-GasDry-Tier3DEER2017 | Appl-CW-Top-GasDHW-GasDry-Tier3AnyMFm2011CZ08DEER2017 | 7896
Appl-CW-Top-GasDHW-GasDry-Tier3 | DEER2017 | D17 v3 |  | Any | MFm | 2011 | CZ09 | rDXGF | Household | 1 | 1126.6 | None | 67.9 | 0.016 | 16.4 | 48.4 | 0.012 | 12.1 | 67.9 | 0.016 | 16.4 | 48.4 | 0.012 | 12.1 | DEER:Res:ClothesDishWasher | Annual | 1719 |  | Appl-CW-Top-GasDHW-GasDry-Tier3DEER2017 | Appl-CW-Top-GasDHW-GasDry-Tier3AnyMFm2011CZ09DEER2017 | 7897
Appl-CW-Top-GasDHW-GasDry-Tier3 | DEER2017 | D17 v3 |  | Any | MFm | 2011 | CZ10 | rDXGF | Household | 1 | 1073.2 | None | 69.6 | 0.018 | 16.6 | 48.8 | 0.012 | 12.2 | 69.6 | 0.018 | 16.6 | 48.8 | 0.012 | 12.2 | DEER:Res:ClothesDishWasher | Annual | 1719 |  | Appl-CW-Top-GasDHW-GasDry-Tier3DEER2017 | Appl-CW-Top-GasDHW-GasDry-Tier3AnyMFm2011CZ10DEER2017 | 7898
Appl-CW-Top-GasDHW-GasDry-Tier3 | DEER2017 | D17 v3 |  | Any | MFm | 2011 | CZ11 | rDXGF | Household | 1 | 1073.2 | None | 69 | 0.014 | 16 | 48.8 | 0.009 | 11.8 | 69 | 0.014 | 16 | 48.8 | 0.009 | 11.8 | DEER:Res:ClothesDishWasher | Annual | 1719 |  | Appl-CW-Top-GasDHW-GasDry-Tier3DEER2017 | Appl-CW-Top-GasDHW-GasDry-Tier3AnyMFm2011CZ11DEER2017 | 7899
Appl-CW-Top-GasDHW-GasDry-Tier3 | DEER2017 | D17 v3 |  | Any | MFm | 2011 | CZ12 | rDXGF | Household | 1 | 1073.2 | None | 67.8 | 0.014 | 16.4 | 47.6 | 0.01 | 12 | 67.8 | 0.014 | 16.4 | 47.6 | 0.01 | 12 | DEER:Res:ClothesDishWasher | Annual | 1719 |  | Appl-CW-Top-GasDHW-GasDry-Tier3DEER2017 | Appl-CW-Top-GasDHW-GasDry-Tier3AnyMFm2011CZ12DEER2017 | 7900
Appl-CW-Top-GasDHW-GasDry-Tier3 | DEER2017 | D17 v3 |  | Any | MFm | 2011 | CZ13 | rDXGF | Household | 1 | 1073.2 | None | 69.9 | 0.014 | 16.1 | 49.9 | 0.01 | 11.9 | 69.9 | 0.014 | 16.1 | 49.9 | 0.01 | 11.9 | DEER:Res:ClothesDishWasher | Annual | 1719 |  | Appl-CW-Top-GasDHW-GasDry-Tier3DEER2017 | Appl-CW-Top-GasDHW-GasDry-Tier3AnyMFm2011CZ13DEER2017 | 7901
Appl-CW-Top-GasDHW-GasDry-Tier3 | DEER2017 | D17 v3 |  | Any | MFm | 2011 | CZ14 | rDXGF | Household | 1 | 1094.6 | None | 68.2 | 0.012 | 16 | 50.6 | 0.01 | 11.9 | 68.2 | 0.012 | 16 | 50.6 | 0.01 | 11.9 | DEER:Res:ClothesDishWasher | Annual | 1719 |  | Appl-CW-Top-GasDHW-GasDry-Tier3DEER2017 | Appl-CW-Top-GasDHW-GasDry-Tier3AnyMFm2011CZ14DEER2017 | 7902
Appl-CW-Top-GasDHW-GasDry-Tier3 | DEER2017 | D17 v3 |  | Any | MFm | 2011 | CZ15 | rDXGF | Household | 1 | 1094.6 | None | 74.3 | 0.014 | 16.3 | 53.1 | 0.01 | 12 | 74.3 | 0.014 | 16.3 | 53.1 | 0.01 | 12 | DEER:Res:ClothesDishWasher | Annual | 1719 |  | Appl-CW-Top-GasDHW-GasDry-Tier3DEER2017 | Appl-CW-Top-GasDHW-GasDry-Tier3AnyMFm2011CZ15DEER2017 | 7903
Appl-CW-Top-GasDHW-GasDry-Tier3 | DEER2017 | D17 v3 |  | Any | MFm | 2011 | CZ16 | rDXGF | Household | 1 | 998.7 | None | 64.2 | 0.013 | 16.1 | 45.6 | 0.01 | 11.9 | 64.2 | 0.013 | 16.1 | 45.6 | 0.01 | 11.9 | DEER:Res:ClothesDishWasher | Annual | 1719 |  | Appl-CW-Top-GasDHW-GasDry-Tier3DEER2017 | Appl-CW-Top-GasDHW-GasDry-Tier3AnyMFm2011CZ16DEER2017 | 7904
Appl-CW-Top-GasDHW-GasDry-Tier3 | DEER2017 | D17 v3 |  | Any | MFm | 2015 | CZ01 | rDXGF | Household | 1 | 998.7 | None | 55 | 0.009 | 15.6 | 39 | 0.006 | 11.5 | 55 | 0.009 | 15.6 | 39 | 0.006 | 11.5 | DEER:Res:ClothesDishWasher | Annual | 1719 |  | Appl-CW-Top-GasDHW-GasDry-Tier3DEER2017 | Appl-CW-Top-GasDHW-GasDry-Tier3AnyMFm2015CZ01DEER2017 | 7905
Appl-CW-Top-GasDHW-GasDry-Tier3 | DEER2017 | D17 v3 |  | Any | MFm | 2015 | CZ02 | rDXGF | Household | 1 | 1073.2 | None | 61.6 | 0.013 | 16.2 | 43.5 | 0.009 | 11.9 | 61.6 | 0.013 | 16.2 | 43.5 | 0.009 | 11.9 | DEER:Res:ClothesDishWasher | Annual | 1719 |  | Appl-CW-Top-GasDHW-GasDry-Tier3DEER2017 | Appl-CW-Top-GasDHW-GasDry-Tier3AnyMFm2015CZ02DEER2017 | 7906
Appl-CW-Top-GasDHW-GasDry-Tier3 | DEER2017 | D17 v3 |  | Any | MFm | 2015 | CZ03 | rDXGF | Household | 1 | 998.7 | None | 57.1 | 0.011 | 16.3 | 40.6 | 0.007 | 12 | 57.1 | 0.011 | 16.3 | 40.6 | 0.007 | 12 | DEER:Res:ClothesDishWasher | Annual | 1719 |  | Appl-CW-Top-GasDHW-GasDry-Tier3DEER2017 | Appl-CW-Top-GasDHW-GasDry-Tier3AnyMFm2015CZ03DEER2017 | 7907
Appl-CW-Top-GasDHW-GasDry-Tier3 | DEER2017 | D17 v3 |  | Any | MFm | 2015 | CZ04 | rDXGF | Household | 1 | 998.7 | None | 66.5 | 0.016 | 16.7 | 47.5 | 0.012 | 12.3 | 66.5 | 0.016 | 16.7 | 47.5 | 0.012 | 12.3 | DEER:Res:ClothesDishWasher | Annual | 1719 |  | Appl-CW-Top-GasDHW-GasDry-Tier3DEER2017 | Appl-CW-Top-GasDHW-GasDry-Tier3AnyMFm2015CZ04DEER2017 | 7908
Appl-CW-Top-GasDHW-GasDry-Tier3 | DEER2017 | D17 v3 |  | Any | MFm | 2015 | CZ05 | rDXGF | Household | 1 | 998.7 | None | 59.8 | 0.011 | 16.7 | 42.5 | 0.008 | 12.4 | 59.8 | 0.011 | 16.7 | 42.5 | 0.008 | 12.4 | DEER:Res:ClothesDishWasher | Annual | 1719 |  | Appl-CW-Top-GasDHW-GasDry-Tier3DEER2017 | Appl-CW-Top-GasDHW-GasDry-Tier3AnyMFm2015CZ05DEER2017 | 7909
Appl-CW-Top-GasDHW-GasDry-Tier3 | DEER2017 | D17 v3 |  | Any | MFm | 2015 | CZ06 | rDXGF | Household | 1 | 1206 | None | 63.6 | 0.015 | 16.3 | 45.1 | 0.011 | 12 | 63.6 | 0.015 | 16.3 | 45.1 | 0.011 | 12 | DEER:Res:ClothesDishWasher | Annual | 1719 |  | Appl-CW-Top-GasDHW-GasDry-Tier3DEER2017 | Appl-CW-Top-GasDHW-GasDry-Tier3AnyMFm2015CZ06DEER2017 | 7910
Appl-CW-Top-GasDHW-GasDry-Tier3 | DEER2017 | D17 v3 |  | Any | MFm | 2015 | CZ07 | rDXGF | Household | 1 | 1206 | None | 69.1 | 0.014 | 16.5 | 48.8 | 0.01 | 12.1 | 69.1 | 0.014 | 16.5 | 48.8 | 0.01 | 12.1 | DEER:Res:ClothesDishWasher | Annual | 1719 |  | Appl-CW-Top-GasDHW-GasDry-Tier3DEER2017 | Appl-CW-Top-GasDHW-GasDry-Tier3AnyMFm2015CZ07DEER2017 | 7911
Appl-CW-Top-GasDHW-GasDry-Tier3 | DEER2017 | D17 v3 |  | Any | MFm | 2015 | CZ08 | rDXGF | Household | 1 | 1206 | None | 70.1 | 0.015 | 16.6 | 50.2 | 0.011 | 12.2 | 70.1 | 0.015 | 16.6 | 50.2 | 0.011 | 12.2 | DEER:Res:ClothesDishWasher | Annual | 1719 |  | Appl-CW-Top-GasDHW-GasDry-Tier3DEER2017 | Appl-CW-Top-GasDHW-GasDry-Tier3AnyMFm2015CZ08DEER2017 | 7912
Appl-CW-Top-GasDHW-GasDry-Tier3 | DEER2017 | D17 v3 |  | Any | MFm | 2015 | CZ09 | rDXGF | Household | 1 | 1126.6 | None | 68 | 0.016 | 16.4 | 48.3 | 0.011 | 12.1 | 68 | 0.016 | 16.4 | 48.3 | 0.011 | 12.1 | DEER:Res:ClothesDishWasher | Annual | 1719 |  | Appl-CW-Top-GasDHW-GasDry-Tier3DEER2017 | Appl-CW-Top-GasDHW-GasDry-Tier3AnyMFm2015CZ09DEER2017 | 7913
Appl-CW-Top-GasDHW-GasDry-Tier3 | DEER2017 | D17 v3 |  | Any | MFm | 2015 | CZ10 | rDXGF | Household | 1 | 1073.2 | None | 67.1 | 0.015 | 16.6 | 47.7 | 0.011 | 12.2 | 67.1 | 0.015 | 16.6 | 47.7 | 0.011 | 12.2 | DEER:Res:ClothesDishWasher | Annual | 1719 |  | Appl-CW-Top-GasDHW-GasDry-Tier3DEER2017 | Appl-CW-Top-GasDHW-GasDry-Tier3AnyMFm2015CZ10DEER2017 | 7914
Appl-CW-Top-GasDHW-GasDry-Tier3 | DEER2017 | D17 v3 |  | Any | MFm | 2015 | CZ11 | rDXGF | Household | 1 | 1073.2 | None | 68.2 | 0.014 | 16.1 | 48.7 | 0.01 | 11.9 | 68.2 | 0.014 | 16.1 | 48.7 | 0.01 | 11.9 | DEER:Res:ClothesDishWasher | Annual | 1719 |  | Appl-CW-Top-GasDHW-GasDry-Tier3DEER2017 | Appl-CW-Top-GasDHW-GasDry-Tier3AnyMFm2015CZ11DEER2017 | 7915
Appl-CW-Top-GasDHW-GasDry-Tier3 | DEER2017 | D17 v3 |  | Any | MFm | 2015 | CZ12 | rDXGF | Household | 1 | 1073.2 | None | 67 | 0.015 | 16.3 | 47.4 | 0.011 | 12 | 67 | 0.015 | 16.3 | 47.4 | 0.011 | 12 | DEER:Res:ClothesDishWasher | Annual | 1719 |  | Appl-CW-Top-GasDHW-GasDry-Tier3DEER2017 | Appl-CW-Top-GasDHW-GasDry-Tier3AnyMFm2015CZ12DEER2017 | 7916
Appl-CW-Top-GasDHW-GasDry-Tier3 | DEER2017 | D17 v3 |  | Any | MFm | 2015 | CZ13 | rDXGF | Household | 1 | 1073.2 | None | 68.5 | 0.014 | 16.1 | 48.8 | 0.01 | 11.9 | 68.5 | 0.014 | 16.1 | 48.8 | 0.01 | 11.9 | DEER:Res:ClothesDishWasher | Annual | 1719 |  | Appl-CW-Top-GasDHW-GasDry-Tier3DEER2017 | Appl-CW-Top-GasDHW-GasDry-Tier3AnyMFm2015CZ13DEER2017 | 7917
Appl-CW-Top-GasDHW-GasDry-Tier3 | DEER2017 | D17 v3 |  | Any | MFm | 2015 | CZ14 | rDXGF | Household | 1 | 1094.6 | None | 71 | 0.015 | 16.1 | 49.6 | 0.01 | 11.8 | 71 | 0.015 | 16.1 | 49.6 | 0.01 | 11.8 | DEER:Res:ClothesDishWasher | Annual | 1719 |  | Appl-CW-Top-GasDHW-GasDry-Tier3DEER2017 | Appl-CW-Top-GasDHW-GasDry-Tier3AnyMFm2015CZ14DEER2017 | 7918
Appl-CW-Top-GasDHW-GasDry-Tier3 | DEER2017 | D17 v3 |  | Any | MFm | 2015 | CZ15 | rDXGF | Household | 1 | 1094.6 | None | 72.8 | 0.014 | 16.3 | 51.9 | 0.01 | 12 | 72.8 | 0.014 | 16.3 | 51.9 | 0.01 | 12 | DEER:Res:ClothesDishWasher | Annual | 1719 |  | Appl-CW-Top-GasDHW-GasDry-Tier3DEER2017 | Appl-CW-Top-GasDHW-GasDry-Tier3AnyMFm2015CZ15DEER2017 | 7919
Appl-CW-Top-GasDHW-GasDry-Tier3 | DEER2017 | D17 v3 |  | Any | MFm | 2015 | CZ16 | rDXGF | Household | 1 | 998.7 | None | 63.2 | 0.013 | 15.9 | 45 | 0.009 | 11.8 | 63.2 | 0.013 | 15.9 | 45 | 0.009 | 11.8 | DEER:Res:ClothesDishWasher | Annual | 1719 |  | Appl-CW-Top-GasDHW-GasDry-Tier3DEER2017 | Appl-CW-Top-GasDHW-GasDry-Tier3AnyMFm2015CZ16DEER2017 | 7920
Appl-CW-Top-GasDHW-GasDry-Tier3 | DEER2017 | D17 v3 |  | Any | MFm | 2017 | CZ01 | rDXGF | Household | 1 | 998.7 | None | 55.3 | 0.008 | 15.8 | 39.1 | 0.005 | 11.6 | 55.3 | 0.008 | 15.8 | 39.1 | 0.005 | 11.6 | DEER:Res:ClothesDishWasher | Annual | 1719 |  | Appl-CW-Top-GasDHW-GasDry-Tier3DEER2017 | Appl-CW-Top-GasDHW-GasDry-Tier3AnyMFm2017CZ01DEER2017 | 7921
Appl-CW-Top-GasDHW-GasDry-Tier3 | DEER2017 | D17 v3 |  | Any | MFm | 2017 | CZ02 | rDXGF | Household | 1 | 1073.2 | None | 62.1 | 0.015 | 16.3 | 44 | 0.01 | 12 | 62.1 | 0.015 | 16.3 | 44 | 0.01 | 12 | DEER:Res:ClothesDishWasher | Annual | 1719 |  | Appl-CW-Top-GasDHW-GasDry-Tier3DEER2017 | Appl-CW-Top-GasDHW-GasDry-Tier3AnyMFm2017CZ02DEER2017 | 7922
Appl-CW-Top-GasDHW-GasDry-Tier3 | DEER2017 | D17 v3 |  | Any | MFm | 2017 | CZ03 | rDXGF | Household | 1 | 998.7 | None | 56.8 | 0.011 | 16 | 40.6 | 0.008 | 12 | 56.8 | 0.011 | 16 | 40.6 | 0.008 | 12 | DEER:Res:ClothesDishWasher | Annual | 1719 |  | Appl-CW-Top-GasDHW-GasDry-Tier3DEER2017 | Appl-CW-Top-GasDHW-GasDry-Tier3AnyMFm2017CZ03DEER2017 | 7923
Appl-CW-Top-GasDHW-GasDry-Tier3 | DEER2017 | D17 v3 |  | Any | MFm | 2017 | CZ04 | rDXGF | Household | 1 | 998.7 | None | 65.3 | 0.014 | 16.8 | 46.6 | 0.01 | 12.4 | 65.3 | 0.014 | 16.8 | 46.6 | 0.01 | 12.4 | DEER:Res:ClothesDishWasher | Annual | 1719 |  | Appl-CW-Top-GasDHW-GasDry-Tier3DEER2017 | Appl-CW-Top-GasDHW-GasDry-Tier3AnyMFm2017CZ04DEER2017 | 7924
Appl-CW-Top-GasDHW-GasDry-Tier3 | DEER2017 | D17 v3 |  | Any | MFm | 2017 | CZ05 | rDXGF | Household | 1 | 998.7 | None | 60 | 0.011 | 16.8 | 43 | 0.009 | 12.4 | 60 | 0.011 | 16.8 | 43 | 0.009 | 12.4 | DEER:Res:ClothesDishWasher | Annual | 1719 |  | Appl-CW-Top-GasDHW-GasDry-Tier3DEER2017 | Appl-CW-Top-GasDHW-GasDry-Tier3AnyMFm2017CZ05DEER2017 | 7925
Appl-CW-Top-GasDHW-GasDry-Tier3 | DEER2017 | D17 v3 |  | Any | MFm | 2017 | CZ06 | rDXGF | Household | 1 | 1206 | None | 63.3 | 0.016 | 16.3 | 45.1 | 0.011 | 12 | 63.3 | 0.016 | 16.3 | 45.1 | 0.011 | 12 | DEER:Res:ClothesDishWasher | Annual | 1719 |  | Appl-CW-Top-GasDHW-GasDry-Tier3DEER2017 | Appl-CW-Top-GasDHW-GasDry-Tier3AnyMFm2017CZ06DEER2017 | 7926
Appl-CW-Top-GasDHW-GasDry-Tier3 | DEER2017 | D17 v3 |  | Any | MFm | 2017 | CZ07 | rDXGF | Household | 1 | 1206 | None | 69 | 0.013 | 16.5 | 49.2 | 0.01 | 12.1 | 69 | 0.013 | 16.5 | 49.2 | 0.01 | 12.1 | DEER:Res:ClothesDishWasher | Annual | 1719 |  | Appl-CW-Top-GasDHW-GasDry-Tier3DEER2017 | Appl-CW-Top-GasDHW-GasDry-Tier3AnyMFm2017CZ07DEER2017 | 7927
Appl-CW-Top-GasDHW-GasDry-Tier3 | DEER2017 | D17 v3 |  | Any | MFm | 2017 | CZ08 | rDXGF | Household | 1 | 1206 | None | 68.5 | 0.013 | 16.6 | 48.8 | 0.009 | 12.3 | 68.5 | 0.013 | 16.6 | 48.8 | 0.009 | 12.3 | DEER:Res:ClothesDishWasher | Annual | 1719 |  | Appl-CW-Top-GasDHW-GasDry-Tier3DEER2017 | Appl-CW-Top-GasDHW-GasDry-Tier3AnyMFm2017CZ08DEER2017 | 7928
Appl-CW-Top-GasDHW-GasDry-Tier3 | DEER2017 | D17 v3 |  | Any | MFm | 2017 | CZ09 | rDXGF | Household | 1 | 1126.6 | None | 66.4 | 0.014 | 16.5 | 47.2 | 0.01 | 12.1 | 66.4 | 0.014 | 16.5 | 47.2 | 0.01 | 12.1 | DEER:Res:ClothesDishWasher | Annual | 1719 |  | Appl-CW-Top-GasDHW-GasDry-Tier3DEER2017 | Appl-CW-Top-GasDHW-GasDry-Tier3AnyMFm2017CZ09DEER2017 | 7929
Appl-CW-Top-GasDHW-GasDry-Tier3 | DEER2017 | D17 v3 |  | Any | MFm | 2017 | CZ10 | rDXGF | Household | 1 | 1073.2 | None | 67.5 | 0.014 | 16.7 | 48.1 | 0.01 | 12.3 | 67.5 | 0.014 | 16.7 | 48.1 | 0.01 | 12.3 | DEER:Res:ClothesDishWasher | Annual | 1719 |  | Appl-CW-Top-GasDHW-GasDry-Tier3DEER2017 | Appl-CW-Top-GasDHW-GasDry-Tier3AnyMFm2017CZ10DEER2017 | 7930
Appl-CW-Top-GasDHW-GasDry-Tier3 | DEER2017 | D17 v3 |  | Any | MFm | 2017 | CZ11 | rDXGF | Household | 1 | 1073.2 | None | 66.4 | 0.012 | 16.1 | 46.4 | 0.008 | 11.8 | 66.4 | 0.012 | 16.1 | 46.4 | 0.008 | 11.8 | DEER:Res:ClothesDishWasher | Annual | 1719 |  | Appl-CW-Top-GasDHW-GasDry-Tier3DEER2017 | Appl-CW-Top-GasDHW-GasDry-Tier3AnyMFm2017CZ11DEER2017 | 7931
Appl-CW-Top-GasDHW-GasDry-Tier3 | DEER2017 | D17 v3 |  | Any | MFm | 2017 | CZ12 | rDXGF | Household | 1 | 1073.2 | None | 66.3 | 0.014 | 16.3 | 47.1 | 0.01 | 12.1 | 66.3 | 0.014 | 16.3 | 47.1 | 0.01 | 12.1 | DEER:Res:ClothesDishWasher | Annual | 1719 |  | Appl-CW-Top-GasDHW-GasDry-Tier3DEER2017 | Appl-CW-Top-GasDHW-GasDry-Tier3AnyMFm2017CZ12DEER2017 | 7932
Appl-CW-Top-GasDHW-GasDry-Tier3 | DEER2017 | D17 v3 |  | Any | MFm | 2017 | CZ13 | rDXGF | Household | 1 | 1073.2 | None | 69.6 | 0.015 | 16.2 | 49.9 | 0.011 | 11.9 | 69.6 | 0.015 | 16.2 | 49.9 | 0.011 | 11.9 | DEER:Res:ClothesDishWasher | Annual | 1719 |  | Appl-CW-Top-GasDHW-GasDry-Tier3DEER2017 | Appl-CW-Top-GasDHW-GasDry-Tier3AnyMFm2017CZ13DEER2017 | 7933
Appl-CW-Top-GasDHW-GasDry-Tier3 | DEER2017 | D17 v3 |  | Any | MFm | 2017 | CZ14 | rDXGF | Household | 1 | 1094.6 | None | 70.7 | 0.014 | 16.1 | 49.8 | 0.01 | 11.9 | 70.7 | 0.014 | 16.1 | 49.8 | 0.01 | 11.9 | DEER:Res:ClothesDishWasher | Annual | 1719 |  | Appl-CW-Top-GasDHW-GasDry-Tier3DEER2017 | Appl-CW-Top-GasDHW-GasDry-Tier3AnyMFm2017CZ14DEER2017 | 7934
Appl-CW-Top-GasDHW-GasDry-Tier3 | DEER2017 | D17 v3 |  | Any | MFm | 2017 | CZ15 | rDXGF | Household | 1 | 1094.6 | None | 71.9 | 0.013 | 16.3 | 51.3 | 0.01 | 12 | 71.9 | 0.013 | 16.3 | 51.3 | 0.01 | 12 | DEER:Res:ClothesDishWasher | Annual | 1719 |  | Appl-CW-Top-GasDHW-GasDry-Tier3DEER2017 | Appl-CW-Top-GasDHW-GasDry-Tier3AnyMFm2017CZ15DEER2017 | 7935
Appl-CW-Top-GasDHW-GasDry-Tier3 | DEER2017 | D17 v3 |  | Any | MFm | 2017 | CZ16 | rDXGF | Household | 1 | 998.7 | None | 63.1 | 0.013 | 16 | 44.9 | 0.009 | 11.8 | 63.1 | 0.013 | 16 | 44.9 | 0.009 | 11.8 | DEER:Res:ClothesDishWasher | Annual | 1719 |  | Appl-CW-Top-GasDHW-GasDry-Tier3DEER2017 | Appl-CW-Top-GasDHW-GasDry-Tier3AnyMFm2017CZ16DEER2017 | 7936
Appl-CW-Top-GasDHW-GasDry-Tier3 | DEER2017 | D17 v3 |  | Any | SFm | 1975 | CZ01 | rDXGF | Household | 1 | 1591 | None | 66.7 | 0.01 | 18.3 | 47.4 | 0.007 | 13.6 | 66.7 | 0.01 | 18.3 | 47.4 | 0.007 | 13.6 | DEER:Res:ClothesDishWasher | Annual | 1719 |  | Appl-CW-Top-GasDHW-GasDry-Tier3DEER2017 | Appl-CW-Top-GasDHW-GasDry-Tier3AnySFm1975CZ01DEER2017 | 7937
Appl-CW-Top-GasDHW-GasDry-Tier3 | DEER2017 | D17 v3 |  | Any | SFm | 1975 | CZ02 | rDXGF | Household | 1 | 1591 | None | 77 | 0.036 | 18.2 | 54.2 | 0.025 | 13.5 | 77 | 0.036 | 18.2 | 54.2 | 0.025 | 13.5 | DEER:Res:ClothesDishWasher | Annual | 1719 |  | Appl-CW-Top-GasDHW-GasDry-Tier3DEER2017 | Appl-CW-Top-GasDHW-GasDry-Tier3AnySFm1975CZ02DEER2017 | 7938
Appl-CW-Top-GasDHW-GasDry-Tier3 | DEER2017 | D17 v3 |  | Any | SFm | 1975 | CZ03 | rDXGF | Household | 1 | 1591 | None | 71.3 | 0.032 | 18.4 | 50.5 | 0.023 | 13.6 | 71.3 | 0.032 | 18.4 | 50.5 | 0.023 | 13.6 | DEER:Res:ClothesDishWasher | Annual | 1719 |  | Appl-CW-Top-GasDHW-GasDry-Tier3DEER2017 | Appl-CW-Top-GasDHW-GasDry-Tier3AnySFm1975CZ03DEER2017 | 7939
Appl-CW-Top-GasDHW-GasDry-Tier3 | DEER2017 | D17 v3 |  | Any | SFm | 1975 | CZ04 | rDXGF | Household | 1 | 1591 | None | 80.8 | 0.033 | 19 | 57.6 | 0.025 | 14 | 80.8 | 0.033 | 19 | 57.6 | 0.025 | 14 | DEER:Res:ClothesDishWasher | Annual | 1719 |  | Appl-CW-Top-GasDHW-GasDry-Tier3DEER2017 | Appl-CW-Top-GasDHW-GasDry-Tier3AnySFm1975CZ04DEER2017 | 7940
Appl-CW-Top-GasDHW-GasDry-Tier3 | DEER2017 | D17 v3 |  | Any | SFm | 1975 | CZ05 | rDXGF | Household | 1 | 1591 | None | 69.1 | 0.028 | 17.7 | 49.1 | 0.02 | 13.1 | 69.1 | 0.028 | 17.7 | 49.1 | 0.02 | 13.1 | DEER:Res:ClothesDishWasher | Annual | 1719 |  | Appl-CW-Top-GasDHW-GasDry-Tier3DEER2017 | Appl-CW-Top-GasDHW-GasDry-Tier3AnySFm1975CZ05DEER2017 | 7941
Appl-CW-Top-GasDHW-GasDry-Tier3 | DEER2017 | D17 v3 |  | Any | SFm | 1975 | CZ06 | rDXGF | Household | 1 | 1528 | None | 82.9 | 0.028 | 19.5 | 59.6 | 0.02 | 14.4 | 82.9 | 0.028 | 19.5 | 59.6 | 0.02 | 14.4 | DEER:Res:ClothesDishWasher | Annual | 1719 |  | Appl-CW-Top-GasDHW-GasDry-Tier3DEER2017 | Appl-CW-Top-GasDHW-GasDry-Tier3AnySFm1975CZ06DEER2017 | 7942
Appl-CW-Top-GasDHW-GasDry-Tier3 | DEER2017 | D17 v3 |  | Any | SFm | 1975 | CZ07 | rDXGF | Household | 1 | 1528 | None | 81.3 | 0.025 | 19.2 | 57.4 | 0.017 | 14.2 | 81.3 | 0.025 | 19.2 | 57.4 | 0.017 | 14.2 | DEER:Res:ClothesDishWasher | Annual | 1719 |  | Appl-CW-Top-GasDHW-GasDry-Tier3DEER2017 | Appl-CW-Top-GasDHW-GasDry-Tier3AnySFm1975CZ07DEER2017 | 7943
Appl-CW-Top-GasDHW-GasDry-Tier3 | DEER2017 | D17 v3 |  | Any | SFm | 1975 | CZ08 | rDXGF | Household | 1 | 1528 | None | 87.3 | 0.028 | 19.4 | 61.8 | 0.02 | 14.3 | 87.3 | 0.028 | 19.4 | 61.8 | 0.02 | 14.3 | DEER:Res:ClothesDishWasher | Annual | 1719 |  | Appl-CW-Top-GasDHW-GasDry-Tier3DEER2017 | Appl-CW-Top-GasDHW-GasDry-Tier3AnySFm1975CZ08DEER2017 | 7944
Appl-CW-Top-GasDHW-GasDry-Tier3 | DEER2017 | D17 v3 |  | Any | SFm | 1975 | CZ09 | rDXGF | Household | 1 | 1636 | None | 90.8 | 0.022 | 19.1 | 65.3 | 0.015 | 14.1 | 90.8 | 0.022 | 19.1 | 65.3 | 0.015 | 14.1 | DEER:Res:ClothesDishWasher | Annual | 1719 |  | Appl-CW-Top-GasDHW-GasDry-Tier3DEER2017 | Appl-CW-Top-GasDHW-GasDry-Tier3AnySFm1975CZ09DEER2017 | 7945
Appl-CW-Top-GasDHW-GasDry-Tier3 | DEER2017 | D17 v3 |  | Any | SFm | 1975 | CZ10 | rDXGF | Household | 1 | 1636 | None | 86.1 | 0.033 | 18.6 | 61.3 | 0.024 | 13.7 | 86.1 | 0.033 | 18.6 | 61.3 | 0.024 | 13.7 | DEER:Res:ClothesDishWasher | Annual | 1719 |  | Appl-CW-Top-GasDHW-GasDry-Tier3DEER2017 | Appl-CW-Top-GasDHW-GasDry-Tier3AnySFm1975CZ10DEER2017 | 7946
Appl-CW-Top-GasDHW-GasDry-Tier3 | DEER2017 | D17 v3 |  | Any | SFm | 1975 | CZ11 | rDXGF | Household | 1 | 1528 | None | 90.2 | 0.031 | 18.6 | 64.3 | 0.022 | 13.7 | 90.2 | 0.031 | 18.6 | 64.3 | 0.022 | 13.7 | DEER:Res:ClothesDishWasher | Annual | 1719 |  | Appl-CW-Top-GasDHW-GasDry-Tier3DEER2017 | Appl-CW-Top-GasDHW-GasDry-Tier3AnySFm1975CZ11DEER2017 | 7947
Appl-CW-Top-GasDHW-GasDry-Tier3 | DEER2017 | D17 v3 |  | Any | SFm | 1975 | CZ12 | rDXGF | Household | 1 | 1528 | None | 84.6 | 0.031 | 18.6 | 60.4 | 0.022 | 13.7 | 84.6 | 0.031 | 18.6 | 60.4 | 0.022 | 13.7 | DEER:Res:ClothesDishWasher | Annual | 1719 |  | Appl-CW-Top-GasDHW-GasDry-Tier3DEER2017 | Appl-CW-Top-GasDHW-GasDry-Tier3AnySFm1975CZ12DEER2017 | 7948
Appl-CW-Top-GasDHW-GasDry-Tier3 | DEER2017 | D17 v3 |  | Any | SFm | 1975 | CZ13 | rDXGF | Household | 1 | 1528 | None | 91.1 | 0.029 | 18.2 | 64.8 | 0.021 | 13.4 | 91.1 | 0.029 | 18.2 | 64.8 | 0.021 | 13.4 | DEER:Res:ClothesDishWasher | Annual | 1719 |  | Appl-CW-Top-GasDHW-GasDry-Tier3DEER2017 | Appl-CW-Top-GasDHW-GasDry-Tier3AnySFm1975CZ13DEER2017 | 7949
Appl-CW-Top-GasDHW-GasDry-Tier3 | DEER2017 | D17 v3 |  | Any | SFm | 1975 | CZ14 | rDXGF | Household | 1 | 1555 | None | 95.7 | 0.024 | 18.7 | 67.7 | 0.017 | 13.8 | 95.7 | 0.024 | 18.7 | 67.7 | 0.017 | 13.8 | DEER:Res:ClothesDishWasher | Annual | 1719 |  | Appl-CW-Top-GasDHW-GasDry-Tier3DEER2017 | Appl-CW-Top-GasDHW-GasDry-Tier3AnySFm1975CZ14DEER2017 | 7950
Appl-CW-Top-GasDHW-GasDry-Tier3 | DEER2017 | D17 v3 |  | Any | SFm | 1975 | CZ15 | rDXGF | Household | 1 | 1555 | None | 102 | 0.022 | 19.5 | 73.1 | 0.016 | 14.4 | 102 | 0.022 | 19.5 | 73.1 | 0.016 | 14.4 | DEER:Res:ClothesDishWasher | Annual | 1719 |  | Appl-CW-Top-GasDHW-GasDry-Tier3DEER2017 | Appl-CW-Top-GasDHW-GasDry-Tier3AnySFm1975CZ15DEER2017 | 7951
Appl-CW-Top-GasDHW-GasDry-Tier3 | DEER2017 | D17 v3 |  | Any | SFm | 1975 | CZ16 | rDXGF | Household | 1 | 1591 | None | 83.9 | 0.024 | 18.9 | 59.6 | 0.017 | 14 | 83.9 | 0.024 | 18.9 | 59.6 | 0.017 | 14 | DEER:Res:ClothesDishWasher | Annual | 1719 |  | Appl-CW-Top-GasDHW-GasDry-Tier3DEER2017 | Appl-CW-Top-GasDHW-GasDry-Tier3AnySFm1975CZ16DEER2017 | 7952
Appl-CW-Top-GasDHW-GasDry-Tier3 | DEER2017 | D17 v3 |  | Any | SFm | 1985 | CZ01 | rDXGF | Household | 1 | 1904 | None | 65.2 | 0.009 | 16.9 | 46.3 | 0.007 | 12.6 | 65.2 | 0.009 | 16.9 | 46.3 | 0.007 | 12.6 | DEER:Res:ClothesDishWasher | Annual | 1719 |  | Appl-CW-Top-GasDHW-GasDry-Tier3DEER2017 | Appl-CW-Top-GasDHW-GasDry-Tier3AnySFm1985CZ01DEER2017 | 7953
Appl-CW-Top-GasDHW-GasDry-Tier3 | DEER2017 | D17 v3 |  | Any | SFm | 1985 | CZ02 | rDXGF | Household | 1 | 1904 | None | 75 | 0.027 | 17.3 | 53.2 | 0.019 | 12.8 | 75 | 0.027 | 17.3 | 53.2 | 0.019 | 12.8 | DEER:Res:ClothesDishWasher | Annual | 1719 |  | Appl-CW-Top-GasDHW-GasDry-Tier3DEER2017 | Appl-CW-Top-GasDHW-GasDry-Tier3AnySFm1985CZ02DEER2017 | 7954
Appl-CW-Top-GasDHW-GasDry-Tier3 | DEER2017 | D17 v3 |  | Any | SFm | 1985 | CZ03 | rDXGF | Household | 1 | 1904 | None | 70.8 | 0.028 | 17 | 50.5 | 0.02 | 12.6 | 70.8 | 0.028 | 17 | 50.5 | 0.02 | 12.6 | DEER:Res:ClothesDishWasher | Annual | 1719 |  | Appl-CW-Top-GasDHW-GasDry-Tier3DEER2017 | Appl-CW-Top-GasDHW-GasDry-Tier3AnySFm1985CZ03DEER2017 | 7955
Appl-CW-Top-GasDHW-GasDry-Tier3 | DEER2017 | D17 v3 |  | Any | SFm | 1985 | CZ04 | rDXGF | Household | 1 | 1904 | None | 83.3 | 0.032 | 18.1 | 58.8 | 0.023 | 13.4 | 83.3 | 0.032 | 18.1 | 58.8 | 0.023 | 13.4 | DEER:Res:ClothesDishWasher | Annual | 1719 |  | Appl-CW-Top-GasDHW-GasDry-Tier3DEER2017 | Appl-CW-Top-GasDHW-GasDry-Tier3AnySFm1985CZ04DEER2017 | 7956
Appl-CW-Top-GasDHW-GasDry-Tier3 | DEER2017 | D17 v3 |  | Any | SFm | 1985 | CZ05 | rDXGF | Household | 1 | 1904 | None | 69.5 | 0.031 | 16.6 | 49.4 | 0.022 | 12.3 | 69.5 | 0.031 | 16.6 | 49.4 | 0.022 | 12.3 | DEER:Res:ClothesDishWasher | Annual | 1719 |  | Appl-CW-Top-GasDHW-GasDry-Tier3DEER2017 | Appl-CW-Top-GasDHW-GasDry-Tier3AnySFm1985CZ05DEER2017 | 7957
Appl-CW-Top-GasDHW-GasDry-Tier3 | DEER2017 | D17 v3 |  | Any | SFm | 1985 | CZ06 | rDXGF | Household | 1 | 2064 | None | 83.2 | 0.03 | 19 | 58.3 | 0.025 | 14 | 83.2 | 0.03 | 19 | 58.3 | 0.025 | 14 | DEER:Res:ClothesDishWasher | Annual | 1719 |  | Appl-CW-Top-GasDHW-GasDry-Tier3DEER2017 | Appl-CW-Top-GasDHW-GasDry-Tier3AnySFm1985CZ06DEER2017 | 7958
Appl-CW-Top-GasDHW-GasDry-Tier3 | DEER2017 | D17 v3 |  | Any | SFm | 1985 | CZ07 | rDXGF | Household | 1 | 2064 | None | 84.3 | 0.027 | 19.1 | 59.7 | 0.019 | 14.1 | 84.3 | 0.027 | 19.1 | 59.7 | 0.019 | 14.1 | DEER:Res:ClothesDishWasher | Annual | 1719 |  | Appl-CW-Top-GasDHW-GasDry-Tier3DEER2017 | Appl-CW-Top-GasDHW-GasDry-Tier3AnySFm1985CZ07DEER2017 | 7959
Appl-CW-Top-GasDHW-GasDry-Tier3 | DEER2017 | D17 v3 |  | Any | SFm | 1985 | CZ08 | rDXGF | Household | 1 | 2064 | None | 91.3 | 0.02 | 19 | 63.8 | 0.014 | 14 | 91.3 | 0.02 | 19 | 63.8 | 0.014 | 14 | DEER:Res:ClothesDishWasher | Annual | 1719 |  | Appl-CW-Top-GasDHW-GasDry-Tier3DEER2017 | Appl-CW-Top-GasDHW-GasDry-Tier3AnySFm1985CZ08DEER2017 | 7960
Appl-CW-Top-GasDHW-GasDry-Tier3 | DEER2017 | D17 v3 |  | Any | SFm | 1985 | CZ09 | rDXGF | Household | 1 | 1811 | None | 90.6 | 0.024 | 18.9 | 65.1 | 0.018 | 14 | 90.6 | 0.024 | 18.9 | 65.1 | 0.018 | 14 | DEER:Res:ClothesDishWasher | Annual | 1719 |  | Appl-CW-Top-GasDHW-GasDry-Tier3DEER2017 | Appl-CW-Top-GasDHW-GasDry-Tier3AnySFm1985CZ09DEER2017 | 7961
Appl-CW-Top-GasDHW-GasDry-Tier3 | DEER2017 | D17 v3 |  | Any | SFm | 1985 | CZ10 | rDXGF | Household | 1 | 1811 | None | 89 | 0.029 | 18.5 | 63.6 | 0.02 | 13.7 | 89 | 0.029 | 18.5 | 63.6 | 0.02 | 13.7 | DEER:Res:ClothesDishWasher | Annual | 1719 |  | Appl-CW-Top-GasDHW-GasDry-Tier3DEER2017 | Appl-CW-Top-GasDHW-GasDry-Tier3AnySFm1985CZ10DEER2017 | 7962
Appl-CW-Top-GasDHW-GasDry-Tier3 | DEER2017 | D17 v3 |  | Any | SFm | 1985 | CZ11 | rDXGF | Household | 1 | 1704 | None | 90.9 | 0.027 | 17.6 | 64 | 0.019 | 13 | 90.9 | 0.027 | 17.6 | 64 | 0.019 | 13 | DEER:Res:ClothesDishWasher | Annual | 1719 |  | Appl-CW-Top-GasDHW-GasDry-Tier3DEER2017 | Appl-CW-Top-GasDHW-GasDry-Tier3AnySFm1985CZ11DEER2017 | 7963
Appl-CW-Top-GasDHW-GasDry-Tier3 | DEER2017 | D17 v3 |  | Any | SFm | 1985 | CZ12 | rDXGF | Household | 1 | 1704 | None | 84 | 0.033 | 17.8 | 59.9 | 0.022 | 13.2 | 84 | 0.033 | 17.8 | 59.9 | 0.022 | 13.2 | DEER:Res:ClothesDishWasher | Annual | 1719 |  | Appl-CW-Top-GasDHW-GasDry-Tier3DEER2017 | Appl-CW-Top-GasDHW-GasDry-Tier3AnySFm1985CZ12DEER2017 | 7964
Appl-CW-Top-GasDHW-GasDry-Tier3 | DEER2017 | D17 v3 |  | Any | SFm | 1985 | CZ13 | rDXGF | Household | 1 | 1704 | None | 91.8 | 0.027 | 17.7 | 66.2 | 0.019 | 13 | 91.8 | 0.027 | 17.7 | 66.2 | 0.019 | 13 | DEER:Res:ClothesDishWasher | Annual | 1719 |  | Appl-CW-Top-GasDHW-GasDry-Tier3DEER2017 | Appl-CW-Top-GasDHW-GasDry-Tier3AnySFm1985CZ13DEER2017 | 7965
Appl-CW-Top-GasDHW-GasDry-Tier3 | DEER2017 | D17 v3 |  | Any | SFm | 1985 | CZ14 | rDXGF | Household | 1 | 1741 | None | 95.5 | 0.022 | 17.8 | 68 | 0.016 | 13.2 | 95.5 | 0.022 | 17.8 | 68 | 0.016 | 13.2 | DEER:Res:ClothesDishWasher | Annual | 1719 |  | Appl-CW-Top-GasDHW-GasDry-Tier3DEER2017 | Appl-CW-Top-GasDHW-GasDry-Tier3AnySFm1985CZ14DEER2017 | 7966
Appl-CW-Top-GasDHW-GasDry-Tier3 | DEER2017 | D17 v3 |  | Any | SFm | 1985 | CZ15 | rDXGF | Household | 1 | 1741 | None | 104 | 0.023 | 19.3 | 74 | 0.017 | 14.2 | 104 | 0.023 | 19.3 | 74 | 0.017 | 14.2 | DEER:Res:ClothesDishWasher | Annual | 1719 |  | Appl-CW-Top-GasDHW-GasDry-Tier3DEER2017 | Appl-CW-Top-GasDHW-GasDry-Tier3AnySFm1985CZ15DEER2017 | 7967
Appl-CW-Top-GasDHW-GasDry-Tier3 | DEER2017 | D17 v3 |  | Any | SFm | 1985 | CZ16 | rDXGF | Household | 1 | 1904 | None | 82.8 | 0.027 | 18.1 | 58.9 | 0.019 | 13.4 | 82.8 | 0.027 | 18.1 | 58.9 | 0.019 | 13.4 | DEER:Res:ClothesDishWasher | Annual | 1719 |  | Appl-CW-Top-GasDHW-GasDry-Tier3DEER2017 | Appl-CW-Top-GasDHW-GasDry-Tier3AnySFm1985CZ16DEER2017 | 7968
Appl-CW-Top-GasDHW-GasDry-Tier3 | DEER2017 | D17 v3 |  | Any | SFm | 1996 | CZ01 | rDXGF | Household | 1 | 2193 | None | 67.3 | 0.01 | 19 | 47.8 | 0.007 | 14.1 | 67.3 | 0.01 | 19 | 47.8 | 0.007 | 14.1 | DEER:Res:ClothesDishWasher | Annual | 1719 |  | Appl-CW-Top-GasDHW-GasDry-Tier3DEER2017 | Appl-CW-Top-GasDHW-GasDry-Tier3AnySFm1996CZ01DEER2017 | 7969
Appl-CW-Top-GasDHW-GasDry-Tier3 | DEER2017 | D17 v3 |  | Any | SFm | 1996 | CZ02 | rDXGF | Household | 1 | 2193 | None | 79 | 0.033 | 18.7 | 55.2 | 0.021 | 13.9 | 79 | 0.033 | 18.7 | 55.2 | 0.021 | 13.9 | DEER:Res:ClothesDishWasher | Annual | 1719 |  | Appl-CW-Top-GasDHW-GasDry-Tier3DEER2017 | Appl-CW-Top-GasDHW-GasDry-Tier3AnySFm1996CZ02DEER2017 | 7970
Appl-CW-Top-GasDHW-GasDry-Tier3 | DEER2017 | D17 v3 |  | Any | SFm | 1996 | CZ03 | rDXGF | Household | 1 | 2193 | None | 71.1 | 0.019 | 18.5 | 50.7 | 0.012 | 13.7 | 71.1 | 0.019 | 18.5 | 50.7 | 0.012 | 13.7 | DEER:Res:ClothesDishWasher | Annual | 1719 |  | Appl-CW-Top-GasDHW-GasDry-Tier3DEER2017 | Appl-CW-Top-GasDHW-GasDry-Tier3AnySFm1996CZ03DEER2017 | 7971
Appl-CW-Top-GasDHW-GasDry-Tier3 | DEER2017 | D17 v3 |  | Any | SFm | 1996 | CZ04 | rDXGF | Household | 1 | 2193 | None | 81.3 | 0.03 | 18.8 | 58.3 | 0.022 | 13.9 | 81.3 | 0.03 | 18.8 | 58.3 | 0.022 | 13.9 | DEER:Res:ClothesDishWasher | Annual | 1719 |  | Appl-CW-Top-GasDHW-GasDry-Tier3DEER2017 | Appl-CW-Top-GasDHW-GasDry-Tier3AnySFm1996CZ04DEER2017 | 7972
Appl-CW-Top-GasDHW-GasDry-Tier3 | DEER2017 | D17 v3 |  | Any | SFm | 1996 | CZ05 | rDXGF | Household | 1 | 2193 | None | 68.9 | 0.025 | 16.8 | 48.8 | 0.018 | 12.5 | 68.9 | 0.025 | 16.8 | 48.8 | 0.018 | 12.5 | DEER:Res:ClothesDishWasher | Annual | 1719 |  | Appl-CW-Top-GasDHW-GasDry-Tier3DEER2017 | Appl-CW-Top-GasDHW-GasDry-Tier3AnySFm1996CZ05DEER2017 | 7973
Appl-CW-Top-GasDHW-GasDry-Tier3 | DEER2017 | D17 v3 |  | Any | SFm | 1996 | CZ06 | rDXGF | Household | 1 | 2297 | None | 80.8 | 0.03 | 19.4 | 58.3 | 0.02 | 14.3 | 80.8 | 0.03 | 19.4 | 58.3 | 0.02 | 14.3 | DEER:Res:ClothesDishWasher | Annual | 1719 |  | Appl-CW-Top-GasDHW-GasDry-Tier3DEER2017 | Appl-CW-Top-GasDHW-GasDry-Tier3AnySFm1996CZ06DEER2017 | 7974
Appl-CW-Top-GasDHW-GasDry-Tier3 | DEER2017 | D17 v3 |  | Any | SFm | 1996 | CZ07 | rDXGF | Household | 1 | 2297 | None | 92 | 0.061 | 22.1 | 64.2 | 0.041 | 15.3 | 92 | 0.061 | 22.1 | 64.2 | 0.041 | 15.3 | DEER:Res:ClothesDishWasher | Annual | 1719 |  | Appl-CW-Top-GasDHW-GasDry-Tier3DEER2017 | Appl-CW-Top-GasDHW-GasDry-Tier3AnySFm1996CZ07DEER2017 | 7975
Appl-CW-Top-GasDHW-GasDry-Tier3 | DEER2017 | D17 v3 |  | Any | SFm | 1996 | CZ08 | rDXGF | Household | 1 | 2297 | None | 88.9 | 0.019 | 19.6 | 63.7 | 0.012 | 14.5 | 88.9 | 0.019 | 19.6 | 63.7 | 0.012 | 14.5 | DEER:Res:ClothesDishWasher | Annual | 1719 |  | Appl-CW-Top-GasDHW-GasDry-Tier3DEER2017 | Appl-CW-Top-GasDHW-GasDry-Tier3AnySFm1996CZ08DEER2017 | 7976
Appl-CW-Top-GasDHW-GasDry-Tier3 | DEER2017 | D17 v3 |  | Any | SFm | 1996 | CZ09 | rDXGF | Household | 1 | 2186 | None | 91.3 | 0.02 | 19.4 | 66 | 0.014 | 14.3 | 91.3 | 0.02 | 19.4 | 66 | 0.014 | 14.3 | DEER:Res:ClothesDishWasher | Annual | 1719 |  | Appl-CW-Top-GasDHW-GasDry-Tier3DEER2017 | Appl-CW-Top-GasDHW-GasDry-Tier3AnySFm1996CZ09DEER2017 | 7977
Appl-CW-Top-GasDHW-GasDry-Tier3 | DEER2017 | D17 v3 |  | Any | SFm | 1996 | CZ10 | rDXGF | Household | 1 | 2186 | None | 92.3 | 0.023 | 18.8 | 66 | 0.017 | 13.9 | 92.3 | 0.023 | 18.8 | 66 | 0.017 | 13.9 | DEER:Res:ClothesDishWasher | Annual | 1719 |  | Appl-CW-Top-GasDHW-GasDry-Tier3DEER2017 | Appl-CW-Top-GasDHW-GasDry-Tier3AnySFm1996CZ10DEER2017 | 7978
Appl-CW-Top-GasDHW-GasDry-Tier3 | DEER2017 | D17 v3 |  | Any | SFm | 1996 | CZ11 | rDXGF | Household | 1 | 2032 | None | 90.3 | 0.027 | 18.3 | 64.5 | 0.019 | 13.6 | 90.3 | 0.027 | 18.3 | 64.5 | 0.019 | 13.6 | DEER:Res:ClothesDishWasher | Annual | 1719 |  | Appl-CW-Top-GasDHW-GasDry-Tier3DEER2017 | Appl-CW-Top-GasDHW-GasDry-Tier3AnySFm1996CZ11DEER2017 | 7979
Appl-CW-Top-GasDHW-GasDry-Tier3 | DEER2017 | D17 v3 |  | Any | SFm | 1996 | CZ12 | rDXGF | Household | 1 | 2032 | None | 86.7 | 0.036 | 18.6 | 61.6 | 0.021 | 13.8 | 86.7 | 0.036 | 18.6 | 61.6 | 0.021 | 13.8 | DEER:Res:ClothesDishWasher | Annual | 1719 |  | Appl-CW-Top-GasDHW-GasDry-Tier3DEER2017 | Appl-CW-Top-GasDHW-GasDry-Tier3AnySFm1996CZ12DEER2017 | 7980
Appl-CW-Top-GasDHW-GasDry-Tier3 | DEER2017 | D17 v3 |  | Any | SFm | 1996 | CZ13 | rDXGF | Household | 1 | 2032 | None | 91.8 | 0.027 | 18.1 | 65.5 | 0.019 | 13.4 | 91.8 | 0.027 | 18.1 | 65.5 | 0.019 | 13.4 | DEER:Res:ClothesDishWasher | Annual | 1719 |  | Appl-CW-Top-GasDHW-GasDry-Tier3DEER2017 | Appl-CW-Top-GasDHW-GasDry-Tier3AnySFm1996CZ13DEER2017 | 7981
Appl-CW-Top-GasDHW-GasDry-Tier3 | DEER2017 | D17 v3 |  | Any | SFm | 1996 | CZ14 | rDXGF | Household | 1 | 1758 | None | 93.8 | 0.021 | 18.3 | 67.2 | 0.014 | 13.5 | 93.8 | 0.021 | 18.3 | 67.2 | 0.014 | 13.5 | DEER:Res:ClothesDishWasher | Annual | 1719 |  | Appl-CW-Top-GasDHW-GasDry-Tier3DEER2017 | Appl-CW-Top-GasDHW-GasDry-Tier3AnySFm1996CZ14DEER2017 | 7982
Appl-CW-Top-GasDHW-GasDry-Tier3 | DEER2017 | D17 v3 |  | Any | SFm | 1996 | CZ15 | rDXGF | Household | 1 | 1758 | None | 105 | 0.022 | 19.4 | 75.2 | 0.016 | 14.3 | 105 | 0.022 | 19.4 | 75.2 | 0.016 | 14.3 | DEER:Res:ClothesDishWasher | Annual | 1719 |  | Appl-CW-Top-GasDHW-GasDry-Tier3DEER2017 | Appl-CW-Top-GasDHW-GasDry-Tier3AnySFm1996CZ15DEER2017 | 7983
Appl-CW-Top-GasDHW-GasDry-Tier3 | DEER2017 | D17 v3 |  | Any | SFm | 1996 | CZ16 | rDXGF | Household | 1 | 2193 | None | 84.3 | 0.025 | 19.8 | 60.3 | 0.017 | 14.6 | 84.3 | 0.025 | 19.8 | 60.3 | 0.017 | 14.6 | DEER:Res:ClothesDishWasher | Annual | 1719 |  | Appl-CW-Top-GasDHW-GasDry-Tier3DEER2017 | Appl-CW-Top-GasDHW-GasDry-Tier3AnySFm1996CZ16DEER2017 | 7984
Appl-CW-Top-GasDHW-GasDry-Tier3 | DEER2017 | D17 v3 |  | Any | SFm | 2003 | CZ01 | rDXGF | Household | 1 | 2295.6 | None | 67 | 0.01 | 18.7 | 47.6 | 0.007 | 13.8 | 67 | 0.01 | 18.7 | 47.6 | 0.007 | 13.8 | DEER:Res:ClothesDishWasher | Annual | 1719 |  | Appl-CW-Top-GasDHW-GasDry-Tier3DEER2017 | Appl-CW-Top-GasDHW-GasDry-Tier3AnySFm2003CZ01DEER2017 | 7985
Appl-CW-Top-GasDHW-GasDry-Tier3 | DEER2017 | D17 v3 |  | Any | SFm | 2003 | CZ02 | rDXGF | Household | 1 | 1948.8 | None | 80 | 0.03 | 18.7 | 56.8 | 0.021 | 13.8 | 80 | 0.03 | 18.7 | 56.8 | 0.021 | 13.8 | DEER:Res:ClothesDishWasher | Annual | 1719 |  | Appl-CW-Top-GasDHW-GasDry-Tier3DEER2017 | Appl-CW-Top-GasDHW-GasDry-Tier3AnySFm2003CZ02DEER2017 | 7986
Appl-CW-Top-GasDHW-GasDry-Tier3 | DEER2017 | D17 v3 |  | Any | SFm | 2003 | CZ03 | rDXGF | Household | 1 | 2295.6 | None | 70.3 | 0.025 | 18.4 | 49.7 | 0.018 | 13.6 | 70.3 | 0.025 | 18.4 | 49.7 | 0.018 | 13.6 | DEER:Res:ClothesDishWasher | Annual | 1719 |  | Appl-CW-Top-GasDHW-GasDry-Tier3DEER2017 | Appl-CW-Top-GasDHW-GasDry-Tier3AnySFm2003CZ03DEER2017 | 7987
Appl-CW-Top-GasDHW-GasDry-Tier3 | DEER2017 | D17 v3 |  | Any | SFm | 2003 | CZ04 | rDXGF | Household | 1 | 2295.6 | None | 85 | 0.03 | 19.1 | 59.9 | 0.02 | 14.1 | 85 | 0.03 | 19.1 | 59.9 | 0.02 | 14.1 | DEER:Res:ClothesDishWasher | Annual | 1719 |  | Appl-CW-Top-GasDHW-GasDry-Tier3DEER2017 | Appl-CW-Top-GasDHW-GasDry-Tier3AnySFm2003CZ04DEER2017 | 7988
Appl-CW-Top-GasDHW-GasDry-Tier3 | DEER2017 | D17 v3 |  | Any | SFm | 2003 | CZ05 | rDXGF | Household | 1 | 2295.6 | None | 69.8 | 0.026 | 17.5 | 49.3 | 0.018 | 12.9 | 69.8 | 0.026 | 17.5 | 49.3 | 0.018 | 12.9 | DEER:Res:ClothesDishWasher | Annual | 1719 |  | Appl-CW-Top-GasDHW-GasDry-Tier3DEER2017 | Appl-CW-Top-GasDHW-GasDry-Tier3AnySFm2003CZ05DEER2017 | 7989
Appl-CW-Top-GasDHW-GasDry-Tier3 | DEER2017 | D17 v3 |  | Any | SFm | 2003 | CZ06 | rDXGF | Household | 1 | 2392.9 | None | 88.1 | 0.025 | 19.8 | 55 | 0.025 | 14.6 | 88.1 | 0.025 | 19.8 | 55 | 0.025 | 14.6 | DEER:Res:ClothesDishWasher | Annual | 1719 |  | Appl-CW-Top-GasDHW-GasDry-Tier3DEER2017 | Appl-CW-Top-GasDHW-GasDry-Tier3AnySFm2003CZ06DEER2017 | 7990
Appl-CW-Top-GasDHW-GasDry-Tier3 | DEER2017 | D17 v3 |  | Any | SFm | 2003 | CZ07 | rDXGF | Household | 1 | 2392.9 | None | 91.7 | 0.02 | 19.2 | 64.9 | 0.012 | 14.2 | 91.7 | 0.02 | 19.2 | 64.9 | 0.012 | 14.2 | DEER:Res:ClothesDishWasher | Annual | 1719 |  | Appl-CW-Top-GasDHW-GasDry-Tier3DEER2017 | Appl-CW-Top-GasDHW-GasDry-Tier3AnySFm2003CZ07DEER2017 | 7991
Appl-CW-Top-GasDHW-GasDry-Tier3 | DEER2017 | D17 v3 |  | Any | SFm | 2003 | CZ08 | rDXGF | Household | 1 | 2392.9 | None | 97.2 | 0.019 | 19.7 | 70.3 | 0.013 | 14.5 | 97.2 | 0.019 | 19.7 | 70.3 | 0.013 | 14.5 | DEER:Res:ClothesDishWasher | Annual | 1719 |  | Appl-CW-Top-GasDHW-GasDry-Tier3DEER2017 | Appl-CW-Top-GasDHW-GasDry-Tier3AnySFm2003CZ08DEER2017 | 7992
Appl-CW-Top-GasDHW-GasDry-Tier3 | DEER2017 | D17 v3 |  | Any | SFm | 2003 | CZ09 | rDXGF | Household | 1 | 2422.9 | None | 86.6 | 0.016 | 19.2 | 62.3 | 0.014 | 14.2 | 86.6 | 0.016 | 19.2 | 62.3 | 0.014 | 14.2 | DEER:Res:ClothesDishWasher | Annual | 1719 |  | Appl-CW-Top-GasDHW-GasDry-Tier3DEER2017 | Appl-CW-Top-GasDHW-GasDry-Tier3AnySFm2003CZ09DEER2017 | 7993
Appl-CW-Top-GasDHW-GasDry-Tier3 | DEER2017 | D17 v3 |  | Any | SFm | 2003 | CZ10 | rDXGF | Household | 1 | 1948.8 | None | 92.6 | 0.018 | 18.8 | 65.7 | 0.013 | 13.9 | 92.6 | 0.018 | 18.8 | 65.7 | 0.013 | 13.9 | DEER:Res:ClothesDishWasher | Annual | 1719 |  | Appl-CW-Top-GasDHW-GasDry-Tier3DEER2017 | Appl-CW-Top-GasDHW-GasDry-Tier3AnySFm2003CZ10DEER2017 | 7994
Appl-CW-Top-GasDHW-GasDry-Tier3 | DEER2017 | D17 v3 |  | Any | SFm | 2003 | CZ11 | rDXGF | Household | 1 | 1948.8 | None | 90 | 0.025 | 18.5 | 64 | 0.018 | 13.7 | 90 | 0.025 | 18.5 | 64 | 0.018 | 13.7 | DEER:Res:ClothesDishWasher | Annual | 1719 |  | Appl-CW-Top-GasDHW-GasDry-Tier3DEER2017 | Appl-CW-Top-GasDHW-GasDry-Tier3AnySFm2003CZ11DEER2017 | 7995
Appl-CW-Top-GasDHW-GasDry-Tier3 | DEER2017 | D17 v3 |  | Any | SFm | 2003 | CZ12 | rDXGF | Household | 1 | 1948.8 | None | 84.2 | 0.028 | 18.7 | 60.4 | 0.02 | 13.8 | 84.2 | 0.028 | 18.7 | 60.4 | 0.02 | 13.8 | DEER:Res:ClothesDishWasher | Annual | 1719 |  | Appl-CW-Top-GasDHW-GasDry-Tier3DEER2017 | Appl-CW-Top-GasDHW-GasDry-Tier3AnySFm2003CZ12DEER2017 | 7996
Appl-CW-Top-GasDHW-GasDry-Tier3 | DEER2017 | D17 v3 |  | Any | SFm | 2003 | CZ13 | rDXGF | Household | 1 | 1948.8 | None | 90.1 | 0.026 | 18.4 | 64.3 | 0.018 | 13.6 | 90.1 | 0.026 | 18.4 | 64.3 | 0.018 | 13.6 | DEER:Res:ClothesDishWasher | Annual | 1719 |  | Appl-CW-Top-GasDHW-GasDry-Tier3DEER2017 | Appl-CW-Top-GasDHW-GasDry-Tier3AnySFm2003CZ13DEER2017 | 7997
Appl-CW-Top-GasDHW-GasDry-Tier3 | DEER2017 | D17 v3 |  | Any | SFm | 2003 | CZ14 | rDXGF | Household | 1 | 2160.9 | None | 95.9 | 0.019 | 18.4 | 68.5 | 0.014 | 13.6 | 95.9 | 0.019 | 18.4 | 68.5 | 0.014 | 13.6 | DEER:Res:ClothesDishWasher | Annual | 1719 |  | Appl-CW-Top-GasDHW-GasDry-Tier3DEER2017 | Appl-CW-Top-GasDHW-GasDry-Tier3AnySFm2003CZ14DEER2017 | 7998
Appl-CW-Top-GasDHW-GasDry-Tier3 | DEER2017 | D17 v3 |  | Any | SFm | 2003 | CZ15 | rDXGF | Household | 1 | 2160.9 | None | 99.8 | 0.022 | 19.4 | 72.9 | 0.015 | 14.3 | 99.8 | 0.022 | 19.4 | 72.9 | 0.015 | 14.3 | DEER:Res:ClothesDishWasher | Annual | 1719 |  | Appl-CW-Top-GasDHW-GasDry-Tier3DEER2017 | Appl-CW-Top-GasDHW-GasDry-Tier3AnySFm2003CZ15DEER2017 | 7999
Appl-CW-Top-GasDHW-GasDry-Tier3 | DEER2017 | D17 v3 |  | Any | SFm | 2003 | CZ16 | rDXGF | Household | 1 | 2295.6 | None | 77.3 | 0.022 | 19.9 | 55.2 | 0.016 | 14.7 | 77.3 | 0.022 | 19.9 | 55.2 | 0.016 | 14.7 | DEER:Res:ClothesDishWasher | Annual | 1719 |  | Appl-CW-Top-GasDHW-GasDry-Tier3DEER2017 | Appl-CW-Top-GasDHW-GasDry-Tier3AnySFm2003CZ16DEER2017 | 8000
Appl-CW-Top-GasDHW-GasDry-Tier3 | DEER2017 | D17 v3 |  | Any | SFm | 2007 | CZ01 | rDXGF | Household | 1 | 2295.6 | None | 67.1 | 0.009 | 18.7 | 47.6 | 0.006 | 13.8 | 67.1 | 0.009 | 18.7 | 47.6 | 0.006 | 13.8 | DEER:Res:ClothesDishWasher | Annual | 1719 |  | Appl-CW-Top-GasDHW-GasDry-Tier3DEER2017 | Appl-CW-Top-GasDHW-GasDry-Tier3AnySFm2007CZ01DEER2017 | 8001
Appl-CW-Top-GasDHW-GasDry-Tier3 | DEER2017 | D17 v3 |  | Any | SFm | 2007 | CZ02 | rDXGF | Household | 1 | 1948.8 | None | 77.7 | 0.023 | 18 | 55.4 | 0.017 | 13.3 | 77.7 | 0.023 | 18 | 55.4 | 0.017 | 13.3 | DEER:Res:ClothesDishWasher | Annual | 1719 |  | Appl-CW-Top-GasDHW-GasDry-Tier3DEER2017 | Appl-CW-Top-GasDHW-GasDry-Tier3AnySFm2007CZ02DEER2017 | 8002
Appl-CW-Top-GasDHW-GasDry-Tier3 | DEER2017 | D17 v3 |  | Any | SFm | 2007 | CZ03 | rDXGF | Household | 1 | 2295.6 | None | 70.9 | 0.024 | 18.3 | 50 | 0.017 | 13.6 | 70.9 | 0.024 | 18.3 | 50 | 0.017 | 13.6 | DEER:Res:ClothesDishWasher | Annual | 1719 |  | Appl-CW-Top-GasDHW-GasDry-Tier3DEER2017 | Appl-CW-Top-GasDHW-GasDry-Tier3AnySFm2007CZ03DEER2017 | 8003
Appl-CW-Top-GasDHW-GasDry-Tier3 | DEER2017 | D17 v3 |  | Any | SFm | 2007 | CZ04 | rDXGF | Household | 1 | 2295.6 | None | 81.8 | 0.024 | 18.8 | 57.8 | 0.017 | 13.9 | 81.8 | 0.024 | 18.8 | 57.8 | 0.017 | 13.9 | DEER:Res:ClothesDishWasher | Annual | 1719 |  | Appl-CW-Top-GasDHW-GasDry-Tier3DEER2017 | Appl-CW-Top-GasDHW-GasDry-Tier3AnySFm2007CZ04DEER2017 | 8004
Appl-CW-Top-GasDHW-GasDry-Tier3 | DEER2017 | D17 v3 |  | Any | SFm | 2007 | CZ05 | rDXGF | Household | 1 | 2295.6 | None | 69.2 | 0.021 | 17.4 | 49.1 | 0.015 | 12.9 | 69.2 | 0.021 | 17.4 | 49.1 | 0.015 | 12.9 | DEER:Res:ClothesDishWasher | Annual | 1719 |  | Appl-CW-Top-GasDHW-GasDry-Tier3DEER2017 | Appl-CW-Top-GasDHW-GasDry-Tier3AnySFm2007CZ05DEER2017 | 8005
Appl-CW-Top-GasDHW-GasDry-Tier3 | DEER2017 | D17 v3 |  | Any | SFm | 2007 | CZ06 | rDXGF | Household | 1 | 2392.9 | None | 84.3 | 0.024 | 19.3 | 60.2 | 0.019 | 14.3 | 84.3 | 0.024 | 19.3 | 60.2 | 0.019 | 14.3 | DEER:Res:ClothesDishWasher | Annual | 1719 |  | Appl-CW-Top-GasDHW-GasDry-Tier3DEER2017 | Appl-CW-Top-GasDHW-GasDry-Tier3AnySFm2007CZ06DEER2017 | 8006
Appl-CW-Top-GasDHW-GasDry-Tier3 | DEER2017 | D17 v3 |  | Any | SFm | 2007 | CZ07 | rDXGF | Household | 1 | 2392.9 | None | 88.1 | 0.02 | 19.7 | 62.5 | 0.014 | 14.6 | 88.1 | 0.02 | 19.7 | 62.5 | 0.014 | 14.6 | DEER:Res:ClothesDishWasher | Annual | 1719 |  | Appl-CW-Top-GasDHW-GasDry-Tier3DEER2017 | Appl-CW-Top-GasDHW-GasDry-Tier3AnySFm2007CZ07DEER2017 | 8007
Appl-CW-Top-GasDHW-GasDry-Tier3 | DEER2017 | D17 v3 |  | Any | SFm | 2007 | CZ08 | rDXGF | Household | 1 | 2392.9 | None | 89.6 | 0.016 | 19.8 | 65.2 | 0.011 | 14.6 | 89.6 | 0.016 | 19.8 | 65.2 | 0.011 | 14.6 | DEER:Res:ClothesDishWasher | Annual | 1719 |  | Appl-CW-Top-GasDHW-GasDry-Tier3DEER2017 | Appl-CW-Top-GasDHW-GasDry-Tier3AnySFm2007CZ08DEER2017 | 8008
Appl-CW-Top-GasDHW-GasDry-Tier3 | DEER2017 | D17 v3 |  | Any | SFm | 2007 | CZ09 | rDXGF | Household | 1 | 2422.9 | None | 86.1 | 0.013 | 19.5 | 61.2 | 0.009 | 14.4 | 86.1 | 0.013 | 19.5 | 61.2 | 0.009 | 14.4 | DEER:Res:ClothesDishWasher | Annual | 1719 |  | Appl-CW-Top-GasDHW-GasDry-Tier3DEER2017 | Appl-CW-Top-GasDHW-GasDry-Tier3AnySFm2007CZ09DEER2017 | 8009
Appl-CW-Top-GasDHW-GasDry-Tier3 | DEER2017 | D17 v3 |  | Any | SFm | 2007 | CZ10 | rDXGF | Household | 1 | 1948.8 | None | 89 | 0.015 | 18.7 | 63.5 | 0.011 | 13.9 | 89 | 0.015 | 18.7 | 63.5 | 0.011 | 13.9 | DEER:Res:ClothesDishWasher | Annual | 1719 |  | Appl-CW-Top-GasDHW-GasDry-Tier3DEER2017 | Appl-CW-Top-GasDHW-GasDry-Tier3AnySFm2007CZ10DEER2017 | 8010
Appl-CW-Top-GasDHW-GasDry-Tier3 | DEER2017 | D17 v3 |  | Any | SFm | 2007 | CZ11 | rDXGF | Household | 1 | 1948.8 | None | 85.7 | 0.017 | 18.4 | 61.3 | 0.012 | 13.6 | 85.7 | 0.017 | 18.4 | 61.3 | 0.012 | 13.6 | DEER:Res:ClothesDishWasher | Annual | 1719 |  | Appl-CW-Top-GasDHW-GasDry-Tier3DEER2017 | Appl-CW-Top-GasDHW-GasDry-Tier3AnySFm2007CZ11DEER2017 | 8011
Appl-CW-Top-GasDHW-GasDry-Tier3 | DEER2017 | D17 v3 |  | Any | SFm | 2007 | CZ12 | rDXGF | Household | 1 | 1948.8 | None | 82.9 | 0.022 | 18.9 | 58.8 | 0.016 | 14 | 82.9 | 0.022 | 18.9 | 58.8 | 0.016 | 14 | DEER:Res:ClothesDishWasher | Annual | 1719 |  | Appl-CW-Top-GasDHW-GasDry-Tier3DEER2017 | Appl-CW-Top-GasDHW-GasDry-Tier3AnySFm2007CZ12DEER2017 | 8012
Appl-CW-Top-GasDHW-GasDry-Tier3 | DEER2017 | D17 v3 |  | Any | SFm | 2007 | CZ13 | rDXGF | Household | 1 | 1948.8 | None | 87.8 | 0.019 | 18.8 | 62.7 | 0.013 | 13.9 | 87.8 | 0.019 | 18.8 | 62.7 | 0.013 | 13.9 | DEER:Res:ClothesDishWasher | Annual | 1719 |  | Appl-CW-Top-GasDHW-GasDry-Tier3DEER2017 | Appl-CW-Top-GasDHW-GasDry-Tier3AnySFm2007CZ13DEER2017 | 8013
Appl-CW-Top-GasDHW-GasDry-Tier3 | DEER2017 | D17 v3 |  | Any | SFm | 2007 | CZ14 | rDXGF | Household | 1 | 2160.9 | None | 89 | 0.017 | 18.3 | 63.7 | 0.012 | 13.5 | 89 | 0.017 | 18.3 | 63.7 | 0.012 | 13.5 | DEER:Res:ClothesDishWasher | Annual | 1719 |  | Appl-CW-Top-GasDHW-GasDry-Tier3DEER2017 | Appl-CW-Top-GasDHW-GasDry-Tier3AnySFm2007CZ14DEER2017 | 8014
Appl-CW-Top-GasDHW-GasDry-Tier3 | DEER2017 | D17 v3 |  | Any | SFm | 2007 | CZ15 | rDXGF | Household | 1 | 2160.9 | None | 96.5 | 0.018 | 19.5 | 68.8 | 0.012 | 14.4 | 96.5 | 0.018 | 19.5 | 68.8 | 0.012 | 14.4 | DEER:Res:ClothesDishWasher | Annual | 1719 |  | Appl-CW-Top-GasDHW-GasDry-Tier3DEER2017 | Appl-CW-Top-GasDHW-GasDry-Tier3AnySFm2007CZ15DEER2017 | 8015
Appl-CW-Top-GasDHW-GasDry-Tier3 | DEER2017 | D17 v3 |  | Any | SFm | 2007 | CZ16 | rDXGF | Household | 1 | 2295.6 | None | 78 | 0.021 | 19.9 | 55.9 | 0.015 | 14.7 | 78 | 0.021 | 19.9 | 55.9 | 0.015 | 14.7 | DEER:Res:ClothesDishWasher | Annual | 1719 |  | Appl-CW-Top-GasDHW-GasDry-Tier3DEER2017 | Appl-CW-Top-GasDHW-GasDry-Tier3AnySFm2007CZ16DEER2017 | 8016
Appl-CW-Top-GasDHW-GasDry-Tier3 | DEER2017 | D17 v3 |  | Any | SFm | 2011 | CZ01 | rDXGF | Household | 1 | 2295.6 | None | 67.3 | 0.01 | 18.9 | 47.8 | 0.007 | 14 | 67.3 | 0.01 | 18.9 | 47.8 | 0.007 | 14 | DEER:Res:ClothesDishWasher | Annual | 1719 |  | Appl-CW-Top-GasDHW-GasDry-Tier3DEER2017 | Appl-CW-Top-GasDHW-GasDry-Tier3AnySFm2011CZ01DEER2017 | 8017
Appl-CW-Top-GasDHW-GasDry-Tier3 | DEER2017 | D17 v3 |  | Any | SFm | 2011 | CZ02 | rDXGF | Household | 1 | 1948.8 | None | 78.3 | 0.022 | 18.1 | 55.8 | 0.016 | 13.4 | 78.3 | 0.022 | 18.1 | 55.8 | 0.016 | 13.4 | DEER:Res:ClothesDishWasher | Annual | 1719 |  | Appl-CW-Top-GasDHW-GasDry-Tier3DEER2017 | Appl-CW-Top-GasDHW-GasDry-Tier3AnySFm2011CZ02DEER2017 | 8018
Appl-CW-Top-GasDHW-GasDry-Tier3 | DEER2017 | D17 v3 |  | Any | SFm | 2011 | CZ03 | rDXGF | Household | 1 | 2295.6 | None | 71.6 | 0.021 | 18.5 | 51 | 0.018 | 13.7 | 71.6 | 0.021 | 18.5 | 51 | 0.018 | 13.7 | DEER:Res:ClothesDishWasher | Annual | 1719 |  | Appl-CW-Top-GasDHW-GasDry-Tier3DEER2017 | Appl-CW-Top-GasDHW-GasDry-Tier3AnySFm2011CZ03DEER2017 | 8019
Appl-CW-Top-GasDHW-GasDry-Tier3 | DEER2017 | D17 v3 |  | Any | SFm | 2011 | CZ04 | rDXGF | Household | 1 | 2295.6 | None | 82.4 | 0.027 | 18.9 | 58.8 | 0.021 | 13.9 | 82.4 | 0.027 | 18.9 | 58.8 | 0.021 | 13.9 | DEER:Res:ClothesDishWasher | Annual | 1719 |  | Appl-CW-Top-GasDHW-GasDry-Tier3DEER2017 | Appl-CW-Top-GasDHW-GasDry-Tier3AnySFm2011CZ04DEER2017 | 8020
Appl-CW-Top-GasDHW-GasDry-Tier3 | DEER2017 | D17 v3 |  | Any | SFm | 2011 | CZ05 | rDXGF | Household | 1 | 2295.6 | None | 68.5 | 0.023 | 17.4 | 48.3 | 0.016 | 12.9 | 68.5 | 0.023 | 17.4 | 48.3 | 0.016 | 12.9 | DEER:Res:ClothesDishWasher | Annual | 1719 |  | Appl-CW-Top-GasDHW-GasDry-Tier3DEER2017 | Appl-CW-Top-GasDHW-GasDry-Tier3AnySFm2011CZ05DEER2017 | 8021
Appl-CW-Top-GasDHW-GasDry-Tier3 | DEER2017 | D17 v3 |  | Any | SFm | 2011 | CZ06 | rDXGF | Household | 1 | 2392.9 | None | 79 | 0.022 | 19.1 | 56.4 | 0.016 | 14.1 | 79 | 0.022 | 19.1 | 56.4 | 0.016 | 14.1 | DEER:Res:ClothesDishWasher | Annual | 1719 |  | Appl-CW-Top-GasDHW-GasDry-Tier3DEER2017 | Appl-CW-Top-GasDHW-GasDry-Tier3AnySFm2011CZ06DEER2017 | 8022
Appl-CW-Top-GasDHW-GasDry-Tier3 | DEER2017 | D17 v3 |  | Any | SFm | 2011 | CZ07 | rDXGF | Household | 1 | 2392.9 | None | 95.1 | 0.027 | 20.7 | 65.1 | 0.016 | 15.1 | 95.1 | 0.027 | 20.7 | 65.1 | 0.016 | 15.1 | DEER:Res:ClothesDishWasher | Annual | 1719 |  | Appl-CW-Top-GasDHW-GasDry-Tier3DEER2017 | Appl-CW-Top-GasDHW-GasDry-Tier3AnySFm2011CZ07DEER2017 | 8023
Appl-CW-Top-GasDHW-GasDry-Tier3 | DEER2017 | D17 v3 |  | Any | SFm | 2011 | CZ08 | rDXGF | Household | 1 | 2392.9 | None | 93.3 | 0.016 | 20 | 64.4 | 0.011 | 14.7 | 93.3 | 0.016 | 20 | 64.4 | 0.011 | 14.7 | DEER:Res:ClothesDishWasher | Annual | 1719 |  | Appl-CW-Top-GasDHW-GasDry-Tier3DEER2017 | Appl-CW-Top-GasDHW-GasDry-Tier3AnySFm2011CZ08DEER2017 | 8024
Appl-CW-Top-GasDHW-GasDry-Tier3 | DEER2017 | D17 v3 |  | Any | SFm | 2011 | CZ09 | rDXGF | Household | 1 | 2422.9 | None | 89.9 | 0.017 | 19.9 | 64.8 | 0.013 | 14.7 | 89.9 | 0.017 | 19.9 | 64.8 | 0.013 | 14.7 | DEER:Res:ClothesDishWasher | Annual | 1719 |  | Appl-CW-Top-GasDHW-GasDry-Tier3DEER2017 | Appl-CW-Top-GasDHW-GasDry-Tier3AnySFm2011CZ09DEER2017 | 8025
Appl-CW-Top-GasDHW-GasDry-Tier3 | DEER2017 | D17 v3 |  | Any | SFm | 2011 | CZ10 | rDXGF | Household | 1 | 1948.8 | None | 89 | 0.016 | 18.8 | 63.3 | 0.011 | 13.9 | 89 | 0.016 | 18.8 | 63.3 | 0.011 | 13.9 | DEER:Res:ClothesDishWasher | Annual | 1719 |  | Appl-CW-Top-GasDHW-GasDry-Tier3DEER2017 | Appl-CW-Top-GasDHW-GasDry-Tier3AnySFm2011CZ10DEER2017 | 8026
Appl-CW-Top-GasDHW-GasDry-Tier3 | DEER2017 | D17 v3 |  | Any | SFm | 2011 | CZ11 | rDXGF | Household | 1 | 1948.8 | None | 86.2 | 0.018 | 18.5 | 61.5 | 0.013 | 13.7 | 86.2 | 0.018 | 18.5 | 61.5 | 0.013 | 13.7 | DEER:Res:ClothesDishWasher | Annual | 1719 |  | Appl-CW-Top-GasDHW-GasDry-Tier3DEER2017 | Appl-CW-Top-GasDHW-GasDry-Tier3AnySFm2011CZ11DEER2017 | 8027
Appl-CW-Top-GasDHW-GasDry-Tier3 | DEER2017 | D17 v3 |  | Any | SFm | 2011 | CZ12 | rDXGF | Household | 1 | 1948.8 | None | 83.6 | 0.023 | 19 | 59.8 | 0.016 | 14.1 | 83.6 | 0.023 | 19 | 59.8 | 0.016 | 14.1 | DEER:Res:ClothesDishWasher | Annual | 1719 |  | Appl-CW-Top-GasDHW-GasDry-Tier3DEER2017 | Appl-CW-Top-GasDHW-GasDry-Tier3AnySFm2011CZ12DEER2017 | 8028
Appl-CW-Top-GasDHW-GasDry-Tier3 | DEER2017 | D17 v3 |  | Any | SFm | 2011 | CZ13 | rDXGF | Household | 1 | 1948.8 | None | 88.3 | 0.02 | 19 | 63.1 | 0.014 | 14 | 88.3 | 0.02 | 19 | 63.1 | 0.014 | 14 | DEER:Res:ClothesDishWasher | Annual | 1719 |  | Appl-CW-Top-GasDHW-GasDry-Tier3DEER2017 | Appl-CW-Top-GasDHW-GasDry-Tier3AnySFm2011CZ13DEER2017 | 8029
Appl-CW-Top-GasDHW-GasDry-Tier3 | DEER2017 | D17 v3 |  | Any | SFm | 2011 | CZ14 | rDXGF | Household | 1 | 2160.9 | None | 90.4 | 0.017 | 18.5 | 65.2 | 0.012 | 13.7 | 90.4 | 0.017 | 18.5 | 65.2 | 0.012 | 13.7 | DEER:Res:ClothesDishWasher | Annual | 1719 |  | Appl-CW-Top-GasDHW-GasDry-Tier3DEER2017 | Appl-CW-Top-GasDHW-GasDry-Tier3AnySFm2011CZ14DEER2017 | 8030
Appl-CW-Top-GasDHW-GasDry-Tier3 | DEER2017 | D17 v3 |  | Any | SFm | 2011 | CZ15 | rDXGF | Household | 1 | 2160.9 | None | 96.8 | 0.018 | 19.6 | 69 | 0.013 | 14.4 | 96.8 | 0.018 | 19.6 | 69 | 0.013 | 14.4 | DEER:Res:ClothesDishWasher | Annual | 1719 |  | Appl-CW-Top-GasDHW-GasDry-Tier3DEER2017 | Appl-CW-Top-GasDHW-GasDry-Tier3AnySFm2011CZ15DEER2017 | 8031
Appl-CW-Top-GasDHW-GasDry-Tier3 | DEER2017 | D17 v3 |  | Any | SFm | 2011 | CZ16 | rDXGF | Household | 1 | 2295.6 | None | 79.5 | 0.02 | 20.1 | 57.3 | 0.015 | 14.8 | 79.5 | 0.02 | 20.1 | 57.3 | 0.015 | 14.8 | DEER:Res:ClothesDishWasher | Annual | 1719 |  | Appl-CW-Top-GasDHW-GasDry-Tier3DEER2017 | Appl-CW-Top-GasDHW-GasDry-Tier3AnySFm2011CZ16DEER2017 | 8032
Appl-CW-Top-GasDHW-GasDry-Tier3 | DEER2017 | D17 v3 |  | Any | SFm | 2015 | CZ01 | rDXGF | Household | 1 | 2295.6 | None | 67.6 | 0.01 | 18.8 | 47.9 | 0.007 | 13.8 | 67.6 | 0.01 | 18.8 | 47.9 | 0.007 | 13.8 | DEER:Res:ClothesDishWasher | Annual | 1719 |  | Appl-CW-Top-GasDHW-GasDry-Tier3DEER2017 | Appl-CW-Top-GasDHW-GasDry-Tier3AnySFm2015CZ01DEER2017 | 8033
Appl-CW-Top-GasDHW-GasDry-Tier3 | DEER2017 | D17 v3 |  | Any | SFm | 2015 | CZ02 | rDXGF | Household | 1 | 1948.8 | None | 76.6 | 0.023 | 18.1 | 54.4 | 0.017 | 13.4 | 76.6 | 0.023 | 18.1 | 54.4 | 0.017 | 13.4 | DEER:Res:ClothesDishWasher | Annual | 1719 |  | Appl-CW-Top-GasDHW-GasDry-Tier3DEER2017 | Appl-CW-Top-GasDHW-GasDry-Tier3AnySFm2015CZ02DEER2017 | 8034
Appl-CW-Top-GasDHW-GasDry-Tier3 | DEER2017 | D17 v3 |  | Any | SFm | 2015 | CZ03 | rDXGF | Household | 1 | 2295.6 | None | 72.5 | 0.022 | 19.1 | 51.7 | 0.016 | 14.2 | 72.5 | 0.022 | 19.1 | 51.7 | 0.016 | 14.2 | DEER:Res:ClothesDishWasher | Annual | 1719 |  | Appl-CW-Top-GasDHW-GasDry-Tier3DEER2017 | Appl-CW-Top-GasDHW-GasDry-Tier3AnySFm2015CZ03DEER2017 | 8035
Appl-CW-Top-GasDHW-GasDry-Tier3 | DEER2017 | D17 v3 |  | Any | SFm | 2015 | CZ04 | rDXGF | Household | 1 | 2295.6 | None | 79.7 | 0.023 | 18.8 | 56.7 | 0.016 | 13.9 | 79.7 | 0.023 | 18.8 | 56.7 | 0.016 | 13.9 | DEER:Res:ClothesDishWasher | Annual | 1719 |  | Appl-CW-Top-GasDHW-GasDry-Tier3DEER2017 | Appl-CW-Top-GasDHW-GasDry-Tier3AnySFm2015CZ04DEER2017 | 8036
Appl-CW-Top-GasDHW-GasDry-Tier3 | DEER2017 | D17 v3 |  | Any | SFm | 2015 | CZ05 | rDXGF | Household | 1 | 2295.6 | None | 72.3 | 0.022 | 18.6 | 51.1 | 0.016 | 13.7 | 72.3 | 0.022 | 18.6 | 51.1 | 0.016 | 13.7 | DEER:Res:ClothesDishWasher | Annual | 1719 |  | Appl-CW-Top-GasDHW-GasDry-Tier3DEER2017 | Appl-CW-Top-GasDHW-GasDry-Tier3AnySFm2015CZ05DEER2017 | 8037
Appl-CW-Top-GasDHW-GasDry-Tier3 | DEER2017 | D17 v3 |  | Any | SFm | 2015 | CZ06 | rDXGF | Household | 1 | 2392.9 | None | 78 | 0.029 | 19.1 | 55.7 | 0.019 | 14.1 | 78 | 0.029 | 19.1 | 55.7 | 0.019 | 14.1 | DEER:Res:ClothesDishWasher | Annual | 1719 |  | Appl-CW-Top-GasDHW-GasDry-Tier3DEER2017 | Appl-CW-Top-GasDHW-GasDry-Tier3AnySFm2015CZ06DEER2017 | 8038
Appl-CW-Top-GasDHW-GasDry-Tier3 | DEER2017 | D17 v3 |  | Any | SFm | 2015 | CZ07 | rDXGF | Household | 1 | 2392.9 | None | 79.8 | 0.007 | 19.5 | 59 | 0.008 | 14.6 | 79.8 | 0.007 | 19.5 | 59 | 0.008 | 14.6 | DEER:Res:ClothesDishWasher | Annual | 1719 |  | Appl-CW-Top-GasDHW-GasDry-Tier3DEER2017 | Appl-CW-Top-GasDHW-GasDry-Tier3AnySFm2015CZ07DEER2017 | 8039
Appl-CW-Top-GasDHW-GasDry-Tier3 | DEER2017 | D17 v3 |  | Any | SFm | 2015 | CZ08 | rDXGF | Household | 1 | 2392.9 | None | 84.3 | 0.019 | 20 | 69.2 | 0.026 | 15.5 | 84.3 | 0.019 | 20 | 69.2 | 0.026 | 15.5 | DEER:Res:ClothesDishWasher | Annual | 1719 |  | Appl-CW-Top-GasDHW-GasDry-Tier3DEER2017 | Appl-CW-Top-GasDHW-GasDry-Tier3AnySFm2015CZ08DEER2017 | 8040
Appl-CW-Top-GasDHW-GasDry-Tier3 | DEER2017 | D17 v3 |  | Any | SFm | 2015 | CZ09 | rDXGF | Household | 1 | 2422.9 | None | 82.2 | 0.017 | 19.6 | 58.4 | 0.011 | 14.5 | 82.2 | 0.017 | 19.6 | 58.4 | 0.011 | 14.5 | DEER:Res:ClothesDishWasher | Annual | 1719 |  | Appl-CW-Top-GasDHW-GasDry-Tier3DEER2017 | Appl-CW-Top-GasDHW-GasDry-Tier3AnySFm2015CZ09DEER2017 | 8041
Appl-CW-Top-GasDHW-GasDry-Tier3 | DEER2017 | D17 v3 |  | Any | SFm | 2015 | CZ10 | rDXGF | Household | 1 | 1948.8 | None | 83.5 | 0.019 | 18.9 | 59.1 | 0.014 | 13.9 | 83.5 | 0.019 | 18.9 | 59.1 | 0.014 | 13.9 | DEER:Res:ClothesDishWasher | Annual | 1719 |  | Appl-CW-Top-GasDHW-GasDry-Tier3DEER2017 | Appl-CW-Top-GasDHW-GasDry-Tier3AnySFm2015CZ10DEER2017 | 8042
Appl-CW-Top-GasDHW-GasDry-Tier3 | DEER2017 | D17 v3 |  | Any | SFm | 2015 | CZ11 | rDXGF | Household | 1 | 1948.8 | None | 83.2 | 0.02 | 18.5 | 58.6 | 0.013 | 13.7 | 83.2 | 0.02 | 18.5 | 58.6 | 0.013 | 13.7 | DEER:Res:ClothesDishWasher | Annual | 1719 |  | Appl-CW-Top-GasDHW-GasDry-Tier3DEER2017 | Appl-CW-Top-GasDHW-GasDry-Tier3AnySFm2015CZ11DEER2017 | 8043
Appl-CW-Top-GasDHW-GasDry-Tier3 | DEER2017 | D17 v3 |  | Any | SFm | 2015 | CZ12 | rDXGF | Household | 1 | 1948.8 | None | 79.5 | 0.022 | 19.1 | 56.7 | 0.015 | 14.1 | 79.5 | 0.022 | 19.1 | 56.7 | 0.015 | 14.1 | DEER:Res:ClothesDishWasher | Annual | 1719 |  | Appl-CW-Top-GasDHW-GasDry-Tier3DEER2017 | Appl-CW-Top-GasDHW-GasDry-Tier3AnySFm2015CZ12DEER2017 | 8044
Appl-CW-Top-GasDHW-GasDry-Tier3 | DEER2017 | D17 v3 |  | Any | SFm | 2015 | CZ13 | rDXGF | Household | 1 | 1948.8 | None | 85.2 | 0.019 | 19.1 | 60.9 | 0.013 | 14.1 | 85.2 | 0.019 | 19.1 | 60.9 | 0.013 | 14.1 | DEER:Res:ClothesDishWasher | Annual | 1719 |  | Appl-CW-Top-GasDHW-GasDry-Tier3DEER2017 | Appl-CW-Top-GasDHW-GasDry-Tier3AnySFm2015CZ13DEER2017 | 8045
Appl-CW-Top-GasDHW-GasDry-Tier3 | DEER2017 | D17 v3 |  | Any | SFm | 2015 | CZ14 | rDXGF | Household | 1 | 2160.9 | None | 87 | 0.018 | 18.4 | 62 | 0.014 | 13.6 | 87 | 0.018 | 18.4 | 62 | 0.014 | 13.6 | DEER:Res:ClothesDishWasher | Annual | 1719 |  | Appl-CW-Top-GasDHW-GasDry-Tier3DEER2017 | Appl-CW-Top-GasDHW-GasDry-Tier3AnySFm2015CZ14DEER2017 | 8046
Appl-CW-Top-GasDHW-GasDry-Tier3 | DEER2017 | D17 v3 |  | Any | SFm | 2015 | CZ15 | rDXGF | Household | 1 | 2160.9 | None | 94.1 | 0.017 | 19.6 | 67 | 0.012 | 14.4 | 94.1 | 0.017 | 19.6 | 67 | 0.012 | 14.4 | DEER:Res:ClothesDishWasher | Annual | 1719 |  | Appl-CW-Top-GasDHW-GasDry-Tier3DEER2017 | Appl-CW-Top-GasDHW-GasDry-Tier3AnySFm2015CZ15DEER2017 | 8047
Appl-CW-Top-GasDHW-GasDry-Tier3 | DEER2017 | D17 v3 |  | Any | SFm | 2015 | CZ16 | rDXGF | Household | 1 | 2295.6 | None | 73.3 | 0.019 | 19.4 | 51.5 | 0.014 | 14.4 | 73.3 | 0.019 | 19.4 | 51.5 | 0.014 | 14.4 | DEER:Res:ClothesDishWasher | Annual | 1719 |  | Appl-CW-Top-GasDHW-GasDry-Tier3DEER2017 | Appl-CW-Top-GasDHW-GasDry-Tier3AnySFm2015CZ16DEER2017 | 8048
Appl-CW-Top-GasDHW-GasDry-Tier3 | DEER2017 | D17 v3 |  | Any | SFm | 2017 | CZ01 | rDXGF | Household | 1 | 2295.6 | None | 68 | 0.01 | 19.4 | 48.3 | 0.007 | 14.4 | 68 | 0.01 | 19.4 | 48.3 | 0.007 | 14.4 | DEER:Res:ClothesDishWasher | Annual | 1719 |  | Appl-CW-Top-GasDHW-GasDry-Tier3DEER2017 | Appl-CW-Top-GasDHW-GasDry-Tier3AnySFm2017CZ01DEER2017 | 8049
Appl-CW-Top-GasDHW-GasDry-Tier3 | DEER2017 | D17 v3 |  | Any | SFm | 2017 | CZ02 | rDXGF | Household | 1 | 1948.8 | None | 76.8 | 0.024 | 18.2 | 54.4 | 0.017 | 13.5 | 76.8 | 0.024 | 18.2 | 54.4 | 0.017 | 13.5 | DEER:Res:ClothesDishWasher | Annual | 1719 |  | Appl-CW-Top-GasDHW-GasDry-Tier3DEER2017 | Appl-CW-Top-GasDHW-GasDry-Tier3AnySFm2017CZ02DEER2017 | 8050
Appl-CW-Top-GasDHW-GasDry-Tier3 | DEER2017 | D17 v3 |  | Any | SFm | 2017 | CZ03 | rDXGF | Household | 1 | 2295.6 | None | 71.4 | 0.022 | 19 | 51.4 | 0.016 | 14.1 | 71.4 | 0.022 | 19 | 51.4 | 0.016 | 14.1 | DEER:Res:ClothesDishWasher | Annual | 1719 |  | Appl-CW-Top-GasDHW-GasDry-Tier3DEER2017 | Appl-CW-Top-GasDHW-GasDry-Tier3AnySFm2017CZ03DEER2017 | 8051
Appl-CW-Top-GasDHW-GasDry-Tier3 | DEER2017 | D17 v3 |  | Any | SFm | 2017 | CZ04 | rDXGF | Household | 1 | 2295.6 | None | 79.5 | 0.023 | 18.9 | 56.8 | 0.017 | 14 | 79.5 | 0.023 | 18.9 | 56.8 | 0.017 | 14 | DEER:Res:ClothesDishWasher | Annual | 1719 |  | Appl-CW-Top-GasDHW-GasDry-Tier3DEER2017 | Appl-CW-Top-GasDHW-GasDry-Tier3AnySFm2017CZ04DEER2017 | 8052
Appl-CW-Top-GasDHW-GasDry-Tier3 | DEER2017 | D17 v3 |  | Any | SFm | 2017 | CZ05 | rDXGF | Household | 1 | 2295.6 | None | 71.1 | 0.021 | 18.7 | 50.6 | 0.015 | 13.9 | 71.1 | 0.021 | 18.7 | 50.6 | 0.015 | 13.9 | DEER:Res:ClothesDishWasher | Annual | 1719 |  | Appl-CW-Top-GasDHW-GasDry-Tier3DEER2017 | Appl-CW-Top-GasDHW-GasDry-Tier3AnySFm2017CZ05DEER2017 | 8053
Appl-CW-Top-GasDHW-GasDry-Tier3 | DEER2017 | D17 v3 |  | Any | SFm | 2017 | CZ06 | rDXGF | Household | 1 | 2392.9 | None | 78.5 | 0.029 | 19.2 | 55.8 | 0.019 | 14.2 | 78.5 | 0.029 | 19.2 | 55.8 | 0.019 | 14.2 | DEER:Res:ClothesDishWasher | Annual | 1719 |  | Appl-CW-Top-GasDHW-GasDry-Tier3DEER2017 | Appl-CW-Top-GasDHW-GasDry-Tier3AnySFm2017CZ06DEER2017 | 8054
Appl-CW-Top-GasDHW-GasDry-Tier3 | DEER2017 | D17 v3 |  | Any | SFm | 2017 | CZ07 | rDXGF | Household | 1 | 2392.9 | None | 87.4 | 0.021 | 20.2 | 59.9 | 0.011 | 14.6 | 87.4 | 0.021 | 20.2 | 59.9 | 0.011 | 14.6 | DEER:Res:ClothesDishWasher | Annual | 1719 |  | Appl-CW-Top-GasDHW-GasDry-Tier3DEER2017 | Appl-CW-Top-GasDHW-GasDry-Tier3AnySFm2017CZ07DEER2017 | 8055
Appl-CW-Top-GasDHW-GasDry-Tier3 | DEER2017 | D17 v3 |  | Any | SFm | 2017 | CZ08 | rDXGF | Household | 1 | 2392.9 | None | 85.3 | 0.03 | 20.3 | 61.5 | 0.02 | 15 | 85.3 | 0.03 | 20.3 | 61.5 | 0.02 | 15 | DEER:Res:ClothesDishWasher | Annual | 1719 |  | Appl-CW-Top-GasDHW-GasDry-Tier3DEER2017 | Appl-CW-Top-GasDHW-GasDry-Tier3AnySFm2017CZ08DEER2017 | 8056
Appl-CW-Top-GasDHW-GasDry-Tier3 | DEER2017 | D17 v3 |  | Any | SFm | 2017 | CZ09 | rDXGF | Household | 1 | 2422.9 | None | 79.2 | 0.018 | 19.6 | 55.6 | 0.013 | 14.5 | 79.2 | 0.018 | 19.6 | 55.6 | 0.013 | 14.5 | DEER:Res:ClothesDishWasher | Annual | 1719 |  | Appl-CW-Top-GasDHW-GasDry-Tier3DEER2017 | Appl-CW-Top-GasDHW-GasDry-Tier3AnySFm2017CZ09DEER2017 | 8057
Appl-CW-Top-GasDHW-GasDry-Tier3 | DEER2017 | D17 v3 |  | Any | SFm | 2017 | CZ10 | rDXGF | Household | 1 | 1948.8 | None | 84.1 | 0.02 | 19 | 59.4 | 0.014 | 14 | 84.1 | 0.02 | 19 | 59.4 | 0.014 | 14 | DEER:Res:ClothesDishWasher | Annual | 1719 |  | Appl-CW-Top-GasDHW-GasDry-Tier3DEER2017 | Appl-CW-Top-GasDHW-GasDry-Tier3AnySFm2017CZ10DEER2017 | 8058
Appl-CW-Top-GasDHW-GasDry-Tier3 | DEER2017 | D17 v3 |  | Any | SFm | 2017 | CZ11 | rDXGF | Household | 1 | 1948.8 | None | 82.7 | 0.022 | 18.6 | 59 | 0.016 | 13.8 | 82.7 | 0.022 | 18.6 | 59 | 0.016 | 13.8 | DEER:Res:ClothesDishWasher | Annual | 1719 |  | Appl-CW-Top-GasDHW-GasDry-Tier3DEER2017 | Appl-CW-Top-GasDHW-GasDry-Tier3AnySFm2017CZ11DEER2017 | 8059
Appl-CW-Top-GasDHW-GasDry-Tier3 | DEER2017 | D17 v3 |  | Any | SFm | 2017 | CZ12 | rDXGF | Household | 1 | 1948.8 | None | 78.6 | 0.022 | 19.2 | 55.8 | 0.015 | 14.2 | 78.6 | 0.022 | 19.2 | 55.8 | 0.015 | 14.2 | DEER:Res:ClothesDishWasher | Annual | 1719 |  | Appl-CW-Top-GasDHW-GasDry-Tier3DEER2017 | Appl-CW-Top-GasDHW-GasDry-Tier3AnySFm2017CZ12DEER2017 | 8060
Appl-CW-Top-GasDHW-GasDry-Tier3 | DEER2017 | D17 v3 |  | Any | SFm | 2017 | CZ13 | rDXGF | Household | 1 | 1948.8 | None | 84 | 0.017 | 19.1 | 59.7 | 0.013 | 14.1 | 84 | 0.017 | 19.1 | 59.7 | 0.013 | 14.1 | DEER:Res:ClothesDishWasher | Annual | 1719 |  | Appl-CW-Top-GasDHW-GasDry-Tier3DEER2017 | Appl-CW-Top-GasDHW-GasDry-Tier3AnySFm2017CZ13DEER2017 | 8061
Appl-CW-Top-GasDHW-GasDry-Tier3 | DEER2017 | D17 v3 |  | Any | SFm | 2017 | CZ14 | rDXGF | Household | 1 | 2160.9 | None | 86.4 | 0.017 | 18.3 | 61.5 | 0.012 | 13.5 | 86.4 | 0.017 | 18.3 | 61.5 | 0.012 | 13.5 | DEER:Res:ClothesDishWasher | Annual | 1719 |  | Appl-CW-Top-GasDHW-GasDry-Tier3DEER2017 | Appl-CW-Top-GasDHW-GasDry-Tier3AnySFm2017CZ14DEER2017 | 8062
Appl-CW-Top-GasDHW-GasDry-Tier3 | DEER2017 | D17 v3 |  | Any | SFm | 2017 | CZ15 | rDXGF | Household | 1 | 2160.9 | None | 94.3 | 0.018 | 19.6 | 67.3 | 0.013 | 14.4 | 94.3 | 0.018 | 19.6 | 67.3 | 0.013 | 14.4 | DEER:Res:ClothesDishWasher | Annual | 1719 |  | Appl-CW-Top-GasDHW-GasDry-Tier3DEER2017 | Appl-CW-Top-GasDHW-GasDry-Tier3AnySFm2017CZ15DEER2017 | 8063
Appl-CW-Top-GasDHW-GasDry-Tier3 | DEER2017 | D17 v3 |  | Any | SFm | 2017 | CZ16 | rDXGF | Household | 1 | 2295.6 | None | 72.4 | 0.02 | 19.5 | 51.3 | 0.014 | 14.5 | 72.4 | 0.02 | 19.5 | 51.3 | 0.014 | 14.5 | DEER:Res:ClothesDishWasher | Annual | 1719 |  | Appl-CW-Top-GasDHW-GasDry-Tier3DEER2017 | Appl-CW-Top-GasDHW-GasDry-Tier3AnySFm2017CZ16DEER2017 | 8064
Appl-CW-Top-GasDHW-ElecDry-Tier2 | DEER2018 | D17 v3 |  | Any | SFm | 2007 | CZ01 | rDXGF | Household | 1 | 2295.6 | None | 424 | 0.059 | 2.68 | 190 | 0.027 | 0.14 | 424 | 0.059 | 2.68 | 190 | 0.027 | 0.14 | DEER:Res:ClothesDishWasher | Annual | 1719 |  | Appl-CW-Top-GasDHW-ElecDry-Tier2DEER2018 | Appl-CW-Top-GasDHW-ElecDry-Tier2AnySFm2007CZ01DEER2018 | 8068
Appl-CW-Top-GasDHW-GasDry-Tier2 | DEER2018 | D17 v3 |  | Any | SFm | 2007 | CZ01 | rDXGF | Household | 1 | 2295.6 | None | 61 | 0.009 | 16.6 | 33.7 | 0.005 | 6.16 | 61 | 0.009 | 16.6 | 33.7 | 0.005 | 6.16 | DEER:Res:ClothesDishWasher | Annual | 1719 |  | Appl-CW-Top-GasDHW-GasDry-Tier2DEER2018 | Appl-CW-Top-GasDHW-GasDry-Tier2AnySFm2007CZ01DEER2018 | 8069
Appl-CW-Top-GasDHW-ElecDry-Tier2 | DEER2018 | D17 v3 |  | Any | SFm | 2017 | CZ01 | rDXGF | Household | 1 | 2295.6 | None | 424 | 0.059 | 3.3 | 190 | 0.027 | 0.44 | 424 | 0.059 | 3.3 | 190 | 0.027 | 0.44 | DEER:Res:ClothesDishWasher | Annual | 1719 |  | Appl-CW-Top-GasDHW-ElecDry-Tier2DEER2018 | Appl-CW-Top-GasDHW-ElecDry-Tier2AnySFm2017CZ01DEER2018 | 8070
Appl-CW-Top-GasDHW-GasDry-Tier2 | DEER2018 | D17 v3 |  | Any | SFm | 2015 | CZ01 | rDXGF | Household | 1 | 2295.6 | None | 61.4 | 0.009 | 16.6 | 34.1 | 0.005 | 6.39 | 61.4 | 0.009 | 16.6 | 34.1 | 0.005 | 6.39 | DEER:Res:ClothesDishWasher | Annual | 1719 |  | Appl-CW-Top-GasDHW-GasDry-Tier2DEER2018 | Appl-CW-Top-GasDHW-GasDry-Tier2AnySFm2015CZ01DEER2018 | 8071
Appl-CW-Top-GasDHW-ElecDry-Tier2 | DEER2018 | D17 v3 |  | Any | SFm | 2011 | CZ01 | rDXGF | Household | 1 | 2295.6 | None | 424 | 0.059 | 2.85 | 190 | 0.026 | 0.23 | 424 | 0.059 | 2.85 | 190 | 0.026 | 0.23 | DEER:Res:ClothesDishWasher | Annual | 1719 |  | Appl-CW-Top-GasDHW-ElecDry-Tier2DEER2018 | Appl-CW-Top-GasDHW-ElecDry-Tier2AnySFm2011CZ01DEER2018 | 8072
Appl-CW-Top-GasDHW-ElecDry-Tier2 | DEER2018 | D17 v3 |  | Any | SFm | 2003 | CZ01 | rDXGF | Household | 1 | 2295.6 | None | 424 | 0.059 | 2.68 | 190 | 0.026 | 0.13 | 424 | 0.059 | 2.68 | 190 | 0.026 | 0.13 | DEER:Res:ClothesDishWasher | Annual | 1719 |  | Appl-CW-Top-GasDHW-ElecDry-Tier2DEER2018 | Appl-CW-Top-GasDHW-ElecDry-Tier2AnySFm2003CZ01DEER2018 | 8073
Appl-CW-Top-GasDHW-ElecDry-Tier2 | DEER2018 | D17 v3 |  | Any | SFm | 1975 | CZ01 | rDXGF | Household | 1 | 1591 | None | 423 | 0.059 | 2.39 | 190 | 0.026 | -0.03 | 423 | 0.059 | 2.39 | 190 | 0.026 | -0.03 | DEER:Res:ClothesDishWasher | Annual | 1719 |  | Appl-CW-Top-GasDHW-ElecDry-Tier2DEER2018 | Appl-CW-Top-GasDHW-ElecDry-Tier2AnySFm1975CZ01DEER2018 | 8074
Appl-CW-Top-GasDHW-GasDry-Tier2 | DEER2018 | D17 v3 |  | Any | SFm | 2003 | CZ01 | rDXGF | Household | 1 | 2295.6 | None | 60.9 | 0.009 | 16.6 | 33.7 | 0.005 | 6.15 | 60.9 | 0.009 | 16.6 | 33.7 | 0.005 | 6.15 | DEER:Res:ClothesDishWasher | Annual | 1719 |  | Appl-CW-Top-GasDHW-GasDry-Tier2DEER2018 | Appl-CW-Top-GasDHW-GasDry-Tier2AnySFm2003CZ01DEER2018 | 8075
Appl-CW-Top-GasDHW-GasDry-Tier2 | DEER2018 | D17 v3 |  | Any | SFm | 1996 | CZ01 | rDXGF | Household | 1 | 2193 | None | 61.1 | 0.009 | 16.9 | 33.7 | 0.005 | 6.31 | 61.1 | 0.009 | 16.9 | 33.7 | 0.005 | 6.31 | DEER:Res:ClothesDishWasher | Annual | 1719 |  | Appl-CW-Top-GasDHW-GasDry-Tier2DEER2018 | Appl-CW-Top-GasDHW-GasDry-Tier2AnySFm1996CZ01DEER2018 | 8076
Appl-CW-Top-GasDHW-GasDry-Tier2 | DEER2018 | D17 v3 |  | Any | SFm | 2011 | CZ01 | rDXGF | Household | 1 | 2295.6 | None | 61.2 | 0.009 | 16.8 | 33.8 | 0.005 | 6.26 | 61.2 | 0.009 | 16.8 | 33.8 | 0.005 | 6.26 | DEER:Res:ClothesDishWasher | Annual | 1719 |  | Appl-CW-Top-GasDHW-GasDry-Tier2DEER2018 | Appl-CW-Top-GasDHW-GasDry-Tier2AnySFm2011CZ01DEER2018 | 8077
Appl-CW-Top-GasDHW-GasDry-Tier2 | DEER2018 | D17 v3 |  | Any | SFm | 2017 | CZ01 | rDXGF | Household | 1 | 2295.6 | None | 61.8 | 0.009 | 17.3 | 34.1 | 0.005 | 6.47 | 61.8 | 0.009 | 17.3 | 34.1 | 0.005 | 6.47 | DEER:Res:ClothesDishWasher | Annual | 1719 |  | Appl-CW-Top-GasDHW-GasDry-Tier2DEER2018 | Appl-CW-Top-GasDHW-GasDry-Tier2AnySFm2017CZ01DEER2018 | 8078
Appl-CW-Top-GasDHW-ElecDry-Tier2 | DEER2018 | D17 v3 |  | Any | SFm | 1996 | CZ01 | rDXGF | Household | 1 | 2193 | None | 424 | 0.059 | 2.97 | 190 | 0.026 | 0.28 | 424 | 0.059 | 2.97 | 190 | 0.026 | 0.28 | DEER:Res:ClothesDishWasher | Annual | 1719 |  | Appl-CW-Top-GasDHW-ElecDry-Tier2DEER2018 | Appl-CW-Top-GasDHW-ElecDry-Tier2AnySFm1996CZ01DEER2018 | 8079
Appl-CW-Top-GasDHW-GasDry-Tier2 | DEER2018 | D17 v3 |  | Any | SFm | 2007 | CZ16 | rDXGF | Household | 1 | 2295.6 | None | 69.5 | 0.018 | 17.6 | 37.9 | 0.009 | 6.66 | 69.5 | 0.018 | 17.6 | 37.9 | 0.009 | 6.66 | DEER:Res:ClothesDishWasher | Annual | 1719 |  | Appl-CW-Top-GasDHW-GasDry-Tier2DEER2018 | Appl-CW-Top-GasDHW-GasDry-Tier2AnySFm2007CZ16DEER2018 | 8080
Appl-CW-Top-GasDHW-ElecDry-Tier2 | DEER2018 | D17 v3 |  | Any | SFm | 1975 | CZ16 | rDXGF | Household | 1 | 1591 | None | 438 | 0.07 | 2.83 | 197 | 0.032 | 0.22 | 438 | 0.07 | 2.83 | 197 | 0.032 | 0.22 | DEER:Res:ClothesDishWasher | Annual | 1719 |  | Appl-CW-Top-GasDHW-ElecDry-Tier2DEER2018 | Appl-CW-Top-GasDHW-ElecDry-Tier2AnySFm1975CZ16DEER2018 | 8081
Appl-CW-Top-GasDHW-GasDry-Tier2 | DEER2018 | D17 v3 |  | Any | SFm | 1975 | CZ01 | rDXGF | Household | 1 | 1591 | None | 60.6 | 0.009 | 16.3 | 33.5 | 0.005 | 5.99 | 60.6 | 0.009 | 16.3 | 33.5 | 0.005 | 5.99 | DEER:Res:ClothesDishWasher | Annual | 1719 |  | Appl-CW-Top-GasDHW-GasDry-Tier2DEER2018 | Appl-CW-Top-GasDHW-GasDry-Tier2AnySFm1975CZ01DEER2018 | 8082
Appl-CW-Top-GasDHW-GasDry-Tier2 | DEER2018 | D17 v3 |  | Any | SFm | 1985 | CZ01 | rDXGF | Household | 1 | 1904 | None | 59.4 | 0.009 | 15.1 | 32.9 | 0.005 | 5.38 | 59.4 | 0.009 | 15.1 | 32.9 | 0.005 | 5.38 | DEER:Res:ClothesDishWasher | Annual | 1719 |  | Appl-CW-Top-GasDHW-GasDry-Tier2DEER2018 | Appl-CW-Top-GasDHW-GasDry-Tier2AnySFm1985CZ01DEER2018 | 8083
Appl-CW-Top-GasDHW-ElecDry-Tier2 | DEER2018 | D17 v3 |  | Any | SFm | 1985 | CZ01 | rDXGF | Household | 1 | 1904 | None | 422 | 0.059 | 1.17 | 189 | 0.027 | -0.62 | 422 | 0.059 | 1.17 | 189 | 0.027 | -0.62 | DEER:Res:ClothesDishWasher | Annual | 1719 |  | Appl-CW-Top-GasDHW-ElecDry-Tier2DEER2018 | Appl-CW-Top-GasDHW-ElecDry-Tier2AnySFm1985CZ01DEER2018 | 8084
Appl-CW-Top-GasDHW-GasDry-Tier2 | DEER2018 | D17 v3 |  | Any | SFm | 1985 | CZ16 | rDXGF | Household | 1 | 1904 | None | 74.7 | 0.024 | 16.1 | 40.3 | 0.012 | 5.9 | 74.7 | 0.024 | 16.1 | 40.3 | 0.012 | 5.9 | DEER:Res:ClothesDishWasher | Annual | 1719 |  | Appl-CW-Top-GasDHW-GasDry-Tier2DEER2018 | Appl-CW-Top-GasDHW-GasDry-Tier2AnySFm1985CZ16DEER2018 | 8085
Appl-CW-Top-GasDHW-ElecDry-Tier2 | DEER2018 | D17 v3 |  | Any | SFm | 2015 | CZ01 | rDXGF | Household | 1 | 2295.6 | None | 424 | 0.059 | 2.69 | 190 | 0.026 | 0.37 | 424 | 0.059 | 2.69 | 190 | 0.026 | 0.37 | DEER:Res:ClothesDishWasher | Annual | 1719 |  | Appl-CW-Top-GasDHW-ElecDry-Tier2DEER2018 | Appl-CW-Top-GasDHW-ElecDry-Tier2AnySFm2015CZ01DEER2018 | 8086
Appl-CW-Top-GasDHW-GasDry-Tier2 | DEER2018 | D17 v3 |  | Any | SFm | 1975 | CZ16 | rDXGF | Household | 1 | 1591 | None | 75.8 | 0.021 | 16.8 | 41 | 0.011 | 6.24 | 75.8 | 0.021 | 16.8 | 41 | 0.011 | 6.24 | DEER:Res:ClothesDishWasher | Annual | 1719 |  | Appl-CW-Top-GasDHW-GasDry-Tier2DEER2018 | Appl-CW-Top-GasDHW-GasDry-Tier2AnySFm1975CZ16DEER2018 | 8087
Appl-CW-Top-GasDHW-ElecDry-Tier2 | DEER2018 | D17 v3 |  | Any | SFm | 1985 | CZ16 | rDXGF | Household | 1 | 1904 | None | 437 | 0.072 | 2.14 | 196 | 0.033 | -0.13 | 437 | 0.072 | 2.14 | 196 | 0.033 | -0.13 | DEER:Res:ClothesDishWasher | Annual | 1719 |  | Appl-CW-Top-GasDHW-ElecDry-Tier2DEER2018 | Appl-CW-Top-GasDHW-ElecDry-Tier2AnySFm1985CZ16DEER2018 | 8088
Appl-CW-Top-GasDHW-ElecDry-Tier2 | DEER2018 | D17 v3 |  | Any | SFm | 1996 | CZ16 | rDXGF | Household | 1 | 2193 | None | 437 | 0.072 | 3.57 | 197 | 0.032 | 0.58 | 437 | 0.072 | 3.57 | 197 | 0.032 | 0.58 | DEER:Res:ClothesDishWasher | Annual | 1719 |  | Appl-CW-Top-GasDHW-ElecDry-Tier2DEER2018 | Appl-CW-Top-GasDHW-ElecDry-Tier2AnySFm1996CZ16DEER2018 | 8089
Appl-CW-Top-GasDHW-GasDry-Tier2 | DEER2018 | D17 v3 |  | Any | SFm | 2017 | CZ16 | rDXGF | Household | 1 | 2295.6 | None | 65.5 | 0.017 | 17.3 | 35.6 | 0.009 | 6.53 | 65.5 | 0.017 | 17.3 | 35.6 | 0.009 | 6.53 | DEER:Res:ClothesDishWasher | Annual | 1719 |  | Appl-CW-Top-GasDHW-GasDry-Tier2DEER2018 | Appl-CW-Top-GasDHW-GasDry-Tier2AnySFm2017CZ16DEER2018 | 8090
Appl-CW-Top-GasDHW-ElecDry-Tier2 | DEER2018 | D17 v3 |  | Any | SFm | 2011 | CZ16 | rDXGF | Household | 1 | 2295.6 | None | 433 | 0.067 | 3.82 | 194 | 0.031 | 0.7 | 433 | 0.067 | 3.82 | 194 | 0.031 | 0.7 | DEER:Res:ClothesDishWasher | Annual | 1719 |  | Appl-CW-Top-GasDHW-ElecDry-Tier2DEER2018 | Appl-CW-Top-GasDHW-ElecDry-Tier2AnySFm2011CZ16DEER2018 | 8091
Appl-CW-Top-GasDHW-GasDry-Tier2 | DEER2018 | D17 v3 |  | Any | SFm | 2003 | CZ16 | rDXGF | Household | 1 | 2295.6 | None | 70.3 | 0.02 | 17.7 | 38.6 | 0.011 | 6.67 | 70.3 | 0.02 | 17.7 | 38.6 | 0.011 | 6.67 | DEER:Res:ClothesDishWasher | Annual | 1719 |  | Appl-CW-Top-GasDHW-GasDry-Tier2DEER2018 | Appl-CW-Top-GasDHW-GasDry-Tier2AnySFm2003CZ16DEER2018 | 8092
Appl-CW-Top-GasDHW-GasDry-Tier2 | DEER2018 | D17 v3 |  | Any | SFm | 1996 | CZ16 | rDXGF | Household | 1 | 2193 | None | 75.1 | 0.022 | 17.5 | 40.4 | 0.011 | 6.62 | 75.1 | 0.022 | 17.5 | 40.4 | 0.011 | 6.62 | DEER:Res:ClothesDishWasher | Annual | 1719 |  | Appl-CW-Top-GasDHW-GasDry-Tier2DEER2018 | Appl-CW-Top-GasDHW-GasDry-Tier2AnySFm1996CZ16DEER2018 | 8093
Appl-CW-Top-GasDHW-ElecDry-Tier2 | DEER2018 | D17 v3 |  | Any | SFm | 2017 | CZ16 | rDXGF | Household | 1 | 2295.6 | None | 428 | 0.067 | 3.39 | 192 | 0.03 | 0.49 | 428 | 0.067 | 3.39 | 192 | 0.03 | 0.49 | DEER:Res:ClothesDishWasher | Annual | 1719 |  | Appl-CW-Top-GasDHW-ElecDry-Tier2DEER2018 | Appl-CW-Top-GasDHW-ElecDry-Tier2AnySFm2017CZ16DEER2018 | 8094
Appl-CW-Top-GasDHW-ElecDry-Tier2 | DEER2018 | D17 v3 |  | Any | SFm | 2007 | CZ16 | rDXGF | Household | 1 | 2295.6 | None | 432 | 0.068 | 3.66 | 195 | 0.031 | 0.64 | 432 | 0.068 | 3.66 | 195 | 0.031 | 0.64 | DEER:Res:ClothesDishWasher | Annual | 1719 |  | Appl-CW-Top-GasDHW-ElecDry-Tier2DEER2018 | Appl-CW-Top-GasDHW-ElecDry-Tier2AnySFm2007CZ16DEER2018 | 8095
Appl-CW-Top-GasDHW-ElecDry-Tier2 | DEER2018 | D17 v3 |  | Any | SFm | 2015 | CZ16 | rDXGF | Household | 1 | 2295.6 | None | 429 | 0.067 | 3.26 | 193 | 0.031 | 0.43 | 429 | 0.067 | 3.26 | 193 | 0.031 | 0.43 | DEER:Res:ClothesDishWasher | Annual | 1719 |  | Appl-CW-Top-GasDHW-ElecDry-Tier2DEER2018 | Appl-CW-Top-GasDHW-ElecDry-Tier2AnySFm2015CZ16DEER2018 | 8096
Appl-CW-Top-GasDHW-GasDry-Tier2 | DEER2018 | D17 v3 |  | Any | SFm | 2011 | CZ16 | rDXGF | Household | 1 | 2295.6 | None | 70.3 | 0.018 | 17.8 | 38.2 | 0.01 | 6.74 | 70.3 | 0.018 | 17.8 | 38.2 | 0.01 | 6.74 | DEER:Res:ClothesDishWasher | Annual | 1719 |  | Appl-CW-Top-GasDHW-GasDry-Tier2DEER2018 | Appl-CW-Top-GasDHW-GasDry-Tier2AnySFm2011CZ16DEER2018 | 8097
Appl-CW-Top-GasDHW-GasDry-Tier2 | DEER2018 | D17 v3 |  | Any | SFm | 2015 | CZ16 | rDXGF | Household | 1 | 2295.6 | None | 67 | 0.017 | 17.2 | 36.5 | 0.009 | 6.47 | 67 | 0.017 | 17.2 | 36.5 | 0.009 | 6.47 | DEER:Res:ClothesDishWasher | Annual | 1719 |  | Appl-CW-Top-GasDHW-GasDry-Tier2DEER2018 | Appl-CW-Top-GasDHW-GasDry-Tier2AnySFm2015CZ16DEER2018 | 8098
Appl-CW-Top-GasDHW-ElecDry-Tier2 | DEER2018 | D17 v3 |  | Any | SFm | 2003 | CZ16 | rDXGF | Household | 1 | 2295.6 | None | 433 | 0.069 | 3.68 | 195 | 0.032 | 0.63 | 433 | 0.069 | 3.68 | 195 | 0.032 | 0.63 | DEER:Res:ClothesDishWasher | Annual | 1719 |  | Appl-CW-Top-GasDHW-ElecDry-Tier2DEER2018 | Appl-CW-Top-GasDHW-ElecDry-Tier2AnySFm2003CZ16DEER2018 | 8099
Appl-CW-Top-GasDHW-GasDry-Tier3 | DEER2018 | D17 v3 |  | Any | SFm | 2007 | CZ01 | rDXGF | Household | 1 | 2295.6 | None | 67.1 | 0.009 | 18.7 | 39.8 | 0.005 | 8.23 | 67.1 | 0.009 | 18.7 | 39.8 | 0.005 | 8.23 | DEER:Res:ClothesDishWasher | Annual | 1719 |  | Appl-CW-Top-GasDHW-GasDry-Tier3DEER2018 | Appl-CW-Top-GasDHW-GasDry-Tier3AnySFm2007CZ01DEER2018 | 8100
Appl-CW-Top-GasDHW-ElecDry-Tier3 | DEER2018 | D17 v3 |  | Any | SFm | 2007 | CZ01 | rDXGF | Household | 1 | 2295.6 | None | 502 | 0.07 | 1.96 | 268 | 0.038 | -0.58 | 502 | 0.07 | 1.96 | 268 | 0.038 | -0.58 | DEER:Res:ClothesDishWasher | Annual | 1719 |  | Appl-CW-Top-GasDHW-ElecDry-Tier3DEER2018 | Appl-CW-Top-GasDHW-ElecDry-Tier3AnySFm2007CZ01DEER2018 | 8101
Appl-CW-Top-GasDHW-GasDry-Tier3 | DEER2018 | D17 v3 |  | Any | SFm | 2015 | CZ01 | rDXGF | Household | 1 | 2295.6 | None | 67.6 | 0.01 | 18.8 | 40.3 | 0.006 | 8.53 | 67.6 | 0.01 | 18.8 | 40.3 | 0.006 | 8.53 | DEER:Res:ClothesDishWasher | Annual | 1719 |  | Appl-CW-Top-GasDHW-GasDry-Tier3DEER2018 | Appl-CW-Top-GasDHW-GasDry-Tier3AnySFm2015CZ01DEER2018 | 8102
Appl-CW-Top-GasDHW-GasDry-Tier3 | DEER2018 | D17 v3 |  | Any | SFm | 2003 | CZ01 | rDXGF | Household | 1 | 2295.6 | None | 67 | 0.01 | 18.7 | 39.8 | 0.006 | 8.22 | 67 | 0.01 | 18.7 | 39.8 | 0.006 | 8.22 | DEER:Res:ClothesDishWasher | Annual | 1719 |  | Appl-CW-Top-GasDHW-GasDry-Tier3DEER2018 | Appl-CW-Top-GasDHW-GasDry-Tier3AnySFm2003CZ01DEER2018 | 8103
Appl-CW-Top-GasDHW-ElecDry-Tier3 | DEER2018 | D17 v3 |  | Any | SFm | 2003 | CZ01 | rDXGF | Household | 1 | 2295.6 | None | 501 | 0.07 | 1.97 | 268 | 0.037 | -0.58 | 501 | 0.07 | 1.97 | 268 | 0.037 | -0.58 | DEER:Res:ClothesDishWasher | Annual | 1719 |  | Appl-CW-Top-GasDHW-ElecDry-Tier3DEER2018 | Appl-CW-Top-GasDHW-ElecDry-Tier3AnySFm2003CZ01DEER2018 | 8104
Appl-CW-Top-GasDHW-ElecDry-Tier3 | DEER2018 | D17 v3 |  | Any | SFm | 2011 | CZ01 | rDXGF | Household | 1 | 2295.6 | None | 502 | 0.07 | 2.16 | 268 | 0.037 | -0.46 | 502 | 0.07 | 2.16 | 268 | 0.037 | -0.46 | DEER:Res:ClothesDishWasher | Annual | 1719 |  | Appl-CW-Top-GasDHW-ElecDry-Tier3DEER2018 | Appl-CW-Top-GasDHW-ElecDry-Tier3AnySFm2011CZ01DEER2018 | 8105
Appl-CW-Top-GasDHW-ElecDry-Tier3 | DEER2018 | D17 v3 |  | Any | SFm | 2017 | CZ01 | rDXGF | Household | 1 | 2295.6 | None | 502 | 0.07 | 2.68 | 268 | 0.038 | -0.18 | 502 | 0.07 | 2.68 | 268 | 0.038 | -0.18 | DEER:Res:ClothesDishWasher | Annual | 1719 |  | Appl-CW-Top-GasDHW-ElecDry-Tier3DEER2018 | Appl-CW-Top-GasDHW-ElecDry-Tier3AnySFm2017CZ01DEER2018 | 8106
Appl-CW-Top-GasDHW-GasDry-Tier3 | DEER2018 | D17 v3 |  | Any | SFm | 2011 | CZ01 | rDXGF | Household | 1 | 2295.6 | None | 67.3 | 0.01 | 18.9 | 39.9 | 0.006 | 8.35 | 67.3 | 0.01 | 18.9 | 39.9 | 0.006 | 8.35 | DEER:Res:ClothesDishWasher | Annual | 1719 |  | Appl-CW-Top-GasDHW-GasDry-Tier3DEER2018 | Appl-CW-Top-GasDHW-GasDry-Tier3AnySFm2011CZ01DEER2018 | 8107
Appl-CW-Top-GasDHW-ElecDry-Tier3 | DEER2018 | D17 v3 |  | Any | SFm | 1975 | CZ01 | rDXGF | Household | 1 | 1591 | None | 501 | 0.07 | 1.62 | 268 | 0.037 | -0.8 | 501 | 0.07 | 1.62 | 268 | 0.037 | -0.8 | DEER:Res:ClothesDishWasher | Annual | 1719 |  | Appl-CW-Top-GasDHW-ElecDry-Tier3DEER2018 | Appl-CW-Top-GasDHW-ElecDry-Tier3AnySFm1975CZ01DEER2018 | 8108
Appl-CW-Top-GasDHW-GasDry-Tier3 | DEER2018 | D17 v3 |  | Any | SFm | 1975 | CZ01 | rDXGF | Household | 1 | 1591 | None | 66.7 | 0.01 | 18.3 | 39.6 | 0.006 | 8 | 66.7 | 0.01 | 18.3 | 39.6 | 0.006 | 8 | DEER:Res:ClothesDishWasher | Annual | 1719 |  | Appl-CW-Top-GasDHW-GasDry-Tier3DEER2018 | Appl-CW-Top-GasDHW-GasDry-Tier3AnySFm1975CZ01DEER2018 | 8109
Appl-CW-Top-GasDHW-GasDry-Tier3 | DEER2018 | D17 v3 |  | Any | SFm | 2017 | CZ01 | rDXGF | Household | 1 | 2295.6 | None | 68 | 0.01 | 19.4 | 40.3 | 0.006 | 8.63 | 68 | 0.01 | 19.4 | 40.3 | 0.006 | 8.63 | DEER:Res:ClothesDishWasher | Annual | 1719 |  | Appl-CW-Top-GasDHW-GasDry-Tier3DEER2018 | Appl-CW-Top-GasDHW-GasDry-Tier3AnySFm2017CZ01DEER2018 | 8110
Appl-CW-Top-GasDHW-GasDry-Tier3 | DEER2018 | D17 v3 |  | Any | SFm | 1985 | CZ01 | rDXGF | Household | 1 | 1904 | None | 65.2 | 0.009 | 16.9 | 38.7 | 0.005 | 7.23 | 65.2 | 0.009 | 16.9 | 38.7 | 0.005 | 7.23 | DEER:Res:ClothesDishWasher | Annual | 1719 |  | Appl-CW-Top-GasDHW-GasDry-Tier3DEER2018 | Appl-CW-Top-GasDHW-GasDry-Tier3AnySFm1985CZ01DEER2018 | 8111
Appl-CW-Top-GasDHW-ElecDry-Tier3 | DEER2018 | D17 v3 |  | Any | SFm | 1996 | CZ01 | rDXGF | Household | 1 | 2193 | None | 502 | 0.07 | 2.29 | 268 | 0.037 | -0.4 | 502 | 0.07 | 2.29 | 268 | 0.037 | -0.4 | DEER:Res:ClothesDishWasher | Annual | 1719 |  | Appl-CW-Top-GasDHW-ElecDry-Tier3DEER2018 | Appl-CW-Top-GasDHW-ElecDry-Tier3AnySFm1996CZ01DEER2018 | 8112
Appl-CW-Top-GasDHW-ElecDry-Tier3 | DEER2018 | D17 v3 |  | Any | SFm | 1996 | CZ16 | rDXGF | Household | 1 | 2193 | None | 518 | 0.085 | 2.99 | 278 | 0.045 | 0 | 518 | 0.085 | 2.99 | 278 | 0.045 | 0 | DEER:Res:ClothesDishWasher | Annual | 1719 |  | Appl-CW-Top-GasDHW-ElecDry-Tier3DEER2018 | Appl-CW-Top-GasDHW-ElecDry-Tier3AnySFm1996CZ16DEER2018 | 8113
Appl-CW-Top-GasDHW-GasDry-Tier3 | DEER2018 | D17 v3 |  | Any | SFm | 1996 | CZ01 | rDXGF | Household | 1 | 2193 | None | 67.3 | 0.01 | 19 | 39.9 | 0.006 | 8.42 | 67.3 | 0.01 | 19 | 39.9 | 0.006 | 8.42 | DEER:Res:ClothesDishWasher | Annual | 1719 |  | Appl-CW-Top-GasDHW-GasDry-Tier3DEER2018 | Appl-CW-Top-GasDHW-GasDry-Tier3AnySFm1996CZ01DEER2018 | 8114
Appl-CW-Top-GasDHW-ElecDry-Tier3 | DEER2018 | D17 v3 |  | Any | SFm | 1985 | CZ01 | rDXGF | Household | 1 | 1904 | None | 500 | 0.07 | 0.24 | 267 | 0.038 | -1.55 | 500 | 0.07 | 0.24 | 267 | 0.038 | -1.55 | DEER:Res:ClothesDishWasher | Annual | 1719 |  | Appl-CW-Top-GasDHW-ElecDry-Tier3DEER2018 | Appl-CW-Top-GasDHW-ElecDry-Tier3AnySFm1985CZ01DEER2018 | 8115
Appl-CW-Top-GasDHW-ElecDry-Tier3 | DEER2018 | D17 v3 |  | Any | SFm | 2007 | CZ16 | rDXGF | Household | 1 | 2295.6 | None | 512 | 0.08 | 3.1 | 274 | 0.043 | 0.08 | 512 | 0.08 | 3.1 | 274 | 0.043 | 0.08 | DEER:Res:ClothesDishWasher | Annual | 1719 |  | Appl-CW-Top-GasDHW-ElecDry-Tier3DEER2018 | Appl-CW-Top-GasDHW-ElecDry-Tier3AnySFm2007CZ16DEER2018 | 8116
Appl-CW-Top-GasDHW-ElecDry-Tier3 | DEER2018 | D17 v3 |  | Any | SFm | 1985 | CZ16 | rDXGF | Household | 1 | 1904 | None | 517 | 0.085 | 1.35 | 276 | 0.046 | -0.92 | 517 | 0.085 | 1.35 | 276 | 0.046 | -0.92 | DEER:Res:ClothesDishWasher | Annual | 1719 |  | Appl-CW-Top-GasDHW-ElecDry-Tier3DEER2018 | Appl-CW-Top-GasDHW-ElecDry-Tier3AnySFm1985CZ16DEER2018 | 8117
Appl-CW-Top-GasDHW-GasDry-Tier3 | DEER2018 | D17 v3 |  | Any | SFm | 2007 | CZ16 | rDXGF | Household | 1 | 2295.6 | None | 78 | 0.021 | 19.9 | 46.4 | 0.012 | 8.9 | 78 | 0.021 | 19.9 | 46.4 | 0.012 | 8.9 | DEER:Res:ClothesDishWasher | Annual | 1719 |  | Appl-CW-Top-GasDHW-GasDry-Tier3DEER2018 | Appl-CW-Top-GasDHW-GasDry-Tier3AnySFm2007CZ16DEER2018 | 8118
Appl-CW-Top-GasDHW-GasDry-Tier3 | DEER2018 | D17 v3 |  | Any | SFm | 1985 | CZ16 | rDXGF | Household | 1 | 1904 | None | 82.8 | 0.027 | 18.1 | 48.4 | 0.015 | 7.89 | 82.8 | 0.027 | 18.1 | 48.4 | 0.015 | 7.89 | DEER:Res:ClothesDishWasher | Annual | 1719 |  | Appl-CW-Top-GasDHW-GasDry-Tier3DEER2018 | Appl-CW-Top-GasDHW-GasDry-Tier3AnySFm1985CZ16DEER2018 | 8119
Appl-CW-Top-GasDHW-GasDry-Tier3 | DEER2018 | D17 v3 |  | Any | SFm | 2015 | CZ16 | rDXGF | Household | 1 | 2295.6 | None | 73.3 | 0.019 | 19.4 | 42.8 | 0.011 | 8.64 | 73.3 | 0.019 | 19.4 | 42.8 | 0.011 | 8.64 | DEER:Res:ClothesDishWasher | Annual | 1719 |  | Appl-CW-Top-GasDHW-GasDry-Tier3DEER2018 | Appl-CW-Top-GasDHW-GasDry-Tier3AnySFm2015CZ16DEER2018 | 8120
Appl-CW-Top-GasDHW-GasDry-Tier3 | DEER2018 | D17 v3 |  | Any | SFm | 1975 | CZ16 | rDXGF | Household | 1 | 1591 | None | 83.9 | 0.024 | 18.9 | 49.1 | 0.014 | 8.33 | 83.9 | 0.024 | 18.9 | 49.1 | 0.014 | 8.33 | DEER:Res:ClothesDishWasher | Annual | 1719 |  | Appl-CW-Top-GasDHW-GasDry-Tier3DEER2018 | Appl-CW-Top-GasDHW-GasDry-Tier3AnySFm1975CZ16DEER2018 | 8121
Appl-CW-Top-GasDHW-ElecDry-Tier3 | DEER2018 | D17 v3 |  | Any | SFm | 2015 | CZ01 | rDXGF | Household | 1 | 2295.6 | None | 502 | 0.07 | 2.03 | 268 | 0.037 | -0.29 | 502 | 0.07 | 2.03 | 268 | 0.037 | -0.29 | DEER:Res:ClothesDishWasher | Annual | 1719 |  | Appl-CW-Top-GasDHW-ElecDry-Tier3DEER2018 | Appl-CW-Top-GasDHW-ElecDry-Tier3AnySFm2015CZ01DEER2018 | 8122
Appl-CW-Top-GasDHW-ElecDry-Tier3 | DEER2018 | D17 v3 |  | Any | SFm | 1975 | CZ16 | rDXGF | Household | 1 | 1591 | None | 517 | 0.082 | 2.15 | 277 | 0.044 | -0.46 | 517 | 0.082 | 2.15 | 277 | 0.044 | -0.46 | DEER:Res:ClothesDishWasher | Annual | 1719 |  | Appl-CW-Top-GasDHW-ElecDry-Tier3DEER2018 | Appl-CW-Top-GasDHW-ElecDry-Tier3AnySFm1975CZ16DEER2018 | 8123
Appl-CW-Top-GasDHW-GasDry-Tier3 | DEER2018 | D17 v3 |  | Any | SFm | 1996 | CZ16 | rDXGF | Household | 1 | 2193 | None | 84.3 | 0.025 | 19.8 | 49.6 | 0.014 | 8.84 | 84.3 | 0.025 | 19.8 | 49.6 | 0.014 | 8.84 | DEER:Res:ClothesDishWasher | Annual | 1719 |  | Appl-CW-Top-GasDHW-GasDry-Tier3DEER2018 | Appl-CW-Top-GasDHW-GasDry-Tier3AnySFm1996CZ16DEER2018 | 8124
Appl-CW-Top-GasDHW-ElecDry-Tier3 | DEER2018 | D17 v3 |  | Any | SFm | 2003 | CZ16 | rDXGF | Household | 1 | 2295.6 | None | 511 | 0.082 | 3.11 | 273 | 0.045 | 0.06 | 511 | 0.082 | 3.11 | 273 | 0.045 | 0.06 | DEER:Res:ClothesDishWasher | Annual | 1719 |  | Appl-CW-Top-GasDHW-ElecDry-Tier3DEER2018 | Appl-CW-Top-GasDHW-ElecDry-Tier3AnySFm2003CZ16DEER2018 | 8125
Appl-CW-Top-GasDHW-ElecDry-Tier3 | DEER2018 | D17 v3 |  | Any | SFm | 2015 | CZ16 | rDXGF | Household | 1 | 2295.6 | None | 507 | 0.079 | 2.64 | 271 | 0.043 | -0.19 | 507 | 0.079 | 2.64 | 271 | 0.043 | -0.19 | DEER:Res:ClothesDishWasher | Annual | 1719 |  | Appl-CW-Top-GasDHW-ElecDry-Tier3DEER2018 | Appl-CW-Top-GasDHW-ElecDry-Tier3AnySFm2015CZ16DEER2018 | 8126
Appl-CW-Top-GasDHW-GasDry-Tier3 | DEER2018 | D17 v3 |  | Any | SFm | 2003 | CZ16 | rDXGF | Household | 1 | 2295.6 | None | 77.3 | 0.022 | 19.9 | 45.6 | 0.013 | 8.9 | 77.3 | 0.022 | 19.9 | 45.6 | 0.013 | 8.9 | DEER:Res:ClothesDishWasher | Annual | 1719 |  | Appl-CW-Top-GasDHW-GasDry-Tier3DEER2018 | Appl-CW-Top-GasDHW-GasDry-Tier3AnySFm2003CZ16DEER2018 | 8127
Appl-CW-Top-GasDHW-GasDry-Tier3 | DEER2018 | D17 v3 |  | Any | SFm | 2017 | CZ16 | rDXGF | Household | 1 | 2295.6 | None | 72.4 | 0.02 | 19.5 | 42.5 | 0.012 | 8.73 | 72.4 | 0.02 | 19.5 | 42.5 | 0.012 | 8.73 | DEER:Res:ClothesDishWasher | Annual | 1719 |  | Appl-CW-Top-GasDHW-GasDry-Tier3DEER2018 | Appl-CW-Top-GasDHW-GasDry-Tier3AnySFm2017CZ16DEER2018 | 8128
Appl-CW-Top-GasDHW-ElecDry-Tier3 | DEER2018 | D17 v3 |  | Any | SFm | 2017 | CZ16 | rDXGF | Household | 1 | 2295.6 | None | 507 | 0.079 | 2.8 | 271 | 0.042 | -0.1 | 507 | 0.079 | 2.8 | 271 | 0.042 | -0.1 | DEER:Res:ClothesDishWasher | Annual | 1719 |  | Appl-CW-Top-GasDHW-ElecDry-Tier3DEER2018 | Appl-CW-Top-GasDHW-ElecDry-Tier3AnySFm2017CZ16DEER2018 | 8129
Appl-CW-Top-GasDHW-ElecDry-Tier3 | DEER2018 | D17 v3 |  | Any | SFm | 2011 | CZ16 | rDXGF | Household | 1 | 2295.6 | None | 514 | 0.079 | 3.26 | 275 | 0.043 | 0.14 | 514 | 0.079 | 3.26 | 275 | 0.043 | 0.14 | DEER:Res:ClothesDishWasher | Annual | 1719 |  | Appl-CW-Top-GasDHW-ElecDry-Tier3DEER2018 | Appl-CW-Top-GasDHW-ElecDry-Tier3AnySFm2011CZ16DEER2018 | 8130
Appl-CW-Top-GasDHW-GasDry-Tier3 | DEER2018 | D17 v3 |  | Any | SFm | 2011 | CZ16 | rDXGF | Household | 1 | 2295.6 | None | 79.5 | 0.02 | 20.1 | 47.4 | 0.012 | 8.99 | 79.5 | 0.02 | 20.1 | 47.4 | 0.012 | 8.99 | DEER:Res:ClothesDishWasher | Annual | 1719 |  | Appl-CW-Top-GasDHW-GasDry-Tier3DEER2018 | Appl-CW-Top-GasDHW-GasDry-Tier3AnySFm2011CZ16DEER2018 | 8131
Appl-CW-Top-GasDHW-ElecDry-Tier2 | DEER2018 | D17 v3 |  | Any | SFm | 2011 | CZ05 | rDXGF | Household | 1 | 2295.6 | None | 424 | 0.069 | 1.56 | 190 | 0.031 | -0.3 | 424 | 0.069 | 1.56 | 190 | 0.031 | -0.3 | DEER:Res:ClothesDishWasher | Annual | 1719 |  | Appl-CW-Top-GasDHW-ElecDry-Tier2DEER2018 | Appl-CW-Top-GasDHW-ElecDry-Tier2AnySFm2011CZ05DEER2018 | 8132
Appl-CW-Top-GasDHW-GasDry-Tier2 | DEER2018 | D17 v3 |  | Any | SFm | 2011 | CZ05 | rDXGF | Household | 1 | 2295.6 | None | 62.7 | 0.021 | 15.4 | 34.4 | 0.011 | 5.67 | 62.7 | 0.021 | 15.4 | 34.4 | 0.011 | 5.67 | DEER:Res:ClothesDishWasher | Annual | 1719 |  | Appl-CW-Top-GasDHW-GasDry-Tier2DEER2018 | Appl-CW-Top-GasDHW-GasDry-Tier2AnySFm2011CZ05DEER2018 | 8133
Appl-CW-Top-GasDHW-ElecDry-Tier2 | DEER2018 | D17 v3 |  | Any | SFm | 2007 | CZ05 | rDXGF | Household | 1 | 2295.6 | None | 426 | 0.068 | 1.58 | 191 | 0.031 | -0.43 | 426 | 0.068 | 1.58 | 191 | 0.031 | -0.43 | DEER:Res:ClothesDishWasher | Annual | 1719 |  | Appl-CW-Top-GasDHW-ElecDry-Tier2DEER2018 | Appl-CW-Top-GasDHW-ElecDry-Tier2AnySFm2007CZ05DEER2018 | 8134
Appl-CW-Top-GasDHW-ElecDry-Tier2 | DEER2018 | D17 v3 |  | Any | SFm | 1996 | CZ05 | rDXGF | Household | 1 | 2193 | None | 425 | 0.072 | 1.05 | 191 | 0.033 | -0.6 | 425 | 0.072 | 1.05 | 191 | 0.033 | -0.6 | DEER:Res:ClothesDishWasher | Annual | 1719 |  | Appl-CW-Top-GasDHW-ElecDry-Tier2DEER2018 | Appl-CW-Top-GasDHW-ElecDry-Tier2AnySFm1996CZ05DEER2018 | 8135
Appl-CW-Top-GasDHW-GasDry-Tier2 | DEER2018 | D17 v3 |  | Any | SFm | 2007 | CZ05 | rDXGF | Household | 1 | 2295.6 | None | 63 | 0.018 | 15.5 | 34.6 | 0.009 | 5.6 | 63 | 0.018 | 15.5 | 34.6 | 0.009 | 5.6 | DEER:Res:ClothesDishWasher | Annual | 1719 |  | Appl-CW-Top-GasDHW-GasDry-Tier2DEER2018 | Appl-CW-Top-GasDHW-GasDry-Tier2AnySFm2007CZ05DEER2018 | 8136
Appl-CW-Top-GasDHW-ElecDry-Tier2 | DEER2018 | D17 v3 |  | Any | SFm | 2003 | CZ05 | rDXGF | Household | 1 | 2295.6 | None | 426 | 0.072 | 1.59 | 191 | 0.033 | -0.35 | 426 | 0.072 | 1.59 | 191 | 0.033 | -0.35 | DEER:Res:ClothesDishWasher | Annual | 1719 |  | Appl-CW-Top-GasDHW-ElecDry-Tier2DEER2018 | Appl-CW-Top-GasDHW-ElecDry-Tier2AnySFm2003CZ05DEER2018 | 8137
Appl-CW-Top-GasDHW-GasDry-Tier2 | DEER2018 | D17 v3 |  | Any | SFm | 1996 | CZ05 | rDXGF | Household | 1 | 2193 | None | 62.6 | 0.022 | 15 | 34.2 | 0.011 | 5.42 | 62.6 | 0.022 | 15 | 34.2 | 0.011 | 5.42 | DEER:Res:ClothesDishWasher | Annual | 1719 |  | Appl-CW-Top-GasDHW-GasDry-Tier2DEER2018 | Appl-CW-Top-GasDHW-GasDry-Tier2AnySFm1996CZ05DEER2018 | 8138
Appl-CW-Top-GasDHW-ElecDry-Tier2 | DEER2018 | D17 v3 |  | Any | SFm | 2015 | CZ05 | rDXGF | Household | 1 | 2295.6 | None | 428 | 0.069 | 2.49 | 192 | 0.031 | 0.1 | 428 | 0.069 | 2.49 | 192 | 0.031 | 0.1 | DEER:Res:ClothesDishWasher | Annual | 1719 |  | Appl-CW-Top-GasDHW-ElecDry-Tier2DEER2018 | Appl-CW-Top-GasDHW-ElecDry-Tier2AnySFm2015CZ05DEER2018 | 8139
Appl-CW-Top-GasDHW-GasDry-Tier2 | DEER2018 | D17 v3 |  | Any | SFm | 2003 | CZ05 | rDXGF | Household | 1 | 2295.6 | None | 63.6 | 0.023 | 15.5 | 34.6 | 0.012 | 5.67 | 63.6 | 0.023 | 15.5 | 34.6 | 0.012 | 5.67 | DEER:Res:ClothesDishWasher | Annual | 1719 |  | Appl-CW-Top-GasDHW-GasDry-Tier2DEER2018 | Appl-CW-Top-GasDHW-GasDry-Tier2AnySFm2003CZ05DEER2018 | 8140
Appl-CW-Top-GasDHW-GasDry-Tier2 | DEER2018 | D17 v3 |  | Any | SFm | 2017 | CZ05 | rDXGF | Household | 1 | 2295.6 | None | 64.4 | 0.019 | 16.5 | 35.3 | 0.01 | 6.19 | 64.4 | 0.019 | 16.5 | 35.3 | 0.01 | 6.19 | DEER:Res:ClothesDishWasher | Annual | 1719 |  | Appl-CW-Top-GasDHW-GasDry-Tier2DEER2018 | Appl-CW-Top-GasDHW-GasDry-Tier2AnySFm2017CZ05DEER2018 | 8141
Appl-CW-Top-GasDHW-ElecDry-Tier2 | DEER2018 | D17 v3 |  | Any | SFm | 2017 | CZ05 | rDXGF | Household | 1 | 2295.6 | None | 427 | 0.069 | 2.54 | 192 | 0.032 | 0.16 | 427 | 0.069 | 2.54 | 192 | 0.032 | 0.16 | DEER:Res:ClothesDishWasher | Annual | 1719 |  | Appl-CW-Top-GasDHW-ElecDry-Tier2DEER2018 | Appl-CW-Top-GasDHW-ElecDry-Tier2AnySFm2017CZ05DEER2018 | 8142
Appl-CW-Top-GasDHW-ElecDry-Tier2 | DEER2018 | D17 v3 |  | Any | SFm | 1975 | CZ05 | rDXGF | Household | 1 | 1591 | None | 425 | 0.074 | 1.78 | 191 | 0.034 | -0.23 | 425 | 0.074 | 1.78 | 191 | 0.034 | -0.23 | DEER:Res:ClothesDishWasher | Annual | 1719 |  | Appl-CW-Top-GasDHW-ElecDry-Tier2DEER2018 | Appl-CW-Top-GasDHW-ElecDry-Tier2AnySFm1975CZ05DEER2018 | 8143
Appl-CW-Top-GasDHW-GasDry-Tier2 | DEER2018 | D17 v3 |  | Any | SFm | 2015 | CZ05 | rDXGF | Household | 1 | 2295.6 | None | 65.7 | 0.019 | 16.5 | 36 | 0.01 | 6.13 | 65.7 | 0.019 | 16.5 | 36 | 0.01 | 6.13 | DEER:Res:ClothesDishWasher | Annual | 1719 |  | Appl-CW-Top-GasDHW-GasDry-Tier2DEER2018 | Appl-CW-Top-GasDHW-GasDry-Tier2AnySFm2015CZ05DEER2018 | 8144
Appl-CW-Top-GasDHW-GasDry-Tier2 | DEER2018 | D17 v3 |  | Any | SFm | 1985 | CZ05 | rDXGF | Household | 1 | 1904 | None | 63.1 | 0.028 | 14.7 | 34.8 | 0.014 | 5.29 | 63.1 | 0.028 | 14.7 | 34.8 | 0.014 | 5.29 | DEER:Res:ClothesDishWasher | Annual | 1719 |  | Appl-CW-Top-GasDHW-GasDry-Tier2DEER2018 | Appl-CW-Top-GasDHW-GasDry-Tier2AnySFm1985CZ05DEER2018 | 8145
Appl-CW-Top-GasDHW-ElecDry-Tier2 | DEER2018 | D17 v3 |  | Any | SFm | 1985 | CZ05 | rDXGF | Household | 1 | 1904 | None | 426 | 0.077 | 0.83 | 191 | 0.036 | -0.69 | 426 | 0.077 | 0.83 | 191 | 0.036 | -0.69 | DEER:Res:ClothesDishWasher | Annual | 1719 |  | Appl-CW-Top-GasDHW-ElecDry-Tier2DEER2018 | Appl-CW-Top-GasDHW-ElecDry-Tier2AnySFm1985CZ05DEER2018 | 8146
Appl-CW-Top-GasDHW-GasDry-Tier2 | DEER2018 | D17 v3 |  | Any | SFm | 1975 | CZ05 | rDXGF | Household | 1 | 1591 | None | 62.7 | 0.025 | 15.7 | 34.5 | 0.013 | 5.78 | 62.7 | 0.025 | 15.7 | 34.5 | 0.013 | 5.78 | DEER:Res:ClothesDishWasher | Annual | 1719 |  | Appl-CW-Top-GasDHW-GasDry-Tier2DEER2018 | Appl-CW-Top-GasDHW-GasDry-Tier2AnySFm1975CZ05DEER2018 | 8147
Appl-CW-Top-GasDHW-GasDry-Tier2 | DEER2018 | D17 v3 |  | Any | SFm | 2007 | CZ03 | rDXGF | Household | 1 | 2295.6 | None | 64.3 | 0.021 | 16.2 | 35 | 0.011 | 6.06 | 64.3 | 0.021 | 16.2 | 35 | 0.011 | 6.06 | DEER:Res:ClothesDishWasher | Annual | 1719 |  | Appl-CW-Top-GasDHW-GasDry-Tier2DEER2018 | Appl-CW-Top-GasDHW-GasDry-Tier2AnySFm2007CZ03DEER2018 | 8148
Appl-CW-Top-GasDHW-ElecDry-Tier2 | DEER2018 | D17 v3 |  | Any | SFm | 2007 | CZ03 | rDXGF | Household | 1 | 2295.6 | None | 427 | 0.07 | 2.3 | 191 | 0.032 | 0.03 | 427 | 0.07 | 2.3 | 191 | 0.032 | 0.03 | DEER:Res:ClothesDishWasher | Annual | 1719 |  | Appl-CW-Top-GasDHW-ElecDry-Tier2DEER2018 | Appl-CW-Top-GasDHW-ElecDry-Tier2AnySFm2007CZ03DEER2018 | 8149
Appl-CW-Top-GasDHW-ElecDry-Tier2 | DEER2018 | D17 v3 |  | Any | SFm | 2017 | CZ03 | rDXGF | Household | 1 | 2295.6 | None | 427 | 0.069 | 2.9 | 192 | 0.031 | 0.35 | 427 | 0.069 | 2.9 | 192 | 0.031 | 0.35 | DEER:Res:ClothesDishWasher | Annual | 1719 |  | Appl-CW-Top-GasDHW-ElecDry-Tier2DEER2018 | Appl-CW-Top-GasDHW-ElecDry-Tier2AnySFm2017CZ03DEER2018 | 8150
Appl-CW-Top-GasDHW-GasDry-Tier2 | DEER2018 | D17 v3 |  | Any | SFm | 2003 | CZ03 | rDXGF | Household | 1 | 2295.6 | None | 64 | 0.022 | 16.3 | 34.9 | 0.011 | 6.08 | 64 | 0.022 | 16.3 | 34.9 | 0.011 | 6.08 | DEER:Res:ClothesDishWasher | Annual | 1719 |  | Appl-CW-Top-GasDHW-GasDry-Tier2DEER2018 | Appl-CW-Top-GasDHW-GasDry-Tier2AnySFm2003CZ03DEER2018 | 8151
Appl-CW-Top-GasDHW-ElecDry-Tier2 | DEER2018 | D17 v3 |  | Any | SFm | 2011 | CZ03 | rDXGF | Household | 1 | 2295.6 | None | 427 | 0.068 | 2.42 | 192 | 0.033 | 0.08 | 427 | 0.068 | 2.42 | 192 | 0.033 | 0.08 | DEER:Res:ClothesDishWasher | Annual | 1719 |  | Appl-CW-Top-GasDHW-ElecDry-Tier2DEER2018 | Appl-CW-Top-GasDHW-ElecDry-Tier2AnySFm2011CZ03DEER2018 | 8152
Appl-CW-Top-GasDHW-ElecDry-Tier2 | DEER2018 | D17 v3 |  | Any | SFm | 2003 | CZ03 | rDXGF | Household | 1 | 2295.6 | None | 427 | 0.072 | 2.36 | 191 | 0.033 | 0.06 | 427 | 0.072 | 2.36 | 191 | 0.033 | 0.06 | DEER:Res:ClothesDishWasher | Annual | 1719 |  | Appl-CW-Top-GasDHW-ElecDry-Tier2DEER2018 | Appl-CW-Top-GasDHW-ElecDry-Tier2AnySFm2003CZ03DEER2018 | 8153
Appl-CW-Top-GasDHW-GasDry-Tier2 | DEER2018 | D17 v3 |  | Any | SFm | 2015 | CZ03 | rDXGF | Household | 1 | 2295.6 | None | 65.8 | 0.019 | 16.9 | 36.1 | 0.01 | 6.37 | 65.8 | 0.019 | 16.9 | 36.1 | 0.01 | 6.37 | DEER:Res:ClothesDishWasher | Annual | 1719 |  | Appl-CW-Top-GasDHW-GasDry-Tier2DEER2018 | Appl-CW-Top-GasDHW-GasDry-Tier2AnySFm2015CZ03DEER2018 | 8154
Appl-CW-Top-GasDHW-ElecDry-Tier2 | DEER2018 | D17 v3 |  | Any | SFm | 1985 | CZ03 | rDXGF | Household | 1 | 1904 | None | 427 | 0.075 | 1.17 | 192 | 0.034 | -0.54 | 427 | 0.075 | 1.17 | 192 | 0.034 | -0.54 | DEER:Res:ClothesDishWasher | Annual | 1719 |  | Appl-CW-Top-GasDHW-ElecDry-Tier2DEER2018 | Appl-CW-Top-GasDHW-ElecDry-Tier2AnySFm1985CZ03DEER2018 | 8155
Appl-CW-Top-GasDHW-GasDry-Tier2 | DEER2018 | D17 v3 |  | Any | SFm | 2011 | CZ03 | rDXGF | Household | 1 | 2295.6 | None | 64.6 | 0.019 | 16.4 | 35.4 | 0.013 | 6.12 | 64.6 | 0.019 | 16.4 | 35.4 | 0.013 | 6.12 | DEER:Res:ClothesDishWasher | Annual | 1719 |  | Appl-CW-Top-GasDHW-GasDry-Tier2DEER2018 | Appl-CW-Top-GasDHW-GasDry-Tier2AnySFm2011CZ03DEER2018 | 8156
Appl-CW-Top-GasDHW-ElecDry-Tier2 | DEER2018 | D17 v3 |  | Any | SFm | 2015 | CZ03 | rDXGF | Household | 1 | 2295.6 | None | 428 | 0.069 | 2.9 | 192 | 0.032 | 0.34 | 428 | 0.069 | 2.9 | 192 | 0.032 | 0.34 | DEER:Res:ClothesDishWasher | Annual | 1719 |  | Appl-CW-Top-GasDHW-ElecDry-Tier2DEER2018 | Appl-CW-Top-GasDHW-ElecDry-Tier2AnySFm2015CZ03DEER2018 | 8157
Appl-CW-Top-GasDHW-GasDry-Tier2 | DEER2018 | D17 v3 |  | Any | SFm | 1996 | CZ03 | rDXGF | Household | 1 | 2193 | None | 64.5 | 0.016 | 16.4 | 35.7 | 0.004 | 6.14 | 64.5 | 0.016 | 16.4 | 35.7 | 0.004 | 6.14 | DEER:Res:ClothesDishWasher | Annual | 1719 |  | Appl-CW-Top-GasDHW-GasDry-Tier2DEER2018 | Appl-CW-Top-GasDHW-GasDry-Tier2AnySFm1996CZ03DEER2018 | 8158
Appl-CW-Top-GasDHW-GasDry-Tier2 | DEER2018 | D17 v3 |  | Any | SFm | 1975 | CZ03 | rDXGF | Household | 1 | 1591 | None | 64.9 | 0.028 | 16.3 | 35.7 | 0.015 | 6.08 | 64.9 | 0.028 | 16.3 | 35.7 | 0.015 | 6.08 | DEER:Res:ClothesDishWasher | Annual | 1719 |  | Appl-CW-Top-GasDHW-GasDry-Tier2DEER2018 | Appl-CW-Top-GasDHW-GasDry-Tier2AnySFm1975CZ03DEER2018 | 8159
Appl-CW-Top-GasDHW-ElecDry-Tier2 | DEER2018 | D17 v3 |  | Any | SFm | 1996 | CZ03 | rDXGF | Household | 1 | 2193 | None | 427 | 0.065 | 2.4 | 192 | 0.025 | 0.1 | 427 | 0.065 | 2.4 | 192 | 0.025 | 0.1 | DEER:Res:ClothesDishWasher | Annual | 1719 |  | Appl-CW-Top-GasDHW-ElecDry-Tier2DEER2018 | Appl-CW-Top-GasDHW-ElecDry-Tier2AnySFm1996CZ03DEER2018 | 8160
Appl-CW-Top-GasDHW-ElecDry-Tier2 | DEER2018 | D17 v3 |  | Any | SFm | 1975 | CZ03 | rDXGF | Household | 1 | 1591 | None | 427 | 0.077 | 2.32 | 192 | 0.036 | 0.05 | 427 | 0.077 | 2.32 | 192 | 0.036 | 0.05 | DEER:Res:ClothesDishWasher | Annual | 1719 |  | Appl-CW-Top-GasDHW-ElecDry-Tier2DEER2018 | Appl-CW-Top-GasDHW-ElecDry-Tier2AnySFm1975CZ03DEER2018 | 8161
Appl-CW-Top-GasDHW-GasDry-Tier2 | DEER2018 | D17 v3 |  | Any | SFm | 2017 | CZ03 | rDXGF | Household | 1 | 2295.6 | None | 64.7 | 0.019 | 16.9 | 35.9 | 0.009 | 6.37 | 64.7 | 0.019 | 16.9 | 35.9 | 0.009 | 6.37 | DEER:Res:ClothesDishWasher | Annual | 1719 |  | Appl-CW-Top-GasDHW-GasDry-Tier2DEER2018 | Appl-CW-Top-GasDHW-GasDry-Tier2AnySFm2017CZ03DEER2018 | 8162
Appl-CW-Top-GasDHW-GasDry-Tier2 | DEER2018 | D17 v3 |  | Any | SFm | 1985 | CZ03 | rDXGF | Household | 1 | 1904 | None | 64.3 | 0.025 | 15.1 | 35.6 | 0.013 | 5.47 | 64.3 | 0.025 | 15.1 | 35.6 | 0.013 | 5.47 | DEER:Res:ClothesDishWasher | Annual | 1719 |  | Appl-CW-Top-GasDHW-GasDry-Tier2DEER2018 | Appl-CW-Top-GasDHW-GasDry-Tier2AnySFm1985CZ03DEER2018 | 8163
Appl-CW-Top-GasDHW-ElecDry-Tier2 | DEER2018 | D17 v3 |  | Any | SFm | 2011 | CZ02 | rDXGF | Household | 1 | 1948.8 | None | 433 | 0.071 | 2.12 | 195 | 0.032 | -0.06 | 433 | 0.071 | 2.12 | 195 | 0.032 | -0.06 | DEER:Res:ClothesDishWasher | Annual | 1719 |  | Appl-CW-Top-GasDHW-ElecDry-Tier2DEER2018 | Appl-CW-Top-GasDHW-ElecDry-Tier2AnySFm2011CZ02DEER2018 | 8164
Appl-CW-Top-GasDHW-ElecDry-Tier2 | DEER2018 | D17 v3 |  | Any | SFm | 2017 | CZ02 | rDXGF | Household | 1 | 1948.8 | None | 431 | 0.07 | 2.23 | 194 | 0.032 | 0 | 431 | 0.07 | 2.23 | 194 | 0.032 | 0 | DEER:Res:ClothesDishWasher | Annual | 1719 |  | Appl-CW-Top-GasDHW-ElecDry-Tier2DEER2018 | Appl-CW-Top-GasDHW-ElecDry-Tier2AnySFm2017CZ02DEER2018 | 8165
Appl-CW-Top-GasDHW-ElecDry-Tier2 | DEER2018 | D17 v3 |  | Any | SFm | 2015 | CZ02 | rDXGF | Household | 1 | 1948.8 | None | 432 | 0.07 | 2.12 | 194 | 0.032 | -0.05 | 432 | 0.07 | 2.12 | 194 | 0.032 | -0.05 | DEER:Res:ClothesDishWasher | Annual | 1719 |  | Appl-CW-Top-GasDHW-ElecDry-Tier2DEER2018 | Appl-CW-Top-GasDHW-ElecDry-Tier2AnySFm2015CZ02DEER2018 | 8166
Appl-CW-Top-GasDHW-ElecDry-Tier2 | DEER2018 | D17 v3 |  | Any | SFm | 2007 | CZ02 | rDXGF | Household | 1 | 1948.8 | None | 432 | 0.069 | 1.99 | 194 | 0.032 | -0.13 | 432 | 0.069 | 1.99 | 194 | 0.032 | -0.13 | DEER:Res:ClothesDishWasher | Annual | 1719 |  | Appl-CW-Top-GasDHW-ElecDry-Tier2DEER2018 | Appl-CW-Top-GasDHW-ElecDry-Tier2AnySFm2007CZ02DEER2018 | 8167
Appl-CW-Top-GasDHW-GasDry-Tier2 | DEER2018 | D17 v3 |  | Any | SFm | 2011 | CZ02 | rDXGF | Household | 1 | 1948.8 | None | 70.7 | 0.021 | 16.1 | 38.5 | 0.011 | 5.96 | 70.7 | 0.021 | 16.1 | 38.5 | 0.011 | 5.96 | DEER:Res:ClothesDishWasher | Annual | 1719 |  | Appl-CW-Top-GasDHW-GasDry-Tier2DEER2018 | Appl-CW-Top-GasDHW-GasDry-Tier2AnySFm2011CZ02DEER2018 | 8168
Appl-CW-Top-GasDHW-GasDry-Tier2 | DEER2018 | D17 v3 |  | Any | SFm | 2007 | CZ02 | rDXGF | Household | 1 | 1948.8 | None | 70.2 | 0.02 | 15.9 | 38.2 | 0.01 | 5.89 | 70.2 | 0.02 | 15.9 | 38.2 | 0.01 | 5.89 | DEER:Res:ClothesDishWasher | Annual | 1719 |  | Appl-CW-Top-GasDHW-GasDry-Tier2DEER2018 | Appl-CW-Top-GasDHW-GasDry-Tier2AnySFm2007CZ02DEER2018 | 8169
Appl-CW-Top-GasDHW-GasDry-Tier2 | DEER2018 | D17 v3 |  | Any | SFm | 2015 | CZ02 | rDXGF | Household | 1 | 1948.8 | None | 69.4 | 0.02 | 16 | 37.8 | 0.011 | 5.96 | 69.4 | 0.02 | 16 | 37.8 | 0.011 | 5.96 | DEER:Res:ClothesDishWasher | Annual | 1719 |  | Appl-CW-Top-GasDHW-GasDry-Tier2DEER2018 | Appl-CW-Top-GasDHW-GasDry-Tier2AnySFm2015CZ02DEER2018 | 8170
Appl-CW-Top-GasDHW-GasDry-Tier2 | DEER2018 | D17 v3 |  | Any | SFm | 1996 | CZ02 | rDXGF | Household | 1 | 2193 | None | 71.6 | 0.029 | 16.6 | 37.4 | 0.019 | 6.22 | 71.6 | 0.029 | 16.6 | 37.4 | 0.019 | 6.22 | DEER:Res:ClothesDishWasher | Annual | 1719 |  | Appl-CW-Top-GasDHW-GasDry-Tier2DEER2018 | Appl-CW-Top-GasDHW-GasDry-Tier2AnySFm1996CZ02DEER2018 | 8171
Appl-CW-Top-GasDHW-GasDry-Tier2 | DEER2018 | D17 v3 |  | Any | SFm | 2017 | CZ02 | rDXGF | Household | 1 | 1948.8 | None | 69.6 | 0.021 | 16.2 | 37.7 | 0.01 | 6.01 | 69.6 | 0.021 | 16.2 | 37.7 | 0.01 | 6.01 | DEER:Res:ClothesDishWasher | Annual | 1719 |  | Appl-CW-Top-GasDHW-GasDry-Tier2DEER2018 | Appl-CW-Top-GasDHW-GasDry-Tier2AnySFm2017CZ02DEER2018 | 8172
Appl-CW-Top-GasDHW-GasDry-Tier2 | DEER2018 | D17 v3 |  | Any | SFm | 2003 | CZ02 | rDXGF | Household | 1 | 1948.8 | None | 72.4 | 0.026 | 16.6 | 38.8 | 0.005 | 6.22 | 72.4 | 0.026 | 16.6 | 38.8 | 0.005 | 6.22 | DEER:Res:ClothesDishWasher | Annual | 1719 |  | Appl-CW-Top-GasDHW-GasDry-Tier2DEER2018 | Appl-CW-Top-GasDHW-GasDry-Tier2AnySFm2003CZ02DEER2018 | 8173
Appl-CW-Top-GasDHW-GasDry-Tier2 | DEER2018 | D17 v3 |  | Any | SFm | 1985 | CZ02 | rDXGF | Household | 1 | 1904 | None | 67.8 | 0.024 | 15.4 | 36.5 | 0.013 | 5.6 | 67.8 | 0.024 | 15.4 | 36.5 | 0.013 | 5.6 | DEER:Res:ClothesDishWasher | Annual | 1719 |  | Appl-CW-Top-GasDHW-GasDry-Tier2DEER2018 | Appl-CW-Top-GasDHW-GasDry-Tier2AnySFm1985CZ02DEER2018 | 8174
Appl-CW-Top-GasDHW-ElecDry-Tier2 | DEER2018 | D17 v3 |  | Any | SFm | 1996 | CZ02 | rDXGF | Household | 1 | 2193 | None | 434 | 0.075 | 2.61 | 194 | 0.041 | 0.2 | 434 | 0.075 | 2.61 | 194 | 0.041 | 0.2 | DEER:Res:ClothesDishWasher | Annual | 1719 |  | Appl-CW-Top-GasDHW-ElecDry-Tier2DEER2018 | Appl-CW-Top-GasDHW-ElecDry-Tier2AnySFm1996CZ02DEER2018 | 8175
Appl-CW-Top-GasDHW-ElecDry-Tier2 | DEER2018 | D17 v3 |  | Any | SFm | 1985 | CZ02 | rDXGF | Household | 1 | 1904 | None | 430 | 0.074 | 1.43 | 193 | 0.034 | -0.42 | 430 | 0.074 | 1.43 | 193 | 0.034 | -0.42 | DEER:Res:ClothesDishWasher | Annual | 1719 |  | Appl-CW-Top-GasDHW-ElecDry-Tier2DEER2018 | Appl-CW-Top-GasDHW-ElecDry-Tier2AnySFm1985CZ02DEER2018 | 8176
Appl-CW-Top-GasDHW-ElecDry-Tier2 | DEER2018 | D17 v3 |  | Any | SFm | 2003 | CZ02 | rDXGF | Household | 1 | 1948.8 | None | 434 | 0.075 | 2.62 | 195 | 0.034 | 0.2 | 434 | 0.075 | 2.62 | 195 | 0.034 | 0.2 | DEER:Res:ClothesDishWasher | Annual | 1719 |  | Appl-CW-Top-GasDHW-ElecDry-Tier2DEER2018 | Appl-CW-Top-GasDHW-ElecDry-Tier2AnySFm2003CZ02DEER2018 | 8177
Appl-CW-Top-GasDHW-GasDry-Tier2 | DEER2018 | D17 v3 |  | Any | SFm | 1975 | CZ02 | rDXGF | Household | 1 | 1591 | None | 69.7 | 0.032 | 16.1 | 37.5 | 0.016 | 5.99 | 69.7 | 0.032 | 16.1 | 37.5 | 0.016 | 5.99 | DEER:Res:ClothesDishWasher | Annual | 1719 |  | Appl-CW-Top-GasDHW-GasDry-Tier2DEER2018 | Appl-CW-Top-GasDHW-GasDry-Tier2AnySFm1975CZ02DEER2018 | 8178
Appl-CW-Top-GasDHW-ElecDry-Tier2 | DEER2018 | D17 v3 |  | Any | SFm | 1975 | CZ02 | rDXGF | Household | 1 | 1591 | None | 432 | 0.081 | 2.16 | 194 | 0.037 | -0.03 | 432 | 0.081 | 2.16 | 194 | 0.037 | -0.03 | DEER:Res:ClothesDishWasher | Annual | 1719 |  | Appl-CW-Top-GasDHW-ElecDry-Tier2DEER2018 | Appl-CW-Top-GasDHW-ElecDry-Tier2AnySFm1975CZ02DEER2018 | 8179
Appl-CW-Top-GasDHW-ElecDry-Tier3 | DEER2018 | D17 v3 |  | Any | SFm | 2011 | CZ05 | rDXGF | Household | 1 | 2295.6 | None | 503 | 0.082 | 0.75 | 268 | 0.044 | -1.11 | 503 | 0.082 | 0.75 | 268 | 0.044 | -1.11 | DEER:Res:ClothesDishWasher | Annual | 1719 |  | Appl-CW-Top-GasDHW-ElecDry-Tier3DEER2018 | Appl-CW-Top-GasDHW-ElecDry-Tier3AnySFm2011CZ05DEER2018 | 8180
Appl-CW-Top-GasDHW-GasDry-Tier3 | DEER2018 | D17 v3 |  | Any | SFm | 2011 | CZ05 | rDXGF | Household | 1 | 2295.6 | None | 68.5 | 0.023 | 17.4 | 40.2 | 0.013 | 7.65 | 68.5 | 0.023 | 17.4 | 40.2 | 0.013 | 7.65 | DEER:Res:ClothesDishWasher | Annual | 1719 |  | Appl-CW-Top-GasDHW-GasDry-Tier3DEER2018 | Appl-CW-Top-GasDHW-GasDry-Tier3AnySFm2011CZ05DEER2018 | 8181
Appl-CW-Top-GasDHW-GasDry-Tier3 | DEER2018 | D17 v3 |  | Any | SFm | 2003 | CZ05 | rDXGF | Household | 1 | 2295.6 | None | 69.8 | 0.026 | 17.5 | 40.8 | 0.015 | 7.64 | 69.8 | 0.026 | 17.5 | 40.8 | 0.015 | 7.64 | DEER:Res:ClothesDishWasher | Annual | 1719 |  | Appl-CW-Top-GasDHW-GasDry-Tier3DEER2018 | Appl-CW-Top-GasDHW-GasDry-Tier3AnySFm2003CZ05DEER2018 | 8182
Appl-CW-Top-GasDHW-ElecDry-Tier3 | DEER2018 | D17 v3 |  | Any | SFm | 1996 | CZ05 | rDXGF | Household | 1 | 2193 | None | 503 | 0.085 | 0.15 | 269 | 0.046 | -1.5 | 503 | 0.085 | 0.15 | 269 | 0.046 | -1.5 | DEER:Res:ClothesDishWasher | Annual | 1719 |  | Appl-CW-Top-GasDHW-ElecDry-Tier3DEER2018 | Appl-CW-Top-GasDHW-ElecDry-Tier3AnySFm1996CZ05DEER2018 | 8183
Appl-CW-Top-GasDHW-GasDry-Tier3 | DEER2018 | D17 v3 |  | Any | SFm | 1996 | CZ05 | rDXGF | Household | 1 | 2193 | None | 68.9 | 0.025 | 16.8 | 40.5 | 0.014 | 7.28 | 68.9 | 0.025 | 16.8 | 40.5 | 0.014 | 7.28 | DEER:Res:ClothesDishWasher | Annual | 1719 |  | Appl-CW-Top-GasDHW-GasDry-Tier3DEER2018 | Appl-CW-Top-GasDHW-GasDry-Tier3AnySFm1996CZ05DEER2018 | 8184
Appl-CW-Top-GasDHW-ElecDry-Tier3 | DEER2018 | D17 v3 |  | Any | SFm | 2007 | CZ05 | rDXGF | Household | 1 | 2295.6 | None | 504 | 0.08 | 0.76 | 269 | 0.043 | -1.25 | 504 | 0.08 | 0.76 | 269 | 0.043 | -1.25 | DEER:Res:ClothesDishWasher | Annual | 1719 |  | Appl-CW-Top-GasDHW-ElecDry-Tier3DEER2018 | Appl-CW-Top-GasDHW-ElecDry-Tier3AnySFm2007CZ05DEER2018 | 8185
Appl-CW-Top-GasDHW-GasDry-Tier3 | DEER2018 | D17 v3 |  | Any | SFm | 2007 | CZ05 | rDXGF | Household | 1 | 2295.6 | None | 69.2 | 0.021 | 17.4 | 40.8 | 0.012 | 7.54 | 69.2 | 0.021 | 17.4 | 40.8 | 0.012 | 7.54 | DEER:Res:ClothesDishWasher | Annual | 1719 |  | Appl-CW-Top-GasDHW-GasDry-Tier3DEER2018 | Appl-CW-Top-GasDHW-GasDry-Tier3AnySFm2007CZ05DEER2018 | 8186
Appl-CW-Top-GasDHW-ElecDry-Tier3 | DEER2018 | D17 v3 |  | Any | SFm | 2003 | CZ05 | rDXGF | Household | 1 | 2295.6 | None | 504 | 0.085 | 0.77 | 269 | 0.046 | -1.17 | 504 | 0.085 | 0.77 | 269 | 0.046 | -1.17 | DEER:Res:ClothesDishWasher | Annual | 1719 |  | Appl-CW-Top-GasDHW-ElecDry-Tier3DEER2018 | Appl-CW-Top-GasDHW-ElecDry-Tier3AnySFm2003CZ05DEER2018 | 8187
Appl-CW-Top-GasDHW-GasDry-Tier3 | DEER2018 | D17 v3 |  | Any | SFm | 2017 | CZ05 | rDXGF | Household | 1 | 2295.6 | None | 71.1 | 0.021 | 18.7 | 42 | 0.012 | 8.36 | 71.1 | 0.021 | 18.7 | 42 | 0.012 | 8.36 | DEER:Res:ClothesDishWasher | Annual | 1719 |  | Appl-CW-Top-GasDHW-GasDry-Tier3DEER2018 | Appl-CW-Top-GasDHW-GasDry-Tier3AnySFm2017CZ05DEER2018 | 8188
Appl-CW-Top-GasDHW-ElecDry-Tier3 | DEER2018 | D17 v3 |  | Any | SFm | 1975 | CZ05 | rDXGF | Household | 1 | 1591 | None | 503 | 0.087 | 0.98 | 269 | 0.047 | -1.03 | 503 | 0.087 | 0.98 | 269 | 0.047 | -1.03 | DEER:Res:ClothesDishWasher | Annual | 1719 |  | Appl-CW-Top-GasDHW-ElecDry-Tier3DEER2018 | Appl-CW-Top-GasDHW-ElecDry-Tier3AnySFm1975CZ05DEER2018 | 8189
Appl-CW-Top-GasDHW-GasDry-Tier3 | DEER2018 | D17 v3 |  | Any | SFm | 1985 | CZ05 | rDXGF | Household | 1 | 1904 | None | 69.5 | 0.031 | 16.6 | 41.2 | 0.017 | 7.15 | 69.5 | 0.031 | 16.6 | 41.2 | 0.017 | 7.15 | DEER:Res:ClothesDishWasher | Annual | 1719 |  | Appl-CW-Top-GasDHW-GasDry-Tier3DEER2018 | Appl-CW-Top-GasDHW-GasDry-Tier3AnySFm1985CZ05DEER2018 | 8190
Appl-CW-Top-GasDHW-ElecDry-Tier3 | DEER2018 | D17 v3 |  | Any | SFm | 2017 | CZ05 | rDXGF | Household | 1 | 2295.6 | None | 506 | 0.081 | 1.95 | 270 | 0.044 | -0.43 | 506 | 0.081 | 1.95 | 270 | 0.044 | -0.43 | DEER:Res:ClothesDishWasher | Annual | 1719 |  | Appl-CW-Top-GasDHW-ElecDry-Tier3DEER2018 | Appl-CW-Top-GasDHW-ElecDry-Tier3AnySFm2017CZ05DEER2018 | 8191
Appl-CW-Top-GasDHW-ElecDry-Tier3 | DEER2018 | D17 v3 |  | Any | SFm | 1985 | CZ05 | rDXGF | Household | 1 | 1904 | None | 504 | 0.09 | -0.09 | 269 | 0.049 | -1.61 | 504 | 0.09 | -0.09 | 269 | 0.049 | -1.61 | DEER:Res:ClothesDishWasher | Annual | 1719 |  | Appl-CW-Top-GasDHW-ElecDry-Tier3DEER2018 | Appl-CW-Top-GasDHW-ElecDry-Tier3AnySFm1985CZ05DEER2018 | 8192
Appl-CW-Top-GasDHW-GasDry-Tier3 | DEER2018 | D17 v3 |  | Any | SFm | 2015 | CZ05 | rDXGF | Household | 1 | 2295.6 | None | 72.3 | 0.022 | 18.6 | 42.6 | 0.013 | 8.23 | 72.3 | 0.022 | 18.6 | 42.6 | 0.013 | 8.23 | DEER:Res:ClothesDishWasher | Annual | 1719 |  | Appl-CW-Top-GasDHW-GasDry-Tier3DEER2018 | Appl-CW-Top-GasDHW-GasDry-Tier3AnySFm2015CZ05DEER2018 | 8193
Appl-CW-Top-GasDHW-ElecDry-Tier3 | DEER2018 | D17 v3 |  | Any | SFm | 2015 | CZ05 | rDXGF | Household | 1 | 2295.6 | None | 507 | 0.081 | 1.83 | 271 | 0.043 | -0.56 | 507 | 0.081 | 1.83 | 271 | 0.043 | -0.56 | DEER:Res:ClothesDishWasher | Annual | 1719 |  | Appl-CW-Top-GasDHW-ElecDry-Tier3DEER2018 | Appl-CW-Top-GasDHW-ElecDry-Tier3AnySFm2015CZ05DEER2018 | 8194
Appl-CW-Top-GasDHW-GasDry-Tier3 | DEER2018 | D17 v3 |  | Any | SFm | 1975 | CZ05 | rDXGF | Household | 1 | 1591 | None | 69.1 | 0.028 | 17.7 | 40.9 | 0.016 | 7.75 | 69.1 | 0.028 | 17.7 | 40.9 | 0.016 | 7.75 | DEER:Res:ClothesDishWasher | Annual | 1719 |  | Appl-CW-Top-GasDHW-GasDry-Tier3DEER2018 | Appl-CW-Top-GasDHW-GasDry-Tier3AnySFm1975CZ05DEER2018 | 8195
Appl-CW-Top-GasDHW-ElecDry-Tier2 | DEER2018 | D17 v3 |  | Any | SFm | 2011 | CZ04 | rDXGF | Household | 1 | 2295.6 | None | 436 | 0.079 | 2.73 | 196 | 0.041 | 0.28 | 436 | 0.079 | 2.73 | 196 | 0.041 | 0.28 | DEER:Res:ClothesDishWasher | Annual | 1719 |  | Appl-CW-Top-GasDHW-ElecDry-Tier2DEER2018 | Appl-CW-Top-GasDHW-ElecDry-Tier2AnySFm2011CZ04DEER2018 | 8196
Appl-CW-Top-GasDHW-GasDry-Tier2 | DEER2018 | D17 v3 |  | Any | SFm | 2017 | CZ04 | rDXGF | Household | 1 | 2295.6 | None | 71.9 | 0.02 | 16.7 | 39.1 | 0.011 | 6.31 | 71.9 | 0.02 | 16.7 | 39.1 | 0.011 | 6.31 | DEER:Res:ClothesDishWasher | Annual | 1719 |  | Appl-CW-Top-GasDHW-GasDry-Tier2DEER2018 | Appl-CW-Top-GasDHW-GasDry-Tier2AnySFm2017CZ04DEER2018 | 8197
Appl-CW-Top-GasDHW-ElecDry-Tier2 | DEER2018 | D17 v3 |  | Any | SFm | 2007 | CZ04 | rDXGF | Household | 1 | 2295.6 | None | 436 | 0.071 | 2.65 | 196 | 0.033 | 0.24 | 436 | 0.071 | 2.65 | 196 | 0.033 | 0.24 | DEER:Res:ClothesDishWasher | Annual | 1719 |  | Appl-CW-Top-GasDHW-ElecDry-Tier2DEER2018 | Appl-CW-Top-GasDHW-ElecDry-Tier2AnySFm2007CZ04DEER2018 | 8198
Appl-CW-Top-GasDHW-ElecDry-Tier3 | DEER2018 | D17 v3 |  | Any | SFm | 2017 | CZ03 | rDXGF | Household | 1 | 2295.6 | None | 506 | 0.081 | 2.28 | 271 | 0.043 | -0.27 | 506 | 0.081 | 2.28 | 271 | 0.043 | -0.27 | DEER:Res:ClothesDishWasher | Annual | 1719 |  | Appl-CW-Top-GasDHW-ElecDry-Tier3DEER2018 | Appl-CW-Top-GasDHW-ElecDry-Tier3AnySFm2017CZ03DEER2018 | 8199
Appl-CW-Top-GasDHW-GasDry-Tier2 | DEER2018 | D17 v3 |  | Any | SFm | 2011 | CZ04 | rDXGF | Household | 1 | 2295.6 | None | 74.5 | 0.022 | 16.7 | 40.3 | 0.012 | 6.32 | 74.5 | 0.022 | 16.7 | 40.3 | 0.012 | 6.32 | DEER:Res:ClothesDishWasher | Annual | 1719 |  | Appl-CW-Top-GasDHW-GasDry-Tier2DEER2018 | Appl-CW-Top-GasDHW-GasDry-Tier2AnySFm2011CZ04DEER2018 | 8200
Appl-CW-Top-GasDHW-GasDry-Tier3 | DEER2018 | D17 v3 |  | Any | SFm | 2011 | CZ03 | rDXGF | Household | 1 | 2295.6 | None | 71.6 | 0.021 | 18.5 | 42.4 | 0.015 | 8.21 | 71.6 | 0.021 | 18.5 | 42.4 | 0.015 | 8.21 | DEER:Res:ClothesDishWasher | Annual | 1719 |  | Appl-CW-Top-GasDHW-GasDry-Tier3DEER2018 | Appl-CW-Top-GasDHW-GasDry-Tier3AnySFm2011CZ03DEER2018 | 8201
Appl-CW-Top-GasDHW-GasDry-Tier3 | DEER2018 | D17 v3 |  | Any | SFm | 2007 | CZ03 | rDXGF | Household | 1 | 2295.6 | None | 70.9 | 0.024 | 18.3 | 41.6 | 0.014 | 8.16 | 70.9 | 0.024 | 18.3 | 41.6 | 0.014 | 8.16 | DEER:Res:ClothesDishWasher | Annual | 1719 |  | Appl-CW-Top-GasDHW-GasDry-Tier3DEER2018 | Appl-CW-Top-GasDHW-GasDry-Tier3AnySFm2007CZ03DEER2018 | 8202
Appl-CW-Top-GasDHW-ElecDry-Tier2 | DEER2018 | D17 v3 |  | Any | SFm | 2015 | CZ04 | rDXGF | Household | 1 | 2295.6 | None | 434 | 0.071 | 2.64 | 195 | 0.033 | 0.24 | 434 | 0.071 | 2.64 | 195 | 0.033 | 0.24 | DEER:Res:ClothesDishWasher | Annual | 1719 |  | Appl-CW-Top-GasDHW-ElecDry-Tier2DEER2018 | Appl-CW-Top-GasDHW-ElecDry-Tier2AnySFm2015CZ04DEER2018 | 8203
Appl-CW-Top-GasDHW-ElecDry-Tier2 | DEER2018 | D17 v3 |  | Any | SFm | 1996 | CZ04 | rDXGF | Household | 1 | 2193 | None | 436 | 0.077 | 2.67 | 196 | 0.036 | 0.24 | 436 | 0.077 | 2.67 | 196 | 0.036 | 0.24 | DEER:Res:ClothesDishWasher | Annual | 1719 |  | Appl-CW-Top-GasDHW-ElecDry-Tier2DEER2018 | Appl-CW-Top-GasDHW-ElecDry-Tier2AnySFm1996CZ04DEER2018 | 8204
Appl-CW-Top-GasDHW-ElecDry-Tier3 | DEER2018 | D17 v3 |  | Any | SFm | 2007 | CZ03 | rDXGF | Household | 1 | 2295.6 | None | 505 | 0.083 | 1.6 | 270 | 0.045 | -0.67 | 505 | 0.083 | 1.6 | 270 | 0.045 | -0.67 | DEER:Res:ClothesDishWasher | Annual | 1719 |  | Appl-CW-Top-GasDHW-ElecDry-Tier3DEER2018 | Appl-CW-Top-GasDHW-ElecDry-Tier3AnySFm2007CZ03DEER2018 | 8205
Appl-CW-Top-GasDHW-GasDry-Tier2 | DEER2018 | D17 v3 |  | Any | SFm | 2007 | CZ04 | rDXGF | Household | 1 | 2295.6 | None | 73.8 | 0.021 | 16.6 | 39.6 | 0.011 | 6.28 | 73.8 | 0.021 | 16.6 | 39.6 | 0.011 | 6.28 | DEER:Res:ClothesDishWasher | Annual | 1719 |  | Appl-CW-Top-GasDHW-GasDry-Tier2DEER2018 | Appl-CW-Top-GasDHW-GasDry-Tier2AnySFm2007CZ04DEER2018 | 8206
Appl-CW-Top-GasDHW-ElecDry-Tier3 | DEER2018 | D17 v3 |  | Any | SFm | 2003 | CZ03 | rDXGF | Household | 1 | 2295.6 | None | 505 | 0.085 | 1.67 | 269 | 0.046 | -0.63 | 505 | 0.085 | 1.67 | 269 | 0.046 | -0.63 | DEER:Res:ClothesDishWasher | Annual | 1719 |  | Appl-CW-Top-GasDHW-ElecDry-Tier3DEER2018 | Appl-CW-Top-GasDHW-ElecDry-Tier3AnySFm2003CZ03DEER2018 | 8207
Appl-CW-Top-GasDHW-ElecDry-Tier3 | DEER2018 | D17 v3 |  | Any | SFm | 2011 | CZ03 | rDXGF | Household | 1 | 2295.6 | None | 506 | 0.081 | 1.73 | 270 | 0.046 | -0.61 | 506 | 0.081 | 1.73 | 270 | 0.046 | -0.61 | DEER:Res:ClothesDishWasher | Annual | 1719 |  | Appl-CW-Top-GasDHW-ElecDry-Tier3DEER2018 | Appl-CW-Top-GasDHW-ElecDry-Tier3AnySFm2011CZ03DEER2018 | 8208
Appl-CW-Top-GasDHW-GasDry-Tier3 | DEER2018 | D17 v3 |  | Any | SFm | 2003 | CZ03 | rDXGF | Household | 1 | 2295.6 | None | 70.3 | 0.025 | 18.4 | 41.2 | 0.014 | 8.19 | 70.3 | 0.025 | 18.4 | 41.2 | 0.014 | 8.19 | DEER:Res:ClothesDishWasher | Annual | 1719 |  | Appl-CW-Top-GasDHW-GasDry-Tier3DEER2018 | Appl-CW-Top-GasDHW-GasDry-Tier3AnySFm2003CZ03DEER2018 | 8209
Appl-CW-Top-GasDHW-ElecDry-Tier3 | DEER2018 | D17 v3 |  | Any | SFm | 1996 | CZ03 | rDXGF | Household | 1 | 2193 | None | 505 | 0.079 | 1.73 | 270 | 0.039 | -0.57 | 505 | 0.079 | 1.73 | 270 | 0.039 | -0.57 | DEER:Res:ClothesDishWasher | Annual | 1719 |  | Appl-CW-Top-GasDHW-ElecDry-Tier3DEER2018 | Appl-CW-Top-GasDHW-ElecDry-Tier3AnySFm1996CZ03DEER2018 | 8210
Appl-CW-Top-GasDHW-ElecDry-Tier2 | DEER2018 | D17 v3 |  | Any | SFm | 2017 | CZ04 | rDXGF | Household | 1 | 2295.6 | None | 434 | 0.069 | 2.74 | 195 | 0.032 | 0.29 | 434 | 0.069 | 2.74 | 195 | 0.032 | 0.29 | DEER:Res:ClothesDishWasher | Annual | 1719 |  | Appl-CW-Top-GasDHW-ElecDry-Tier2DEER2018 | Appl-CW-Top-GasDHW-ElecDry-Tier2AnySFm2017CZ04DEER2018 | 8211
Appl-CW-Top-GasDHW-GasDry-Tier2 | DEER2018 | D17 v3 |  | Any | SFm | 2003 | CZ04 | rDXGF | Household | 1 | 2295.6 | None | 76.5 | 0.027 | 16.9 | 40.7 | 0.013 | 6.38 | 76.5 | 0.027 | 16.9 | 40.7 | 0.013 | 6.38 | DEER:Res:ClothesDishWasher | Annual | 1719 |  | Appl-CW-Top-GasDHW-GasDry-Tier2DEER2018 | Appl-CW-Top-GasDHW-GasDry-Tier2AnySFm2003CZ04DEER2018 | 8212
Appl-CW-Top-GasDHW-ElecDry-Tier2 | DEER2018 | D17 v3 |  | Any | SFm | 2003 | CZ04 | rDXGF | Household | 1 | 2295.6 | None | 439 | 0.077 | 2.87 | 197 | 0.035 | 0.35 | 439 | 0.077 | 2.87 | 197 | 0.035 | 0.35 | DEER:Res:ClothesDishWasher | Annual | 1719 |  | Appl-CW-Top-GasDHW-ElecDry-Tier2DEER2018 | Appl-CW-Top-GasDHW-ElecDry-Tier2AnySFm2003CZ04DEER2018 | 8213
Appl-CW-Top-GasDHW-ElecDry-Tier3 | DEER2018 | D17 v3 |  | Any | SFm | 1985 | CZ03 | rDXGF | Household | 1 | 1904 | None | 505 | 0.088 | 0.31 | 270 | 0.047 | -1.4 | 505 | 0.088 | 0.31 | 270 | 0.047 | -1.4 | DEER:Res:ClothesDishWasher | Annual | 1719 |  | Appl-CW-Top-GasDHW-ElecDry-Tier3DEER2018 | Appl-CW-Top-GasDHW-ElecDry-Tier3AnySFm1985CZ03DEER2018 | 8214
Appl-CW-Top-GasDHW-GasDry-Tier3 | DEER2018 | D17 v3 |  | Any | SFm | 2015 | CZ03 | rDXGF | Household | 1 | 2295.6 | None | 72.5 | 0.022 | 19.1 | 42.8 | 0.013 | 8.62 | 72.5 | 0.022 | 19.1 | 42.8 | 0.013 | 8.62 | DEER:Res:ClothesDishWasher | Annual | 1719 |  | Appl-CW-Top-GasDHW-GasDry-Tier3DEER2018 | Appl-CW-Top-GasDHW-GasDry-Tier3AnySFm2015CZ03DEER2018 | 8215
Appl-CW-Top-GasDHW-GasDry-Tier2 | DEER2018 | D17 v3 |  | Any | SFm | 2015 | CZ04 | rDXGF | Household | 1 | 2295.6 | None | 71.9 | 0.021 | 16.6 | 39.1 | 0.011 | 6.27 | 71.9 | 0.021 | 16.6 | 39.1 | 0.011 | 6.27 | DEER:Res:ClothesDishWasher | Annual | 1719 |  | Appl-CW-Top-GasDHW-GasDry-Tier2DEER2018 | Appl-CW-Top-GasDHW-GasDry-Tier2AnySFm2015CZ04DEER2018 | 8216
Appl-CW-Top-GasDHW-GasDry-Tier3 | DEER2018 | D17 v3 |  | Any | SFm | 2017 | CZ03 | rDXGF | Household | 1 | 2295.6 | None | 71.4 | 0.022 | 19 | 42.6 | 0.012 | 8.55 | 71.4 | 0.022 | 19 | 42.6 | 0.012 | 8.55 | DEER:Res:ClothesDishWasher | Annual | 1719 |  | Appl-CW-Top-GasDHW-GasDry-Tier3DEER2018 | Appl-CW-Top-GasDHW-GasDry-Tier3AnySFm2017CZ03DEER2018 | 8217
Appl-CW-Top-GasDHW-GasDry-Tier2 | DEER2018 | D17 v3 |  | Any | SFm | 1996 | CZ04 | rDXGF | Household | 1 | 2193 | None | 73.4 | 0.027 | 16.7 | 40.1 | 0.015 | 6.29 | 73.4 | 0.027 | 16.7 | 40.1 | 0.015 | 6.29 | DEER:Res:ClothesDishWasher | Annual | 1719 |  | Appl-CW-Top-GasDHW-GasDry-Tier2DEER2018 | Appl-CW-Top-GasDHW-GasDry-Tier2AnySFm1996CZ04DEER2018 | 8218
Appl-CW-Top-GasDHW-GasDry-Tier3 | DEER2018 | D17 v3 |  | Any | SFm | 1996 | CZ03 | rDXGF | Household | 1 | 2193 | None | 71.1 | 0.019 | 18.5 | 42.3 | 0.007 | 8.24 | 71.1 | 0.019 | 18.5 | 42.3 | 0.007 | 8.24 | DEER:Res:ClothesDishWasher | Annual | 1719 |  | Appl-CW-Top-GasDHW-GasDry-Tier3DEER2018 | Appl-CW-Top-GasDHW-GasDry-Tier3AnySFm1996CZ03DEER2018 | 8219
Appl-CW-Top-GasDHW-ElecDry-Tier3 | DEER2018 | D17 v3 |  | Any | SFm | 2015 | CZ03 | rDXGF | Household | 1 | 2295.6 | None | 507 | 0.082 | 2.35 | 271 | 0.045 | -0.21 | 507 | 0.082 | 2.35 | 271 | 0.045 | -0.21 | DEER:Res:ClothesDishWasher | Annual | 1719 |  | Appl-CW-Top-GasDHW-ElecDry-Tier3DEER2018 | Appl-CW-Top-GasDHW-ElecDry-Tier3AnySFm2015CZ03DEER2018 | 8220
Appl-CW-Top-GasDHW-ElecDry-Tier3 | DEER2018 | D17 v3 |  | Any | SFm | 2011 | CZ02 | rDXGF | Household | 1 | 1948.8 | None | 512 | 0.083 | 1.4 | 274 | 0.044 | -0.78 | 512 | 0.083 | 1.4 | 274 | 0.044 | -0.78 | DEER:Res:ClothesDishWasher | Annual | 1719 |  | Appl-CW-Top-GasDHW-ElecDry-Tier3DEER2018 | Appl-CW-Top-GasDHW-ElecDry-Tier3AnySFm2011CZ02DEER2018 | 8221
Appl-CW-Top-GasDHW-GasDry-Tier2 | DEER2018 | D17 v3 |  | Any | SFm | 1975 | CZ04 | rDXGF | Household | 1 | 1591 | None | 72.9 | 0.028 | 16.8 | 39.5 | 0.015 | 6.33 | 72.9 | 0.028 | 16.8 | 39.5 | 0.015 | 6.33 | DEER:Res:ClothesDishWasher | Annual | 1719 |  | Appl-CW-Top-GasDHW-GasDry-Tier2DEER2018 | Appl-CW-Top-GasDHW-GasDry-Tier2AnySFm1975CZ04DEER2018 | 8222
Appl-CW-Top-GasDHW-GasDry-Tier3 | DEER2018 | D17 v3 |  | Any | SFm | 1975 | CZ03 | rDXGF | Household | 1 | 1591 | None | 71.3 | 0.032 | 18.4 | 42.1 | 0.019 | 8.17 | 71.3 | 0.032 | 18.4 | 42.1 | 0.019 | 8.17 | DEER:Res:ClothesDishWasher | Annual | 1719 |  | Appl-CW-Top-GasDHW-GasDry-Tier3DEER2018 | Appl-CW-Top-GasDHW-GasDry-Tier3AnySFm1975CZ03DEER2018 | 8223
Appl-CW-Top-GasDHW-ElecDry-Tier3 | DEER2018 | D17 v3 |  | Any | SFm | 1975 | CZ03 | rDXGF | Household | 1 | 1591 | None | 506 | 0.09 | 1.63 | 270 | 0.049 | -0.64 | 506 | 0.09 | 1.63 | 270 | 0.049 | -0.64 | DEER:Res:ClothesDishWasher | Annual | 1719 |  | Appl-CW-Top-GasDHW-ElecDry-Tier3DEER2018 | Appl-CW-Top-GasDHW-ElecDry-Tier3AnySFm1975CZ03DEER2018 | 8224
Appl-CW-Top-GasDHW-GasDry-Tier2 | DEER2018 | D17 v3 |  | Any | SFm | 1985 | CZ04 | rDXGF | Household | 1 | 1904 | None | 75.3 | 0.028 | 16 | 41 | 0.014 | 5.98 | 75.3 | 0.028 | 16 | 41 | 0.014 | 5.98 | DEER:Res:ClothesDishWasher | Annual | 1719 |  | Appl-CW-Top-GasDHW-GasDry-Tier2DEER2018 | Appl-CW-Top-GasDHW-GasDry-Tier2AnySFm1985CZ04DEER2018 | 8225
Appl-CW-Top-GasDHW-GasDry-Tier3 | DEER2018 | D17 v3 |  | Any | SFm | 1985 | CZ03 | rDXGF | Household | 1 | 1904 | None | 70.8 | 0.028 | 17 | 42.1 | 0.016 | 7.37 | 70.8 | 0.028 | 17 | 42.1 | 0.016 | 7.37 | DEER:Res:ClothesDishWasher | Annual | 1719 |  | Appl-CW-Top-GasDHW-GasDry-Tier3DEER2018 | Appl-CW-Top-GasDHW-GasDry-Tier3AnySFm1985CZ03DEER2018 | 8226
Appl-CW-Top-GasDHW-ElecDry-Tier2 | DEER2018 | D17 v3 |  | Any | SFm | 1985 | CZ04 | rDXGF | Household | 1 | 1904 | None | 437 | 0.077 | 2.08 | 197 | 0.036 | -0.06 | 437 | 0.077 | 2.08 | 197 | 0.036 | -0.06 | DEER:Res:ClothesDishWasher | Annual | 1719 |  | Appl-CW-Top-GasDHW-ElecDry-Tier2DEER2018 | Appl-CW-Top-GasDHW-ElecDry-Tier2AnySFm1985CZ04DEER2018 | 8227
Appl-CW-Top-GasDHW-ElecDry-Tier3 | DEER2018 | D17 v3 |  | Any | SFm | 2007 | CZ02 | rDXGF | Household | 1 | 1948.8 | None | 512 | 0.081 | 1.25 | 274 | 0.044 | -0.87 | 512 | 0.081 | 1.25 | 274 | 0.044 | -0.87 | DEER:Res:ClothesDishWasher | Annual | 1719 |  | Appl-CW-Top-GasDHW-ElecDry-Tier3DEER2018 | Appl-CW-Top-GasDHW-ElecDry-Tier3AnySFm2007CZ02DEER2018 | 8228
Appl-CW-Top-GasDHW-ElecDry-Tier3 | DEER2018 | D17 v3 |  | Any | SFm | 2017 | CZ02 | rDXGF | Household | 1 | 1948.8 | None | 510 | 0.082 | 1.53 | 273 | 0.044 | -0.7 | 510 | 0.082 | 1.53 | 273 | 0.044 | -0.7 | DEER:Res:ClothesDishWasher | Annual | 1719 |  | Appl-CW-Top-GasDHW-ElecDry-Tier3DEER2018 | Appl-CW-Top-GasDHW-ElecDry-Tier3AnySFm2017CZ02DEER2018 | 8229
Appl-CW-Top-GasDHW-GasDry-Tier3 | DEER2018 | D17 v3 |  | Any | SFm | 2007 | CZ02 | rDXGF | Household | 1 | 1948.8 | None | 77.7 | 0.023 | 18 | 45.7 | 0.013 | 7.93 | 77.7 | 0.023 | 18 | 45.7 | 0.013 | 7.93 | DEER:Res:ClothesDishWasher | Annual | 1719 |  | Appl-CW-Top-GasDHW-GasDry-Tier3DEER2018 | Appl-CW-Top-GasDHW-GasDry-Tier3AnySFm2007CZ02DEER2018 | 8230
Appl-CW-Top-GasDHW-ElecDry-Tier2 | DEER2018 | D17 v3 |  | Any | SFm | 1975 | CZ04 | rDXGF | Household | 1 | 1591 | None | 435 | 0.078 | 2.82 | 196 | 0.037 | 0.29 | 435 | 0.078 | 2.82 | 196 | 0.037 | 0.29 | DEER:Res:ClothesDishWasher | Annual | 1719 |  | Appl-CW-Top-GasDHW-ElecDry-Tier2DEER2018 | Appl-CW-Top-GasDHW-ElecDry-Tier2AnySFm1975CZ04DEER2018 | 8231
Appl-CW-Top-GasDHW-GasDry-Tier3 | DEER2018 | D17 v3 |  | Any | SFm | 1996 | CZ02 | rDXGF | Household | 1 | 2193 | None | 79 | 0.033 | 18.7 | 44.8 | 0.023 | 8.37 | 79 | 0.033 | 18.7 | 44.8 | 0.023 | 8.37 | DEER:Res:ClothesDishWasher | Annual | 1719 |  | Appl-CW-Top-GasDHW-GasDry-Tier3DEER2018 | Appl-CW-Top-GasDHW-GasDry-Tier3AnySFm1996CZ02DEER2018 | 8232
Appl-CW-Top-GasDHW-GasDry-Tier3 | DEER2018 | D17 v3 |  | Any | SFm | 2017 | CZ02 | rDXGF | Household | 1 | 1948.8 | None | 76.8 | 0.024 | 18.2 | 44.9 | 0.013 | 8.1 | 76.8 | 0.024 | 18.2 | 44.9 | 0.013 | 8.1 | DEER:Res:ClothesDishWasher | Annual | 1719 |  | Appl-CW-Top-GasDHW-GasDry-Tier3DEER2018 | Appl-CW-Top-GasDHW-GasDry-Tier3AnySFm2017CZ02DEER2018 | 8233
Appl-CW-Top-GasDHW-GasDry-Tier3 | DEER2018 | D17 v3 |  | Any | SFm | 2015 | CZ02 | rDXGF | Household | 1 | 1948.8 | None | 76.6 | 0.023 | 18.1 | 45 | 0.014 | 8.03 | 76.6 | 0.023 | 18.1 | 45 | 0.014 | 8.03 | DEER:Res:ClothesDishWasher | Annual | 1719 |  | Appl-CW-Top-GasDHW-GasDry-Tier3DEER2018 | Appl-CW-Top-GasDHW-GasDry-Tier3AnySFm2015CZ02DEER2018 | 8234
Appl-CW-Top-GasDHW-ElecDry-Tier3 | DEER2018 | D17 v3 |  | Any | SFm | 1996 | CZ02 | rDXGF | Household | 1 | 2193 | None | 513 | 0.089 | 1.96 | 273 | 0.055 | -0.45 | 513 | 0.089 | 1.96 | 273 | 0.055 | -0.45 | DEER:Res:ClothesDishWasher | Annual | 1719 |  | Appl-CW-Top-GasDHW-ElecDry-Tier3DEER2018 | Appl-CW-Top-GasDHW-ElecDry-Tier3AnySFm1996CZ02DEER2018 | 8235
Appl-CW-Top-GasDHW-GasDry-Tier3 | DEER2018 | D17 v3 |  | Any | SFm | 2011 | CZ02 | rDXGF | Household | 1 | 1948.8 | None | 78.3 | 0.022 | 18.1 | 46.1 | 0.012 | 8.01 | 78.3 | 0.022 | 18.1 | 46.1 | 0.012 | 8.01 | DEER:Res:ClothesDishWasher | Annual | 1719 |  | Appl-CW-Top-GasDHW-GasDry-Tier3DEER2018 | Appl-CW-Top-GasDHW-GasDry-Tier3AnySFm2011CZ02DEER2018 | 8236
Appl-CW-Top-GasDHW-ElecDry-Tier3 | DEER2018 | D17 v3 |  | Any | SFm | 2015 | CZ02 | rDXGF | Household | 1 | 1948.8 | None | 511 | 0.083 | 1.4 | 273 | 0.045 | -0.77 | 511 | 0.083 | 1.4 | 273 | 0.045 | -0.77 | DEER:Res:ClothesDishWasher | Annual | 1719 |  | Appl-CW-Top-GasDHW-ElecDry-Tier3DEER2018 | Appl-CW-Top-GasDHW-ElecDry-Tier3AnySFm2015CZ02DEER2018 | 8237
Appl-CW-Top-GasDHW-GasDry-Tier3 | DEER2018 | D17 v3 |  | Any | SFm | 1985 | CZ02 | rDXGF | Household | 1 | 1904 | None | 75 | 0.027 | 17.3 | 43.7 | 0.016 | 7.56 | 75 | 0.027 | 17.3 | 43.7 | 0.016 | 7.56 | DEER:Res:ClothesDishWasher | Annual | 1719 |  | Appl-CW-Top-GasDHW-GasDry-Tier3DEER2018 | Appl-CW-Top-GasDHW-GasDry-Tier3AnySFm1985CZ02DEER2018 | 8238
Appl-CW-Top-GasDHW-ElecDry-Tier3 | DEER2018 | D17 v3 |  | Any | SFm | 1985 | CZ02 | rDXGF | Household | 1 | 1904 | None | 509 | 0.087 | 0.61 | 272 | 0.047 | -1.24 | 509 | 0.087 | 0.61 | 272 | 0.047 | -1.24 | DEER:Res:ClothesDishWasher | Annual | 1719 |  | Appl-CW-Top-GasDHW-ElecDry-Tier3DEER2018 | Appl-CW-Top-GasDHW-ElecDry-Tier3AnySFm1985CZ02DEER2018 | 8239
Appl-CW-Top-GasDHW-ElecDry-Tier3 | DEER2018 | D17 v3 |  | Any | SFm | 2003 | CZ02 | rDXGF | Household | 1 | 1948.8 | None | 514 | 0.089 | 1.97 | 274 | 0.048 | -0.45 | 514 | 0.089 | 1.97 | 274 | 0.048 | -0.45 | DEER:Res:ClothesDishWasher | Annual | 1719 |  | Appl-CW-Top-GasDHW-ElecDry-Tier3DEER2018 | Appl-CW-Top-GasDHW-ElecDry-Tier3AnySFm2003CZ02DEER2018 | 8240
Appl-CW-Top-GasDHW-GasDry-Tier3 | DEER2018 | D17 v3 |  | Any | SFm | 2003 | CZ02 | rDXGF | Household | 1 | 1948.8 | None | 80 | 0.03 | 18.7 | 46.4 | 0.009 | 8.36 | 80 | 0.03 | 18.7 | 46.4 | 0.009 | 8.36 | DEER:Res:ClothesDishWasher | Annual | 1719 |  | Appl-CW-Top-GasDHW-GasDry-Tier3DEER2018 | Appl-CW-Top-GasDHW-GasDry-Tier3AnySFm2003CZ02DEER2018 | 8241
Appl-CW-Top-GasDHW-GasDry-Tier3 | DEER2018 | D17 v3 |  | Any | SFm | 1975 | CZ02 | rDXGF | Household | 1 | 1591 | None | 77 | 0.036 | 18.2 | 44.8 | 0.02 | 8.08 | 77 | 0.036 | 18.2 | 44.8 | 0.02 | 8.08 | DEER:Res:ClothesDishWasher | Annual | 1719 |  | Appl-CW-Top-GasDHW-GasDry-Tier3DEER2018 | Appl-CW-Top-GasDHW-GasDry-Tier3AnySFm1975CZ02DEER2018 | 8242
Appl-CW-Top-GasDHW-ElecDry-Tier3 | DEER2018 | D17 v3 |  | Any | SFm | 1975 | CZ02 | rDXGF | Household | 1 | 1591 | None | 511 | 0.095 | 1.45 | 273 | 0.051 | -0.74 | 511 | 0.095 | 1.45 | 273 | 0.051 | -0.74 | DEER:Res:ClothesDishWasher | Annual | 1719 |  | Appl-CW-Top-GasDHW-ElecDry-Tier3DEER2018 | Appl-CW-Top-GasDHW-ElecDry-Tier3AnySFm1975CZ02DEER2018 | 8243
Appl-CW-Top-GasDHW-ElecDry-Tier2 | DEER2018 | D17 v3 |  | Any | SFm | 2015 | CZ12 | rDXGF | Household | 1 | 1948.8 | None | 434 | 0.07 | 2.87 | 195 | 0.032 | 0.38 | 434 | 0.07 | 2.87 | 195 | 0.032 | 0.38 | DEER:Res:ClothesDishWasher | Annual | 1719 |  | Appl-CW-Top-GasDHW-ElecDry-Tier2DEER2018 | Appl-CW-Top-GasDHW-ElecDry-Tier2AnySFm2015CZ12DEER2018 | 8244
Appl-CW-Top-GasDHW-ElecDry-Tier2 | DEER2018 | D17 v3 |  | Any | SFm | 1985 | CZ12 | rDXGF | Household | 1 | 1704 | None | 438 | 0.078 | 1.79 | 197 | 0.035 | -0.18 | 438 | 0.078 | 1.79 | 197 | 0.035 | -0.18 | DEER:Res:ClothesDishWasher | Annual | 1719 |  | Appl-CW-Top-GasDHW-ElecDry-Tier2DEER2018 | Appl-CW-Top-GasDHW-ElecDry-Tier2AnySFm1985CZ12DEER2018 | 8245
Appl-CW-Top-GasDHW-GasDry-Tier2 | DEER2018 | D17 v3 |  | Any | SFm | 2007 | CZ12 | rDXGF | Household | 1 | 1948.8 | None | 74.9 | 0.02 | 16.7 | 40.3 | 0.011 | 6.33 | 74.9 | 0.02 | 16.7 | 40.3 | 0.011 | 6.33 | DEER:Res:ClothesDishWasher | Annual | 1719 |  | Appl-CW-Top-GasDHW-GasDry-Tier2DEER2018 | Appl-CW-Top-GasDHW-GasDry-Tier2AnySFm2007CZ12DEER2018 | 8246
Appl-CW-Top-GasDHW-GasDry-Tier2 | DEER2018 | D17 v3 |  | Any | SFm | 2003 | CZ12 | rDXGF | Household | 1 | 1948.8 | None | 75.7 | 0.025 | 16.5 | 41.2 | 0.013 | 6.25 | 75.7 | 0.025 | 16.5 | 41.2 | 0.013 | 6.25 | DEER:Res:ClothesDishWasher | Annual | 1719 |  | Appl-CW-Top-GasDHW-GasDry-Tier2DEER2018 | Appl-CW-Top-GasDHW-GasDry-Tier2AnySFm2003CZ12DEER2018 | 8247
Appl-CW-Top-GasDHW-GasDry-Tier2 | DEER2018 | D17 v3 |  | Any | SFm | 2015 | CZ12 | rDXGF | Household | 1 | 1948.8 | None | 71.7 | 0.02 | 16.8 | 39.2 | 0.011 | 6.41 | 71.7 | 0.02 | 16.8 | 39.2 | 0.011 | 6.41 | DEER:Res:ClothesDishWasher | Annual | 1719 |  | Appl-CW-Top-GasDHW-GasDry-Tier2DEER2018 | Appl-CW-Top-GasDHW-GasDry-Tier2AnySFm2015CZ12DEER2018 | 8248
Appl-CW-Top-GasDHW-GasDry-Tier2 | DEER2018 | D17 v3 |  | Any | SFm | 1996 | CZ12 | rDXGF | Household | 1 | 2032 | None | 78 | 0.032 | 16.4 | 42.1 | 0.013 | 6.21 | 78 | 0.032 | 16.4 | 42.1 | 0.013 | 6.21 | DEER:Res:ClothesDishWasher | Annual | 1719 |  | Appl-CW-Top-GasDHW-GasDry-Tier2DEER2018 | Appl-CW-Top-GasDHW-GasDry-Tier2AnySFm1996CZ12DEER2018 | 8249
Appl-CW-Top-GasDHW-GasDry-Tier2 | DEER2018 | D17 v3 |  | Any | SFm | 2017 | CZ12 | rDXGF | Household | 1 | 1948.8 | None | 71.1 | 0.021 | 16.9 | 38.8 | 0.011 | 6.46 | 71.1 | 0.021 | 16.9 | 38.8 | 0.011 | 6.46 | DEER:Res:ClothesDishWasher | Annual | 1719 |  | Appl-CW-Top-GasDHW-GasDry-Tier2DEER2018 | Appl-CW-Top-GasDHW-GasDry-Tier2AnySFm2017CZ12DEER2018 | 8250
Appl-CW-Top-GasDHW-ElecDry-Tier2 | DEER2018 | D17 v3 |  | Any | SFm | 2007 | CZ12 | rDXGF | Household | 1 | 1948.8 | None | 437 | 0.07 | 2.74 | 196 | 0.032 | 0.29 | 437 | 0.07 | 2.74 | 196 | 0.032 | 0.29 | DEER:Res:ClothesDishWasher | Annual | 1719 |  | Appl-CW-Top-GasDHW-ElecDry-Tier2DEER2018 | Appl-CW-Top-GasDHW-ElecDry-Tier2AnySFm2007CZ12DEER2018 | 8251
Appl-CW-Top-GasDHW-ElecDry-Tier2 | DEER2018 | D17 v3 |  | Any | SFm | 1996 | CZ12 | rDXGF | Household | 1 | 2032 | None | 440 | 0.074 | 2.49 | 198 | 0.034 | 0.16 | 440 | 0.074 | 2.49 | 198 | 0.034 | 0.16 | DEER:Res:ClothesDishWasher | Annual | 1719 |  | Appl-CW-Top-GasDHW-ElecDry-Tier2DEER2018 | Appl-CW-Top-GasDHW-ElecDry-Tier2AnySFm1996CZ12DEER2018 | 8252
Appl-CW-Top-GasDHW-GasDry-Tier2 | DEER2018 | D17 v3 |  | Any | SFm | 2011 | CZ12 | rDXGF | Household | 1 | 1948.8 | None | 75.2 | 0.021 | 16.8 | 40.8 | 0.01 | 6.4 | 75.2 | 0.021 | 16.8 | 40.8 | 0.01 | 6.4 | DEER:Res:ClothesDishWasher | Annual | 1719 |  | Appl-CW-Top-GasDHW-GasDry-Tier2DEER2018 | Appl-CW-Top-GasDHW-GasDry-Tier2AnySFm2011CZ12DEER2018 | 8253
Appl-CW-Top-GasDHW-ElecDry-Tier2 | DEER2018 | D17 v3 |  | Any | SFm | 2017 | CZ12 | rDXGF | Household | 1 | 1948.8 | None | 433 | 0.071 | 2.96 | 195 | 0.033 | 0.42 | 433 | 0.071 | 2.96 | 195 | 0.033 | 0.42 | DEER:Res:ClothesDishWasher | Annual | 1719 |  | Appl-CW-Top-GasDHW-ElecDry-Tier2DEER2018 | Appl-CW-Top-GasDHW-ElecDry-Tier2AnySFm2017CZ12DEER2018 | 8254
Appl-CW-Top-GasDHW-ElecDry-Tier2 | DEER2018 | D17 v3 |  | Any | SFm | 2011 | CZ12 | rDXGF | Household | 1 | 1948.8 | None | 437 | 0.069 | 2.86 | 197 | 0.031 | 0.37 | 437 | 0.069 | 2.86 | 197 | 0.031 | 0.37 | DEER:Res:ClothesDishWasher | Annual | 1719 |  | Appl-CW-Top-GasDHW-ElecDry-Tier2DEER2018 | Appl-CW-Top-GasDHW-ElecDry-Tier2AnySFm2011CZ12DEER2018 | 8255
Appl-CW-Top-GasDHW-ElecDry-Tier2 | DEER2018 | D17 v3 |  | Any | SFm | 2003 | CZ12 | rDXGF | Household | 1 | 1948.8 | None | 438 | 0.074 | 2.56 | 197 | 0.033 | 0.22 | 438 | 0.074 | 2.56 | 197 | 0.033 | 0.22 | DEER:Res:ClothesDishWasher | Annual | 1719 |  | Appl-CW-Top-GasDHW-ElecDry-Tier2DEER2018 | Appl-CW-Top-GasDHW-ElecDry-Tier2AnySFm2003CZ12DEER2018 | 8256
Appl-CW-Top-GasDHW-GasDry-Tier2 | DEER2018 | D17 v3 |  | Any | SFm | 1975 | CZ12 | rDXGF | Household | 1 | 1528 | None | 76.1 | 0.027 | 16.4 | 41.1 | 0.015 | 6.19 | 76.1 | 0.027 | 16.4 | 41.1 | 0.015 | 6.19 | DEER:Res:ClothesDishWasher | Annual | 1719 |  | Appl-CW-Top-GasDHW-GasDry-Tier2DEER2018 | Appl-CW-Top-GasDHW-GasDry-Tier2AnySFm1975CZ12DEER2018 | 8257
Appl-CW-Top-GasDHW-ElecDry-Tier2 | DEER2018 | D17 v3 |  | Any | SFm | 1975 | CZ12 | rDXGF | Household | 1 | 1528 | None | 438 | 0.076 | 2.44 | 197 | 0.036 | 0.15 | 438 | 0.076 | 2.44 | 197 | 0.036 | 0.15 | DEER:Res:ClothesDishWasher | Annual | 1719 |  | Appl-CW-Top-GasDHW-ElecDry-Tier2DEER2018 | Appl-CW-Top-GasDHW-ElecDry-Tier2AnySFm1975CZ12DEER2018 | 8258
Appl-CW-Top-GasDHW-GasDry-Tier2 | DEER2018 | D17 v3 |  | Any | SFm | 1985 | CZ12 | rDXGF | Household | 1 | 1704 | None | 75.9 | 0.029 | 15.7 | 40.6 | 0.014 | 5.84 | 75.9 | 0.029 | 15.7 | 40.6 | 0.014 | 5.84 | DEER:Res:ClothesDishWasher | Annual | 1719 |  | Appl-CW-Top-GasDHW-GasDry-Tier2DEER2018 | Appl-CW-Top-GasDHW-GasDry-Tier2AnySFm1985CZ12DEER2018 | 8259
Appl-CW-Top-GasDHW-ElecDry-Tier2 | DEER2018 | D17 v3 |  | Any | SFm | 2003 | CZ06 | rDXGF | Household | 1 | 2392.9 | None | 438 | 0.069 | 3.43 | 195 | 0.029 | 0.66 | 438 | 0.069 | 3.43 | 195 | 0.029 | 0.66 | DEER:Res:ClothesDishWasher | Annual | 1719 |  | Appl-CW-Top-GasDHW-ElecDry-Tier2DEER2018 | Appl-CW-Top-GasDHW-ElecDry-Tier2AnySFm2003CZ06DEER2018 | 8260
Appl-CW-Top-GasDHW-GasDry-Tier2 | DEER2018 | D17 v3 |  | Any | SFm | 2015 | CZ06 | rDXGF | Household | 1 | 2392.9 | None | 70.5 | 0.026 | 16.9 | 37.5 | 0.012 | 6.46 | 70.5 | 0.026 | 16.9 | 37.5 | 0.012 | 6.46 | DEER:Res:ClothesDishWasher | Annual | 1719 |  | Appl-CW-Top-GasDHW-GasDry-Tier2DEER2018 | Appl-CW-Top-GasDHW-GasDry-Tier2AnySFm2015CZ06DEER2018 | 8261
Appl-CW-Top-GasDHW-ElecDry-Tier2 | DEER2018 | D17 v3 |  | Any | SFm | 2011 | CZ06 | rDXGF | Household | 1 | 2392.9 | None | 434 | 0.069 | 2.92 | 195 | 0.031 | 0.39 | 434 | 0.069 | 2.92 | 195 | 0.031 | 0.39 | DEER:Res:ClothesDishWasher | Annual | 1719 |  | Appl-CW-Top-GasDHW-ElecDry-Tier2DEER2018 | Appl-CW-Top-GasDHW-ElecDry-Tier2AnySFm2011CZ06DEER2018 | 8262
Appl-CW-Top-GasDHW-ElecDry-Tier3 | DEER2018 | D17 v3 |  | Any | SFm | 2015 | CZ04 | rDXGF | Household | 1 | 2295.6 | None | 514 | 0.083 | 2.04 | 275 | 0.045 | -0.36 | 514 | 0.083 | 2.04 | 275 | 0.045 | -0.36 | DEER:Res:ClothesDishWasher | Annual | 1719 |  | Appl-CW-Top-GasDHW-ElecDry-Tier3DEER2018 | Appl-CW-Top-GasDHW-ElecDry-Tier3AnySFm2015CZ04DEER2018 | 8263
Appl-CW-Top-GasDHW-ElecDry-Tier2 | DEER2018 | D17 v3 |  | Any | SFm | 2007 | CZ06 | rDXGF | Household | 1 | 2392.9 | None | 438 | 0.071 | 3.05 | 198 | 0.032 | 0.46 | 438 | 0.071 | 3.05 | 198 | 0.032 | 0.46 | DEER:Res:ClothesDishWasher | Annual | 1719 |  | Appl-CW-Top-GasDHW-ElecDry-Tier2DEER2018 | Appl-CW-Top-GasDHW-ElecDry-Tier2AnySFm2007CZ06DEER2018 | 8264
Appl-CW-Top-GasDHW-GasDry-Tier2 | DEER2018 | D17 v3 |  | Any | SFm | 2011 | CZ06 | rDXGF | Household | 1 | 2392.9 | None | 71.2 | 0.019 | 16.9 | 38.7 | 0.009 | 6.42 | 71.2 | 0.019 | 16.9 | 38.7 | 0.009 | 6.42 | DEER:Res:ClothesDishWasher | Annual | 1719 |  | Appl-CW-Top-GasDHW-GasDry-Tier2DEER2018 | Appl-CW-Top-GasDHW-GasDry-Tier2AnySFm2011CZ06DEER2018 | 8265
Appl-CW-Top-GasDHW-GasDry-Tier2 | DEER2018 | D17 v3 |  | Any | SFm | 2003 | CZ06 | rDXGF | Household | 1 | 2392.9 | None | 76.5 | 0.023 | 17.5 | 39.2 | 0.009 | 6.72 | 76.5 | 0.023 | 17.5 | 39.2 | 0.009 | 6.72 | DEER:Res:ClothesDishWasher | Annual | 1719 |  | Appl-CW-Top-GasDHW-GasDry-Tier2DEER2018 | Appl-CW-Top-GasDHW-GasDry-Tier2AnySFm2003CZ06DEER2018 | 8266
Appl-CW-Top-GasDHW-GasDry-Tier2 | DEER2018 | D17 v3 |  | Any | SFm | 2017 | CZ06 | rDXGF | Household | 1 | 2392.9 | None | 70.9 | 0.027 | 16.9 | 38 | 0.013 | 6.45 | 70.9 | 0.027 | 16.9 | 38 | 0.013 | 6.45 | DEER:Res:ClothesDishWasher | Annual | 1719 |  | Appl-CW-Top-GasDHW-GasDry-Tier2DEER2018 | Appl-CW-Top-GasDHW-GasDry-Tier2AnySFm2017CZ06DEER2018 | 8267
Appl-CW-Top-GasDHW-ElecDry-Tier3 | DEER2018 | D17 v3 |  | Any | SFm | 2011 | CZ04 | rDXGF | Household | 1 | 2295.6 | None | 516 | 0.087 | 2.13 | 276 | 0.049 | -0.32 | 516 | 0.087 | 2.13 | 276 | 0.049 | -0.32 | DEER:Res:ClothesDishWasher | Annual | 1719 |  | Appl-CW-Top-GasDHW-ElecDry-Tier3DEER2018 | Appl-CW-Top-GasDHW-ElecDry-Tier3AnySFm2011CZ04DEER2018 | 8268
Appl-CW-Top-GasDHW-ElecDry-Tier2 | DEER2018 | D17 v3 |  | Any | SFm | 2017 | CZ06 | rDXGF | Household | 1 | 2392.9 | None | 433 | 0.074 | 2.93 | 194 | 0.035 | 0.42 | 433 | 0.074 | 2.93 | 194 | 0.035 | 0.42 | DEER:Res:ClothesDishWasher | Annual | 1719 |  | Appl-CW-Top-GasDHW-ElecDry-Tier2DEER2018 | Appl-CW-Top-GasDHW-ElecDry-Tier2AnySFm2017CZ06DEER2018 | 8269
Appl-CW-Top-GasDHW-GasDry-Tier2 | DEER2018 | D17 v3 |  | Any | SFm | 2007 | CZ06 | rDXGF | Household | 1 | 2392.9 | None | 75.6 | 0.021 | 17.1 | 41.1 | 0.01 | 6.52 | 75.6 | 0.021 | 17.1 | 41.1 | 0.01 | 6.52 | DEER:Res:ClothesDishWasher | Annual | 1719 |  | Appl-CW-Top-GasDHW-GasDry-Tier2DEER2018 | Appl-CW-Top-GasDHW-GasDry-Tier2AnySFm2007CZ06DEER2018 | 8270
Appl-CW-Top-GasDHW-ElecDry-Tier2 | DEER2018 | D17 v3 |  | Any | SFm | 2015 | CZ06 | rDXGF | Household | 1 | 2392.9 | None | 433 | 0.076 | 2.91 | 193 | 0.033 | 0.41 | 433 | 0.076 | 2.91 | 193 | 0.033 | 0.41 | DEER:Res:ClothesDishWasher | Annual | 1719 |  | Appl-CW-Top-GasDHW-ElecDry-Tier2DEER2018 | Appl-CW-Top-GasDHW-ElecDry-Tier2AnySFm2015CZ06DEER2018 | 8271
Appl-CW-Top-GasDHW-GasDry-Tier2 | DEER2018 | D17 v3 |  | Any | SFm | 1996 | CZ06 | rDXGF | Household | 1 | 2297 | None | 72.9 | 0.028 | 17.1 | 36 | 0.018 | 6.55 | 72.9 | 0.028 | 17.1 | 36 | 0.018 | 6.55 | DEER:Res:ClothesDishWasher | Annual | 1719 |  | Appl-CW-Top-GasDHW-GasDry-Tier2DEER2018 | Appl-CW-Top-GasDHW-GasDry-Tier2AnySFm1996CZ06DEER2018 | 8272
Appl-CW-Top-GasDHW-ElecDry-Tier3 | DEER2018 | D17 v3 |  | Any | SFm | 1996 | CZ04 | rDXGF | Household | 1 | 2193 | None | 515 | 0.09 | 2.05 | 276 | 0.049 | -0.38 | 515 | 0.09 | 2.05 | 276 | 0.049 | -0.38 | DEER:Res:ClothesDishWasher | Annual | 1719 |  | Appl-CW-Top-GasDHW-ElecDry-Tier3DEER2018 | Appl-CW-Top-GasDHW-ElecDry-Tier3AnySFm1996CZ04DEER2018 | 8273
Appl-CW-Top-GasDHW-ElecDry-Tier3 | DEER2018 | D17 v3 |  | Any | SFm | 2017 | CZ04 | rDXGF | Household | 1 | 2295.6 | None | 513 | 0.082 | 2.14 | 275 | 0.045 | -0.31 | 513 | 0.082 | 2.14 | 275 | 0.045 | -0.31 | DEER:Res:ClothesDishWasher | Annual | 1719 |  | Appl-CW-Top-GasDHW-ElecDry-Tier3DEER2018 | Appl-CW-Top-GasDHW-ElecDry-Tier3AnySFm2017CZ04DEER2018 | 8274
Appl-CW-Top-GasDHW-GasDry-Tier3 | DEER2018 | D17 v3 |  | Any | SFm | 2017 | CZ04 | rDXGF | Household | 1 | 2295.6 | None | 79.5 | 0.023 | 18.9 | 46.7 | 0.014 | 8.51 | 79.5 | 0.023 | 18.9 | 46.7 | 0.014 | 8.51 | DEER:Res:ClothesDishWasher | Annual | 1719 |  | Appl-CW-Top-GasDHW-GasDry-Tier3DEER2018 | Appl-CW-Top-GasDHW-GasDry-Tier3AnySFm2017CZ04DEER2018 | 8275
Appl-CW-Top-GasDHW-ElecDry-Tier2 | DEER2018 | D17 v3 |  | Any | SFm | 1996 | CZ06 | rDXGF | Household | 1 | 2297 | None | 435 | 0.078 | 3.07 | 192 | 0.04 | 0.5 | 435 | 0.078 | 3.07 | 192 | 0.04 | 0.5 | DEER:Res:ClothesDishWasher | Annual | 1719 |  | Appl-CW-Top-GasDHW-ElecDry-Tier2DEER2018 | Appl-CW-Top-GasDHW-ElecDry-Tier2AnySFm1996CZ06DEER2018 | 8276
Appl-CW-Top-GasDHW-GasDry-Tier3 | DEER2018 | D17 v3 |  | Any | SFm | 2011 | CZ04 | rDXGF | Household | 1 | 2295.6 | None | 82.4 | 0.027 | 18.9 | 48.2 | 0.017 | 8.5 | 82.4 | 0.027 | 18.9 | 48.2 | 0.017 | 8.5 | DEER:Res:ClothesDishWasher | Annual | 1719 |  | Appl-CW-Top-GasDHW-GasDry-Tier3DEER2018 | Appl-CW-Top-GasDHW-GasDry-Tier3AnySFm2011CZ04DEER2018 | 8277
Appl-CW-Top-GasDHW-ElecDry-Tier2 | DEER2018 | D17 v3 |  | Any | SFm | 1985 | CZ06 | rDXGF | Household | 1 | 2064 | None | 437 | 0.079 | 2.76 | 196 | 0.038 | 0.32 | 437 | 0.079 | 2.76 | 196 | 0.038 | 0.32 | DEER:Res:ClothesDishWasher | Annual | 1719 |  | Appl-CW-Top-GasDHW-ElecDry-Tier2DEER2018 | Appl-CW-Top-GasDHW-ElecDry-Tier2AnySFm1985CZ06DEER2018 | 8278
Appl-CW-Top-GasDHW-GasDry-Tier2 | DEER2018 | D17 v3 |  | Any | SFm | 1985 | CZ06 | rDXGF | Household | 1 | 2064 | None | 75 | 0.026 | 16.8 | 39.9 | 0.017 | 6.37 | 75 | 0.026 | 16.8 | 39.9 | 0.017 | 6.37 | DEER:Res:ClothesDishWasher | Annual | 1719 |  | Appl-CW-Top-GasDHW-GasDry-Tier2DEER2018 | Appl-CW-Top-GasDHW-GasDry-Tier2AnySFm1985CZ06DEER2018 | 8279
Appl-CW-Top-GasDHW-GasDry-Tier3 | DEER2018 | D17 v3 |  | Any | SFm | 2007 | CZ04 | rDXGF | Household | 1 | 2295.6 | None | 81.8 | 0.024 | 18.8 | 47.6 | 0.014 | 8.46 | 81.8 | 0.024 | 18.8 | 47.6 | 0.014 | 8.46 | DEER:Res:ClothesDishWasher | Annual | 1719 |  | Appl-CW-Top-GasDHW-GasDry-Tier3DEER2018 | Appl-CW-Top-GasDHW-GasDry-Tier3AnySFm2007CZ04DEER2018 | 8280
Appl-CW-Top-GasDHW-GasDry-Tier3 | DEER2018 | D17 v3 |  | Any | SFm | 2015 | CZ04 | rDXGF | Household | 1 | 2295.6 | None | 79.7 | 0.023 | 18.8 | 46.9 | 0.013 | 8.45 | 79.7 | 0.023 | 18.8 | 46.9 | 0.013 | 8.45 | DEER:Res:ClothesDishWasher | Annual | 1719 |  | Appl-CW-Top-GasDHW-GasDry-Tier3DEER2018 | Appl-CW-Top-GasDHW-GasDry-Tier3AnySFm2015CZ04DEER2018 | 8281
Appl-CW-Top-GasDHW-ElecDry-Tier3 | DEER2018 | D17 v3 |  | Any | SFm | 2007 | CZ04 | rDXGF | Household | 1 | 2295.6 | None | 516 | 0.083 | 2.04 | 275 | 0.045 | -0.37 | 516 | 0.083 | 2.04 | 275 | 0.045 | -0.37 | DEER:Res:ClothesDishWasher | Annual | 1719 |  | Appl-CW-Top-GasDHW-ElecDry-Tier3DEER2018 | Appl-CW-Top-GasDHW-ElecDry-Tier3AnySFm2007CZ04DEER2018 | 8282
Appl-CW-Top-GasDHW-GasDry-Tier3 | DEER2018 | D17 v3 |  | Any | SFm | 2003 | CZ04 | rDXGF | Household | 1 | 2295.6 | None | 85 | 0.03 | 19.1 | 49.2 | 0.016 | 8.6 | 85 | 0.03 | 19.1 | 49.2 | 0.016 | 8.6 | DEER:Res:ClothesDishWasher | Annual | 1719 |  | Appl-CW-Top-GasDHW-GasDry-Tier3DEER2018 | Appl-CW-Top-GasDHW-GasDry-Tier3AnySFm2003CZ04DEER2018 | 8283
Appl-CW-Top-GasDHW-ElecDry-Tier2 | DEER2018 | D17 v3 |  | Any | SFm | 1975 | CZ06 | rDXGF | Household | 1 | 1528 | None | 437 | 0.075 | 3.26 | 197 | 0.033 | 0.56 | 437 | 0.075 | 3.26 | 197 | 0.033 | 0.56 | DEER:Res:ClothesDishWasher | Annual | 1719 |  | Appl-CW-Top-GasDHW-ElecDry-Tier2DEER2018 | Appl-CW-Top-GasDHW-ElecDry-Tier2AnySFm1975CZ06DEER2018 | 8284
Appl-CW-Top-GasDHW-GasDry-Tier3 | DEER2018 | D17 v3 |  | Any | SFm | 1996 | CZ04 | rDXGF | Household | 1 | 2193 | None | 81.3 | 0.03 | 18.8 | 48 | 0.018 | 8.48 | 81.3 | 0.03 | 18.8 | 48 | 0.018 | 8.48 | DEER:Res:ClothesDishWasher | Annual | 1719 |  | Appl-CW-Top-GasDHW-GasDry-Tier3DEER2018 | Appl-CW-Top-GasDHW-GasDry-Tier3AnySFm1996CZ04DEER2018 | 8285
Appl-CW-Top-GasDHW-ElecDry-Tier3 | DEER2018 | D17 v3 |  | Any | SFm | 2003 | CZ04 | rDXGF | Household | 1 | 2295.6 | None | 519 | 0.09 | 2.3 | 277 | 0.048 | -0.22 | 519 | 0.09 | 2.3 | 277 | 0.048 | -0.22 | DEER:Res:ClothesDishWasher | Annual | 1719 |  | Appl-CW-Top-GasDHW-ElecDry-Tier3DEER2018 | Appl-CW-Top-GasDHW-ElecDry-Tier3AnySFm2003CZ04DEER2018 | 8286
Appl-CW-Top-GasDHW-ElecDry-Tier3 | DEER2018 | D17 v3 |  | Any | SFm | 1975 | CZ04 | rDXGF | Household | 1 | 1591 | None | 515 | 0.093 | 2.24 | 275 | 0.052 | -0.29 | 515 | 0.093 | 2.24 | 275 | 0.052 | -0.29 | DEER:Res:ClothesDishWasher | Annual | 1719 |  | Appl-CW-Top-GasDHW-ElecDry-Tier3DEER2018 | Appl-CW-Top-GasDHW-ElecDry-Tier3AnySFm1975CZ04DEER2018 | 8287
Appl-CW-Top-GasDHW-GasDry-Tier3 | DEER2018 | D17 v3 |  | Any | SFm | 1985 | CZ04 | rDXGF | Household | 1 | 1904 | None | 83.3 | 0.032 | 18.1 | 49 | 0.018 | 8.07 | 83.3 | 0.032 | 18.1 | 49 | 0.018 | 8.07 | DEER:Res:ClothesDishWasher | Annual | 1719 |  | Appl-CW-Top-GasDHW-GasDry-Tier3DEER2018 | Appl-CW-Top-GasDHW-GasDry-Tier3AnySFm1985CZ04DEER2018 | 8288
Appl-CW-Top-GasDHW-ElecDry-Tier3 | DEER2018 | D17 v3 |  | Any | SFm | 1985 | CZ04 | rDXGF | Household | 1 | 1904 | None | 517 | 0.091 | 1.39 | 276 | 0.05 | -0.75 | 517 | 0.091 | 1.39 | 276 | 0.05 | -0.75 | DEER:Res:ClothesDishWasher | Annual | 1719 |  | Appl-CW-Top-GasDHW-ElecDry-Tier3DEER2018 | Appl-CW-Top-GasDHW-ElecDry-Tier3AnySFm1985CZ04DEER2018 | 8289
Appl-CW-Top-GasDHW-GasDry-Tier2 | DEER2018 | D17 v3 |  | Any | SFm | 1975 | CZ06 | rDXGF | Household | 1 | 1528 | None | 74.8 | 0.025 | 17.3 | 40.6 | 0.012 | 6.63 | 74.8 | 0.025 | 17.3 | 40.6 | 0.012 | 6.63 | DEER:Res:ClothesDishWasher | Annual | 1719 |  | Appl-CW-Top-GasDHW-GasDry-Tier2DEER2018 | Appl-CW-Top-GasDHW-GasDry-Tier2AnySFm1975CZ06DEER2018 | 8290
Appl-CW-Top-GasDHW-GasDry-Tier3 | DEER2018 | D17 v3 |  | Any | SFm | 1975 | CZ04 | rDXGF | Household | 1 | 1591 | None | 80.8 | 0.033 | 19 | 47.4 | 0.02 | 8.55 | 80.8 | 0.033 | 19 | 47.4 | 0.02 | 8.55 | DEER:Res:ClothesDishWasher | Annual | 1719 |  | Appl-CW-Top-GasDHW-GasDry-Tier3DEER2018 | Appl-CW-Top-GasDHW-GasDry-Tier3AnySFm1975CZ04DEER2018 | 8291
Appl-CW-Top-GasDHW-ElecDry-Tier2 | DEER2018 | D17 v3 |  | Any | SFm | 2017 | CZ14 | rDXGF | Household | 1 | 2160.9 | None | 440 | 0.064 | 2.2 | 198 | 0.029 | 0.07 | 440 | 0.064 | 2.2 | 198 | 0.029 | 0.07 | DEER:Res:ClothesDishWasher | Annual | 1719 |  | Appl-CW-Top-GasDHW-ElecDry-Tier2DEER2018 | Appl-CW-Top-GasDHW-ElecDry-Tier2AnySFm2017CZ14DEER2018 | 8292
Appl-CW-Top-GasDHW-ElecDry-Tier2 | DEER2018 | D17 v3 |  | Any | SFm | 2003 | CZ07 | rDXGF | Household | 1 | 2392.9 | None | 444 | 0.068 | 2.99 | 201 | 0.03 | 0.47 | 444 | 0.068 | 2.99 | 201 | 0.03 | 0.47 | DEER:Res:ClothesDishWasher | Annual | 1719 |  | Appl-CW-Top-GasDHW-ElecDry-Tier2DEER2018 | Appl-CW-Top-GasDHW-ElecDry-Tier2AnySFm2003CZ07DEER2018 | 8293
Appl-CW-Top-GasDHW-GasDry-Tier2 | DEER2018 | D17 v3 |  | Any | SFm | 2011 | CZ07 | rDXGF | Household | 1 | 2392.9 | None | 86.2 | 0.025 | 18.3 | 42.2 | 0.007 | 6.87 | 86.2 | 0.025 | 18.3 | 42.2 | 0.007 | 6.87 | DEER:Res:ClothesDishWasher | Annual | 1719 |  | Appl-CW-Top-GasDHW-GasDry-Tier2DEER2018 | Appl-CW-Top-GasDHW-GasDry-Tier2AnySFm2011CZ07DEER2018 | 8294
Appl-CW-Top-GasDHW-ElecDry-Tier2 | DEER2018 | D17 v3 |  | Any | SFm | 2015 | CZ14 | rDXGF | Household | 1 | 2160.9 | None | 440 | 0.065 | 2.25 | 198 | 0.03 | 0.1 | 440 | 0.065 | 2.25 | 198 | 0.03 | 0.1 | DEER:Res:ClothesDishWasher | Annual | 1719 |  | Appl-CW-Top-GasDHW-ElecDry-Tier2DEER2018 | Appl-CW-Top-GasDHW-ElecDry-Tier2AnySFm2015CZ14DEER2018 | 8295
Appl-CW-Top-GasDHW-GasDry-Tier2 | DEER2018 | D17 v3 |  | Any | SFm | 2015 | CZ14 | rDXGF | Household | 1 | 2160.9 | None | 78.3 | 0.016 | 16.2 | 42.3 | 0.009 | 6.13 | 78.3 | 0.016 | 16.2 | 42.3 | 0.009 | 6.13 | DEER:Res:ClothesDishWasher | Annual | 1719 |  | Appl-CW-Top-GasDHW-GasDry-Tier2DEER2018 | Appl-CW-Top-GasDHW-GasDry-Tier2AnySFm2015CZ14DEER2018 | 8296
Appl-CW-Top-GasDHW-ElecDry-Tier2 | DEER2018 | D17 v3 |  | Any | SFm | 2011 | CZ14 | rDXGF | Household | 1 | 2160.9 | None | 442 | 0.065 | 2.35 | 200 | 0.029 | 0.14 | 442 | 0.065 | 2.35 | 200 | 0.029 | 0.14 | DEER:Res:ClothesDishWasher | Annual | 1719 |  | Appl-CW-Top-GasDHW-ElecDry-Tier2DEER2018 | Appl-CW-Top-GasDHW-ElecDry-Tier2AnySFm2011CZ14DEER2018 | 8297
Appl-CW-Top-GasDHW-GasDry-Tier2 | DEER2018 | D17 v3 |  | Any | SFm | 2011 | CZ14 | rDXGF | Household | 1 | 2160.9 | None | 80.2 | 0.015 | 16.3 | 43.4 | 0.008 | 6.17 | 80.2 | 0.015 | 16.3 | 43.4 | 0.008 | 6.17 | DEER:Res:ClothesDishWasher | Annual | 1719 |  | Appl-CW-Top-GasDHW-GasDry-Tier2DEER2018 | Appl-CW-Top-GasDHW-GasDry-Tier2AnySFm2011CZ14DEER2018 | 8298
Appl-CW-Top-GasDHW-GasDry-Tier2 | DEER2018 | D17 v3 |  | Any | SFm | 2007 | CZ14 | rDXGF | Household | 1 | 2160.9 | None | 80 | 0.015 | 16.1 | 43.1 | 0.008 | 6.06 | 80 | 0.015 | 16.1 | 43.1 | 0.008 | 6.06 | DEER:Res:ClothesDishWasher | Annual | 1719 |  | Appl-CW-Top-GasDHW-GasDry-Tier2DEER2018 | Appl-CW-Top-GasDHW-GasDry-Tier2AnySFm2007CZ14DEER2018 | 8299
Appl-CW-Top-GasDHW-ElecDry-Tier2 | DEER2018 | D17 v3 |  | Any | SFm | 2007 | CZ14 | rDXGF | Household | 1 | 2160.9 | None | 442 | 0.065 | 2.19 | 199 | 0.03 | 0.05 | 442 | 0.065 | 2.19 | 199 | 0.03 | 0.05 | DEER:Res:ClothesDishWasher | Annual | 1719 |  | Appl-CW-Top-GasDHW-ElecDry-Tier2DEER2018 | Appl-CW-Top-GasDHW-ElecDry-Tier2AnySFm2007CZ14DEER2018 | 8300
Appl-CW-Top-GasDHW-GasDry-Tier2 | DEER2018 | D17 v3 |  | Any | SFm | 2017 | CZ14 | rDXGF | Household | 1 | 2160.9 | None | 77.7 | 0.015 | 16.2 | 42.2 | 0.008 | 6.09 | 77.7 | 0.015 | 16.2 | 42.2 | 0.008 | 6.09 | DEER:Res:ClothesDishWasher | Annual | 1719 |  | Appl-CW-Top-GasDHW-GasDry-Tier2DEER2018 | Appl-CW-Top-GasDHW-GasDry-Tier2AnySFm2017CZ14DEER2018 | 8301
Appl-CW-Top-GasDHW-GasDry-Tier2 | DEER2018 | D17 v3 |  | Any | SFm | 2015 | CZ07 | rDXGF | Household | 1 | 2392.9 | None | 71.5 | 0.006 | 17.1 | 39.4 | 0.003 | 6.51 | 71.5 | 0.006 | 17.1 | 39.4 | 0.003 | 6.51 | DEER:Res:ClothesDishWasher | Annual | 1719 |  | Appl-CW-Top-GasDHW-GasDry-Tier2DEER2018 | Appl-CW-Top-GasDHW-GasDry-Tier2AnySFm2015CZ07DEER2018 | 8302
Appl-CW-Top-GasDHW-ElecDry-Tier2 | DEER2018 | D17 v3 |  | Any | SFm | 2017 | CZ07 | rDXGF | Household | 1 | 2392.9 | None | 442 | 0.07 | 3.8 | 197 | 0.029 | 0.7 | 442 | 0.07 | 3.8 | 197 | 0.029 | 0.7 | DEER:Res:ClothesDishWasher | Annual | 1719 |  | Appl-CW-Top-GasDHW-ElecDry-Tier2DEER2018 | Appl-CW-Top-GasDHW-ElecDry-Tier2AnySFm2017CZ07DEER2018 | 8303
Appl-CW-Top-GasDHW-GasDry-Tier2 | DEER2018 | D17 v3 |  | Any | SFm | 2017 | CZ07 | rDXGF | Household | 1 | 2392.9 | None | 79.6 | 0.021 | 17.8 | 40.5 | 0.009 | 6.75 | 79.6 | 0.021 | 17.8 | 40.5 | 0.009 | 6.75 | DEER:Res:ClothesDishWasher | Annual | 1719 |  | Appl-CW-Top-GasDHW-GasDry-Tier2DEER2018 | Appl-CW-Top-GasDHW-GasDry-Tier2AnySFm2017CZ07DEER2018 | 8304
Appl-CW-Top-GasDHW-ElecDry-Tier2 | DEER2018 | D17 v3 |  | Any | SFm | 2015 | CZ07 | rDXGF | Household | 1 | 2392.9 | None | 440 | 0.066 | 3.71 | 199 | 0.031 | 0.8 | 440 | 0.066 | 3.71 | 199 | 0.031 | 0.8 | DEER:Res:ClothesDishWasher | Annual | 1719 |  | Appl-CW-Top-GasDHW-ElecDry-Tier2DEER2018 | Appl-CW-Top-GasDHW-ElecDry-Tier2AnySFm2015CZ07DEER2018 | 8305
Appl-CW-Top-GasDHW-GasDry-Tier2 | DEER2018 | D17 v3 |  | Any | SFm | 2003 | CZ07 | rDXGF | Household | 1 | 2392.9 | None | 82.2 | 0.018 | 17 | 44.7 | 0.009 | 6.5 | 82.2 | 0.018 | 17 | 44.7 | 0.009 | 6.5 | DEER:Res:ClothesDishWasher | Annual | 1719 |  | Appl-CW-Top-GasDHW-GasDry-Tier2DEER2018 | Appl-CW-Top-GasDHW-GasDry-Tier2AnySFm2003CZ07DEER2018 | 8306
Appl-CW-Top-GasDHW-ElecDry-Tier2 | DEER2018 | D17 v3 |  | Any | SFm | 2003 | CZ14 | rDXGF | Household | 1 | 2160.9 | None | 447 | 0.067 | 2.27 | 201 | 0.031 | 0.07 | 447 | 0.067 | 2.27 | 201 | 0.031 | 0.07 | DEER:Res:ClothesDishWasher | Annual | 1719 |  | Appl-CW-Top-GasDHW-ElecDry-Tier2DEER2018 | Appl-CW-Top-GasDHW-ElecDry-Tier2AnySFm2003CZ14DEER2018 | 8307
Appl-CW-Top-GasDHW-ElecDry-Tier2 | DEER2018 | D17 v3 |  | Any | SFm | 2007 | CZ07 | rDXGF | Household | 1 | 2392.9 | None | 441 | 0.068 | 3.38 | 199 | 0.032 | 0.64 | 441 | 0.068 | 3.38 | 199 | 0.032 | 0.64 | DEER:Res:ClothesDishWasher | Annual | 1719 |  | Appl-CW-Top-GasDHW-ElecDry-Tier2DEER2018 | Appl-CW-Top-GasDHW-ElecDry-Tier2AnySFm2007CZ07DEER2018 | 8308
Appl-CW-Top-GasDHW-ElecDry-Tier2 | DEER2018 | D17 v3 |  | Any | SFm | 2011 | CZ07 | rDXGF | Household | 1 | 2392.9 | None | 448 | 0.075 | 4.29 | 199 | 0.029 | 0.83 | 448 | 0.075 | 4.29 | 199 | 0.029 | 0.83 | DEER:Res:ClothesDishWasher | Annual | 1719 |  | Appl-CW-Top-GasDHW-ElecDry-Tier2DEER2018 | Appl-CW-Top-GasDHW-ElecDry-Tier2AnySFm2011CZ07DEER2018 | 8309
Appl-CW-Top-GasDHW-GasDry-Tier2 | DEER2018 | D17 v3 |  | Any | SFm | 2007 | CZ07 | rDXGF | Household | 1 | 2392.9 | None | 79.9 | 0.018 | 17.4 | 43.1 | 0.01 | 6.69 | 79.9 | 0.018 | 17.4 | 43.1 | 0.01 | 6.69 | DEER:Res:ClothesDishWasher | Annual | 1719 |  | Appl-CW-Top-GasDHW-GasDry-Tier2DEER2018 | Appl-CW-Top-GasDHW-GasDry-Tier2AnySFm2007CZ07DEER2018 | 8310
Appl-CW-Top-GasDHW-GasDry-Tier2 | DEER2018 | D17 v3 |  | Any | SFm | 2003 | CZ14 | rDXGF | Household | 1 | 2160.9 | None | 85.6 | 0.017 | 16.2 | 45.5 | 0.009 | 6.12 | 85.6 | 0.017 | 16.2 | 45.5 | 0.009 | 6.12 | DEER:Res:ClothesDishWasher | Annual | 1719 |  | Appl-CW-Top-GasDHW-GasDry-Tier2DEER2018 | Appl-CW-Top-GasDHW-GasDry-Tier2AnySFm2003CZ14DEER2018 | 8311
Appl-CW-Top-GasDHW-ElecDry-Tier2 | DEER2018 | D17 v3 |  | Any | SFm | 1996 | CZ14 | rDXGF | Household | 1 | 1758 | None | 446 | 0.068 | 2.17 | 202 | 0.031 | 0.04 | 446 | 0.068 | 2.17 | 202 | 0.031 | 0.04 | DEER:Res:ClothesDishWasher | Annual | 1719 |  | Appl-CW-Top-GasDHW-ElecDry-Tier2DEER2018 | Appl-CW-Top-GasDHW-ElecDry-Tier2AnySFm1996CZ14DEER2018 | 8312
Appl-CW-Top-GasDHW-GasDry-Tier2 | DEER2018 | D17 v3 |  | Any | SFm | 1975 | CZ14 | rDXGF | Household | 1 | 1555 | None | 85.8 | 0.021 | 16.5 | 45.5 | 0.011 | 6.25 | 85.8 | 0.021 | 16.5 | 45.5 | 0.011 | 6.25 | DEER:Res:ClothesDishWasher | Annual | 1719 |  | Appl-CW-Top-GasDHW-GasDry-Tier2DEER2018 | Appl-CW-Top-GasDHW-GasDry-Tier2AnySFm1975CZ14DEER2018 | 8313
Appl-CW-Top-GasDHW-ElecDry-Tier2 | DEER2018 | D17 v3 |  | Any | SFm | 1985 | CZ07 | rDXGF | Household | 1 | 2064 | None | 439 | 0.073 | 2.88 | 197 | 0.034 | 0.4 | 439 | 0.073 | 2.88 | 197 | 0.034 | 0.4 | DEER:Res:ClothesDishWasher | Annual | 1719 |  | Appl-CW-Top-GasDHW-ElecDry-Tier2DEER2018 | Appl-CW-Top-GasDHW-ElecDry-Tier2AnySFm1985CZ07DEER2018 | 8314
Appl-CW-Top-GasDHW-GasDry-Tier2 | DEER2018 | D17 v3 |  | Any | SFm | 1996 | CZ14 | rDXGF | Household | 1 | 1758 | None | 84.1 | 0.019 | 16.1 | 45.1 | 0.01 | 6.08 | 84.1 | 0.019 | 16.1 | 45.1 | 0.01 | 6.08 | DEER:Res:ClothesDishWasher | Annual | 1719 |  | Appl-CW-Top-GasDHW-GasDry-Tier2DEER2018 | Appl-CW-Top-GasDHW-GasDry-Tier2AnySFm1996CZ14DEER2018 | 8315
Appl-CW-Top-GasDHW-ElecDry-Tier2 | DEER2018 | D17 v3 |  | Any | SFm | 1996 | CZ07 | rDXGF | Household | 1 | 2297 | None | 444 | 0.101 | 5.07 | 200 | 0.056 | 1.29 | 444 | 0.101 | 5.07 | 200 | 0.056 | 1.29 | DEER:Res:ClothesDishWasher | Annual | 1719 |  | Appl-CW-Top-GasDHW-ElecDry-Tier2DEER2018 | Appl-CW-Top-GasDHW-ElecDry-Tier2AnySFm1996CZ07DEER2018 | 8316
Appl-CW-Top-GasDHW-ElecDry-Tier2 | DEER2018 | D17 v3 |  | Any | SFm | 1985 | CZ14 | rDXGF | Household | 1 | 1741 | None | 447 | 0.07 | 1.76 | 202 | 0.032 | -0.15 | 447 | 0.07 | 1.76 | 202 | 0.032 | -0.15 | DEER:Res:ClothesDishWasher | Annual | 1719 |  | Appl-CW-Top-GasDHW-ElecDry-Tier2DEER2018 | Appl-CW-Top-GasDHW-ElecDry-Tier2AnySFm1985CZ14DEER2018 | 8317
Appl-CW-Top-GasDHW-GasDry-Tier2 | DEER2018 | D17 v3 |  | Any | SFm | 1975 | CZ07 | rDXGF | Household | 1 | 1528 | None | 73.3 | 0.022 | 17 | 39.6 | 0.011 | 6.49 | 73.3 | 0.022 | 17 | 39.6 | 0.011 | 6.49 | DEER:Res:ClothesDishWasher | Annual | 1719 |  | Appl-CW-Top-GasDHW-GasDry-Tier2DEER2018 | Appl-CW-Top-GasDHW-GasDry-Tier2AnySFm1975CZ07DEER2018 | 8318
Appl-CW-Top-GasDHW-GasDry-Tier2 | DEER2018 | D17 v3 |  | Any | SFm | 1985 | CZ07 | rDXGF | Household | 1 | 2064 | None | 76.5 | 0.024 | 16.9 | 41.1 | 0.012 | 6.44 | 76.5 | 0.024 | 16.9 | 41.1 | 0.012 | 6.44 | DEER:Res:ClothesDishWasher | Annual | 1719 |  | Appl-CW-Top-GasDHW-GasDry-Tier2DEER2018 | Appl-CW-Top-GasDHW-GasDry-Tier2AnySFm1985CZ07DEER2018 | 8319
Appl-CW-Top-GasDHW-GasDry-Tier2 | DEER2018 | D17 v3 |  | Any | SFm | 1996 | CZ07 | rDXGF | Household | 1 | 2297 | None | 83.4 | 0.04 | 19.7 | 44 | 0.016 | 7.35 | 83.4 | 0.04 | 19.7 | 44 | 0.016 | 7.35 | DEER:Res:ClothesDishWasher | Annual | 1719 |  | Appl-CW-Top-GasDHW-GasDry-Tier2DEER2018 | Appl-CW-Top-GasDHW-GasDry-Tier2AnySFm1996CZ07DEER2018 | 8320
Appl-CW-Top-GasDHW-GasDry-Tier2 | DEER2018 | D17 v3 |  | Any | SFm | 1985 | CZ14 | rDXGF | Household | 1 | 1741 | None | 85.5 | 0.02 | 15.7 | 45.5 | 0.011 | 5.88 | 85.5 | 0.02 | 15.7 | 45.5 | 0.011 | 5.88 | DEER:Res:ClothesDishWasher | Annual | 1719 |  | Appl-CW-Top-GasDHW-GasDry-Tier2DEER2018 | Appl-CW-Top-GasDHW-GasDry-Tier2AnySFm1985CZ14DEER2018 | 8321
Appl-CW-Top-GasDHW-ElecDry-Tier2 | DEER2018 | D17 v3 |  | Any | SFm | 1975 | CZ07 | rDXGF | Household | 1 | 1528 | None | 435 | 0.071 | 2.98 | 196 | 0.032 | 0.43 | 435 | 0.071 | 2.98 | 196 | 0.032 | 0.43 | DEER:Res:ClothesDishWasher | Annual | 1719 |  | Appl-CW-Top-GasDHW-ElecDry-Tier2DEER2018 | Appl-CW-Top-GasDHW-ElecDry-Tier2AnySFm1975CZ07DEER2018 | 8322
Appl-CW-Top-GasDHW-ElecDry-Tier2 | DEER2018 | D17 v3 |  | Any | SFm | 1975 | CZ14 | rDXGF | Household | 1 | 1555 | None | 448 | 0.071 | 2.54 | 202 | 0.032 | 0.24 | 448 | 0.071 | 2.54 | 202 | 0.032 | 0.24 | DEER:Res:ClothesDishWasher | Annual | 1719 |  | Appl-CW-Top-GasDHW-ElecDry-Tier2DEER2018 | Appl-CW-Top-GasDHW-ElecDry-Tier2AnySFm1975CZ14DEER2018 | 8323
Appl-CW-Top-GasDHW-GasDry-Tier2 | DEER2018 | D17 v3 |  | Any | SFm | 2015 | CZ11 | rDXGF | Household | 1 | 1948.8 | None | 75.3 | 0.019 | 16.4 | 40.3 | 0.009 | 6.2 | 75.3 | 0.019 | 16.4 | 40.3 | 0.009 | 6.2 | DEER:Res:ClothesDishWasher | Annual | 1719 |  | Appl-CW-Top-GasDHW-GasDry-Tier2DEER2018 | Appl-CW-Top-GasDHW-GasDry-Tier2AnySFm2015CZ11DEER2018 | 8324
Appl-CW-Top-GasDHW-GasDry-Tier2 | DEER2018 | D17 v3 |  | Any | SFm | 2007 | CZ11 | rDXGF | Household | 1 | 1948.8 | None | 77.3 | 0.015 | 16.2 | 41.7 | 0.008 | 6.12 | 77.3 | 0.015 | 16.2 | 41.7 | 0.008 | 6.12 | DEER:Res:ClothesDishWasher | Annual | 1719 |  | Appl-CW-Top-GasDHW-GasDry-Tier2DEER2018 | Appl-CW-Top-GasDHW-GasDry-Tier2AnySFm2007CZ11DEER2018 | 8325
Appl-CW-Top-GasDHW-GasDry-Tier2 | DEER2018 | D17 v3 |  | Any | SFm | 2017 | CZ11 | rDXGF | Household | 1 | 1948.8 | None | 74.5 | 0.02 | 16.5 | 40.3 | 0.009 | 6.24 | 74.5 | 0.02 | 16.5 | 40.3 | 0.009 | 6.24 | DEER:Res:ClothesDishWasher | Annual | 1719 |  | Appl-CW-Top-GasDHW-GasDry-Tier2DEER2018 | Appl-CW-Top-GasDHW-GasDry-Tier2AnySFm2017CZ11DEER2018 | 8326
Appl-CW-Top-GasDHW-ElecDry-Tier2 | DEER2018 | D17 v3 |  | Any | SFm | 2011 | CZ11 | rDXGF | Household | 1 | 1948.8 | None | 440 | 0.066 | 2.35 | 198 | 0.03 | 0.15 | 440 | 0.066 | 2.35 | 198 | 0.03 | 0.15 | DEER:Res:ClothesDishWasher | Annual | 1719 |  | Appl-CW-Top-GasDHW-ElecDry-Tier2DEER2018 | Appl-CW-Top-GasDHW-ElecDry-Tier2AnySFm2011CZ11DEER2018 | 8327
Appl-CW-Top-GasDHW-ElecDry-Tier2 | DEER2018 | D17 v3 |  | Any | SFm | 2015 | CZ11 | rDXGF | Household | 1 | 1948.8 | None | 437 | 0.068 | 2.4 | 197 | 0.03 | 0.15 | 437 | 0.068 | 2.4 | 197 | 0.03 | 0.15 | DEER:Res:ClothesDishWasher | Annual | 1719 |  | Appl-CW-Top-GasDHW-ElecDry-Tier2DEER2018 | Appl-CW-Top-GasDHW-ElecDry-Tier2AnySFm2015CZ11DEER2018 | 8328
Appl-CW-Top-GasDHW-GasDry-Tier2 | DEER2018 | D17 v3 |  | Any | SFm | 2011 | CZ11 | rDXGF | Household | 1 | 1948.8 | None | 77.6 | 0.016 | 16.3 | 42.1 | 0.008 | 6.17 | 77.6 | 0.016 | 16.3 | 42.1 | 0.008 | 6.17 | DEER:Res:ClothesDishWasher | Annual | 1719 |  | Appl-CW-Top-GasDHW-GasDry-Tier2DEER2018 | Appl-CW-Top-GasDHW-GasDry-Tier2AnySFm2011CZ11DEER2018 | 8329
Appl-CW-Top-GasDHW-ElecDry-Tier2 | DEER2018 | D17 v3 |  | Any | SFm | 2007 | CZ11 | rDXGF | Household | 1 | 1948.8 | None | 440 | 0.066 | 2.23 | 198 | 0.03 | 0.09 | 440 | 0.066 | 2.23 | 198 | 0.03 | 0.09 | DEER:Res:ClothesDishWasher | Annual | 1719 |  | Appl-CW-Top-GasDHW-ElecDry-Tier2DEER2018 | Appl-CW-Top-GasDHW-ElecDry-Tier2AnySFm2007CZ11DEER2018 | 8330
Appl-CW-Top-GasDHW-ElecDry-Tier2 | DEER2018 | D17 v3 |  | Any | SFm | 1996 | CZ11 | rDXGF | Household | 1 | 2032 | None | 443 | 0.074 | 2.21 | 200 | 0.034 | 0.07 | 443 | 0.074 | 2.21 | 200 | 0.034 | 0.07 | DEER:Res:ClothesDishWasher | Annual | 1719 |  | Appl-CW-Top-GasDHW-ElecDry-Tier2DEER2018 | Appl-CW-Top-GasDHW-ElecDry-Tier2AnySFm1996CZ11DEER2018 | 8331
Appl-CW-Top-GasDHW-ElecDry-Tier3 | DEER2018 | D17 v3 |  | Any | SFm | 2011 | CZ12 | rDXGF | Household | 1 | 1948.8 | None | 517 | 0.081 | 2.28 | 277 | 0.043 | -0.21 | 517 | 0.081 | 2.28 | 277 | 0.043 | -0.21 | DEER:Res:ClothesDishWasher | Annual | 1719 |  | Appl-CW-Top-GasDHW-ElecDry-Tier3DEER2018 | Appl-CW-Top-GasDHW-ElecDry-Tier3AnySFm2011CZ12DEER2018 | 8332
Appl-CW-Top-GasDHW-ElecDry-Tier2 | DEER2018 | D17 v3 |  | Any | SFm | 1985 | CZ11 | rDXGF | Household | 1 | 1704 | None | 443 | 0.073 | 1.63 | 199 | 0.033 | -0.22 | 443 | 0.073 | 1.63 | 199 | 0.033 | -0.22 | DEER:Res:ClothesDishWasher | Annual | 1719 |  | Appl-CW-Top-GasDHW-ElecDry-Tier2DEER2018 | Appl-CW-Top-GasDHW-ElecDry-Tier2AnySFm1985CZ11DEER2018 | 8333
Appl-CW-Top-GasDHW-ElecDry-Tier2 | DEER2018 | D17 v3 |  | Any | SFm | 2003 | CZ11 | rDXGF | Household | 1 | 1948.8 | None | 443 | 0.071 | 2.39 | 199 | 0.033 | 0.15 | 443 | 0.071 | 2.39 | 199 | 0.033 | 0.15 | DEER:Res:ClothesDishWasher | Annual | 1719 |  | Appl-CW-Top-GasDHW-ElecDry-Tier2DEER2018 | Appl-CW-Top-GasDHW-ElecDry-Tier2AnySFm2003CZ11DEER2018 | 8334
Appl-CW-Top-GasDHW-ElecDry-Tier3 | DEER2018 | D17 v3 |  | Any | SFm | 1985 | CZ12 | rDXGF | Household | 1 | 1704 | None | 518 | 0.092 | 1.08 | 277 | 0.049 | -0.89 | 518 | 0.092 | 1.08 | 277 | 0.049 | -0.89 | DEER:Res:ClothesDishWasher | Annual | 1719 |  | Appl-CW-Top-GasDHW-ElecDry-Tier3DEER2018 | Appl-CW-Top-GasDHW-ElecDry-Tier3AnySFm1985CZ12DEER2018 | 8335
Appl-CW-Top-GasDHW-ElecDry-Tier2 | DEER2018 | D17 v3 |  | Any | SFm | 2017 | CZ11 | rDXGF | Household | 1 | 1948.8 | None | 437 | 0.07 | 2.49 | 196 | 0.031 | 0.19 | 437 | 0.07 | 2.49 | 196 | 0.031 | 0.19 | DEER:Res:ClothesDishWasher | Annual | 1719 |  | Appl-CW-Top-GasDHW-ElecDry-Tier2DEER2018 | Appl-CW-Top-GasDHW-ElecDry-Tier2AnySFm2017CZ11DEER2018 | 8336
Appl-CW-Top-GasDHW-GasDry-Tier3 | DEER2018 | D17 v3 |  | Any | SFm | 2007 | CZ12 | rDXGF | Household | 1 | 1948.8 | None | 82.9 | 0.022 | 18.9 | 48.3 | 0.013 | 8.54 | 82.9 | 0.022 | 18.9 | 48.3 | 0.013 | 8.54 | DEER:Res:ClothesDishWasher | Annual | 1719 |  | Appl-CW-Top-GasDHW-GasDry-Tier3DEER2018 | Appl-CW-Top-GasDHW-GasDry-Tier3AnySFm2007CZ12DEER2018 | 8337
Appl-CW-Top-GasDHW-GasDry-Tier3 | DEER2018 | D17 v3 |  | Any | SFm | 2017 | CZ12 | rDXGF | Household | 1 | 1948.8 | None | 78.6 | 0.022 | 19.2 | 46.3 | 0.012 | 8.7 | 78.6 | 0.022 | 19.2 | 46.3 | 0.012 | 8.7 | DEER:Res:ClothesDishWasher | Annual | 1719 |  | Appl-CW-Top-GasDHW-GasDry-Tier3DEER2018 | Appl-CW-Top-GasDHW-GasDry-Tier3AnySFm2017CZ12DEER2018 | 8338
Appl-CW-Top-GasDHW-GasDry-Tier3 | DEER2018 | D17 v3 |  | Any | SFm | 2015 | CZ12 | rDXGF | Household | 1 | 1948.8 | None | 79.5 | 0.022 | 19.1 | 47 | 0.013 | 8.65 | 79.5 | 0.022 | 19.1 | 47 | 0.013 | 8.65 | DEER:Res:ClothesDishWasher | Annual | 1719 |  | Appl-CW-Top-GasDHW-GasDry-Tier3DEER2018 | Appl-CW-Top-GasDHW-GasDry-Tier3AnySFm2015CZ12DEER2018 | 8339
Appl-CW-Top-GasDHW-GasDry-Tier2 | DEER2018 | D17 v3 |  | Any | SFm | 1996 | CZ11 | rDXGF | Household | 1 | 2032 | None | 81.1 | 0.024 | 16.2 | 43.9 | 0.012 | 6.09 | 81.1 | 0.024 | 16.2 | 43.9 | 0.012 | 6.09 | DEER:Res:ClothesDishWasher | Annual | 1719 |  | Appl-CW-Top-GasDHW-GasDry-Tier2DEER2018 | Appl-CW-Top-GasDHW-GasDry-Tier2AnySFm1996CZ11DEER2018 | 8340
Appl-CW-Top-GasDHW-GasDry-Tier3 | DEER2018 | D17 v3 |  | Any | SFm | 2011 | CZ12 | rDXGF | Household | 1 | 1948.8 | None | 83.6 | 0.023 | 19 | 49.2 | 0.012 | 8.62 | 83.6 | 0.023 | 19 | 49.2 | 0.012 | 8.62 | DEER:Res:ClothesDishWasher | Annual | 1719 |  | Appl-CW-Top-GasDHW-GasDry-Tier3DEER2018 | Appl-CW-Top-GasDHW-GasDry-Tier3AnySFm2011CZ12DEER2018 | 8341
Appl-CW-Top-GasDHW-ElecDry-Tier3 | DEER2018 | D17 v3 |  | Any | SFm | 2007 | CZ12 | rDXGF | Household | 1 | 1948.8 | None | 517 | 0.082 | 2.16 | 276 | 0.044 | -0.29 | 517 | 0.082 | 2.16 | 276 | 0.044 | -0.29 | DEER:Res:ClothesDishWasher | Annual | 1719 |  | Appl-CW-Top-GasDHW-ElecDry-Tier3DEER2018 | Appl-CW-Top-GasDHW-ElecDry-Tier3AnySFm2007CZ12DEER2018 | 8342
Appl-CW-Top-GasDHW-GasDry-Tier2 | DEER2018 | D17 v3 |  | Any | SFm | 1985 | CZ11 | rDXGF | Household | 1 | 1704 | None | 81.6 | 0.024 | 15.6 | 43 | 0.012 | 5.8 | 81.6 | 0.024 | 15.6 | 43 | 0.012 | 5.8 | DEER:Res:ClothesDishWasher | Annual | 1719 |  | Appl-CW-Top-GasDHW-GasDry-Tier2DEER2018 | Appl-CW-Top-GasDHW-GasDry-Tier2AnySFm1985CZ11DEER2018 | 8343
Appl-CW-Top-GasDHW-GasDry-Tier2 | DEER2018 | D17 v3 |  | Any | SFm | 2003 | CZ11 | rDXGF | Household | 1 | 1948.8 | None | 81 | 0.022 | 16.4 | 43.6 | 0.012 | 6.19 | 81 | 0.022 | 16.4 | 43.6 | 0.012 | 6.19 | DEER:Res:ClothesDishWasher | Annual | 1719 |  | Appl-CW-Top-GasDHW-GasDry-Tier2DEER2018 | Appl-CW-Top-GasDHW-GasDry-Tier2AnySFm2003CZ11DEER2018 | 8344
Appl-CW-Top-GasDHW-ElecDry-Tier3 | DEER2018 | D17 v3 |  | Any | SFm | 2015 | CZ12 | rDXGF | Household | 1 | 1948.8 | None | 513 | 0.083 | 2.31 | 275 | 0.045 | -0.18 | 513 | 0.083 | 2.31 | 275 | 0.045 | -0.18 | DEER:Res:ClothesDishWasher | Annual | 1719 |  | Appl-CW-Top-GasDHW-ElecDry-Tier3DEER2018 | Appl-CW-Top-GasDHW-ElecDry-Tier3AnySFm2015CZ12DEER2018 | 8345
Appl-CW-Top-GasDHW-ElecDry-Tier3 | DEER2018 | D17 v3 |  | Any | SFm | 2017 | CZ12 | rDXGF | Household | 1 | 1948.8 | None | 513 | 0.082 | 2.4 | 274 | 0.044 | -0.14 | 513 | 0.082 | 2.4 | 274 | 0.044 | -0.14 | DEER:Res:ClothesDishWasher | Annual | 1719 |  | Appl-CW-Top-GasDHW-ElecDry-Tier3DEER2018 | Appl-CW-Top-GasDHW-ElecDry-Tier3AnySFm2017CZ12DEER2018 | 8346
Appl-CW-Top-GasDHW-GasDry-Tier2 | DEER2018 | D17 v3 |  | Any | SFm | 1975 | CZ11 | rDXGF | Household | 1 | 1528 | None | 81.2 | 0.027 | 16.4 | 43.8 | 0.014 | 6.22 | 81.2 | 0.027 | 16.4 | 43.8 | 0.014 | 6.22 | DEER:Res:ClothesDishWasher | Annual | 1719 |  | Appl-CW-Top-GasDHW-GasDry-Tier2DEER2018 | Appl-CW-Top-GasDHW-GasDry-Tier2AnySFm1975CZ11DEER2018 | 8347
Appl-CW-Top-GasDHW-GasDry-Tier3 | DEER2018 | D17 v3 |  | Any | SFm | 1985 | CZ12 | rDXGF | Household | 1 | 1704 | None | 84 | 0.033 | 17.8 | 48.7 | 0.018 | 7.92 | 84 | 0.033 | 17.8 | 48.7 | 0.018 | 7.92 | DEER:Res:ClothesDishWasher | Annual | 1719 |  | Appl-CW-Top-GasDHW-GasDry-Tier3DEER2018 | Appl-CW-Top-GasDHW-GasDry-Tier3AnySFm1985CZ12DEER2018 | 8348
Appl-CW-Top-GasDHW-ElecDry-Tier3 | DEER2018 | D17 v3 |  | Any | SFm | 1975 | CZ12 | rDXGF | Household | 1 | 1528 | None | 518 | 0.09 | 1.82 | 277 | 0.05 | -0.47 | 518 | 0.09 | 1.82 | 277 | 0.05 | -0.47 | DEER:Res:ClothesDishWasher | Annual | 1719 |  | Appl-CW-Top-GasDHW-ElecDry-Tier3DEER2018 | Appl-CW-Top-GasDHW-ElecDry-Tier3AnySFm1975CZ12DEER2018 | 8349
Appl-CW-Top-GasDHW-ElecDry-Tier3 | DEER2018 | D17 v3 |  | Any | SFm | 2003 | CZ12 | rDXGF | Household | 1 | 1948.8 | None | 518 | 0.088 | 1.94 | 277 | 0.047 | -0.4 | 518 | 0.088 | 1.94 | 277 | 0.047 | -0.4 | DEER:Res:ClothesDishWasher | Annual | 1719 |  | Appl-CW-Top-GasDHW-ElecDry-Tier3DEER2018 | Appl-CW-Top-GasDHW-ElecDry-Tier3AnySFm2003CZ12DEER2018 | 8350
Appl-CW-Top-GasDHW-ElecDry-Tier2 | DEER2018 | D17 v3 |  | Any | SFm | 1975 | CZ11 | rDXGF | Household | 1 | 1528 | None | 443 | 0.076 | 2.41 | 199 | 0.035 | 0.19 | 443 | 0.076 | 2.41 | 199 | 0.035 | 0.19 | DEER:Res:ClothesDishWasher | Annual | 1719 |  | Appl-CW-Top-GasDHW-ElecDry-Tier2DEER2018 | Appl-CW-Top-GasDHW-ElecDry-Tier2AnySFm1975CZ11DEER2018 | 8351
Appl-CW-Top-GasDHW-GasDry-Tier3 | DEER2018 | D17 v3 |  | Any | SFm | 2003 | CZ12 | rDXGF | Household | 1 | 1948.8 | None | 84.2 | 0.028 | 18.7 | 49.7 | 0.016 | 8.43 | 84.2 | 0.028 | 18.7 | 49.7 | 0.016 | 8.43 | DEER:Res:ClothesDishWasher | Annual | 1719 |  | Appl-CW-Top-GasDHW-GasDry-Tier3DEER2018 | Appl-CW-Top-GasDHW-GasDry-Tier3AnySFm2003CZ12DEER2018 | 8352
Appl-CW-Top-GasDHW-ElecDry-Tier3 | DEER2018 | D17 v3 |  | Any | SFm | 1996 | CZ12 | rDXGF | Household | 1 | 2032 | None | 520 | 0.087 | 1.87 | 278 | 0.047 | -0.46 | 520 | 0.087 | 1.87 | 278 | 0.047 | -0.46 | DEER:Res:ClothesDishWasher | Annual | 1719 |  | Appl-CW-Top-GasDHW-ElecDry-Tier3DEER2018 | Appl-CW-Top-GasDHW-ElecDry-Tier3AnySFm1996CZ12DEER2018 | 8353
Appl-CW-Top-GasDHW-GasDry-Tier3 | DEER2018 | D17 v3 |  | Any | SFm | 1996 | CZ12 | rDXGF | Household | 1 | 2032 | None | 86.7 | 0.036 | 18.6 | 50.8 | 0.017 | 8.38 | 86.7 | 0.036 | 18.6 | 50.8 | 0.017 | 8.38 | DEER:Res:ClothesDishWasher | Annual | 1719 |  | Appl-CW-Top-GasDHW-GasDry-Tier3DEER2018 | Appl-CW-Top-GasDHW-GasDry-Tier3AnySFm1996CZ12DEER2018 | 8354
Appl-CW-Top-GasDHW-GasDry-Tier3 | DEER2018 | D17 v3 |  | Any | SFm | 1975 | CZ12 | rDXGF | Household | 1 | 1528 | None | 84.6 | 0.031 | 18.6 | 49.6 | 0.019 | 8.35 | 84.6 | 0.031 | 18.6 | 49.6 | 0.019 | 8.35 | DEER:Res:ClothesDishWasher | Annual | 1719 |  | Appl-CW-Top-GasDHW-GasDry-Tier3DEER2018 | Appl-CW-Top-GasDHW-GasDry-Tier3AnySFm1975CZ12DEER2018 | 8355
Appl-CW-Top-GasDHW-ElecDry-Tier2 | DEER2018 | D17 v3 |  | Any | SFm | 2017 | CZ08 | rDXGF | Household | 1 | 2392.9 | None | 437 | 0.068 | 3.71 | 196 | 0.029 | 0.83 | 437 | 0.068 | 3.71 | 196 | 0.029 | 0.83 | DEER:Res:ClothesDishWasher | Annual | 1719 |  | Appl-CW-Top-GasDHW-ElecDry-Tier2DEER2018 | Appl-CW-Top-GasDHW-ElecDry-Tier2AnySFm2017CZ08DEER2018 | 8356
Appl-CW-Top-GasDHW-ElecDry-Tier2 | DEER2018 | D17 v3 |  | Any | SFm | 2007 | CZ08 | rDXGF | Household | 1 | 2392.9 | None | 442 | 0.064 | 3.39 | 200 | 0.029 | 0.66 | 442 | 0.064 | 3.39 | 200 | 0.029 | 0.66 | DEER:Res:ClothesDishWasher | Annual | 1719 |  | Appl-CW-Top-GasDHW-ElecDry-Tier2DEER2018 | Appl-CW-Top-GasDHW-ElecDry-Tier2AnySFm2007CZ08DEER2018 | 8357
Appl-CW-Top-GasDHW-GasDry-Tier2 | DEER2018 | D17 v3 |  | Any | SFm | 2015 | CZ09 | rDXGF | Household | 1 | 2422.9 | None | 74.1 | 0.016 | 17.3 | 40.2 | 0.008 | 6.68 | 74.1 | 0.016 | 17.3 | 40.2 | 0.008 | 6.68 | DEER:Res:ClothesDishWasher | Annual | 1719 |  | Appl-CW-Top-GasDHW-GasDry-Tier2DEER2018 | Appl-CW-Top-GasDHW-GasDry-Tier2AnySFm2015CZ09DEER2018 | 8358
Appl-CW-Top-GasDHW-ElecDry-Tier2 | DEER2018 | D17 v3 |  | Any | SFm | 2015 | CZ09 | rDXGF | Household | 1 | 2422.9 | None | 436 | 0.066 | 3.27 | 196 | 0.03 | 0.63 | 436 | 0.066 | 3.27 | 196 | 0.03 | 0.63 | DEER:Res:ClothesDishWasher | Annual | 1719 |  | Appl-CW-Top-GasDHW-ElecDry-Tier2DEER2018 | Appl-CW-Top-GasDHW-ElecDry-Tier2AnySFm2015CZ09DEER2018 | 8359
Appl-CW-Top-GasDHW-ElecDry-Tier2 | DEER2018 | D17 v3 |  | Any | SFm | 2017 | CZ09 | rDXGF | Household | 1 | 2422.9 | None | 433 | 0.065 | 3.27 | 194 | 0.03 | 0.58 | 433 | 0.065 | 3.27 | 194 | 0.03 | 0.58 | DEER:Res:ClothesDishWasher | Annual | 1719 |  | Appl-CW-Top-GasDHW-ElecDry-Tier2DEER2018 | Appl-CW-Top-GasDHW-ElecDry-Tier2AnySFm2017CZ09DEER2018 | 8360
Appl-CW-Top-GasDHW-GasDry-Tier2 | DEER2018 | D17 v3 |  | Any | SFm | 2017 | CZ08 | rDXGF | Household | 1 | 2392.9 | None | 75.1 | 0.023 | 17.7 | 40.5 | 0.008 | 6.88 | 75.1 | 0.023 | 17.7 | 40.5 | 0.008 | 6.88 | DEER:Res:ClothesDishWasher | Annual | 1719 |  | Appl-CW-Top-GasDHW-GasDry-Tier2DEER2018 | Appl-CW-Top-GasDHW-GasDry-Tier2AnySFm2017CZ08DEER2018 | 8361
Appl-CW-Top-GasDHW-GasDry-Tier2 | DEER2018 | D17 v3 |  | Any | SFm | 2015 | CZ08 | rDXGF | Household | 1 | 2392.9 | None | 76.9 | 0.017 | 17.6 | 41.3 | 0.005 | 6.82 | 76.9 | 0.017 | 17.6 | 41.3 | 0.005 | 6.82 | DEER:Res:ClothesDishWasher | Annual | 1719 |  | Appl-CW-Top-GasDHW-GasDry-Tier2DEER2018 | Appl-CW-Top-GasDHW-GasDry-Tier2AnySFm2015CZ08DEER2018 | 8362
Appl-CW-Top-GasDHW-ElecDry-Tier2 | DEER2018 | D17 v3 |  | Any | SFm | 2011 | CZ09 | rDXGF | Household | 1 | 2422.9 | None | 440 | 0.064 | 3.33 | 198 | 0.029 | 0.63 | 440 | 0.064 | 3.33 | 198 | 0.029 | 0.63 | DEER:Res:ClothesDishWasher | Annual | 1719 |  | Appl-CW-Top-GasDHW-ElecDry-Tier2DEER2018 | Appl-CW-Top-GasDHW-ElecDry-Tier2AnySFm2011CZ09DEER2018 | 8363
Appl-CW-Top-GasDHW-ElecDry-Tier2 | DEER2018 | D17 v3 |  | Any | SFm | 2015 | CZ08 | rDXGF | Household | 1 | 2392.9 | None | 439 | 0.062 | 3.57 | 197 | 0.027 | 0.75 | 439 | 0.062 | 3.57 | 197 | 0.027 | 0.75 | DEER:Res:ClothesDishWasher | Annual | 1719 |  | Appl-CW-Top-GasDHW-ElecDry-Tier2DEER2018 | Appl-CW-Top-GasDHW-ElecDry-Tier2AnySFm2015CZ08DEER2018 | 8364
Appl-CW-Top-GasDHW-GasDry-Tier2 | DEER2018 | D17 v3 |  | Any | SFm | 2007 | CZ08 | rDXGF | Household | 1 | 2392.9 | None | 80.5 | 0.015 | 17.4 | 43.9 | 0.008 | 6.72 | 80.5 | 0.015 | 17.4 | 43.9 | 0.008 | 6.72 | DEER:Res:ClothesDishWasher | Annual | 1719 |  | Appl-CW-Top-GasDHW-GasDry-Tier2DEER2018 | Appl-CW-Top-GasDHW-GasDry-Tier2AnySFm2007CZ08DEER2018 | 8365
Appl-CW-Top-GasDHW-GasDry-Tier2 | DEER2018 | D17 v3 |  | Any | SFm | 2017 | CZ09 | rDXGF | Household | 1 | 2422.9 | None | 71.2 | 0.016 | 17.3 | 37.6 | 0.009 | 6.64 | 71.2 | 0.016 | 17.3 | 37.6 | 0.009 | 6.64 | DEER:Res:ClothesDishWasher | Annual | 1719 |  | Appl-CW-Top-GasDHW-GasDry-Tier2DEER2018 | Appl-CW-Top-GasDHW-GasDry-Tier2AnySFm2017CZ09DEER2018 | 8366
Appl-CW-Top-GasDHW-ElecDry-Tier2 | DEER2018 | D17 v3 |  | Any | SFm | 2011 | CZ08 | rDXGF | Household | 1 | 2392.9 | None | 446 | 0.064 | 3.59 | 200 | 0.029 | 0.77 | 446 | 0.064 | 3.59 | 200 | 0.029 | 0.77 | DEER:Res:ClothesDishWasher | Annual | 1719 |  | Appl-CW-Top-GasDHW-ElecDry-Tier2DEER2018 | Appl-CW-Top-GasDHW-ElecDry-Tier2AnySFm2011CZ08DEER2018 | 8367
Appl-CW-Top-GasDHW-ElecDry-Tier2 | DEER2018 | D17 v3 |  | Any | SFm | 2007 | CZ09 | rDXGF | Household | 1 | 2422.9 | None | 439 | 0.062 | 3.19 | 198 | 0.028 | 0.57 | 439 | 0.062 | 3.19 | 198 | 0.028 | 0.57 | DEER:Res:ClothesDishWasher | Annual | 1719 |  | Appl-CW-Top-GasDHW-ElecDry-Tier2DEER2018 | Appl-CW-Top-GasDHW-ElecDry-Tier2AnySFm2007CZ09DEER2018 | 8368
Appl-CW-Top-GasDHW-ElecDry-Tier2 | DEER2018 | D17 v3 |  | Any | SFm | 2003 | CZ09 | rDXGF | Household | 1 | 2422.9 | None | 442 | 0.064 | 2.96 | 199 | 0.029 | 0.46 | 442 | 0.064 | 2.96 | 199 | 0.029 | 0.46 | DEER:Res:ClothesDishWasher | Annual | 1719 |  | Appl-CW-Top-GasDHW-ElecDry-Tier2DEER2018 | Appl-CW-Top-GasDHW-ElecDry-Tier2AnySFm2003CZ09DEER2018 | 8369
Appl-CW-Top-GasDHW-ElecDry-Tier2 | DEER2018 | D17 v3 |  | Any | SFm | 1996 | CZ08 | rDXGF | Household | 1 | 2297 | None | 442 | 0.066 | 3.26 | 199 | 0.023 | 0.59 | 442 | 0.066 | 3.26 | 199 | 0.023 | 0.59 | DEER:Res:ClothesDishWasher | Annual | 1719 |  | Appl-CW-Top-GasDHW-ElecDry-Tier2DEER2018 | Appl-CW-Top-GasDHW-ElecDry-Tier2AnySFm1996CZ08DEER2018 | 8370
Appl-CW-Top-GasDHW-ElecDry-Tier2 | DEER2018 | D17 v3 |  | Any | SFm | 2003 | CZ08 | rDXGF | Household | 1 | 2392.9 | None | 449 | 0.067 | 3.34 | 203 | 0.03 | 0.65 | 449 | 0.067 | 3.34 | 203 | 0.03 | 0.65 | DEER:Res:ClothesDishWasher | Annual | 1719 |  | Appl-CW-Top-GasDHW-ElecDry-Tier2DEER2018 | Appl-CW-Top-GasDHW-ElecDry-Tier2AnySFm2003CZ08DEER2018 | 8371
Appl-CW-Top-GasDHW-GasDry-Tier2 | DEER2018 | D17 v3 |  | Any | SFm | 2003 | CZ08 | rDXGF | Household | 1 | 2392.9 | None | 87.6 | 0.017 | 17.4 | 47.2 | 0.008 | 6.7 | 87.6 | 0.017 | 17.4 | 47.2 | 0.008 | 6.7 | DEER:Res:ClothesDishWasher | Annual | 1719 |  | Appl-CW-Top-GasDHW-GasDry-Tier2DEER2018 | Appl-CW-Top-GasDHW-GasDry-Tier2AnySFm2003CZ08DEER2018 | 8372
Appl-CW-Top-GasDHW-GasDry-Tier2 | DEER2018 | D17 v3 |  | Any | SFm | 2011 | CZ08 | rDXGF | Household | 1 | 2392.9 | None | 84.8 | 0.015 | 17.6 | 44 | 0.008 | 6.84 | 84.8 | 0.015 | 17.6 | 44 | 0.008 | 6.84 | DEER:Res:ClothesDishWasher | Annual | 1719 |  | Appl-CW-Top-GasDHW-GasDry-Tier2DEER2018 | Appl-CW-Top-GasDHW-GasDry-Tier2AnySFm2011CZ08DEER2018 | 8373
Appl-CW-Top-GasDHW-GasDry-Tier2 | DEER2018 | D17 v3 |  | Any | SFm | 2011 | CZ09 | rDXGF | Household | 1 | 2422.9 | None | 78.4 | 0.013 | 17.3 | 42.1 | 0.007 | 6.68 | 78.4 | 0.013 | 17.3 | 42.1 | 0.007 | 6.68 | DEER:Res:ClothesDishWasher | Annual | 1719 |  | Appl-CW-Top-GasDHW-GasDry-Tier2DEER2018 | Appl-CW-Top-GasDHW-GasDry-Tier2AnySFm2011CZ09DEER2018 | 8374
Appl-CW-Top-GasDHW-GasDry-Tier2 | DEER2018 | D17 v3 |  | Any | SFm | 2003 | CZ09 | rDXGF | Household | 1 | 2422.9 | None | 77.7 | 0.014 | 17 | 42.1 | 0.01 | 6.51 | 77.7 | 0.014 | 17 | 42.1 | 0.01 | 6.51 | DEER:Res:ClothesDishWasher | Annual | 1719 |  | Appl-CW-Top-GasDHW-GasDry-Tier2DEER2018 | Appl-CW-Top-GasDHW-GasDry-Tier2AnySFm2003CZ09DEER2018 | 8375
Appl-CW-Top-GasDHW-GasDry-Tier2 | DEER2018 | D17 v3 |  | Any | SFm | 1996 | CZ08 | rDXGF | Household | 1 | 2297 | None | 78.4 | 0.018 | 17.3 | 42.2 | 0.003 | 6.65 | 78.4 | 0.018 | 17.3 | 42.2 | 0.003 | 6.65 | DEER:Res:ClothesDishWasher | Annual | 1719 |  | Appl-CW-Top-GasDHW-GasDry-Tier2DEER2018 | Appl-CW-Top-GasDHW-GasDry-Tier2AnySFm1996CZ08DEER2018 | 8376
Appl-CW-Top-GasDHW-GasDry-Tier2 | DEER2018 | D17 v3 |  | Any | SFm | 2007 | CZ09 | rDXGF | Household | 1 | 2422.9 | None | 77.5 | 0.011 | 17.2 | 41.7 | 0.006 | 6.62 | 77.5 | 0.011 | 17.2 | 41.7 | 0.006 | 6.62 | DEER:Res:ClothesDishWasher | Annual | 1719 |  | Appl-CW-Top-GasDHW-GasDry-Tier2DEER2018 | Appl-CW-Top-GasDHW-GasDry-Tier2AnySFm2007CZ09DEER2018 | 8377
Appl-CW-Top-GasDHW-ElecDry-Tier2 | DEER2018 | D17 v3 |  | Any | SFm | 1996 | CZ09 | rDXGF | Household | 1 | 2186 | None | 444 | 0.068 | 3.08 | 200 | 0.031 | 0.52 | 444 | 0.068 | 3.08 | 200 | 0.031 | 0.52 | DEER:Res:ClothesDishWasher | Annual | 1719 |  | Appl-CW-Top-GasDHW-ElecDry-Tier2DEER2018 | Appl-CW-Top-GasDHW-ElecDry-Tier2AnySFm1996CZ09DEER2018 | 8378
Appl-CW-Top-GasDHW-ElecDry-Tier2 | DEER2018 | D17 v3 |  | Any | SFm | 1985 | CZ08 | rDXGF | Household | 1 | 2064 | None | 444 | 0.067 | 2.72 | 199 | 0.031 | 0.33 | 444 | 0.067 | 2.72 | 199 | 0.031 | 0.33 | DEER:Res:ClothesDishWasher | Annual | 1719 |  | Appl-CW-Top-GasDHW-ElecDry-Tier2DEER2018 | Appl-CW-Top-GasDHW-ElecDry-Tier2AnySFm1985CZ08DEER2018 | 8379
Appl-CW-Top-GasDHW-GasDry-Tier2 | DEER2018 | D17 v3 |  | Any | SFm | 1985 | CZ08 | rDXGF | Household | 1 | 2064 | None | 82.3 | 0.018 | 16.7 | 43.5 | 0.01 | 6.38 | 82.3 | 0.018 | 16.7 | 43.5 | 0.01 | 6.38 | DEER:Res:ClothesDishWasher | Annual | 1719 |  | Appl-CW-Top-GasDHW-GasDry-Tier2DEER2018 | Appl-CW-Top-GasDHW-GasDry-Tier2AnySFm1985CZ08DEER2018 | 8380
Appl-CW-Top-GasDHW-ElecDry-Tier2 | DEER2018 | D17 v3 |  | Any | SFm | 1975 | CZ09 | rDXGF | Household | 1 | 1636 | None | 444 | 0.068 | 2.83 | 200 | 0.031 | 0.38 | 444 | 0.068 | 2.83 | 200 | 0.031 | 0.38 | DEER:Res:ClothesDishWasher | Annual | 1719 |  | Appl-CW-Top-GasDHW-ElecDry-Tier2DEER2018 | Appl-CW-Top-GasDHW-ElecDry-Tier2AnySFm1975CZ09DEER2018 | 8381
Appl-CW-Top-GasDHW-GasDry-Tier2 | DEER2018 | D17 v3 |  | Any | SFm | 1996 | CZ09 | rDXGF | Household | 1 | 2186 | None | 82.1 | 0.018 | 17.1 | 44.5 | 0.009 | 6.57 | 82.1 | 0.018 | 17.1 | 44.5 | 0.009 | 6.57 | DEER:Res:ClothesDishWasher | Annual | 1719 |  | Appl-CW-Top-GasDHW-GasDry-Tier2DEER2018 | Appl-CW-Top-GasDHW-GasDry-Tier2AnySFm1996CZ09DEER2018 | 8382
Appl-CW-Top-GasDHW-GasDry-Tier2 | DEER2018 | D17 v3 |  | Any | SFm | 1975 | CZ09 | rDXGF | Household | 1 | 1636 | None | 81.5 | 0.019 | 16.8 | 43.9 | 0.009 | 6.42 | 81.5 | 0.019 | 16.8 | 43.9 | 0.009 | 6.42 | DEER:Res:ClothesDishWasher | Annual | 1719 |  | Appl-CW-Top-GasDHW-GasDry-Tier2DEER2018 | Appl-CW-Top-GasDHW-GasDry-Tier2AnySFm1975CZ09DEER2018 | 8383
Appl-CW-Top-GasDHW-ElecDry-Tier2 | DEER2018 | D17 v3 |  | Any | SFm | 1985 | CZ09 | rDXGF | Household | 1 | 1811 | None | 444 | 0.071 | 2.68 | 200 | 0.033 | 0.35 | 444 | 0.071 | 2.68 | 200 | 0.033 | 0.35 | DEER:Res:ClothesDishWasher | Annual | 1719 |  | Appl-CW-Top-GasDHW-ElecDry-Tier2DEER2018 | Appl-CW-Top-GasDHW-ElecDry-Tier2AnySFm1985CZ09DEER2018 | 8384
Appl-CW-Top-GasDHW-ElecDry-Tier3 | DEER2018 | D17 v3 |  | Any | SFm | 2015 | CZ06 | rDXGF | Household | 1 | 2392.9 | None | 512 | 0.088 | 2.37 | 273 | 0.045 | -0.13 | 512 | 0.088 | 2.37 | 273 | 0.045 | -0.13 | DEER:Res:ClothesDishWasher | Annual | 1719 |  | Appl-CW-Top-GasDHW-ElecDry-Tier3DEER2018 | Appl-CW-Top-GasDHW-ElecDry-Tier3AnySFm2015CZ06DEER2018 | 8385
Appl-CW-Top-GasDHW-ElecDry-Tier2 | DEER2018 | D17 v3 |  | Any | SFm | 2007 | CZ13 | rDXGF | Household | 1 | 1948.8 | None | 441 | 0.067 | 2.63 | 199 | 0.03 | 0.29 | 441 | 0.067 | 2.63 | 199 | 0.03 | 0.29 | DEER:Res:ClothesDishWasher | Annual | 1719 |  | Appl-CW-Top-GasDHW-ElecDry-Tier2DEER2018 | Appl-CW-Top-GasDHW-ElecDry-Tier2AnySFm2007CZ13DEER2018 | 8386
Appl-CW-Top-GasDHW-GasDry-Tier2 | DEER2018 | D17 v3 |  | Any | SFm | 2015 | CZ13 | rDXGF | Household | 1 | 1948.8 | None | 76 | 0.016 | 16.8 | 41.5 | 0.009 | 6.42 | 76 | 0.016 | 16.8 | 41.5 | 0.009 | 6.42 | DEER:Res:ClothesDishWasher | Annual | 1719 |  | Appl-CW-Top-GasDHW-GasDry-Tier2DEER2018 | Appl-CW-Top-GasDHW-GasDry-Tier2AnySFm2015CZ13DEER2018 | 8387
Appl-CW-Top-GasDHW-ElecDry-Tier3 | DEER2018 | D17 v3 |  | Any | SFm | 2007 | CZ06 | rDXGF | Household | 1 | 2392.9 | None | 518 | 0.083 | 2.52 | 278 | 0.044 | -0.07 | 518 | 0.083 | 2.52 | 278 | 0.044 | -0.07 | DEER:Res:ClothesDishWasher | Annual | 1719 |  | Appl-CW-Top-GasDHW-ElecDry-Tier3DEER2018 | Appl-CW-Top-GasDHW-ElecDry-Tier3AnySFm2007CZ06DEER2018 | 8388
Appl-CW-Top-GasDHW-GasDry-Tier2 | DEER2018 | D17 v3 |  | Any | SFm | 2011 | CZ13 | rDXGF | Household | 1 | 1948.8 | None | 79.6 | 0.017 | 16.7 | 43 | 0.009 | 6.39 | 79.6 | 0.017 | 16.7 | 43 | 0.009 | 6.39 | DEER:Res:ClothesDishWasher | Annual | 1719 |  | Appl-CW-Top-GasDHW-GasDry-Tier2DEER2018 | Appl-CW-Top-GasDHW-GasDry-Tier2AnySFm2011CZ13DEER2018 | 8389
Appl-CW-Top-GasDHW-ElecDry-Tier2 | DEER2018 | D17 v3 |  | Any | SFm | 2017 | CZ10 | rDXGF | Household | 1 | 1948.8 | None | 438 | 0.067 | 2.79 | 197 | 0.031 | 0.39 | 438 | 0.067 | 2.79 | 197 | 0.031 | 0.39 | DEER:Res:ClothesDishWasher | Annual | 1719 |  | Appl-CW-Top-GasDHW-ElecDry-Tier2DEER2018 | Appl-CW-Top-GasDHW-ElecDry-Tier2AnySFm2017CZ10DEER2018 | 8390
Appl-CW-Top-GasDHW-GasDry-Tier2 | DEER2018 | D17 v3 |  | Any | SFm | 1985 | CZ09 | rDXGF | Household | 1 | 1811 | None | 81.8 | 0.021 | 16.7 | 44.6 | 0.011 | 6.39 | 81.8 | 0.021 | 16.7 | 44.6 | 0.011 | 6.39 | DEER:Res:ClothesDishWasher | Annual | 1719 |  | Appl-CW-Top-GasDHW-GasDry-Tier2DEER2018 | Appl-CW-Top-GasDHW-GasDry-Tier2AnySFm1985CZ09DEER2018 | 8391
Appl-CW-Top-GasDHW-ElecDry-Tier2 | DEER2018 | D17 v3 |  | Any | SFm | 2011 | CZ13 | rDXGF | Household | 1 | 1948.8 | None | 441 | 0.067 | 2.77 | 199 | 0.03 | 0.35 | 441 | 0.067 | 2.77 | 199 | 0.03 | 0.35 | DEER:Res:ClothesDishWasher | Annual | 1719 |  | Appl-CW-Top-GasDHW-ElecDry-Tier2DEER2018 | Appl-CW-Top-GasDHW-ElecDry-Tier2AnySFm2011CZ13DEER2018 | 8392
Appl-CW-Top-GasDHW-ElecDry-Tier2 | DEER2018 | D17 v3 |  | Any | SFm | 2017 | CZ13 | rDXGF | Household | 1 | 1948.8 | None | 438 | 0.066 | 2.87 | 197 | 0.03 | 0.41 | 438 | 0.066 | 2.87 | 197 | 0.03 | 0.41 | DEER:Res:ClothesDishWasher | Annual | 1719 |  | Appl-CW-Top-GasDHW-ElecDry-Tier2DEER2018 | Appl-CW-Top-GasDHW-ElecDry-Tier2AnySFm2017CZ13DEER2018 | 8393
Appl-CW-Top-GasDHW-GasDry-Tier3 | DEER2018 | D17 v3 |  | Any | SFm | 2017 | CZ06 | rDXGF | Household | 1 | 2392.9 | None | 78.5 | 0.029 | 19.2 | 45.6 | 0.015 | 8.72 | 78.5 | 0.029 | 19.2 | 45.6 | 0.015 | 8.72 | DEER:Res:ClothesDishWasher | Annual | 1719 |  | Appl-CW-Top-GasDHW-GasDry-Tier3DEER2018 | Appl-CW-Top-GasDHW-GasDry-Tier3AnySFm2017CZ06DEER2018 | 8394
Appl-CW-Top-GasDHW-GasDry-Tier3 | DEER2018 | D17 v3 |  | Any | SFm | 2003 | CZ06 | rDXGF | Household | 1 | 2392.9 | None | 88.1 | 0.025 | 19.8 | 50.8 | 0.011 | 9.03 | 88.1 | 0.025 | 19.8 | 50.8 | 0.011 | 9.03 | DEER:Res:ClothesDishWasher | Annual | 1719 |  | Appl-CW-Top-GasDHW-GasDry-Tier3DEER2018 | Appl-CW-Top-GasDHW-GasDry-Tier3AnySFm2003CZ06DEER2018 | 8395
Appl-CW-Top-GasDHW-GasDry-Tier3 | DEER2018 | D17 v3 |  | Any | SFm | 2007 | CZ06 | rDXGF | Household | 1 | 2392.9 | None | 84.3 | 0.024 | 19.3 | 49.8 | 0.013 | 8.77 | 84.3 | 0.024 | 19.3 | 49.8 | 0.013 | 8.77 | DEER:Res:ClothesDishWasher | Annual | 1719 |  | Appl-CW-Top-GasDHW-GasDry-Tier3DEER2018 | Appl-CW-Top-GasDHW-GasDry-Tier3AnySFm2007CZ06DEER2018 | 8396
Appl-CW-Top-GasDHW-GasDry-Tier2 | DEER2018 | D17 v3 |  | Any | SFm | 1996 | CZ13 | rDXGF | Household | 1 | 2032 | None | 82.4 | 0.024 | 15.9 | 45.5 | 0.013 | 6 | 82.4 | 0.024 | 15.9 | 45.5 | 0.013 | 6 | DEER:Res:ClothesDishWasher | Annual | 1719 |  | Appl-CW-Top-GasDHW-GasDry-Tier2DEER2018 | Appl-CW-Top-GasDHW-GasDry-Tier2AnySFm1996CZ13DEER2018 | 8397
Appl-CW-Top-GasDHW-ElecDry-Tier2 | DEER2018 | D17 v3 |  | Any | SFm | 1996 | CZ13 | rDXGF | Household | 1 | 2032 | None | 444 | 0.073 | 1.99 | 202 | 0.033 | -0.03 | 444 | 0.073 | 1.99 | 202 | 0.033 | -0.03 | DEER:Res:ClothesDishWasher | Annual | 1719 |  | Appl-CW-Top-GasDHW-ElecDry-Tier2DEER2018 | Appl-CW-Top-GasDHW-ElecDry-Tier2AnySFm1996CZ13DEER2018 | 8398
Appl-CW-Top-GasDHW-ElecDry-Tier3 | DEER2018 | D17 v3 |  | Any | SFm | 2011 | CZ06 | rDXGF | Household | 1 | 2392.9 | None | 513 | 0.082 | 2.37 | 274 | 0.044 | -0.16 | 513 | 0.082 | 2.37 | 274 | 0.044 | -0.16 | DEER:Res:ClothesDishWasher | Annual | 1719 |  | Appl-CW-Top-GasDHW-ElecDry-Tier3DEER2018 | Appl-CW-Top-GasDHW-ElecDry-Tier3AnySFm2011CZ06DEER2018 | 8399
Appl-CW-Top-GasDHW-ElecDry-Tier2 | DEER2018 | D17 v3 |  | Any | SFm | 1975 | CZ13 | rDXGF | Household | 1 | 1528 | None | 444 | 0.074 | 2.05 | 200 | 0.034 | 0.01 | 444 | 0.074 | 2.05 | 200 | 0.034 | 0.01 | DEER:Res:ClothesDishWasher | Annual | 1719 |  | Appl-CW-Top-GasDHW-ElecDry-Tier2DEER2018 | Appl-CW-Top-GasDHW-ElecDry-Tier2AnySFm1975CZ13DEER2018 | 8400
Appl-CW-Top-GasDHW-GasDry-Tier3 | DEER2018 | D17 v3 |  | Any | SFm | 2015 | CZ06 | rDXGF | Household | 1 | 2392.9 | None | 78 | 0.029 | 19.1 | 45 | 0.015 | 8.7 | 78 | 0.029 | 19.1 | 45 | 0.015 | 8.7 | DEER:Res:ClothesDishWasher | Annual | 1719 |  | Appl-CW-Top-GasDHW-GasDry-Tier3DEER2018 | Appl-CW-Top-GasDHW-GasDry-Tier3AnySFm2015CZ06DEER2018 | 8401
Appl-CW-Top-GasDHW-ElecDry-Tier3 | DEER2018 | D17 v3 |  | Any | SFm | 2017 | CZ06 | rDXGF | Household | 1 | 2392.9 | None | 512 | 0.086 | 2.39 | 274 | 0.047 | -0.12 | 512 | 0.086 | 2.39 | 274 | 0.047 | -0.12 | DEER:Res:ClothesDishWasher | Annual | 1719 |  | Appl-CW-Top-GasDHW-ElecDry-Tier3DEER2018 | Appl-CW-Top-GasDHW-ElecDry-Tier3AnySFm2017CZ06DEER2018 | 8402
Appl-CW-Top-GasDHW-ElecDry-Tier2 | DEER2018 | D17 v3 |  | Any | SFm | 1975 | CZ08 | rDXGF | Household | 1 | 1528 | None | 441 | 0.075 | 3.1 | 198 | 0.035 | 0.54 | 441 | 0.075 | 3.1 | 198 | 0.035 | 0.54 | DEER:Res:ClothesDishWasher | Annual | 1719 |  | Appl-CW-Top-GasDHW-ElecDry-Tier2DEER2018 | Appl-CW-Top-GasDHW-ElecDry-Tier2AnySFm1975CZ08DEER2018 | 8403
Appl-CW-Top-GasDHW-GasDry-Tier3 | DEER2018 | D17 v3 |  | Any | SFm | 2011 | CZ06 | rDXGF | Household | 1 | 2392.9 | None | 79 | 0.022 | 19.1 | 46.5 | 0.012 | 8.68 | 79 | 0.022 | 19.1 | 46.5 | 0.012 | 8.68 | DEER:Res:ClothesDishWasher | Annual | 1719 |  | Appl-CW-Top-GasDHW-GasDry-Tier3DEER2018 | Appl-CW-Top-GasDHW-GasDry-Tier3AnySFm2011CZ06DEER2018 | 8404
Appl-CW-Top-GasDHW-ElecDry-Tier2 | DEER2018 | D17 v3 |  | Any | SFm | 2015 | CZ10 | rDXGF | Household | 1 | 1948.8 | None | 437 | 0.067 | 2.67 | 196 | 0.031 | 0.31 | 437 | 0.067 | 2.67 | 196 | 0.031 | 0.31 | DEER:Res:ClothesDishWasher | Annual | 1719 |  | Appl-CW-Top-GasDHW-ElecDry-Tier2DEER2018 | Appl-CW-Top-GasDHW-ElecDry-Tier2AnySFm2015CZ10DEER2018 | 8405
Appl-CW-Top-GasDHW-GasDry-Tier2 | DEER2018 | D17 v3 |  | Any | SFm | 1975 | CZ08 | rDXGF | Household | 1 | 1528 | None | 78.6 | 0.024 | 17.1 | 42.5 | 0.013 | 6.59 | 78.6 | 0.024 | 17.1 | 42.5 | 0.013 | 6.59 | DEER:Res:ClothesDishWasher | Annual | 1719 |  | Appl-CW-Top-GasDHW-GasDry-Tier2DEER2018 | Appl-CW-Top-GasDHW-GasDry-Tier2AnySFm1975CZ08DEER2018 | 8406
Appl-CW-Top-GasDHW-GasDry-Tier2 | DEER2018 | D17 v3 |  | Any | SFm | 2017 | CZ13 | rDXGF | Household | 1 | 1948.8 | None | 76 | 0.015 | 16.9 | 41.1 | 0.008 | 6.44 | 76 | 0.015 | 16.9 | 41.1 | 0.008 | 6.44 | DEER:Res:ClothesDishWasher | Annual | 1719 |  | Appl-CW-Top-GasDHW-GasDry-Tier2DEER2018 | Appl-CW-Top-GasDHW-GasDry-Tier2AnySFm2017CZ13DEER2018 | 8407
Appl-CW-Top-GasDHW-GasDry-Tier2 | DEER2018 | D17 v3 |  | Any | SFm | 2011 | CZ10 | rDXGF | Household | 1 | 1948.8 | None | 80.1 | 0.015 | 16.6 | 43 | 0.008 | 6.33 | 80.1 | 0.015 | 16.6 | 43 | 0.008 | 6.33 | DEER:Res:ClothesDishWasher | Annual | 1719 |  | Appl-CW-Top-GasDHW-GasDry-Tier2DEER2018 | Appl-CW-Top-GasDHW-GasDry-Tier2AnySFm2011CZ10DEER2018 | 8408
Appl-CW-Top-GasDHW-GasDry-Tier2 | DEER2018 | D17 v3 |  | Any | SFm | 2003 | CZ13 | rDXGF | Household | 1 | 1948.8 | None | 80.8 | 0.023 | 16.2 | 43.3 | 0.012 | 6.12 | 80.8 | 0.023 | 16.2 | 43.3 | 0.012 | 6.12 | DEER:Res:ClothesDishWasher | Annual | 1719 |  | Appl-CW-Top-GasDHW-GasDry-Tier2DEER2018 | Appl-CW-Top-GasDHW-GasDry-Tier2AnySFm2003CZ13DEER2018 | 8409
Appl-CW-Top-GasDHW-ElecDry-Tier2 | DEER2018 | D17 v3 |  | Any | SFm | 2015 | CZ13 | rDXGF | Household | 1 | 1948.8 | None | 438 | 0.066 | 2.83 | 198 | 0.03 | 0.39 | 438 | 0.066 | 2.83 | 198 | 0.03 | 0.39 | DEER:Res:ClothesDishWasher | Annual | 1719 |  | Appl-CW-Top-GasDHW-ElecDry-Tier2DEER2018 | Appl-CW-Top-GasDHW-ElecDry-Tier2AnySFm2015CZ13DEER2018 | 8410
Appl-CW-Top-GasDHW-GasDry-Tier2 | DEER2018 | D17 v3 |  | Any | SFm | 2017 | CZ10 | rDXGF | Household | 1 | 1948.8 | None | 76.2 | 0.017 | 16.8 | 40.8 | 0.009 | 6.41 | 76.2 | 0.017 | 16.8 | 40.8 | 0.009 | 6.41 | DEER:Res:ClothesDishWasher | Annual | 1719 |  | Appl-CW-Top-GasDHW-GasDry-Tier2DEER2018 | Appl-CW-Top-GasDHW-GasDry-Tier2AnySFm2017CZ10DEER2018 | 8411
Appl-CW-Top-GasDHW-ElecDry-Tier2 | DEER2018 | D17 v3 |  | Any | SFm | 2011 | CZ10 | rDXGF | Household | 1 | 1948.8 | None | 442 | 0.064 | 2.62 | 199 | 0.029 | 0.3 | 442 | 0.064 | 2.62 | 199 | 0.029 | 0.3 | DEER:Res:ClothesDishWasher | Annual | 1719 |  | Appl-CW-Top-GasDHW-ElecDry-Tier2DEER2018 | Appl-CW-Top-GasDHW-ElecDry-Tier2AnySFm2011CZ10DEER2018 | 8412
Appl-CW-Top-GasDHW-GasDry-Tier2 | DEER2018 | D17 v3 |  | Any | SFm | 2015 | CZ10 | rDXGF | Household | 1 | 1948.8 | None | 75.2 | 0.017 | 16.6 | 39.9 | 0.009 | 6.35 | 75.2 | 0.017 | 16.6 | 39.9 | 0.009 | 6.35 | DEER:Res:ClothesDishWasher | Annual | 1719 |  | Appl-CW-Top-GasDHW-GasDry-Tier2DEER2018 | Appl-CW-Top-GasDHW-GasDry-Tier2AnySFm2015CZ10DEER2018 | 8413
Appl-CW-Top-GasDHW-ElecDry-Tier2 | DEER2018 | D17 v3 |  | Any | SFm | 2003 | CZ10 | rDXGF | Household | 1 | 1948.8 | None | 445 | 0.067 | 2.56 | 201 | 0.031 | 0.27 | 445 | 0.067 | 2.56 | 201 | 0.031 | 0.27 | DEER:Res:ClothesDishWasher | Annual | 1719 |  | Appl-CW-Top-GasDHW-ElecDry-Tier2DEER2018 | Appl-CW-Top-GasDHW-ElecDry-Tier2AnySFm2003CZ10DEER2018 | 8414
Appl-CW-Top-GasDHW-ElecDry-Tier2 | DEER2018 | D17 v3 |  | Any | SFm | 1985 | CZ13 | rDXGF | Household | 1 | 1704 | None | 445 | 0.073 | 1.59 | 200 | 0.033 | -0.24 | 445 | 0.073 | 1.59 | 200 | 0.033 | -0.24 | DEER:Res:ClothesDishWasher | Annual | 1719 |  | Appl-CW-Top-GasDHW-ElecDry-Tier2DEER2018 | Appl-CW-Top-GasDHW-ElecDry-Tier2AnySFm1985CZ13DEER2018 | 8415
Appl-CW-Top-GasDHW-GasDry-Tier3 | DEER2018 | D17 v3 |  | Any | SFm | 1985 | CZ06 | rDXGF | Household | 1 | 2064 | None | 83.2 | 0.03 | 19 | 48.1 | 0.021 | 8.6 | 83.2 | 0.03 | 19 | 48.1 | 0.021 | 8.6 | DEER:Res:ClothesDishWasher | Annual | 1719 |  | Appl-CW-Top-GasDHW-GasDry-Tier3DEER2018 | Appl-CW-Top-GasDHW-GasDry-Tier3AnySFm1985CZ06DEER2018 | 8416
Appl-CW-Top-GasDHW-ElecDry-Tier2 | DEER2018 | D17 v3 |  | Any | SFm | 2007 | CZ10 | rDXGF | Household | 1 | 1948.8 | None | 442 | 0.063 | 2.56 | 199 | 0.029 | 0.24 | 442 | 0.063 | 2.56 | 199 | 0.029 | 0.24 | DEER:Res:ClothesDishWasher | Annual | 1719 |  | Appl-CW-Top-GasDHW-ElecDry-Tier2DEER2018 | Appl-CW-Top-GasDHW-ElecDry-Tier2AnySFm2007CZ10DEER2018 | 8417
Appl-CW-Top-GasDHW-GasDry-Tier2 | DEER2018 | D17 v3 |  | Any | SFm | 1985 | CZ13 | rDXGF | Household | 1 | 1704 | None | 82.4 | 0.024 | 15.6 | 44.7 | 0.012 | 5.78 | 82.4 | 0.024 | 15.6 | 44.7 | 0.012 | 5.78 | DEER:Res:ClothesDishWasher | Annual | 1719 |  | Appl-CW-Top-GasDHW-GasDry-Tier2DEER2018 | Appl-CW-Top-GasDHW-GasDry-Tier2AnySFm1985CZ13DEER2018 | 8418
Appl-CW-Top-GasDHW-ElecDry-Tier2 | DEER2018 | D17 v3 |  | Any | SFm | 2003 | CZ13 | rDXGF | Household | 1 | 1948.8 | None | 443 | 0.072 | 2.22 | 200 | 0.033 | 0.1 | 443 | 0.072 | 2.22 | 200 | 0.033 | 0.1 | DEER:Res:ClothesDishWasher | Annual | 1719 |  | Appl-CW-Top-GasDHW-ElecDry-Tier2DEER2018 | Appl-CW-Top-GasDHW-ElecDry-Tier2AnySFm2003CZ13DEER2018 | 8419
Appl-CW-Top-GasDHW-GasDry-Tier2 | DEER2018 | D17 v3 |  | Any | SFm | 2007 | CZ13 | rDXGF | Household | 1 | 1948.8 | None | 79 | 0.017 | 16.6 | 42.7 | 0.009 | 6.33 | 79 | 0.017 | 16.6 | 42.7 | 0.009 | 6.33 | DEER:Res:ClothesDishWasher | Annual | 1719 |  | Appl-CW-Top-GasDHW-GasDry-Tier2DEER2018 | Appl-CW-Top-GasDHW-GasDry-Tier2AnySFm2007CZ13DEER2018 | 8420
Appl-CW-Top-GasDHW-GasDry-Tier3 | DEER2018 | D17 v3 |  | Any | SFm | 1996 | CZ06 | rDXGF | Household | 1 | 2297 | None | 80.8 | 0.03 | 19.4 | 43.9 | 0.02 | 8.83 | 80.8 | 0.03 | 19.4 | 43.9 | 0.02 | 8.83 | DEER:Res:ClothesDishWasher | Annual | 1719 |  | Appl-CW-Top-GasDHW-GasDry-Tier3DEER2018 | Appl-CW-Top-GasDHW-GasDry-Tier3AnySFm1996CZ06DEER2018 | 8421
Appl-CW-Top-GasDHW-GasDry-Tier2 | DEER2018 | D17 v3 |  | Any | SFm | 1996 | CZ10 | rDXGF | Household | 1 | 2186 | None | 82.7 | 0.02 | 16.5 | 44.4 | 0.011 | 6.28 | 82.7 | 0.02 | 16.5 | 44.4 | 0.011 | 6.28 | DEER:Res:ClothesDishWasher | Annual | 1719 |  | Appl-CW-Top-GasDHW-GasDry-Tier2DEER2018 | Appl-CW-Top-GasDHW-GasDry-Tier2AnySFm1996CZ10DEER2018 | 8422
Appl-CW-Top-GasDHW-ElecDry-Tier3 | DEER2018 | D17 v3 |  | Any | SFm | 2003 | CZ06 | rDXGF | Household | 1 | 2392.9 | None | 521 | 0.082 | 2.95 | 278 | 0.042 | 0.18 | 521 | 0.082 | 2.95 | 278 | 0.042 | 0.18 | DEER:Res:ClothesDishWasher | Annual | 1719 |  | Appl-CW-Top-GasDHW-ElecDry-Tier3DEER2018 | Appl-CW-Top-GasDHW-ElecDry-Tier3AnySFm2003CZ06DEER2018 | 8423
Appl-CW-Top-GasDHW-ElecDry-Tier3 | DEER2018 | D17 v3 |  | Any | SFm | 1996 | CZ06 | rDXGF | Household | 1 | 2297 | None | 515 | 0.091 | 2.56 | 271 | 0.053 | -0.01 | 515 | 0.091 | 2.56 | 271 | 0.053 | -0.01 | DEER:Res:ClothesDishWasher | Annual | 1719 |  | Appl-CW-Top-GasDHW-ElecDry-Tier3DEER2018 | Appl-CW-Top-GasDHW-ElecDry-Tier3AnySFm1996CZ06DEER2018 | 8424
Appl-CW-Top-GasDHW-GasDry-Tier2 | DEER2018 | D17 v3 |  | Any | SFm | 2007 | CZ10 | rDXGF | Household | 1 | 1948.8 | None | 80.2 | 0.013 | 16.5 | 43.1 | 0.007 | 6.29 | 80.2 | 0.013 | 16.5 | 43.1 | 0.007 | 6.29 | DEER:Res:ClothesDishWasher | Annual | 1719 |  | Appl-CW-Top-GasDHW-GasDry-Tier2DEER2018 | Appl-CW-Top-GasDHW-GasDry-Tier2AnySFm2007CZ10DEER2018 | 8425
Appl-CW-Top-GasDHW-GasDry-Tier2 | DEER2018 | D17 v3 |  | Any | SFm | 1975 | CZ13 | rDXGF | Household | 1 | 1528 | None | 81.8 | 0.025 | 16 | 43.9 | 0.013 | 6.04 | 81.8 | 0.025 | 16 | 43.9 | 0.013 | 6.04 | DEER:Res:ClothesDishWasher | Annual | 1719 |  | Appl-CW-Top-GasDHW-GasDry-Tier2DEER2018 | Appl-CW-Top-GasDHW-GasDry-Tier2AnySFm1975CZ13DEER2018 | 8426
Appl-CW-Top-GasDHW-ElecDry-Tier2 | DEER2018 | D17 v3 |  | Any | SFm | 1996 | CZ10 | rDXGF | Household | 1 | 2186 | None | 445 | 0.07 | 2.53 | 201 | 0.033 | 0.25 | 445 | 0.07 | 2.53 | 201 | 0.033 | 0.25 | DEER:Res:ClothesDishWasher | Annual | 1719 |  | Appl-CW-Top-GasDHW-ElecDry-Tier2DEER2018 | Appl-CW-Top-GasDHW-ElecDry-Tier2AnySFm1996CZ10DEER2018 | 8427
Appl-CW-Top-GasDHW-GasDry-Tier2 | DEER2018 | D17 v3 |  | Any | SFm | 2003 | CZ10 | rDXGF | Household | 1 | 1948.8 | None | 83.3 | 0.016 | 16.5 | 44.6 | 0.009 | 6.31 | 83.3 | 0.016 | 16.5 | 44.6 | 0.009 | 6.31 | DEER:Res:ClothesDishWasher | Annual | 1719 |  | Appl-CW-Top-GasDHW-GasDry-Tier2DEER2018 | Appl-CW-Top-GasDHW-GasDry-Tier2AnySFm2003CZ10DEER2018 | 8428
Appl-CW-Top-GasDHW-GasDry-Tier2 | DEER2018 | D17 v3 |  | Any | SFm | 1985 | CZ10 | rDXGF | Household | 1 | 1811 | None | 80 | 0.026 | 16.3 | 43 | 0.013 | 6.17 | 80 | 0.026 | 16.3 | 43 | 0.013 | 6.17 | DEER:Res:ClothesDishWasher | Annual | 1719 |  | Appl-CW-Top-GasDHW-GasDry-Tier2DEER2018 | Appl-CW-Top-GasDHW-GasDry-Tier2AnySFm1985CZ10DEER2018 | 8429
Appl-CW-Top-GasDHW-ElecDry-Tier2 | DEER2018 | D17 v3 |  | Any | SFm | 1975 | CZ10 | rDXGF | Household | 1 | 1636 | None | 440 | 0.078 | 2.38 | 198 | 0.036 | 0.16 | 440 | 0.078 | 2.38 | 198 | 0.036 | 0.16 | DEER:Res:ClothesDishWasher | Annual | 1719 |  | Appl-CW-Top-GasDHW-ElecDry-Tier2DEER2018 | Appl-CW-Top-GasDHW-ElecDry-Tier2AnySFm1975CZ10DEER2018 | 8430
Appl-CW-Top-GasDHW-ElecDry-Tier2 | DEER2018 | D17 v3 |  | Any | SFm | 1985 | CZ10 | rDXGF | Household | 1 | 1811 | None | 442 | 0.075 | 2.3 | 199 | 0.034 | 0.13 | 442 | 0.075 | 2.3 | 199 | 0.034 | 0.13 | DEER:Res:ClothesDishWasher | Annual | 1719 |  | Appl-CW-Top-GasDHW-ElecDry-Tier2DEER2018 | Appl-CW-Top-GasDHW-ElecDry-Tier2AnySFm1985CZ10DEER2018 | 8431
Appl-CW-Top-GasDHW-ElecDry-Tier3 | DEER2018 | D17 v3 |  | Any | SFm | 1985 | CZ06 | rDXGF | Household | 1 | 2064 | None | 517 | 0.092 | 2.2 | 276 | 0.051 | -0.24 | 517 | 0.092 | 2.2 | 276 | 0.051 | -0.24 | DEER:Res:ClothesDishWasher | Annual | 1719 |  | Appl-CW-Top-GasDHW-ElecDry-Tier3DEER2018 | Appl-CW-Top-GasDHW-ElecDry-Tier3AnySFm1985CZ06DEER2018 | 8432
Appl-CW-Top-GasDHW-GasDry-Tier3 | DEER2018 | D17 v3 |  | Any | SFm | 1975 | CZ06 | rDXGF | Household | 1 | 1528 | None | 82.9 | 0.028 | 19.5 | 48.7 | 0.015 | 8.91 | 82.9 | 0.028 | 19.5 | 48.7 | 0.015 | 8.91 | DEER:Res:ClothesDishWasher | Annual | 1719 |  | Appl-CW-Top-GasDHW-GasDry-Tier3DEER2018 | Appl-CW-Top-GasDHW-GasDry-Tier3AnySFm1975CZ06DEER2018 | 8433
Appl-CW-Top-GasDHW-ElecDry-Tier3 | DEER2018 | D17 v3 |  | Any | SFm | 1975 | CZ06 | rDXGF | Household | 1 | 1528 | None | 517 | 0.088 | 2.75 | 277 | 0.046 | 0.05 | 517 | 0.088 | 2.75 | 277 | 0.046 | 0.05 | DEER:Res:ClothesDishWasher | Annual | 1719 |  | Appl-CW-Top-GasDHW-ElecDry-Tier3DEER2018 | Appl-CW-Top-GasDHW-ElecDry-Tier3AnySFm1975CZ06DEER2018 | 8434
Appl-CW-Top-GasDHW-GasDry-Tier2 | DEER2018 | D17 v3 |  | Any | SFm | 1975 | CZ10 | rDXGF | Household | 1 | 1636 | None | 77.5 | 0.029 | 16.3 | 41.8 | 0.015 | 6.19 | 77.5 | 0.029 | 16.3 | 41.8 | 0.015 | 6.19 | DEER:Res:ClothesDishWasher | Annual | 1719 |  | Appl-CW-Top-GasDHW-GasDry-Tier2DEER2018 | Appl-CW-Top-GasDHW-GasDry-Tier2AnySFm1975CZ10DEER2018 | 8435
Appl-CW-Top-GasDHW-ElecDry-Tier3 | DEER2018 | D17 v3 |  | Any | SFm | 2017 | CZ14 | rDXGF | Household | 1 | 2160.9 | None | 520 | 0.076 | 1.57 | 278 | 0.041 | -0.56 | 520 | 0.076 | 1.57 | 278 | 0.041 | -0.56 | DEER:Res:ClothesDishWasher | Annual | 1719 |  | Appl-CW-Top-GasDHW-ElecDry-Tier3DEER2018 | Appl-CW-Top-GasDHW-ElecDry-Tier3AnySFm2017CZ14DEER2018 | 8436
Appl-CW-Top-GasDHW-GasDry-Tier3 | DEER2018 | D17 v3 |  | Any | SFm | 2015 | CZ14 | rDXGF | Household | 1 | 2160.9 | None | 87 | 0.018 | 18.4 | 51 | 0.011 | 8.29 | 87 | 0.018 | 18.4 | 51 | 0.011 | 8.29 | DEER:Res:ClothesDishWasher | Annual | 1719 |  | Appl-CW-Top-GasDHW-GasDry-Tier3DEER2018 | Appl-CW-Top-GasDHW-GasDry-Tier3AnySFm2015CZ14DEER2018 | 8437
Appl-CW-Top-GasDHW-ElecDry-Tier3 | DEER2018 | D17 v3 |  | Any | SFm | 2003 | CZ07 | rDXGF | Household | 1 | 2392.9 | None | 525 | 0.08 | 2.47 | 282 | 0.042 | -0.05 | 525 | 0.08 | 2.47 | 282 | 0.042 | -0.05 | DEER:Res:ClothesDishWasher | Annual | 1719 |  | Appl-CW-Top-GasDHW-ElecDry-Tier3DEER2018 | Appl-CW-Top-GasDHW-ElecDry-Tier3AnySFm2003CZ07DEER2018 | 8438
Appl-CW-Top-GasDHW-ElecDry-Tier3 | DEER2018 | D17 v3 |  | Any | SFm | 2015 | CZ14 | rDXGF | Household | 1 | 2160.9 | None | 521 | 0.077 | 1.62 | 279 | 0.042 | -0.53 | 521 | 0.077 | 1.62 | 279 | 0.042 | -0.53 | DEER:Res:ClothesDishWasher | Annual | 1719 |  | Appl-CW-Top-GasDHW-ElecDry-Tier3DEER2018 | Appl-CW-Top-GasDHW-ElecDry-Tier3AnySFm2015CZ14DEER2018 | 8439
Appl-CW-Top-GasDHW-ElecDry-Tier3 | DEER2018 | D17 v3 |  | Any | SFm | 2011 | CZ14 | rDXGF | Household | 1 | 2160.9 | None | 526 | 0.077 | 1.76 | 283 | 0.041 | -0.45 | 526 | 0.077 | 1.76 | 283 | 0.041 | -0.45 | DEER:Res:ClothesDishWasher | Annual | 1719 |  | Appl-CW-Top-GasDHW-ElecDry-Tier3DEER2018 | Appl-CW-Top-GasDHW-ElecDry-Tier3AnySFm2011CZ14DEER2018 | 8440
Appl-CW-Top-GasDHW-GasDry-Tier3 | DEER2018 | D17 v3 |  | Any | SFm | 2007 | CZ14 | rDXGF | Household | 1 | 2160.9 | None | 89 | 0.017 | 18.3 | 52.1 | 0.01 | 8.22 | 89 | 0.017 | 18.3 | 52.1 | 0.01 | 8.22 | DEER:Res:ClothesDishWasher | Annual | 1719 |  | Appl-CW-Top-GasDHW-GasDry-Tier3DEER2018 | Appl-CW-Top-GasDHW-GasDry-Tier3AnySFm2007CZ14DEER2018 | 8441
Appl-CW-Top-GasDHW-GasDry-Tier3 | DEER2018 | D17 v3 |  | Any | SFm | 2017 | CZ14 | rDXGF | Household | 1 | 2160.9 | None | 86.4 | 0.017 | 18.3 | 50.9 | 0.01 | 8.24 | 86.4 | 0.017 | 18.3 | 50.9 | 0.01 | 8.24 | DEER:Res:ClothesDishWasher | Annual | 1719 |  | Appl-CW-Top-GasDHW-GasDry-Tier3DEER2018 | Appl-CW-Top-GasDHW-GasDry-Tier3AnySFm2017CZ14DEER2018 | 8442
Appl-CW-Top-GasDHW-ElecDry-Tier3 | DEER2018 | D17 v3 |  | Any | SFm | 2007 | CZ14 | rDXGF | Household | 1 | 2160.9 | None | 523 | 0.077 | 1.56 | 280 | 0.042 | -0.58 | 523 | 0.077 | 1.56 | 280 | 0.042 | -0.58 | DEER:Res:ClothesDishWasher | Annual | 1719 |  | Appl-CW-Top-GasDHW-ElecDry-Tier3DEER2018 | Appl-CW-Top-GasDHW-ElecDry-Tier3AnySFm2007CZ14DEER2018 | 8443
Appl-CW-Top-GasDHW-GasDry-Tier3 | DEER2018 | D17 v3 |  | Any | SFm | 2011 | CZ14 | rDXGF | Household | 1 | 2160.9 | None | 90.4 | 0.017 | 18.5 | 53.6 | 0.01 | 8.34 | 90.4 | 0.017 | 18.5 | 53.6 | 0.01 | 8.34 | DEER:Res:ClothesDishWasher | Annual | 1719 |  | Appl-CW-Top-GasDHW-GasDry-Tier3DEER2018 | Appl-CW-Top-GasDHW-GasDry-Tier3AnySFm2011CZ14DEER2018 | 8444
Appl-CW-Top-GasDHW-GasDry-Tier3 | DEER2018 | D17 v3 |  | Any | SFm | 2017 | CZ07 | rDXGF | Household | 1 | 2392.9 | None | 87.4 | 0.021 | 20.2 | 48.3 | 0.009 | 9.1 | 87.4 | 0.021 | 20.2 | 48.3 | 0.009 | 9.1 | DEER:Res:ClothesDishWasher | Annual | 1719 |  | Appl-CW-Top-GasDHW-GasDry-Tier3DEER2018 | Appl-CW-Top-GasDHW-GasDry-Tier3AnySFm2017CZ07DEER2018 | 8445
Appl-CW-Top-GasDHW-ElecDry-Tier3 | DEER2018 | D17 v3 |  | Any | SFm | 2017 | CZ07 | rDXGF | Household | 1 | 2392.9 | None | 521 | 0.08 | 3.36 | 276 | 0.039 | 0.26 | 521 | 0.08 | 3.36 | 276 | 0.039 | 0.26 | DEER:Res:ClothesDishWasher | Annual | 1719 |  | Appl-CW-Top-GasDHW-ElecDry-Tier3DEER2018 | Appl-CW-Top-GasDHW-ElecDry-Tier3AnySFm2017CZ07DEER2018 | 8446
Appl-CW-Top-GasDHW-ElecDry-Tier3 | DEER2018 | D17 v3 |  | Any | SFm | 2015 | CZ07 | rDXGF | Household | 1 | 2392.9 | None | 521 | 0.078 | 3.3 | 280 | 0.043 | 0.39 | 521 | 0.078 | 3.3 | 280 | 0.043 | 0.39 | DEER:Res:ClothesDishWasher | Annual | 1719 |  | Appl-CW-Top-GasDHW-ElecDry-Tier3DEER2018 | Appl-CW-Top-GasDHW-ElecDry-Tier3AnySFm2015CZ07DEER2018 | 8447
Appl-CW-Top-GasDHW-ElecDry-Tier3 | DEER2018 | D17 v3 |  | Any | SFm | 2003 | CZ14 | rDXGF | Household | 1 | 2160.9 | None | 529 | 0.079 | 1.66 | 283 | 0.043 | -0.54 | 529 | 0.079 | 1.66 | 283 | 0.043 | -0.54 | DEER:Res:ClothesDishWasher | Annual | 1719 |  | Appl-CW-Top-GasDHW-ElecDry-Tier3DEER2018 | Appl-CW-Top-GasDHW-ElecDry-Tier3AnySFm2003CZ14DEER2018 | 8448
Appl-CW-Top-GasDHW-GasDry-Tier3 | DEER2018 | D17 v3 |  | Any | SFm | 2015 | CZ07 | rDXGF | Household | 1 | 2392.9 | None | 79.8 | 0.007 | 19.5 | 47.7 | 0.004 | 8.88 | 79.8 | 0.007 | 19.5 | 47.7 | 0.004 | 8.88 | DEER:Res:ClothesDishWasher | Annual | 1719 |  | Appl-CW-Top-GasDHW-GasDry-Tier3DEER2018 | Appl-CW-Top-GasDHW-GasDry-Tier3AnySFm2015CZ07DEER2018 | 8449
Appl-CW-Top-GasDHW-GasDry-Tier3 | DEER2018 | D17 v3 |  | Any | SFm | 2003 | CZ14 | rDXGF | Household | 1 | 2160.9 | None | 95.9 | 0.019 | 18.4 | 55.8 | 0.011 | 8.29 | 95.9 | 0.019 | 18.4 | 55.8 | 0.011 | 8.29 | DEER:Res:ClothesDishWasher | Annual | 1719 |  | Appl-CW-Top-GasDHW-GasDry-Tier3DEER2018 | Appl-CW-Top-GasDHW-GasDry-Tier3AnySFm2003CZ14DEER2018 | 8450
Appl-CW-Top-GasDHW-GasDry-Tier3 | DEER2018 | D17 v3 |  | Any | SFm | 2003 | CZ07 | rDXGF | Household | 1 | 2392.9 | None | 91.7 | 0.02 | 19.2 | 54.2 | 0.011 | 8.78 | 91.7 | 0.02 | 19.2 | 54.2 | 0.011 | 8.78 | DEER:Res:ClothesDishWasher | Annual | 1719 |  | Appl-CW-Top-GasDHW-GasDry-Tier3DEER2018 | Appl-CW-Top-GasDHW-GasDry-Tier3AnySFm2003CZ07DEER2018 | 8451
Appl-CW-Top-GasDHW-GasDry-Tier3 | DEER2018 | D17 v3 |  | Any | SFm | 2007 | CZ07 | rDXGF | Household | 1 | 2392.9 | None | 88.1 | 0.02 | 19.7 | 51.3 | 0.012 | 9.02 | 88.1 | 0.02 | 19.7 | 51.3 | 0.012 | 9.02 | DEER:Res:ClothesDishWasher | Annual | 1719 |  | Appl-CW-Top-GasDHW-GasDry-Tier3DEER2018 | Appl-CW-Top-GasDHW-GasDry-Tier3AnySFm2007CZ07DEER2018 | 8452
Appl-CW-Top-GasDHW-ElecDry-Tier3 | DEER2018 | D17 v3 |  | Any | SFm | 2011 | CZ07 | rDXGF | Household | 1 | 2392.9 | None | 529 | 0.087 | 3.88 | 279 | 0.041 | 0.42 | 529 | 0.087 | 3.88 | 279 | 0.041 | 0.42 | DEER:Res:ClothesDishWasher | Annual | 1719 |  | Appl-CW-Top-GasDHW-ElecDry-Tier3DEER2018 | Appl-CW-Top-GasDHW-ElecDry-Tier3AnySFm2011CZ07DEER2018 | 8453
Appl-CW-Top-GasDHW-GasDry-Tier3 | DEER2018 | D17 v3 |  | Any | SFm | 2011 | CZ07 | rDXGF | Household | 1 | 2392.9 | None | 95.1 | 0.027 | 20.7 | 51.1 | 0.009 | 9.25 | 95.1 | 0.027 | 20.7 | 51.1 | 0.009 | 9.25 | DEER:Res:ClothesDishWasher | Annual | 1719 |  | Appl-CW-Top-GasDHW-GasDry-Tier3DEER2018 | Appl-CW-Top-GasDHW-GasDry-Tier3AnySFm2011CZ07DEER2018 | 8454
Appl-CW-Top-GasDHW-ElecDry-Tier3 | DEER2018 | D17 v3 |  | Any | SFm | 2007 | CZ07 | rDXGF | Household | 1 | 2392.9 | None | 521 | 0.08 | 2.91 | 278 | 0.044 | 0.17 | 521 | 0.08 | 2.91 | 278 | 0.044 | 0.17 | DEER:Res:ClothesDishWasher | Annual | 1719 |  | Appl-CW-Top-GasDHW-ElecDry-Tier3DEER2018 | Appl-CW-Top-GasDHW-ElecDry-Tier3AnySFm2007CZ07DEER2018 | 8455
Appl-CW-Top-GasDHW-ElecDry-Tier3 | DEER2018 | D17 v3 |  | Any | SFm | 1996 | CZ07 | rDXGF | Household | 1 | 2297 | None | 524 | 0.113 | 4.6 | 280 | 0.068 | 0.82 | 524 | 0.113 | 4.6 | 280 | 0.068 | 0.82 | DEER:Res:ClothesDishWasher | Annual | 1719 |  | Appl-CW-Top-GasDHW-ElecDry-Tier3DEER2018 | Appl-CW-Top-GasDHW-ElecDry-Tier3AnySFm1996CZ07DEER2018 | 8456
Appl-CW-Top-GasDHW-ElecDry-Tier3 | DEER2018 | D17 v3 |  | Any | SFm | 1985 | CZ14 | rDXGF | Household | 1 | 1741 | None | 529 | 0.082 | 1.06 | 283 | 0.044 | -0.85 | 529 | 0.082 | 1.06 | 283 | 0.044 | -0.85 | DEER:Res:ClothesDishWasher | Annual | 1719 |  | Appl-CW-Top-GasDHW-ElecDry-Tier3DEER2018 | Appl-CW-Top-GasDHW-ElecDry-Tier3AnySFm1985CZ14DEER2018 | 8457
Appl-CW-Top-GasDHW-GasDry-Tier3 | DEER2018 | D17 v3 |  | Any | SFm | 1996 | CZ07 | rDXGF | Household | 1 | 2297 | None | 92 | 0.061 | 22.1 | 52.6 | 0.037 | 9.68 | 92 | 0.061 | 22.1 | 52.6 | 0.037 | 9.68 | DEER:Res:ClothesDishWasher | Annual | 1719 |  | Appl-CW-Top-GasDHW-GasDry-Tier3DEER2018 | Appl-CW-Top-GasDHW-GasDry-Tier3AnySFm1996CZ07DEER2018 | 8458
Appl-CW-Top-GasDHW-ElecDry-Tier3 | DEER2018 | D17 v3 |  | Any | SFm | 1996 | CZ14 | rDXGF | Household | 1 | 1758 | None | 527 | 0.08 | 1.53 | 283 | 0.043 | -0.6 | 527 | 0.08 | 1.53 | 283 | 0.043 | -0.6 | DEER:Res:ClothesDishWasher | Annual | 1719 |  | Appl-CW-Top-GasDHW-ElecDry-Tier3DEER2018 | Appl-CW-Top-GasDHW-ElecDry-Tier3AnySFm1996CZ14DEER2018 | 8459
Appl-CW-Top-GasDHW-GasDry-Tier3 | DEER2018 | D17 v3 |  | Any | SFm | 1985 | CZ07 | rDXGF | Household | 1 | 2064 | None | 84.3 | 0.027 | 19.1 | 48.9 | 0.015 | 8.7 | 84.3 | 0.027 | 19.1 | 48.9 | 0.015 | 8.7 | DEER:Res:ClothesDishWasher | Annual | 1719 |  | Appl-CW-Top-GasDHW-GasDry-Tier3DEER2018 | Appl-CW-Top-GasDHW-GasDry-Tier3AnySFm1985CZ07DEER2018 | 8460
Appl-CW-Top-GasDHW-GasDry-Tier3 | DEER2018 | D17 v3 |  | Any | SFm | 1985 | CZ14 | rDXGF | Household | 1 | 1741 | None | 95.5 | 0.022 | 17.8 | 55.5 | 0.013 | 7.97 | 95.5 | 0.022 | 17.8 | 55.5 | 0.013 | 7.97 | DEER:Res:ClothesDishWasher | Annual | 1719 |  | Appl-CW-Top-GasDHW-GasDry-Tier3DEER2018 | Appl-CW-Top-GasDHW-GasDry-Tier3AnySFm1985CZ14DEER2018 | 8461
Appl-CW-Top-GasDHW-ElecDry-Tier3 | DEER2018 | D17 v3 |  | Any | SFm | 1985 | CZ07 | rDXGF | Household | 1 | 2064 | None | 518 | 0.085 | 2.34 | 277 | 0.046 | -0.14 | 518 | 0.085 | 2.34 | 277 | 0.046 | -0.14 | DEER:Res:ClothesDishWasher | Annual | 1719 |  | Appl-CW-Top-GasDHW-ElecDry-Tier3DEER2018 | Appl-CW-Top-GasDHW-ElecDry-Tier3AnySFm1985CZ07DEER2018 | 8462
Appl-CW-Top-GasDHW-ElecDry-Tier3 | DEER2018 | D17 v3 |  | Any | SFm | 1975 | CZ07 | rDXGF | Household | 1 | 1528 | None | 515 | 0.084 | 2.47 | 275 | 0.045 | -0.08 | 515 | 0.084 | 2.47 | 275 | 0.045 | -0.08 | DEER:Res:ClothesDishWasher | Annual | 1719 |  | Appl-CW-Top-GasDHW-ElecDry-Tier3DEER2018 | Appl-CW-Top-GasDHW-ElecDry-Tier3AnySFm1975CZ07DEER2018 | 8463
Appl-CW-Top-GasDHW-GasDry-Tier3 | DEER2018 | D17 v3 |  | Any | SFm | 1975 | CZ07 | rDXGF | Household | 1 | 1528 | None | 81.3 | 0.025 | 19.2 | 47.6 | 0.014 | 8.77 | 81.3 | 0.025 | 19.2 | 47.6 | 0.014 | 8.77 | DEER:Res:ClothesDishWasher | Annual | 1719 |  | Appl-CW-Top-GasDHW-GasDry-Tier3DEER2018 | Appl-CW-Top-GasDHW-GasDry-Tier3AnySFm1975CZ07DEER2018 | 8464
Appl-CW-Top-GasDHW-GasDry-Tier3 | DEER2018 | D17 v3 |  | Any | SFm | 1996 | CZ14 | rDXGF | Household | 1 | 1758 | None | 93.8 | 0.021 | 18.3 | 54.8 | 0.012 | 8.23 | 93.8 | 0.021 | 18.3 | 54.8 | 0.012 | 8.23 | DEER:Res:ClothesDishWasher | Annual | 1719 |  | Appl-CW-Top-GasDHW-GasDry-Tier3DEER2018 | Appl-CW-Top-GasDHW-GasDry-Tier3AnySFm1996CZ14DEER2018 | 8465
Appl-CW-Top-GasDHW-GasDry-Tier3 | DEER2018 | D17 v3 |  | Any | SFm | 1975 | CZ14 | rDXGF | Household | 1 | 1555 | None | 95.7 | 0.024 | 18.7 | 55.4 | 0.014 | 8.47 | 95.7 | 0.024 | 18.7 | 55.4 | 0.014 | 8.47 | DEER:Res:ClothesDishWasher | Annual | 1719 |  | Appl-CW-Top-GasDHW-GasDry-Tier3DEER2018 | Appl-CW-Top-GasDHW-GasDry-Tier3AnySFm1975CZ14DEER2018 | 8466
Appl-CW-Top-GasDHW-ElecDry-Tier3 | DEER2018 | D17 v3 |  | Any | SFm | 1975 | CZ14 | rDXGF | Household | 1 | 1555 | None | 529 | 0.083 | 1.95 | 283 | 0.044 | -0.35 | 529 | 0.083 | 1.95 | 283 | 0.044 | -0.35 | DEER:Res:ClothesDishWasher | Annual | 1719 |  | Appl-CW-Top-GasDHW-ElecDry-Tier3DEER2018 | Appl-CW-Top-GasDHW-ElecDry-Tier3AnySFm1975CZ14DEER2018 | 8467
Appl-CW-Top-GasDHW-ElecDry-Tier3 | DEER2018 | D17 v3 |  | Any | SFm | 2017 | CZ11 | rDXGF | Household | 1 | 1948.8 | None | 517 | 0.082 | 1.89 | 276 | 0.043 | -0.41 | 517 | 0.082 | 1.89 | 276 | 0.043 | -0.41 | DEER:Res:ClothesDishWasher | Annual | 1719 |  | Appl-CW-Top-GasDHW-ElecDry-Tier3DEER2018 | Appl-CW-Top-GasDHW-ElecDry-Tier3AnySFm2017CZ11DEER2018 | 8468
Appl-CW-Top-GasDHW-GasDry-Tier3 | DEER2018 | D17 v3 |  | Any | SFm | 2017 | CZ11 | rDXGF | Household | 1 | 1948.8 | None | 82.7 | 0.022 | 18.6 | 48.5 | 0.011 | 8.43 | 82.7 | 0.022 | 18.6 | 48.5 | 0.011 | 8.43 | DEER:Res:ClothesDishWasher | Annual | 1719 |  | Appl-CW-Top-GasDHW-GasDry-Tier3DEER2018 | Appl-CW-Top-GasDHW-GasDry-Tier3AnySFm2017CZ11DEER2018 | 8469
Appl-CW-Top-GasDHW-GasDry-Tier3 | DEER2018 | D17 v3 |  | Any | SFm | 2007 | CZ11 | rDXGF | Household | 1 | 1948.8 | None | 85.7 | 0.017 | 18.4 | 50.1 | 0.01 | 8.28 | 85.7 | 0.017 | 18.4 | 50.1 | 0.01 | 8.28 | DEER:Res:ClothesDishWasher | Annual | 1719 |  | Appl-CW-Top-GasDHW-GasDry-Tier3DEER2018 | Appl-CW-Top-GasDHW-GasDry-Tier3AnySFm2007CZ11DEER2018 | 8470
Appl-CW-Top-GasDHW-ElecDry-Tier3 | DEER2018 | D17 v3 |  | Any | SFm | 2011 | CZ11 | rDXGF | Household | 1 | 1948.8 | None | 520 | 0.078 | 1.74 | 279 | 0.042 | -0.46 | 520 | 0.078 | 1.74 | 279 | 0.042 | -0.46 | DEER:Res:ClothesDishWasher | Annual | 1719 |  | Appl-CW-Top-GasDHW-ElecDry-Tier3DEER2018 | Appl-CW-Top-GasDHW-ElecDry-Tier3AnySFm2011CZ11DEER2018 | 8471
Appl-CW-Top-GasDHW-ElecDry-Tier3 | DEER2018 | D17 v3 |  | Any | SFm | 2015 | CZ11 | rDXGF | Household | 1 | 1948.8 | None | 517 | 0.079 | 1.8 | 276 | 0.041 | -0.45 | 517 | 0.079 | 1.8 | 276 | 0.041 | -0.45 | DEER:Res:ClothesDishWasher | Annual | 1719 |  | Appl-CW-Top-GasDHW-ElecDry-Tier3DEER2018 | Appl-CW-Top-GasDHW-ElecDry-Tier3AnySFm2015CZ11DEER2018 | 8472
Appl-CW-Top-GasDHW-GasDry-Tier3 | DEER2018 | D17 v3 |  | Any | SFm | 2015 | CZ11 | rDXGF | Household | 1 | 1948.8 | None | 83.2 | 0.02 | 18.5 | 48.2 | 0.01 | 8.37 | 83.2 | 0.02 | 18.5 | 48.2 | 0.01 | 8.37 | DEER:Res:ClothesDishWasher | Annual | 1719 |  | Appl-CW-Top-GasDHW-GasDry-Tier3DEER2018 | Appl-CW-Top-GasDHW-GasDry-Tier3AnySFm2015CZ11DEER2018 | 8473
Appl-CW-Top-GasDHW-GasDry-Tier3 | DEER2018 | D17 v3 |  | Any | SFm | 2011 | CZ11 | rDXGF | Household | 1 | 1948.8 | None | 86.2 | 0.018 | 18.5 | 50.7 | 0.01 | 8.36 | 86.2 | 0.018 | 18.5 | 50.7 | 0.01 | 8.36 | DEER:Res:ClothesDishWasher | Annual | 1719 |  | Appl-CW-Top-GasDHW-GasDry-Tier3DEER2018 | Appl-CW-Top-GasDHW-GasDry-Tier3AnySFm2011CZ11DEER2018 | 8474
Appl-CW-Top-GasDHW-ElecDry-Tier3 | DEER2018 | D17 v3 |  | Any | SFm | 2007 | CZ11 | rDXGF | Household | 1 | 1948.8 | None | 519 | 0.078 | 1.6 | 278 | 0.042 | -0.54 | 519 | 0.078 | 1.6 | 278 | 0.042 | -0.54 | DEER:Res:ClothesDishWasher | Annual | 1719 |  | Appl-CW-Top-GasDHW-ElecDry-Tier3DEER2018 | Appl-CW-Top-GasDHW-ElecDry-Tier3AnySFm2007CZ11DEER2018 | 8475
Appl-CW-Top-GasDHW-ElecDry-Tier3 | DEER2018 | D17 v3 |  | Any | SFm | 1996 | CZ11 | rDXGF | Household | 1 | 2032 | None | 524 | 0.087 | 1.59 | 281 | 0.047 | -0.55 | 524 | 0.087 | 1.59 | 281 | 0.047 | -0.55 | DEER:Res:ClothesDishWasher | Annual | 1719 |  | Appl-CW-Top-GasDHW-ElecDry-Tier3DEER2018 | Appl-CW-Top-GasDHW-ElecDry-Tier3AnySFm1996CZ11DEER2018 | 8476
Appl-CW-Top-GasDHW-GasDry-Tier3 | DEER2018 | D17 v3 |  | Any | SFm | 2003 | CZ11 | rDXGF | Household | 1 | 1948.8 | None | 90 | 0.025 | 18.5 | 52.6 | 0.015 | 8.37 | 90 | 0.025 | 18.5 | 52.6 | 0.015 | 8.37 | DEER:Res:ClothesDishWasher | Annual | 1719 |  | Appl-CW-Top-GasDHW-GasDry-Tier3DEER2018 | Appl-CW-Top-GasDHW-GasDry-Tier3AnySFm2003CZ11DEER2018 | 8477
Appl-CW-Top-GasDHW-ElecDry-Tier3 | DEER2018 | D17 v3 |  | Any | SFm | 2003 | CZ11 | rDXGF | Household | 1 | 1948.8 | None | 524 | 0.083 | 1.78 | 280 | 0.045 | -0.46 | 524 | 0.083 | 1.78 | 280 | 0.045 | -0.46 | DEER:Res:ClothesDishWasher | Annual | 1719 |  | Appl-CW-Top-GasDHW-ElecDry-Tier3DEER2018 | Appl-CW-Top-GasDHW-ElecDry-Tier3AnySFm2003CZ11DEER2018 | 8478
Appl-CW-Top-GasDHW-ElecDry-Tier3 | DEER2018 | D17 v3 |  | Any | SFm | 1985 | CZ11 | rDXGF | Household | 1 | 1704 | None | 524 | 0.086 | 0.9 | 280 | 0.046 | -0.95 | 524 | 0.086 | 0.9 | 280 | 0.046 | -0.95 | DEER:Res:ClothesDishWasher | Annual | 1719 |  | Appl-CW-Top-GasDHW-ElecDry-Tier3DEER2018 | Appl-CW-Top-GasDHW-ElecDry-Tier3AnySFm1985CZ11DEER2018 | 8479
Appl-CW-Top-GasDHW-GasDry-Tier3 | DEER2018 | D17 v3 |  | Any | SFm | 1996 | CZ11 | rDXGF | Household | 1 | 2032 | None | 90.3 | 0.027 | 18.3 | 53.1 | 0.015 | 8.25 | 90.3 | 0.027 | 18.3 | 53.1 | 0.015 | 8.25 | DEER:Res:ClothesDishWasher | Annual | 1719 |  | Appl-CW-Top-GasDHW-GasDry-Tier3DEER2018 | Appl-CW-Top-GasDHW-GasDry-Tier3AnySFm1996CZ11DEER2018 | 8480
Appl-CW-Top-GasDHW-GasDry-Tier3 | DEER2018 | D17 v3 |  | Any | SFm | 1985 | CZ11 | rDXGF | Household | 1 | 1704 | None | 90.9 | 0.027 | 17.6 | 52.3 | 0.015 | 7.87 | 90.9 | 0.027 | 17.6 | 52.3 | 0.015 | 7.87 | DEER:Res:ClothesDishWasher | Annual | 1719 |  | Appl-CW-Top-GasDHW-GasDry-Tier3DEER2018 | Appl-CW-Top-GasDHW-GasDry-Tier3AnySFm1985CZ11DEER2018 | 8481
Appl-CW-Top-GasDHW-GasDry-Tier3 | DEER2018 | D17 v3 |  | Any | SFm | 1975 | CZ11 | rDXGF | Household | 1 | 1528 | None | 90.2 | 0.031 | 18.6 | 52.8 | 0.018 | 8.42 | 90.2 | 0.031 | 18.6 | 52.8 | 0.018 | 8.42 | DEER:Res:ClothesDishWasher | Annual | 1719 |  | Appl-CW-Top-GasDHW-GasDry-Tier3DEER2018 | Appl-CW-Top-GasDHW-GasDry-Tier3AnySFm1975CZ11DEER2018 | 8482
Appl-CW-Top-GasDHW-ElecDry-Tier3 | DEER2018 | D17 v3 |  | Any | SFm | 1975 | CZ11 | rDXGF | Household | 1 | 1528 | None | 524 | 0.09 | 1.8 | 280 | 0.049 | -0.42 | 524 | 0.09 | 1.8 | 280 | 0.049 | -0.42 | DEER:Res:ClothesDishWasher | Annual | 1719 |  | Appl-CW-Top-GasDHW-ElecDry-Tier3DEER2018 | Appl-CW-Top-GasDHW-ElecDry-Tier3AnySFm1975CZ11DEER2018 | 8483
Appl-CW-Top-GasDHW-ElecDry-Tier3 | DEER2018 | D17 v3 |  | Any | SFm | 2015 | CZ08 | rDXGF | Household | 1 | 2392.9 | None | 518 | 0.074 | 3.14 | 276 | 0.039 | 0.32 | 518 | 0.074 | 3.14 | 276 | 0.039 | 0.32 | DEER:Res:ClothesDishWasher | Annual | 1719 |  | Appl-CW-Top-GasDHW-ElecDry-Tier3DEER2018 | Appl-CW-Top-GasDHW-ElecDry-Tier3AnySFm2015CZ08DEER2018 | 8484
Appl-CW-Top-GasDHW-GasDry-Tier3 | DEER2018 | D17 v3 |  | Any | SFm | 2015 | CZ08 | rDXGF | Household | 1 | 2392.9 | None | 84.3 | 0.019 | 20 | 48.7 | 0.007 | 9.2 | 84.3 | 0.019 | 20 | 48.7 | 0.007 | 9.2 | DEER:Res:ClothesDishWasher | Annual | 1719 |  | Appl-CW-Top-GasDHW-GasDry-Tier3DEER2018 | Appl-CW-Top-GasDHW-GasDry-Tier3AnySFm2015CZ08DEER2018 | 8485
Appl-CW-Top-GasDHW-ElecDry-Tier3 | DEER2018 | D17 v3 |  | Any | SFm | 2007 | CZ08 | rDXGF | Household | 1 | 2392.9 | None | 523 | 0.076 | 2.96 | 281 | 0.041 | 0.23 | 523 | 0.076 | 2.96 | 281 | 0.041 | 0.23 | DEER:Res:ClothesDishWasher | Annual | 1719 |  | Appl-CW-Top-GasDHW-ElecDry-Tier3DEER2018 | Appl-CW-Top-GasDHW-ElecDry-Tier3AnySFm2007CZ08DEER2018 | 8486
Appl-CW-Top-GasDHW-ElecDry-Tier3 | DEER2018 | D17 v3 |  | Any | SFm | 2017 | CZ08 | rDXGF | Household | 1 | 2392.9 | None | 519 | 0.085 | 3.48 | 278 | 0.046 | 0.6 | 519 | 0.085 | 3.48 | 278 | 0.046 | 0.6 | DEER:Res:ClothesDishWasher | Annual | 1719 |  | Appl-CW-Top-GasDHW-ElecDry-Tier3DEER2018 | Appl-CW-Top-GasDHW-ElecDry-Tier3AnySFm2017CZ08DEER2018 | 8487
Appl-CW-Top-GasDHW-GasDry-Tier3 | DEER2018 | D17 v3 |  | Any | SFm | 2011 | CZ08 | rDXGF | Household | 1 | 2392.9 | None | 93.3 | 0.016 | 20 | 52.5 | 0.009 | 9.18 | 93.3 | 0.016 | 20 | 52.5 | 0.009 | 9.18 | DEER:Res:ClothesDishWasher | Annual | 1719 |  | Appl-CW-Top-GasDHW-GasDry-Tier3DEER2018 | Appl-CW-Top-GasDHW-GasDry-Tier3AnySFm2011CZ08DEER2018 | 8488
Appl-CW-Top-GasDHW-GasDry-Tier3 | DEER2018 | D17 v3 |  | Any | SFm | 2015 | CZ09 | rDXGF | Household | 1 | 2422.9 | None | 82.2 | 0.017 | 19.6 | 48.3 | 0.009 | 9.02 | 82.2 | 0.017 | 19.6 | 48.3 | 0.009 | 9.02 | DEER:Res:ClothesDishWasher | Annual | 1719 |  | Appl-CW-Top-GasDHW-GasDry-Tier3DEER2018 | Appl-CW-Top-GasDHW-GasDry-Tier3AnySFm2015CZ09DEER2018 | 8489
Appl-CW-Top-GasDHW-GasDry-Tier3 | DEER2018 | D17 v3 |  | Any | SFm | 2017 | CZ08 | rDXGF | Household | 1 | 2392.9 | None | 85.3 | 0.03 | 20.3 | 50.7 | 0.015 | 9.46 | 85.3 | 0.03 | 20.3 | 50.7 | 0.015 | 9.46 | DEER:Res:ClothesDishWasher | Annual | 1719 |  | Appl-CW-Top-GasDHW-GasDry-Tier3DEER2018 | Appl-CW-Top-GasDHW-GasDry-Tier3AnySFm2017CZ08DEER2018 | 8490
Appl-CW-Top-GasDHW-ElecDry-Tier3 | DEER2018 | D17 v3 |  | Any | SFm | 2011 | CZ09 | rDXGF | Household | 1 | 2422.9 | None | 523 | 0.078 | 3.12 | 281 | 0.043 | 0.42 | 523 | 0.078 | 3.12 | 281 | 0.043 | 0.42 | DEER:Res:ClothesDishWasher | Annual | 1719 |  | Appl-CW-Top-GasDHW-ElecDry-Tier3DEER2018 | Appl-CW-Top-GasDHW-ElecDry-Tier3AnySFm2011CZ09DEER2018 | 8491
Appl-CW-Top-GasDHW-GasDry-Tier3 | DEER2018 | D17 v3 |  | Any | SFm | 2017 | CZ09 | rDXGF | Household | 1 | 2422.9 | None | 79.2 | 0.018 | 19.6 | 45.6 | 0.011 | 8.99 | 79.2 | 0.018 | 19.6 | 45.6 | 0.011 | 8.99 | DEER:Res:ClothesDishWasher | Annual | 1719 |  | Appl-CW-Top-GasDHW-GasDry-Tier3DEER2018 | Appl-CW-Top-GasDHW-GasDry-Tier3AnySFm2017CZ09DEER2018 | 8492
Appl-CW-Top-GasDHW-ElecDry-Tier3 | DEER2018 | D17 v3 |  | Any | SFm | 2007 | CZ09 | rDXGF | Household | 1 | 2422.9 | None | 520 | 0.073 | 2.74 | 278 | 0.039 | 0.12 | 520 | 0.073 | 2.74 | 278 | 0.039 | 0.12 | DEER:Res:ClothesDishWasher | Annual | 1719 |  | Appl-CW-Top-GasDHW-ElecDry-Tier3DEER2018 | Appl-CW-Top-GasDHW-ElecDry-Tier3AnySFm2007CZ09DEER2018 | 8493
Appl-CW-Top-GasDHW-ElecDry-Tier3 | DEER2018 | D17 v3 |  | Any | SFm | 2015 | CZ09 | rDXGF | Household | 1 | 2422.9 | None | 516 | 0.077 | 2.8 | 276 | 0.041 | 0.16 | 516 | 0.077 | 2.8 | 276 | 0.041 | 0.16 | DEER:Res:ClothesDishWasher | Annual | 1719 |  | Appl-CW-Top-GasDHW-ElecDry-Tier3DEER2018 | Appl-CW-Top-GasDHW-ElecDry-Tier3AnySFm2015CZ09DEER2018 | 8494
Appl-CW-Top-GasDHW-ElecDry-Tier3 | DEER2018 | D17 v3 |  | Any | SFm | 2017 | CZ09 | rDXGF | Household | 1 | 2422.9 | None | 513 | 0.077 | 2.83 | 274 | 0.042 | 0.14 | 513 | 0.077 | 2.83 | 274 | 0.042 | 0.14 | DEER:Res:ClothesDishWasher | Annual | 1719 |  | Appl-CW-Top-GasDHW-ElecDry-Tier3DEER2018 | Appl-CW-Top-GasDHW-ElecDry-Tier3AnySFm2017CZ09DEER2018 | 8495
Appl-CW-Top-GasDHW-GasDry-Tier3 | DEER2018 | D17 v3 |  | Any | SFm | 2007 | CZ09 | rDXGF | Household | 1 | 2422.9 | None | 86.1 | 0.013 | 19.5 | 50.3 | 0.008 | 8.95 | 86.1 | 0.013 | 19.5 | 50.3 | 0.008 | 8.95 | DEER:Res:ClothesDishWasher | Annual | 1719 |  | Appl-CW-Top-GasDHW-GasDry-Tier3DEER2018 | Appl-CW-Top-GasDHW-GasDry-Tier3AnySFm2007CZ09DEER2018 | 8496
Appl-CW-Top-GasDHW-GasDry-Tier3 | DEER2018 | D17 v3 |  | Any | SFm | 2007 | CZ08 | rDXGF | Household | 1 | 2392.9 | None | 89.6 | 0.016 | 19.8 | 53 | 0.009 | 9.07 | 89.6 | 0.016 | 19.8 | 53 | 0.009 | 9.07 | DEER:Res:ClothesDishWasher | Annual | 1719 |  | Appl-CW-Top-GasDHW-GasDry-Tier3DEER2018 | Appl-CW-Top-GasDHW-GasDry-Tier3AnySFm2007CZ08DEER2018 | 8497
Appl-CW-Top-GasDHW-ElecDry-Tier3 | DEER2018 | D17 v3 |  | Any | SFm | 2011 | CZ08 | rDXGF | Household | 1 | 2392.9 | None | 526 | 0.076 | 3.14 | 280 | 0.041 | 0.32 | 526 | 0.076 | 3.14 | 280 | 0.041 | 0.32 | DEER:Res:ClothesDishWasher | Annual | 1719 |  | Appl-CW-Top-GasDHW-ElecDry-Tier3DEER2018 | Appl-CW-Top-GasDHW-ElecDry-Tier3AnySFm2011CZ08DEER2018 | 8498
Appl-CW-Top-GasDHW-GasDry-Tier3 | DEER2018 | D17 v3 |  | Any | SFm | 2003 | CZ08 | rDXGF | Household | 1 | 2392.9 | None | 97.2 | 0.019 | 19.7 | 56.8 | 0.01 | 9.05 | 97.2 | 0.019 | 19.7 | 56.8 | 0.01 | 9.05 | DEER:Res:ClothesDishWasher | Annual | 1719 |  | Appl-CW-Top-GasDHW-GasDry-Tier3DEER2018 | Appl-CW-Top-GasDHW-GasDry-Tier3AnySFm2003CZ08DEER2018 | 8499
Appl-CW-Top-GasDHW-ElecDry-Tier3 | DEER2018 | D17 v3 |  | Any | SFm | 1996 | CZ08 | rDXGF | Household | 1 | 2297 | None | 523 | 0.078 | 2.78 | 280 | 0.035 | 0.11 | 523 | 0.078 | 2.78 | 280 | 0.035 | 0.11 | DEER:Res:ClothesDishWasher | Annual | 1719 |  | Appl-CW-Top-GasDHW-ElecDry-Tier3DEER2018 | Appl-CW-Top-GasDHW-ElecDry-Tier3AnySFm1996CZ08DEER2018 | 8500
Appl-CW-Top-GasDHW-ElecDry-Tier3 | DEER2018 | D17 v3 |  | Any | SFm | 2003 | CZ09 | rDXGF | Household | 1 | 2422.9 | None | 521 | 0.077 | 2.44 | 279 | 0.042 | -0.06 | 521 | 0.077 | 2.44 | 279 | 0.042 | -0.06 | DEER:Res:ClothesDishWasher | Annual | 1719 |  | Appl-CW-Top-GasDHW-ElecDry-Tier3DEER2018 | Appl-CW-Top-GasDHW-ElecDry-Tier3AnySFm2003CZ09DEER2018 | 8501
Appl-CW-Top-GasDHW-GasDry-Tier3 | DEER2018 | D17 v3 |  | Any | SFm | 1996 | CZ08 | rDXGF | Household | 1 | 2297 | None | 88.9 | 0.019 | 19.6 | 52.7 | 0.004 | 8.98 | 88.9 | 0.019 | 19.6 | 52.7 | 0.004 | 8.98 | DEER:Res:ClothesDishWasher | Annual | 1719 |  | Appl-CW-Top-GasDHW-GasDry-Tier3DEER2018 | Appl-CW-Top-GasDHW-GasDry-Tier3AnySFm1996CZ08DEER2018 | 8502
Appl-CW-Top-GasDHW-GasDry-Tier3 | DEER2018 | D17 v3 |  | Any | SFm | 2003 | CZ09 | rDXGF | Household | 1 | 2422.9 | None | 86.6 | 0.016 | 19.2 | 51 | 0.012 | 8.79 | 86.6 | 0.016 | 19.2 | 51 | 0.012 | 8.79 | DEER:Res:ClothesDishWasher | Annual | 1719 |  | Appl-CW-Top-GasDHW-GasDry-Tier3DEER2018 | Appl-CW-Top-GasDHW-GasDry-Tier3AnySFm2003CZ09DEER2018 | 8503
Appl-CW-Top-GasDHW-ElecDry-Tier3 | DEER2018 | D17 v3 |  | Any | SFm | 2003 | CZ08 | rDXGF | Household | 1 | 2392.9 | None | 531 | 0.078 | 2.9 | 284 | 0.041 | 0.21 | 531 | 0.078 | 2.9 | 284 | 0.041 | 0.21 | DEER:Res:ClothesDishWasher | Annual | 1719 |  | Appl-CW-Top-GasDHW-ElecDry-Tier3DEER2018 | Appl-CW-Top-GasDHW-ElecDry-Tier3AnySFm2003CZ08DEER2018 | 8504
Appl-CW-Top-GasDHW-GasDry-Tier3 | DEER2018 | D17 v3 |  | Any | SFm | 2011 | CZ09 | rDXGF | Household | 1 | 2422.9 | None | 89.9 | 0.017 | 19.9 | 53.6 | 0.011 | 9.27 | 89.9 | 0.017 | 19.9 | 53.6 | 0.011 | 9.27 | DEER:Res:ClothesDishWasher | Annual | 1719 |  | Appl-CW-Top-GasDHW-GasDry-Tier3DEER2018 | Appl-CW-Top-GasDHW-GasDry-Tier3AnySFm2011CZ09DEER2018 | 8505
Appl-CW-Top-GasDHW-GasDry-Tier3 | DEER2018 | D17 v3 |  | Any | SFm | 1996 | CZ13 | rDXGF | Household | 1 | 2032 | None | 91.8 | 0.027 | 18.1 | 54.9 | 0.016 | 8.14 | 91.8 | 0.027 | 18.1 | 54.9 | 0.016 | 8.14 | DEER:Res:ClothesDishWasher | Annual | 1719 |  | Appl-CW-Top-GasDHW-GasDry-Tier3DEER2018 | Appl-CW-Top-GasDHW-GasDry-Tier3AnySFm1996CZ13DEER2018 | 8506
Appl-CW-Top-GasDHW-GasDry-Tier3 | DEER2018 | D17 v3 |  | Any | SFm | 1975 | CZ09 | rDXGF | Household | 1 | 1636 | None | 90.8 | 0.022 | 19.1 | 53.2 | 0.012 | 8.7 | 90.8 | 0.022 | 19.1 | 53.2 | 0.012 | 8.7 | DEER:Res:ClothesDishWasher | Annual | 1719 |  | Appl-CW-Top-GasDHW-GasDry-Tier3DEER2018 | Appl-CW-Top-GasDHW-GasDry-Tier3AnySFm1975CZ09DEER2018 | 8507
Appl-CW-Top-GasDHW-GasDry-Tier3 | DEER2018 | D17 v3 |  | Any | SFm | 2015 | CZ13 | rDXGF | Household | 1 | 1948.8 | None | 85.2 | 0.019 | 19.1 | 50.7 | 0.012 | 8.69 | 85.2 | 0.019 | 19.1 | 50.7 | 0.012 | 8.69 | DEER:Res:ClothesDishWasher | Annual | 1719 |  | Appl-CW-Top-GasDHW-GasDry-Tier3DEER2018 | Appl-CW-Top-GasDHW-GasDry-Tier3AnySFm2015CZ13DEER2018 | 8508
Appl-CW-Top-GasDHW-ElecDry-Tier3 | DEER2018 | D17 v3 |  | Any | SFm | 1996 | CZ09 | rDXGF | Household | 1 | 2186 | None | 525 | 0.08 | 2.59 | 281 | 0.043 | 0.03 | 525 | 0.08 | 2.59 | 281 | 0.043 | 0.03 | DEER:Res:ClothesDishWasher | Annual | 1719 |  | Appl-CW-Top-GasDHW-ElecDry-Tier3DEER2018 | Appl-CW-Top-GasDHW-ElecDry-Tier3AnySFm1996CZ09DEER2018 | 8509
Appl-CW-Top-GasDHW-GasDry-Tier3 | DEER2018 | D17 v3 |  | Any | SFm | 1985 | CZ08 | rDXGF | Household | 1 | 2064 | None | 91.3 | 0.02 | 19 | 52.5 | 0.012 | 8.63 | 91.3 | 0.02 | 19 | 52.5 | 0.012 | 8.63 | DEER:Res:ClothesDishWasher | Annual | 1719 |  | Appl-CW-Top-GasDHW-GasDry-Tier3DEER2018 | Appl-CW-Top-GasDHW-GasDry-Tier3AnySFm1985CZ08DEER2018 | 8510
Appl-CW-Top-GasDHW-GasDry-Tier3 | DEER2018 | D17 v3 |  | Any | SFm | 1996 | CZ09 | rDXGF | Household | 1 | 2186 | None | 91.3 | 0.02 | 19.4 | 53.7 | 0.011 | 8.88 | 91.3 | 0.02 | 19.4 | 53.7 | 0.011 | 8.88 | DEER:Res:ClothesDishWasher | Annual | 1719 |  | Appl-CW-Top-GasDHW-GasDry-Tier3DEER2018 | Appl-CW-Top-GasDHW-GasDry-Tier3AnySFm1996CZ09DEER2018 | 8511
Appl-CW-Top-GasDHW-GasDry-Tier3 | DEER2018 | D17 v3 |  | Any | SFm | 2017 | CZ10 | rDXGF | Household | 1 | 1948.8 | None | 84.1 | 0.02 | 19 | 48.7 | 0.012 | 8.67 | 84.1 | 0.02 | 19 | 48.7 | 0.012 | 8.67 | DEER:Res:ClothesDishWasher | Annual | 1719 |  | Appl-CW-Top-GasDHW-GasDry-Tier3DEER2018 | Appl-CW-Top-GasDHW-GasDry-Tier3AnySFm2017CZ10DEER2018 | 8512
Appl-CW-Top-GasDHW-ElecDry-Tier3 | DEER2018 | D17 v3 |  | Any | SFm | 1985 | CZ08 | rDXGF | Household | 1 | 2064 | None | 525 | 0.08 | 2.18 | 280 | 0.044 | -0.21 | 525 | 0.08 | 2.18 | 280 | 0.044 | -0.21 | DEER:Res:ClothesDishWasher | Annual | 1719 |  | Appl-CW-Top-GasDHW-ElecDry-Tier3DEER2018 | Appl-CW-Top-GasDHW-ElecDry-Tier3AnySFm1985CZ08DEER2018 | 8513
Appl-CW-Top-GasDHW-ElecDry-Tier3 | DEER2018 | D17 v3 |  | Any | SFm | 1975 | CZ09 | rDXGF | Household | 1 | 1636 | None | 525 | 0.081 | 2.3 | 281 | 0.044 | -0.15 | 525 | 0.081 | 2.3 | 281 | 0.044 | -0.15 | DEER:Res:ClothesDishWasher | Annual | 1719 |  | Appl-CW-Top-GasDHW-ElecDry-Tier3DEER2018 | Appl-CW-Top-GasDHW-ElecDry-Tier3AnySFm1975CZ09DEER2018 | 8514
Appl-CW-Top-GasDHW-ElecDry-Tier3 | DEER2018 | D17 v3 |  | Any | SFm | 1985 | CZ09 | rDXGF | Household | 1 | 1811 | None | 524 | 0.084 | 2.13 | 281 | 0.046 | -0.2 | 524 | 0.084 | 2.13 | 281 | 0.046 | -0.2 | DEER:Res:ClothesDishWasher | Annual | 1719 |  | Appl-CW-Top-GasDHW-ElecDry-Tier3DEER2018 | Appl-CW-Top-GasDHW-ElecDry-Tier3AnySFm1985CZ09DEER2018 | 8515
Appl-CW-Top-GasDHW-ElecDry-Tier3 | DEER2018 | D17 v3 |  | Any | SFm | 2007 | CZ13 | rDXGF | Household | 1 | 1948.8 | None | 521 | 0.079 | 2.08 | 279 | 0.042 | -0.26 | 521 | 0.079 | 2.08 | 279 | 0.042 | -0.26 | DEER:Res:ClothesDishWasher | Annual | 1719 |  | Appl-CW-Top-GasDHW-ElecDry-Tier3DEER2018 | Appl-CW-Top-GasDHW-ElecDry-Tier3AnySFm2007CZ13DEER2018 | 8516
Appl-CW-Top-GasDHW-ElecDry-Tier3 | DEER2018 | D17 v3 |  | Any | SFm | 2003 | CZ13 | rDXGF | Household | 1 | 1948.8 | None | 524 | 0.085 | 1.61 | 280 | 0.046 | -0.51 | 524 | 0.085 | 1.61 | 280 | 0.046 | -0.51 | DEER:Res:ClothesDishWasher | Annual | 1719 |  | Appl-CW-Top-GasDHW-ElecDry-Tier3DEER2018 | Appl-CW-Top-GasDHW-ElecDry-Tier3AnySFm2003CZ13DEER2018 | 8517
Appl-CW-Top-GasDHW-GasDry-Tier3 | DEER2018 | D17 v3 |  | Any | SFm | 1985 | CZ13 | rDXGF | Household | 1 | 1704 | None | 91.8 | 0.027 | 17.7 | 54.1 | 0.015 | 7.86 | 91.8 | 0.027 | 17.7 | 54.1 | 0.015 | 7.86 | DEER:Res:ClothesDishWasher | Annual | 1719 |  | Appl-CW-Top-GasDHW-GasDry-Tier3DEER2018 | Appl-CW-Top-GasDHW-GasDry-Tier3AnySFm1985CZ13DEER2018 | 8518
Appl-CW-Top-GasDHW-GasDry-Tier3 | DEER2018 | D17 v3 |  | Any | SFm | 1975 | CZ08 | rDXGF | Household | 1 | 1528 | None | 87.3 | 0.028 | 19.4 | 51.2 | 0.017 | 8.89 | 87.3 | 0.028 | 19.4 | 51.2 | 0.017 | 8.89 | DEER:Res:ClothesDishWasher | Annual | 1719 |  | Appl-CW-Top-GasDHW-GasDry-Tier3DEER2018 | Appl-CW-Top-GasDHW-GasDry-Tier3AnySFm1975CZ08DEER2018 | 8519
Appl-CW-Top-GasDHW-GasDry-Tier3 | DEER2018 | D17 v3 |  | Any | SFm | 2007 | CZ13 | rDXGF | Household | 1 | 1948.8 | None | 87.8 | 0.019 | 18.8 | 51.5 | 0.011 | 8.57 | 87.8 | 0.019 | 18.8 | 51.5 | 0.011 | 8.57 | DEER:Res:ClothesDishWasher | Annual | 1719 |  | Appl-CW-Top-GasDHW-GasDry-Tier3DEER2018 | Appl-CW-Top-GasDHW-GasDry-Tier3AnySFm2007CZ13DEER2018 | 8520
Appl-CW-Top-GasDHW-ElecDry-Tier3 | DEER2018 | D17 v3 |  | Any | SFm | 2015 | CZ10 | rDXGF | Household | 1 | 1948.8 | None | 517 | 0.078 | 2.11 | 276 | 0.042 | -0.25 | 517 | 0.078 | 2.11 | 276 | 0.042 | -0.25 | DEER:Res:ClothesDishWasher | Annual | 1719 |  | Appl-CW-Top-GasDHW-ElecDry-Tier3DEER2018 | Appl-CW-Top-GasDHW-ElecDry-Tier3AnySFm2015CZ10DEER2018 | 8521
Appl-CW-Top-GasDHW-GasDry-Tier3 | DEER2018 | D17 v3 |  | Any | SFm | 2003 | CZ13 | rDXGF | Household | 1 | 1948.8 | None | 90.1 | 0.026 | 18.4 | 52.6 | 0.015 | 8.3 | 90.1 | 0.026 | 18.4 | 52.6 | 0.015 | 8.3 | DEER:Res:ClothesDishWasher | Annual | 1719 |  | Appl-CW-Top-GasDHW-GasDry-Tier3DEER2018 | Appl-CW-Top-GasDHW-GasDry-Tier3AnySFm2003CZ13DEER2018 | 8522
Appl-CW-Top-GasDHW-ElecDry-Tier3 | DEER2018 | D17 v3 |  | Any | SFm | 1975 | CZ13 | rDXGF | Household | 1 | 1528 | None | 524 | 0.087 | 1.4 | 281 | 0.047 | -0.64 | 524 | 0.087 | 1.4 | 281 | 0.047 | -0.64 | DEER:Res:ClothesDishWasher | Annual | 1719 |  | Appl-CW-Top-GasDHW-ElecDry-Tier3DEER2018 | Appl-CW-Top-GasDHW-ElecDry-Tier3AnySFm1975CZ13DEER2018 | 8523
Appl-CW-Top-GasDHW-GasDry-Tier3 | DEER2018 | D17 v3 |  | Any | SFm | 2007 | CZ10 | rDXGF | Household | 1 | 1948.8 | None | 89 | 0.015 | 18.7 | 51.9 | 0.009 | 8.51 | 89 | 0.015 | 18.7 | 51.9 | 0.009 | 8.51 | DEER:Res:ClothesDishWasher | Annual | 1719 |  | Appl-CW-Top-GasDHW-GasDry-Tier3DEER2018 | Appl-CW-Top-GasDHW-GasDry-Tier3AnySFm2007CZ10DEER2018 | 8524
Appl-CW-Top-GasDHW-ElecDry-Tier3 | DEER2018 | D17 v3 |  | Any | SFm | 2015 | CZ13 | rDXGF | Household | 1 | 1948.8 | None | 519 | 0.078 | 2.31 | 278 | 0.042 | -0.13 | 519 | 0.078 | 2.31 | 278 | 0.042 | -0.13 | DEER:Res:ClothesDishWasher | Annual | 1719 |  | Appl-CW-Top-GasDHW-ElecDry-Tier3DEER2018 | Appl-CW-Top-GasDHW-ElecDry-Tier3AnySFm2015CZ13DEER2018 | 8525
Appl-CW-Top-GasDHW-ElecDry-Tier3 | DEER2018 | D17 v3 |  | Any | SFm | 2011 | CZ10 | rDXGF | Household | 1 | 1948.8 | None | 523 | 0.076 | 2.06 | 280 | 0.041 | -0.26 | 523 | 0.076 | 2.06 | 280 | 0.041 | -0.26 | DEER:Res:ClothesDishWasher | Annual | 1719 |  | Appl-CW-Top-GasDHW-ElecDry-Tier3DEER2018 | Appl-CW-Top-GasDHW-ElecDry-Tier3AnySFm2011CZ10DEER2018 | 8526
Appl-CW-Top-GasDHW-ElecDry-Tier3 | DEER2018 | D17 v3 |  | Any | SFm | 1996 | CZ13 | rDXGF | Household | 1 | 2032 | None | 525 | 0.086 | 1.35 | 282 | 0.046 | -0.67 | 525 | 0.086 | 1.35 | 282 | 0.046 | -0.67 | DEER:Res:ClothesDishWasher | Annual | 1719 |  | Appl-CW-Top-GasDHW-ElecDry-Tier3DEER2018 | Appl-CW-Top-GasDHW-ElecDry-Tier3AnySFm1996CZ13DEER2018 | 8527
Appl-CW-Top-GasDHW-GasDry-Tier3 | DEER2018 | D17 v3 |  | Any | SFm | 2011 | CZ13 | rDXGF | Household | 1 | 1948.8 | None | 88.3 | 0.02 | 19 | 51.7 | 0.012 | 8.65 | 88.3 | 0.02 | 19 | 51.7 | 0.012 | 8.65 | DEER:Res:ClothesDishWasher | Annual | 1719 |  | Appl-CW-Top-GasDHW-GasDry-Tier3DEER2018 | Appl-CW-Top-GasDHW-GasDry-Tier3AnySFm2011CZ13DEER2018 | 8528
Appl-CW-Top-GasDHW-GasDry-Tier3 | DEER2018 | D17 v3 |  | Any | SFm | 1985 | CZ09 | rDXGF | Household | 1 | 1811 | None | 90.6 | 0.024 | 18.9 | 53.4 | 0.014 | 8.63 | 90.6 | 0.024 | 18.9 | 53.4 | 0.014 | 8.63 | DEER:Res:ClothesDishWasher | Annual | 1719 |  | Appl-CW-Top-GasDHW-GasDry-Tier3DEER2018 | Appl-CW-Top-GasDHW-GasDry-Tier3AnySFm1985CZ09DEER2018 | 8529
Appl-CW-Top-GasDHW-GasDry-Tier3 | DEER2018 | D17 v3 |  | Any | SFm | 2017 | CZ13 | rDXGF | Household | 1 | 1948.8 | None | 84 | 0.017 | 19.1 | 49.1 | 0.01 | 8.71 | 84 | 0.017 | 19.1 | 49.1 | 0.01 | 8.71 | DEER:Res:ClothesDishWasher | Annual | 1719 |  | Appl-CW-Top-GasDHW-GasDry-Tier3DEER2018 | Appl-CW-Top-GasDHW-GasDry-Tier3AnySFm2017CZ13DEER2018 | 8530
Appl-CW-Top-GasDHW-ElecDry-Tier3 | DEER2018 | D17 v3 |  | Any | SFm | 2017 | CZ10 | rDXGF | Household | 1 | 1948.8 | None | 517 | 0.079 | 2.25 | 276 | 0.043 | -0.15 | 517 | 0.079 | 2.25 | 276 | 0.043 | -0.15 | DEER:Res:ClothesDishWasher | Annual | 1719 |  | Appl-CW-Top-GasDHW-ElecDry-Tier3DEER2018 | Appl-CW-Top-GasDHW-ElecDry-Tier3AnySFm2017CZ10DEER2018 | 8531
Appl-CW-Top-GasDHW-ElecDry-Tier3 | DEER2018 | D17 v3 |  | Any | SFm | 2007 | CZ10 | rDXGF | Household | 1 | 1948.8 | None | 522 | 0.075 | 1.99 | 279 | 0.041 | -0.33 | 522 | 0.075 | 1.99 | 279 | 0.041 | -0.33 | DEER:Res:ClothesDishWasher | Annual | 1719 |  | Appl-CW-Top-GasDHW-ElecDry-Tier3DEER2018 | Appl-CW-Top-GasDHW-ElecDry-Tier3AnySFm2007CZ10DEER2018 | 8532
Appl-CW-Top-GasDHW-ElecDry-Tier3 | DEER2018 | D17 v3 |  | Any | SFm | 2011 | CZ13 | rDXGF | Household | 1 | 1948.8 | None | 522 | 0.079 | 2.23 | 279 | 0.042 | -0.19 | 522 | 0.079 | 2.23 | 279 | 0.042 | -0.19 | DEER:Res:ClothesDishWasher | Annual | 1719 |  | Appl-CW-Top-GasDHW-ElecDry-Tier3DEER2018 | Appl-CW-Top-GasDHW-ElecDry-Tier3AnySFm2011CZ13DEER2018 | 8533
Appl-CW-Top-GasDHW-ElecDry-Tier3 | DEER2018 | D17 v3 |  | Any | SFm | 2017 | CZ13 | rDXGF | Household | 1 | 1948.8 | None | 518 | 0.078 | 2.35 | 277 | 0.042 | -0.11 | 518 | 0.078 | 2.35 | 277 | 0.042 | -0.11 | DEER:Res:ClothesDishWasher | Annual | 1719 |  | Appl-CW-Top-GasDHW-ElecDry-Tier3DEER2018 | Appl-CW-Top-GasDHW-ElecDry-Tier3AnySFm2017CZ13DEER2018 | 8534
Appl-CW-Top-GasDHW-GasDry-Tier3 | DEER2018 | D17 v3 |  | Any | SFm | 2015 | CZ10 | rDXGF | Household | 1 | 1948.8 | None | 83.5 | 0.019 | 18.9 | 48.2 | 0.011 | 8.59 | 83.5 | 0.019 | 18.9 | 48.2 | 0.011 | 8.59 | DEER:Res:ClothesDishWasher | Annual | 1719 |  | Appl-CW-Top-GasDHW-GasDry-Tier3DEER2018 | Appl-CW-Top-GasDHW-GasDry-Tier3AnySFm2015CZ10DEER2018 | 8535
Appl-CW-Top-GasDHW-GasDry-Tier3 | DEER2018 | D17 v3 |  | Any | SFm | 2011 | CZ10 | rDXGF | Household | 1 | 1948.8 | None | 89 | 0.016 | 18.8 | 51.9 | 0.009 | 8.56 | 89 | 0.016 | 18.8 | 51.9 | 0.009 | 8.56 | DEER:Res:ClothesDishWasher | Annual | 1719 |  | Appl-CW-Top-GasDHW-GasDry-Tier3DEER2018 | Appl-CW-Top-GasDHW-GasDry-Tier3AnySFm2011CZ10DEER2018 | 8536
Appl-CW-Top-GasDHW-ElecDry-Tier3 | DEER2018 | D17 v3 |  | Any | SFm | 1975 | CZ08 | rDXGF | Household | 1 | 1528 | None | 521 | 0.087 | 2.61 | 279 | 0.047 | 0.05 | 521 | 0.087 | 2.61 | 279 | 0.047 | 0.05 | DEER:Res:ClothesDishWasher | Annual | 1719 |  | Appl-CW-Top-GasDHW-ElecDry-Tier3DEER2018 | Appl-CW-Top-GasDHW-ElecDry-Tier3AnySFm1975CZ08DEER2018 | 8537
Appl-CW-Top-GasDHW-ElecDry-Tier3 | DEER2018 | D17 v3 |  | Any | SFm | 1985 | CZ13 | rDXGF | Household | 1 | 1704 | None | 526 | 0.086 | 0.89 | 282 | 0.046 | -0.94 | 526 | 0.086 | 0.89 | 282 | 0.046 | -0.94 | DEER:Res:ClothesDishWasher | Annual | 1719 |  | Appl-CW-Top-GasDHW-ElecDry-Tier3DEER2018 | Appl-CW-Top-GasDHW-ElecDry-Tier3AnySFm1985CZ13DEER2018 | 8538
Appl-CW-Top-GasDHW-GasDry-Tier3 | DEER2018 | D17 v3 |  | Any | SFm | 2003 | CZ10 | rDXGF | Household | 1 | 1948.8 | None | 92.6 | 0.018 | 18.8 | 53.9 | 0.011 | 8.53 | 92.6 | 0.018 | 18.8 | 53.9 | 0.011 | 8.53 | DEER:Res:ClothesDishWasher | Annual | 1719 |  | Appl-CW-Top-GasDHW-GasDry-Tier3DEER2018 | Appl-CW-Top-GasDHW-GasDry-Tier3AnySFm2003CZ10DEER2018 | 8539
Appl-CW-Top-GasDHW-ElecDry-Tier3 | DEER2018 | D17 v3 |  | Any | SFm | 2003 | CZ10 | rDXGF | Household | 1 | 1948.8 | None | 526 | 0.079 | 2 | 282 | 0.043 | -0.29 | 526 | 0.079 | 2 | 282 | 0.043 | -0.29 | DEER:Res:ClothesDishWasher | Annual | 1719 |  | Appl-CW-Top-GasDHW-ElecDry-Tier3DEER2018 | Appl-CW-Top-GasDHW-ElecDry-Tier3AnySFm2003CZ10DEER2018 | 8540
Appl-CW-Top-GasDHW-GasDry-Tier3 | DEER2018 | D17 v3 |  | Any | SFm | 1996 | CZ10 | rDXGF | Household | 1 | 2186 | None | 92.3 | 0.023 | 18.8 | 54 | 0.014 | 8.54 | 92.3 | 0.023 | 18.8 | 54 | 0.014 | 8.54 | DEER:Res:ClothesDishWasher | Annual | 1719 |  | Appl-CW-Top-GasDHW-GasDry-Tier3DEER2018 | Appl-CW-Top-GasDHW-GasDry-Tier3AnySFm1996CZ10DEER2018 | 8541
Appl-CW-Top-GasDHW-GasDry-Tier3 | DEER2018 | D17 v3 |  | Any | SFm | 1975 | CZ13 | rDXGF | Household | 1 | 1528 | None | 91.1 | 0.029 | 18.2 | 53.2 | 0.017 | 8.19 | 91.1 | 0.029 | 18.2 | 53.2 | 0.017 | 8.19 | DEER:Res:ClothesDishWasher | Annual | 1719 |  | Appl-CW-Top-GasDHW-GasDry-Tier3DEER2018 | Appl-CW-Top-GasDHW-GasDry-Tier3AnySFm1975CZ13DEER2018 | 8542
Appl-CW-Top-GasDHW-ElecDry-Tier3 | DEER2018 | D17 v3 |  | Any | SFm | 1996 | CZ10 | rDXGF | Household | 1 | 2186 | None | 526 | 0.082 | 1.99 | 282 | 0.045 | -0.29 | 526 | 0.082 | 1.99 | 282 | 0.045 | -0.29 | DEER:Res:ClothesDishWasher | Annual | 1719 |  | Appl-CW-Top-GasDHW-ElecDry-Tier3DEER2018 | Appl-CW-Top-GasDHW-ElecDry-Tier3AnySFm1996CZ10DEER2018 | 8543
Appl-CW-Top-GasDHW-ElecDry-Tier3 | DEER2018 | D17 v3 |  | Any | SFm | 1985 | CZ10 | rDXGF | Household | 1 | 1811 | None | 523 | 0.088 | 1.7 | 280 | 0.047 | -0.47 | 523 | 0.088 | 1.7 | 280 | 0.047 | -0.47 | DEER:Res:ClothesDishWasher | Annual | 1719 |  | Appl-CW-Top-GasDHW-ElecDry-Tier3DEER2018 | Appl-CW-Top-GasDHW-ElecDry-Tier3AnySFm1985CZ10DEER2018 | 8544
Appl-CW-Top-GasDHW-GasDry-Tier3 | DEER2018 | D17 v3 |  | Any | SFm | 1985 | CZ10 | rDXGF | Household | 1 | 1811 | None | 89 | 0.029 | 18.5 | 52 | 0.016 | 8.36 | 89 | 0.029 | 18.5 | 52 | 0.016 | 8.36 | DEER:Res:ClothesDishWasher | Annual | 1719 |  | Appl-CW-Top-GasDHW-GasDry-Tier3DEER2018 | Appl-CW-Top-GasDHW-GasDry-Tier3AnySFm1985CZ10DEER2018 | 8545
Appl-CW-Top-GasDHW-ElecDry-Tier3 | DEER2018 | D17 v3 |  | Any | SFm | 1975 | CZ10 | rDXGF | Household | 1 | 1636 | None | 520 | 0.092 | 1.79 | 278 | 0.05 | -0.43 | 520 | 0.092 | 1.79 | 278 | 0.05 | -0.43 | DEER:Res:ClothesDishWasher | Annual | 1719 |  | Appl-CW-Top-GasDHW-ElecDry-Tier3DEER2018 | Appl-CW-Top-GasDHW-ElecDry-Tier3AnySFm1975CZ10DEER2018 | 8546
Appl-CW-Top-GasDHW-GasDry-Tier3 | DEER2018 | D17 v3 |  | Any | SFm | 1975 | CZ10 | rDXGF | Household | 1 | 1636 | None | 86.1 | 0.033 | 18.6 | 50.4 | 0.019 | 8.4 | 86.1 | 0.033 | 18.6 | 50.4 | 0.019 | 8.4 | DEER:Res:ClothesDishWasher | Annual | 1719 |  | Appl-CW-Top-GasDHW-GasDry-Tier3DEER2018 | Appl-CW-Top-GasDHW-GasDry-Tier3AnySFm1975CZ10DEER2018 | 8547
Appl-CW-Top-GasDHW-ElecDry-Tier2 | DEER2018 | D17 v3 |  | Any | MFm | 2015 | CZ16 | rDXGF | Household | 1 | 998.7 | None | 349 | 0.052 | 2.89 | 157 | 0.024 | 0.48 | 349 | 0.052 | 2.89 | 157 | 0.024 | 0.48 | DEER:Res:ClothesDishWasher | Annual | 1719 |  | Appl-CW-Top-GasDHW-ElecDry-Tier2DEER2018 | Appl-CW-Top-GasDHW-ElecDry-Tier2AnyMFm2015CZ16DEER2018 | 8548
Appl-CW-Top-GasDHW-GasDry-Tier2 | DEER2018 | D17 v3 |  | Any | MFm | 1985 | CZ01 | rDXGF | Household | 1 | 1152 | None | 48.5 | 0.007 | 12.9 | 26.8 | 0.004 | 4.74 | 48.5 | 0.007 | 12.9 | 26.8 | 0.004 | 4.74 | DEER:Res:ClothesDishWasher | Annual | 1719 |  | Appl-CW-Top-GasDHW-GasDry-Tier2DEER2018 | Appl-CW-Top-GasDHW-GasDry-Tier2AnyMFm1985CZ01DEER2018 | 8549
Appl-CW-Top-GasDHW-ElecDry-Tier2 | DEER2018 | D17 v3 |  | Any | MFm | 1985 | CZ01 | rDXGF | Household | 1 | 1152 | None | 341 | 0.048 | 1.71 | 153 | 0.022 | -0.11 | 341 | 0.048 | 1.71 | 153 | 0.022 | -0.11 | DEER:Res:ClothesDishWasher | Annual | 1719 |  | Appl-CW-Top-GasDHW-ElecDry-Tier2DEER2018 | Appl-CW-Top-GasDHW-ElecDry-Tier2AnyMFm1985CZ01DEER2018 | 8550
Appl-CW-Top-GasDHW-ElecDry-Tier2 | DEER2018 | D17 v3 |  | Any | MFm | 2007 | CZ16 | rDXGF | Household | 1 | 998.7 | None | 350 | 0.052 | 2.99 | 157 | 0.023 | 0.53 | 350 | 0.052 | 2.99 | 157 | 0.023 | 0.53 | DEER:Res:ClothesDishWasher | Annual | 1719 |  | Appl-CW-Top-GasDHW-ElecDry-Tier2DEER2018 | Appl-CW-Top-GasDHW-ElecDry-Tier2AnyMFm2007CZ16DEER2018 | 8551
Appl-CW-Top-GasDHW-GasDry-Tier2 | DEER2018 | D17 v3 |  | Any | MFm | 1975 | CZ01 | rDXGF | Household | 1 | 1070.2 | None | 48.8 | 0.007 | 13.3 | 27 | 0.004 | 4.93 | 48.8 | 0.007 | 13.3 | 27 | 0.004 | 4.93 | DEER:Res:ClothesDishWasher | Annual | 1719 |  | Appl-CW-Top-GasDHW-GasDry-Tier2DEER2018 | Appl-CW-Top-GasDHW-GasDry-Tier2AnyMFm1975CZ01DEER2018 | 8552
Appl-CW-Top-GasDHW-GasDry-Tier2 | DEER2018 | D17 v3 |  | Any | MFm | 2017 | CZ16 | rDXGF | Household | 1 | 998.7 | None | 57 | 0.011 | 14.2 | 31 | 0.006 | 5.37 | 57 | 0.011 | 14.2 | 31 | 0.006 | 5.37 | DEER:Res:ClothesDishWasher | Annual | 1719 |  | Appl-CW-Top-GasDHW-GasDry-Tier2DEER2018 | Appl-CW-Top-GasDHW-GasDry-Tier2AnyMFm2017CZ16DEER2018 | 8553
Appl-CW-Top-GasDHW-ElecDry-Tier2 | DEER2018 | D17 v3 |  | Any | MFm | 2017 | CZ16 | rDXGF | Household | 1 | 998.7 | None | 349 | 0.051 | 2.94 | 157 | 0.023 | 0.5 | 349 | 0.051 | 2.94 | 157 | 0.023 | 0.5 | DEER:Res:ClothesDishWasher | Annual | 1719 |  | Appl-CW-Top-GasDHW-ElecDry-Tier2DEER2018 | Appl-CW-Top-GasDHW-ElecDry-Tier2AnyMFm2017CZ16DEER2018 | 8554
Appl-CW-Top-GasDHW-GasDry-Tier2 | DEER2018 | D17 v3 |  | Any | MFm | 2011 | CZ16 | rDXGF | Household | 1 | 998.7 | None | 58 | 0.011 | 14.3 | 31.4 | 0.006 | 5.41 | 58 | 0.011 | 14.3 | 31.4 | 0.006 | 5.41 | DEER:Res:ClothesDishWasher | Annual | 1719 |  | Appl-CW-Top-GasDHW-GasDry-Tier2DEER2018 | Appl-CW-Top-GasDHW-GasDry-Tier2AnyMFm2011CZ16DEER2018 | 8555
Appl-CW-Top-GasDHW-GasDry-Tier2 | DEER2018 | D17 v3 |  | Any | MFm | 2007 | CZ16 | rDXGF | Household | 1 | 998.7 | None | 57.7 | 0.011 | 14.3 | 31.4 | 0.006 | 5.4 | 57.7 | 0.011 | 14.3 | 31.4 | 0.006 | 5.4 | DEER:Res:ClothesDishWasher | Annual | 1719 |  | Appl-CW-Top-GasDHW-GasDry-Tier2DEER2018 | Appl-CW-Top-GasDHW-GasDry-Tier2AnyMFm2007CZ16DEER2018 | 8556
Appl-CW-Top-GasDHW-ElecDry-Tier2 | DEER2018 | D17 v3 |  | Any | MFm | 1985 | CZ16 | rDXGF | Household | 1 | 1152 | None | 352 | 0.054 | 2.92 | 158 | 0.025 | 0.49 | 352 | 0.054 | 2.92 | 158 | 0.025 | 0.49 | DEER:Res:ClothesDishWasher | Annual | 1719 |  | Appl-CW-Top-GasDHW-ElecDry-Tier2DEER2018 | Appl-CW-Top-GasDHW-ElecDry-Tier2AnyMFm1985CZ16DEER2018 | 8557
Appl-CW-Top-GasDHW-GasDry-Tier2 | DEER2018 | D17 v3 |  | Any | MFm | 1985 | CZ16 | rDXGF | Household | 1 | 1152 | None | 59.3 | 0.014 | 14.2 | 32.1 | 0.007 | 5.37 | 59.3 | 0.014 | 14.2 | 32.1 | 0.007 | 5.37 | DEER:Res:ClothesDishWasher | Annual | 1719 |  | Appl-CW-Top-GasDHW-GasDry-Tier2DEER2018 | Appl-CW-Top-GasDHW-GasDry-Tier2AnyMFm1985CZ16DEER2018 | 8558
Appl-CW-Top-GasDHW-ElecDry-Tier2 | DEER2018 | D17 v3 |  | Any | MFm | 1996 | CZ01 | rDXGF | Household | 1 | 981.6 | None | 341 | 0.048 | 1.92 | 153 | 0.022 | 0.23 | 341 | 0.048 | 1.92 | 153 | 0.022 | 0.23 | DEER:Res:ClothesDishWasher | Annual | 1719 |  | Appl-CW-Top-GasDHW-ElecDry-Tier2DEER2018 | Appl-CW-Top-GasDHW-ElecDry-Tier2AnyMFm1996CZ01DEER2018 | 8559
Appl-CW-Top-GasDHW-GasDry-Tier2 | DEER2018 | D17 v3 |  | Any | MFm | 2015 | CZ16 | rDXGF | Household | 1 | 998.7 | None | 57.1 | 0.012 | 14.1 | 31.1 | 0.006 | 5.34 | 57.1 | 0.012 | 14.1 | 31.1 | 0.006 | 5.34 | DEER:Res:ClothesDishWasher | Annual | 1719 |  | Appl-CW-Top-GasDHW-GasDry-Tier2DEER2018 | Appl-CW-Top-GasDHW-GasDry-Tier2AnyMFm2015CZ16DEER2018 | 8560
Appl-CW-Top-GasDHW-ElecDry-Tier2 | DEER2018 | D17 v3 |  | Any | MFm | 2011 | CZ16 | rDXGF | Household | 1 | 998.7 | None | 350 | 0.051 | 3.03 | 157 | 0.023 | 0.54 | 350 | 0.051 | 3.03 | 157 | 0.023 | 0.54 | DEER:Res:ClothesDishWasher | Annual | 1719 |  | Appl-CW-Top-GasDHW-ElecDry-Tier2DEER2018 | Appl-CW-Top-GasDHW-ElecDry-Tier2AnyMFm2011CZ16DEER2018 | 8561
Appl-CW-Top-GasDHW-ElecDry-Tier2 | DEER2018 | D17 v3 |  | Any | MFm | 1975 | CZ01 | rDXGF | Household | 1 | 1070.2 | None | 341 | 0.047 | 2.08 | 153 | 0.021 | 0.06 | 341 | 0.047 | 2.08 | 153 | 0.021 | 0.06 | DEER:Res:ClothesDishWasher | Annual | 1719 |  | Appl-CW-Top-GasDHW-ElecDry-Tier2DEER2018 | Appl-CW-Top-GasDHW-ElecDry-Tier2AnyMFm1975CZ01DEER2018 | 8562
Appl-CW-Top-GasDHW-ElecDry-Tier2 | DEER2018 | D17 v3 |  | Any | MFm | 2007 | CZ01 | rDXGF | Household | 1 | 998.7 | None | 341 | 0.048 | 2.17 | 153 | 0.022 | 0.04 | 341 | 0.048 | 2.17 | 153 | 0.022 | 0.04 | DEER:Res:ClothesDishWasher | Annual | 1719 |  | Appl-CW-Top-GasDHW-ElecDry-Tier2DEER2018 | Appl-CW-Top-GasDHW-ElecDry-Tier2AnyMFm2007CZ01DEER2018 | 8563
Appl-CW-Top-GasDHW-GasDry-Tier2 | DEER2018 | D17 v3 |  | Any | MFm | 2007 | CZ01 | rDXGF | Household | 1 | 998.7 | None | 48.2 | 0.007 | 13.2 | 26.6 | 0.004 | 4.78 | 48.2 | 0.007 | 13.2 | 26.6 | 0.004 | 4.78 | DEER:Res:ClothesDishWasher | Annual | 1719 |  | Appl-CW-Top-GasDHW-GasDry-Tier2DEER2018 | Appl-CW-Top-GasDHW-GasDry-Tier2AnyMFm2007CZ01DEER2018 | 8564
Appl-CW-Top-GasDHW-GasDry-Tier2 | DEER2018 | D17 v3 |  | Any | MFm | 1975 | CZ16 | rDXGF | Household | 1 | 1070.2 | None | 57.7 | 0.013 | 14.3 | 31.4 | 0.007 | 5.39 | 57.7 | 0.013 | 14.3 | 31.4 | 0.007 | 5.39 | DEER:Res:ClothesDishWasher | Annual | 1719 |  | Appl-CW-Top-GasDHW-GasDry-Tier2DEER2018 | Appl-CW-Top-GasDHW-GasDry-Tier2AnyMFm1975CZ16DEER2018 | 8565
Appl-CW-Top-GasDHW-GasDry-Tier2 | DEER2018 | D17 v3 |  | Any | MFm | 2011 | CZ01 | rDXGF | Household | 1 | 998.7 | None | 49.2 | 0.007 | 13.6 | 27.2 | 0.004 | 5.06 | 49.2 | 0.007 | 13.6 | 27.2 | 0.004 | 5.06 | DEER:Res:ClothesDishWasher | Annual | 1719 |  | Appl-CW-Top-GasDHW-GasDry-Tier2DEER2018 | Appl-CW-Top-GasDHW-GasDry-Tier2AnyMFm2011CZ01DEER2018 | 8566
Appl-CW-Top-GasDHW-GasDry-Tier2 | DEER2018 | D17 v3 |  | Any | MFm | 1996 | CZ01 | rDXGF | Household | 1 | 981.6 | None | 48.8 | 0.007 | 13.7 | 26.6 | 0.004 | 4.89 | 48.8 | 0.007 | 13.7 | 26.6 | 0.004 | 4.89 | DEER:Res:ClothesDishWasher | Annual | 1719 |  | Appl-CW-Top-GasDHW-GasDry-Tier2DEER2018 | Appl-CW-Top-GasDHW-GasDry-Tier2AnyMFm1996CZ01DEER2018 | 8567
Appl-CW-Top-GasDHW-GasDry-Tier2 | DEER2018 | D17 v3 |  | Any | MFm | 1996 | CZ16 | rDXGF | Household | 1 | 981.6 | None | 59.6 | 0.014 | 14.2 | 32.4 | 0.007 | 5.36 | 59.6 | 0.014 | 14.2 | 32.4 | 0.007 | 5.36 | DEER:Res:ClothesDishWasher | Annual | 1719 |  | Appl-CW-Top-GasDHW-GasDry-Tier2DEER2018 | Appl-CW-Top-GasDHW-GasDry-Tier2AnyMFm1996CZ16DEER2018 | 8568
Appl-CW-Top-GasDHW-ElecDry-Tier2 | DEER2018 | D17 v3 |  | Any | MFm | 2003 | CZ01 | rDXGF | Household | 1 | 998.7 | None | 342 | 0.047 | 2.65 | 154 | 0.021 | 0.38 | 342 | 0.047 | 2.65 | 154 | 0.021 | 0.38 | DEER:Res:ClothesDishWasher | Annual | 1719 |  | Appl-CW-Top-GasDHW-ElecDry-Tier2DEER2018 | Appl-CW-Top-GasDHW-ElecDry-Tier2AnyMFm2003CZ01DEER2018 | 8569
Appl-CW-Top-GasDHW-GasDry-Tier2 | DEER2018 | D17 v3 |  | Any | MFm | 2003 | CZ01 | rDXGF | Household | 1 | 998.7 | None | 49.6 | 0.008 | 14 | 27.4 | 0.004 | 5.24 | 49.6 | 0.008 | 14 | 27.4 | 0.004 | 5.24 | DEER:Res:ClothesDishWasher | Annual | 1719 |  | Appl-CW-Top-GasDHW-GasDry-Tier2DEER2018 | Appl-CW-Top-GasDHW-GasDry-Tier2AnyMFm2003CZ01DEER2018 | 8570
Appl-CW-Top-GasDHW-ElecDry-Tier2 | DEER2018 | D17 v3 |  | Any | DMo | MH06 | CZ01 | rDXGF | Household | 1 | 1242 | None | 337 | 0.046 | 1.51 | 151 | 0.021 | -0.19 | 337 | 0.046 | 1.51 | 151 | 0.021 | -0.19 | DEER:Res:ClothesDishWasher | Annual | 1719 |  | Appl-CW-Top-GasDHW-ElecDry-Tier2DEER2018 | Appl-CW-Top-GasDHW-ElecDry-Tier2AnyDMoMH06CZ01DEER2018 | 8571
Appl-CW-Top-GasDHW-ElecDry-Tier2 | DEER2018 | D17 v3 |  | Any | DMo | MH00 | CZ01 | rDXGF | Household | 1 | 1242 | None | 337 | 0.047 | 2.18 | 151 | 0.021 | 0.14 | 337 | 0.047 | 2.18 | 151 | 0.021 | 0.14 | DEER:Res:ClothesDishWasher | Annual | 1719 |  | Appl-CW-Top-GasDHW-ElecDry-Tier2DEER2018 | Appl-CW-Top-GasDHW-ElecDry-Tier2AnyDMoMH00CZ01DEER2018 | 8572
Appl-CW-Top-GasDHW-ElecDry-Tier2 | DEER2018 | D17 v3 |  | Any | MFm | 2003 | CZ16 | rDXGF | Household | 1 | 998.7 | None | 352 | 0.054 | 3.03 | 158 | 0.024 | 0.55 | 352 | 0.054 | 3.03 | 158 | 0.024 | 0.55 | DEER:Res:ClothesDishWasher | Annual | 1719 |  | Appl-CW-Top-GasDHW-ElecDry-Tier2DEER2018 | Appl-CW-Top-GasDHW-ElecDry-Tier2AnyMFm2003CZ16DEER2018 | 8573
Appl-CW-Top-GasDHW-GasDry-Tier2 | DEER2018 | D17 v3 |  | Any | DMo | MH15 | CZ01 | rDXGF | Household | 1 | 1242 | None | 49 | 0.007 | 12.9 | 27 | 0.003 | 4.74 | 49 | 0.007 | 12.9 | 27 | 0.003 | 4.74 | DEER:Res:ClothesDishWasher | Annual | 1719 |  | Appl-CW-Top-GasDHW-GasDry-Tier2DEER2018 | Appl-CW-Top-GasDHW-GasDry-Tier2AnyDMoMH15CZ01DEER2018 | 8574
Appl-CW-Top-GasDHW-GasDry-Tier2 | DEER2018 | D17 v3 |  | Any | MFm | 2015 | CZ01 | rDXGF | Household | 1 | 998.7 | None | 49.9 | 0.008 | 13.9 | 27.4 | 0.004 | 5.15 | 49.9 | 0.008 | 13.9 | 27.4 | 0.004 | 5.15 | DEER:Res:ClothesDishWasher | Annual | 1719 |  | Appl-CW-Top-GasDHW-GasDry-Tier2DEER2018 | Appl-CW-Top-GasDHW-GasDry-Tier2AnyMFm2015CZ01DEER2018 | 8575
Appl-CW-Top-GasDHW-ElecDry-Tier2 | DEER2018 | D17 v3 |  | Any | DMo | MH15 | CZ01 | rDXGF | Household | 1 | 1242 | None | 338 | 0.047 | 1.8 | 151 | 0.021 | -0.04 | 338 | 0.047 | 1.8 | 151 | 0.021 | -0.04 | DEER:Res:ClothesDishWasher | Annual | 1719 |  | Appl-CW-Top-GasDHW-ElecDry-Tier2DEER2018 | Appl-CW-Top-GasDHW-ElecDry-Tier2AnyDMoMH15CZ01DEER2018 | 8576
Appl-CW-Top-GasDHW-GasDry-Tier2 | DEER2018 | D17 v3 |  | Any | DMo | MH85 | CZ01 | rDXGF | Household | 1 | 1242 | None | 48.3 | 0.007 | 12.6 | 26.6 | 0.004 | 4.57 | 48.3 | 0.007 | 12.6 | 26.6 | 0.004 | 4.57 | DEER:Res:ClothesDishWasher | Annual | 1719 |  | Appl-CW-Top-GasDHW-GasDry-Tier2DEER2018 | Appl-CW-Top-GasDHW-GasDry-Tier2AnyDMoMH85CZ01DEER2018 | 8577
Appl-CW-Top-GasDHW-ElecDry-Tier2 | DEER2018 | D17 v3 |  | Any | MFm | 2011 | CZ01 | rDXGF | Household | 1 | 998.7 | None | 342 | 0.048 | 2.42 | 153 | 0.022 | 0.28 | 342 | 0.048 | 2.42 | 153 | 0.022 | 0.28 | DEER:Res:ClothesDishWasher | Annual | 1719 |  | Appl-CW-Top-GasDHW-ElecDry-Tier2DEER2018 | Appl-CW-Top-GasDHW-ElecDry-Tier2AnyMFm2011CZ01DEER2018 | 8578
Appl-CW-Top-GasDHW-GasDry-Tier2 | DEER2018 | D17 v3 |  | Any | MFm | 2003 | CZ16 | rDXGF | Household | 1 | 998.7 | None | 59.7 | 0.014 | 14.3 | 32.4 | 0.007 | 5.42 | 59.7 | 0.014 | 14.3 | 32.4 | 0.007 | 5.42 | DEER:Res:ClothesDishWasher | Annual | 1719 |  | Appl-CW-Top-GasDHW-GasDry-Tier2DEER2018 | Appl-CW-Top-GasDHW-GasDry-Tier2AnyMFm2003CZ16DEER2018 | 8579
Appl-CW-Top-GasDHW-ElecDry-Tier2 | DEER2018 | D17 v3 |  | Any | MFm | 1996 | CZ16 | rDXGF | Household | 1 | 981.6 | None | 352 | 0.054 | 2.93 | 158 | 0.024 | 0.49 | 352 | 0.054 | 2.93 | 158 | 0.024 | 0.49 | DEER:Res:ClothesDishWasher | Annual | 1719 |  | Appl-CW-Top-GasDHW-ElecDry-Tier2DEER2018 | Appl-CW-Top-GasDHW-ElecDry-Tier2AnyMFm1996CZ16DEER2018 | 8580
Appl-CW-Top-GasDHW-GasDry-Tier2 | DEER2018 | D17 v3 |  | Any | DMo | MH06 | CZ01 | rDXGF | Household | 1 | 1242 | None | 48.5 | 0.007 | 12.6 | 26.8 | 0.004 | 4.59 | 48.5 | 0.007 | 12.6 | 26.8 | 0.004 | 4.59 | DEER:Res:ClothesDishWasher | Annual | 1719 |  | Appl-CW-Top-GasDHW-GasDry-Tier2DEER2018 | Appl-CW-Top-GasDHW-GasDry-Tier2AnyDMoMH06CZ01DEER2018 | 8581
Appl-CW-Top-GasDHW-ElecDry-Tier2 | DEER2018 | D17 v3 |  | Any | DMo | MH85 | CZ01 | rDXGF | Household | 1 | 1242 | None | 337 | 0.047 | 1.5 | 151 | 0.021 | -0.2 | 337 | 0.047 | 1.5 | 151 | 0.021 | -0.2 | DEER:Res:ClothesDishWasher | Annual | 1719 |  | Appl-CW-Top-GasDHW-ElecDry-Tier2DEER2018 | Appl-CW-Top-GasDHW-ElecDry-Tier2AnyDMoMH85CZ01DEER2018 | 8582
Appl-CW-Top-GasDHW-GasDry-Tier2 | DEER2018 | D17 v3 |  | Any | DMo | MH00 | CZ01 | rDXGF | Household | 1 | 1242 | None | 48.9 | 0.007 | 13.3 | 27 | 0.004 | 4.93 | 48.9 | 0.007 | 13.3 | 27 | 0.004 | 4.93 | DEER:Res:ClothesDishWasher | Annual | 1719 |  | Appl-CW-Top-GasDHW-GasDry-Tier2DEER2018 | Appl-CW-Top-GasDHW-GasDry-Tier2AnyDMoMH00CZ01DEER2018 | 8583
Appl-CW-Top-GasDHW-ElecDry-Tier2 | DEER2018 | D17 v3 |  | Any | MFm | 1975 | CZ16 | rDXGF | Household | 1 | 1070.2 | None | 350 | 0.053 | 2.98 | 157 | 0.024 | 0.52 | 350 | 0.053 | 2.98 | 157 | 0.024 | 0.52 | DEER:Res:ClothesDishWasher | Annual | 1719 |  | Appl-CW-Top-GasDHW-ElecDry-Tier2DEER2018 | Appl-CW-Top-GasDHW-ElecDry-Tier2AnyMFm1975CZ16DEER2018 | 8584
Appl-CW-Top-GasDHW-GasDry-Tier2 | DEER2018 | D17 v3 |  | Any | DMo | MH72 | CZ01 | rDXGF | Household | 1 | 1196 | None | 49.3 | 0.007 | 13.6 | 27.2 | 0.004 | 5.08 | 49.3 | 0.007 | 13.6 | 27.2 | 0.004 | 5.08 | DEER:Res:ClothesDishWasher | Annual | 1719 |  | Appl-CW-Top-GasDHW-GasDry-Tier2DEER2018 | Appl-CW-Top-GasDHW-GasDry-Tier2AnyDMoMH72CZ01DEER2018 | 8585
Appl-CW-Top-GasDHW-ElecDry-Tier2 | DEER2018 | D17 v3 |  | Any | DMo | MH72 | CZ01 | rDXGF | Household | 1 | 1196 | None | 338 | 0.047 | 2.46 | 151 | 0.021 | 0.27 | 338 | 0.047 | 2.46 | 151 | 0.021 | 0.27 | DEER:Res:ClothesDishWasher | Annual | 1719 |  | Appl-CW-Top-GasDHW-ElecDry-Tier2DEER2018 | Appl-CW-Top-GasDHW-ElecDry-Tier2AnyDMoMH72CZ01DEER2018 | 8586
Appl-CW-Top-GasDHW-ElecDry-Tier2 | DEER2018 | D17 v3 |  | Any | MFm | 2017 | CZ01 | rDXGF | Household | 1 | 998.7 | None | 343 | 0.048 | 2.74 | 154 | 0.021 | 0.52 | 343 | 0.048 | 2.74 | 154 | 0.021 | 0.52 | DEER:Res:ClothesDishWasher | Annual | 1719 |  | Appl-CW-Top-GasDHW-ElecDry-Tier2DEER2018 | Appl-CW-Top-GasDHW-ElecDry-Tier2AnyMFm2017CZ01DEER2018 | 8587
Appl-CW-Top-GasDHW-ElecDry-Tier2 | DEER2018 | D17 v3 |  | Any | MFm | 2015 | CZ01 | rDXGF | Household | 1 | 998.7 | None | 342 | 0.047 | 2.6 | 154 | 0.021 | 0.41 | 342 | 0.047 | 2.6 | 154 | 0.021 | 0.41 | DEER:Res:ClothesDishWasher | Annual | 1719 |  | Appl-CW-Top-GasDHW-ElecDry-Tier2DEER2018 | Appl-CW-Top-GasDHW-ElecDry-Tier2AnyMFm2015CZ01DEER2018 | 8588
Appl-CW-Top-GasDHW-GasDry-Tier2 | DEER2018 | D17 v3 |  | Any | MFm | 2017 | CZ01 | rDXGF | Household | 1 | 998.7 | None | 50.3 | 0.008 | 14.1 | 27.6 | 0.004 | 5.22 | 50.3 | 0.008 | 14.1 | 27.6 | 0.004 | 5.22 | DEER:Res:ClothesDishWasher | Annual | 1719 |  | Appl-CW-Top-GasDHW-GasDry-Tier2DEER2018 | Appl-CW-Top-GasDHW-GasDry-Tier2AnyMFm2017CZ01DEER2018 | 8589
Appl-CW-Top-GasDHW-ElecDry-Tier2 | DEER2018 | D17 v3 |  | Any | DMo | MH85 | CZ16 | rDXGF | Household | 1 | 1242 | None | 348 | 0.056 | 1.85 | 157 | 0.025 | -0.04 | 348 | 0.056 | 1.85 | 157 | 0.025 | -0.04 | DEER:Res:ClothesDishWasher | Annual | 1719 |  | Appl-CW-Top-GasDHW-ElecDry-Tier2DEER2018 | Appl-CW-Top-GasDHW-ElecDry-Tier2AnyDMoMH85CZ16DEER2018 | 8590
Appl-CW-Top-GasDHW-ElecDry-Tier2 | DEER2018 | D17 v3 |  | Any | DMo | MH06 | CZ16 | rDXGF | Household | 1 | 1242 | None | 346 | 0.055 | 2.72 | 156 | 0.024 | 0.4 | 346 | 0.055 | 2.72 | 156 | 0.024 | 0.4 | DEER:Res:ClothesDishWasher | Annual | 1719 |  | Appl-CW-Top-GasDHW-ElecDry-Tier2DEER2018 | Appl-CW-Top-GasDHW-ElecDry-Tier2AnyDMoMH06CZ16DEER2018 | 8591
Appl-CW-Top-GasDHW-ElecDry-Tier2 | DEER2018 | D17 v3 |  | Any | DMo | MH15 | CZ16 | rDXGF | Household | 1 | 1242 | None | 345 | 0.053 | 2.67 | 155 | 0.023 | 0.38 | 345 | 0.053 | 2.67 | 155 | 0.023 | 0.38 | DEER:Res:ClothesDishWasher | Annual | 1719 |  | Appl-CW-Top-GasDHW-ElecDry-Tier2DEER2018 | Appl-CW-Top-GasDHW-ElecDry-Tier2AnyDMoMH15CZ16DEER2018 | 8592
Appl-CW-Top-GasDHW-GasDry-Tier2 | DEER2018 | D17 v3 |  | Any | DMo | MH06 | CZ16 | rDXGF | Household | 1 | 1242 | None | 57.7 | 0.016 | 13.8 | 31.4 | 0.008 | 5.2 | 57.7 | 0.016 | 13.8 | 31.4 | 0.008 | 5.2 | DEER:Res:ClothesDishWasher | Annual | 1719 |  | Appl-CW-Top-GasDHW-GasDry-Tier2DEER2018 | Appl-CW-Top-GasDHW-GasDry-Tier2AnyDMoMH06CZ16DEER2018 | 8593
Appl-CW-Top-GasDHW-ElecDry-Tier2 | DEER2018 | D17 v3 |  | Any | DMo | MH72 | CZ16 | rDXGF | Household | 1 | 1196 | None | 351 | 0.056 | 2.41 | 158 | 0.026 | 0.23 | 351 | 0.056 | 2.41 | 158 | 0.026 | 0.23 | DEER:Res:ClothesDishWasher | Annual | 1719 |  | Appl-CW-Top-GasDHW-ElecDry-Tier2DEER2018 | Appl-CW-Top-GasDHW-ElecDry-Tier2AnyDMoMH72CZ16DEER2018 | 8594
Appl-CW-Top-GasDHW-ElecDry-Tier2 | DEER2018 | D17 v3 |  | Any | DMo | MH00 | CZ16 | rDXGF | Household | 1 | 1242 | None | 349 | 0.063 | 2.66 | 157 | 0.031 | 0.38 | 349 | 0.063 | 2.66 | 157 | 0.031 | 0.38 | DEER:Res:ClothesDishWasher | Annual | 1719 |  | Appl-CW-Top-GasDHW-ElecDry-Tier2DEER2018 | Appl-CW-Top-GasDHW-ElecDry-Tier2AnyDMoMH00CZ16DEER2018 | 8595
Appl-CW-Top-GasDHW-GasDry-Tier2 | DEER2018 | D17 v3 |  | Any | DMo | MH15 | CZ16 | rDXGF | Household | 1 | 1242 | None | 57.1 | 0.013 | 13.8 | 31.3 | 0.005 | 5.19 | 57.1 | 0.013 | 13.8 | 31.3 | 0.005 | 5.19 | DEER:Res:ClothesDishWasher | Annual | 1719 |  | Appl-CW-Top-GasDHW-GasDry-Tier2DEER2018 | Appl-CW-Top-GasDHW-GasDry-Tier2AnyDMoMH15CZ16DEER2018 | 8596
Appl-CW-Top-GasDHW-GasDry-Tier2 | DEER2018 | D17 v3 |  | Any | DMo | MH72 | CZ16 | rDXGF | Household | 1 | 1196 | None | 63 | 0.016 | 13.5 | 33.8 | 0.008 | 5.03 | 63 | 0.016 | 13.5 | 33.8 | 0.008 | 5.03 | DEER:Res:ClothesDishWasher | Annual | 1719 |  | Appl-CW-Top-GasDHW-GasDry-Tier2DEER2018 | Appl-CW-Top-GasDHW-GasDry-Tier2AnyDMoMH72CZ16DEER2018 | 8597
Appl-CW-Top-GasDHW-GasDry-Tier2 | DEER2018 | D17 v3 |  | Any | DMo | MH00 | CZ16 | rDXGF | Household | 1 | 1242 | None | 61.7 | 0.022 | 13.8 | 33.4 | 0.013 | 5.17 | 61.7 | 0.022 | 13.8 | 33.4 | 0.013 | 5.17 | DEER:Res:ClothesDishWasher | Annual | 1719 |  | Appl-CW-Top-GasDHW-GasDry-Tier2DEER2018 | Appl-CW-Top-GasDHW-GasDry-Tier2AnyDMoMH00CZ16DEER2018 | 8598
Appl-CW-Top-GasDHW-GasDry-Tier2 | DEER2018 | D17 v3 |  | Any | DMo | MH85 | CZ16 | rDXGF | Household | 1 | 1242 | None | 60.3 | 0.017 | 12.9 | 32.7 | 0.008 | 4.75 | 60.3 | 0.017 | 12.9 | 32.7 | 0.008 | 4.75 | DEER:Res:ClothesDishWasher | Annual | 1719 |  | Appl-CW-Top-GasDHW-GasDry-Tier2DEER2018 | Appl-CW-Top-GasDHW-GasDry-Tier2AnyDMoMH85CZ16DEER2018 | 8599
Appl-CW-Top-GasDHW-ElecDry-Tier3 | DEER2018 | D17 v3 |  | Any | MFm | 2015 | CZ16 | rDXGF | Household | 1 | 998.7 | None | 413 | 0.061 | 2.42 | 221 | 0.033 | 0.01 | 413 | 0.061 | 2.42 | 221 | 0.033 | 0.01 | DEER:Res:ClothesDishWasher | Annual | 1719 |  | Appl-CW-Top-GasDHW-ElecDry-Tier3DEER2018 | Appl-CW-Top-GasDHW-ElecDry-Tier3AnyMFm2015CZ16DEER2018 | 8600
Appl-CW-Top-GasDHW-GasDry-Tier3 | DEER2018 | D17 v3 |  | Any | MFm | 1985 | CZ01 | rDXGF | Household | 1 | 1152 | None | 53.3 | 0.008 | 14.5 | 31.6 | 0.005 | 6.33 | 53.3 | 0.008 | 14.5 | 31.6 | 0.005 | 6.33 | DEER:Res:ClothesDishWasher | Annual | 1719 |  | Appl-CW-Top-GasDHW-GasDry-Tier3DEER2018 | Appl-CW-Top-GasDHW-GasDry-Tier3AnyMFm1985CZ01DEER2018 | 8601
Appl-CW-Top-GasDHW-ElecDry-Tier3 | DEER2018 | D17 v3 |  | Any | MFm | 2007 | CZ16 | rDXGF | Household | 1 | 998.7 | None | 414 | 0.061 | 2.54 | 221 | 0.032 | 0.08 | 414 | 0.061 | 2.54 | 221 | 0.032 | 0.08 | DEER:Res:ClothesDishWasher | Annual | 1719 |  | Appl-CW-Top-GasDHW-ElecDry-Tier3DEER2018 | Appl-CW-Top-GasDHW-ElecDry-Tier3AnyMFm2007CZ16DEER2018 | 8602
Appl-CW-Top-GasDHW-ElecDry-Tier3 | DEER2018 | D17 v3 |  | Any | MFm | 1985 | CZ01 | rDXGF | Household | 1 | 1152 | None | 404 | 0.057 | 1.07 | 216 | 0.031 | -0.75 | 404 | 0.057 | 1.07 | 216 | 0.031 | -0.75 | DEER:Res:ClothesDishWasher | Annual | 1719 |  | Appl-CW-Top-GasDHW-ElecDry-Tier3DEER2018 | Appl-CW-Top-GasDHW-ElecDry-Tier3AnyMFm1985CZ01DEER2018 | 8603
Appl-CW-Top-GasDHW-ElecDry-Tier3 | DEER2018 | D17 v3 |  | Any | MFm | 1985 | CZ16 | rDXGF | Household | 1 | 1152 | None | 416 | 0.064 | 2.46 | 222 | 0.035 | 0.03 | 416 | 0.064 | 2.46 | 222 | 0.035 | 0.03 | DEER:Res:ClothesDishWasher | Annual | 1719 |  | Appl-CW-Top-GasDHW-ElecDry-Tier3DEER2018 | Appl-CW-Top-GasDHW-ElecDry-Tier3AnyMFm1985CZ16DEER2018 | 8604
Appl-CW-Top-GasDHW-GasDry-Tier3 | DEER2018 | D17 v3 |  | Any | MFm | 2007 | CZ16 | rDXGF | Household | 1 | 998.7 | None | 63.9 | 0.013 | 16.1 | 37.6 | 0.008 | 7.2 | 63.9 | 0.013 | 16.1 | 37.6 | 0.008 | 7.2 | DEER:Res:ClothesDishWasher | Annual | 1719 |  | Appl-CW-Top-GasDHW-GasDry-Tier3DEER2018 | Appl-CW-Top-GasDHW-GasDry-Tier3AnyMFm2007CZ16DEER2018 | 8605
Appl-CW-Top-GasDHW-GasDry-Tier3 | DEER2018 | D17 v3 |  | Any | MFm | 2011 | CZ16 | rDXGF | Household | 1 | 998.7 | None | 64.2 | 0.013 | 16.1 | 37.6 | 0.008 | 7.22 | 64.2 | 0.013 | 16.1 | 37.6 | 0.008 | 7.22 | DEER:Res:ClothesDishWasher | Annual | 1719 |  | Appl-CW-Top-GasDHW-GasDry-Tier3DEER2018 | Appl-CW-Top-GasDHW-GasDry-Tier3AnyMFm2011CZ16DEER2018 | 8606
Appl-CW-Top-GasDHW-GasDry-Tier3 | DEER2018 | D17 v3 |  | Any | MFm | 1985 | CZ16 | rDXGF | Household | 1 | 1152 | None | 65.8 | 0.016 | 16 | 38.6 | 0.009 | 7.16 | 65.8 | 0.016 | 16 | 38.6 | 0.009 | 7.16 | DEER:Res:ClothesDishWasher | Annual | 1719 |  | Appl-CW-Top-GasDHW-GasDry-Tier3DEER2018 | Appl-CW-Top-GasDHW-GasDry-Tier3AnyMFm1985CZ16DEER2018 | 8607
Appl-CW-Top-GasDHW-GasDry-Tier3 | DEER2018 | D17 v3 |  | Any | MFm | 2015 | CZ16 | rDXGF | Household | 1 | 998.7 | None | 63.2 | 0.013 | 15.9 | 37.2 | 0.007 | 7.12 | 63.2 | 0.013 | 15.9 | 37.2 | 0.007 | 7.12 | DEER:Res:ClothesDishWasher | Annual | 1719 |  | Appl-CW-Top-GasDHW-GasDry-Tier3DEER2018 | Appl-CW-Top-GasDHW-GasDry-Tier3AnyMFm2015CZ16DEER2018 | 8608
Appl-CW-Top-GasDHW-GasDry-Tier3 | DEER2018 | D17 v3 |  | Any | MFm | 2017 | CZ16 | rDXGF | Household | 1 | 998.7 | None | 63.1 | 0.013 | 16 | 37.1 | 0.008 | 7.16 | 63.1 | 0.013 | 16 | 37.1 | 0.008 | 7.16 | DEER:Res:ClothesDishWasher | Annual | 1719 |  | Appl-CW-Top-GasDHW-GasDry-Tier3DEER2018 | Appl-CW-Top-GasDHW-GasDry-Tier3AnyMFm2017CZ16DEER2018 | 8609
Appl-CW-Top-GasDHW-ElecDry-Tier3 | DEER2018 | D17 v3 |  | Any | MFm | 2011 | CZ16 | rDXGF | Household | 1 | 998.7 | None | 414 | 0.061 | 2.59 | 221 | 0.033 | 0.1 | 414 | 0.061 | 2.59 | 221 | 0.033 | 0.1 | DEER:Res:ClothesDishWasher | Annual | 1719 |  | Appl-CW-Top-GasDHW-ElecDry-Tier3DEER2018 | Appl-CW-Top-GasDHW-ElecDry-Tier3AnyMFm2011CZ16DEER2018 | 8610
Appl-CW-Top-GasDHW-ElecDry-Tier3 | DEER2018 | D17 v3 |  | Any | MFm | 2017 | CZ16 | rDXGF | Household | 1 | 998.7 | None | 413 | 0.06 | 2.49 | 221 | 0.032 | 0.05 | 413 | 0.06 | 2.49 | 221 | 0.032 | 0.05 | DEER:Res:ClothesDishWasher | Annual | 1719 |  | Appl-CW-Top-GasDHW-ElecDry-Tier3DEER2018 | Appl-CW-Top-GasDHW-ElecDry-Tier3AnyMFm2017CZ16DEER2018 | 8611
Appl-CW-Top-GasDHW-ElecDry-Tier3 | DEER2018 | D17 v3 |  | Any | DMo | MH85 | CZ01 | rDXGF | Household | 1 | 1242 | None | 399 | 0.055 | 0.85 | 213 | 0.029 | -0.85 | 399 | 0.055 | 0.85 | 213 | 0.029 | -0.85 | DEER:Res:ClothesDishWasher | Annual | 1719 |  | Appl-CW-Top-GasDHW-ElecDry-Tier3DEER2018 | Appl-CW-Top-GasDHW-ElecDry-Tier3AnyDMoMH85CZ01DEER2018 | 8612
Appl-CW-Top-GasDHW-GasDry-Tier3 | DEER2018 | D17 v3 |  | Any | MFm | 2007 | CZ01 | rDXGF | Household | 1 | 998.7 | None | 53.3 | 0.008 | 15 | 31.7 | 0.005 | 6.63 | 53.3 | 0.008 | 15 | 31.7 | 0.005 | 6.63 | DEER:Res:ClothesDishWasher | Annual | 1719 |  | Appl-CW-Top-GasDHW-GasDry-Tier3DEER2018 | Appl-CW-Top-GasDHW-GasDry-Tier3AnyMFm2007CZ01DEER2018 | 8613
Appl-CW-Top-GasDHW-ElecDry-Tier3 | DEER2018 | D17 v3 |  | Any | DMo | MH00 | CZ01 | rDXGF | Household | 1 | 1242 | None | 400 | 0.055 | 1.63 | 213 | 0.029 | -0.41 | 400 | 0.055 | 1.63 | 213 | 0.029 | -0.41 | DEER:Res:ClothesDishWasher | Annual | 1719 |  | Appl-CW-Top-GasDHW-ElecDry-Tier3DEER2018 | Appl-CW-Top-GasDHW-ElecDry-Tier3AnyDMoMH00CZ01DEER2018 | 8614
Appl-CW-Top-GasDHW-ElecDry-Tier3 | DEER2018 | D17 v3 |  | Any | DMo | MH15 | CZ01 | rDXGF | Household | 1 | 1242 | None | 400 | 0.055 | 1.2 | 213 | 0.029 | -0.64 | 400 | 0.055 | 1.2 | 213 | 0.029 | -0.64 | DEER:Res:ClothesDishWasher | Annual | 1719 |  | Appl-CW-Top-GasDHW-ElecDry-Tier3DEER2018 | Appl-CW-Top-GasDHW-ElecDry-Tier3AnyDMoMH15CZ01DEER2018 | 8615
Appl-CW-Top-GasDHW-GasDry-Tier3 | DEER2018 | D17 v3 |  | Any | DMo | MH15 | CZ01 | rDXGF | Household | 1 | 1242 | None | 53.9 | 0.008 | 14.5 | 31.9 | 0.004 | 6.35 | 53.9 | 0.008 | 14.5 | 31.9 | 0.004 | 6.35 | DEER:Res:ClothesDishWasher | Annual | 1719 |  | Appl-CW-Top-GasDHW-GasDry-Tier3DEER2018 | Appl-CW-Top-GasDHW-GasDry-Tier3AnyDMoMH15CZ01DEER2018 | 8616
Appl-CW-Top-GasDHW-GasDry-Tier3 | DEER2018 | D17 v3 |  | Any | DMo | MH06 | CZ01 | rDXGF | Household | 1 | 1242 | None | 53.3 | 0.008 | 14.1 | 31.6 | 0.005 | 6.15 | 53.3 | 0.008 | 14.1 | 31.6 | 0.005 | 6.15 | DEER:Res:ClothesDishWasher | Annual | 1719 |  | Appl-CW-Top-GasDHW-GasDry-Tier3DEER2018 | Appl-CW-Top-GasDHW-GasDry-Tier3AnyDMoMH06CZ01DEER2018 | 8617
Appl-CW-Top-GasDHW-GasDry-Tier3 | DEER2018 | D17 v3 |  | Any | MFm | 1975 | CZ01 | rDXGF | Household | 1 | 1070.2 | None | 53.7 | 0.007 | 15 | 31.9 | 0.004 | 6.58 | 53.7 | 0.007 | 15 | 31.9 | 0.004 | 6.58 | DEER:Res:ClothesDishWasher | Annual | 1719 |  | Appl-CW-Top-GasDHW-GasDry-Tier3DEER2018 | Appl-CW-Top-GasDHW-GasDry-Tier3AnyMFm1975CZ01DEER2018 | 8618
Appl-CW-Top-GasDHW-GasDry-Tier3 | DEER2018 | D17 v3 |  | Any | DMo | MH00 | CZ01 | rDXGF | Household | 1 | 1242 | None | 53.9 | 0.008 | 14.9 | 32 | 0.005 | 6.59 | 53.9 | 0.008 | 14.9 | 32 | 0.005 | 6.59 | DEER:Res:ClothesDishWasher | Annual | 1719 |  | Appl-CW-Top-GasDHW-GasDry-Tier3DEER2018 | Appl-CW-Top-GasDHW-GasDry-Tier3AnyDMoMH00CZ01DEER2018 | 8619
Appl-CW-Top-GasDHW-ElecDry-Tier3 | DEER2018 | D17 v3 |  | Any | DMo | MH72 | CZ01 | rDXGF | Household | 1 | 1196 | None | 400 | 0.056 | 1.96 | 214 | 0.03 | -0.23 | 400 | 0.056 | 1.96 | 214 | 0.03 | -0.23 | DEER:Res:ClothesDishWasher | Annual | 1719 |  | Appl-CW-Top-GasDHW-ElecDry-Tier3DEER2018 | Appl-CW-Top-GasDHW-ElecDry-Tier3AnyDMoMH72CZ01DEER2018 | 8620
Appl-CW-Top-GasDHW-GasDry-Tier3 | DEER2018 | D17 v3 |  | Any | DMo | MH72 | CZ01 | rDXGF | Household | 1 | 1196 | None | 54.2 | 0.008 | 15.3 | 32.1 | 0.005 | 6.78 | 54.2 | 0.008 | 15.3 | 32.1 | 0.005 | 6.78 | DEER:Res:ClothesDishWasher | Annual | 1719 |  | Appl-CW-Top-GasDHW-GasDry-Tier3DEER2018 | Appl-CW-Top-GasDHW-GasDry-Tier3AnyDMoMH72CZ01DEER2018 | 8621
Appl-CW-Top-GasDHW-ElecDry-Tier3 | DEER2018 | D17 v3 |  | Any | MFm | 2007 | CZ01 | rDXGF | Household | 1 | 998.7 | None | 404 | 0.056 | 1.67 | 216 | 0.03 | -0.46 | 404 | 0.056 | 1.67 | 216 | 0.03 | -0.46 | DEER:Res:ClothesDishWasher | Annual | 1719 |  | Appl-CW-Top-GasDHW-ElecDry-Tier3DEER2018 | Appl-CW-Top-GasDHW-ElecDry-Tier3AnyMFm2007CZ01DEER2018 | 8622
Appl-CW-Top-GasDHW-GasDry-Tier3 | DEER2018 | D17 v3 |  | Any | DMo | MH85 | CZ01 | rDXGF | Household | 1 | 1242 | None | 53.2 | 0.008 | 14.1 | 31.5 | 0.005 | 6.13 | 53.2 | 0.008 | 14.1 | 31.5 | 0.005 | 6.13 | DEER:Res:ClothesDishWasher | Annual | 1719 |  | Appl-CW-Top-GasDHW-GasDry-Tier3DEER2018 | Appl-CW-Top-GasDHW-GasDry-Tier3AnyDMoMH85CZ01DEER2018 | 8623
Appl-CW-Top-GasDHW-ElecDry-Tier3 | DEER2018 | D17 v3 |  | Any | MFm | 1975 | CZ01 | rDXGF | Household | 1 | 1070.2 | None | 404 | 0.056 | 1.49 | 216 | 0.03 | -0.53 | 404 | 0.056 | 1.49 | 216 | 0.03 | -0.53 | DEER:Res:ClothesDishWasher | Annual | 1719 |  | Appl-CW-Top-GasDHW-ElecDry-Tier3DEER2018 | Appl-CW-Top-GasDHW-ElecDry-Tier3AnyMFm1975CZ01DEER2018 | 8624
Appl-CW-Top-GasDHW-ElecDry-Tier3 | DEER2018 | D17 v3 |  | Any | MFm | 1996 | CZ01 | rDXGF | Household | 1 | 981.6 | None | 403 | 0.056 | 1.3 | 216 | 0.03 | -0.39 | 403 | 0.056 | 1.3 | 216 | 0.03 | -0.39 | DEER:Res:ClothesDishWasher | Annual | 1719 |  | Appl-CW-Top-GasDHW-ElecDry-Tier3DEER2018 | Appl-CW-Top-GasDHW-ElecDry-Tier3AnyMFm1996CZ01DEER2018 | 8625
Appl-CW-Top-GasDHW-GasDry-Tier3 | DEER2018 | D17 v3 |  | Any | MFm | 1996 | CZ01 | rDXGF | Household | 1 | 981.6 | None | 53.6 | 0.008 | 15.3 | 31.4 | 0.005 | 6.51 | 53.6 | 0.008 | 15.3 | 31.4 | 0.005 | 6.51 | DEER:Res:ClothesDishWasher | Annual | 1719 |  | Appl-CW-Top-GasDHW-GasDry-Tier3DEER2018 | Appl-CW-Top-GasDHW-GasDry-Tier3AnyMFm1996CZ01DEER2018 | 8626
Appl-CW-Top-GasDHW-ElecDry-Tier3 | DEER2018 | D17 v3 |  | Any | DMo | MH06 | CZ01 | rDXGF | Household | 1 | 1242 | None | 399 | 0.055 | 0.87 | 213 | 0.03 | -0.83 | 399 | 0.055 | 0.87 | 213 | 0.03 | -0.83 | DEER:Res:ClothesDishWasher | Annual | 1719 |  | Appl-CW-Top-GasDHW-ElecDry-Tier3DEER2018 | Appl-CW-Top-GasDHW-ElecDry-Tier3AnyDMoMH06CZ01DEER2018 | 8627
Appl-CW-Top-GasDHW-GasDry-Tier3 | DEER2018 | D17 v3 |  | Any | MFm | 2003 | CZ16 | rDXGF | Household | 1 | 998.7 | None | 66.3 | 0.016 | 16.1 | 39 | 0.009 | 7.23 | 66.3 | 0.016 | 16.1 | 39 | 0.009 | 7.23 | DEER:Res:ClothesDishWasher | Annual | 1719 |  | Appl-CW-Top-GasDHW-GasDry-Tier3DEER2018 | Appl-CW-Top-GasDHW-GasDry-Tier3AnyMFm2003CZ16DEER2018 | 8628
Appl-CW-Top-GasDHW-ElecDry-Tier3 | DEER2018 | D17 v3 |  | Any | MFm | 1975 | CZ16 | rDXGF | Household | 1 | 1070.2 | None | 414 | 0.063 | 2.53 | 221 | 0.034 | 0.07 | 414 | 0.063 | 2.53 | 221 | 0.034 | 0.07 | DEER:Res:ClothesDishWasher | Annual | 1719 |  | Appl-CW-Top-GasDHW-ElecDry-Tier3DEER2018 | Appl-CW-Top-GasDHW-ElecDry-Tier3AnyMFm1975CZ16DEER2018 | 8629
Appl-CW-Top-GasDHW-ElecDry-Tier3 | DEER2018 | D17 v3 |  | Any | MFm | 1996 | CZ16 | rDXGF | Household | 1 | 981.6 | None | 416 | 0.064 | 2.47 | 223 | 0.034 | 0.03 | 416 | 0.064 | 2.47 | 223 | 0.034 | 0.03 | DEER:Res:ClothesDishWasher | Annual | 1719 |  | Appl-CW-Top-GasDHW-ElecDry-Tier3DEER2018 | Appl-CW-Top-GasDHW-ElecDry-Tier3AnyMFm1996CZ16DEER2018 | 8630
Appl-CW-Top-GasDHW-GasDry-Tier3 | DEER2018 | D17 v3 |  | Any | MFm | 1975 | CZ16 | rDXGF | Household | 1 | 1070.2 | None | 63.9 | 0.015 | 16.1 | 37.6 | 0.009 | 7.19 | 63.9 | 0.015 | 16.1 | 37.6 | 0.009 | 7.19 | DEER:Res:ClothesDishWasher | Annual | 1719 |  | Appl-CW-Top-GasDHW-GasDry-Tier3DEER2018 | Appl-CW-Top-GasDHW-GasDry-Tier3AnyMFm1975CZ16DEER2018 | 8631
Appl-CW-Top-GasDHW-GasDry-Tier3 | DEER2018 | D17 v3 |  | Any | MFm | 2011 | CZ01 | rDXGF | Household | 1 | 998.7 | None | 54.2 | 0.008 | 15.4 | 32.2 | 0.005 | 6.81 | 54.2 | 0.008 | 15.4 | 32.2 | 0.005 | 6.81 | DEER:Res:ClothesDishWasher | Annual | 1719 |  | Appl-CW-Top-GasDHW-GasDry-Tier3DEER2018 | Appl-CW-Top-GasDHW-GasDry-Tier3AnyMFm2011CZ01DEER2018 | 8632
Appl-CW-Top-GasDHW-GasDry-Tier3 | DEER2018 | D17 v3 |  | Any | MFm | 1996 | CZ16 | rDXGF | Household | 1 | 981.6 | None | 66.1 | 0.016 | 16 | 38.9 | 0.009 | 7.15 | 66.1 | 0.016 | 16 | 38.9 | 0.009 | 7.15 | DEER:Res:ClothesDishWasher | Annual | 1719 |  | Appl-CW-Top-GasDHW-GasDry-Tier3DEER2018 | Appl-CW-Top-GasDHW-GasDry-Tier3AnyMFm1996CZ16DEER2018 | 8633
Appl-CW-Top-GasDHW-ElecDry-Tier3 | DEER2018 | D17 v3 |  | Any | MFm | 2003 | CZ16 | rDXGF | Household | 1 | 998.7 | None | 416 | 0.064 | 2.59 | 223 | 0.034 | 0.11 | 416 | 0.064 | 2.59 | 223 | 0.034 | 0.11 | DEER:Res:ClothesDishWasher | Annual | 1719 |  | Appl-CW-Top-GasDHW-ElecDry-Tier3DEER2018 | Appl-CW-Top-GasDHW-ElecDry-Tier3AnyMFm2003CZ16DEER2018 | 8634
Appl-CW-Top-GasDHW-ElecDry-Tier3 | DEER2018 | D17 v3 |  | Any | MFm | 2011 | CZ01 | rDXGF | Household | 1 | 998.7 | None | 405 | 0.057 | 1.9 | 216 | 0.031 | -0.24 | 405 | 0.057 | 1.9 | 216 | 0.031 | -0.24 | DEER:Res:ClothesDishWasher | Annual | 1719 |  | Appl-CW-Top-GasDHW-ElecDry-Tier3DEER2018 | Appl-CW-Top-GasDHW-ElecDry-Tier3AnyMFm2011CZ01DEER2018 | 8635
Appl-CW-Top-GasDHW-ElecDry-Tier3 | DEER2018 | D17 v3 |  | Any | MFm | 2003 | CZ01 | rDXGF | Household | 1 | 998.7 | None | 405 | 0.056 | 2.09 | 216 | 0.03 | -0.18 | 405 | 0.056 | 2.09 | 216 | 0.03 | -0.18 | DEER:Res:ClothesDishWasher | Annual | 1719 |  | Appl-CW-Top-GasDHW-ElecDry-Tier3DEER2018 | Appl-CW-Top-GasDHW-ElecDry-Tier3AnyMFm2003CZ01DEER2018 | 8636
Appl-CW-Top-GasDHW-GasDry-Tier3 | DEER2018 | D17 v3 |  | Any | MFm | 2003 | CZ01 | rDXGF | Household | 1 | 998.7 | None | 54.5 | 0.008 | 15.7 | 32.3 | 0.004 | 6.95 | 54.5 | 0.008 | 15.7 | 32.3 | 0.004 | 6.95 | DEER:Res:ClothesDishWasher | Annual | 1719 |  | Appl-CW-Top-GasDHW-GasDry-Tier3DEER2018 | Appl-CW-Top-GasDHW-GasDry-Tier3AnyMFm2003CZ01DEER2018 | 8637
Appl-CW-Top-GasDHW-ElecDry-Tier3 | DEER2018 | D17 v3 |  | Any | DMo | MH15 | CZ16 | rDXGF | Household | 1 | 1242 | None | 408 | 0.063 | 2.19 | 219 | 0.033 | -0.1 | 408 | 0.063 | 2.19 | 219 | 0.033 | -0.1 | DEER:Res:ClothesDishWasher | Annual | 1719 |  | Appl-CW-Top-GasDHW-ElecDry-Tier3DEER2018 | Appl-CW-Top-GasDHW-ElecDry-Tier3AnyDMoMH15CZ16DEER2018 | 8638
Appl-CW-Top-GasDHW-GasDry-Tier3 | DEER2018 | D17 v3 |  | Any | DMo | MH15 | CZ16 | rDXGF | Household | 1 | 1242 | None | 63.2 | 0.016 | 15.5 | 37.4 | 0.008 | 6.92 | 63.2 | 0.016 | 15.5 | 37.4 | 0.008 | 6.92 | DEER:Res:ClothesDishWasher | Annual | 1719 |  | Appl-CW-Top-GasDHW-GasDry-Tier3DEER2018 | Appl-CW-Top-GasDHW-GasDry-Tier3AnyDMoMH15CZ16DEER2018 | 8639
Appl-CW-Top-GasDHW-GasDry-Tier3 | DEER2018 | D17 v3 |  | Any | MFm | 2015 | CZ01 | rDXGF | Household | 1 | 998.7 | None | 55 | 0.009 | 15.6 | 32.5 | 0.005 | 6.9 | 55 | 0.009 | 15.6 | 32.5 | 0.005 | 6.9 | DEER:Res:ClothesDishWasher | Annual | 1719 |  | Appl-CW-Top-GasDHW-GasDry-Tier3DEER2018 | Appl-CW-Top-GasDHW-GasDry-Tier3AnyMFm2015CZ01DEER2018 | 8640
Appl-CW-Top-GasDHW-ElecDry-Tier3 | DEER2018 | D17 v3 |  | Any | DMo | MH85 | CZ16 | rDXGF | Household | 1 | 1242 | None | 412 | 0.066 | 1.26 | 221 | 0.035 | -0.63 | 412 | 0.066 | 1.26 | 221 | 0.035 | -0.63 | DEER:Res:ClothesDishWasher | Annual | 1719 |  | Appl-CW-Top-GasDHW-ElecDry-Tier3DEER2018 | Appl-CW-Top-GasDHW-ElecDry-Tier3AnyDMoMH85CZ16DEER2018 | 8641
Appl-CW-Top-GasDHW-GasDry-Tier3 | DEER2018 | D17 v3 |  | Any | DMo | MH85 | CZ16 | rDXGF | Household | 1 | 1242 | None | 66.9 | 0.02 | 14.6 | 39.3 | 0.011 | 6.37 | 66.9 | 0.02 | 14.6 | 39.3 | 0.011 | 6.37 | DEER:Res:ClothesDishWasher | Annual | 1719 |  | Appl-CW-Top-GasDHW-GasDry-Tier3DEER2018 | Appl-CW-Top-GasDHW-GasDry-Tier3AnyDMoMH85CZ16DEER2018 | 8642
Appl-CW-Top-GasDHW-ElecDry-Tier3 | DEER2018 | D17 v3 |  | Any | MFm | 2017 | CZ01 | rDXGF | Household | 1 | 998.7 | None | 406 | 0.057 | 2.14 | 217 | 0.03 | -0.08 | 406 | 0.057 | 2.14 | 217 | 0.03 | -0.08 | DEER:Res:ClothesDishWasher | Annual | 1719 |  | Appl-CW-Top-GasDHW-ElecDry-Tier3DEER2018 | Appl-CW-Top-GasDHW-ElecDry-Tier3AnyMFm2017CZ01DEER2018 | 8643
Appl-CW-Top-GasDHW-GasDry-Tier3 | DEER2018 | D17 v3 |  | Any | DMo | MH72 | CZ16 | rDXGF | Household | 1 | 1196 | None | 70 | 0.018 | 15.2 | 40.8 | 0.01 | 6.73 | 70 | 0.018 | 15.2 | 40.8 | 0.01 | 6.73 | DEER:Res:ClothesDishWasher | Annual | 1719 |  | Appl-CW-Top-GasDHW-GasDry-Tier3DEER2018 | Appl-CW-Top-GasDHW-GasDry-Tier3AnyDMoMH72CZ16DEER2018 | 8644
Appl-CW-Top-GasDHW-GasDry-Tier3 | DEER2018 | D17 v3 |  | Any | DMo | MH06 | CZ16 | rDXGF | Household | 1 | 1242 | None | 63.8 | 0.018 | 15.6 | 37.5 | 0.01 | 6.94 | 63.8 | 0.018 | 15.6 | 37.5 | 0.01 | 6.94 | DEER:Res:ClothesDishWasher | Annual | 1719 |  | Appl-CW-Top-GasDHW-GasDry-Tier3DEER2018 | Appl-CW-Top-GasDHW-GasDry-Tier3AnyDMoMH06CZ16DEER2018 | 8645
Appl-CW-Top-GasDHW-GasDry-Tier3 | DEER2018 | D17 v3 |  | Any | DMo | MH00 | CZ16 | rDXGF | Household | 1 | 1242 | None | 68.3 | 0.024 | 15.5 | 40 | 0.015 | 6.9 | 68.3 | 0.024 | 15.5 | 40 | 0.015 | 6.9 | DEER:Res:ClothesDishWasher | Annual | 1719 |  | Appl-CW-Top-GasDHW-GasDry-Tier3DEER2018 | Appl-CW-Top-GasDHW-GasDry-Tier3AnyDMoMH00CZ16DEER2018 | 8646
Appl-CW-Top-GasDHW-ElecDry-Tier3 | DEER2018 | D17 v3 |  | Any | DMo | MH72 | CZ16 | rDXGF | Household | 1 | 1196 | None | 415 | 0.066 | 1.89 | 222 | 0.036 | -0.29 | 415 | 0.066 | 1.89 | 222 | 0.036 | -0.29 | DEER:Res:ClothesDishWasher | Annual | 1719 |  | Appl-CW-Top-GasDHW-ElecDry-Tier3DEER2018 | Appl-CW-Top-GasDHW-ElecDry-Tier3AnyDMoMH72CZ16DEER2018 | 8647
Appl-CW-Top-GasDHW-ElecDry-Tier3 | DEER2018 | D17 v3 |  | Any | DMo | MH00 | CZ16 | rDXGF | Household | 1 | 1242 | None | 413 | 0.073 | 2.18 | 221 | 0.041 | -0.1 | 413 | 0.073 | 2.18 | 221 | 0.041 | -0.1 | DEER:Res:ClothesDishWasher | Annual | 1719 |  | Appl-CW-Top-GasDHW-ElecDry-Tier3DEER2018 | Appl-CW-Top-GasDHW-ElecDry-Tier3AnyDMoMH00CZ16DEER2018 | 8648
Appl-CW-Top-GasDHW-ElecDry-Tier3 | DEER2018 | D17 v3 |  | Any | DMo | MH06 | CZ16 | rDXGF | Household | 1 | 1242 | None | 409 | 0.065 | 2.25 | 219 | 0.034 | -0.07 | 409 | 0.065 | 2.25 | 219 | 0.034 | -0.07 | DEER:Res:ClothesDishWasher | Annual | 1719 |  | Appl-CW-Top-GasDHW-ElecDry-Tier3DEER2018 | Appl-CW-Top-GasDHW-ElecDry-Tier3AnyDMoMH06CZ16DEER2018 | 8649
Appl-CW-Top-GasDHW-GasDry-Tier3 | DEER2018 | D17 v3 |  | Any | MFm | 2017 | CZ01 | rDXGF | Household | 1 | 998.7 | None | 55.3 | 0.008 | 15.8 | 32.6 | 0.004 | 6.95 | 55.3 | 0.008 | 15.8 | 32.6 | 0.004 | 6.95 | DEER:Res:ClothesDishWasher | Annual | 1719 |  | Appl-CW-Top-GasDHW-GasDry-Tier3DEER2018 | Appl-CW-Top-GasDHW-GasDry-Tier3AnyMFm2017CZ01DEER2018 | 8650
Appl-CW-Top-GasDHW-ElecDry-Tier3 | DEER2018 | D17 v3 |  | Any | MFm | 2015 | CZ01 | rDXGF | Household | 1 | 998.7 | None | 405 | 0.056 | 2.13 | 217 | 0.03 | -0.06 | 405 | 0.056 | 2.13 | 217 | 0.03 | -0.06 | DEER:Res:ClothesDishWasher | Annual | 1719 |  | Appl-CW-Top-GasDHW-ElecDry-Tier3DEER2018 | Appl-CW-Top-GasDHW-ElecDry-Tier3AnyMFm2015CZ01DEER2018 | 8651
Appl-CW-Top-GasDHW-ElecDry-Tier2 | DEER2018 | D17 v3 |  | Any | MFm | 1985 | CZ05 | rDXGF | Household | 1 | 1152 | None | 344 | 0.052 | 2.47 | 154 | 0.023 | 0.4 | 344 | 0.052 | 2.47 | 154 | 0.023 | 0.4 | DEER:Res:ClothesDishWasher | Annual | 1719 |  | Appl-CW-Top-GasDHW-ElecDry-Tier2DEER2018 | Appl-CW-Top-GasDHW-ElecDry-Tier2AnyMFm1985CZ05DEER2018 | 8652
Appl-CW-Top-GasDHW-GasDry-Tier2 | DEER2018 | D17 v3 |  | Any | MFm | 1985 | CZ05 | rDXGF | Household | 1 | 1152 | None | 51.4 | 0.011 | 13.7 | 28.4 | 0.006 | 5.27 | 51.4 | 0.011 | 13.7 | 28.4 | 0.006 | 5.27 | DEER:Res:ClothesDishWasher | Annual | 1719 |  | Appl-CW-Top-GasDHW-GasDry-Tier2DEER2018 | Appl-CW-Top-GasDHW-GasDry-Tier2AnyMFm1985CZ05DEER2018 | 8653
Appl-CW-Top-GasDHW-ElecDry-Tier2 | DEER2018 | D17 v3 |  | Any | MFm | 1975 | CZ05 | rDXGF | Household | 1 | 1070.2 | None | 343 | 0.048 | 2.17 | 154 | 0.022 | 0.16 | 343 | 0.048 | 2.17 | 154 | 0.022 | 0.16 | DEER:Res:ClothesDishWasher | Annual | 1719 |  | Appl-CW-Top-GasDHW-ElecDry-Tier2DEER2018 | Appl-CW-Top-GasDHW-ElecDry-Tier2AnyMFm1975CZ05DEER2018 | 8654
Appl-CW-Top-GasDHW-GasDry-Tier2 | DEER2018 | D17 v3 |  | Any | MFm | 1975 | CZ05 | rDXGF | Household | 1 | 1070.2 | None | 50.1 | 0.008 | 13.4 | 27.6 | 0.004 | 5.02 | 50.1 | 0.008 | 13.4 | 27.6 | 0.004 | 5.02 | DEER:Res:ClothesDishWasher | Annual | 1719 |  | Appl-CW-Top-GasDHW-GasDry-Tier2DEER2018 | Appl-CW-Top-GasDHW-GasDry-Tier2AnyMFm1975CZ05DEER2018 | 8655
Appl-CW-Top-GasDHW-GasDry-Tier2 | DEER2018 | D17 v3 |  | Any | DMo | MH85 | CZ05 | rDXGF | Household | 1 | 1242 | None | 54.1 | 0.025 | 12.6 | 29 | 0.013 | 4.61 | 54.1 | 0.025 | 12.6 | 29 | 0.013 | 4.61 | DEER:Res:ClothesDishWasher | Annual | 1719 |  | Appl-CW-Top-GasDHW-GasDry-Tier2DEER2018 | Appl-CW-Top-GasDHW-GasDry-Tier2AnyDMoMH85CZ05DEER2018 | 8656
Appl-CW-Top-GasDHW-ElecDry-Tier2 | DEER2018 | D17 v3 |  | Any | DMo | MH85 | CZ05 | rDXGF | Household | 1 | 1242 | None | 343 | 0.064 | 1.48 | 154 | 0.031 | -0.17 | 343 | 0.064 | 1.48 | 154 | 0.031 | -0.17 | DEER:Res:ClothesDishWasher | Annual | 1719 |  | Appl-CW-Top-GasDHW-ElecDry-Tier2DEER2018 | Appl-CW-Top-GasDHW-ElecDry-Tier2AnyDMoMH85CZ05DEER2018 | 8657
Appl-CW-Top-GasDHW-GasDry-Tier2 | DEER2018 | D17 v3 |  | Any | DMo | MH15 | CZ05 | rDXGF | Household | 1 | 1242 | None | 54.9 | 0.017 | 12.8 | 29 | 0.008 | 4.81 | 54.9 | 0.017 | 12.8 | 29 | 0.008 | 4.81 | DEER:Res:ClothesDishWasher | Annual | 1719 |  | Appl-CW-Top-GasDHW-GasDry-Tier2DEER2018 | Appl-CW-Top-GasDHW-GasDry-Tier2AnyDMoMH15CZ05DEER2018 | 8658
Appl-CW-Top-GasDHW-ElecDry-Tier2 | DEER2018 | D17 v3 |  | Any | MFm | 2007 | CZ05 | rDXGF | Household | 1 | 998.7 | None | 344 | 0.05 | 2.93 | 154 | 0.022 | 0.54 | 344 | 0.05 | 2.93 | 154 | 0.022 | 0.54 | DEER:Res:ClothesDishWasher | Annual | 1719 |  | Appl-CW-Top-GasDHW-ElecDry-Tier2DEER2018 | Appl-CW-Top-GasDHW-ElecDry-Tier2AnyMFm2007CZ05DEER2018 | 8659
Appl-CW-Top-GasDHW-GasDry-Tier2 | DEER2018 | D17 v3 |  | Any | MFm | 2007 | CZ05 | rDXGF | Household | 1 | 998.7 | None | 51.7 | 0.011 | 14.2 | 28.4 | 0.006 | 5.42 | 51.7 | 0.011 | 14.2 | 28.4 | 0.006 | 5.42 | DEER:Res:ClothesDishWasher | Annual | 1719 |  | Appl-CW-Top-GasDHW-GasDry-Tier2DEER2018 | Appl-CW-Top-GasDHW-GasDry-Tier2AnyMFm2007CZ05DEER2018 | 8660
Appl-CW-Top-GasDHW-ElecDry-Tier2 | DEER2018 | D17 v3 |  | Any | DMo | MH06 | CZ05 | rDXGF | Household | 1 | 1242 | None | 344 | 0.057 | 1.97 | 154 | 0.026 | 0.09 | 344 | 0.057 | 1.97 | 154 | 0.026 | 0.09 | DEER:Res:ClothesDishWasher | Annual | 1719 |  | Appl-CW-Top-GasDHW-ElecDry-Tier2DEER2018 | Appl-CW-Top-GasDHW-ElecDry-Tier2AnyDMoMH06CZ05DEER2018 | 8661
Appl-CW-Top-GasDHW-ElecDry-Tier2 | DEER2018 | D17 v3 |  | Any | DMo | MH00 | CZ05 | rDXGF | Household | 1 | 1242 | None | 341 | 0.058 | 0.63 | 153 | 0.026 | -0.58 | 341 | 0.058 | 0.63 | 153 | 0.026 | -0.58 | DEER:Res:ClothesDishWasher | Annual | 1719 |  | Appl-CW-Top-GasDHW-ElecDry-Tier2DEER2018 | Appl-CW-Top-GasDHW-ElecDry-Tier2AnyDMoMH00CZ05DEER2018 | 8662
Appl-CW-Top-GasDHW-ElecDry-Tier2 | DEER2018 | D17 v3 |  | Any | DMo | MH72 | CZ05 | rDXGF | Household | 1 | 1196 | None | 345 | 0.066 | 1.95 | 155 | 0.028 | -0.01 | 345 | 0.066 | 1.95 | 155 | 0.028 | -0.01 | DEER:Res:ClothesDishWasher | Annual | 1719 |  | Appl-CW-Top-GasDHW-ElecDry-Tier2DEER2018 | Appl-CW-Top-GasDHW-ElecDry-Tier2AnyDMoMH72CZ05DEER2018 | 8663
Appl-CW-Top-GasDHW-GasDry-Tier2 | DEER2018 | D17 v3 |  | Any | DMo | MH00 | CZ05 | rDXGF | Household | 1 | 1242 | None | 52.4 | 0.018 | 11.7 | 28.6 | 0.009 | 4.17 | 52.4 | 0.018 | 11.7 | 28.6 | 0.009 | 4.17 | DEER:Res:ClothesDishWasher | Annual | 1719 |  | Appl-CW-Top-GasDHW-GasDry-Tier2DEER2018 | Appl-CW-Top-GasDHW-GasDry-Tier2AnyDMoMH00CZ05DEER2018 | 8664
Appl-CW-Top-GasDHW-GasDry-Tier2 | DEER2018 | D17 v3 |  | Any | DMo | MH72 | CZ05 | rDXGF | Household | 1 | 1196 | None | 55.7 | 0.025 | 13.1 | 29.1 | 0.009 | 4.8 | 55.7 | 0.025 | 13.1 | 29.1 | 0.009 | 4.8 | DEER:Res:ClothesDishWasher | Annual | 1719 |  | Appl-CW-Top-GasDHW-GasDry-Tier2DEER2018 | Appl-CW-Top-GasDHW-GasDry-Tier2AnyDMoMH72CZ05DEER2018 | 8665
Appl-CW-Top-GasDHW-GasDry-Tier2 | DEER2018 | D17 v3 |  | Any | DMo | MH06 | CZ05 | rDXGF | Household | 1 | 1242 | None | 55.9 | 0.018 | 13 | 30.2 | 0.009 | 4.88 | 55.9 | 0.018 | 13 | 30.2 | 0.009 | 4.88 | DEER:Res:ClothesDishWasher | Annual | 1719 |  | Appl-CW-Top-GasDHW-GasDry-Tier2DEER2018 | Appl-CW-Top-GasDHW-GasDry-Tier2AnyDMoMH06CZ05DEER2018 | 8666
Appl-CW-Top-GasDHW-ElecDry-Tier2 | DEER2018 | D17 v3 |  | Any | DMo | MH15 | CZ05 | rDXGF | Household | 1 | 1242 | None | 343 | 0.057 | 1.71 | 153 | 0.026 | 0.03 | 343 | 0.057 | 1.71 | 153 | 0.026 | 0.03 | DEER:Res:ClothesDishWasher | Annual | 1719 |  | Appl-CW-Top-GasDHW-ElecDry-Tier2DEER2018 | Appl-CW-Top-GasDHW-ElecDry-Tier2AnyDMoMH15CZ05DEER2018 | 8667
Appl-CW-Top-GasDHW-GasDry-Tier2 | DEER2018 | D17 v3 |  | Any | MFm | 2011 | CZ05 | rDXGF | Household | 1 | 998.7 | None | 52.5 | 0.01 | 14.3 | 28.7 | 0.005 | 5.44 | 52.5 | 0.01 | 14.3 | 28.7 | 0.005 | 5.44 | DEER:Res:ClothesDishWasher | Annual | 1719 |  | Appl-CW-Top-GasDHW-GasDry-Tier2DEER2018 | Appl-CW-Top-GasDHW-GasDry-Tier2AnyMFm2011CZ05DEER2018 | 8668
Appl-CW-Top-GasDHW-ElecDry-Tier2 | DEER2018 | D17 v3 |  | Any | MFm | 2011 | CZ05 | rDXGF | Household | 1 | 998.7 | None | 345 | 0.051 | 3.01 | 155 | 0.023 | 0.56 | 345 | 0.051 | 3.01 | 155 | 0.023 | 0.56 | DEER:Res:ClothesDishWasher | Annual | 1719 |  | Appl-CW-Top-GasDHW-ElecDry-Tier2DEER2018 | Appl-CW-Top-GasDHW-ElecDry-Tier2AnyMFm2011CZ05DEER2018 | 8669
Appl-CW-Top-GasDHW-ElecDry-Tier2 | DEER2018 | D17 v3 |  | Any | MFm | 2003 | CZ05 | rDXGF | Household | 1 | 998.7 | None | 344 | 0.049 | 2.6 | 155 | 0.022 | 0.37 | 344 | 0.049 | 2.6 | 155 | 0.022 | 0.37 | DEER:Res:ClothesDishWasher | Annual | 1719 |  | Appl-CW-Top-GasDHW-ElecDry-Tier2DEER2018 | Appl-CW-Top-GasDHW-ElecDry-Tier2AnyMFm2003CZ05DEER2018 | 8670
Appl-CW-Top-GasDHW-GasDry-Tier2 | DEER2018 | D17 v3 |  | Any | MFm | 2003 | CZ05 | rDXGF | Household | 1 | 998.7 | None | 51.8 | 0.009 | 13.9 | 28.4 | 0.005 | 5.24 | 51.8 | 0.009 | 13.9 | 28.4 | 0.005 | 5.24 | DEER:Res:ClothesDishWasher | Annual | 1719 |  | Appl-CW-Top-GasDHW-GasDry-Tier2DEER2018 | Appl-CW-Top-GasDHW-GasDry-Tier2AnyMFm2003CZ05DEER2018 | 8671
Appl-CW-Top-GasDHW-ElecDry-Tier2 | DEER2018 | D17 v3 |  | Any | MFm | 2017 | CZ05 | rDXGF | Household | 1 | 998.7 | None | 347 | 0.051 | 3.54 | 156 | 0.023 | 0.86 | 347 | 0.051 | 3.54 | 156 | 0.023 | 0.86 | DEER:Res:ClothesDishWasher | Annual | 1719 |  | Appl-CW-Top-GasDHW-ElecDry-Tier2DEER2018 | Appl-CW-Top-GasDHW-ElecDry-Tier2AnyMFm2017CZ05DEER2018 | 8672
Appl-CW-Top-GasDHW-ElecDry-Tier2 | DEER2018 | D17 v3 |  | Any | MFm | 2015 | CZ05 | rDXGF | Household | 1 | 998.7 | None | 347 | 0.051 | 3.52 | 156 | 0.023 | 0.83 | 347 | 0.051 | 3.52 | 156 | 0.023 | 0.83 | DEER:Res:ClothesDishWasher | Annual | 1719 |  | Appl-CW-Top-GasDHW-ElecDry-Tier2DEER2018 | Appl-CW-Top-GasDHW-ElecDry-Tier2AnyMFm2015CZ05DEER2018 | 8673
Appl-CW-Top-GasDHW-GasDry-Tier2 | DEER2018 | D17 v3 |  | Any | MFm | 2015 | CZ05 | rDXGF | Household | 1 | 998.7 | None | 54.2 | 0.01 | 14.8 | 29.7 | 0.005 | 5.72 | 54.2 | 0.01 | 14.8 | 29.7 | 0.005 | 5.72 | DEER:Res:ClothesDishWasher | Annual | 1719 |  | Appl-CW-Top-GasDHW-GasDry-Tier2DEER2018 | Appl-CW-Top-GasDHW-GasDry-Tier2AnyMFm2015CZ05DEER2018 | 8674
Appl-CW-Top-GasDHW-ElecDry-Tier2 | DEER2018 | D17 v3 |  | Any | MFm | 1996 | CZ05 | rDXGF | Household | 1 | 981.6 | None | 344 | 0.048 | 2.71 | 155 | 0.022 | 0.43 | 344 | 0.048 | 2.71 | 155 | 0.022 | 0.43 | DEER:Res:ClothesDishWasher | Annual | 1719 |  | Appl-CW-Top-GasDHW-ElecDry-Tier2DEER2018 | Appl-CW-Top-GasDHW-ElecDry-Tier2AnyMFm1996CZ05DEER2018 | 8675
Appl-CW-Top-GasDHW-GasDry-Tier2 | DEER2018 | D17 v3 |  | Any | MFm | 2017 | CZ05 | rDXGF | Household | 1 | 998.7 | None | 54.3 | 0.01 | 14.8 | 29.9 | 0.006 | 5.75 | 54.3 | 0.01 | 14.8 | 29.9 | 0.006 | 5.75 | DEER:Res:ClothesDishWasher | Annual | 1719 |  | Appl-CW-Top-GasDHW-GasDry-Tier2DEER2018 | Appl-CW-Top-GasDHW-GasDry-Tier2AnyMFm2017CZ05DEER2018 | 8676
Appl-CW-Top-GasDHW-ElecDry-Tier2 | DEER2018 | D17 v3 |  | Any | MFm | 1985 | CZ03 | rDXGF | Household | 1 | 1152 | None | 342 | 0.047 | 1.36 | 152 | 0.019 | -0.85 | 342 | 0.047 | 1.36 | 152 | 0.019 | -0.85 | DEER:Res:ClothesDishWasher | Annual | 1719 |  | Appl-CW-Top-GasDHW-ElecDry-Tier2DEER2018 | Appl-CW-Top-GasDHW-ElecDry-Tier2AnyMFm1985CZ03DEER2018 | 8677
Appl-CW-Top-GasDHW-GasDry-Tier2 | DEER2018 | D17 v3 |  | Any | MFm | 1996 | CZ05 | rDXGF | Household | 1 | 981.6 | None | 51.9 | 0.009 | 14 | 28.5 | 0.005 | 5.3 | 51.9 | 0.009 | 14 | 28.5 | 0.005 | 5.3 | DEER:Res:ClothesDishWasher | Annual | 1719 |  | Appl-CW-Top-GasDHW-GasDry-Tier2DEER2018 | Appl-CW-Top-GasDHW-GasDry-Tier2AnyMFm1996CZ05DEER2018 | 8678
Appl-CW-Top-GasDHW-GasDry-Tier2 | DEER2018 | D17 v3 |  | Any | MFm | 1985 | CZ03 | rDXGF | Household | 1 | 1152 | None | 51.5 | 0.011 | 13.9 | 28.4 | 0.006 | 5.25 | 51.5 | 0.011 | 13.9 | 28.4 | 0.006 | 5.25 | DEER:Res:ClothesDishWasher | Annual | 1719 |  | Appl-CW-Top-GasDHW-GasDry-Tier2DEER2018 | Appl-CW-Top-GasDHW-GasDry-Tier2AnyMFm1985CZ03DEER2018 | 8679
Appl-CW-Top-GasDHW-ElecDry-Tier2 | DEER2018 | D17 v3 |  | Any | MFm | 2007 | CZ03 | rDXGF | Household | 1 | 998.7 | None | 343 | 0.05 | 2.64 | 154 | 0.022 | 0.4 | 343 | 0.05 | 2.64 | 154 | 0.022 | 0.4 | DEER:Res:ClothesDishWasher | Annual | 1719 |  | Appl-CW-Top-GasDHW-ElecDry-Tier2DEER2018 | Appl-CW-Top-GasDHW-ElecDry-Tier2AnyMFm2007CZ03DEER2018 | 8680
Appl-CW-Top-GasDHW-GasDry-Tier2 | DEER2018 | D17 v3 |  | Any | MFm | 2007 | CZ03 | rDXGF | Household | 1 | 998.7 | None | 50.2 | 0.009 | 13.8 | 27.7 | 0.005 | 5.28 | 50.2 | 0.009 | 13.8 | 27.7 | 0.005 | 5.28 | DEER:Res:ClothesDishWasher | Annual | 1719 |  | Appl-CW-Top-GasDHW-GasDry-Tier2DEER2018 | Appl-CW-Top-GasDHW-GasDry-Tier2AnyMFm2007CZ03DEER2018 | 8681
Appl-CW-Top-GasDHW-GasDry-Tier2 | DEER2018 | D17 v3 |  | Any | MFm | 1975 | CZ03 | rDXGF | Household | 1 | 1070.2 | None | 52.4 | 0.01 | 14.1 | 28.9 | 0.005 | 5.39 | 52.4 | 0.01 | 14.1 | 28.9 | 0.005 | 5.39 | DEER:Res:ClothesDishWasher | Annual | 1719 |  | Appl-CW-Top-GasDHW-GasDry-Tier2DEER2018 | Appl-CW-Top-GasDHW-GasDry-Tier2AnyMFm1975CZ03DEER2018 | 8682
Appl-CW-Top-GasDHW-ElecDry-Tier2 | DEER2018 | D17 v3 |  | Any | MFm | 1975 | CZ03 | rDXGF | Household | 1 | 1070.2 | None | 345 | 0.051 | 2.81 | 154 | 0.023 | 0.29 | 345 | 0.051 | 2.81 | 154 | 0.023 | 0.29 | DEER:Res:ClothesDishWasher | Annual | 1719 |  | Appl-CW-Top-GasDHW-ElecDry-Tier2DEER2018 | Appl-CW-Top-GasDHW-ElecDry-Tier2AnyMFm1975CZ03DEER2018 | 8683
Appl-CW-Top-GasDHW-ElecDry-Tier2 | DEER2018 | D17 v3 |  | Any | MFm | 2011 | CZ03 | rDXGF | Household | 1 | 998.7 | None | 344 | 0.05 | 2.82 | 154 | 0.023 | 0.52 | 344 | 0.05 | 2.82 | 154 | 0.023 | 0.52 | DEER:Res:ClothesDishWasher | Annual | 1719 |  | Appl-CW-Top-GasDHW-ElecDry-Tier2DEER2018 | Appl-CW-Top-GasDHW-ElecDry-Tier2AnyMFm2011CZ03DEER2018 | 8684
Appl-CW-Top-GasDHW-GasDry-Tier2 | DEER2018 | D17 v3 |  | Any | MFm | 2007 | CZ02 | rDXGF | Household | 1 | 1073.2 | None | 56.1 | 0.014 | 14.4 | 31.5 | 0.007 | 5.68 | 56.1 | 0.014 | 14.4 | 31.5 | 0.007 | 5.68 | DEER:Res:ClothesDishWasher | Annual | 1719 |  | Appl-CW-Top-GasDHW-GasDry-Tier2DEER2018 | Appl-CW-Top-GasDHW-GasDry-Tier2AnyMFm2007CZ02DEER2018 | 8685
Appl-CW-Top-GasDHW-ElecDry-Tier2 | DEER2018 | D17 v3 |  | Any | MFm | 2003 | CZ03 | rDXGF | Household | 1 | 998.7 | None | 344 | 0.05 | 2.91 | 154 | 0.023 | 0.43 | 344 | 0.05 | 2.91 | 154 | 0.023 | 0.43 | DEER:Res:ClothesDishWasher | Annual | 1719 |  | Appl-CW-Top-GasDHW-ElecDry-Tier2DEER2018 | Appl-CW-Top-GasDHW-ElecDry-Tier2AnyMFm2003CZ03DEER2018 | 8686
Appl-CW-Top-GasDHW-GasDry-Tier2 | DEER2018 | D17 v3 |  | Any | MFm | 1985 | CZ02 | rDXGF | Household | 1 | 1152 | None | 55.4 | 0.017 | 14 | 30.3 | 0.009 | 5.32 | 55.4 | 0.017 | 14 | 30.3 | 0.009 | 5.32 | DEER:Res:ClothesDishWasher | Annual | 1719 |  | Appl-CW-Top-GasDHW-GasDry-Tier2DEER2018 | Appl-CW-Top-GasDHW-GasDry-Tier2AnyMFm1985CZ02DEER2018 | 8687
Appl-CW-Top-GasDHW-ElecDry-Tier2 | DEER2018 | D17 v3 |  | Any | DMo | MH85 | CZ03 | rDXGF | Household | 1 | 1242 | None | 346 | 0.059 | 1.63 | 155 | 0.027 | -0.07 | 346 | 0.059 | 1.63 | 155 | 0.027 | -0.07 | DEER:Res:ClothesDishWasher | Annual | 1719 |  | Appl-CW-Top-GasDHW-ElecDry-Tier2DEER2018 | Appl-CW-Top-GasDHW-ElecDry-Tier2AnyDMoMH85CZ03DEER2018 | 8688
Appl-CW-Top-GasDHW-GasDry-Tier2 | DEER2018 | D17 v3 |  | Any | MFm | 2003 | CZ03 | rDXGF | Household | 1 | 998.7 | None | 51.3 | 0.009 | 14.1 | 28 | 0.005 | 5.24 | 51.3 | 0.009 | 14.1 | 28 | 0.005 | 5.24 | DEER:Res:ClothesDishWasher | Annual | 1719 |  | Appl-CW-Top-GasDHW-GasDry-Tier2DEER2018 | Appl-CW-Top-GasDHW-GasDry-Tier2AnyMFm2003CZ03DEER2018 | 8689
Appl-CW-Top-GasDHW-ElecDry-Tier2 | DEER2018 | D17 v3 |  | Any | MFm | 2007 | CZ02 | rDXGF | Household | 1 | 1073.2 | None | 348 | 0.054 | 3.01 | 156 | 0.025 | 0.57 | 348 | 0.054 | 3.01 | 156 | 0.025 | 0.57 | DEER:Res:ClothesDishWasher | Annual | 1719 |  | Appl-CW-Top-GasDHW-ElecDry-Tier2DEER2018 | Appl-CW-Top-GasDHW-ElecDry-Tier2AnyMFm2007CZ02DEER2018 | 8690
Appl-CW-Top-GasDHW-GasDry-Tier2 | DEER2018 | D17 v3 |  | Any | DMo | MH00 | CZ03 | rDXGF | Household | 1 | 1242 | None | 55.3 | 0.022 | 12.9 | 30.1 | 0.012 | 4.83 | 55.3 | 0.022 | 12.9 | 30.1 | 0.012 | 4.83 | DEER:Res:ClothesDishWasher | Annual | 1719 |  | Appl-CW-Top-GasDHW-GasDry-Tier2DEER2018 | Appl-CW-Top-GasDHW-GasDry-Tier2AnyDMoMH00CZ03DEER2018 | 8691
Appl-CW-Top-GasDHW-ElecDry-Tier2 | DEER2018 | D17 v3 |  | Any | DMo | MH00 | CZ03 | rDXGF | Household | 1 | 1242 | None | 342 | 0.061 | 1.83 | 154 | 0.029 | 0.05 | 342 | 0.061 | 1.83 | 154 | 0.029 | 0.05 | DEER:Res:ClothesDishWasher | Annual | 1719 |  | Appl-CW-Top-GasDHW-ElecDry-Tier2DEER2018 | Appl-CW-Top-GasDHW-ElecDry-Tier2AnyDMoMH00CZ03DEER2018 | 8692
Appl-CW-Top-GasDHW-GasDry-Tier2 | DEER2018 | D17 v3 |  | Any | DMo | MH85 | CZ03 | rDXGF | Household | 1 | 1242 | None | 58.3 | 0.02 | 12.7 | 32.5 | 0.01 | 4.72 | 58.3 | 0.02 | 12.7 | 32.5 | 0.01 | 4.72 | DEER:Res:ClothesDishWasher | Annual | 1719 |  | Appl-CW-Top-GasDHW-GasDry-Tier2DEER2018 | Appl-CW-Top-GasDHW-GasDry-Tier2AnyDMoMH85CZ03DEER2018 | 8693
Appl-CW-Top-GasDHW-ElecDry-Tier2 | DEER2018 | D17 v3 |  | Any | MFm | 1985 | CZ02 | rDXGF | Household | 1 | 1152 | None | 346 | 0.051 | 2.24 | 155 | 0.02 | -0.03 | 346 | 0.051 | 2.24 | 155 | 0.02 | -0.03 | DEER:Res:ClothesDishWasher | Annual | 1719 |  | Appl-CW-Top-GasDHW-ElecDry-Tier2DEER2018 | Appl-CW-Top-GasDHW-ElecDry-Tier2AnyMFm1985CZ02DEER2018 | 8694
Appl-CW-Top-GasDHW-ElecDry-Tier2 | DEER2018 | D17 v3 |  | Any | DMo | MH72 | CZ03 | rDXGF | Household | 1 | 1196 | None | 347 | 0.061 | 2.39 | 156 | 0.028 | 0.3 | 347 | 0.061 | 2.39 | 156 | 0.028 | 0.3 | DEER:Res:ClothesDishWasher | Annual | 1719 |  | Appl-CW-Top-GasDHW-ElecDry-Tier2DEER2018 | Appl-CW-Top-GasDHW-ElecDry-Tier2AnyDMoMH72CZ03DEER2018 | 8695
Appl-CW-Top-GasDHW-GasDry-Tier2 | DEER2018 | D17 v3 |  | Any | MFm | 2017 | CZ03 | rDXGF | Household | 1 | 998.7 | None | 51.5 | 0.009 | 14.1 | 28.4 | 0.005 | 5.46 | 51.5 | 0.009 | 14.1 | 28.4 | 0.005 | 5.46 | DEER:Res:ClothesDishWasher | Annual | 1719 |  | Appl-CW-Top-GasDHW-GasDry-Tier2DEER2018 | Appl-CW-Top-GasDHW-GasDry-Tier2AnyMFm2017CZ03DEER2018 | 8696
Appl-CW-Top-GasDHW-GasDry-Tier2 | DEER2018 | D17 v3 |  | Any | DMo | MH72 | CZ03 | rDXGF | Household | 1 | 1196 | None | 58.5 | 0.021 | 13.5 | 31.6 | 0.011 | 5.11 | 58.5 | 0.021 | 13.5 | 31.6 | 0.011 | 5.11 | DEER:Res:ClothesDishWasher | Annual | 1719 |  | Appl-CW-Top-GasDHW-GasDry-Tier2DEER2018 | Appl-CW-Top-GasDHW-GasDry-Tier2AnyDMoMH72CZ03DEER2018 | 8697
Appl-CW-Top-GasDHW-GasDry-Tier2 | DEER2018 | D17 v3 |  | Any | MFm | 2011 | CZ03 | rDXGF | Household | 1 | 998.7 | None | 51 | 0.009 | 14.1 | 28 | 0.005 | 5.38 | 51 | 0.009 | 14.1 | 28 | 0.005 | 5.38 | DEER:Res:ClothesDishWasher | Annual | 1719 |  | Appl-CW-Top-GasDHW-GasDry-Tier2DEER2018 | Appl-CW-Top-GasDHW-GasDry-Tier2AnyMFm2011CZ03DEER2018 | 8698
Appl-CW-Top-GasDHW-ElecDry-Tier2 | DEER2018 | D17 v3 |  | Any | MFm | 2015 | CZ03 | rDXGF | Household | 1 | 998.7 | None | 344 | 0.05 | 3.02 | 155 | 0.023 | 0.68 | 344 | 0.05 | 3.02 | 155 | 0.023 | 0.68 | DEER:Res:ClothesDishWasher | Annual | 1719 |  | Appl-CW-Top-GasDHW-ElecDry-Tier2DEER2018 | Appl-CW-Top-GasDHW-ElecDry-Tier2AnyMFm2015CZ03DEER2018 | 8699
Appl-CW-Top-GasDHW-ElecDry-Tier2 | DEER2018 | D17 v3 |  | Any | DMo | MH06 | CZ02 | rDXGF | Household | 1 | 1242 | None | 350 | 0.057 | 1.95 | 157 | 0.025 | 0.11 | 350 | 0.057 | 1.95 | 157 | 0.025 | 0.11 | DEER:Res:ClothesDishWasher | Annual | 1719 |  | Appl-CW-Top-GasDHW-ElecDry-Tier2DEER2018 | Appl-CW-Top-GasDHW-ElecDry-Tier2AnyDMoMH06CZ02DEER2018 | 8700
Appl-CW-Top-GasDHW-GasDry-Tier2 | DEER2018 | D17 v3 |  | Any | DMo | MH85 | CZ02 | rDXGF | Household | 1 | 1242 | None | 58.1 | 0.029 | 12.7 | 30.7 | 0.015 | 4.7 | 58.1 | 0.029 | 12.7 | 30.7 | 0.015 | 4.7 | DEER:Res:ClothesDishWasher | Annual | 1719 |  | Appl-CW-Top-GasDHW-GasDry-Tier2DEER2018 | Appl-CW-Top-GasDHW-GasDry-Tier2AnyDMoMH85CZ02DEER2018 | 8701
Appl-CW-Top-GasDHW-GasDry-Tier2 | DEER2018 | D17 v3 |  | Any | DMo | MH72 | CZ02 | rDXGF | Household | 1 | 1196 | None | 62 | 0.025 | 13.4 | 33.3 | 0.013 | 5.06 | 62 | 0.025 | 13.4 | 33.3 | 0.013 | 5.06 | DEER:Res:ClothesDishWasher | Annual | 1719 |  | Appl-CW-Top-GasDHW-GasDry-Tier2DEER2018 | Appl-CW-Top-GasDHW-GasDry-Tier2AnyDMoMH72CZ02DEER2018 | 8702
Appl-CW-Top-GasDHW-ElecDry-Tier2 | DEER2018 | D17 v3 |  | Any | DMo | MH06 | CZ03 | rDXGF | Household | 1 | 1242 | None | 346 | 0.059 | 2.96 | 155 | 0.026 | 0.58 | 346 | 0.059 | 2.96 | 155 | 0.026 | 0.58 | DEER:Res:ClothesDishWasher | Annual | 1719 |  | Appl-CW-Top-GasDHW-ElecDry-Tier2DEER2018 | Appl-CW-Top-GasDHW-ElecDry-Tier2AnyDMoMH06CZ03DEER2018 | 8703
Appl-CW-Top-GasDHW-ElecDry-Tier2 | DEER2018 | D17 v3 |  | Any | MFm | 2017 | CZ03 | rDXGF | Household | 1 | 998.7 | None | 344 | 0.05 | 2.92 | 154 | 0.022 | 0.5 | 344 | 0.05 | 2.92 | 154 | 0.022 | 0.5 | DEER:Res:ClothesDishWasher | Annual | 1719 |  | Appl-CW-Top-GasDHW-ElecDry-Tier2DEER2018 | Appl-CW-Top-GasDHW-ElecDry-Tier2AnyMFm2017CZ03DEER2018 | 8704
Appl-CW-Top-GasDHW-ElecDry-Tier2 | DEER2018 | D17 v3 |  | Any | DMo | MH15 | CZ02 | rDXGF | Household | 1 | 1242 | None | 349 | 0.055 | 1.98 | 157 | 0.024 | 0.12 | 349 | 0.055 | 1.98 | 157 | 0.024 | 0.12 | DEER:Res:ClothesDishWasher | Annual | 1719 |  | Appl-CW-Top-GasDHW-ElecDry-Tier2DEER2018 | Appl-CW-Top-GasDHW-ElecDry-Tier2AnyDMoMH15CZ02DEER2018 | 8705
Appl-CW-Top-GasDHW-ElecDry-Tier2 | DEER2018 | D17 v3 |  | Any | MFm | 1996 | CZ03 | rDXGF | Household | 1 | 981.6 | None | 346 | 0.052 | 3.03 | 155 | 0.023 | 0.6 | 346 | 0.052 | 3.03 | 155 | 0.023 | 0.6 | DEER:Res:ClothesDishWasher | Annual | 1719 |  | Appl-CW-Top-GasDHW-ElecDry-Tier2DEER2018 | Appl-CW-Top-GasDHW-ElecDry-Tier2AnyMFm1996CZ03DEER2018 | 8706
Appl-CW-Top-GasDHW-ElecDry-Tier2 | DEER2018 | D17 v3 |  | Any | MFm | 2015 | CZ02 | rDXGF | Household | 1 | 1073.2 | None | 349 | 0.054 | 3.18 | 156 | 0.025 | 0.61 | 349 | 0.054 | 3.18 | 156 | 0.025 | 0.61 | DEER:Res:ClothesDishWasher | Annual | 1719 |  | Appl-CW-Top-GasDHW-ElecDry-Tier2DEER2018 | Appl-CW-Top-GasDHW-ElecDry-Tier2AnyMFm2015CZ02DEER2018 | 8707
Appl-CW-Top-GasDHW-GasDry-Tier2 | DEER2018 | D17 v3 |  | Any | MFm | 1996 | CZ03 | rDXGF | Household | 1 | 981.6 | None | 53.1 | 0.012 | 14.3 | 28.9 | 0.007 | 5.42 | 53.1 | 0.012 | 14.3 | 28.9 | 0.007 | 5.42 | DEER:Res:ClothesDishWasher | Annual | 1719 |  | Appl-CW-Top-GasDHW-GasDry-Tier2DEER2018 | Appl-CW-Top-GasDHW-GasDry-Tier2AnyMFm1996CZ03DEER2018 | 8708
Appl-CW-Top-GasDHW-GasDry-Tier2 | DEER2018 | D17 v3 |  | Any | DMo | MH00 | CZ02 | rDXGF | Household | 1 | 1242 | None | 61.5 | 0.019 | 13.4 | 33.1 | 0.006 | 5.05 | 61.5 | 0.019 | 13.4 | 33.1 | 0.006 | 5.05 | DEER:Res:ClothesDishWasher | Annual | 1719 |  | Appl-CW-Top-GasDHW-GasDry-Tier2DEER2018 | Appl-CW-Top-GasDHW-GasDry-Tier2AnyDMoMH00CZ02DEER2018 | 8709
Appl-CW-Top-GasDHW-GasDry-Tier2 | DEER2018 | D17 v3 |  | Any | DMo | MH06 | CZ02 | rDXGF | Household | 1 | 1242 | None | 62 | 0.017 | 13 | 33.3 | 0.008 | 4.9 | 62 | 0.017 | 13 | 33.3 | 0.008 | 4.9 | DEER:Res:ClothesDishWasher | Annual | 1719 |  | Appl-CW-Top-GasDHW-GasDry-Tier2DEER2018 | Appl-CW-Top-GasDHW-GasDry-Tier2AnyDMoMH06CZ02DEER2018 | 8710
Appl-CW-Top-GasDHW-ElecDry-Tier2 | DEER2018 | D17 v3 |  | Any | DMo | MH15 | CZ03 | rDXGF | Household | 1 | 1242 | None | 342 | 0.057 | 2.09 | 154 | 0.026 | 0.13 | 342 | 0.057 | 2.09 | 154 | 0.026 | 0.13 | DEER:Res:ClothesDishWasher | Annual | 1719 |  | Appl-CW-Top-GasDHW-ElecDry-Tier2DEER2018 | Appl-CW-Top-GasDHW-ElecDry-Tier2AnyDMoMH15CZ03DEER2018 | 8711
Appl-CW-Top-GasDHW-ElecDry-Tier2 | DEER2018 | D17 v3 |  | Any | DMo | MH72 | CZ02 | rDXGF | Household | 1 | 1196 | None | 350 | 0.064 | 2.31 | 157 | 0.03 | 0.25 | 350 | 0.064 | 2.31 | 157 | 0.03 | 0.25 | DEER:Res:ClothesDishWasher | Annual | 1719 |  | Appl-CW-Top-GasDHW-ElecDry-Tier2DEER2018 | Appl-CW-Top-GasDHW-ElecDry-Tier2AnyDMoMH72CZ02DEER2018 | 8712
Appl-CW-Top-GasDHW-ElecDry-Tier2 | DEER2018 | D17 v3 |  | Any | DMo | MH85 | CZ02 | rDXGF | Household | 1 | 1242 | None | 346 | 0.068 | 1.63 | 155 | 0.032 | -0.1 | 346 | 0.068 | 1.63 | 155 | 0.032 | -0.1 | DEER:Res:ClothesDishWasher | Annual | 1719 |  | Appl-CW-Top-GasDHW-ElecDry-Tier2DEER2018 | Appl-CW-Top-GasDHW-ElecDry-Tier2AnyDMoMH85CZ02DEER2018 | 8713
Appl-CW-Top-GasDHW-ElecDry-Tier2 | DEER2018 | D17 v3 |  | Any | MFm | 2011 | CZ02 | rDXGF | Household | 1 | 1073.2 | None | 350 | 0.054 | 3.21 | 158 | 0.025 | 0.78 | 350 | 0.054 | 3.21 | 158 | 0.025 | 0.78 | DEER:Res:ClothesDishWasher | Annual | 1719 |  | Appl-CW-Top-GasDHW-ElecDry-Tier2DEER2018 | Appl-CW-Top-GasDHW-ElecDry-Tier2AnyMFm2011CZ02DEER2018 | 8714
Appl-CW-Top-GasDHW-ElecDry-Tier2 | DEER2018 | D17 v3 |  | Any | DMo | MH00 | CZ02 | rDXGF | Household | 1 | 1242 | None | 349 | 0.058 | 2.26 | 157 | 0.023 | 0.25 | 349 | 0.058 | 2.26 | 157 | 0.023 | 0.25 | DEER:Res:ClothesDishWasher | Annual | 1719 |  | Appl-CW-Top-GasDHW-ElecDry-Tier2DEER2018 | Appl-CW-Top-GasDHW-ElecDry-Tier2AnyDMoMH00CZ02DEER2018 | 8715
Appl-CW-Top-GasDHW-ElecDry-Tier2 | DEER2018 | D17 v3 |  | Any | MFm | 2017 | CZ02 | rDXGF | Household | 1 | 1073.2 | None | 349 | 0.053 | 3.24 | 156 | 0.024 | 0.63 | 349 | 0.053 | 3.24 | 156 | 0.024 | 0.63 | DEER:Res:ClothesDishWasher | Annual | 1719 |  | Appl-CW-Top-GasDHW-ElecDry-Tier2DEER2018 | Appl-CW-Top-GasDHW-ElecDry-Tier2AnyMFm2017CZ02DEER2018 | 8716
Appl-CW-Top-GasDHW-GasDry-Tier2 | DEER2018 | D17 v3 |  | Any | MFm | 2015 | CZ03 | rDXGF | Household | 1 | 998.7 | None | 51.9 | 0.01 | 14.4 | 28.5 | 0.005 | 5.49 | 51.9 | 0.01 | 14.4 | 28.5 | 0.005 | 5.49 | DEER:Res:ClothesDishWasher | Annual | 1719 |  | Appl-CW-Top-GasDHW-GasDry-Tier2DEER2018 | Appl-CW-Top-GasDHW-GasDry-Tier2AnyMFm2015CZ03DEER2018 | 8717
Appl-CW-Top-GasDHW-GasDry-Tier2 | DEER2018 | D17 v3 |  | Any | DMo | MH15 | CZ02 | rDXGF | Household | 1 | 1242 | None | 60.9 | 0.016 | 13.1 | 32.9 | 0.006 | 4.9 | 60.9 | 0.016 | 13.1 | 32.9 | 0.006 | 4.9 | DEER:Res:ClothesDishWasher | Annual | 1719 |  | Appl-CW-Top-GasDHW-GasDry-Tier2DEER2018 | Appl-CW-Top-GasDHW-GasDry-Tier2AnyDMoMH15CZ02DEER2018 | 8718
Appl-CW-Top-GasDHW-ElecDry-Tier2 | DEER2018 | D17 v3 |  | Any | MFm | 1975 | CZ02 | rDXGF | Household | 1 | 1070.2 | None | 348 | 0.058 | 2.71 | 156 | 0.027 | 0.45 | 348 | 0.058 | 2.71 | 156 | 0.027 | 0.45 | DEER:Res:ClothesDishWasher | Annual | 1719 |  | Appl-CW-Top-GasDHW-ElecDry-Tier2DEER2018 | Appl-CW-Top-GasDHW-ElecDry-Tier2AnyMFm1975CZ02DEER2018 | 8719
Appl-CW-Top-GasDHW-GasDry-Tier2 | DEER2018 | D17 v3 |  | Any | DMo | MH06 | CZ03 | rDXGF | Household | 1 | 1242 | None | 58.2 | 0.02 | 14.1 | 33.1 | 0.012 | 5.4 | 58.2 | 0.02 | 14.1 | 33.1 | 0.012 | 5.4 | DEER:Res:ClothesDishWasher | Annual | 1719 |  | Appl-CW-Top-GasDHW-GasDry-Tier2DEER2018 | Appl-CW-Top-GasDHW-GasDry-Tier2AnyDMoMH06CZ03DEER2018 | 8720
Appl-CW-Top-GasDHW-GasDry-Tier2 | DEER2018 | D17 v3 |  | Any | DMo | MH15 | CZ03 | rDXGF | Household | 1 | 1242 | None | 53.8 | 0.017 | 13.2 | 29.6 | 0.009 | 4.93 | 53.8 | 0.017 | 13.2 | 29.6 | 0.009 | 4.93 | DEER:Res:ClothesDishWasher | Annual | 1719 |  | Appl-CW-Top-GasDHW-GasDry-Tier2DEER2018 | Appl-CW-Top-GasDHW-GasDry-Tier2AnyDMoMH15CZ03DEER2018 | 8721
Appl-CW-Top-GasDHW-GasDry-Tier2 | DEER2018 | D17 v3 |  | Any | MFm | 1975 | CZ02 | rDXGF | Household | 1 | 1070.2 | None | 55.3 | 0.018 | 14 | 30 | 0.009 | 5.33 | 55.3 | 0.018 | 14 | 30 | 0.009 | 5.33 | DEER:Res:ClothesDishWasher | Annual | 1719 |  | Appl-CW-Top-GasDHW-GasDry-Tier2DEER2018 | Appl-CW-Top-GasDHW-GasDry-Tier2AnyMFm1975CZ02DEER2018 | 8722
Appl-CW-Top-GasDHW-GasDry-Tier2 | DEER2018 | D17 v3 |  | Any | MFm | 2017 | CZ02 | rDXGF | Household | 1 | 1073.2 | None | 55.9 | 0.013 | 14.4 | 30.6 | 0.007 | 5.54 | 55.9 | 0.013 | 14.4 | 30.6 | 0.007 | 5.54 | DEER:Res:ClothesDishWasher | Annual | 1719 |  | Appl-CW-Top-GasDHW-GasDry-Tier2DEER2018 | Appl-CW-Top-GasDHW-GasDry-Tier2AnyMFm2017CZ02DEER2018 | 8723
Appl-CW-Top-GasDHW-GasDry-Tier2 | DEER2018 | D17 v3 |  | Any | MFm | 2011 | CZ02 | rDXGF | Household | 1 | 1073.2 | None | 57.2 | 0.014 | 14.5 | 31.5 | 0.008 | 5.62 | 57.2 | 0.014 | 14.5 | 31.5 | 0.008 | 5.62 | DEER:Res:ClothesDishWasher | Annual | 1719 |  | Appl-CW-Top-GasDHW-GasDry-Tier2DEER2018 | Appl-CW-Top-GasDHW-GasDry-Tier2AnyMFm2011CZ02DEER2018 | 8724
Appl-CW-Top-GasDHW-GasDry-Tier2 | DEER2018 | D17 v3 |  | Any | MFm | 2015 | CZ02 | rDXGF | Household | 1 | 1073.2 | None | 57 | 0.013 | 14.5 | 30.8 | 0.007 | 5.55 | 57 | 0.013 | 14.5 | 30.8 | 0.007 | 5.55 | DEER:Res:ClothesDishWasher | Annual | 1719 |  | Appl-CW-Top-GasDHW-GasDry-Tier2DEER2018 | Appl-CW-Top-GasDHW-GasDry-Tier2AnyMFm2015CZ02DEER2018 | 8725
Appl-CW-Top-GasDHW-ElecDry-Tier2 | DEER2018 | D17 v3 |  | Any | MFm | 2003 | CZ02 | rDXGF | Household | 1 | 1073.2 | None | 347 | 0.054 | 2.94 | 157 | 0.025 | 0.76 | 347 | 0.054 | 2.94 | 157 | 0.025 | 0.76 | DEER:Res:ClothesDishWasher | Annual | 1719 |  | Appl-CW-Top-GasDHW-ElecDry-Tier2DEER2018 | Appl-CW-Top-GasDHW-ElecDry-Tier2AnyMFm2003CZ02DEER2018 | 8726
Appl-CW-Top-GasDHW-ElecDry-Tier2 | DEER2018 | D17 v3 |  | Any | MFm | 1996 | CZ02 | rDXGF | Household | 1 | 981.6 | None | 349 | 0.059 | 3.2 | 157 | 0.026 | 0.61 | 349 | 0.059 | 3.2 | 157 | 0.026 | 0.61 | DEER:Res:ClothesDishWasher | Annual | 1719 |  | Appl-CW-Top-GasDHW-ElecDry-Tier2DEER2018 | Appl-CW-Top-GasDHW-ElecDry-Tier2AnyMFm1996CZ02DEER2018 | 8727
Appl-CW-Top-GasDHW-GasDry-Tier2 | DEER2018 | D17 v3 |  | Any | MFm | 2003 | CZ02 | rDXGF | Household | 1 | 1073.2 | None | 55.1 | 0.014 | 14.3 | 30.1 | 0.007 | 5.49 | 55.1 | 0.014 | 14.3 | 30.1 | 0.007 | 5.49 | DEER:Res:ClothesDishWasher | Annual | 1719 |  | Appl-CW-Top-GasDHW-GasDry-Tier2DEER2018 | Appl-CW-Top-GasDHW-GasDry-Tier2AnyMFm2003CZ02DEER2018 | 8728
Appl-CW-Top-GasDHW-GasDry-Tier2 | DEER2018 | D17 v3 |  | Any | MFm | 1996 | CZ02 | rDXGF | Household | 1 | 981.6 | None | 55.8 | 0.016 | 14.3 | 30 | 0.008 | 5.37 | 55.8 | 0.016 | 14.3 | 30 | 0.008 | 5.37 | DEER:Res:ClothesDishWasher | Annual | 1719 |  | Appl-CW-Top-GasDHW-GasDry-Tier2DEER2018 | Appl-CW-Top-GasDHW-GasDry-Tier2AnyMFm1996CZ02DEER2018 | 8729
Appl-CW-Top-GasDHW-GasDry-Tier3 | DEER2018 | D17 v3 |  | Any | DMo | MH00 | CZ05 | rDXGF | Household | 1 | 1242 | None | 57.9 | 0.021 | 13.1 | 34.1 | 0.012 | 5.63 | 57.9 | 0.021 | 13.1 | 34.1 | 0.012 | 5.63 | DEER:Res:ClothesDishWasher | Annual | 1719 |  | Appl-CW-Top-GasDHW-GasDry-Tier3DEER2018 | Appl-CW-Top-GasDHW-GasDry-Tier3AnyDMoMH00CZ05DEER2018 | 8730
Appl-CW-Top-GasDHW-ElecDry-Tier3 | DEER2018 | D17 v3 |  | Any | DMo | MH00 | CZ05 | rDXGF | Household | 1 | 1242 | None | 404 | 0.069 | -0.12 | 216 | 0.037 | -1.33 | 404 | 0.069 | -0.12 | 216 | 0.037 | -1.33 | DEER:Res:ClothesDishWasher | Annual | 1719 |  | Appl-CW-Top-GasDHW-ElecDry-Tier3DEER2018 | Appl-CW-Top-GasDHW-ElecDry-Tier3AnyDMoMH00CZ05DEER2018 | 8731
Appl-CW-Top-GasDHW-GasDry-Tier3 | DEER2018 | D17 v3 |  | Any | DMo | MH85 | CZ05 | rDXGF | Household | 1 | 1242 | None | 60.7 | 0.028 | 14.2 | 35.6 | 0.016 | 6.2 | 60.7 | 0.028 | 14.2 | 35.6 | 0.016 | 6.2 | DEER:Res:ClothesDishWasher | Annual | 1719 |  | Appl-CW-Top-GasDHW-GasDry-Tier3DEER2018 | Appl-CW-Top-GasDHW-GasDry-Tier3AnyDMoMH85CZ05DEER2018 | 8732
Appl-CW-Top-GasDHW-GasDry-Tier3 | DEER2018 | D17 v3 |  | Any | DMo | MH72 | CZ05 | rDXGF | Household | 1 | 1196 | None | 62.3 | 0.03 | 14.7 | 35.7 | 0.014 | 6.39 | 62.3 | 0.03 | 14.7 | 35.7 | 0.014 | 6.39 | DEER:Res:ClothesDishWasher | Annual | 1719 |  | Appl-CW-Top-GasDHW-GasDry-Tier3DEER2018 | Appl-CW-Top-GasDHW-GasDry-Tier3AnyDMoMH72CZ05DEER2018 | 8733
Appl-CW-Top-GasDHW-ElecDry-Tier3 | DEER2018 | D17 v3 |  | Any | DMo | MH72 | CZ05 | rDXGF | Household | 1 | 1196 | None | 408 | 0.077 | 1.35 | 217 | 0.039 | -0.61 | 408 | 0.077 | 1.35 | 217 | 0.039 | -0.61 | DEER:Res:ClothesDishWasher | Annual | 1719 |  | Appl-CW-Top-GasDHW-ElecDry-Tier3DEER2018 | Appl-CW-Top-GasDHW-ElecDry-Tier3AnyDMoMH72CZ05DEER2018 | 8734
Appl-CW-Top-GasDHW-ElecDry-Tier3 | DEER2018 | D17 v3 |  | Any | MFm | 1975 | CZ05 | rDXGF | Household | 1 | 1070.2 | None | 406 | 0.057 | 1.64 | 217 | 0.031 | -0.37 | 406 | 0.057 | 1.64 | 217 | 0.031 | -0.37 | DEER:Res:ClothesDishWasher | Annual | 1719 |  | Appl-CW-Top-GasDHW-ElecDry-Tier3DEER2018 | Appl-CW-Top-GasDHW-ElecDry-Tier3AnyMFm1975CZ05DEER2018 | 8735
Appl-CW-Top-GasDHW-ElecDry-Tier3 | DEER2018 | D17 v3 |  | Any | DMo | MH85 | CZ05 | rDXGF | Household | 1 | 1242 | None | 406 | 0.074 | 0.86 | 217 | 0.041 | -0.79 | 406 | 0.074 | 0.86 | 217 | 0.041 | -0.79 | DEER:Res:ClothesDishWasher | Annual | 1719 |  | Appl-CW-Top-GasDHW-ElecDry-Tier3DEER2018 | Appl-CW-Top-GasDHW-ElecDry-Tier3AnyDMoMH85CZ05DEER2018 | 8736
Appl-CW-Top-GasDHW-ElecDry-Tier3 | DEER2018 | D17 v3 |  | Any | DMo | MH06 | CZ05 | rDXGF | Household | 1 | 1242 | None | 407 | 0.067 | 1.43 | 218 | 0.036 | -0.45 | 407 | 0.067 | 1.43 | 218 | 0.036 | -0.45 | DEER:Res:ClothesDishWasher | Annual | 1719 |  | Appl-CW-Top-GasDHW-ElecDry-Tier3DEER2018 | Appl-CW-Top-GasDHW-ElecDry-Tier3AnyDMoMH06CZ05DEER2018 | 8737
Appl-CW-Top-GasDHW-GasDry-Tier3 | DEER2018 | D17 v3 |  | Any | DMo | MH06 | CZ05 | rDXGF | Household | 1 | 1242 | None | 61.9 | 0.02 | 14.7 | 36.2 | 0.011 | 6.58 | 61.9 | 0.02 | 14.7 | 36.2 | 0.011 | 6.58 | DEER:Res:ClothesDishWasher | Annual | 1719 |  | Appl-CW-Top-GasDHW-GasDry-Tier3DEER2018 | Appl-CW-Top-GasDHW-GasDry-Tier3AnyDMoMH06CZ05DEER2018 | 8738
Appl-CW-Top-GasDHW-GasDry-Tier3 | DEER2018 | D17 v3 |  | Any | MFm | 1985 | CZ05 | rDXGF | Household | 1 | 1152 | None | 56.6 | 0.013 | 15.5 | 33.6 | 0.008 | 7.01 | 56.6 | 0.013 | 15.5 | 33.6 | 0.008 | 7.01 | DEER:Res:ClothesDishWasher | Annual | 1719 |  | Appl-CW-Top-GasDHW-GasDry-Tier3DEER2018 | Appl-CW-Top-GasDHW-GasDry-Tier3AnyMFm1985CZ05DEER2018 | 8739
Appl-CW-Top-GasDHW-GasDry-Tier3 | DEER2018 | D17 v3 |  | Any | MFm | 1975 | CZ05 | rDXGF | Household | 1 | 1070.2 | None | 55.2 | 0.009 | 15.1 | 32.7 | 0.005 | 6.74 | 55.2 | 0.009 | 15.1 | 32.7 | 0.005 | 6.74 | DEER:Res:ClothesDishWasher | Annual | 1719 |  | Appl-CW-Top-GasDHW-GasDry-Tier3DEER2018 | Appl-CW-Top-GasDHW-GasDry-Tier3AnyMFm1975CZ05DEER2018 | 8740
Appl-CW-Top-GasDHW-GasDry-Tier3 | DEER2018 | D17 v3 |  | Any | DMo | MH15 | CZ05 | rDXGF | Household | 1 | 1242 | None | 60.2 | 0.02 | 14.4 | 34.3 | 0.011 | 6.42 | 60.2 | 0.02 | 14.4 | 34.3 | 0.011 | 6.42 | DEER:Res:ClothesDishWasher | Annual | 1719 |  | Appl-CW-Top-GasDHW-GasDry-Tier3DEER2018 | Appl-CW-Top-GasDHW-GasDry-Tier3AnyDMoMH15CZ05DEER2018 | 8741
Appl-CW-Top-GasDHW-ElecDry-Tier3 | DEER2018 | D17 v3 |  | Any | DMo | MH15 | CZ05 | rDXGF | Household | 1 | 1242 | None | 406 | 0.067 | 1.01 | 216 | 0.036 | -0.67 | 406 | 0.067 | 1.01 | 216 | 0.036 | -0.67 | DEER:Res:ClothesDishWasher | Annual | 1719 |  | Appl-CW-Top-GasDHW-ElecDry-Tier3DEER2018 | Appl-CW-Top-GasDHW-ElecDry-Tier3AnyDMoMH15CZ05DEER2018 | 8742
Appl-CW-Top-GasDHW-ElecDry-Tier3 | DEER2018 | D17 v3 |  | Any | MFm | 2007 | CZ05 | rDXGF | Household | 1 | 998.7 | None | 407 | 0.059 | 2.51 | 218 | 0.031 | 0.12 | 407 | 0.059 | 2.51 | 218 | 0.031 | 0.12 | DEER:Res:ClothesDishWasher | Annual | 1719 |  | Appl-CW-Top-GasDHW-ElecDry-Tier3DEER2018 | Appl-CW-Top-GasDHW-ElecDry-Tier3AnyMFm2007CZ05DEER2018 | 8743
Appl-CW-Top-GasDHW-ElecDry-Tier3 | DEER2018 | D17 v3 |  | Any | MFm | 1985 | CZ05 | rDXGF | Household | 1 | 1152 | None | 407 | 0.062 | 1.96 | 218 | 0.033 | -0.11 | 407 | 0.062 | 1.96 | 218 | 0.033 | -0.11 | DEER:Res:ClothesDishWasher | Annual | 1719 |  | Appl-CW-Top-GasDHW-ElecDry-Tier3DEER2018 | Appl-CW-Top-GasDHW-ElecDry-Tier3AnyMFm1985CZ05DEER2018 | 8744
Appl-CW-Top-GasDHW-GasDry-Tier3 | DEER2018 | D17 v3 |  | Any | MFm | 2007 | CZ05 | rDXGF | Household | 1 | 998.7 | None | 57 | 0.012 | 16 | 33.7 | 0.007 | 7.25 | 57 | 0.012 | 16 | 33.7 | 0.007 | 7.25 | DEER:Res:ClothesDishWasher | Annual | 1719 |  | Appl-CW-Top-GasDHW-GasDry-Tier3DEER2018 | Appl-CW-Top-GasDHW-GasDry-Tier3AnyMFm2007CZ05DEER2018 | 8745
Appl-CW-Top-GasDHW-GasDry-Tier3 | DEER2018 | D17 v3 |  | Any | MFm | 2011 | CZ05 | rDXGF | Household | 1 | 998.7 | None | 57.8 | 0.011 | 16.1 | 34 | 0.006 | 7.27 | 57.8 | 0.011 | 16.1 | 34 | 0.006 | 7.27 | DEER:Res:ClothesDishWasher | Annual | 1719 |  | Appl-CW-Top-GasDHW-GasDry-Tier3DEER2018 | Appl-CW-Top-GasDHW-GasDry-Tier3AnyMFm2011CZ05DEER2018 | 8746
Appl-CW-Top-GasDHW-ElecDry-Tier3 | DEER2018 | D17 v3 |  | Any | MFm | 2011 | CZ05 | rDXGF | Household | 1 | 998.7 | None | 408 | 0.06 | 2.6 | 218 | 0.032 | 0.15 | 408 | 0.06 | 2.6 | 218 | 0.032 | 0.15 | DEER:Res:ClothesDishWasher | Annual | 1719 |  | Appl-CW-Top-GasDHW-ElecDry-Tier3DEER2018 | Appl-CW-Top-GasDHW-ElecDry-Tier3AnyMFm2011CZ05DEER2018 | 8747
Appl-CW-Top-GasDHW-GasDry-Tier3 | DEER2018 | D17 v3 |  | Any | MFm | 2003 | CZ05 | rDXGF | Household | 1 | 998.7 | None | 57.1 | 0.01 | 15.6 | 33.7 | 0.006 | 7.02 | 57.1 | 0.01 | 15.6 | 33.7 | 0.006 | 7.02 | DEER:Res:ClothesDishWasher | Annual | 1719 |  | Appl-CW-Top-GasDHW-GasDry-Tier3DEER2018 | Appl-CW-Top-GasDHW-GasDry-Tier3AnyMFm2003CZ05DEER2018 | 8748
Appl-CW-Top-GasDHW-ElecDry-Tier3 | DEER2018 | D17 v3 |  | Any | MFm | 2003 | CZ05 | rDXGF | Household | 1 | 998.7 | None | 407 | 0.058 | 2.13 | 218 | 0.031 | -0.1 | 407 | 0.058 | 2.13 | 218 | 0.031 | -0.1 | DEER:Res:ClothesDishWasher | Annual | 1719 |  | Appl-CW-Top-GasDHW-ElecDry-Tier3DEER2018 | Appl-CW-Top-GasDHW-ElecDry-Tier3AnyMFm2003CZ05DEER2018 | 8749
Appl-CW-Top-GasDHW-GasDry-Tier3 | DEER2018 | D17 v3 |  | Any | MFm | 2015 | CZ05 | rDXGF | Household | 1 | 998.7 | None | 59.8 | 0.011 | 16.7 | 35.3 | 0.006 | 7.64 | 59.8 | 0.011 | 16.7 | 35.3 | 0.006 | 7.64 | DEER:Res:ClothesDishWasher | Annual | 1719 |  | Appl-CW-Top-GasDHW-GasDry-Tier3DEER2018 | Appl-CW-Top-GasDHW-GasDry-Tier3AnyMFm2015CZ05DEER2018 | 8750
Appl-CW-Top-GasDHW-ElecDry-Tier3 | DEER2018 | D17 v3 |  | Any | MFm | 1996 | CZ05 | rDXGF | Household | 1 | 981.6 | None | 408 | 0.057 | 2.26 | 218 | 0.031 | -0.02 | 408 | 0.057 | 2.26 | 218 | 0.031 | -0.02 | DEER:Res:ClothesDishWasher | Annual | 1719 |  | Appl-CW-Top-GasDHW-ElecDry-Tier3DEER2018 | Appl-CW-Top-GasDHW-ElecDry-Tier3AnyMFm1996CZ05DEER2018 | 8751
Appl-CW-Top-GasDHW-ElecDry-Tier3 | DEER2018 | D17 v3 |  | Any | MFm | 2017 | CZ05 | rDXGF | Household | 1 | 998.7 | None | 410 | 0.06 | 3.21 | 219 | 0.032 | 0.53 | 410 | 0.06 | 3.21 | 219 | 0.032 | 0.53 | DEER:Res:ClothesDishWasher | Annual | 1719 |  | Appl-CW-Top-GasDHW-ElecDry-Tier3DEER2018 | Appl-CW-Top-GasDHW-ElecDry-Tier3AnyMFm2017CZ05DEER2018 | 8752
Appl-CW-Top-GasDHW-ElecDry-Tier3 | DEER2018 | D17 v3 |  | Any | MFm | 2015 | CZ05 | rDXGF | Household | 1 | 998.7 | None | 410 | 0.06 | 3.18 | 219 | 0.032 | 0.49 | 410 | 0.06 | 3.18 | 219 | 0.032 | 0.49 | DEER:Res:ClothesDishWasher | Annual | 1719 |  | Appl-CW-Top-GasDHW-ElecDry-Tier3DEER2018 | Appl-CW-Top-GasDHW-ElecDry-Tier3AnyMFm2015CZ05DEER2018 | 8753
Appl-CW-Top-GasDHW-GasDry-Tier3 | DEER2018 | D17 v3 |  | Any | MFm | 1985 | CZ03 | rDXGF | Household | 1 | 1152 | None | 54.8 | 0.009 | 14.7 | 31.7 | 0.004 | 6.04 | 54.8 | 0.009 | 14.7 | 31.7 | 0.004 | 6.04 | DEER:Res:ClothesDishWasher | Annual | 1719 |  | Appl-CW-Top-GasDHW-GasDry-Tier3DEER2018 | Appl-CW-Top-GasDHW-GasDry-Tier3AnyMFm1985CZ03DEER2018 | 8754
Appl-CW-Top-GasDHW-ElecDry-Tier3 | DEER2018 | D17 v3 |  | Any | MFm | 1985 | CZ03 | rDXGF | Household | 1 | 1152 | None | 407 | 0.06 | 2.13 | 218 | 0.032 | -0.08 | 407 | 0.06 | 2.13 | 218 | 0.032 | -0.08 | DEER:Res:ClothesDishWasher | Annual | 1719 |  | Appl-CW-Top-GasDHW-ElecDry-Tier3DEER2018 | Appl-CW-Top-GasDHW-ElecDry-Tier3AnyMFm1985CZ03DEER2018 | 8755
Appl-CW-Top-GasDHW-GasDry-Tier3 | DEER2018 | D17 v3 |  | Any | MFm | 2007 | CZ03 | rDXGF | Household | 1 | 998.7 | None | 55.3 | 0.01 | 15.6 | 32.8 | 0.006 | 7.08 | 55.3 | 0.01 | 15.6 | 32.8 | 0.006 | 7.08 | DEER:Res:ClothesDishWasher | Annual | 1719 |  | Appl-CW-Top-GasDHW-GasDry-Tier3DEER2018 | Appl-CW-Top-GasDHW-GasDry-Tier3AnyMFm2007CZ03DEER2018 | 8756
Appl-CW-Top-GasDHW-GasDry-Tier3 | DEER2018 | D17 v3 |  | Any | MFm | 1996 | CZ05 | rDXGF | Household | 1 | 981.6 | None | 57.2 | 0.009 | 15.8 | 33.8 | 0.005 | 7.1 | 57.2 | 0.009 | 15.8 | 33.8 | 0.005 | 7.1 | DEER:Res:ClothesDishWasher | Annual | 1719 |  | Appl-CW-Top-GasDHW-GasDry-Tier3DEER2018 | Appl-CW-Top-GasDHW-GasDry-Tier3AnyMFm1996CZ05DEER2018 | 8757
Appl-CW-Top-GasDHW-GasDry-Tier3 | DEER2018 | D17 v3 |  | Any | MFm | 2017 | CZ05 | rDXGF | Household | 1 | 998.7 | None | 60 | 0.011 | 16.8 | 35.6 | 0.007 | 7.68 | 60 | 0.011 | 16.8 | 35.6 | 0.007 | 7.68 | DEER:Res:ClothesDishWasher | Annual | 1719 |  | Appl-CW-Top-GasDHW-GasDry-Tier3DEER2018 | Appl-CW-Top-GasDHW-GasDry-Tier3AnyMFm2017CZ05DEER2018 | 8758
Appl-CW-Top-GasDHW-ElecDry-Tier2 | DEER2018 | D17 v3 |  | Any | MFm | 2007 | CZ04 | rDXGF | Household | 1 | 998.7 | None | 351 | 0.053 | 3.21 | 158 | 0.024 | 0.73 | 351 | 0.053 | 3.21 | 158 | 0.024 | 0.73 | DEER:Res:ClothesDishWasher | Annual | 1719 |  | Appl-CW-Top-GasDHW-ElecDry-Tier2DEER2018 | Appl-CW-Top-GasDHW-ElecDry-Tier2AnyMFm2007CZ04DEER2018 | 8759
Appl-CW-Top-GasDHW-ElecDry-Tier3 | DEER2018 | D17 v3 |  | Any | MFm | 2007 | CZ03 | rDXGF | Household | 1 | 998.7 | None | 406 | 0.059 | 2.2 | 217 | 0.031 | -0.04 | 406 | 0.059 | 2.2 | 217 | 0.031 | -0.04 | DEER:Res:ClothesDishWasher | Annual | 1719 |  | Appl-CW-Top-GasDHW-ElecDry-Tier3DEER2018 | Appl-CW-Top-GasDHW-ElecDry-Tier3AnyMFm2007CZ03DEER2018 | 8760
Appl-CW-Top-GasDHW-ElecDry-Tier2 | DEER2018 | D17 v3 |  | Any | MFm | 1985 | CZ04 | rDXGF | Household | 1 | 1152 | None | 347 | 0.055 | 2.93 | 156 | 0.025 | 0.59 | 347 | 0.055 | 2.93 | 156 | 0.025 | 0.59 | DEER:Res:ClothesDishWasher | Annual | 1719 |  | Appl-CW-Top-GasDHW-ElecDry-Tier2DEER2018 | Appl-CW-Top-GasDHW-ElecDry-Tier2AnyMFm1985CZ04DEER2018 | 8761
Appl-CW-Top-GasDHW-ElecDry-Tier3 | DEER2018 | D17 v3 |  | Any | MFm | 2011 | CZ03 | rDXGF | Household | 1 | 998.7 | None | 406 | 0.059 | 2.08 | 217 | 0.032 | -0.22 | 406 | 0.059 | 2.08 | 217 | 0.032 | -0.22 | DEER:Res:ClothesDishWasher | Annual | 1719 |  | Appl-CW-Top-GasDHW-ElecDry-Tier3DEER2018 | Appl-CW-Top-GasDHW-ElecDry-Tier3AnyMFm2011CZ03DEER2018 | 8762
Appl-CW-Top-GasDHW-ElecDry-Tier3 | DEER2018 | D17 v3 |  | Any | MFm | 1975 | CZ03 | rDXGF | Household | 1 | 1070.2 | None | 408 | 0.06 | 2.38 | 218 | 0.032 | -0.14 | 408 | 0.06 | 2.38 | 218 | 0.032 | -0.14 | DEER:Res:ClothesDishWasher | Annual | 1719 |  | Appl-CW-Top-GasDHW-ElecDry-Tier3DEER2018 | Appl-CW-Top-GasDHW-ElecDry-Tier3AnyMFm1975CZ03DEER2018 | 8763
Appl-CW-Top-GasDHW-GasDry-Tier2 | DEER2018 | D17 v3 |  | Any | MFm | 2007 | CZ04 | rDXGF | Household | 1 | 998.7 | None | 58.4 | 0.013 | 14.5 | 32 | 0.007 | 5.61 | 58.4 | 0.013 | 14.5 | 32 | 0.007 | 5.61 | DEER:Res:ClothesDishWasher | Annual | 1719 |  | Appl-CW-Top-GasDHW-GasDry-Tier2DEER2018 | Appl-CW-Top-GasDHW-GasDry-Tier2AnyMFm2007CZ04DEER2018 | 8764
Appl-CW-Top-GasDHW-GasDry-Tier3 | DEER2018 | D17 v3 |  | Any | MFm | 1975 | CZ03 | rDXGF | Household | 1 | 1070.2 | None | 57.8 | 0.012 | 15.9 | 34.3 | 0.007 | 7.22 | 57.8 | 0.012 | 15.9 | 34.3 | 0.007 | 7.22 | DEER:Res:ClothesDishWasher | Annual | 1719 |  | Appl-CW-Top-GasDHW-GasDry-Tier3DEER2018 | Appl-CW-Top-GasDHW-GasDry-Tier3AnyMFm1975CZ03DEER2018 | 8765
Appl-CW-Top-GasDHW-ElecDry-Tier3 | DEER2018 | D17 v3 |  | Any | DMo | MH72 | CZ03 | rDXGF | Household | 1 | 1196 | None | 410 | 0.072 | 1.92 | 219 | 0.039 | -0.17 | 410 | 0.072 | 1.92 | 219 | 0.039 | -0.17 | DEER:Res:ClothesDishWasher | Annual | 1719 |  | Appl-CW-Top-GasDHW-ElecDry-Tier3DEER2018 | Appl-CW-Top-GasDHW-ElecDry-Tier3AnyDMoMH72CZ03DEER2018 | 8766
Appl-CW-Top-GasDHW-GasDry-Tier3 | DEER2018 | D17 v3 |  | Any | DMo | MH06 | CZ03 | rDXGF | Household | 1 | 1242 | None | 64.6 | 0.023 | 15.9 | 39.5 | 0.015 | 7.23 | 64.6 | 0.023 | 15.9 | 39.5 | 0.015 | 7.23 | DEER:Res:ClothesDishWasher | Annual | 1719 |  | Appl-CW-Top-GasDHW-GasDry-Tier3DEER2018 | Appl-CW-Top-GasDHW-GasDry-Tier3AnyDMoMH06CZ03DEER2018 | 8767
Appl-CW-Top-GasDHW-GasDry-Tier3 | DEER2018 | D17 v3 |  | Any | DMo | MH00 | CZ03 | rDXGF | Household | 1 | 1242 | None | 60.7 | 0.025 | 14.5 | 35.5 | 0.015 | 6.48 | 60.7 | 0.025 | 14.5 | 35.5 | 0.015 | 6.48 | DEER:Res:ClothesDishWasher | Annual | 1719 |  | Appl-CW-Top-GasDHW-GasDry-Tier3DEER2018 | Appl-CW-Top-GasDHW-GasDry-Tier3AnyDMoMH00CZ03DEER2018 | 8768
Appl-CW-Top-GasDHW-GasDry-Tier3 | DEER2018 | D17 v3 |  | Any | MFm | 1985 | CZ02 | rDXGF | Household | 1 | 1152 | None | 59.6 | 0.014 | 15.4 | 34.5 | 0.006 | 6.7 | 59.6 | 0.014 | 15.4 | 34.5 | 0.006 | 6.7 | DEER:Res:ClothesDishWasher | Annual | 1719 |  | Appl-CW-Top-GasDHW-GasDry-Tier3DEER2018 | Appl-CW-Top-GasDHW-GasDry-Tier3AnyMFm1985CZ02DEER2018 | 8769
Appl-CW-Top-GasDHW-GasDry-Tier3 | DEER2018 | D17 v3 |  | Any | MFm | 2011 | CZ03 | rDXGF | Household | 1 | 998.7 | None | 56.2 | 0.01 | 15.9 | 33.2 | 0.006 | 7.2 | 56.2 | 0.01 | 15.9 | 33.2 | 0.006 | 7.2 | DEER:Res:ClothesDishWasher | Annual | 1719 |  | Appl-CW-Top-GasDHW-GasDry-Tier3DEER2018 | Appl-CW-Top-GasDHW-GasDry-Tier3AnyMFm2011CZ03DEER2018 | 8770
Appl-CW-Top-GasDHW-GasDry-Tier3 | DEER2018 | D17 v3 |  | Any | DMo | MH15 | CZ03 | rDXGF | Household | 1 | 1242 | None | 59.4 | 0.02 | 14.9 | 35.2 | 0.012 | 6.62 | 59.4 | 0.02 | 14.9 | 35.2 | 0.012 | 6.62 | DEER:Res:ClothesDishWasher | Annual | 1719 |  | Appl-CW-Top-GasDHW-GasDry-Tier3DEER2018 | Appl-CW-Top-GasDHW-GasDry-Tier3AnyDMoMH15CZ03DEER2018 | 8771
Appl-CW-Top-GasDHW-GasDry-Tier3 | DEER2018 | D17 v3 |  | Any | DMo | MH15 | CZ02 | rDXGF | Household | 1 | 1242 | None | 67.1 | 0.018 | 14.8 | 39.1 | 0.008 | 6.59 | 67.1 | 0.018 | 14.8 | 39.1 | 0.008 | 6.59 | DEER:Res:ClothesDishWasher | Annual | 1719 |  | Appl-CW-Top-GasDHW-GasDry-Tier3DEER2018 | Appl-CW-Top-GasDHW-GasDry-Tier3AnyDMoMH15CZ02DEER2018 | 8772
Appl-CW-Top-GasDHW-GasDry-Tier3 | DEER2018 | D17 v3 |  | Any | DMo | MH06 | CZ02 | rDXGF | Household | 1 | 1242 | None | 68.1 | 0.019 | 14.7 | 39.4 | 0.01 | 6.56 | 68.1 | 0.019 | 14.7 | 39.4 | 0.01 | 6.56 | DEER:Res:ClothesDishWasher | Annual | 1719 |  | Appl-CW-Top-GasDHW-GasDry-Tier3DEER2018 | Appl-CW-Top-GasDHW-GasDry-Tier3AnyDMoMH06CZ02DEER2018 | 8773
Appl-CW-Top-GasDHW-GasDry-Tier3 | DEER2018 | D17 v3 |  | Any | DMo | MH85 | CZ03 | rDXGF | Household | 1 | 1242 | None | 64 | 0.022 | 14.3 | 38.2 | 0.012 | 6.32 | 64 | 0.022 | 14.3 | 38.2 | 0.012 | 6.32 | DEER:Res:ClothesDishWasher | Annual | 1719 |  | Appl-CW-Top-GasDHW-GasDry-Tier3DEER2018 | Appl-CW-Top-GasDHW-GasDry-Tier3AnyDMoMH85CZ03DEER2018 | 8774
Appl-CW-Top-GasDHW-GasDry-Tier3 | DEER2018 | D17 v3 |  | Any | DMo | MH72 | CZ03 | rDXGF | Household | 1 | 1196 | None | 64.6 | 0.024 | 15.3 | 37.7 | 0.014 | 6.86 | 64.6 | 0.024 | 15.3 | 37.7 | 0.014 | 6.86 | DEER:Res:ClothesDishWasher | Annual | 1719 |  | Appl-CW-Top-GasDHW-GasDry-Tier3DEER2018 | Appl-CW-Top-GasDHW-GasDry-Tier3AnyDMoMH72CZ03DEER2018 | 8775
Appl-CW-Top-GasDHW-GasDry-Tier2 | DEER2018 | D17 v3 |  | Any | DMo | MH85 | CZ04 | rDXGF | Household | 1 | 1242 | None | 65.9 | 0.022 | 13.2 | 35.7 | 0.011 | 4.99 | 65.9 | 0.022 | 13.2 | 35.7 | 0.011 | 4.99 | DEER:Res:ClothesDishWasher | Annual | 1719 |  | Appl-CW-Top-GasDHW-GasDry-Tier2DEER2018 | Appl-CW-Top-GasDHW-GasDry-Tier2AnyDMoMH85CZ04DEER2018 | 8776
Appl-CW-Top-GasDHW-GasDry-Tier2 | DEER2018 | D17 v3 |  | Any | DMo | MH06 | CZ04 | rDXGF | Household | 1 | 1242 | None | 62.8 | 0.016 | 13.5 | 33.8 | 0.008 | 5.13 | 62.8 | 0.016 | 13.5 | 33.8 | 0.008 | 5.13 | DEER:Res:ClothesDishWasher | Annual | 1719 |  | Appl-CW-Top-GasDHW-GasDry-Tier2DEER2018 | Appl-CW-Top-GasDHW-GasDry-Tier2AnyDMoMH06CZ04DEER2018 | 8777
Appl-CW-Top-GasDHW-GasDry-Tier2 | DEER2018 | D17 v3 |  | Any | DMo | MH00 | CZ04 | rDXGF | Household | 1 | 1242 | None | 64 | 0.026 | 13.1 | 35.6 | 0.016 | 4.93 | 64 | 0.026 | 13.1 | 35.6 | 0.016 | 4.93 | DEER:Res:ClothesDishWasher | Annual | 1719 |  | Appl-CW-Top-GasDHW-GasDry-Tier2DEER2018 | Appl-CW-Top-GasDHW-GasDry-Tier2AnyDMoMH00CZ04DEER2018 | 8778
Appl-CW-Top-GasDHW-GasDry-Tier2 | DEER2018 | D17 v3 |  | Any | DMo | MH72 | CZ04 | rDXGF | Household | 1 | 1196 | None | 65.3 | 0.019 | 13.7 | 34.4 | 0.011 | 5.23 | 65.3 | 0.019 | 13.7 | 34.4 | 0.011 | 5.23 | DEER:Res:ClothesDishWasher | Annual | 1719 |  | Appl-CW-Top-GasDHW-GasDry-Tier2DEER2018 | Appl-CW-Top-GasDHW-GasDry-Tier2AnyDMoMH72CZ04DEER2018 | 8779
Appl-CW-Top-GasDHW-GasDry-Tier2 | DEER2018 | D17 v3 |  | Any | MFm | 1975 | CZ04 | rDXGF | Household | 1 | 1070.2 | None | 56.2 | 0.016 | 14.1 | 30.7 | 0.008 | 5.42 | 56.2 | 0.016 | 14.1 | 30.7 | 0.008 | 5.42 | DEER:Res:ClothesDishWasher | Annual | 1719 |  | Appl-CW-Top-GasDHW-GasDry-Tier2DEER2018 | Appl-CW-Top-GasDHW-GasDry-Tier2AnyMFm1975CZ04DEER2018 | 8780
Appl-CW-Top-GasDHW-GasDry-Tier2 | DEER2018 | D17 v3 |  | Any | MFm | 2011 | CZ04 | rDXGF | Household | 1 | 998.7 | None | 60.4 | 0.014 | 14.7 | 32.6 | 0.007 | 5.72 | 60.4 | 0.014 | 14.7 | 32.6 | 0.007 | 5.72 | DEER:Res:ClothesDishWasher | Annual | 1719 |  | Appl-CW-Top-GasDHW-GasDry-Tier2DEER2018 | Appl-CW-Top-GasDHW-GasDry-Tier2AnyMFm2011CZ04DEER2018 | 8781
Appl-CW-Top-GasDHW-GasDry-Tier2 | DEER2018 | D17 v3 |  | Any | DMo | MH15 | CZ04 | rDXGF | Household | 1 | 1242 | None | 61.9 | 0.015 | 13.3 | 33.6 | 0.008 | 5.06 | 61.9 | 0.015 | 13.3 | 33.6 | 0.008 | 5.06 | DEER:Res:ClothesDishWasher | Annual | 1719 |  | Appl-CW-Top-GasDHW-GasDry-Tier2DEER2018 | Appl-CW-Top-GasDHW-GasDry-Tier2AnyDMoMH15CZ04DEER2018 | 8782
Appl-CW-Top-GasDHW-GasDry-Tier2 | DEER2018 | D17 v3 |  | Any | MFm | 1985 | CZ04 | rDXGF | Household | 1 | 1152 | None | 54.5 | 0.015 | 14.2 | 29.7 | 0.008 | 5.46 | 54.5 | 0.015 | 14.2 | 29.7 | 0.008 | 5.46 | DEER:Res:ClothesDishWasher | Annual | 1719 |  | Appl-CW-Top-GasDHW-GasDry-Tier2DEER2018 | Appl-CW-Top-GasDHW-GasDry-Tier2AnyMFm1985CZ04DEER2018 | 8783
Appl-CW-Top-GasDHW-ElecDry-Tier3 | DEER2018 | D17 v3 |  | Any | DMo | MH00 | CZ03 | rDXGF | Household | 1 | 1242 | None | 405 | 0.072 | 1.25 | 217 | 0.04 | -0.53 | 405 | 0.072 | 1.25 | 217 | 0.04 | -0.53 | DEER:Res:ClothesDishWasher | Annual | 1719 |  | Appl-CW-Top-GasDHW-ElecDry-Tier3DEER2018 | Appl-CW-Top-GasDHW-ElecDry-Tier3AnyDMoMH00CZ03DEER2018 | 8784
Appl-CW-Top-GasDHW-ElecDry-Tier3 | DEER2018 | D17 v3 |  | Any | DMo | MH06 | CZ03 | rDXGF | Household | 1 | 1242 | None | 410 | 0.069 | 2.57 | 219 | 0.036 | 0.19 | 410 | 0.069 | 2.57 | 219 | 0.036 | 0.19 | DEER:Res:ClothesDishWasher | Annual | 1719 |  | Appl-CW-Top-GasDHW-ElecDry-Tier3DEER2018 | Appl-CW-Top-GasDHW-ElecDry-Tier3AnyDMoMH06CZ03DEER2018 | 8785
Appl-CW-Top-GasDHW-ElecDry-Tier3 | DEER2018 | D17 v3 |  | Any | DMo | MH15 | CZ03 | rDXGF | Household | 1 | 1242 | None | 405 | 0.067 | 1.56 | 217 | 0.036 | -0.4 | 405 | 0.067 | 1.56 | 217 | 0.036 | -0.4 | DEER:Res:ClothesDishWasher | Annual | 1719 |  | Appl-CW-Top-GasDHW-ElecDry-Tier3DEER2018 | Appl-CW-Top-GasDHW-ElecDry-Tier3AnyDMoMH15CZ03DEER2018 | 8786
Appl-CW-Top-GasDHW-ElecDry-Tier3 | DEER2018 | D17 v3 |  | Any | MFm | 2015 | CZ03 | rDXGF | Household | 1 | 998.7 | None | 407 | 0.059 | 2.62 | 218 | 0.032 | 0.28 | 407 | 0.059 | 2.62 | 218 | 0.032 | 0.28 | DEER:Res:ClothesDishWasher | Annual | 1719 |  | Appl-CW-Top-GasDHW-ElecDry-Tier3DEER2018 | Appl-CW-Top-GasDHW-ElecDry-Tier3AnyMFm2015CZ03DEER2018 | 8787
Appl-CW-Top-GasDHW-ElecDry-Tier3 | DEER2018 | D17 v3 |  | Any | MFm | 2003 | CZ03 | rDXGF | Household | 1 | 998.7 | None | 407 | 0.059 | 2.46 | 217 | 0.032 | -0.02 | 407 | 0.059 | 2.46 | 217 | 0.032 | -0.02 | DEER:Res:ClothesDishWasher | Annual | 1719 |  | Appl-CW-Top-GasDHW-ElecDry-Tier3DEER2018 | Appl-CW-Top-GasDHW-ElecDry-Tier3AnyMFm2003CZ03DEER2018 | 8788
Appl-CW-Top-GasDHW-ElecDry-Tier3 | DEER2018 | D17 v3 |  | Any | DMo | MH15 | CZ02 | rDXGF | Household | 1 | 1242 | None | 412 | 0.065 | 1.45 | 220 | 0.034 | -0.41 | 412 | 0.065 | 1.45 | 220 | 0.034 | -0.41 | DEER:Res:ClothesDishWasher | Annual | 1719 |  | Appl-CW-Top-GasDHW-ElecDry-Tier3DEER2018 | Appl-CW-Top-GasDHW-ElecDry-Tier3AnyDMoMH15CZ02DEER2018 | 8789
Appl-CW-Top-GasDHW-ElecDry-Tier3 | DEER2018 | D17 v3 |  | Any | DMo | MH06 | CZ02 | rDXGF | Household | 1 | 1242 | None | 413 | 0.067 | 1.4 | 220 | 0.035 | -0.44 | 413 | 0.067 | 1.4 | 220 | 0.035 | -0.44 | DEER:Res:ClothesDishWasher | Annual | 1719 |  | Appl-CW-Top-GasDHW-ElecDry-Tier3DEER2018 | Appl-CW-Top-GasDHW-ElecDry-Tier3AnyDMoMH06CZ02DEER2018 | 8790
Appl-CW-Top-GasDHW-ElecDry-Tier3 | DEER2018 | D17 v3 |  | Any | DMo | MH85 | CZ03 | rDXGF | Household | 1 | 1242 | None | 408 | 0.07 | 1.03 | 217 | 0.038 | -0.67 | 408 | 0.07 | 1.03 | 217 | 0.038 | -0.67 | DEER:Res:ClothesDishWasher | Annual | 1719 |  | Appl-CW-Top-GasDHW-ElecDry-Tier3DEER2018 | Appl-CW-Top-GasDHW-ElecDry-Tier3AnyDMoMH85CZ03DEER2018 | 8791
Appl-CW-Top-GasDHW-ElecDry-Tier2 | DEER2018 | D17 v3 |  | Any | DMo | MH15 | CZ04 | rDXGF | Household | 1 | 1242 | None | 350 | 0.055 | 2.21 | 158 | 0.025 | 0.27 | 350 | 0.055 | 2.21 | 158 | 0.025 | 0.27 | DEER:Res:ClothesDishWasher | Annual | 1719 |  | Appl-CW-Top-GasDHW-ElecDry-Tier2DEER2018 | Appl-CW-Top-GasDHW-ElecDry-Tier2AnyDMoMH15CZ04DEER2018 | 8792
Appl-CW-Top-GasDHW-ElecDry-Tier2 | DEER2018 | D17 v3 |  | Any | MFm | 2015 | CZ04 | rDXGF | Household | 1 | 998.7 | None | 352 | 0.054 | 3.41 | 159 | 0.025 | 0.83 | 352 | 0.054 | 3.41 | 159 | 0.025 | 0.83 | DEER:Res:ClothesDishWasher | Annual | 1719 |  | Appl-CW-Top-GasDHW-ElecDry-Tier2DEER2018 | Appl-CW-Top-GasDHW-ElecDry-Tier2AnyMFm2015CZ04DEER2018 | 8793
Appl-CW-Top-GasDHW-ElecDry-Tier2 | DEER2018 | D17 v3 |  | Any | DMo | MH72 | CZ04 | rDXGF | Household | 1 | 1196 | None | 353 | 0.059 | 2.58 | 158 | 0.028 | 0.42 | 353 | 0.059 | 2.58 | 158 | 0.028 | 0.42 | DEER:Res:ClothesDishWasher | Annual | 1719 |  | Appl-CW-Top-GasDHW-ElecDry-Tier2DEER2018 | Appl-CW-Top-GasDHW-ElecDry-Tier2AnyDMoMH72CZ04DEER2018 | 8794
Appl-CW-Top-GasDHW-ElecDry-Tier2 | DEER2018 | D17 v3 |  | Any | DMo | MH06 | CZ04 | rDXGF | Household | 1 | 1242 | None | 351 | 0.056 | 2.35 | 158 | 0.026 | 0.34 | 351 | 0.056 | 2.35 | 158 | 0.026 | 0.34 | DEER:Res:ClothesDishWasher | Annual | 1719 |  | Appl-CW-Top-GasDHW-ElecDry-Tier2DEER2018 | Appl-CW-Top-GasDHW-ElecDry-Tier2AnyDMoMH06CZ04DEER2018 | 8795
Appl-CW-Top-GasDHW-ElecDry-Tier2 | DEER2018 | D17 v3 |  | Any | DMo | MH00 | CZ04 | rDXGF | Household | 1 | 1242 | None | 352 | 0.065 | 2.01 | 159 | 0.033 | 0.14 | 352 | 0.065 | 2.01 | 159 | 0.033 | 0.14 | DEER:Res:ClothesDishWasher | Annual | 1719 |  | Appl-CW-Top-GasDHW-ElecDry-Tier2DEER2018 | Appl-CW-Top-GasDHW-ElecDry-Tier2AnyDMoMH00CZ04DEER2018 | 8796
Appl-CW-Top-GasDHW-ElecDry-Tier2 | DEER2018 | D17 v3 |  | Any | MFm | 1975 | CZ04 | rDXGF | Household | 1 | 1070.2 | None | 348 | 0.056 | 2.84 | 157 | 0.025 | 0.55 | 348 | 0.056 | 2.84 | 157 | 0.025 | 0.55 | DEER:Res:ClothesDishWasher | Annual | 1719 |  | Appl-CW-Top-GasDHW-ElecDry-Tier2DEER2018 | Appl-CW-Top-GasDHW-ElecDry-Tier2AnyMFm1975CZ04DEER2018 | 8797
Appl-CW-Top-GasDHW-ElecDry-Tier2 | DEER2018 | D17 v3 |  | Any | DMo | MH85 | CZ04 | rDXGF | Household | 1 | 1242 | None | 354 | 0.062 | 2.1 | 159 | 0.027 | 0.2 | 354 | 0.062 | 2.1 | 159 | 0.027 | 0.2 | DEER:Res:ClothesDishWasher | Annual | 1719 |  | Appl-CW-Top-GasDHW-ElecDry-Tier2DEER2018 | Appl-CW-Top-GasDHW-ElecDry-Tier2AnyDMoMH85CZ04DEER2018 | 8798
Appl-CW-Top-GasDHW-ElecDry-Tier2 | DEER2018 | D17 v3 |  | Any | MFm | 2011 | CZ04 | rDXGF | Household | 1 | 998.7 | None | 351 | 0.052 | 3.39 | 157 | 0.022 | 0.79 | 351 | 0.052 | 3.39 | 157 | 0.022 | 0.79 | DEER:Res:ClothesDishWasher | Annual | 1719 |  | Appl-CW-Top-GasDHW-ElecDry-Tier2DEER2018 | Appl-CW-Top-GasDHW-ElecDry-Tier2AnyMFm2011CZ04DEER2018 | 8799
Appl-CW-Top-GasDHW-GasDry-Tier3 | DEER2018 | D17 v3 |  | Any | DMo | MH85 | CZ02 | rDXGF | Household | 1 | 1242 | None | 68.7 | 0.034 | 14.3 | 41.3 | 0.02 | 6.34 | 68.7 | 0.034 | 14.3 | 41.3 | 0.02 | 6.34 | DEER:Res:ClothesDishWasher | Annual | 1719 |  | Appl-CW-Top-GasDHW-GasDry-Tier3DEER2018 | Appl-CW-Top-GasDHW-GasDry-Tier3AnyDMoMH85CZ02DEER2018 | 8800
Appl-CW-Top-GasDHW-GasDry-Tier3 | DEER2018 | D17 v3 |  | Any | MFm | 2007 | CZ02 | rDXGF | Household | 1 | 1073.2 | None | 61.9 | 0.016 | 16.2 | 37.3 | 0.009 | 7.54 | 61.9 | 0.016 | 16.2 | 37.3 | 0.009 | 7.54 | DEER:Res:ClothesDishWasher | Annual | 1719 |  | Appl-CW-Top-GasDHW-GasDry-Tier3DEER2018 | Appl-CW-Top-GasDHW-GasDry-Tier3AnyMFm2007CZ02DEER2018 | 8801
Appl-CW-Top-GasDHW-GasDry-Tier2 | DEER2018 | D17 v3 |  | Any | MFm | 2015 | CZ04 | rDXGF | Household | 1 | 998.7 | None | 60.1 | 0.014 | 14.7 | 32.8 | 0.008 | 5.72 | 60.1 | 0.014 | 14.7 | 32.8 | 0.008 | 5.72 | DEER:Res:ClothesDishWasher | Annual | 1719 |  | Appl-CW-Top-GasDHW-GasDry-Tier2DEER2018 | Appl-CW-Top-GasDHW-GasDry-Tier2AnyMFm2015CZ04DEER2018 | 8802
Appl-CW-Top-GasDHW-ElecDry-Tier2 | DEER2018 | D17 v3 |  | Any | MFm | 2003 | CZ04 | rDXGF | Household | 1 | 998.7 | None | 350 | 0.055 | 3.1 | 160 | 0.029 | 0.78 | 350 | 0.055 | 3.1 | 160 | 0.029 | 0.78 | DEER:Res:ClothesDishWasher | Annual | 1719 |  | Appl-CW-Top-GasDHW-ElecDry-Tier2DEER2018 | Appl-CW-Top-GasDHW-ElecDry-Tier2AnyMFm2003CZ04DEER2018 | 8803
Appl-CW-Top-GasDHW-ElecDry-Tier3 | DEER2018 | D17 v3 |  | Any | MFm | 2011 | CZ02 | rDXGF | Household | 1 | 1073.2 | None | 413 | 0.063 | 2.81 | 221 | 0.034 | 0.38 | 413 | 0.063 | 2.81 | 221 | 0.034 | 0.38 | DEER:Res:ClothesDishWasher | Annual | 1719 |  | Appl-CW-Top-GasDHW-ElecDry-Tier3DEER2018 | Appl-CW-Top-GasDHW-ElecDry-Tier3AnyMFm2011CZ02DEER2018 | 8804
Appl-CW-Top-GasDHW-GasDry-Tier3 | DEER2018 | D17 v3 |  | Any | MFm | 2003 | CZ03 | rDXGF | Household | 1 | 998.7 | None | 56.6 | 0.01 | 16 | 33.3 | 0.006 | 7.1 | 56.6 | 0.01 | 16 | 33.3 | 0.006 | 7.1 | DEER:Res:ClothesDishWasher | Annual | 1719 |  | Appl-CW-Top-GasDHW-GasDry-Tier3DEER2018 | Appl-CW-Top-GasDHW-GasDry-Tier3AnyMFm2003CZ03DEER2018 | 8805
Appl-CW-Top-GasDHW-GasDry-Tier3 | DEER2018 | D17 v3 |  | Any | DMo | MH72 | CZ02 | rDXGF | Household | 1 | 1196 | None | 68.9 | 0.029 | 15.1 | 40.2 | 0.017 | 6.78 | 68.9 | 0.029 | 15.1 | 40.2 | 0.017 | 6.78 | DEER:Res:ClothesDishWasher | Annual | 1719 |  | Appl-CW-Top-GasDHW-GasDry-Tier3DEER2018 | Appl-CW-Top-GasDHW-GasDry-Tier3AnyDMoMH72CZ02DEER2018 | 8806
Appl-CW-Top-GasDHW-GasDry-Tier2 | DEER2018 | D17 v3 |  | Any | MFm | 2017 | CZ04 | rDXGF | Household | 1 | 998.7 | None | 59 | 0.013 | 14.8 | 32.1 | 0.007 | 5.76 | 59 | 0.013 | 14.8 | 32.1 | 0.007 | 5.76 | DEER:Res:ClothesDishWasher | Annual | 1719 |  | Appl-CW-Top-GasDHW-GasDry-Tier2DEER2018 | Appl-CW-Top-GasDHW-GasDry-Tier2AnyMFm2017CZ04DEER2018 | 8807
Appl-CW-Top-GasDHW-ElecDry-Tier3 | DEER2018 | D17 v3 |  | Any | MFm | 1975 | CZ02 | rDXGF | Household | 1 | 1070.2 | None | 411 | 0.068 | 2.28 | 220 | 0.037 | 0.02 | 411 | 0.068 | 2.28 | 220 | 0.037 | 0.02 | DEER:Res:ClothesDishWasher | Annual | 1719 |  | Appl-CW-Top-GasDHW-ElecDry-Tier3DEER2018 | Appl-CW-Top-GasDHW-ElecDry-Tier3AnyMFm1975CZ02DEER2018 | 8808
Appl-CW-Top-GasDHW-ElecDry-Tier2 | DEER2018 | D17 v3 |  | Any | MFm | 2017 | CZ04 | rDXGF | Household | 1 | 998.7 | None | 352 | 0.055 | 3.51 | 158 | 0.024 | 0.87 | 352 | 0.055 | 3.51 | 158 | 0.024 | 0.87 | DEER:Res:ClothesDishWasher | Annual | 1719 |  | Appl-CW-Top-GasDHW-ElecDry-Tier2DEER2018 | Appl-CW-Top-GasDHW-ElecDry-Tier2AnyMFm2017CZ04DEER2018 | 8809
Appl-CW-Top-GasDHW-ElecDry-Tier3 | DEER2018 | D17 v3 |  | Any | DMo | MH85 | CZ02 | rDXGF | Household | 1 | 1242 | None | 414 | 0.08 | 1.05 | 222 | 0.044 | -0.68 | 414 | 0.08 | 1.05 | 222 | 0.044 | -0.68 | DEER:Res:ClothesDishWasher | Annual | 1719 |  | Appl-CW-Top-GasDHW-ElecDry-Tier3DEER2018 | Appl-CW-Top-GasDHW-ElecDry-Tier3AnyDMoMH85CZ02DEER2018 | 8810
Appl-CW-Top-GasDHW-ElecDry-Tier3 | DEER2018 | D17 v3 |  | Any | MFm | 2007 | CZ02 | rDXGF | Household | 1 | 1073.2 | None | 412 | 0.064 | 2.7 | 220 | 0.035 | 0.26 | 412 | 0.064 | 2.7 | 220 | 0.035 | 0.26 | DEER:Res:ClothesDishWasher | Annual | 1719 |  | Appl-CW-Top-GasDHW-ElecDry-Tier3DEER2018 | Appl-CW-Top-GasDHW-ElecDry-Tier3AnyMFm2007CZ02DEER2018 | 8811
Appl-CW-Top-GasDHW-GasDry-Tier3 | DEER2018 | D17 v3 |  | Any | DMo | MH00 | CZ02 | rDXGF | Household | 1 | 1242 | None | 68.5 | 0.022 | 15.1 | 40.1 | 0.009 | 6.78 | 68.5 | 0.022 | 15.1 | 40.1 | 0.009 | 6.78 | DEER:Res:ClothesDishWasher | Annual | 1719 |  | Appl-CW-Top-GasDHW-GasDry-Tier3DEER2018 | Appl-CW-Top-GasDHW-GasDry-Tier3AnyDMoMH00CZ02DEER2018 | 8812
Appl-CW-Top-GasDHW-ElecDry-Tier3 | DEER2018 | D17 v3 |  | Any | DMo | MH72 | CZ02 | rDXGF | Household | 1 | 1196 | None | 414 | 0.076 | 1.82 | 221 | 0.042 | -0.24 | 414 | 0.076 | 1.82 | 221 | 0.042 | -0.24 | DEER:Res:ClothesDishWasher | Annual | 1719 |  | Appl-CW-Top-GasDHW-ElecDry-Tier3DEER2018 | Appl-CW-Top-GasDHW-ElecDry-Tier3AnyDMoMH72CZ02DEER2018 | 8813
Appl-CW-Top-GasDHW-GasDry-Tier3 | DEER2018 | D17 v3 |  | Any | MFm | 2015 | CZ03 | rDXGF | Household | 1 | 998.7 | None | 57.1 | 0.011 | 16.3 | 33.7 | 0.006 | 7.35 | 57.1 | 0.011 | 16.3 | 33.7 | 0.006 | 7.35 | DEER:Res:ClothesDishWasher | Annual | 1719 |  | Appl-CW-Top-GasDHW-GasDry-Tier3DEER2018 | Appl-CW-Top-GasDHW-GasDry-Tier3AnyMFm2015CZ03DEER2018 | 8814
Appl-CW-Top-GasDHW-ElecDry-Tier3 | DEER2018 | D17 v3 |  | Any | MFm | 2017 | CZ03 | rDXGF | Household | 1 | 998.7 | None | 407 | 0.059 | 2.55 | 218 | 0.031 | 0.13 | 407 | 0.059 | 2.55 | 218 | 0.031 | 0.13 | DEER:Res:ClothesDishWasher | Annual | 1719 |  | Appl-CW-Top-GasDHW-ElecDry-Tier3DEER2018 | Appl-CW-Top-GasDHW-ElecDry-Tier3AnyMFm2017CZ03DEER2018 | 8815
Appl-CW-Top-GasDHW-GasDry-Tier3 | DEER2018 | D17 v3 |  | Any | MFm | 2017 | CZ03 | rDXGF | Household | 1 | 998.7 | None | 56.8 | 0.011 | 16 | 33.7 | 0.007 | 7.35 | 56.8 | 0.011 | 16 | 33.7 | 0.007 | 7.35 | DEER:Res:ClothesDishWasher | Annual | 1719 |  | Appl-CW-Top-GasDHW-GasDry-Tier3DEER2018 | Appl-CW-Top-GasDHW-GasDry-Tier3AnyMFm2017CZ03DEER2018 | 8816
Appl-CW-Top-GasDHW-ElecDry-Tier3 | DEER2018 | D17 v3 |  | Any | MFm | 1985 | CZ02 | rDXGF | Household | 1 | 1152 | None | 412 | 0.068 | 2.35 | 220 | 0.037 | 0.08 | 412 | 0.068 | 2.35 | 220 | 0.037 | 0.08 | DEER:Res:ClothesDishWasher | Annual | 1719 |  | Appl-CW-Top-GasDHW-ElecDry-Tier3DEER2018 | Appl-CW-Top-GasDHW-ElecDry-Tier3AnyMFm1985CZ02DEER2018 | 8817
Appl-CW-Top-GasDHW-ElecDry-Tier3 | DEER2018 | D17 v3 |  | Any | DMo | MH00 | CZ02 | rDXGF | Household | 1 | 1242 | None | 413 | 0.069 | 1.77 | 221 | 0.034 | -0.24 | 413 | 0.069 | 1.77 | 221 | 0.034 | -0.24 | DEER:Res:ClothesDishWasher | Annual | 1719 |  | Appl-CW-Top-GasDHW-ElecDry-Tier3DEER2018 | Appl-CW-Top-GasDHW-ElecDry-Tier3AnyDMoMH00CZ02DEER2018 | 8818
Appl-CW-Top-GasDHW-GasDry-Tier2 | DEER2018 | D17 v3 |  | Any | MFm | 2003 | CZ04 | rDXGF | Household | 1 | 998.7 | None | 57.9 | 0.015 | 14.4 | 30.9 | 0.007 | 5.51 | 57.9 | 0.015 | 14.4 | 30.9 | 0.007 | 5.51 | DEER:Res:ClothesDishWasher | Annual | 1719 |  | Appl-CW-Top-GasDHW-GasDry-Tier2DEER2018 | Appl-CW-Top-GasDHW-GasDry-Tier2AnyMFm2003CZ04DEER2018 | 8819
Appl-CW-Top-GasDHW-ElecDry-Tier3 | DEER2018 | D17 v3 |  | Any | MFm | 1996 | CZ03 | rDXGF | Household | 1 | 981.6 | None | 409 | 0.062 | 2.59 | 218 | 0.033 | 0.16 | 409 | 0.062 | 2.59 | 218 | 0.033 | 0.16 | DEER:Res:ClothesDishWasher | Annual | 1719 |  | Appl-CW-Top-GasDHW-ElecDry-Tier3DEER2018 | Appl-CW-Top-GasDHW-ElecDry-Tier3AnyMFm1996CZ03DEER2018 | 8820
Appl-CW-Top-GasDHW-GasDry-Tier3 | DEER2018 | D17 v3 |  | Any | MFm | 2011 | CZ02 | rDXGF | Household | 1 | 1073.2 | None | 63.3 | 0.016 | 16.4 | 37.6 | 0.01 | 7.51 | 63.3 | 0.016 | 16.4 | 37.6 | 0.01 | 7.51 | DEER:Res:ClothesDishWasher | Annual | 1719 |  | Appl-CW-Top-GasDHW-GasDry-Tier3DEER2018 | Appl-CW-Top-GasDHW-GasDry-Tier3AnyMFm2011CZ02DEER2018 | 8821
Appl-CW-Top-GasDHW-ElecDry-Tier3 | DEER2018 | D17 v3 |  | Any | MFm | 2015 | CZ02 | rDXGF | Household | 1 | 1073.2 | None | 413 | 0.063 | 2.83 | 220 | 0.034 | 0.26 | 413 | 0.063 | 2.83 | 220 | 0.034 | 0.26 | DEER:Res:ClothesDishWasher | Annual | 1719 |  | Appl-CW-Top-GasDHW-ElecDry-Tier3DEER2018 | Appl-CW-Top-GasDHW-ElecDry-Tier3AnyMFm2015CZ02DEER2018 | 8822
Appl-CW-Top-GasDHW-GasDry-Tier3 | DEER2018 | D17 v3 |  | Any | MFm | 1975 | CZ02 | rDXGF | Household | 1 | 1070.2 | None | 61.1 | 0.02 | 15.8 | 35.8 | 0.011 | 7.15 | 61.1 | 0.02 | 15.8 | 35.8 | 0.011 | 7.15 | DEER:Res:ClothesDishWasher | Annual | 1719 |  | Appl-CW-Top-GasDHW-GasDry-Tier3DEER2018 | Appl-CW-Top-GasDHW-GasDry-Tier3AnyMFm1975CZ02DEER2018 | 8823
Appl-CW-Top-GasDHW-GasDry-Tier3 | DEER2018 | D17 v3 |  | Any | MFm | 2015 | CZ02 | rDXGF | Household | 1 | 1073.2 | None | 61.6 | 0.013 | 16.2 | 35.4 | 0.007 | 7.22 | 61.6 | 0.013 | 16.2 | 35.4 | 0.007 | 7.22 | DEER:Res:ClothesDishWasher | Annual | 1719 |  | Appl-CW-Top-GasDHW-GasDry-Tier3DEER2018 | Appl-CW-Top-GasDHW-GasDry-Tier3AnyMFm2015CZ02DEER2018 | 8824
Appl-CW-Top-GasDHW-ElecDry-Tier3 | DEER2018 | D17 v3 |  | Any | MFm | 2003 | CZ02 | rDXGF | Household | 1 | 1073.2 | None | 411 | 0.064 | 2.56 | 221 | 0.035 | 0.38 | 411 | 0.064 | 2.56 | 221 | 0.035 | 0.38 | DEER:Res:ClothesDishWasher | Annual | 1719 |  | Appl-CW-Top-GasDHW-ElecDry-Tier3DEER2018 | Appl-CW-Top-GasDHW-ElecDry-Tier3AnyMFm2003CZ02DEER2018 | 8825
Appl-CW-Top-GasDHW-GasDry-Tier3 | DEER2018 | D17 v3 |  | Any | MFm | 1996 | CZ03 | rDXGF | Household | 1 | 981.6 | None | 58.5 | 0.013 | 16.1 | 34.3 | 0.008 | 7.24 | 58.5 | 0.013 | 16.1 | 34.3 | 0.008 | 7.24 | DEER:Res:ClothesDishWasher | Annual | 1719 |  | Appl-CW-Top-GasDHW-GasDry-Tier3DEER2018 | Appl-CW-Top-GasDHW-GasDry-Tier3AnyMFm1996CZ03DEER2018 | 8826
Appl-CW-Top-GasDHW-ElecDry-Tier3 | DEER2018 | D17 v3 |  | Any | MFm | 2017 | CZ02 | rDXGF | Household | 1 | 1073.2 | None | 413 | 0.063 | 2.87 | 220 | 0.034 | 0.26 | 413 | 0.063 | 2.87 | 220 | 0.034 | 0.26 | DEER:Res:ClothesDishWasher | Annual | 1719 |  | Appl-CW-Top-GasDHW-ElecDry-Tier3DEER2018 | Appl-CW-Top-GasDHW-ElecDry-Tier3AnyMFm2017CZ02DEER2018 | 8827
Appl-CW-Top-GasDHW-GasDry-Tier3 | DEER2018 | D17 v3 |  | Any | MFm | 2017 | CZ02 | rDXGF | Household | 1 | 1073.2 | None | 62.1 | 0.015 | 16.3 | 36.8 | 0.009 | 7.45 | 62.1 | 0.015 | 16.3 | 36.8 | 0.009 | 7.45 | DEER:Res:ClothesDishWasher | Annual | 1719 |  | Appl-CW-Top-GasDHW-GasDry-Tier3DEER2018 | Appl-CW-Top-GasDHW-GasDry-Tier3AnyMFm2017CZ02DEER2018 | 8828
Appl-CW-Top-GasDHW-ElecDry-Tier2 | DEER2018 | D17 v3 |  | Any | MFm | 1996 | CZ04 | rDXGF | Household | 1 | 981.6 | None | 348 | 0.053 | 3.14 | 156 | 0.024 | 0.68 | 348 | 0.053 | 3.14 | 156 | 0.024 | 0.68 | DEER:Res:ClothesDishWasher | Annual | 1719 |  | Appl-CW-Top-GasDHW-ElecDry-Tier2DEER2018 | Appl-CW-Top-GasDHW-ElecDry-Tier2AnyMFm1996CZ04DEER2018 | 8829
Appl-CW-Top-GasDHW-GasDry-Tier2 | DEER2018 | D17 v3 |  | Any | MFm | 1996 | CZ04 | rDXGF | Household | 1 | 981.6 | None | 55.2 | 0.013 | 14.4 | 30.1 | 0.007 | 5.56 | 55.2 | 0.013 | 14.4 | 30.1 | 0.007 | 5.56 | DEER:Res:ClothesDishWasher | Annual | 1719 |  | Appl-CW-Top-GasDHW-GasDry-Tier2DEER2018 | Appl-CW-Top-GasDHW-GasDry-Tier2AnyMFm1996CZ04DEER2018 | 8830
Appl-CW-Top-GasDHW-GasDry-Tier3 | DEER2018 | D17 v3 |  | Any | MFm | 2003 | CZ02 | rDXGF | Household | 1 | 1073.2 | None | 61 | 0.016 | 16.2 | 36 | 0.009 | 7.38 | 61 | 0.016 | 16.2 | 36 | 0.009 | 7.38 | DEER:Res:ClothesDishWasher | Annual | 1719 |  | Appl-CW-Top-GasDHW-GasDry-Tier3DEER2018 | Appl-CW-Top-GasDHW-GasDry-Tier3AnyMFm2003CZ02DEER2018 | 8831
Appl-CW-Top-GasDHW-ElecDry-Tier3 | DEER2018 | D17 v3 |  | Any | MFm | 1996 | CZ02 | rDXGF | Household | 1 | 981.6 | None | 413 | 0.068 | 2.81 | 220 | 0.035 | 0.22 | 413 | 0.068 | 2.81 | 220 | 0.035 | 0.22 | DEER:Res:ClothesDishWasher | Annual | 1719 |  | Appl-CW-Top-GasDHW-ElecDry-Tier3DEER2018 | Appl-CW-Top-GasDHW-ElecDry-Tier3AnyMFm1996CZ02DEER2018 | 8832
Appl-CW-Top-GasDHW-ElecDry-Tier2 | DEER2018 | D17 v3 |  | Any | SFm | 2015 | CZ15 | rDXGF | Household | 1 | 2160.9 | None | 446 | 0.065 | 3.08 | 201 | 0.03 | 0.68 | 446 | 0.065 | 3.08 | 201 | 0.03 | 0.68 | DEER:Res:ClothesDishWasher | Annual | 1719 |  | Appl-CW-Top-GasDHW-ElecDry-Tier2DEER2018 | Appl-CW-Top-GasDHW-ElecDry-Tier2AnySFm2015CZ15DEER2018 | 8833
Appl-CW-Top-GasDHW-ElecDry-Tier2 | DEER2018 | D17 v3 |  | Any | SFm | 2011 | CZ15 | rDXGF | Household | 1 | 2160.9 | None | 448 | 0.066 | 3.08 | 202 | 0.03 | 0.68 | 448 | 0.066 | 3.08 | 202 | 0.03 | 0.68 | DEER:Res:ClothesDishWasher | Annual | 1719 |  | Appl-CW-Top-GasDHW-ElecDry-Tier2DEER2018 | Appl-CW-Top-GasDHW-ElecDry-Tier2AnySFm2011CZ15DEER2018 | 8834
Appl-CW-Top-GasDHW-ElecDry-Tier2 | DEER2018 | D17 v3 |  | Any | SFm | 2007 | CZ15 | rDXGF | Household | 1 | 2160.9 | None | 448 | 0.065 | 3.04 | 202 | 0.03 | 0.65 | 448 | 0.065 | 3.04 | 202 | 0.03 | 0.65 | DEER:Res:ClothesDishWasher | Annual | 1719 |  | Appl-CW-Top-GasDHW-ElecDry-Tier2DEER2018 | Appl-CW-Top-GasDHW-ElecDry-Tier2AnySFm2007CZ15DEER2018 | 8835
Appl-CW-Top-GasDHW-GasDry-Tier2 | DEER2018 | D17 v3 |  | Any | SFm | 2011 | CZ15 | rDXGF | Household | 1 | 2160.9 | None | 86.8 | 0.016 | 17.1 | 46.5 | 0.008 | 6.73 | 86.8 | 0.016 | 17.1 | 46.5 | 0.008 | 6.73 | DEER:Res:ClothesDishWasher | Annual | 1719 |  | Appl-CW-Top-GasDHW-GasDry-Tier2DEER2018 | Appl-CW-Top-GasDHW-GasDry-Tier2AnySFm2011CZ15DEER2018 | 8836
Appl-CW-Top-GasDHW-GasDry-Tier2 | DEER2018 | D17 v3 |  | Any | SFm | 2015 | CZ15 | rDXGF | Household | 1 | 2160.9 | None | 84.7 | 0.016 | 17.1 | 45.5 | 0.009 | 6.74 | 84.7 | 0.016 | 17.1 | 45.5 | 0.009 | 6.74 | DEER:Res:ClothesDishWasher | Annual | 1719 |  | Appl-CW-Top-GasDHW-GasDry-Tier2DEER2018 | Appl-CW-Top-GasDHW-GasDry-Tier2AnySFm2015CZ15DEER2018 | 8837
Appl-CW-Top-GasDHW-GasDry-Tier2 | DEER2018 | D17 v3 |  | Any | SFm | 2007 | CZ15 | rDXGF | Household | 1 | 2160.9 | None | 86.5 | 0.017 | 17.1 | 46.5 | 0.009 | 6.71 | 86.5 | 0.017 | 17.1 | 46.5 | 0.009 | 6.71 | DEER:Res:ClothesDishWasher | Annual | 1719 |  | Appl-CW-Top-GasDHW-GasDry-Tier2DEER2018 | Appl-CW-Top-GasDHW-GasDry-Tier2AnySFm2007CZ15DEER2018 | 8838
Appl-CW-Top-GasDHW-GasDry-Tier3 | DEER2018 | D17 v3 |  | Any | MFm | 1996 | CZ02 | rDXGF | Household | 1 | 981.6 | None | 61.6 | 0.017 | 16.2 | 35.8 | 0.009 | 7.24 | 61.6 | 0.017 | 16.2 | 35.8 | 0.009 | 7.24 | DEER:Res:ClothesDishWasher | Annual | 1719 |  | Appl-CW-Top-GasDHW-GasDry-Tier3DEER2018 | Appl-CW-Top-GasDHW-GasDry-Tier3AnyMFm1996CZ02DEER2018 | 8839
Appl-CW-Top-GasDHW-ElecDry-Tier2 | DEER2018 | D17 v3 |  | Any | MFm | 2015 | CZ12 | rDXGF | Household | 1 | 1073.2 | None | 352 | 0.053 | 3.1 | 158 | 0.024 | 0.68 | 352 | 0.053 | 3.1 | 158 | 0.024 | 0.68 | DEER:Res:ClothesDishWasher | Annual | 1719 |  | Appl-CW-Top-GasDHW-ElecDry-Tier2DEER2018 | Appl-CW-Top-GasDHW-ElecDry-Tier2AnyMFm2015CZ12DEER2018 | 8840
Appl-CW-Top-GasDHW-ElecDry-Tier2 | DEER2018 | D17 v3 |  | Any | SFm | 2017 | CZ15 | rDXGF | Household | 1 | 2160.9 | None | 446 | 0.066 | 3.09 | 202 | 0.03 | 0.7 | 446 | 0.066 | 3.09 | 202 | 0.03 | 0.7 | DEER:Res:ClothesDishWasher | Annual | 1719 |  | Appl-CW-Top-GasDHW-ElecDry-Tier2DEER2018 | Appl-CW-Top-GasDHW-ElecDry-Tier2AnySFm2017CZ15DEER2018 | 8841
Appl-CW-Top-GasDHW-ElecDry-Tier2 | DEER2018 | D17 v3 |  | Any | MFm | 2011 | CZ12 | rDXGF | Household | 1 | 1073.2 | None | 353 | 0.053 | 3.08 | 159 | 0.024 | 0.68 | 353 | 0.053 | 3.08 | 159 | 0.024 | 0.68 | DEER:Res:ClothesDishWasher | Annual | 1719 |  | Appl-CW-Top-GasDHW-ElecDry-Tier2DEER2018 | Appl-CW-Top-GasDHW-ElecDry-Tier2AnyMFm2011CZ12DEER2018 | 8842
Appl-CW-Top-GasDHW-ElecDry-Tier2 | DEER2018 | D17 v3 |  | Any | MFm | 2017 | CZ12 | rDXGF | Household | 1 | 1073.2 | None | 352 | 0.052 | 3.11 | 159 | 0.024 | 0.75 | 352 | 0.052 | 3.11 | 159 | 0.024 | 0.75 | DEER:Res:ClothesDishWasher | Annual | 1719 |  | Appl-CW-Top-GasDHW-ElecDry-Tier2DEER2018 | Appl-CW-Top-GasDHW-ElecDry-Tier2AnyMFm2017CZ12DEER2018 | 8843
Appl-CW-Top-GasDHW-GasDry-Tier2 | DEER2018 | D17 v3 |  | Any | MFm | 2007 | CZ12 | rDXGF | Household | 1 | 1073.2 | None | 60.3 | 0.013 | 14.3 | 32.6 | 0.007 | 5.52 | 60.3 | 0.013 | 14.3 | 32.6 | 0.007 | 5.52 | DEER:Res:ClothesDishWasher | Annual | 1719 |  | Appl-CW-Top-GasDHW-GasDry-Tier2DEER2018 | Appl-CW-Top-GasDHW-GasDry-Tier2AnyMFm2007CZ12DEER2018 | 8844
Appl-CW-Top-GasDHW-GasDry-Tier2 | DEER2018 | D17 v3 |  | Any | MFm | 2015 | CZ12 | rDXGF | Household | 1 | 1073.2 | None | 60.4 | 0.013 | 14.4 | 32.3 | 0.007 | 5.56 | 60.4 | 0.013 | 14.4 | 32.3 | 0.007 | 5.56 | DEER:Res:ClothesDishWasher | Annual | 1719 |  | Appl-CW-Top-GasDHW-GasDry-Tier2DEER2018 | Appl-CW-Top-GasDHW-GasDry-Tier2AnyMFm2015CZ12DEER2018 | 8845
Appl-CW-Top-GasDHW-ElecDry-Tier2 | DEER2018 | D17 v3 |  | Any | SFm | 1975 | CZ15 | rDXGF | Household | 1 | 1555 | None | 453 | 0.069 | 3.05 | 205 | 0.031 | 0.68 | 453 | 0.069 | 3.05 | 205 | 0.031 | 0.68 | DEER:Res:ClothesDishWasher | Annual | 1719 |  | Appl-CW-Top-GasDHW-ElecDry-Tier2DEER2018 | Appl-CW-Top-GasDHW-ElecDry-Tier2AnySFm1975CZ15DEER2018 | 8846
Appl-CW-Top-GasDHW-ElecDry-Tier2 | DEER2018 | D17 v3 |  | Any | MFm | 2007 | CZ12 | rDXGF | Household | 1 | 1073.2 | None | 352 | 0.053 | 3.01 | 159 | 0.024 | 0.64 | 352 | 0.053 | 3.01 | 159 | 0.024 | 0.64 | DEER:Res:ClothesDishWasher | Annual | 1719 |  | Appl-CW-Top-GasDHW-ElecDry-Tier2DEER2018 | Appl-CW-Top-GasDHW-ElecDry-Tier2AnyMFm2007CZ12DEER2018 | 8847
Appl-CW-Top-GasDHW-ElecDry-Tier2 | DEER2018 | D17 v3 |  | Any | MFm | 1975 | CZ12 | rDXGF | Household | 1 | 1098.9 | None | 350 | 0.055 | 2.51 | 158 | 0.026 | 0.39 | 350 | 0.055 | 2.51 | 158 | 0.026 | 0.39 | DEER:Res:ClothesDishWasher | Annual | 1719 |  | Appl-CW-Top-GasDHW-ElecDry-Tier2DEER2018 | Appl-CW-Top-GasDHW-ElecDry-Tier2AnyMFm1975CZ12DEER2018 | 8848
Appl-CW-Top-GasDHW-GasDry-Tier2 | DEER2018 | D17 v3 |  | Any | SFm | 2003 | CZ15 | rDXGF | Household | 1 | 2160.9 | None | 89.7 | 0.02 | 17 | 49.4 | 0.011 | 6.66 | 89.7 | 0.02 | 17 | 49.4 | 0.011 | 6.66 | DEER:Res:ClothesDishWasher | Annual | 1719 |  | Appl-CW-Top-GasDHW-GasDry-Tier2DEER2018 | Appl-CW-Top-GasDHW-GasDry-Tier2AnySFm2003CZ15DEER2018 | 8849
Appl-CW-Top-GasDHW-ElecDry-Tier2 | DEER2018 | D17 v3 |  | Any | SFm | 1985 | CZ15 | rDXGF | Household | 1 | 1741 | None | 454 | 0.07 | 2.83 | 205 | 0.032 | 0.56 | 454 | 0.07 | 2.83 | 205 | 0.032 | 0.56 | DEER:Res:ClothesDishWasher | Annual | 1719 |  | Appl-CW-Top-GasDHW-ElecDry-Tier2DEER2018 | Appl-CW-Top-GasDHW-ElecDry-Tier2AnySFm1985CZ15DEER2018 | 8850
Appl-CW-Top-GasDHW-ElecDry-Tier2 | DEER2018 | D17 v3 |  | Any | SFm | 2003 | CZ15 | rDXGF | Household | 1 | 2160.9 | None | 451 | 0.069 | 2.93 | 205 | 0.031 | 0.61 | 451 | 0.069 | 2.93 | 205 | 0.031 | 0.61 | DEER:Res:ClothesDishWasher | Annual | 1719 |  | Appl-CW-Top-GasDHW-ElecDry-Tier2DEER2018 | Appl-CW-Top-GasDHW-ElecDry-Tier2AnySFm2003CZ15DEER2018 | 8851
Appl-CW-Top-GasDHW-GasDry-Tier2 | DEER2018 | D17 v3 |  | Any | SFm | 2017 | CZ15 | rDXGF | Household | 1 | 2160.9 | None | 84.7 | 0.016 | 17.1 | 45.5 | 0.008 | 6.75 | 84.7 | 0.016 | 17.1 | 45.5 | 0.008 | 6.75 | DEER:Res:ClothesDishWasher | Annual | 1719 |  | Appl-CW-Top-GasDHW-GasDry-Tier2DEER2018 | Appl-CW-Top-GasDHW-GasDry-Tier2AnySFm2017CZ15DEER2018 | 8852
Appl-CW-Top-GasDHW-GasDry-Tier2 | DEER2018 | D17 v3 |  | Any | SFm | 1996 | CZ15 | rDXGF | Household | 1 | 1758 | None | 94.3 | 0.02 | 16.9 | 49.6 | 0.011 | 6.65 | 94.3 | 0.02 | 16.9 | 49.6 | 0.011 | 6.65 | DEER:Res:ClothesDishWasher | Annual | 1719 |  | Appl-CW-Top-GasDHW-GasDry-Tier2DEER2018 | Appl-CW-Top-GasDHW-GasDry-Tier2AnySFm1996CZ15DEER2018 | 8853
Appl-CW-Top-GasDHW-GasDry-Tier2 | DEER2018 | D17 v3 |  | Any | MFm | 2011 | CZ12 | rDXGF | Household | 1 | 1073.2 | None | 60.4 | 0.012 | 14.4 | 31.4 | 0.006 | 5.49 | 60.4 | 0.012 | 14.4 | 31.4 | 0.006 | 5.49 | DEER:Res:ClothesDishWasher | Annual | 1719 |  | Appl-CW-Top-GasDHW-GasDry-Tier2DEER2018 | Appl-CW-Top-GasDHW-GasDry-Tier2AnyMFm2011CZ12DEER2018 | 8854
Appl-CW-Top-GasDHW-GasDry-Tier2 | DEER2018 | D17 v3 |  | Any | MFm | 2017 | CZ12 | rDXGF | Household | 1 | 1073.2 | None | 59.6 | 0.012 | 14.4 | 32.6 | 0.006 | 5.58 | 59.6 | 0.012 | 14.4 | 32.6 | 0.006 | 5.58 | DEER:Res:ClothesDishWasher | Annual | 1719 |  | Appl-CW-Top-GasDHW-GasDry-Tier2DEER2018 | Appl-CW-Top-GasDHW-GasDry-Tier2AnyMFm2017CZ12DEER2018 | 8855
Appl-CW-Top-GasDHW-ElecDry-Tier2 | DEER2018 | D17 v3 |  | Any | SFm | 1996 | CZ15 | rDXGF | Household | 1 | 1758 | None | 455 | 0.069 | 2.9 | 205 | 0.031 | 0.61 | 455 | 0.069 | 2.9 | 205 | 0.031 | 0.61 | DEER:Res:ClothesDishWasher | Annual | 1719 |  | Appl-CW-Top-GasDHW-ElecDry-Tier2DEER2018 | Appl-CW-Top-GasDHW-ElecDry-Tier2AnySFm1996CZ15DEER2018 | 8856
Appl-CW-Top-GasDHW-ElecDry-Tier2 | DEER2018 | D17 v3 |  | Any | MFm | 1985 | CZ12 | rDXGF | Household | 1 | 1150 | None | 350 | 0.057 | 2.59 | 157 | 0.026 | 0.43 | 350 | 0.057 | 2.59 | 157 | 0.026 | 0.43 | DEER:Res:ClothesDishWasher | Annual | 1719 |  | Appl-CW-Top-GasDHW-ElecDry-Tier2DEER2018 | Appl-CW-Top-GasDHW-ElecDry-Tier2AnyMFm1985CZ12DEER2018 | 8857
Appl-CW-Top-GasDHW-GasDry-Tier2 | DEER2018 | D17 v3 |  | Any | SFm | 1975 | CZ15 | rDXGF | Household | 1 | 1555 | None | 91.5 | 0.02 | 17.1 | 49.1 | 0.011 | 6.74 | 91.5 | 0.02 | 17.1 | 49.1 | 0.011 | 6.74 | DEER:Res:ClothesDishWasher | Annual | 1719 |  | Appl-CW-Top-GasDHW-GasDry-Tier2DEER2018 | Appl-CW-Top-GasDHW-GasDry-Tier2AnySFm1975CZ15DEER2018 | 8858
Appl-CW-Top-GasDHW-GasDry-Tier2 | DEER2018 | D17 v3 |  | Any | MFm | 1975 | CZ12 | rDXGF | Household | 1 | 1098.9 | None | 58.2 | 0.015 | 13.8 | 31.5 | 0.008 | 5.26 | 58.2 | 0.015 | 13.8 | 31.5 | 0.008 | 5.26 | DEER:Res:ClothesDishWasher | Annual | 1719 |  | Appl-CW-Top-GasDHW-GasDry-Tier2DEER2018 | Appl-CW-Top-GasDHW-GasDry-Tier2AnyMFm1975CZ12DEER2018 | 8859
Appl-CW-Top-GasDHW-GasDry-Tier2 | DEER2018 | D17 v3 |  | Any | MFm | 1985 | CZ12 | rDXGF | Household | 1 | 1150 | None | 57.5 | 0.017 | 13.9 | 31.2 | 0.009 | 5.3 | 57.5 | 0.017 | 13.9 | 31.2 | 0.009 | 5.3 | DEER:Res:ClothesDishWasher | Annual | 1719 |  | Appl-CW-Top-GasDHW-GasDry-Tier2DEER2018 | Appl-CW-Top-GasDHW-GasDry-Tier2AnyMFm1985CZ12DEER2018 | 8860
Appl-CW-Top-GasDHW-GasDry-Tier2 | DEER2018 | D17 v3 |  | Any | SFm | 1985 | CZ15 | rDXGF | Household | 1 | 1741 | None | 92.7 | 0.02 | 16.9 | 48.9 | 0.011 | 6.62 | 92.7 | 0.02 | 16.9 | 48.9 | 0.011 | 6.62 | DEER:Res:ClothesDishWasher | Annual | 1719 |  | Appl-CW-Top-GasDHW-GasDry-Tier2DEER2018 | Appl-CW-Top-GasDHW-GasDry-Tier2AnySFm1985CZ15DEER2018 | 8861
Appl-CW-Top-GasDHW-ElecDry-Tier2 | DEER2018 | D17 v3 |  | Any | MFm | 1996 | CZ12 | rDXGF | Household | 1 | 1031.9 | None | 352 | 0.058 | 2.71 | 158 | 0.027 | 0.49 | 352 | 0.058 | 2.71 | 158 | 0.027 | 0.49 | DEER:Res:ClothesDishWasher | Annual | 1719 |  | Appl-CW-Top-GasDHW-ElecDry-Tier2DEER2018 | Appl-CW-Top-GasDHW-ElecDry-Tier2AnyMFm1996CZ12DEER2018 | 8862
Appl-CW-Top-GasDHW-GasDry-Tier2 | DEER2018 | D17 v3 |  | Any | DMo | MH06 | CZ12 | rDXGF | Household | 1 | 1242 | None | 65.8 | 0.016 | 13.2 | 34.6 | 0.008 | 4.98 | 65.8 | 0.016 | 13.2 | 34.6 | 0.008 | 4.98 | DEER:Res:ClothesDishWasher | Annual | 1719 |  | Appl-CW-Top-GasDHW-GasDry-Tier2DEER2018 | Appl-CW-Top-GasDHW-GasDry-Tier2AnyDMoMH06CZ12DEER2018 | 8863
Appl-CW-Top-GasDHW-GasDry-Tier2 | DEER2018 | D17 v3 |  | Any | DMo | MH00 | CZ12 | rDXGF | Household | 1 | 1242 | None | 70.2 | 0.02 | 13.1 | 36.6 | 0.01 | 4.94 | 70.2 | 0.02 | 13.1 | 36.6 | 0.01 | 4.94 | DEER:Res:ClothesDishWasher | Annual | 1719 |  | Appl-CW-Top-GasDHW-GasDry-Tier2DEER2018 | Appl-CW-Top-GasDHW-GasDry-Tier2AnyDMoMH00CZ12DEER2018 | 8864
Appl-CW-Top-GasDHW-ElecDry-Tier2 | DEER2018 | D17 v3 |  | Any | MFm | 2003 | CZ12 | rDXGF | Household | 1 | 1073.2 | None | 353 | 0.056 | 2.96 | 159 | 0.025 | 0.62 | 353 | 0.056 | 2.96 | 159 | 0.025 | 0.62 | DEER:Res:ClothesDishWasher | Annual | 1719 |  | Appl-CW-Top-GasDHW-ElecDry-Tier2DEER2018 | Appl-CW-Top-GasDHW-ElecDry-Tier2AnyMFm2003CZ12DEER2018 | 8865
Appl-CW-Top-GasDHW-GasDry-Tier2 | DEER2018 | D17 v3 |  | Any | DMo | MH15 | CZ12 | rDXGF | Household | 1 | 1242 | None | 64.1 | 0.016 | 13.3 | 34.1 | 0.008 | 5.07 | 64.1 | 0.016 | 13.3 | 34.1 | 0.008 | 5.07 | DEER:Res:ClothesDishWasher | Annual | 1719 |  | Appl-CW-Top-GasDHW-GasDry-Tier2DEER2018 | Appl-CW-Top-GasDHW-GasDry-Tier2AnyDMoMH15CZ12DEER2018 | 8866
Appl-CW-Top-GasDHW-ElecDry-Tier2 | DEER2018 | D17 v3 |  | Any | DMo | MH15 | CZ12 | rDXGF | Household | 1 | 1242 | None | 352 | 0.055 | 2.23 | 158 | 0.025 | 0.29 | 352 | 0.055 | 2.23 | 158 | 0.025 | 0.29 | DEER:Res:ClothesDishWasher | Annual | 1719 |  | Appl-CW-Top-GasDHW-ElecDry-Tier2DEER2018 | Appl-CW-Top-GasDHW-ElecDry-Tier2AnyDMoMH15CZ12DEER2018 | 8867
Appl-CW-Top-GasDHW-GasDry-Tier2 | DEER2018 | D17 v3 |  | Any | DMo | MH85 | CZ12 | rDXGF | Household | 1 | 1242 | None | 65.3 | 0.02 | 12.9 | 35.2 | 0.012 | 4.84 | 65.3 | 0.02 | 12.9 | 35.2 | 0.012 | 4.84 | DEER:Res:ClothesDishWasher | Annual | 1719 |  | Appl-CW-Top-GasDHW-GasDry-Tier2DEER2018 | Appl-CW-Top-GasDHW-GasDry-Tier2AnyDMoMH85CZ12DEER2018 | 8868
Appl-CW-Top-GasDHW-ElecDry-Tier2 | DEER2018 | D17 v3 |  | Any | DMo | MH06 | CZ12 | rDXGF | Household | 1 | 1242 | None | 353 | 0.056 | 2.06 | 159 | 0.025 | 0.2 | 353 | 0.056 | 2.06 | 159 | 0.025 | 0.2 | DEER:Res:ClothesDishWasher | Annual | 1719 |  | Appl-CW-Top-GasDHW-ElecDry-Tier2DEER2018 | Appl-CW-Top-GasDHW-ElecDry-Tier2AnyDMoMH06CZ12DEER2018 | 8869
Appl-CW-Top-GasDHW-ElecDry-Tier2 | DEER2018 | D17 v3 |  | Any | DMo | MH85 | CZ12 | rDXGF | Household | 1 | 1242 | None | 353 | 0.058 | 1.79 | 160 | 0.028 | 0.06 | 353 | 0.058 | 1.79 | 160 | 0.028 | 0.06 | DEER:Res:ClothesDishWasher | Annual | 1719 |  | Appl-CW-Top-GasDHW-ElecDry-Tier2DEER2018 | Appl-CW-Top-GasDHW-ElecDry-Tier2AnyDMoMH85CZ12DEER2018 | 8870
Appl-CW-Top-GasDHW-GasDry-Tier2 | DEER2018 | D17 v3 |  | Any | MFm | 2003 | CZ12 | rDXGF | Household | 1 | 1073.2 | None | 61.4 | 0.016 | 14.3 | 33.3 | 0.008 | 5.49 | 61.4 | 0.016 | 14.3 | 33.3 | 0.008 | 5.49 | DEER:Res:ClothesDishWasher | Annual | 1719 |  | Appl-CW-Top-GasDHW-GasDry-Tier2DEER2018 | Appl-CW-Top-GasDHW-GasDry-Tier2AnyMFm2003CZ12DEER2018 | 8871
Appl-CW-Top-GasDHW-GasDry-Tier2 | DEER2018 | D17 v3 |  | Any | DMo | MH72 | CZ12 | rDXGF | Household | 1 | 1196 | None | 67.4 | 0.022 | 13.4 | 36 | 0.011 | 5.12 | 67.4 | 0.022 | 13.4 | 36 | 0.011 | 5.12 | DEER:Res:ClothesDishWasher | Annual | 1719 |  | Appl-CW-Top-GasDHW-GasDry-Tier2DEER2018 | Appl-CW-Top-GasDHW-GasDry-Tier2AnyDMoMH72CZ12DEER2018 | 8872
Appl-CW-Top-GasDHW-ElecDry-Tier2 | DEER2018 | D17 v3 |  | Any | DMo | MH72 | CZ12 | rDXGF | Household | 1 | 1196 | None | 355 | 0.061 | 2.33 | 160 | 0.028 | 0.32 | 355 | 0.061 | 2.33 | 160 | 0.028 | 0.32 | DEER:Res:ClothesDishWasher | Annual | 1719 |  | Appl-CW-Top-GasDHW-ElecDry-Tier2DEER2018 | Appl-CW-Top-GasDHW-ElecDry-Tier2AnyDMoMH72CZ12DEER2018 | 8873
Appl-CW-Top-GasDHW-ElecDry-Tier2 | DEER2018 | D17 v3 |  | Any | DMo | MH00 | CZ12 | rDXGF | Household | 1 | 1242 | None | 358 | 0.059 | 1.97 | 161 | 0.027 | 0.14 | 358 | 0.059 | 1.97 | 161 | 0.027 | 0.14 | DEER:Res:ClothesDishWasher | Annual | 1719 |  | Appl-CW-Top-GasDHW-ElecDry-Tier2DEER2018 | Appl-CW-Top-GasDHW-ElecDry-Tier2AnyDMoMH00CZ12DEER2018 | 8874
Appl-CW-Top-GasDHW-GasDry-Tier2 | DEER2018 | D17 v3 |  | Any | MFm | 1996 | CZ12 | rDXGF | Household | 1 | 1031.9 | None | 59.7 | 0.018 | 14 | 32.3 | 0.01 | 5.35 | 59.7 | 0.018 | 14 | 32.3 | 0.01 | 5.35 | DEER:Res:ClothesDishWasher | Annual | 1719 |  | Appl-CW-Top-GasDHW-GasDry-Tier2DEER2018 | Appl-CW-Top-GasDHW-GasDry-Tier2AnyMFm1996CZ12DEER2018 | 8875
Appl-CW-Top-GasDHW-ElecDry-Tier2 | DEER2018 | D17 v3 |  | Any | MFm | 2017 | CZ06 | rDXGF | Household | 1 | 1206 | None | 348 | 0.053 | 2.9 | 156 | 0.024 | 0.54 | 348 | 0.053 | 2.9 | 156 | 0.024 | 0.54 | DEER:Res:ClothesDishWasher | Annual | 1719 |  | Appl-CW-Top-GasDHW-ElecDry-Tier2DEER2018 | Appl-CW-Top-GasDHW-ElecDry-Tier2AnyMFm2017CZ06DEER2018 | 8876
Appl-CW-Top-GasDHW-ElecDry-Tier2 | DEER2018 | D17 v3 |  | Any | MFm | 2007 | CZ06 | rDXGF | Household | 1 | 1206 | None | 349 | 0.052 | 2.81 | 156 | 0.023 | 0.46 | 349 | 0.052 | 2.81 | 156 | 0.023 | 0.46 | DEER:Res:ClothesDishWasher | Annual | 1719 |  | Appl-CW-Top-GasDHW-ElecDry-Tier2DEER2018 | Appl-CW-Top-GasDHW-ElecDry-Tier2AnyMFm2007CZ06DEER2018 | 8877
Appl-CW-Top-GasDHW-GasDry-Tier2 | DEER2018 | D17 v3 |  | Any | MFm | 2007 | CZ06 | rDXGF | Household | 1 | 1206 | None | 57.8 | 0.014 | 14.3 | 31.6 | 0.007 | 5.53 | 57.8 | 0.014 | 14.3 | 31.6 | 0.007 | 5.53 | DEER:Res:ClothesDishWasher | Annual | 1719 |  | Appl-CW-Top-GasDHW-GasDry-Tier2DEER2018 | Appl-CW-Top-GasDHW-GasDry-Tier2AnyMFm2007CZ06DEER2018 | 8878
Appl-CW-Top-GasDHW-GasDry-Tier2 | DEER2018 | D17 v3 |  | Any | MFm | 1985 | CZ06 | rDXGF | Household | 1 | 1295.2 | None | 57 | 0.014 | 14.2 | 31.9 | 0.01 | 5.68 | 57 | 0.014 | 14.2 | 31.9 | 0.01 | 5.68 | DEER:Res:ClothesDishWasher | Annual | 1719 |  | Appl-CW-Top-GasDHW-GasDry-Tier2DEER2018 | Appl-CW-Top-GasDHW-GasDry-Tier2AnyMFm1985CZ06DEER2018 | 8879
Appl-CW-Top-GasDHW-GasDry-Tier2 | DEER2018 | D17 v3 |  | Any | DMo | MH00 | CZ06 | rDXGF | Household | 1 | 1242 | None | 65.4 | 0.017 | 13.4 | 35.1 | 0.009 | 5.09 | 65.4 | 0.017 | 13.4 | 35.1 | 0.009 | 5.09 | DEER:Res:ClothesDishWasher | Annual | 1719 |  | Appl-CW-Top-GasDHW-GasDry-Tier2DEER2018 | Appl-CW-Top-GasDHW-GasDry-Tier2AnyDMoMH00CZ06DEER2018 | 8880
Appl-CW-Top-GasDHW-GasDry-Tier2 | DEER2018 | D17 v3 |  | Any | DMo | MH85 | CZ06 | rDXGF | Household | 1 | 1242 | None | 65.1 | 0.016 | 13.6 | 34.8 | 0.008 | 5.19 | 65.1 | 0.016 | 13.6 | 34.8 | 0.008 | 5.19 | DEER:Res:ClothesDishWasher | Annual | 1719 |  | Appl-CW-Top-GasDHW-GasDry-Tier2DEER2018 | Appl-CW-Top-GasDHW-GasDry-Tier2AnyDMoMH85CZ06DEER2018 | 8881
Appl-CW-Top-GasDHW-ElecDry-Tier2 | DEER2018 | D17 v3 |  | Any | MFm | 1975 | CZ06 | rDXGF | Household | 1 | 1047.7 | None | 352 | 0.056 | 2.92 | 158 | 0.025 | 0.61 | 352 | 0.056 | 2.92 | 158 | 0.025 | 0.61 | DEER:Res:ClothesDishWasher | Annual | 1719 |  | Appl-CW-Top-GasDHW-ElecDry-Tier2DEER2018 | Appl-CW-Top-GasDHW-ElecDry-Tier2AnyMFm1975CZ06DEER2018 | 8882
Appl-CW-Top-GasDHW-ElecDry-Tier2 | DEER2018 | D17 v3 |  | Any | DMo | MH15 | CZ06 | rDXGF | Household | 1 | 1242 | None | 352 | 0.053 | 2.49 | 158 | 0.024 | 0.37 | 352 | 0.053 | 2.49 | 158 | 0.024 | 0.37 | DEER:Res:ClothesDishWasher | Annual | 1719 |  | Appl-CW-Top-GasDHW-ElecDry-Tier2DEER2018 | Appl-CW-Top-GasDHW-ElecDry-Tier2AnyDMoMH15CZ06DEER2018 | 8883
Appl-CW-Top-GasDHW-GasDry-Tier2 | DEER2018 | D17 v3 |  | Any | DMo | MH06 | CZ06 | rDXGF | Household | 1 | 1242 | None | 64.6 | 0.016 | 15.2 | 34.8 | 0.009 | 5.99 | 64.6 | 0.016 | 15.2 | 34.8 | 0.009 | 5.99 | DEER:Res:ClothesDishWasher | Annual | 1719 |  | Appl-CW-Top-GasDHW-GasDry-Tier2DEER2018 | Appl-CW-Top-GasDHW-GasDry-Tier2AnyDMoMH06CZ06DEER2018 | 8884
Appl-CW-Top-GasDHW-GasDry-Tier2 | DEER2018 | D17 v3 |  | Any | MFm | 2015 | CZ06 | rDXGF | Household | 1 | 1206 | None | 57.4 | 0.013 | 14.3 | 31.2 | 0.006 | 5.51 | 57.4 | 0.013 | 14.3 | 31.2 | 0.006 | 5.51 | DEER:Res:ClothesDishWasher | Annual | 1719 |  | Appl-CW-Top-GasDHW-GasDry-Tier2DEER2018 | Appl-CW-Top-GasDHW-GasDry-Tier2AnyMFm2015CZ06DEER2018 | 8885
Appl-CW-Top-GasDHW-GasDry-Tier2 | DEER2018 | D17 v3 |  | Any | DMo | MH72 | CZ06 | rDXGF | Household | 1 | 1196 | None | 66.8 | 0.016 | 14.1 | 35.9 | 0.008 | 5.47 | 66.8 | 0.016 | 14.1 | 35.9 | 0.008 | 5.47 | DEER:Res:ClothesDishWasher | Annual | 1719 |  | Appl-CW-Top-GasDHW-GasDry-Tier2DEER2018 | Appl-CW-Top-GasDHW-GasDry-Tier2AnyDMoMH72CZ06DEER2018 | 8886
Appl-CW-Top-GasDHW-ElecDry-Tier2 | DEER2018 | D17 v3 |  | Any | MFm | 1985 | CZ06 | rDXGF | Household | 1 | 1295.2 | None | 351 | 0.06 | 3.39 | 158 | 0.027 | 0.78 | 351 | 0.06 | 3.39 | 158 | 0.027 | 0.78 | DEER:Res:ClothesDishWasher | Annual | 1719 |  | Appl-CW-Top-GasDHW-ElecDry-Tier2DEER2018 | Appl-CW-Top-GasDHW-ElecDry-Tier2AnyMFm1985CZ06DEER2018 | 8887
Appl-CW-Top-GasDHW-GasDry-Tier2 | DEER2018 | D17 v3 |  | Any | MFm | 2011 | CZ06 | rDXGF | Household | 1 | 1206 | None | 56.5 | 0.011 | 14.2 | 29.9 | 0.004 | 5.41 | 56.5 | 0.011 | 14.2 | 29.9 | 0.004 | 5.41 | DEER:Res:ClothesDishWasher | Annual | 1719 |  | Appl-CW-Top-GasDHW-GasDry-Tier2DEER2018 | Appl-CW-Top-GasDHW-GasDry-Tier2AnyMFm2011CZ06DEER2018 | 8888
Appl-CW-Top-GasDHW-GasDry-Tier2 | DEER2018 | D17 v3 |  | Any | MFm | 2017 | CZ06 | rDXGF | Household | 1 | 1206 | None | 55.9 | 0.012 | 14.2 | 30 | 0.005 | 5.39 | 55.9 | 0.012 | 14.2 | 30 | 0.005 | 5.39 | DEER:Res:ClothesDishWasher | Annual | 1719 |  | Appl-CW-Top-GasDHW-GasDry-Tier2DEER2018 | Appl-CW-Top-GasDHW-GasDry-Tier2AnyMFm2017CZ06DEER2018 | 8889
Appl-CW-Top-GasDHW-ElecDry-Tier2 | DEER2018 | D17 v3 |  | Any | MFm | 2015 | CZ06 | rDXGF | Household | 1 | 1206 | None | 349 | 0.053 | 2.98 | 157 | 0.024 | 0.63 | 349 | 0.053 | 2.98 | 157 | 0.024 | 0.63 | DEER:Res:ClothesDishWasher | Annual | 1719 |  | Appl-CW-Top-GasDHW-ElecDry-Tier2DEER2018 | Appl-CW-Top-GasDHW-ElecDry-Tier2AnyMFm2015CZ06DEER2018 | 8890
Appl-CW-Top-GasDHW-GasDry-Tier2 | DEER2018 | D17 v3 |  | Any | DMo | MH15 | CZ06 | rDXGF | Household | 1 | 1242 | None | 64.3 | 0.013 | 13.6 | 34.5 | 0.007 | 5.17 | 64.3 | 0.013 | 13.6 | 34.5 | 0.007 | 5.17 | DEER:Res:ClothesDishWasher | Annual | 1719 |  | Appl-CW-Top-GasDHW-GasDry-Tier2DEER2018 | Appl-CW-Top-GasDHW-GasDry-Tier2AnyDMoMH15CZ06DEER2018 | 8891
Appl-CW-Top-GasDHW-ElecDry-Tier2 | DEER2018 | D17 v3 |  | Any | DMo | MH72 | CZ06 | rDXGF | Household | 1 | 1196 | None | 355 | 0.055 | 2.96 | 160 | 0.025 | 0.65 | 355 | 0.055 | 2.96 | 160 | 0.025 | 0.65 | DEER:Res:ClothesDishWasher | Annual | 1719 |  | Appl-CW-Top-GasDHW-ElecDry-Tier2DEER2018 | Appl-CW-Top-GasDHW-ElecDry-Tier2AnyDMoMH72CZ06DEER2018 | 8892
Appl-CW-Top-GasDHW-ElecDry-Tier3 | DEER2018 | D17 v3 |  | Any | MFm | 2007 | CZ04 | rDXGF | Household | 1 | 998.7 | None | 415 | 0.063 | 2.87 | 222 | 0.034 | 0.39 | 415 | 0.063 | 2.87 | 222 | 0.034 | 0.39 | DEER:Res:ClothesDishWasher | Annual | 1719 |  | Appl-CW-Top-GasDHW-ElecDry-Tier3DEER2018 | Appl-CW-Top-GasDHW-ElecDry-Tier3AnyMFm2007CZ04DEER2018 | 8893
Appl-CW-Top-GasDHW-GasDry-Tier2 | DEER2018 | D17 v3 |  | Any | MFm | 1975 | CZ06 | rDXGF | Household | 1 | 1047.7 | None | 60 | 0.016 | 14.2 | 32.3 | 0.008 | 5.49 | 60 | 0.016 | 14.2 | 32.3 | 0.008 | 5.49 | DEER:Res:ClothesDishWasher | Annual | 1719 |  | Appl-CW-Top-GasDHW-GasDry-Tier2DEER2018 | Appl-CW-Top-GasDHW-GasDry-Tier2AnyMFm1975CZ06DEER2018 | 8894
Appl-CW-Top-GasDHW-ElecDry-Tier2 | DEER2018 | D17 v3 |  | Any | DMo | MH85 | CZ06 | rDXGF | Household | 1 | 1242 | None | 353 | 0.056 | 2.47 | 159 | 0.025 | 0.37 | 353 | 0.056 | 2.47 | 159 | 0.025 | 0.37 | DEER:Res:ClothesDishWasher | Annual | 1719 |  | Appl-CW-Top-GasDHW-ElecDry-Tier2DEER2018 | Appl-CW-Top-GasDHW-ElecDry-Tier2AnyDMoMH85CZ06DEER2018 | 8895
Appl-CW-Top-GasDHW-ElecDry-Tier2 | DEER2018 | D17 v3 |  | Any | MFm | 2011 | CZ06 | rDXGF | Household | 1 | 1206 | None | 350 | 0.054 | 3.01 | 158 | 0.024 | 0.64 | 350 | 0.054 | 3.01 | 158 | 0.024 | 0.64 | DEER:Res:ClothesDishWasher | Annual | 1719 |  | Appl-CW-Top-GasDHW-ElecDry-Tier2DEER2018 | Appl-CW-Top-GasDHW-ElecDry-Tier2AnyMFm2011CZ06DEER2018 | 8896
Appl-CW-Top-GasDHW-ElecDry-Tier2 | DEER2018 | D17 v3 |  | Any | DMo | MH06 | CZ06 | rDXGF | Household | 1 | 1242 | None | 352 | 0.055 | 4.02 | 159 | 0.026 | 1.16 | 352 | 0.055 | 4.02 | 159 | 0.026 | 1.16 | DEER:Res:ClothesDishWasher | Annual | 1719 |  | Appl-CW-Top-GasDHW-ElecDry-Tier2DEER2018 | Appl-CW-Top-GasDHW-ElecDry-Tier2AnyDMoMH06CZ06DEER2018 | 8897
Appl-CW-Top-GasDHW-ElecDry-Tier2 | DEER2018 | D17 v3 |  | Any | DMo | MH00 | CZ06 | rDXGF | Household | 1 | 1242 | None | 353 | 0.056 | 2.26 | 159 | 0.025 | 0.28 | 353 | 0.056 | 2.26 | 159 | 0.025 | 0.28 | DEER:Res:ClothesDishWasher | Annual | 1719 |  | Appl-CW-Top-GasDHW-ElecDry-Tier2DEER2018 | Appl-CW-Top-GasDHW-ElecDry-Tier2AnyDMoMH00CZ06DEER2018 | 8898
Appl-CW-Top-GasDHW-ElecDry-Tier3 | DEER2018 | D17 v3 |  | Any | DMo | MH72 | CZ04 | rDXGF | Household | 1 | 1196 | None | 418 | 0.069 | 2.16 | 223 | 0.038 | 0 | 418 | 0.069 | 2.16 | 223 | 0.038 | 0 | DEER:Res:ClothesDishWasher | Annual | 1719 |  | Appl-CW-Top-GasDHW-ElecDry-Tier3DEER2018 | Appl-CW-Top-GasDHW-ElecDry-Tier3AnyDMoMH72CZ04DEER2018 | 8899
Appl-CW-Top-GasDHW-ElecDry-Tier3 | DEER2018 | D17 v3 |  | Any | MFm | 1985 | CZ04 | rDXGF | Household | 1 | 1152 | None | 410 | 0.065 | 2.55 | 219 | 0.035 | 0.21 | 410 | 0.065 | 2.55 | 219 | 0.035 | 0.21 | DEER:Res:ClothesDishWasher | Annual | 1719 |  | Appl-CW-Top-GasDHW-ElecDry-Tier3DEER2018 | Appl-CW-Top-GasDHW-ElecDry-Tier3AnyMFm1985CZ04DEER2018 | 8900
Appl-CW-Top-GasDHW-GasDry-Tier3 | DEER2018 | D17 v3 |  | Any | DMo | MH85 | CZ04 | rDXGF | Household | 1 | 1242 | None | 73.7 | 0.025 | 14.9 | 43.5 | 0.014 | 6.71 | 73.7 | 0.025 | 14.9 | 43.5 | 0.014 | 6.71 | DEER:Res:ClothesDishWasher | Annual | 1719 |  | Appl-CW-Top-GasDHW-GasDry-Tier3DEER2018 | Appl-CW-Top-GasDHW-GasDry-Tier3AnyDMoMH85CZ04DEER2018 | 8901
Appl-CW-Top-GasDHW-ElecDry-Tier2 | DEER2018 | D17 v3 |  | Any | MFm | 1996 | CZ06 | rDXGF | Household | 1 | 1169.1 | None | 352 | 0.057 | 2.91 | 159 | 0.027 | 0.63 | 352 | 0.057 | 2.91 | 159 | 0.027 | 0.63 | DEER:Res:ClothesDishWasher | Annual | 1719 |  | Appl-CW-Top-GasDHW-ElecDry-Tier2DEER2018 | Appl-CW-Top-GasDHW-ElecDry-Tier2AnyMFm1996CZ06DEER2018 | 8902
Appl-CW-Top-GasDHW-GasDry-Tier2 | DEER2018 | D17 v3 |  | Any | MFm | 1996 | CZ06 | rDXGF | Household | 1 | 1169.1 | None | 59.9 | 0.016 | 14.2 | 32.7 | 0.009 | 5.48 | 59.9 | 0.016 | 14.2 | 32.7 | 0.009 | 5.48 | DEER:Res:ClothesDishWasher | Annual | 1719 |  | Appl-CW-Top-GasDHW-GasDry-Tier2DEER2018 | Appl-CW-Top-GasDHW-GasDry-Tier2AnyMFm1996CZ06DEER2018 | 8903
Appl-CW-Top-GasDHW-GasDry-Tier3 | DEER2018 | D17 v3 |  | Any | DMo | MH06 | CZ04 | rDXGF | Household | 1 | 1242 | None | 69.4 | 0.022 | 15.2 | 40.4 | 0.014 | 6.9 | 69.4 | 0.022 | 15.2 | 40.4 | 0.014 | 6.9 | DEER:Res:ClothesDishWasher | Annual | 1719 |  | Appl-CW-Top-GasDHW-GasDry-Tier3DEER2018 | Appl-CW-Top-GasDHW-GasDry-Tier3AnyDMoMH06CZ04DEER2018 | 8904
Appl-CW-Top-GasDHW-GasDry-Tier3 | DEER2018 | D17 v3 |  | Any | DMo | MH72 | CZ04 | rDXGF | Household | 1 | 1196 | None | 72.9 | 0.021 | 15.5 | 42 | 0.013 | 7.04 | 72.9 | 0.021 | 15.5 | 42 | 0.013 | 7.04 | DEER:Res:ClothesDishWasher | Annual | 1719 |  | Appl-CW-Top-GasDHW-GasDry-Tier3DEER2018 | Appl-CW-Top-GasDHW-GasDry-Tier3AnyDMoMH72CZ04DEER2018 | 8905
Appl-CW-Top-GasDHW-ElecDry-Tier3 | DEER2018 | D17 v3 |  | Any | DMo | MH06 | CZ04 | rDXGF | Household | 1 | 1242 | None | 414 | 0.07 | 1.9 | 222 | 0.04 | -0.11 | 414 | 0.07 | 1.9 | 222 | 0.04 | -0.11 | DEER:Res:ClothesDishWasher | Annual | 1719 |  | Appl-CW-Top-GasDHW-ElecDry-Tier3DEER2018 | Appl-CW-Top-GasDHW-ElecDry-Tier3AnyDMoMH06CZ04DEER2018 | 8906
Appl-CW-Top-GasDHW-ElecDry-Tier3 | DEER2018 | D17 v3 |  | Any | DMo | MH85 | CZ04 | rDXGF | Household | 1 | 1242 | None | 419 | 0.072 | 1.6 | 224 | 0.037 | -0.3 | 419 | 0.072 | 1.6 | 224 | 0.037 | -0.3 | DEER:Res:ClothesDishWasher | Annual | 1719 |  | Appl-CW-Top-GasDHW-ElecDry-Tier3DEER2018 | Appl-CW-Top-GasDHW-ElecDry-Tier3AnyDMoMH85CZ04DEER2018 | 8907
Appl-CW-Top-GasDHW-GasDry-Tier3 | DEER2018 | D17 v3 |  | Any | MFm | 2007 | CZ04 | rDXGF | Household | 1 | 998.7 | None | 64.7 | 0.014 | 16.4 | 38.3 | 0.008 | 7.53 | 64.7 | 0.014 | 16.4 | 38.3 | 0.008 | 7.53 | DEER:Res:ClothesDishWasher | Annual | 1719 |  | Appl-CW-Top-GasDHW-GasDry-Tier3DEER2018 | Appl-CW-Top-GasDHW-GasDry-Tier3AnyMFm2007CZ04DEER2018 | 8908
Appl-CW-Top-GasDHW-ElecDry-Tier3 | DEER2018 | D17 v3 |  | Any | DMo | MH00 | CZ04 | rDXGF | Household | 1 | 1242 | None | 416 | 0.075 | 1.5 | 223 | 0.043 | -0.37 | 416 | 0.075 | 1.5 | 223 | 0.043 | -0.37 | DEER:Res:ClothesDishWasher | Annual | 1719 |  | Appl-CW-Top-GasDHW-ElecDry-Tier3DEER2018 | Appl-CW-Top-GasDHW-ElecDry-Tier3AnyDMoMH00CZ04DEER2018 | 8909
Appl-CW-Top-GasDHW-GasDry-Tier3 | DEER2018 | D17 v3 |  | Any | DMo | MH00 | CZ04 | rDXGF | Household | 1 | 1242 | None | 71.1 | 0.029 | 14.8 | 42.7 | 0.019 | 6.63 | 71.1 | 0.029 | 14.8 | 42.7 | 0.019 | 6.63 | DEER:Res:ClothesDishWasher | Annual | 1719 |  | Appl-CW-Top-GasDHW-GasDry-Tier3DEER2018 | Appl-CW-Top-GasDHW-GasDry-Tier3AnyDMoMH00CZ04DEER2018 | 8910
Appl-CW-Top-GasDHW-ElecDry-Tier3 | DEER2018 | D17 v3 |  | Any | DMo | MH15 | CZ04 | rDXGF | Household | 1 | 1242 | None | 414 | 0.066 | 1.75 | 222 | 0.036 | -0.19 | 414 | 0.066 | 1.75 | 222 | 0.036 | -0.19 | DEER:Res:ClothesDishWasher | Annual | 1719 |  | Appl-CW-Top-GasDHW-ElecDry-Tier3DEER2018 | Appl-CW-Top-GasDHW-ElecDry-Tier3AnyDMoMH15CZ04DEER2018 | 8911
Appl-CW-Top-GasDHW-GasDry-Tier3 | DEER2018 | D17 v3 |  | Any | DMo | MH15 | CZ04 | rDXGF | Household | 1 | 1242 | None | 68.7 | 0.018 | 15.1 | 40.4 | 0.011 | 6.82 | 68.7 | 0.018 | 15.1 | 40.4 | 0.011 | 6.82 | DEER:Res:ClothesDishWasher | Annual | 1719 |  | Appl-CW-Top-GasDHW-GasDry-Tier3DEER2018 | Appl-CW-Top-GasDHW-GasDry-Tier3AnyDMoMH15CZ04DEER2018 | 8912
Appl-CW-Top-GasDHW-GasDry-Tier2 | DEER2018 | D17 v3 |  | Any | MFm | 2015 | CZ14 | rDXGF | Household | 1 | 1094.6 | None | 64.1 | 0.013 | 14.2 | 33.9 | 0.006 | 5.46 | 64.1 | 0.013 | 14.2 | 33.9 | 0.006 | 5.46 | DEER:Res:ClothesDishWasher | Annual | 1719 |  | Appl-CW-Top-GasDHW-GasDry-Tier2DEER2018 | Appl-CW-Top-GasDHW-GasDry-Tier2AnyMFm2015CZ14DEER2018 | 8913
Appl-CW-Top-GasDHW-GasDry-Tier3 | DEER2018 | D17 v3 |  | Any | MFm | 1975 | CZ04 | rDXGF | Household | 1 | 1070.2 | None | 62.1 | 0.019 | 16 | 36.6 | 0.011 | 7.28 | 62.1 | 0.019 | 16 | 36.6 | 0.011 | 7.28 | DEER:Res:ClothesDishWasher | Annual | 1719 |  | Appl-CW-Top-GasDHW-GasDry-Tier3DEER2018 | Appl-CW-Top-GasDHW-GasDry-Tier3AnyMFm1975CZ04DEER2018 | 8914
Appl-CW-Top-GasDHW-ElecDry-Tier2 | DEER2018 | D17 v3 |  | Any | MFm | 2003 | CZ06 | rDXGF | Household | 1 | 1206 | None | 350 | 0.056 | 3.09 | 157 | 0.025 | 0.69 | 350 | 0.056 | 3.09 | 157 | 0.025 | 0.69 | DEER:Res:ClothesDishWasher | Annual | 1719 |  | Appl-CW-Top-GasDHW-ElecDry-Tier2DEER2018 | Appl-CW-Top-GasDHW-ElecDry-Tier2AnyMFm2003CZ06DEER2018 | 8915
Appl-CW-Top-GasDHW-ElecDry-Tier2 | DEER2018 | D17 v3 |  | Any | MFm | 2015 | CZ14 | rDXGF | Household | 1 | 1094.6 | None | 355 | 0.052 | 2.85 | 160 | 0.024 | 0.6 | 355 | 0.052 | 2.85 | 160 | 0.024 | 0.6 | DEER:Res:ClothesDishWasher | Annual | 1719 |  | Appl-CW-Top-GasDHW-ElecDry-Tier2DEER2018 | Appl-CW-Top-GasDHW-ElecDry-Tier2AnyMFm2015CZ14DEER2018 | 8916
Appl-CW-Top-GasDHW-ElecDry-Tier3 | DEER2018 | D17 v3 |  | Any | MFm | 2011 | CZ04 | rDXGF | Household | 1 | 998.7 | None | 416 | 0.062 | 3.09 | 222 | 0.032 | 0.49 | 416 | 0.062 | 3.09 | 222 | 0.032 | 0.49 | DEER:Res:ClothesDishWasher | Annual | 1719 |  | Appl-CW-Top-GasDHW-ElecDry-Tier3DEER2018 | Appl-CW-Top-GasDHW-ElecDry-Tier3AnyMFm2011CZ04DEER2018 | 8917
Appl-CW-Top-GasDHW-ElecDry-Tier3 | DEER2018 | D17 v3 |  | Any | MFm | 1975 | CZ04 | rDXGF | Household | 1 | 1070.2 | None | 412 | 0.067 | 2.44 | 220 | 0.036 | 0.15 | 412 | 0.067 | 2.44 | 220 | 0.036 | 0.15 | DEER:Res:ClothesDishWasher | Annual | 1719 |  | Appl-CW-Top-GasDHW-ElecDry-Tier3DEER2018 | Appl-CW-Top-GasDHW-ElecDry-Tier3AnyMFm1975CZ04DEER2018 | 8918
Appl-CW-Top-GasDHW-ElecDry-Tier2 | DEER2018 | D17 v3 |  | Any | MFm | 2007 | CZ14 | rDXGF | Household | 1 | 1094.6 | None | 354 | 0.051 | 2.77 | 160 | 0.023 | 0.57 | 354 | 0.051 | 2.77 | 160 | 0.023 | 0.57 | DEER:Res:ClothesDishWasher | Annual | 1719 |  | Appl-CW-Top-GasDHW-ElecDry-Tier2DEER2018 | Appl-CW-Top-GasDHW-ElecDry-Tier2AnyMFm2007CZ14DEER2018 | 8919
Appl-CW-Top-GasDHW-GasDry-Tier2 | DEER2018 | D17 v3 |  | Any | MFm | 2011 | CZ14 | rDXGF | Household | 1 | 1094.6 | None | 61 | 0.01 | 14.1 | 34.2 | 0.006 | 5.49 | 61 | 0.01 | 14.1 | 34.2 | 0.006 | 5.49 | DEER:Res:ClothesDishWasher | Annual | 1719 |  | Appl-CW-Top-GasDHW-GasDry-Tier2DEER2018 | Appl-CW-Top-GasDHW-GasDry-Tier2AnyMFm2011CZ14DEER2018 | 8920
Appl-CW-Top-GasDHW-ElecDry-Tier2 | DEER2018 | D17 v3 |  | Any | MFm | 1975 | CZ14 | rDXGF | Household | 1 | 1409.4 | None | 355 | 0.051 | 2.51 | 161 | 0.024 | 0.44 | 355 | 0.051 | 2.51 | 161 | 0.024 | 0.44 | DEER:Res:ClothesDishWasher | Annual | 1719 |  | Appl-CW-Top-GasDHW-ElecDry-Tier2DEER2018 | Appl-CW-Top-GasDHW-ElecDry-Tier2AnyMFm1975CZ14DEER2018 | 8921
Appl-CW-Top-GasDHW-GasDry-Tier3 | DEER2018 | D17 v3 |  | Any | MFm | 2011 | CZ04 | rDXGF | Household | 1 | 998.7 | None | 65.9 | 0.014 | 16.7 | 38.1 | 0.007 | 7.64 | 65.9 | 0.014 | 16.7 | 38.1 | 0.007 | 7.64 | DEER:Res:ClothesDishWasher | Annual | 1719 |  | Appl-CW-Top-GasDHW-GasDry-Tier3DEER2018 | Appl-CW-Top-GasDHW-GasDry-Tier3AnyMFm2011CZ04DEER2018 | 8922
Appl-CW-Top-GasDHW-GasDry-Tier3 | DEER2018 | D17 v3 |  | Any | MFm | 1985 | CZ04 | rDXGF | Household | 1 | 1152 | None | 60.3 | 0.017 | 16.1 | 35.5 | 0.01 | 7.34 | 60.3 | 0.017 | 16.1 | 35.5 | 0.01 | 7.34 | DEER:Res:ClothesDishWasher | Annual | 1719 |  | Appl-CW-Top-GasDHW-GasDry-Tier3DEER2018 | Appl-CW-Top-GasDHW-GasDry-Tier3AnyMFm1985CZ04DEER2018 | 8923
Appl-CW-Top-GasDHW-ElecDry-Tier3 | DEER2018 | D17 v3 |  | Any | MFm | 2015 | CZ04 | rDXGF | Household | 1 | 998.7 | None | 416 | 0.064 | 3.1 | 223 | 0.035 | 0.52 | 416 | 0.064 | 3.1 | 223 | 0.035 | 0.52 | DEER:Res:ClothesDishWasher | Annual | 1719 |  | Appl-CW-Top-GasDHW-ElecDry-Tier3DEER2018 | Appl-CW-Top-GasDHW-ElecDry-Tier3AnyMFm2015CZ04DEER2018 | 8924
Appl-CW-Top-GasDHW-GasDry-Tier2 | DEER2018 | D17 v3 |  | Any | MFm | 1975 | CZ14 | rDXGF | Household | 1 | 1409.4 | None | 63.4 | 0.011 | 13.8 | 33.6 | 0.005 | 5.26 | 63.4 | 0.011 | 13.8 | 33.6 | 0.005 | 5.26 | DEER:Res:ClothesDishWasher | Annual | 1719 |  | Appl-CW-Top-GasDHW-GasDry-Tier2DEER2018 | Appl-CW-Top-GasDHW-GasDry-Tier2AnyMFm1975CZ14DEER2018 | 8925
Appl-CW-Top-GasDHW-GasDry-Tier2 | DEER2018 | D17 v3 |  | Any | MFm | 2003 | CZ06 | rDXGF | Household | 1 | 1206 | None | 58 | 0.017 | 14.4 | 31.4 | 0.008 | 5.55 | 58 | 0.017 | 14.4 | 31.4 | 0.008 | 5.55 | DEER:Res:ClothesDishWasher | Annual | 1719 |  | Appl-CW-Top-GasDHW-GasDry-Tier2DEER2018 | Appl-CW-Top-GasDHW-GasDry-Tier2AnyMFm2003CZ06DEER2018 | 8926
Appl-CW-Top-GasDHW-ElecDry-Tier2 | DEER2018 | D17 v3 |  | Any | MFm | 2011 | CZ14 | rDXGF | Household | 1 | 1094.6 | None | 354 | 0.051 | 2.91 | 160 | 0.023 | 0.6 | 354 | 0.051 | 2.91 | 160 | 0.023 | 0.6 | DEER:Res:ClothesDishWasher | Annual | 1719 |  | Appl-CW-Top-GasDHW-ElecDry-Tier2DEER2018 | Appl-CW-Top-GasDHW-ElecDry-Tier2AnyMFm2011CZ14DEER2018 | 8927
Appl-CW-Top-GasDHW-ElecDry-Tier2 | DEER2018 | D17 v3 |  | Any | MFm | 2017 | CZ14 | rDXGF | Household | 1 | 1094.6 | None | 356 | 0.054 | 2.97 | 160 | 0.024 | 0.62 | 356 | 0.054 | 2.97 | 160 | 0.024 | 0.62 | DEER:Res:ClothesDishWasher | Annual | 1719 |  | Appl-CW-Top-GasDHW-ElecDry-Tier2DEER2018 | Appl-CW-Top-GasDHW-ElecDry-Tier2AnyMFm2017CZ14DEER2018 | 8928
Appl-CW-Top-GasDHW-GasDry-Tier3 | DEER2018 | D17 v3 |  | Any | MFm | 2003 | CZ04 | rDXGF | Household | 1 | 998.7 | None | 64.6 | 0.018 | 16.3 | 37.6 | 0.01 | 7.43 | 64.6 | 0.018 | 16.3 | 37.6 | 0.01 | 7.43 | DEER:Res:ClothesDishWasher | Annual | 1719 |  | Appl-CW-Top-GasDHW-GasDry-Tier3DEER2018 | Appl-CW-Top-GasDHW-GasDry-Tier3AnyMFm2003CZ04DEER2018 | 8929
Appl-CW-Top-GasDHW-GasDry-Tier3 | DEER2018 | D17 v3 |  | Any | MFm | 2015 | CZ04 | rDXGF | Household | 1 | 998.7 | None | 66.5 | 0.016 | 16.7 | 39.2 | 0.01 | 7.67 | 66.5 | 0.016 | 16.7 | 39.2 | 0.01 | 7.67 | DEER:Res:ClothesDishWasher | Annual | 1719 |  | Appl-CW-Top-GasDHW-GasDry-Tier3DEER2018 | Appl-CW-Top-GasDHW-GasDry-Tier3AnyMFm2015CZ04DEER2018 | 8930
Appl-CW-Top-GasDHW-ElecDry-Tier2 | DEER2018 | D17 v3 |  | Any | MFm | 2007 | CZ07 | rDXGF | Household | 1 | 1206 | None | 351 | 0.049 | 2.83 | 157 | 0.021 | 0.47 | 351 | 0.049 | 2.83 | 157 | 0.021 | 0.47 | DEER:Res:ClothesDishWasher | Annual | 1719 |  | Appl-CW-Top-GasDHW-ElecDry-Tier2DEER2018 | Appl-CW-Top-GasDHW-ElecDry-Tier2AnyMFm2007CZ07DEER2018 | 8931
Appl-CW-Top-GasDHW-GasDry-Tier3 | DEER2018 | D17 v3 |  | Any | MFm | 2017 | CZ04 | rDXGF | Household | 1 | 998.7 | None | 65.3 | 0.014 | 16.8 | 38.4 | 0.008 | 7.72 | 65.3 | 0.014 | 16.8 | 38.4 | 0.008 | 7.72 | DEER:Res:ClothesDishWasher | Annual | 1719 |  | Appl-CW-Top-GasDHW-GasDry-Tier3DEER2018 | Appl-CW-Top-GasDHW-GasDry-Tier3AnyMFm2017CZ04DEER2018 | 8932
Appl-CW-Top-GasDHW-GasDry-Tier2 | DEER2018 | D17 v3 |  | Any | MFm | 2017 | CZ14 | rDXGF | Household | 1 | 1094.6 | None | 63.7 | 0.013 | 14.2 | 34 | 0.007 | 5.5 | 63.7 | 0.013 | 14.2 | 34 | 0.007 | 5.5 | DEER:Res:ClothesDishWasher | Annual | 1719 |  | Appl-CW-Top-GasDHW-GasDry-Tier2DEER2018 | Appl-CW-Top-GasDHW-GasDry-Tier2AnyMFm2017CZ14DEER2018 | 8933
Appl-CW-Top-GasDHW-ElecDry-Tier2 | DEER2018 | D17 v3 |  | Any | MFm | 1985 | CZ14 | rDXGF | Household | 1 | 1407.2 | None | 356 | 0.054 | 2.74 | 160 | 0.024 | 0.53 | 356 | 0.054 | 2.74 | 160 | 0.024 | 0.53 | DEER:Res:ClothesDishWasher | Annual | 1719 |  | Appl-CW-Top-GasDHW-ElecDry-Tier2DEER2018 | Appl-CW-Top-GasDHW-ElecDry-Tier2AnyMFm1985CZ14DEER2018 | 8934
Appl-CW-Top-GasDHW-ElecDry-Tier2 | DEER2018 | D17 v3 |  | Any | MFm | 2003 | CZ14 | rDXGF | Household | 1 | 1094.6 | None | 357 | 0.053 | 2.82 | 161 | 0.024 | 0.57 | 357 | 0.053 | 2.82 | 161 | 0.024 | 0.57 | DEER:Res:ClothesDishWasher | Annual | 1719 |  | Appl-CW-Top-GasDHW-ElecDry-Tier2DEER2018 | Appl-CW-Top-GasDHW-ElecDry-Tier2AnyMFm2003CZ14DEER2018 | 8935
Appl-CW-Top-GasDHW-GasDry-Tier2 | DEER2018 | D17 v3 |  | Any | MFm | 1985 | CZ14 | rDXGF | Household | 1 | 1407.2 | None | 63.9 | 0.014 | 14 | 34.3 | 0.007 | 5.41 | 63.9 | 0.014 | 14 | 34.3 | 0.007 | 5.41 | DEER:Res:ClothesDishWasher | Annual | 1719 |  | Appl-CW-Top-GasDHW-GasDry-Tier2DEER2018 | Appl-CW-Top-GasDHW-GasDry-Tier2AnyMFm1985CZ14DEER2018 | 8936
Appl-CW-Top-GasDHW-ElecDry-Tier3 | DEER2018 | D17 v3 |  | Any | MFm | 2003 | CZ04 | rDXGF | Household | 1 | 998.7 | None | 416 | 0.067 | 2.81 | 225 | 0.041 | 0.49 | 416 | 0.067 | 2.81 | 225 | 0.041 | 0.49 | DEER:Res:ClothesDishWasher | Annual | 1719 |  | Appl-CW-Top-GasDHW-ElecDry-Tier3DEER2018 | Appl-CW-Top-GasDHW-ElecDry-Tier3AnyMFm2003CZ04DEER2018 | 8937
Appl-CW-Top-GasDHW-ElecDry-Tier3 | DEER2018 | D17 v3 |  | Any | MFm | 2017 | CZ04 | rDXGF | Household | 1 | 998.7 | None | 417 | 0.064 | 3.22 | 222 | 0.033 | 0.58 | 417 | 0.064 | 3.22 | 222 | 0.033 | 0.58 | DEER:Res:ClothesDishWasher | Annual | 1719 |  | Appl-CW-Top-GasDHW-ElecDry-Tier3DEER2018 | Appl-CW-Top-GasDHW-ElecDry-Tier3AnyMFm2017CZ04DEER2018 | 8938
Appl-CW-Top-GasDHW-GasDry-Tier2 | DEER2018 | D17 v3 |  | Any | MFm | 2007 | CZ07 | rDXGF | Household | 1 | 1206 | None | 59.6 | 0.01 | 14.2 | 30.4 | 0.003 | 5.33 | 59.6 | 0.01 | 14.2 | 30.4 | 0.003 | 5.33 | DEER:Res:ClothesDishWasher | Annual | 1719 |  | Appl-CW-Top-GasDHW-GasDry-Tier2DEER2018 | Appl-CW-Top-GasDHW-GasDry-Tier2AnyMFm2007CZ07DEER2018 | 8939
Appl-CW-Top-GasDHW-ElecDry-Tier2 | DEER2018 | D17 v3 |  | Any | MFm | 2011 | CZ07 | rDXGF | Household | 1 | 1206 | None | 356 | 0.053 | 3.25 | 161 | 0.024 | 0.79 | 356 | 0.053 | 3.25 | 161 | 0.024 | 0.79 | DEER:Res:ClothesDishWasher | Annual | 1719 |  | Appl-CW-Top-GasDHW-ElecDry-Tier2DEER2018 | Appl-CW-Top-GasDHW-ElecDry-Tier2AnyMFm2011CZ07DEER2018 | 8940
Appl-CW-Top-GasDHW-ElecDry-Tier2 | DEER2018 | D17 v3 |  | Any | DMo | MH85 | CZ07 | rDXGF | Household | 1 | 1242 | None | 356 | 0.056 | 2.69 | 160 | 0.025 | 0.52 | 356 | 0.056 | 2.69 | 160 | 0.025 | 0.52 | DEER:Res:ClothesDishWasher | Annual | 1719 |  | Appl-CW-Top-GasDHW-ElecDry-Tier2DEER2018 | Appl-CW-Top-GasDHW-ElecDry-Tier2AnyDMoMH85CZ07DEER2018 | 8941
Appl-CW-Top-GasDHW-GasDry-Tier2 | DEER2018 | D17 v3 |  | Any | MFm | 2015 | CZ07 | rDXGF | Household | 1 | 1206 | None | 62.4 | 0.012 | 14.5 | 33.5 | 0.006 | 5.63 | 62.4 | 0.012 | 14.5 | 33.5 | 0.006 | 5.63 | DEER:Res:ClothesDishWasher | Annual | 1719 |  | Appl-CW-Top-GasDHW-GasDry-Tier2DEER2018 | Appl-CW-Top-GasDHW-GasDry-Tier2AnyMFm2015CZ07DEER2018 | 8942
Appl-CW-Top-GasDHW-ElecDry-Tier2 | DEER2018 | D17 v3 |  | Any | DMo | MH00 | CZ07 | rDXGF | Household | 1 | 1242 | None | 354 | 0.056 | 2.61 | 159 | 0.026 | 0.49 | 354 | 0.056 | 2.61 | 159 | 0.026 | 0.49 | DEER:Res:ClothesDishWasher | Annual | 1719 |  | Appl-CW-Top-GasDHW-ElecDry-Tier2DEER2018 | Appl-CW-Top-GasDHW-ElecDry-Tier2AnyDMoMH00CZ07DEER2018 | 8943
Appl-CW-Top-GasDHW-GasDry-Tier2 | DEER2018 | D17 v3 |  | Any | MFm | 1996 | CZ14 | rDXGF | Household | 1 | 1086 | None | 65.5 | 0.011 | 14.2 | 35.5 | 0.006 | 5.49 | 65.5 | 0.011 | 14.2 | 35.5 | 0.006 | 5.49 | DEER:Res:ClothesDishWasher | Annual | 1719 |  | Appl-CW-Top-GasDHW-GasDry-Tier2DEER2018 | Appl-CW-Top-GasDHW-GasDry-Tier2AnyMFm1996CZ14DEER2018 | 8944
Appl-CW-Top-GasDHW-ElecDry-Tier2 | DEER2018 | D17 v3 |  | Any | MFm | 1996 | CZ14 | rDXGF | Household | 1 | 1086 | None | 358 | 0.052 | 2.89 | 161 | 0.023 | 0.62 | 358 | 0.052 | 2.89 | 161 | 0.023 | 0.62 | DEER:Res:ClothesDishWasher | Annual | 1719 |  | Appl-CW-Top-GasDHW-ElecDry-Tier2DEER2018 | Appl-CW-Top-GasDHW-ElecDry-Tier2AnyMFm1996CZ14DEER2018 | 8945
Appl-CW-Top-GasDHW-ElecDry-Tier2 | DEER2018 | D17 v3 |  | Any | MFm | 2017 | CZ07 | rDXGF | Household | 1 | 1206 | None | 354 | 0.052 | 3.2 | 159 | 0.023 | 0.75 | 354 | 0.052 | 3.2 | 159 | 0.023 | 0.75 | DEER:Res:ClothesDishWasher | Annual | 1719 |  | Appl-CW-Top-GasDHW-ElecDry-Tier2DEER2018 | Appl-CW-Top-GasDHW-ElecDry-Tier2AnyMFm2017CZ07DEER2018 | 8946
Appl-CW-Top-GasDHW-GasDry-Tier2 | DEER2018 | D17 v3 |  | Any | MFm | 2011 | CZ07 | rDXGF | Household | 1 | 1206 | None | 64.1 | 0.013 | 14.6 | 34.4 | 0.007 | 5.66 | 64.1 | 0.013 | 14.6 | 34.4 | 0.007 | 5.66 | DEER:Res:ClothesDishWasher | Annual | 1719 |  | Appl-CW-Top-GasDHW-GasDry-Tier2DEER2018 | Appl-CW-Top-GasDHW-GasDry-Tier2AnyMFm2011CZ07DEER2018 | 8947
Appl-CW-Top-GasDHW-ElecDry-Tier2 | DEER2018 | D17 v3 |  | Any | DMo | MH72 | CZ07 | rDXGF | Household | 1 | 1196 | None | 357 | 0.055 | 2.94 | 160 | 0.026 | 0.62 | 357 | 0.055 | 2.94 | 160 | 0.026 | 0.62 | DEER:Res:ClothesDishWasher | Annual | 1719 |  | Appl-CW-Top-GasDHW-ElecDry-Tier2DEER2018 | Appl-CW-Top-GasDHW-ElecDry-Tier2AnyDMoMH72CZ07DEER2018 | 8948
Appl-CW-Top-GasDHW-GasDry-Tier2 | DEER2018 | D17 v3 |  | Any | DMo | MH72 | CZ07 | rDXGF | Household | 1 | 1196 | None | 69.3 | 0.016 | 14.1 | 36.3 | 0.01 | 5.44 | 69.3 | 0.016 | 14.1 | 36.3 | 0.01 | 5.44 | DEER:Res:ClothesDishWasher | Annual | 1719 |  | Appl-CW-Top-GasDHW-GasDry-Tier2DEER2018 | Appl-CW-Top-GasDHW-GasDry-Tier2AnyDMoMH72CZ07DEER2018 | 8949
Appl-CW-Top-GasDHW-GasDry-Tier2 | DEER2018 | D17 v3 |  | Any | MFm | 2017 | CZ07 | rDXGF | Household | 1 | 1206 | None | 62.1 | 0.011 | 14.5 | 33.8 | 0.006 | 5.64 | 62.1 | 0.011 | 14.5 | 33.8 | 0.006 | 5.64 | DEER:Res:ClothesDishWasher | Annual | 1719 |  | Appl-CW-Top-GasDHW-GasDry-Tier2DEER2018 | Appl-CW-Top-GasDHW-GasDry-Tier2AnyMFm2017CZ07DEER2018 | 8950
Appl-CW-Top-GasDHW-GasDry-Tier2 | DEER2018 | D17 v3 |  | Any | DMo | MH00 | CZ07 | rDXGF | Household | 1 | 1242 | None | 65.7 | 0.017 | 13.7 | 34.8 | 0.009 | 5.29 | 65.7 | 0.017 | 13.7 | 34.8 | 0.009 | 5.29 | DEER:Res:ClothesDishWasher | Annual | 1719 |  | Appl-CW-Top-GasDHW-GasDry-Tier2DEER2018 | Appl-CW-Top-GasDHW-GasDry-Tier2AnyDMoMH00CZ07DEER2018 | 8951
Appl-CW-Top-GasDHW-GasDry-Tier2 | DEER2018 | D17 v3 |  | Any | MFm | 2003 | CZ14 | rDXGF | Household | 1 | 1094.6 | None | 65 | 0.012 | 14.1 | 35 | 0.006 | 5.45 | 65 | 0.012 | 14.1 | 35 | 0.006 | 5.45 | DEER:Res:ClothesDishWasher | Annual | 1719 |  | Appl-CW-Top-GasDHW-GasDry-Tier2DEER2018 | Appl-CW-Top-GasDHW-GasDry-Tier2AnyMFm2003CZ14DEER2018 | 8952
Appl-CW-Top-GasDHW-GasDry-Tier2 | DEER2018 | D17 v3 |  | Any | DMo | MH85 | CZ07 | rDXGF | Household | 1 | 1242 | None | 68.5 | 0.016 | 13.8 | 36.3 | 0.008 | 5.34 | 68.5 | 0.016 | 13.8 | 36.3 | 0.008 | 5.34 | DEER:Res:ClothesDishWasher | Annual | 1719 |  | Appl-CW-Top-GasDHW-GasDry-Tier2DEER2018 | Appl-CW-Top-GasDHW-GasDry-Tier2AnyDMoMH85CZ07DEER2018 | 8953
Appl-CW-Top-GasDHW-ElecDry-Tier2 | DEER2018 | D17 v3 |  | Any | MFm | 2015 | CZ07 | rDXGF | Household | 1 | 1206 | None | 354 | 0.052 | 3.2 | 159 | 0.023 | 0.75 | 354 | 0.052 | 3.2 | 159 | 0.023 | 0.75 | DEER:Res:ClothesDishWasher | Annual | 1719 |  | Appl-CW-Top-GasDHW-ElecDry-Tier2DEER2018 | Appl-CW-Top-GasDHW-ElecDry-Tier2AnyMFm2015CZ07DEER2018 | 8954
Appl-CW-Top-GasDHW-ElecDry-Tier2 | DEER2018 | D17 v3 |  | Any | DMo | MH15 | CZ07 | rDXGF | Household | 1 | 1242 | None | 356 | 0.053 | 3.46 | 161 | 0.024 | 0.92 | 356 | 0.053 | 3.46 | 161 | 0.024 | 0.92 | DEER:Res:ClothesDishWasher | Annual | 1719 |  | Appl-CW-Top-GasDHW-ElecDry-Tier2DEER2018 | Appl-CW-Top-GasDHW-ElecDry-Tier2AnyDMoMH15CZ07DEER2018 | 8955
Appl-CW-Top-GasDHW-GasDry-Tier2 | DEER2018 | D17 v3 |  | Any | MFm | 2003 | CZ07 | rDXGF | Household | 1 | 1206 | None | 62 | 0.012 | 14.5 | 33.5 | 0.007 | 5.64 | 62 | 0.012 | 14.5 | 33.5 | 0.007 | 5.64 | DEER:Res:ClothesDishWasher | Annual | 1719 |  | Appl-CW-Top-GasDHW-GasDry-Tier2DEER2018 | Appl-CW-Top-GasDHW-GasDry-Tier2AnyMFm2003CZ07DEER2018 | 8956
Appl-CW-Top-GasDHW-GasDry-Tier2 | DEER2018 | D17 v3 |  | Any | DMo | MH06 | CZ14 | rDXGF | Household | 1 | 1242 | None | 68.5 | 0.015 | 13.3 | 36.8 | 0.008 | 5.07 | 68.5 | 0.015 | 13.3 | 36.8 | 0.008 | 5.07 | DEER:Res:ClothesDishWasher | Annual | 1719 |  | Appl-CW-Top-GasDHW-GasDry-Tier2DEER2018 | Appl-CW-Top-GasDHW-GasDry-Tier2AnyDMoMH06CZ14DEER2018 | 8957
Appl-CW-Top-GasDHW-ElecDry-Tier2 | DEER2018 | D17 v3 |  | Any | MFm | 1985 | CZ07 | rDXGF | Household | 1 | 1295.2 | None | 349 | 0.053 | 3.15 | 157 | 0.023 | 0.73 | 349 | 0.053 | 3.15 | 157 | 0.023 | 0.73 | DEER:Res:ClothesDishWasher | Annual | 1719 |  | Appl-CW-Top-GasDHW-ElecDry-Tier2DEER2018 | Appl-CW-Top-GasDHW-ElecDry-Tier2AnyMFm1985CZ07DEER2018 | 8958
Appl-CW-Top-GasDHW-ElecDry-Tier2 | DEER2018 | D17 v3 |  | Any | DMo | MH06 | CZ14 | rDXGF | Household | 1 | 1242 | None | 356 | 0.054 | 2.2 | 161 | 0.024 | 0.27 | 356 | 0.054 | 2.2 | 161 | 0.024 | 0.27 | DEER:Res:ClothesDishWasher | Annual | 1719 |  | Appl-CW-Top-GasDHW-ElecDry-Tier2DEER2018 | Appl-CW-Top-GasDHW-ElecDry-Tier2AnyDMoMH06CZ14DEER2018 | 8959
Appl-CW-Top-GasDHW-GasDry-Tier2 | DEER2018 | D17 v3 |  | Any | DMo | MH15 | CZ07 | rDXGF | Household | 1 | 1242 | None | 68.4 | 0.013 | 14.6 | 36.6 | 0.007 | 5.75 | 68.4 | 0.013 | 14.6 | 36.6 | 0.007 | 5.75 | DEER:Res:ClothesDishWasher | Annual | 1719 |  | Appl-CW-Top-GasDHW-GasDry-Tier2DEER2018 | Appl-CW-Top-GasDHW-GasDry-Tier2AnyDMoMH15CZ07DEER2018 | 8960
Appl-CW-Top-GasDHW-GasDry-Tier2 | DEER2018 | D17 v3 |  | Any | DMo | MH15 | CZ14 | rDXGF | Household | 1 | 1242 | None | 67.1 | 0.014 | 13.2 | 36.1 | 0.008 | 5.03 | 67.1 | 0.014 | 13.2 | 36.1 | 0.008 | 5.03 | DEER:Res:ClothesDishWasher | Annual | 1719 |  | Appl-CW-Top-GasDHW-GasDry-Tier2DEER2018 | Appl-CW-Top-GasDHW-GasDry-Tier2AnyDMoMH15CZ14DEER2018 | 8961
Appl-CW-Top-GasDHW-GasDry-Tier2 | DEER2018 | D17 v3 |  | Any | DMo | MH06 | CZ07 | rDXGF | Household | 1 | 1242 | None | 72.2 | 0.015 | 14.7 | 38.6 | 0.009 | 5.8 | 72.2 | 0.015 | 14.7 | 38.6 | 0.009 | 5.8 | DEER:Res:ClothesDishWasher | Annual | 1719 |  | Appl-CW-Top-GasDHW-GasDry-Tier2DEER2018 | Appl-CW-Top-GasDHW-GasDry-Tier2AnyDMoMH06CZ07DEER2018 | 8962
Appl-CW-Top-GasDHW-GasDry-Tier3 | DEER2018 | D17 v3 |  | Any | MFm | 1996 | CZ04 | rDXGF | Household | 1 | 981.6 | None | 61.1 | 0.014 | 16.4 | 36 | 0.008 | 7.47 | 61.1 | 0.014 | 16.4 | 36 | 0.008 | 7.47 | DEER:Res:ClothesDishWasher | Annual | 1719 |  | Appl-CW-Top-GasDHW-GasDry-Tier3DEER2018 | Appl-CW-Top-GasDHW-GasDry-Tier3AnyMFm1996CZ04DEER2018 | 8963
Appl-CW-Top-GasDHW-ElecDry-Tier2 | DEER2018 | D17 v3 |  | Any | DMo | MH06 | CZ07 | rDXGF | Household | 1 | 1242 | None | 360 | 0.054 | 3.57 | 163 | 0.025 | 0.97 | 360 | 0.054 | 3.57 | 163 | 0.025 | 0.97 | DEER:Res:ClothesDishWasher | Annual | 1719 |  | Appl-CW-Top-GasDHW-ElecDry-Tier2DEER2018 | Appl-CW-Top-GasDHW-ElecDry-Tier2AnyDMoMH06CZ07DEER2018 | 8964
Appl-CW-Top-GasDHW-ElecDry-Tier2 | DEER2018 | D17 v3 |  | Any | MFm | 2003 | CZ07 | rDXGF | Household | 1 | 1206 | None | 354 | 0.053 | 3.17 | 160 | 0.024 | 0.77 | 354 | 0.053 | 3.17 | 160 | 0.024 | 0.77 | DEER:Res:ClothesDishWasher | Annual | 1719 |  | Appl-CW-Top-GasDHW-ElecDry-Tier2DEER2018 | Appl-CW-Top-GasDHW-ElecDry-Tier2AnyMFm2003CZ07DEER2018 | 8965
Appl-CW-Top-GasDHW-ElecDry-Tier2 | DEER2018 | D17 v3 |  | Any | DMo | MH15 | CZ14 | rDXGF | Household | 1 | 1242 | None | 355 | 0.053 | 2.1 | 160 | 0.024 | 0.22 | 355 | 0.053 | 2.1 | 160 | 0.024 | 0.22 | DEER:Res:ClothesDishWasher | Annual | 1719 |  | Appl-CW-Top-GasDHW-ElecDry-Tier2DEER2018 | Appl-CW-Top-GasDHW-ElecDry-Tier2AnyDMoMH15CZ14DEER2018 | 8966
Appl-CW-Top-GasDHW-GasDry-Tier2 | DEER2018 | D17 v3 |  | Any | MFm | 2007 | CZ14 | rDXGF | Household | 1 | 1094.6 | None | 76.9 | 0.004 | 15.2 | 34.2 | 0.006 | 5.46 | 76.9 | 0.004 | 15.2 | 34.2 | 0.006 | 5.46 | DEER:Res:ClothesDishWasher | Annual | 1719 |  | Appl-CW-Top-GasDHW-GasDry-Tier2DEER2018 | Appl-CW-Top-GasDHW-GasDry-Tier2AnyMFm2007CZ14DEER2018 | 8967
Appl-CW-Top-GasDHW-GasDry-Tier2 | DEER2018 | D17 v3 |  | Any | DMo | MH72 | CZ14 | rDXGF | Household | 1 | 1196 | None | 71.7 | 0.017 | 13.7 | 38.2 | 0.009 | 5.25 | 71.7 | 0.017 | 13.7 | 38.2 | 0.009 | 5.25 | DEER:Res:ClothesDishWasher | Annual | 1719 |  | Appl-CW-Top-GasDHW-GasDry-Tier2DEER2018 | Appl-CW-Top-GasDHW-GasDry-Tier2AnyDMoMH72CZ14DEER2018 | 8968
Appl-CW-Top-GasDHW-GasDry-Tier2 | DEER2018 | D17 v3 |  | Any | MFm | 1985 | CZ07 | rDXGF | Household | 1 | 1295.2 | None | 57 | 0.012 | 14.5 | 31.1 | 0.006 | 5.63 | 57 | 0.012 | 14.5 | 31.1 | 0.006 | 5.63 | DEER:Res:ClothesDishWasher | Annual | 1719 |  | Appl-CW-Top-GasDHW-GasDry-Tier2DEER2018 | Appl-CW-Top-GasDHW-GasDry-Tier2AnyMFm1985CZ07DEER2018 | 8969
Appl-CW-Top-GasDHW-ElecDry-Tier2 | DEER2018 | D17 v3 |  | Any | DMo | MH85 | CZ14 | rDXGF | Household | 1 | 1242 | None | 360 | 0.056 | 1.94 | 162 | 0.026 | 0.15 | 360 | 0.056 | 1.94 | 162 | 0.026 | 0.15 | DEER:Res:ClothesDishWasher | Annual | 1719 |  | Appl-CW-Top-GasDHW-ElecDry-Tier2DEER2018 | Appl-CW-Top-GasDHW-ElecDry-Tier2AnyDMoMH85CZ14DEER2018 | 8970
Appl-CW-Top-GasDHW-GasDry-Tier3 | DEER2018 | D17 v3 |  | Any | SFm | 2015 | CZ15 | rDXGF | Household | 1 | 2160.9 | None | 94.1 | 0.017 | 19.6 | 54.9 | 0.01 | 9.2 | 94.1 | 0.017 | 19.6 | 54.9 | 0.01 | 9.2 | DEER:Res:ClothesDishWasher | Annual | 1719 |  | Appl-CW-Top-GasDHW-GasDry-Tier3DEER2018 | Appl-CW-Top-GasDHW-GasDry-Tier3AnySFm2015CZ15DEER2018 | 8971
Appl-CW-Top-GasDHW-ElecDry-Tier3 | DEER2018 | D17 v3 |  | Any | SFm | 2011 | CZ15 | rDXGF | Household | 1 | 2160.9 | None | 530 | 0.078 | 2.75 | 283 | 0.042 | 0.35 | 530 | 0.078 | 2.75 | 283 | 0.042 | 0.35 | DEER:Res:ClothesDishWasher | Annual | 1719 |  | Appl-CW-Top-GasDHW-ElecDry-Tier3DEER2018 | Appl-CW-Top-GasDHW-ElecDry-Tier3AnySFm2011CZ15DEER2018 | 8972
Appl-CW-Top-GasDHW-GasDry-Tier3 | DEER2018 | D17 v3 |  | Any | SFm | 2007 | CZ15 | rDXGF | Household | 1 | 2160.9 | None | 96.5 | 0.018 | 19.5 | 56.5 | 0.01 | 9.18 | 96.5 | 0.018 | 19.5 | 56.5 | 0.01 | 9.18 | DEER:Res:ClothesDishWasher | Annual | 1719 |  | Appl-CW-Top-GasDHW-GasDry-Tier3DEER2018 | Appl-CW-Top-GasDHW-GasDry-Tier3AnySFm2007CZ15DEER2018 | 8973
Appl-CW-Top-GasDHW-GasDry-Tier3 | DEER2018 | D17 v3 |  | Any | SFm | 2011 | CZ15 | rDXGF | Household | 1 | 2160.9 | None | 96.8 | 0.018 | 19.6 | 56.5 | 0.01 | 9.2 | 96.8 | 0.018 | 19.6 | 56.5 | 0.01 | 9.2 | DEER:Res:ClothesDishWasher | Annual | 1719 |  | Appl-CW-Top-GasDHW-GasDry-Tier3DEER2018 | Appl-CW-Top-GasDHW-GasDry-Tier3AnySFm2011CZ15DEER2018 | 8974
Appl-CW-Top-GasDHW-ElecDry-Tier2 | DEER2018 | D17 v3 |  | Any | DMo | MH72 | CZ14 | rDXGF | Household | 1 | 1196 | None | 359 | 0.057 | 2.54 | 162 | 0.026 | 0.43 | 359 | 0.057 | 2.54 | 162 | 0.026 | 0.43 | DEER:Res:ClothesDishWasher | Annual | 1719 |  | Appl-CW-Top-GasDHW-ElecDry-Tier2DEER2018 | Appl-CW-Top-GasDHW-ElecDry-Tier2AnyDMoMH72CZ14DEER2018 | 8975
Appl-CW-Top-GasDHW-GasDry-Tier2 | DEER2018 | D17 v3 |  | Any | DMo | MH85 | CZ14 | rDXGF | Household | 1 | 1242 | None | 72.7 | 0.017 | 13.1 | 38.4 | 0.009 | 4.95 | 72.7 | 0.017 | 13.1 | 38.4 | 0.009 | 4.95 | DEER:Res:ClothesDishWasher | Annual | 1719 |  | Appl-CW-Top-GasDHW-GasDry-Tier2DEER2018 | Appl-CW-Top-GasDHW-GasDry-Tier2AnyDMoMH85CZ14DEER2018 | 8976
Appl-CW-Top-GasDHW-ElecDry-Tier3 | DEER2018 | D17 v3 |  | Any | SFm | 2007 | CZ15 | rDXGF | Household | 1 | 2160.9 | None | 530 | 0.077 | 2.7 | 284 | 0.042 | 0.31 | 530 | 0.077 | 2.7 | 284 | 0.042 | 0.31 | DEER:Res:ClothesDishWasher | Annual | 1719 |  | Appl-CW-Top-GasDHW-ElecDry-Tier3DEER2018 | Appl-CW-Top-GasDHW-ElecDry-Tier3AnySFm2007CZ15DEER2018 | 8977
Appl-CW-Top-GasDHW-GasDry-Tier2 | DEER2018 | D17 v3 |  | Any | MFm | 2015 | CZ11 | rDXGF | Household | 1 | 1073.2 | None | 61.1 | 0.012 | 14.1 | 32.9 | 0.006 | 5.46 | 61.1 | 0.012 | 14.1 | 32.9 | 0.006 | 5.46 | DEER:Res:ClothesDishWasher | Annual | 1719 |  | Appl-CW-Top-GasDHW-GasDry-Tier2DEER2018 | Appl-CW-Top-GasDHW-GasDry-Tier2AnyMFm2015CZ11DEER2018 | 8978
Appl-CW-Top-GasDHW-GasDry-Tier2 | DEER2018 | D17 v3 |  | Any | MFm | 2011 | CZ11 | rDXGF | Household | 1 | 1073.2 | None | 62.1 | 0.013 | 14.1 | 33.2 | 0.006 | 5.46 | 62.1 | 0.013 | 14.1 | 33.2 | 0.006 | 5.46 | DEER:Res:ClothesDishWasher | Annual | 1719 |  | Appl-CW-Top-GasDHW-GasDry-Tier2DEER2018 | Appl-CW-Top-GasDHW-GasDry-Tier2AnyMFm2011CZ11DEER2018 | 8979
Appl-CW-Top-GasDHW-GasDry-Tier2 | DEER2018 | D17 v3 |  | Any | MFm | 2007 | CZ11 | rDXGF | Household | 1 | 1073.2 | None | 61 | 0.011 | 14 | 38.3 | 0.01 | 5.64 | 61 | 0.011 | 14 | 38.3 | 0.01 | 5.64 | DEER:Res:ClothesDishWasher | Annual | 1719 |  | Appl-CW-Top-GasDHW-GasDry-Tier2DEER2018 | Appl-CW-Top-GasDHW-GasDry-Tier2AnyMFm2007CZ11DEER2018 | 8980
Appl-CW-Top-GasDHW-ElecDry-Tier3 | DEER2018 | D17 v3 |  | Any | MFm | 1996 | CZ04 | rDXGF | Household | 1 | 981.6 | None | 411 | 0.062 | 2.78 | 220 | 0.033 | 0.32 | 411 | 0.062 | 2.78 | 220 | 0.033 | 0.32 | DEER:Res:ClothesDishWasher | Annual | 1719 |  | Appl-CW-Top-GasDHW-ElecDry-Tier3DEER2018 | Appl-CW-Top-GasDHW-ElecDry-Tier3AnyMFm1996CZ04DEER2018 | 8981
Appl-CW-Top-GasDHW-GasDry-Tier2 | DEER2018 | D17 v3 |  | Any | MFm | 1975 | CZ07 | rDXGF | Household | 1 | 1047.7 | None | 55.8 | 0.011 | 14.3 | 28.8 | 0.004 | 5.35 | 55.8 | 0.011 | 14.3 | 28.8 | 0.004 | 5.35 | DEER:Res:ClothesDishWasher | Annual | 1719 |  | Appl-CW-Top-GasDHW-GasDry-Tier2DEER2018 | Appl-CW-Top-GasDHW-GasDry-Tier2AnyMFm1975CZ07DEER2018 | 8982
Appl-CW-Top-GasDHW-ElecDry-Tier3 | DEER2018 | D17 v3 |  | Any | SFm | 2015 | CZ15 | rDXGF | Household | 1 | 2160.9 | None | 527 | 0.077 | 2.74 | 282 | 0.042 | 0.34 | 527 | 0.077 | 2.74 | 282 | 0.042 | 0.34 | DEER:Res:ClothesDishWasher | Annual | 1719 |  | Appl-CW-Top-GasDHW-ElecDry-Tier3DEER2018 | Appl-CW-Top-GasDHW-ElecDry-Tier3AnySFm2015CZ15DEER2018 | 8983
Appl-CW-Top-GasDHW-ElecDry-Tier2 | DEER2018 | D17 v3 |  | Any | MFm | 2007 | CZ11 | rDXGF | Household | 1 | 1073.2 | None | 354 | 0.053 | 2.74 | 162 | 0.026 | 0.65 | 354 | 0.053 | 2.74 | 162 | 0.026 | 0.65 | DEER:Res:ClothesDishWasher | Annual | 1719 |  | Appl-CW-Top-GasDHW-ElecDry-Tier2DEER2018 | Appl-CW-Top-GasDHW-ElecDry-Tier2AnyMFm2007CZ11DEER2018 | 8984
Appl-CW-Top-GasDHW-ElecDry-Tier2 | DEER2018 | D17 v3 |  | Any | DMo | MH00 | CZ14 | rDXGF | Household | 1 | 1242 | None | 359 | 0.057 | 1.98 | 162 | 0.026 | 0.17 | 359 | 0.057 | 1.98 | 162 | 0.026 | 0.17 | DEER:Res:ClothesDishWasher | Annual | 1719 |  | Appl-CW-Top-GasDHW-ElecDry-Tier2DEER2018 | Appl-CW-Top-GasDHW-ElecDry-Tier2AnyDMoMH00CZ14DEER2018 | 8985
Appl-CW-Top-GasDHW-ElecDry-Tier2 | DEER2018 | D17 v3 |  | Any | MFm | 1975 | CZ07 | rDXGF | Household | 1 | 1047.7 | None | 349 | 0.052 | 2.98 | 156 | 0.023 | 0.55 | 349 | 0.052 | 2.98 | 156 | 0.023 | 0.55 | DEER:Res:ClothesDishWasher | Annual | 1719 |  | Appl-CW-Top-GasDHW-ElecDry-Tier2DEER2018 | Appl-CW-Top-GasDHW-ElecDry-Tier2AnyMFm1975CZ07DEER2018 | 8986
Appl-CW-Top-GasDHW-GasDry-Tier2 | DEER2018 | D17 v3 |  | Any | DMo | MH00 | CZ14 | rDXGF | Household | 1 | 1242 | None | 71.4 | 0.018 | 13.1 | 38 | 0.009 | 4.95 | 71.4 | 0.018 | 13.1 | 38 | 0.009 | 4.95 | DEER:Res:ClothesDishWasher | Annual | 1719 |  | Appl-CW-Top-GasDHW-GasDry-Tier2DEER2018 | Appl-CW-Top-GasDHW-GasDry-Tier2AnyDMoMH00CZ14DEER2018 | 8987
Appl-CW-Top-GasDHW-ElecDry-Tier2 | DEER2018 | D17 v3 |  | Any | MFm | 2011 | CZ11 | rDXGF | Household | 1 | 1073.2 | None | 354 | 0.053 | 2.84 | 159 | 0.024 | 0.58 | 354 | 0.053 | 2.84 | 159 | 0.024 | 0.58 | DEER:Res:ClothesDishWasher | Annual | 1719 |  | Appl-CW-Top-GasDHW-ElecDry-Tier2DEER2018 | Appl-CW-Top-GasDHW-ElecDry-Tier2AnyMFm2011CZ11DEER2018 | 8988
Appl-CW-Top-GasDHW-ElecDry-Tier3 | DEER2018 | D17 v3 |  | Any | SFm | 1985 | CZ15 | rDXGF | Household | 1 | 1741 | None | 536 | 0.082 | 2.45 | 287 | 0.044 | 0.18 | 536 | 0.082 | 2.45 | 287 | 0.044 | 0.18 | DEER:Res:ClothesDishWasher | Annual | 1719 |  | Appl-CW-Top-GasDHW-ElecDry-Tier3DEER2018 | Appl-CW-Top-GasDHW-ElecDry-Tier3AnySFm1985CZ15DEER2018 | 8989
Appl-CW-Top-GasDHW-GasDry-Tier2 | DEER2018 | D17 v3 |  | Any | MFm | 1975 | CZ11 | rDXGF | Household | 1 | 1098.9 | None | 60.6 | 0.016 | 13.8 | 32.8 | 0.008 | 5.27 | 60.6 | 0.016 | 13.8 | 32.8 | 0.008 | 5.27 | DEER:Res:ClothesDishWasher | Annual | 1719 |  | Appl-CW-Top-GasDHW-GasDry-Tier2DEER2018 | Appl-CW-Top-GasDHW-GasDry-Tier2AnyMFm1975CZ11DEER2018 | 8990
Appl-CW-Top-GasDHW-ElecDry-Tier3 | DEER2018 | D17 v3 |  | Any | SFm | 2003 | CZ15 | rDXGF | Household | 1 | 2160.9 | None | 533 | 0.082 | 2.57 | 286 | 0.044 | 0.25 | 533 | 0.082 | 2.57 | 286 | 0.044 | 0.25 | DEER:Res:ClothesDishWasher | Annual | 1719 |  | Appl-CW-Top-GasDHW-ElecDry-Tier3DEER2018 | Appl-CW-Top-GasDHW-ElecDry-Tier3AnySFm2003CZ15DEER2018 | 8991
Appl-CW-Top-GasDHW-GasDry-Tier3 | DEER2018 | D17 v3 |  | Any | SFm | 2003 | CZ15 | rDXGF | Household | 1 | 2160.9 | None | 99.8 | 0.022 | 19.4 | 59.5 | 0.013 | 9.1 | 99.8 | 0.022 | 19.4 | 59.5 | 0.013 | 9.1 | DEER:Res:ClothesDishWasher | Annual | 1719 |  | Appl-CW-Top-GasDHW-GasDry-Tier3DEER2018 | Appl-CW-Top-GasDHW-GasDry-Tier3AnySFm2003CZ15DEER2018 | 8992
Appl-CW-Top-GasDHW-GasDry-Tier3 | DEER2018 | D17 v3 |  | Any | SFm | 2017 | CZ15 | rDXGF | Household | 1 | 2160.9 | None | 94.3 | 0.018 | 19.6 | 55.1 | 0.01 | 9.22 | 94.3 | 0.018 | 19.6 | 55.1 | 0.01 | 9.22 | DEER:Res:ClothesDishWasher | Annual | 1719 |  | Appl-CW-Top-GasDHW-GasDry-Tier3DEER2018 | Appl-CW-Top-GasDHW-GasDry-Tier3AnySFm2017CZ15DEER2018 | 8993
Appl-CW-Top-GasDHW-ElecDry-Tier3 | DEER2018 | D17 v3 |  | Any | MFm | 2007 | CZ12 | rDXGF | Household | 1 | 1073.2 | None | 417 | 0.062 | 2.66 | 223 | 0.033 | 0.29 | 417 | 0.062 | 2.66 | 223 | 0.033 | 0.29 | DEER:Res:ClothesDishWasher | Annual | 1719 |  | Appl-CW-Top-GasDHW-ElecDry-Tier3DEER2018 | Appl-CW-Top-GasDHW-ElecDry-Tier3AnyMFm2007CZ12DEER2018 | 8994
Appl-CW-Top-GasDHW-ElecDry-Tier3 | DEER2018 | D17 v3 |  | Any | SFm | 2017 | CZ15 | rDXGF | Household | 1 | 2160.9 | None | 528 | 0.078 | 2.76 | 283 | 0.042 | 0.37 | 528 | 0.078 | 2.76 | 283 | 0.042 | 0.37 | DEER:Res:ClothesDishWasher | Annual | 1719 |  | Appl-CW-Top-GasDHW-ElecDry-Tier3DEER2018 | Appl-CW-Top-GasDHW-ElecDry-Tier3AnySFm2017CZ15DEER2018 | 8995
Appl-CW-Top-GasDHW-GasDry-Tier2 | DEER2018 | D17 v3 |  | Any | MFm | 1985 | CZ11 | rDXGF | Household | 1 | 1150 | None | 60.8 | 0.016 | 13.8 | 32.9 | 0.009 | 5.28 | 60.8 | 0.016 | 13.8 | 32.9 | 0.009 | 5.28 | DEER:Res:ClothesDishWasher | Annual | 1719 |  | Appl-CW-Top-GasDHW-GasDry-Tier2DEER2018 | Appl-CW-Top-GasDHW-GasDry-Tier2AnyMFm1985CZ11DEER2018 | 8996
Appl-CW-Top-GasDHW-ElecDry-Tier2 | DEER2018 | D17 v3 |  | Any | MFm | 2015 | CZ11 | rDXGF | Household | 1 | 1073.2 | None | 353 | 0.052 | 2.84 | 159 | 0.024 | 0.58 | 353 | 0.052 | 2.84 | 159 | 0.024 | 0.58 | DEER:Res:ClothesDishWasher | Annual | 1719 |  | Appl-CW-Top-GasDHW-ElecDry-Tier2DEER2018 | Appl-CW-Top-GasDHW-ElecDry-Tier2AnyMFm2015CZ11DEER2018 | 8997
Appl-CW-Top-GasDHW-ElecDry-Tier2 | DEER2018 | D17 v3 |  | Any | MFm | 2017 | CZ11 | rDXGF | Household | 1 | 1073.2 | None | 353 | 0.052 | 2.89 | 158 | 0.023 | 0.6 | 353 | 0.052 | 2.89 | 158 | 0.023 | 0.6 | DEER:Res:ClothesDishWasher | Annual | 1719 |  | Appl-CW-Top-GasDHW-ElecDry-Tier2DEER2018 | Appl-CW-Top-GasDHW-ElecDry-Tier2AnyMFm2017CZ11DEER2018 | 8998
Appl-CW-Top-GasDHW-ElecDry-Tier2 | DEER2018 | D17 v3 |  | Any | MFm | 1975 | CZ11 | rDXGF | Household | 1 | 1098.9 | None | 353 | 0.056 | 2.46 | 159 | 0.025 | 0.39 | 353 | 0.056 | 2.46 | 159 | 0.025 | 0.39 | DEER:Res:ClothesDishWasher | Annual | 1719 |  | Appl-CW-Top-GasDHW-ElecDry-Tier2DEER2018 | Appl-CW-Top-GasDHW-ElecDry-Tier2AnyMFm1975CZ11DEER2018 | 8999
Appl-CW-Top-GasDHW-ElecDry-Tier3 | DEER2018 | D17 v3 |  | Any | MFm | 1975 | CZ12 | rDXGF | Household | 1 | 1098.9 | None | 415 | 0.066 | 2.08 | 222 | 0.037 | -0.04 | 415 | 0.066 | 2.08 | 222 | 0.037 | -0.04 | DEER:Res:ClothesDishWasher | Annual | 1719 |  | Appl-CW-Top-GasDHW-ElecDry-Tier3DEER2018 | Appl-CW-Top-GasDHW-ElecDry-Tier3AnyMFm1975CZ12DEER2018 | 9000
Appl-CW-Top-GasDHW-GasDry-Tier2 | DEER2018 | D17 v3 |  | Any | MFm | 2003 | CZ11 | rDXGF | Household | 1 | 1073.2 | None | 63.5 | 0.013 | 14 | 34.2 | 0.007 | 5.41 | 63.5 | 0.013 | 14 | 34.2 | 0.007 | 5.41 | DEER:Res:ClothesDishWasher | Annual | 1719 |  | Appl-CW-Top-GasDHW-GasDry-Tier2DEER2018 | Appl-CW-Top-GasDHW-GasDry-Tier2AnyMFm2003CZ11DEER2018 | 9001
Appl-CW-Top-GasDHW-GasDry-Tier2 | DEER2018 | D17 v3 |  | Any | MFm | 2017 | CZ11 | rDXGF | Household | 1 | 1073.2 | None | 61 | 0.012 | 14.2 | 32.6 | 0.006 | 5.48 | 61 | 0.012 | 14.2 | 32.6 | 0.006 | 5.48 | DEER:Res:ClothesDishWasher | Annual | 1719 |  | Appl-CW-Top-GasDHW-GasDry-Tier2DEER2018 | Appl-CW-Top-GasDHW-GasDry-Tier2AnyMFm2017CZ11DEER2018 | 9002
Appl-CW-Top-GasDHW-ElecDry-Tier2 | DEER2018 | D17 v3 |  | Any | MFm | 2003 | CZ11 | rDXGF | Household | 1 | 1073.2 | None | 355 | 0.053 | 2.73 | 160 | 0.024 | 0.53 | 355 | 0.053 | 2.73 | 160 | 0.024 | 0.53 | DEER:Res:ClothesDishWasher | Annual | 1719 |  | Appl-CW-Top-GasDHW-ElecDry-Tier2DEER2018 | Appl-CW-Top-GasDHW-ElecDry-Tier2AnyMFm2003CZ11DEER2018 | 9003
Appl-CW-Top-GasDHW-ElecDry-Tier2 | DEER2018 | D17 v3 |  | Any | MFm | 1985 | CZ11 | rDXGF | Household | 1 | 1150 | None | 353 | 0.056 | 2.46 | 159 | 0.026 | 0.4 | 353 | 0.056 | 2.46 | 159 | 0.026 | 0.4 | DEER:Res:ClothesDishWasher | Annual | 1719 |  | Appl-CW-Top-GasDHW-ElecDry-Tier2DEER2018 | Appl-CW-Top-GasDHW-ElecDry-Tier2AnyMFm1985CZ11DEER2018 | 9004
Appl-CW-Top-GasDHW-GasDry-Tier3 | DEER2018 | D17 v3 |  | Any | MFm | 2011 | CZ12 | rDXGF | Household | 1 | 1073.2 | None | 67.8 | 0.014 | 16.4 | 38.8 | 0.008 | 7.44 | 67.8 | 0.014 | 16.4 | 38.8 | 0.008 | 7.44 | DEER:Res:ClothesDishWasher | Annual | 1719 |  | Appl-CW-Top-GasDHW-GasDry-Tier3DEER2018 | Appl-CW-Top-GasDHW-GasDry-Tier3AnyMFm2011CZ12DEER2018 | 9005
Appl-CW-Top-GasDHW-ElecDry-Tier3 | DEER2018 | D17 v3 |  | Any | MFm | 1985 | CZ12 | rDXGF | Household | 1 | 1150 | None | 414 | 0.067 | 2.17 | 221 | 0.036 | 0.01 | 414 | 0.067 | 2.17 | 221 | 0.036 | 0.01 | DEER:Res:ClothesDishWasher | Annual | 1719 |  | Appl-CW-Top-GasDHW-ElecDry-Tier3DEER2018 | Appl-CW-Top-GasDHW-ElecDry-Tier3AnyMFm1985CZ12DEER2018 | 9006
Appl-CW-Top-GasDHW-GasDry-Tier3 | DEER2018 | D17 v3 |  | Any | DMo | MH85 | CZ12 | rDXGF | Household | 1 | 1242 | None | 73.1 | 0.022 | 14.6 | 43 | 0.014 | 6.55 | 73.1 | 0.022 | 14.6 | 43 | 0.014 | 6.55 | DEER:Res:ClothesDishWasher | Annual | 1719 |  | Appl-CW-Top-GasDHW-GasDry-Tier3DEER2018 | Appl-CW-Top-GasDHW-GasDry-Tier3AnyDMoMH85CZ12DEER2018 | 9007
Appl-CW-Top-GasDHW-ElecDry-Tier3 | DEER2018 | D17 v3 |  | Any | DMo | MH00 | CZ12 | rDXGF | Household | 1 | 1242 | None | 422 | 0.07 | 1.48 | 225 | 0.038 | -0.35 | 422 | 0.07 | 1.48 | 225 | 0.038 | -0.35 | DEER:Res:ClothesDishWasher | Annual | 1719 |  | Appl-CW-Top-GasDHW-ElecDry-Tier3DEER2018 | Appl-CW-Top-GasDHW-ElecDry-Tier3AnyDMoMH00CZ12DEER2018 | 9008
Appl-CW-Top-GasDHW-GasDry-Tier3 | DEER2018 | D17 v3 |  | Any | SFm | 1996 | CZ15 | rDXGF | Household | 1 | 1758 | None | 105 | 0.022 | 19.4 | 60.3 | 0.013 | 9.1 | 105 | 0.022 | 19.4 | 60.3 | 0.013 | 9.1 | DEER:Res:ClothesDishWasher | Annual | 1719 |  | Appl-CW-Top-GasDHW-GasDry-Tier3DEER2018 | Appl-CW-Top-GasDHW-GasDry-Tier3AnySFm1996CZ15DEER2018 | 9009
Appl-CW-Top-GasDHW-ElecDry-Tier3 | DEER2018 | D17 v3 |  | Any | DMo | MH85 | CZ12 | rDXGF | Household | 1 | 1242 | None | 418 | 0.069 | 1.28 | 224 | 0.039 | -0.45 | 418 | 0.069 | 1.28 | 224 | 0.039 | -0.45 | DEER:Res:ClothesDishWasher | Annual | 1719 |  | Appl-CW-Top-GasDHW-ElecDry-Tier3DEER2018 | Appl-CW-Top-GasDHW-ElecDry-Tier3AnyDMoMH85CZ12DEER2018 | 9010
Appl-CW-Top-GasDHW-ElecDry-Tier3 | DEER2018 | D17 v3 |  | Any | DMo | MH72 | CZ12 | rDXGF | Household | 1 | 1196 | None | 419 | 0.071 | 1.88 | 225 | 0.038 | -0.13 | 419 | 0.071 | 1.88 | 225 | 0.038 | -0.13 | DEER:Res:ClothesDishWasher | Annual | 1719 |  | Appl-CW-Top-GasDHW-ElecDry-Tier3DEER2018 | Appl-CW-Top-GasDHW-ElecDry-Tier3AnyDMoMH72CZ12DEER2018 | 9011
Appl-CW-Top-GasDHW-ElecDry-Tier3 | DEER2018 | D17 v3 |  | Any | MFm | 2011 | CZ12 | rDXGF | Household | 1 | 1073.2 | None | 417 | 0.063 | 2.75 | 223 | 0.034 | 0.35 | 417 | 0.063 | 2.75 | 223 | 0.034 | 0.35 | DEER:Res:ClothesDishWasher | Annual | 1719 |  | Appl-CW-Top-GasDHW-ElecDry-Tier3DEER2018 | Appl-CW-Top-GasDHW-ElecDry-Tier3AnyMFm2011CZ12DEER2018 | 9012
Appl-CW-Top-GasDHW-ElecDry-Tier3 | DEER2018 | D17 v3 |  | Any | MFm | 2017 | CZ12 | rDXGF | Household | 1 | 1073.2 | None | 416 | 0.062 | 2.78 | 223 | 0.034 | 0.42 | 416 | 0.062 | 2.78 | 223 | 0.034 | 0.42 | DEER:Res:ClothesDishWasher | Annual | 1719 |  | Appl-CW-Top-GasDHW-ElecDry-Tier3DEER2018 | Appl-CW-Top-GasDHW-ElecDry-Tier3AnyMFm2017CZ12DEER2018 | 9013
Appl-CW-Top-GasDHW-GasDry-Tier3 | DEER2018 | D17 v3 |  | Any | SFm | 1985 | CZ15 | rDXGF | Household | 1 | 1741 | None | 104 | 0.023 | 19.3 | 59.7 | 0.014 | 9.05 | 104 | 0.023 | 19.3 | 59.7 | 0.014 | 9.05 | DEER:Res:ClothesDishWasher | Annual | 1719 |  | Appl-CW-Top-GasDHW-GasDry-Tier3DEER2018 | Appl-CW-Top-GasDHW-GasDry-Tier3AnySFm1985CZ15DEER2018 | 9014
Appl-CW-Top-GasDHW-GasDry-Tier3 | DEER2018 | D17 v3 |  | Any | MFm | 2007 | CZ12 | rDXGF | Household | 1 | 1073.2 | None | 66.9 | 0.014 | 16.2 | 39.2 | 0.008 | 7.42 | 66.9 | 0.014 | 16.2 | 39.2 | 0.008 | 7.42 | DEER:Res:ClothesDishWasher | Annual | 1719 |  | Appl-CW-Top-GasDHW-GasDry-Tier3DEER2018 | Appl-CW-Top-GasDHW-GasDry-Tier3AnyMFm2007CZ12DEER2018 | 9015
Appl-CW-Top-GasDHW-ElecDry-Tier3 | DEER2018 | D17 v3 |  | Any | MFm | 2015 | CZ12 | rDXGF | Household | 1 | 1073.2 | None | 417 | 0.062 | 2.76 | 223 | 0.033 | 0.34 | 417 | 0.062 | 2.76 | 223 | 0.033 | 0.34 | DEER:Res:ClothesDishWasher | Annual | 1719 |  | Appl-CW-Top-GasDHW-ElecDry-Tier3DEER2018 | Appl-CW-Top-GasDHW-ElecDry-Tier3AnyMFm2015CZ12DEER2018 | 9016
Appl-CW-Top-GasDHW-GasDry-Tier3 | DEER2018 | D17 v3 |  | Any | MFm | 2015 | CZ12 | rDXGF | Household | 1 | 1073.2 | None | 67 | 0.015 | 16.3 | 38.9 | 0.009 | 7.48 | 67 | 0.015 | 16.3 | 38.9 | 0.009 | 7.48 | DEER:Res:ClothesDishWasher | Annual | 1719 |  | Appl-CW-Top-GasDHW-GasDry-Tier3DEER2018 | Appl-CW-Top-GasDHW-GasDry-Tier3AnyMFm2015CZ12DEER2018 | 9017
Appl-CW-Top-GasDHW-ElecDry-Tier3 | DEER2018 | D17 v3 |  | Any | SFm | 1975 | CZ15 | rDXGF | Household | 1 | 1555 | None | 535 | 0.081 | 2.69 | 287 | 0.043 | 0.32 | 535 | 0.081 | 2.69 | 287 | 0.043 | 0.32 | DEER:Res:ClothesDishWasher | Annual | 1719 |  | Appl-CW-Top-GasDHW-ElecDry-Tier3DEER2018 | Appl-CW-Top-GasDHW-ElecDry-Tier3AnySFm1975CZ15DEER2018 | 9018
Appl-CW-Top-GasDHW-GasDry-Tier3 | DEER2018 | D17 v3 |  | Any | MFm | 1975 | CZ12 | rDXGF | Household | 1 | 1098.9 | None | 64.6 | 0.018 | 15.6 | 37.9 | 0.011 | 7.09 | 64.6 | 0.018 | 15.6 | 37.9 | 0.011 | 7.09 | DEER:Res:ClothesDishWasher | Annual | 1719 |  | Appl-CW-Top-GasDHW-GasDry-Tier3DEER2018 | Appl-CW-Top-GasDHW-GasDry-Tier3AnyMFm1975CZ12DEER2018 | 9019
Appl-CW-Top-GasDHW-ElecDry-Tier3 | DEER2018 | D17 v3 |  | Any | SFm | 1996 | CZ15 | rDXGF | Household | 1 | 1758 | None | 537 | 0.082 | 2.54 | 287 | 0.044 | 0.25 | 537 | 0.082 | 2.54 | 287 | 0.044 | 0.25 | DEER:Res:ClothesDishWasher | Annual | 1719 |  | Appl-CW-Top-GasDHW-ElecDry-Tier3DEER2018 | Appl-CW-Top-GasDHW-ElecDry-Tier3AnySFm1996CZ15DEER2018 | 9020
Appl-CW-Top-GasDHW-GasDry-Tier3 | DEER2018 | D17 v3 |  | Any | DMo | MH72 | CZ12 | rDXGF | Household | 1 | 1196 | None | 75 | 0.025 | 15.2 | 43.6 | 0.014 | 6.9 | 75 | 0.025 | 15.2 | 43.6 | 0.014 | 6.9 | DEER:Res:ClothesDishWasher | Annual | 1719 |  | Appl-CW-Top-GasDHW-GasDry-Tier3DEER2018 | Appl-CW-Top-GasDHW-GasDry-Tier3AnyDMoMH72CZ12DEER2018 | 9021
Appl-CW-Top-GasDHW-GasDry-Tier3 | DEER2018 | D17 v3 |  | Any | DMo | MH00 | CZ12 | rDXGF | Household | 1 | 1242 | None | 77.6 | 0.023 | 14.8 | 44 | 0.013 | 6.66 | 77.6 | 0.023 | 14.8 | 44 | 0.013 | 6.66 | DEER:Res:ClothesDishWasher | Annual | 1719 |  | Appl-CW-Top-GasDHW-GasDry-Tier3DEER2018 | Appl-CW-Top-GasDHW-GasDry-Tier3AnyDMoMH00CZ12DEER2018 | 9022
Appl-CW-Top-GasDHW-ElecDry-Tier3 | DEER2018 | D17 v3 |  | Any | DMo | MH15 | CZ12 | rDXGF | Household | 1 | 1242 | None | 416 | 0.065 | 1.76 | 222 | 0.035 | -0.18 | 416 | 0.065 | 1.76 | 222 | 0.035 | -0.18 | DEER:Res:ClothesDishWasher | Annual | 1719 |  | Appl-CW-Top-GasDHW-ElecDry-Tier3DEER2018 | Appl-CW-Top-GasDHW-ElecDry-Tier3AnyDMoMH15CZ12DEER2018 | 9023
Appl-CW-Top-GasDHW-GasDry-Tier2 | DEER2018 | D17 v3 |  | Any | MFm | 1996 | CZ07 | rDXGF | Household | 1 | 1169.1 | None | 60 | 0.014 | 14.9 | 32.6 | 0.007 | 5.86 | 60 | 0.014 | 14.9 | 32.6 | 0.007 | 5.86 | DEER:Res:ClothesDishWasher | Annual | 1719 |  | Appl-CW-Top-GasDHW-GasDry-Tier2DEER2018 | Appl-CW-Top-GasDHW-GasDry-Tier2AnyMFm1996CZ07DEER2018 | 9024
Appl-CW-Top-GasDHW-GasDry-Tier2 | DEER2018 | D17 v3 |  | Any | DMo | MH15 | CZ11 | rDXGF | Household | 1 | 1242 | None | 65.1 | 0.013 | 13.3 | 35 | 0.007 | 5.05 | 65.1 | 0.013 | 13.3 | 35 | 0.007 | 5.05 | DEER:Res:ClothesDishWasher | Annual | 1719 |  | Appl-CW-Top-GasDHW-GasDry-Tier2DEER2018 | Appl-CW-Top-GasDHW-GasDry-Tier2AnyDMoMH15CZ11DEER2018 | 9025
Appl-CW-Top-GasDHW-ElecDry-Tier2 | DEER2018 | D17 v3 |  | Any | DMo | MH15 | CZ11 | rDXGF | Household | 1 | 1242 | None | 353 | 0.053 | 2.23 | 159 | 0.024 | 0.28 | 353 | 0.053 | 2.23 | 159 | 0.024 | 0.28 | DEER:Res:ClothesDishWasher | Annual | 1719 |  | Appl-CW-Top-GasDHW-ElecDry-Tier2DEER2018 | Appl-CW-Top-GasDHW-ElecDry-Tier2AnyDMoMH15CZ11DEER2018 | 9026
Appl-CW-Top-GasDHW-GasDry-Tier3 | DEER2018 | D17 v3 |  | Any | MFm | 2017 | CZ12 | rDXGF | Household | 1 | 1073.2 | None | 66.3 | 0.014 | 16.3 | 39.3 | 0.008 | 7.51 | 66.3 | 0.014 | 16.3 | 39.3 | 0.008 | 7.51 | DEER:Res:ClothesDishWasher | Annual | 1719 |  | Appl-CW-Top-GasDHW-GasDry-Tier3DEER2018 | Appl-CW-Top-GasDHW-GasDry-Tier3AnyMFm2017CZ12DEER2018 | 9027
Appl-CW-Top-GasDHW-GasDry-Tier3 | DEER2018 | D17 v3 |  | Any | DMo | MH06 | CZ12 | rDXGF | Household | 1 | 1242 | None | 73 | 0.018 | 14.9 | 41.8 | 0.01 | 6.71 | 73 | 0.018 | 14.9 | 41.8 | 0.01 | 6.71 | DEER:Res:ClothesDishWasher | Annual | 1719 |  | Appl-CW-Top-GasDHW-GasDry-Tier3DEER2018 | Appl-CW-Top-GasDHW-GasDry-Tier3AnyDMoMH06CZ12DEER2018 | 9028
Appl-CW-Top-GasDHW-GasDry-Tier3 | DEER2018 | D17 v3 |  | Any | MFm | 1985 | CZ12 | rDXGF | Household | 1 | 1150 | None | 63.7 | 0.019 | 15.7 | 37.4 | 0.011 | 7.15 | 63.7 | 0.019 | 15.7 | 37.4 | 0.011 | 7.15 | DEER:Res:ClothesDishWasher | Annual | 1719 |  | Appl-CW-Top-GasDHW-GasDry-Tier3DEER2018 | Appl-CW-Top-GasDHW-GasDry-Tier3AnyMFm1985CZ12DEER2018 | 9029
Appl-CW-Top-GasDHW-ElecDry-Tier3 | DEER2018 | D17 v3 |  | Any | MFm | 2003 | CZ12 | rDXGF | Household | 1 | 1073.2 | None | 418 | 0.066 | 2.6 | 224 | 0.035 | 0.26 | 418 | 0.066 | 2.6 | 224 | 0.035 | 0.26 | DEER:Res:ClothesDishWasher | Annual | 1719 |  | Appl-CW-Top-GasDHW-ElecDry-Tier3DEER2018 | Appl-CW-Top-GasDHW-ElecDry-Tier3AnyMFm2003CZ12DEER2018 | 9030
Appl-CW-Top-GasDHW-GasDry-Tier3 | DEER2018 | D17 v3 |  | Any | DMo | MH15 | CZ12 | rDXGF | Household | 1 | 1242 | None | 71.2 | 0.018 | 15.1 | 41.2 | 0.01 | 6.83 | 71.2 | 0.018 | 15.1 | 41.2 | 0.01 | 6.83 | DEER:Res:ClothesDishWasher | Annual | 1719 |  | Appl-CW-Top-GasDHW-GasDry-Tier3DEER2018 | Appl-CW-Top-GasDHW-GasDry-Tier3AnyDMoMH15CZ12DEER2018 | 9031
Appl-CW-Top-GasDHW-ElecDry-Tier2 | DEER2018 | D17 v3 |  | Any | DMo | MH85 | CZ11 | rDXGF | Household | 1 | 1242 | None | 357 | 0.057 | 1.91 | 161 | 0.026 | 0.14 | 357 | 0.057 | 1.91 | 161 | 0.026 | 0.14 | DEER:Res:ClothesDishWasher | Annual | 1719 |  | Appl-CW-Top-GasDHW-ElecDry-Tier2DEER2018 | Appl-CW-Top-GasDHW-ElecDry-Tier2AnyDMoMH85CZ11DEER2018 | 9032
Appl-CW-Top-GasDHW-ElecDry-Tier2 | DEER2018 | D17 v3 |  | Any | MFm | 1996 | CZ11 | rDXGF | Household | 1 | 1031.9 | None | 354 | 0.055 | 2.96 | 161 | 0.026 | 0.67 | 354 | 0.055 | 2.96 | 161 | 0.026 | 0.67 | DEER:Res:ClothesDishWasher | Annual | 1719 |  | Appl-CW-Top-GasDHW-ElecDry-Tier2DEER2018 | Appl-CW-Top-GasDHW-ElecDry-Tier2AnyMFm1996CZ11DEER2018 | 9033
Appl-CW-Top-GasDHW-GasDry-Tier2 | DEER2018 | D17 v3 |  | Any | DMo | MH85 | CZ11 | rDXGF | Household | 1 | 1242 | None | 69 | 0.018 | 13 | 36.9 | 0.009 | 4.93 | 69 | 0.018 | 13 | 36.9 | 0.009 | 4.93 | DEER:Res:ClothesDishWasher | Annual | 1719 |  | Appl-CW-Top-GasDHW-GasDry-Tier2DEER2018 | Appl-CW-Top-GasDHW-GasDry-Tier2AnyDMoMH85CZ11DEER2018 | 9034
Appl-CW-Top-GasDHW-ElecDry-Tier2 | DEER2018 | D17 v3 |  | Any | DMo | MH00 | CZ11 | rDXGF | Household | 1 | 1242 | None | 357 | 0.059 | 2.04 | 161 | 0.027 | 0.19 | 357 | 0.059 | 2.04 | 161 | 0.027 | 0.19 | DEER:Res:ClothesDishWasher | Annual | 1719 |  | Appl-CW-Top-GasDHW-ElecDry-Tier2DEER2018 | Appl-CW-Top-GasDHW-ElecDry-Tier2AnyDMoMH00CZ11DEER2018 | 9035
Appl-CW-Top-GasDHW-ElecDry-Tier2 | DEER2018 | D17 v3 |  | Any | DMo | MH06 | CZ11 | rDXGF | Household | 1 | 1242 | None | 354 | 0.057 | 2.41 | 160 | 0.026 | 0.38 | 354 | 0.057 | 2.41 | 160 | 0.026 | 0.38 | DEER:Res:ClothesDishWasher | Annual | 1719 |  | Appl-CW-Top-GasDHW-ElecDry-Tier2DEER2018 | Appl-CW-Top-GasDHW-ElecDry-Tier2AnyDMoMH06CZ11DEER2018 | 9036
Appl-CW-Top-GasDHW-ElecDry-Tier2 | DEER2018 | D17 v3 |  | Any | MFm | 1996 | CZ07 | rDXGF | Household | 1 | 1169.1 | None | 353 | 0.054 | 3.62 | 159 | 0.024 | 0.96 | 353 | 0.054 | 3.62 | 159 | 0.024 | 0.96 | DEER:Res:ClothesDishWasher | Annual | 1719 |  | Appl-CW-Top-GasDHW-ElecDry-Tier2DEER2018 | Appl-CW-Top-GasDHW-ElecDry-Tier2AnyMFm1996CZ07DEER2018 | 9037
Appl-CW-Top-GasDHW-ElecDry-Tier3 | DEER2018 | D17 v3 |  | Any | DMo | MH06 | CZ12 | rDXGF | Household | 1 | 1242 | None | 418 | 0.066 | 1.58 | 223 | 0.035 | -0.28 | 418 | 0.066 | 1.58 | 223 | 0.035 | -0.28 | DEER:Res:ClothesDishWasher | Annual | 1719 |  | Appl-CW-Top-GasDHW-ElecDry-Tier3DEER2018 | Appl-CW-Top-GasDHW-ElecDry-Tier3AnyDMoMH06CZ12DEER2018 | 9038
Appl-CW-Top-GasDHW-GasDry-Tier2 | DEER2018 | D17 v3 |  | Any | DMo | MH72 | CZ11 | rDXGF | Household | 1 | 1196 | None | 69.2 | 0.019 | 13.6 | 37 | 0.01 | 5.23 | 69.2 | 0.019 | 13.6 | 37 | 0.01 | 5.23 | DEER:Res:ClothesDishWasher | Annual | 1719 |  | Appl-CW-Top-GasDHW-GasDry-Tier2DEER2018 | Appl-CW-Top-GasDHW-GasDry-Tier2AnyDMoMH72CZ11DEER2018 | 9039
Appl-CW-Top-GasDHW-ElecDry-Tier2 | DEER2018 | D17 v3 |  | Any | MFm | 1985 | CZ09 | rDXGF | Household | 1 | 1438.9 | None | 356 | 0.055 | 2.79 | 160 | 0.025 | 0.56 | 356 | 0.055 | 2.79 | 160 | 0.025 | 0.56 | DEER:Res:ClothesDishWasher | Annual | 1719 |  | Appl-CW-Top-GasDHW-ElecDry-Tier2DEER2018 | Appl-CW-Top-GasDHW-ElecDry-Tier2AnyMFm1985CZ09DEER2018 | 9040
Appl-CW-Top-GasDHW-ElecDry-Tier3 | DEER2018 | D17 v3 |  | Any | MFm | 1996 | CZ12 | rDXGF | Household | 1 | 1031.9 | None | 416 | 0.068 | 2.31 | 222 | 0.037 | 0.09 | 416 | 0.068 | 2.31 | 222 | 0.037 | 0.09 | DEER:Res:ClothesDishWasher | Annual | 1719 |  | Appl-CW-Top-GasDHW-ElecDry-Tier3DEER2018 | Appl-CW-Top-GasDHW-ElecDry-Tier3AnyMFm1996CZ12DEER2018 | 9041
Appl-CW-Top-GasDHW-ElecDry-Tier2 | DEER2018 | D17 v3 |  | Any | DMo | MH72 | CZ11 | rDXGF | Household | 1 | 1196 | None | 357 | 0.058 | 2.45 | 161 | 0.027 | 0.41 | 357 | 0.058 | 2.45 | 161 | 0.027 | 0.41 | DEER:Res:ClothesDishWasher | Annual | 1719 |  | Appl-CW-Top-GasDHW-ElecDry-Tier2DEER2018 | Appl-CW-Top-GasDHW-ElecDry-Tier2AnyDMoMH72CZ11DEER2018 | 9042
Appl-CW-Top-GasDHW-GasDry-Tier2 | DEER2018 | D17 v3 |  | Any | DMo | MH00 | CZ11 | rDXGF | Household | 1 | 1242 | None | 69.7 | 0.021 | 13.2 | 37.1 | 0.011 | 5 | 69.7 | 0.021 | 13.2 | 37.1 | 0.011 | 5 | DEER:Res:ClothesDishWasher | Annual | 1719 |  | Appl-CW-Top-GasDHW-GasDry-Tier2DEER2018 | Appl-CW-Top-GasDHW-GasDry-Tier2AnyDMoMH00CZ11DEER2018 | 9043
Appl-CW-Top-GasDHW-GasDry-Tier2 | DEER2018 | D17 v3 |  | Any | DMo | MH06 | CZ11 | rDXGF | Household | 1 | 1242 | None | 66.3 | 0.018 | 13.5 | 35.9 | 0.01 | 5.18 | 66.3 | 0.018 | 13.5 | 35.9 | 0.01 | 5.18 | DEER:Res:ClothesDishWasher | Annual | 1719 |  | Appl-CW-Top-GasDHW-GasDry-Tier2DEER2018 | Appl-CW-Top-GasDHW-GasDry-Tier2AnyDMoMH06CZ11DEER2018 | 9044
Appl-CW-Top-GasDHW-GasDry-Tier3 | DEER2018 | D17 v3 |  | Any | SFm | 1975 | CZ15 | rDXGF | Household | 1 | 1555 | None | 102 | 0.022 | 19.5 | 59.8 | 0.013 | 9.19 | 102 | 0.022 | 19.5 | 59.8 | 0.013 | 9.19 | DEER:Res:ClothesDishWasher | Annual | 1719 |  | Appl-CW-Top-GasDHW-GasDry-Tier3DEER2018 | Appl-CW-Top-GasDHW-GasDry-Tier3AnySFm1975CZ15DEER2018 | 9045
Appl-CW-Top-GasDHW-ElecDry-Tier2 | DEER2018 | D17 v3 |  | Any | MFm | 2007 | CZ08 | rDXGF | Household | 1 | 1206 | None | 349 | 0.046 | 2.92 | 155 | 0.017 | 0.51 | 349 | 0.046 | 2.92 | 155 | 0.017 | 0.51 | DEER:Res:ClothesDishWasher | Annual | 1719 |  | Appl-CW-Top-GasDHW-ElecDry-Tier2DEER2018 | Appl-CW-Top-GasDHW-ElecDry-Tier2AnyMFm2007CZ08DEER2018 | 9046
Appl-CW-Top-GasDHW-ElecDry-Tier2 | DEER2018 | D17 v3 |  | Any | MFm | 2015 | CZ08 | rDXGF | Household | 1 | 1206 | None | 355 | 0.054 | 3.29 | 161 | 0.026 | 0.84 | 355 | 0.054 | 3.29 | 161 | 0.026 | 0.84 | DEER:Res:ClothesDishWasher | Annual | 1719 |  | Appl-CW-Top-GasDHW-ElecDry-Tier2DEER2018 | Appl-CW-Top-GasDHW-ElecDry-Tier2AnyMFm2015CZ08DEER2018 | 9047
Appl-CW-Top-GasDHW-GasDry-Tier2 | DEER2018 | D17 v3 |  | Any | MFm | 1996 | CZ11 | rDXGF | Household | 1 | 1031.9 | None | 62.4 | 0.015 | 14.3 | 35.2 | 0.009 | 5.56 | 62.4 | 0.015 | 14.3 | 35.2 | 0.009 | 5.56 | DEER:Res:ClothesDishWasher | Annual | 1719 |  | Appl-CW-Top-GasDHW-GasDry-Tier2DEER2018 | Appl-CW-Top-GasDHW-GasDry-Tier2AnyMFm1996CZ11DEER2018 | 9048
Appl-CW-Top-GasDHW-GasDry-Tier2 | DEER2018 | D17 v3 |  | Any | MFm | 2007 | CZ08 | rDXGF | Household | 1 | 1206 | None | 59.1 | 0.008 | 14.3 | 30.8 | 0.002 | 5.46 | 59.1 | 0.008 | 14.3 | 30.8 | 0.002 | 5.46 | DEER:Res:ClothesDishWasher | Annual | 1719 |  | Appl-CW-Top-GasDHW-GasDry-Tier2DEER2018 | Appl-CW-Top-GasDHW-GasDry-Tier2AnyMFm2007CZ08DEER2018 | 9049
Appl-CW-Top-GasDHW-GasDry-Tier3 | DEER2018 | D17 v3 |  | Any | MFm | 2003 | CZ12 | rDXGF | Household | 1 | 1073.2 | None | 68 | 0.018 | 16.2 | 39.9 | 0.01 | 7.39 | 68 | 0.018 | 16.2 | 39.9 | 0.01 | 7.39 | DEER:Res:ClothesDishWasher | Annual | 1719 |  | Appl-CW-Top-GasDHW-GasDry-Tier3DEER2018 | Appl-CW-Top-GasDHW-GasDry-Tier3AnyMFm2003CZ12DEER2018 | 9050
Appl-CW-Top-GasDHW-GasDry-Tier2 | DEER2018 | D17 v3 |  | Any | MFm | 1985 | CZ09 | rDXGF | Household | 1 | 1438.9 | None | 63.6 | 0.014 | 14.1 | 34.1 | 0.007 | 5.45 | 63.6 | 0.014 | 14.1 | 34.1 | 0.007 | 5.45 | DEER:Res:ClothesDishWasher | Annual | 1719 |  | Appl-CW-Top-GasDHW-GasDry-Tier2DEER2018 | Appl-CW-Top-GasDHW-GasDry-Tier2AnyMFm1985CZ09DEER2018 | 9051
Appl-CW-Top-GasDHW-GasDry-Tier2 | DEER2018 | D17 v3 |  | Any | MFm | 1975 | CZ09 | rDXGF | Household | 1 | 1216.8 | None | 63.7 | 0.014 | 14.2 | 34.2 | 0.007 | 5.5 | 63.7 | 0.014 | 14.2 | 34.2 | 0.007 | 5.5 | DEER:Res:ClothesDishWasher | Annual | 1719 |  | Appl-CW-Top-GasDHW-GasDry-Tier2DEER2018 | Appl-CW-Top-GasDHW-GasDry-Tier2AnyMFm1975CZ09DEER2018 | 9052
Appl-CW-Top-GasDHW-ElecDry-Tier2 | DEER2018 | D17 v3 |  | Any | MFm | 2007 | CZ09 | rDXGF | Household | 1 | 1126.6 | None | 352 | 0.054 | 3.03 | 158 | 0.024 | 0.69 | 352 | 0.054 | 3.03 | 158 | 0.024 | 0.69 | DEER:Res:ClothesDishWasher | Annual | 1719 |  | Appl-CW-Top-GasDHW-ElecDry-Tier2DEER2018 | Appl-CW-Top-GasDHW-ElecDry-Tier2AnyMFm2007CZ09DEER2018 | 9053
Appl-CW-Top-GasDHW-GasDry-Tier3 | DEER2018 | D17 v3 |  | Any | MFm | 1996 | CZ12 | rDXGF | Household | 1 | 1031.9 | None | 66 | 0.02 | 15.9 | 38.6 | 0.012 | 7.21 | 66 | 0.02 | 15.9 | 38.6 | 0.012 | 7.21 | DEER:Res:ClothesDishWasher | Annual | 1719 |  | Appl-CW-Top-GasDHW-GasDry-Tier3DEER2018 | Appl-CW-Top-GasDHW-GasDry-Tier3AnyMFm1996CZ12DEER2018 | 9054
Appl-CW-Top-GasDHW-ElecDry-Tier2 | DEER2018 | D17 v3 |  | Any | MFm | 2017 | CZ08 | rDXGF | Household | 1 | 1206 | None | 354 | 0.051 | 3.34 | 159 | 0.023 | 0.83 | 354 | 0.051 | 3.34 | 159 | 0.023 | 0.83 | DEER:Res:ClothesDishWasher | Annual | 1719 |  | Appl-CW-Top-GasDHW-ElecDry-Tier2DEER2018 | Appl-CW-Top-GasDHW-ElecDry-Tier2AnyMFm2017CZ08DEER2018 | 9055
Appl-CW-Top-GasDHW-GasDry-Tier2 | DEER2018 | D17 v3 |  | Any | MFm | 1985 | CZ08 | rDXGF | Household | 1 | 1295.2 | None | 62.4 | 0.017 | 14.4 | 34 | 0.009 | 5.65 | 62.4 | 0.017 | 14.4 | 34 | 0.009 | 5.65 | DEER:Res:ClothesDishWasher | Annual | 1719 |  | Appl-CW-Top-GasDHW-GasDry-Tier2DEER2018 | Appl-CW-Top-GasDHW-GasDry-Tier2AnyMFm1985CZ08DEER2018 | 9056
Appl-CW-Top-GasDHW-ElecDry-Tier2 | DEER2018 | D17 v3 |  | Any | MFm | 2015 | CZ09 | rDXGF | Household | 1 | 1126.6 | None | 353 | 0.054 | 3.12 | 159 | 0.024 | 0.74 | 353 | 0.054 | 3.12 | 159 | 0.024 | 0.74 | DEER:Res:ClothesDishWasher | Annual | 1719 |  | Appl-CW-Top-GasDHW-ElecDry-Tier2DEER2018 | Appl-CW-Top-GasDHW-ElecDry-Tier2AnyMFm2015CZ09DEER2018 | 9057
Appl-CW-Top-GasDHW-ElecDry-Tier2 | DEER2018 | D17 v3 |  | Any | MFm | 1985 | CZ13 | rDXGF | Household | 1 | 1150 | None | 355 | 0.058 | 2.36 | 160 | 0.026 | 0.35 | 355 | 0.058 | 2.36 | 160 | 0.026 | 0.35 | DEER:Res:ClothesDishWasher | Annual | 1719 |  | Appl-CW-Top-GasDHW-ElecDry-Tier2DEER2018 | Appl-CW-Top-GasDHW-ElecDry-Tier2AnyMFm1985CZ13DEER2018 | 9058
Appl-CW-Top-GasDHW-GasDry-Tier2 | DEER2018 | D17 v3 |  | Any | MFm | 2015 | CZ08 | rDXGF | Household | 1 | 1206 | None | 63.3 | 0.014 | 14.6 | 34.7 | 0.008 | 5.72 | 63.3 | 0.014 | 14.6 | 34.7 | 0.008 | 5.72 | DEER:Res:ClothesDishWasher | Annual | 1719 |  | Appl-CW-Top-GasDHW-GasDry-Tier2DEER2018 | Appl-CW-Top-GasDHW-GasDry-Tier2AnyMFm2015CZ08DEER2018 | 9059
Appl-CW-Top-GasDHW-ElecDry-Tier2 | DEER2018 | D17 v3 |  | Any | MFm | 2011 | CZ09 | rDXGF | Household | 1 | 1126.6 | None | 353 | 0.054 | 3.16 | 159 | 0.025 | 0.76 | 353 | 0.054 | 3.16 | 159 | 0.025 | 0.76 | DEER:Res:ClothesDishWasher | Annual | 1719 |  | Appl-CW-Top-GasDHW-ElecDry-Tier2DEER2018 | Appl-CW-Top-GasDHW-ElecDry-Tier2AnyMFm2011CZ09DEER2018 | 9060
Appl-CW-Top-GasDHW-GasDry-Tier2 | DEER2018 | D17 v3 |  | Any | MFm | 2017 | CZ08 | rDXGF | Household | 1 | 1206 | None | 61.7 | 0.011 | 14.7 | 33.3 | 0.005 | 5.72 | 61.7 | 0.011 | 14.7 | 33.3 | 0.005 | 5.72 | DEER:Res:ClothesDishWasher | Annual | 1719 |  | Appl-CW-Top-GasDHW-GasDry-Tier2DEER2018 | Appl-CW-Top-GasDHW-GasDry-Tier2AnyMFm2017CZ08DEER2018 | 9061
Appl-CW-Top-GasDHW-ElecDry-Tier2 | DEER2018 | D17 v3 |  | Any | MFm | 2015 | CZ13 | rDXGF | Household | 1 | 1073.2 | None | 354 | 0.052 | 2.87 | 159 | 0.024 | 0.6 | 354 | 0.052 | 2.87 | 159 | 0.024 | 0.6 | DEER:Res:ClothesDishWasher | Annual | 1719 |  | Appl-CW-Top-GasDHW-ElecDry-Tier2DEER2018 | Appl-CW-Top-GasDHW-ElecDry-Tier2AnyMFm2015CZ13DEER2018 | 9062
Appl-CW-Top-GasDHW-ElecDry-Tier2 | DEER2018 | D17 v3 |  | Any | MFm | 2017 | CZ13 | rDXGF | Household | 1 | 1073.2 | None | 355 | 0.054 | 2.95 | 161 | 0.025 | 0.66 | 355 | 0.054 | 2.95 | 161 | 0.025 | 0.66 | DEER:Res:ClothesDishWasher | Annual | 1719 |  | Appl-CW-Top-GasDHW-ElecDry-Tier2DEER2018 | Appl-CW-Top-GasDHW-ElecDry-Tier2AnyMFm2017CZ13DEER2018 | 9063
Appl-CW-Top-GasDHW-GasDry-Tier2 | DEER2018 | D17 v3 |  | Any | MFm | 2007 | CZ13 | rDXGF | Household | 1 | 1073.2 | None | 62 | 0.012 | 14.1 | 33.5 | 0.007 | 5.44 | 62 | 0.012 | 14.1 | 33.5 | 0.007 | 5.44 | DEER:Res:ClothesDishWasher | Annual | 1719 |  | Appl-CW-Top-GasDHW-GasDry-Tier2DEER2018 | Appl-CW-Top-GasDHW-GasDry-Tier2AnyMFm2007CZ13DEER2018 | 9064
Appl-CW-Top-GasDHW-ElecDry-Tier2 | DEER2018 | D17 v3 |  | Any | MFm | 2011 | CZ08 | rDXGF | Household | 1 | 1206 | None | 355 | 0.052 | 3.29 | 161 | 0.025 | 0.83 | 355 | 0.052 | 3.29 | 161 | 0.025 | 0.83 | DEER:Res:ClothesDishWasher | Annual | 1719 |  | Appl-CW-Top-GasDHW-ElecDry-Tier2DEER2018 | Appl-CW-Top-GasDHW-ElecDry-Tier2AnyMFm2011CZ08DEER2018 | 9065
Appl-CW-Top-GasDHW-ElecDry-Tier2 | DEER2018 | D17 v3 |  | Any | MFm | 1975 | CZ09 | rDXGF | Household | 1 | 1216.8 | None | 356 | 0.054 | 2.89 | 160 | 0.024 | 0.61 | 356 | 0.054 | 2.89 | 160 | 0.024 | 0.61 | DEER:Res:ClothesDishWasher | Annual | 1719 |  | Appl-CW-Top-GasDHW-ElecDry-Tier2DEER2018 | Appl-CW-Top-GasDHW-ElecDry-Tier2AnyMFm1975CZ09DEER2018 | 9066
Appl-CW-Top-GasDHW-GasDry-Tier2 | DEER2018 | D17 v3 |  | Any | MFm | 2011 | CZ08 | rDXGF | Household | 1 | 1206 | None | 61.8 | 0.009 | 14.5 | 35.3 | 0.008 | 5.73 | 61.8 | 0.009 | 14.5 | 35.3 | 0.008 | 5.73 | DEER:Res:ClothesDishWasher | Annual | 1719 |  | Appl-CW-Top-GasDHW-GasDry-Tier2DEER2018 | Appl-CW-Top-GasDHW-GasDry-Tier2AnyMFm2011CZ08DEER2018 | 9067
Appl-CW-Top-GasDHW-GasDry-Tier2 | DEER2018 | D17 v3 |  | Any | MFm | 2007 | CZ09 | rDXGF | Household | 1 | 1126.6 | None | 59.6 | 0.014 | 14.3 | 32.3 | 0.007 | 5.57 | 59.6 | 0.014 | 14.3 | 32.3 | 0.007 | 5.57 | DEER:Res:ClothesDishWasher | Annual | 1719 |  | Appl-CW-Top-GasDHW-GasDry-Tier2DEER2018 | Appl-CW-Top-GasDHW-GasDry-Tier2AnyMFm2007CZ09DEER2018 | 9068
Appl-CW-Top-GasDHW-ElecDry-Tier2 | DEER2018 | D17 v3 |  | Any | MFm | 2011 | CZ13 | rDXGF | Household | 1 | 1073.2 | None | 355 | 0.052 | 2.85 | 160 | 0.024 | 0.6 | 355 | 0.052 | 2.85 | 160 | 0.024 | 0.6 | DEER:Res:ClothesDishWasher | Annual | 1719 |  | Appl-CW-Top-GasDHW-ElecDry-Tier2DEER2018 | Appl-CW-Top-GasDHW-ElecDry-Tier2AnyMFm2011CZ13DEER2018 | 9069
Appl-CW-Top-GasDHW-GasDry-Tier2 | DEER2018 | D17 v3 |  | Any | DMo | MH15 | CZ08 | rDXGF | Household | 1 | 1242 | None | 69.4 | 0.015 | 14.2 | 37 | 0.008 | 5.49 | 69.4 | 0.015 | 14.2 | 37 | 0.008 | 5.49 | DEER:Res:ClothesDishWasher | Annual | 1719 |  | Appl-CW-Top-GasDHW-GasDry-Tier2DEER2018 | Appl-CW-Top-GasDHW-GasDry-Tier2AnyDMoMH15CZ08DEER2018 | 9070
Appl-CW-Top-GasDHW-ElecDry-Tier2 | DEER2018 | D17 v3 |  | Any | DMo | MH85 | CZ09 | rDXGF | Household | 1 | 1242 | None | 355 | 0.057 | 2.43 | 161 | 0.025 | 0.38 | 355 | 0.057 | 2.43 | 161 | 0.025 | 0.38 | DEER:Res:ClothesDishWasher | Annual | 1719 |  | Appl-CW-Top-GasDHW-ElecDry-Tier2DEER2018 | Appl-CW-Top-GasDHW-ElecDry-Tier2AnyDMoMH85CZ09DEER2018 | 9071
Appl-CW-Top-GasDHW-GasDry-Tier2 | DEER2018 | D17 v3 |  | Any | DMo | MH06 | CZ09 | rDXGF | Household | 1 | 1242 | None | 67.5 | 0.016 | 13.9 | 36.1 | 0.008 | 5.39 | 67.5 | 0.016 | 13.9 | 36.1 | 0.008 | 5.39 | DEER:Res:ClothesDishWasher | Annual | 1719 |  | Appl-CW-Top-GasDHW-GasDry-Tier2DEER2018 | Appl-CW-Top-GasDHW-GasDry-Tier2AnyDMoMH06CZ09DEER2018 | 9072
Appl-CW-Top-GasDHW-GasDry-Tier2 | DEER2018 | D17 v3 |  | Any | DMo | MH00 | CZ09 | rDXGF | Household | 1 | 1242 | None | 67.1 | 0.019 | 13.4 | 35.6 | 0.01 | 5.13 | 67.1 | 0.019 | 13.4 | 35.6 | 0.01 | 5.13 | DEER:Res:ClothesDishWasher | Annual | 1719 |  | Appl-CW-Top-GasDHW-GasDry-Tier2DEER2018 | Appl-CW-Top-GasDHW-GasDry-Tier2AnyDMoMH00CZ09DEER2018 | 9073
Appl-CW-Top-GasDHW-GasDry-Tier2 | DEER2018 | D17 v3 |  | Any | DMo | MH72 | CZ09 | rDXGF | Household | 1 | 1196 | None | 73.6 | 0.017 | 13.9 | 39.4 | 0.009 | 5.41 | 73.6 | 0.017 | 13.9 | 39.4 | 0.009 | 5.41 | DEER:Res:ClothesDishWasher | Annual | 1719 |  | Appl-CW-Top-GasDHW-GasDry-Tier2DEER2018 | Appl-CW-Top-GasDHW-GasDry-Tier2AnyDMoMH72CZ09DEER2018 | 9074
Appl-CW-Top-GasDHW-ElecDry-Tier2 | DEER2018 | D17 v3 |  | Any | DMo | MH15 | CZ08 | rDXGF | Household | 1 | 1242 | None | 357 | 0.053 | 3.03 | 161 | 0.024 | 0.67 | 357 | 0.053 | 3.03 | 161 | 0.024 | 0.67 | DEER:Res:ClothesDishWasher | Annual | 1719 |  | Appl-CW-Top-GasDHW-ElecDry-Tier2DEER2018 | Appl-CW-Top-GasDHW-ElecDry-Tier2AnyDMoMH15CZ08DEER2018 | 9075
Appl-CW-Top-GasDHW-ElecDry-Tier2 | DEER2018 | D17 v3 |  | Any | DMo | MH72 | CZ09 | rDXGF | Household | 1 | 1196 | None | 362 | 0.056 | 2.79 | 163 | 0.026 | 0.6 | 362 | 0.056 | 2.79 | 163 | 0.026 | 0.6 | DEER:Res:ClothesDishWasher | Annual | 1719 |  | Appl-CW-Top-GasDHW-ElecDry-Tier2DEER2018 | Appl-CW-Top-GasDHW-ElecDry-Tier2AnyDMoMH72CZ09DEER2018 | 9076
Appl-CW-Top-GasDHW-GasDry-Tier2 | DEER2018 | D17 v3 |  | Any | MFm | 1975 | CZ13 | rDXGF | Household | 1 | 1098.9 | None | 63.1 | 0.018 | 13.8 | 34.1 | 0.009 | 5.33 | 63.1 | 0.018 | 13.8 | 34.1 | 0.009 | 5.33 | DEER:Res:ClothesDishWasher | Annual | 1719 |  | Appl-CW-Top-GasDHW-GasDry-Tier2DEER2018 | Appl-CW-Top-GasDHW-GasDry-Tier2AnyMFm1975CZ13DEER2018 | 9077
Appl-CW-Top-GasDHW-GasDry-Tier2 | DEER2018 | D17 v3 |  | Any | MFm | 2003 | CZ08 | rDXGF | Household | 1 | 1206 | None | 61.9 | 0.017 | 14.5 | 33.4 | 0.009 | 5.62 | 61.9 | 0.017 | 14.5 | 33.4 | 0.009 | 5.62 | DEER:Res:ClothesDishWasher | Annual | 1719 |  | Appl-CW-Top-GasDHW-GasDry-Tier2DEER2018 | Appl-CW-Top-GasDHW-GasDry-Tier2AnyMFm2003CZ08DEER2018 | 9078
Appl-CW-Top-GasDHW-GasDry-Tier2 | DEER2018 | D17 v3 |  | Any | DMo | MH85 | CZ09 | rDXGF | Household | 1 | 1242 | None | 67.2 | 0.017 | 13.6 | 36.4 | 0.008 | 5.2 | 67.2 | 0.017 | 13.6 | 36.4 | 0.008 | 5.2 | DEER:Res:ClothesDishWasher | Annual | 1719 |  | Appl-CW-Top-GasDHW-GasDry-Tier2DEER2018 | Appl-CW-Top-GasDHW-GasDry-Tier2AnyDMoMH85CZ09DEER2018 | 9079
Appl-CW-Top-GasDHW-ElecDry-Tier2 | DEER2018 | D17 v3 |  | Any | DMo | MH06 | CZ09 | rDXGF | Household | 1 | 1242 | None | 355 | 0.055 | 2.81 | 160 | 0.025 | 0.58 | 355 | 0.055 | 2.81 | 160 | 0.025 | 0.58 | DEER:Res:ClothesDishWasher | Annual | 1719 |  | Appl-CW-Top-GasDHW-ElecDry-Tier2DEER2018 | Appl-CW-Top-GasDHW-ElecDry-Tier2AnyDMoMH06CZ09DEER2018 | 9080
Appl-CW-Top-GasDHW-ElecDry-Tier2 | DEER2018 | D17 v3 |  | Any | DMo | MH00 | CZ09 | rDXGF | Household | 1 | 1242 | None | 356 | 0.058 | 2.32 | 160 | 0.027 | 0.33 | 356 | 0.058 | 2.32 | 160 | 0.027 | 0.33 | DEER:Res:ClothesDishWasher | Annual | 1719 |  | Appl-CW-Top-GasDHW-ElecDry-Tier2DEER2018 | Appl-CW-Top-GasDHW-ElecDry-Tier2AnyDMoMH00CZ09DEER2018 | 9081
Appl-CW-Top-GasDHW-ElecDry-Tier2 | DEER2018 | D17 v3 |  | Any | MFm | 2017 | CZ09 | rDXGF | Household | 1 | 1126.6 | None | 352 | 0.053 | 3.18 | 158 | 0.024 | 0.76 | 352 | 0.053 | 3.18 | 158 | 0.024 | 0.76 | DEER:Res:ClothesDishWasher | Annual | 1719 |  | Appl-CW-Top-GasDHW-ElecDry-Tier2DEER2018 | Appl-CW-Top-GasDHW-ElecDry-Tier2AnyMFm2017CZ09DEER2018 | 9082
Appl-CW-Top-GasDHW-GasDry-Tier2 | DEER2018 | D17 v3 |  | Any | MFm | 2017 | CZ13 | rDXGF | Household | 1 | 1073.2 | None | 62.6 | 0.013 | 14.2 | 34.3 | 0.007 | 5.53 | 62.6 | 0.013 | 14.2 | 34.3 | 0.007 | 5.53 | DEER:Res:ClothesDishWasher | Annual | 1719 |  | Appl-CW-Top-GasDHW-GasDry-Tier2DEER2018 | Appl-CW-Top-GasDHW-GasDry-Tier2AnyMFm2017CZ13DEER2018 | 9083
Appl-CW-Top-GasDHW-GasDry-Tier2 | DEER2018 | D17 v3 |  | Any | MFm | 2015 | CZ13 | rDXGF | Household | 1 | 1073.2 | None | 61.7 | 0.012 | 14.2 | 33.2 | 0.006 | 5.5 | 61.7 | 0.012 | 14.2 | 33.2 | 0.006 | 5.5 | DEER:Res:ClothesDishWasher | Annual | 1719 |  | Appl-CW-Top-GasDHW-GasDry-Tier2DEER2018 | Appl-CW-Top-GasDHW-GasDry-Tier2AnyMFm2015CZ13DEER2018 | 9084
Appl-CW-Top-GasDHW-ElecDry-Tier2 | DEER2018 | D17 v3 |  | Any | MFm | 2003 | CZ08 | rDXGF | Household | 1 | 1206 | None | 354 | 0.057 | 3.15 | 159 | 0.026 | 0.74 | 354 | 0.057 | 3.15 | 159 | 0.026 | 0.74 | DEER:Res:ClothesDishWasher | Annual | 1719 |  | Appl-CW-Top-GasDHW-ElecDry-Tier2DEER2018 | Appl-CW-Top-GasDHW-ElecDry-Tier2AnyMFm2003CZ08DEER2018 | 9085
Appl-CW-Top-GasDHW-ElecDry-Tier2 | DEER2018 | D17 v3 |  | Any | DMo | MH15 | CZ09 | rDXGF | Household | 1 | 1242 | None | 354 | 0.054 | 2.74 | 160 | 0.025 | 0.54 | 354 | 0.054 | 2.74 | 160 | 0.025 | 0.54 | DEER:Res:ClothesDishWasher | Annual | 1719 |  | Appl-CW-Top-GasDHW-ElecDry-Tier2DEER2018 | Appl-CW-Top-GasDHW-ElecDry-Tier2AnyDMoMH15CZ09DEER2018 | 9086
Appl-CW-Top-GasDHW-ElecDry-Tier2 | DEER2018 | D17 v3 |  | Any | DMo | MH72 | CZ08 | rDXGF | Household | 1 | 1196 | None | 359 | 0.058 | 2.93 | 162 | 0.027 | 0.65 | 359 | 0.058 | 2.93 | 162 | 0.027 | 0.65 | DEER:Res:ClothesDishWasher | Annual | 1719 |  | Appl-CW-Top-GasDHW-ElecDry-Tier2DEER2018 | Appl-CW-Top-GasDHW-ElecDry-Tier2AnyDMoMH72CZ08DEER2018 | 9087
Appl-CW-Top-GasDHW-GasDry-Tier2 | DEER2018 | D17 v3 |  | Any | MFm | 2011 | CZ13 | rDXGF | Household | 1 | 1073.2 | None | 62.8 | 0.012 | 14.1 | 34 | 0.006 | 5.48 | 62.8 | 0.012 | 14.1 | 34 | 0.006 | 5.48 | DEER:Res:ClothesDishWasher | Annual | 1719 |  | Appl-CW-Top-GasDHW-GasDry-Tier2DEER2018 | Appl-CW-Top-GasDHW-GasDry-Tier2AnyMFm2011CZ13DEER2018 | 9088
Appl-CW-Top-GasDHW-ElecDry-Tier2 | DEER2018 | D17 v3 |  | Any | DMo | MH00 | CZ08 | rDXGF | Household | 1 | 1242 | None | 355 | 0.057 | 2.53 | 160 | 0.026 | 0.44 | 355 | 0.057 | 2.53 | 160 | 0.026 | 0.44 | DEER:Res:ClothesDishWasher | Annual | 1719 |  | Appl-CW-Top-GasDHW-ElecDry-Tier2DEER2018 | Appl-CW-Top-GasDHW-ElecDry-Tier2AnyDMoMH00CZ08DEER2018 | 9089
Appl-CW-Top-GasDHW-GasDry-Tier2 | DEER2018 | D17 v3 |  | Any | DMo | MH85 | CZ08 | rDXGF | Household | 1 | 1242 | None | 69.2 | 0.016 | 13.7 | 36.8 | 0.008 | 5.27 | 69.2 | 0.016 | 13.7 | 36.8 | 0.008 | 5.27 | DEER:Res:ClothesDishWasher | Annual | 1719 |  | Appl-CW-Top-GasDHW-GasDry-Tier2DEER2018 | Appl-CW-Top-GasDHW-GasDry-Tier2AnyDMoMH85CZ08DEER2018 | 9090
Appl-CW-Top-GasDHW-GasDry-Tier2 | DEER2018 | D17 v3 |  | Any | MFm | 2003 | CZ09 | rDXGF | Household | 1 | 1126.6 | None | 58.1 | 0.011 | 14 | 29.7 | 0.003 | 5.3 | 58.1 | 0.011 | 14 | 29.7 | 0.003 | 5.3 | DEER:Res:ClothesDishWasher | Annual | 1719 |  | Appl-CW-Top-GasDHW-GasDry-Tier2DEER2018 | Appl-CW-Top-GasDHW-GasDry-Tier2AnyMFm2003CZ09DEER2018 | 9091
Appl-CW-Top-GasDHW-GasDry-Tier2 | DEER2018 | D17 v3 |  | Any | MFm | 2015 | CZ09 | rDXGF | Household | 1 | 1126.6 | None | 61.6 | 0.014 | 14.5 | 32.4 | 0.007 | 5.61 | 61.6 | 0.014 | 14.5 | 32.4 | 0.007 | 5.61 | DEER:Res:ClothesDishWasher | Annual | 1719 |  | Appl-CW-Top-GasDHW-GasDry-Tier2DEER2018 | Appl-CW-Top-GasDHW-GasDry-Tier2AnyMFm2015CZ09DEER2018 | 9092
Appl-CW-Top-GasDHW-ElecDry-Tier2 | DEER2018 | D17 v3 |  | Any | DMo | MH06 | CZ08 | rDXGF | Household | 1 | 1242 | None | 359 | 0.054 | 3.06 | 161 | 0.025 | 0.69 | 359 | 0.054 | 3.06 | 161 | 0.025 | 0.69 | DEER:Res:ClothesDishWasher | Annual | 1719 |  | Appl-CW-Top-GasDHW-ElecDry-Tier2DEER2018 | Appl-CW-Top-GasDHW-ElecDry-Tier2AnyDMoMH06CZ08DEER2018 | 9093
Appl-CW-Top-GasDHW-GasDry-Tier2 | DEER2018 | D17 v3 |  | Any | DMo | MH00 | CZ08 | rDXGF | Household | 1 | 1242 | None | 68.6 | 0.017 | 13.7 | 36.6 | 0.009 | 5.25 | 68.6 | 0.017 | 13.7 | 36.6 | 0.009 | 5.25 | DEER:Res:ClothesDishWasher | Annual | 1719 |  | Appl-CW-Top-GasDHW-GasDry-Tier2DEER2018 | Appl-CW-Top-GasDHW-GasDry-Tier2AnyDMoMH00CZ08DEER2018 | 9094
Appl-CW-Top-GasDHW-GasDry-Tier2 | DEER2018 | D17 v3 |  | Any | DMo | MH06 | CZ08 | rDXGF | Household | 1 | 1242 | None | 71.2 | 0.015 | 14.2 | 37.5 | 0.008 | 5.51 | 71.2 | 0.015 | 14.2 | 37.5 | 0.008 | 5.51 | DEER:Res:ClothesDishWasher | Annual | 1719 |  | Appl-CW-Top-GasDHW-GasDry-Tier2DEER2018 | Appl-CW-Top-GasDHW-GasDry-Tier2AnyDMoMH06CZ08DEER2018 | 9095
Appl-CW-Top-GasDHW-GasDry-Tier2 | DEER2018 | D17 v3 |  | Any | DMo | MH72 | CZ08 | rDXGF | Household | 1 | 1196 | None | 71.2 | 0.018 | 14.1 | 37.7 | 0.009 | 5.47 | 71.2 | 0.018 | 14.1 | 37.7 | 0.009 | 5.47 | DEER:Res:ClothesDishWasher | Annual | 1719 |  | Appl-CW-Top-GasDHW-GasDry-Tier2DEER2018 | Appl-CW-Top-GasDHW-GasDry-Tier2AnyDMoMH72CZ08DEER2018 | 9096
Appl-CW-Top-GasDHW-GasDry-Tier2 | DEER2018 | D17 v3 |  | Any | DMo | MH15 | CZ09 | rDXGF | Household | 1 | 1242 | None | 66.3 | 0.014 | 13.9 | 35.6 | 0.008 | 5.36 | 66.3 | 0.014 | 13.9 | 35.6 | 0.008 | 5.36 | DEER:Res:ClothesDishWasher | Annual | 1719 |  | Appl-CW-Top-GasDHW-GasDry-Tier2DEER2018 | Appl-CW-Top-GasDHW-GasDry-Tier2AnyDMoMH15CZ09DEER2018 | 9097
Appl-CW-Top-GasDHW-GasDry-Tier2 | DEER2018 | D17 v3 |  | Any | MFm | 2017 | CZ09 | rDXGF | Household | 1 | 1126.6 | None | 60 | 0.013 | 14.5 | 32.4 | 0.007 | 5.65 | 60 | 0.013 | 14.5 | 32.4 | 0.007 | 5.65 | DEER:Res:ClothesDishWasher | Annual | 1719 |  | Appl-CW-Top-GasDHW-GasDry-Tier2DEER2018 | Appl-CW-Top-GasDHW-GasDry-Tier2AnyMFm2017CZ09DEER2018 | 9098
Appl-CW-Top-GasDHW-GasDry-Tier2 | DEER2018 | D17 v3 |  | Any | MFm | 2011 | CZ09 | rDXGF | Household | 1 | 1126.6 | None | 61.3 | 0.014 | 14.5 | 33.2 | 0.007 | 5.64 | 61.3 | 0.014 | 14.5 | 33.2 | 0.007 | 5.64 | DEER:Res:ClothesDishWasher | Annual | 1719 |  | Appl-CW-Top-GasDHW-GasDry-Tier2DEER2018 | Appl-CW-Top-GasDHW-GasDry-Tier2AnyMFm2011CZ09DEER2018 | 9099
Appl-CW-Top-GasDHW-GasDry-Tier2 | DEER2018 | D17 v3 |  | Any | MFm | 1985 | CZ13 | rDXGF | Household | 1 | 1150 | None | 62.9 | 0.018 | 13.6 | 33.9 | 0.009 | 5.23 | 62.9 | 0.018 | 13.6 | 33.9 | 0.009 | 5.23 | DEER:Res:ClothesDishWasher | Annual | 1719 |  | Appl-CW-Top-GasDHW-GasDry-Tier2DEER2018 | Appl-CW-Top-GasDHW-GasDry-Tier2AnyMFm1985CZ13DEER2018 | 9100
Appl-CW-Top-GasDHW-ElecDry-Tier2 | DEER2018 | D17 v3 |  | Any | MFm | 1996 | CZ09 | rDXGF | Household | 1 | 1093.6 | None | 357 | 0.054 | 3.18 | 161 | 0.024 | 0.76 | 357 | 0.054 | 3.18 | 161 | 0.024 | 0.76 | DEER:Res:ClothesDishWasher | Annual | 1719 |  | Appl-CW-Top-GasDHW-ElecDry-Tier2DEER2018 | Appl-CW-Top-GasDHW-ElecDry-Tier2AnyMFm1996CZ09DEER2018 | 9101
Appl-CW-Top-GasDHW-ElecDry-Tier2 | DEER2018 | D17 v3 |  | Any | MFm | 1985 | CZ08 | rDXGF | Household | 1 | 1295.2 | None | 354 | 0.057 | 3.09 | 159 | 0.025 | 0.67 | 354 | 0.057 | 3.09 | 159 | 0.025 | 0.67 | DEER:Res:ClothesDishWasher | Annual | 1719 |  | Appl-CW-Top-GasDHW-ElecDry-Tier2DEER2018 | Appl-CW-Top-GasDHW-ElecDry-Tier2AnyMFm1985CZ08DEER2018 | 9102
Appl-CW-Top-GasDHW-ElecDry-Tier2 | DEER2018 | D17 v3 |  | Any | MFm | 2007 | CZ13 | rDXGF | Household | 1 | 1073.2 | None | 354 | 0.053 | 2.77 | 159 | 0.024 | 0.56 | 354 | 0.053 | 2.77 | 159 | 0.024 | 0.56 | DEER:Res:ClothesDishWasher | Annual | 1719 |  | Appl-CW-Top-GasDHW-ElecDry-Tier2DEER2018 | Appl-CW-Top-GasDHW-ElecDry-Tier2AnyMFm2007CZ13DEER2018 | 9103
Appl-CW-Top-GasDHW-ElecDry-Tier2 | DEER2018 | D17 v3 |  | Any | MFm | 1975 | CZ08 | rDXGF | Household | 1 | 1047.7 | None | 353 | 0.057 | 3.13 | 159 | 0.026 | 0.74 | 353 | 0.057 | 3.13 | 159 | 0.026 | 0.74 | DEER:Res:ClothesDishWasher | Annual | 1719 |  | Appl-CW-Top-GasDHW-ElecDry-Tier2DEER2018 | Appl-CW-Top-GasDHW-ElecDry-Tier2AnyMFm1975CZ08DEER2018 | 9104
Appl-CW-Top-GasDHW-ElecDry-Tier2 | DEER2018 | D17 v3 |  | Any | MFm | 2003 | CZ09 | rDXGF | Household | 1 | 1126.6 | None | 350 | 0.052 | 2.76 | 159 | 0.026 | 0.62 | 350 | 0.052 | 2.76 | 159 | 0.026 | 0.62 | DEER:Res:ClothesDishWasher | Annual | 1719 |  | Appl-CW-Top-GasDHW-ElecDry-Tier2DEER2018 | Appl-CW-Top-GasDHW-ElecDry-Tier2AnyMFm2003CZ09DEER2018 | 9105
Appl-CW-Top-GasDHW-ElecDry-Tier2 | DEER2018 | D17 v3 |  | Any | DMo | MH85 | CZ08 | rDXGF | Household | 1 | 1242 | None | 357 | 0.056 | 2.57 | 161 | 0.025 | 0.46 | 357 | 0.056 | 2.57 | 161 | 0.025 | 0.46 | DEER:Res:ClothesDishWasher | Annual | 1719 |  | Appl-CW-Top-GasDHW-ElecDry-Tier2DEER2018 | Appl-CW-Top-GasDHW-ElecDry-Tier2AnyDMoMH85CZ08DEER2018 | 9106
Appl-CW-Top-GasDHW-GasDry-Tier2 | DEER2018 | D17 v3 |  | Any | MFm | 2003 | CZ13 | rDXGF | Household | 1 | 1073.2 | None | 64.5 | 0.014 | 14.2 | 34.5 | 0.007 | 5.49 | 64.5 | 0.014 | 14.2 | 34.5 | 0.007 | 5.49 | DEER:Res:ClothesDishWasher | Annual | 1719 |  | Appl-CW-Top-GasDHW-GasDry-Tier2DEER2018 | Appl-CW-Top-GasDHW-GasDry-Tier2AnyMFm2003CZ13DEER2018 | 9107
Appl-CW-Top-GasDHW-GasDry-Tier3 | DEER2018 | D17 v3 |  | Any | DMo | MH15 | CZ06 | rDXGF | Household | 1 | 1242 | None | 70.6 | 0.015 | 15.4 | 40.8 | 0.009 | 6.98 | 70.6 | 0.015 | 15.4 | 40.8 | 0.009 | 6.98 | DEER:Res:ClothesDishWasher | Annual | 1719 |  | Appl-CW-Top-GasDHW-GasDry-Tier3DEER2018 | Appl-CW-Top-GasDHW-GasDry-Tier3AnyDMoMH15CZ06DEER2018 | 9108
Appl-CW-Top-GasDHW-GasDry-Tier3 | DEER2018 | D17 v3 |  | Any | DMo | MH06 | CZ06 | rDXGF | Household | 1 | 1242 | None | 71.9 | 0.018 | 17.3 | 42.1 | 0.011 | 8.04 | 71.9 | 0.018 | 17.3 | 42.1 | 0.011 | 8.04 | DEER:Res:ClothesDishWasher | Annual | 1719 |  | Appl-CW-Top-GasDHW-GasDry-Tier3DEER2018 | Appl-CW-Top-GasDHW-GasDry-Tier3AnyDMoMH06CZ06DEER2018 | 9109
Appl-CW-Top-GasDHW-GasDry-Tier2 | DEER2018 | D17 v3 |  | Any | MFm | 1975 | CZ08 | rDXGF | Household | 1 | 1047.7 | None | 61 | 0.017 | 14.4 | 33.1 | 0.009 | 5.63 | 61 | 0.017 | 14.4 | 33.1 | 0.009 | 5.63 | DEER:Res:ClothesDishWasher | Annual | 1719 |  | Appl-CW-Top-GasDHW-GasDry-Tier2DEER2018 | Appl-CW-Top-GasDHW-GasDry-Tier2AnyMFm1975CZ08DEER2018 | 9110
Appl-CW-Top-GasDHW-ElecDry-Tier3 | DEER2018 | D17 v3 |  | Any | DMo | MH15 | CZ06 | rDXGF | Household | 1 | 1242 | None | 415 | 0.062 | 2.08 | 222 | 0.033 | -0.04 | 415 | 0.062 | 2.08 | 222 | 0.033 | -0.04 | DEER:Res:ClothesDishWasher | Annual | 1719 |  | Appl-CW-Top-GasDHW-ElecDry-Tier3DEER2018 | Appl-CW-Top-GasDHW-ElecDry-Tier3AnyDMoMH15CZ06DEER2018 | 9111
Appl-CW-Top-GasDHW-ElecDry-Tier2 | DEER2018 | D17 v3 |  | Any | MFm | 1996 | CZ08 | rDXGF | Household | 1 | 1169.1 | None | 353 | 0.053 | 3.14 | 159 | 0.024 | 0.73 | 353 | 0.053 | 3.14 | 159 | 0.024 | 0.73 | DEER:Res:ClothesDishWasher | Annual | 1719 |  | Appl-CW-Top-GasDHW-ElecDry-Tier2DEER2018 | Appl-CW-Top-GasDHW-ElecDry-Tier2AnyMFm1996CZ08DEER2018 | 9112
Appl-CW-Top-GasDHW-ElecDry-Tier2 | DEER2018 | D17 v3 |  | Any | MFm | 2003 | CZ13 | rDXGF | Household | 1 | 1073.2 | None | 356 | 0.054 | 2.88 | 160 | 0.024 | 0.62 | 356 | 0.054 | 2.88 | 160 | 0.024 | 0.62 | DEER:Res:ClothesDishWasher | Annual | 1719 |  | Appl-CW-Top-GasDHW-ElecDry-Tier2DEER2018 | Appl-CW-Top-GasDHW-ElecDry-Tier2AnyMFm2003CZ13DEER2018 | 9113
Appl-CW-Top-GasDHW-ElecDry-Tier3 | DEER2018 | D17 v3 |  | Any | MFm | 2007 | CZ06 | rDXGF | Household | 1 | 1206 | None | 413 | 0.063 | 2.51 | 220 | 0.034 | 0.16 | 413 | 0.063 | 2.51 | 220 | 0.034 | 0.16 | DEER:Res:ClothesDishWasher | Annual | 1719 |  | Appl-CW-Top-GasDHW-ElecDry-Tier3DEER2018 | Appl-CW-Top-GasDHW-ElecDry-Tier3AnyMFm2007CZ06DEER2018 | 9114
Appl-CW-Top-GasDHW-GasDry-Tier2 | DEER2018 | D17 v3 |  | Any | MFm | 1985 | CZ10 | rDXGF | Household | 1 | 1438.9 | None | 62.1 | 0.017 | 14 | 36.9 | 0.016 | 5.81 | 62.1 | 0.017 | 14 | 36.9 | 0.016 | 5.81 | DEER:Res:ClothesDishWasher | Annual | 1719 |  | Appl-CW-Top-GasDHW-GasDry-Tier2DEER2018 | Appl-CW-Top-GasDHW-GasDry-Tier2AnyMFm1985CZ10DEER2018 | 9115
Appl-CW-Top-GasDHW-GasDry-Tier2 | DEER2018 | D17 v3 |  | Any | MFm | 1996 | CZ09 | rDXGF | Household | 1 | 1093.6 | None | 65.6 | 0.014 | 14.5 | 35.3 | 0.007 | 5.65 | 65.6 | 0.014 | 14.5 | 35.3 | 0.007 | 5.65 | DEER:Res:ClothesDishWasher | Annual | 1719 |  | Appl-CW-Top-GasDHW-GasDry-Tier2DEER2018 | Appl-CW-Top-GasDHW-GasDry-Tier2AnyMFm1996CZ09DEER2018 | 9116
Appl-CW-Top-GasDHW-ElecDry-Tier2 | DEER2018 | D17 v3 |  | Any | MFm | 1975 | CZ10 | rDXGF | Household | 1 | 1216.8 | None | 353 | 0.059 | 2.69 | 159 | 0.027 | 0.52 | 353 | 0.059 | 2.69 | 159 | 0.027 | 0.52 | DEER:Res:ClothesDishWasher | Annual | 1719 |  | Appl-CW-Top-GasDHW-ElecDry-Tier2DEER2018 | Appl-CW-Top-GasDHW-ElecDry-Tier2AnyMFm1975CZ10DEER2018 | 9117
Appl-CW-Top-GasDHW-GasDry-Tier2 | DEER2018 | D17 v3 |  | Any | MFm | 2007 | CZ10 | rDXGF | Household | 1 | 1073.2 | None | 60.8 | 0.014 | 14.5 | 33.2 | 0.008 | 5.66 | 60.8 | 0.014 | 14.5 | 33.2 | 0.008 | 5.66 | DEER:Res:ClothesDishWasher | Annual | 1719 |  | Appl-CW-Top-GasDHW-GasDry-Tier2DEER2018 | Appl-CW-Top-GasDHW-GasDry-Tier2AnyMFm2007CZ10DEER2018 | 9118
Appl-CW-Top-GasDHW-ElecDry-Tier2 | DEER2018 | D17 v3 |  | Any | MFm | 1975 | CZ13 | rDXGF | Household | 1 | 1098.9 | None | 355 | 0.058 | 2.55 | 160 | 0.026 | 0.46 | 355 | 0.058 | 2.55 | 160 | 0.026 | 0.46 | DEER:Res:ClothesDishWasher | Annual | 1719 |  | Appl-CW-Top-GasDHW-ElecDry-Tier2DEER2018 | Appl-CW-Top-GasDHW-ElecDry-Tier2AnyMFm1975CZ13DEER2018 | 9119
Appl-CW-Top-GasDHW-ElecDry-Tier2 | DEER2018 | D17 v3 |  | Any | MFm | 1985 | CZ10 | rDXGF | Household | 1 | 1438.9 | None | 360 | 0.067 | 3.5 | 165 | 0.036 | 1.25 | 360 | 0.067 | 3.5 | 165 | 0.036 | 1.25 | DEER:Res:ClothesDishWasher | Annual | 1719 |  | Appl-CW-Top-GasDHW-ElecDry-Tier2DEER2018 | Appl-CW-Top-GasDHW-ElecDry-Tier2AnyMFm1985CZ10DEER2018 | 9120
Appl-CW-Top-GasDHW-ElecDry-Tier3 | DEER2018 | D17 v3 |  | Any | DMo | MH06 | CZ06 | rDXGF | Household | 1 | 1242 | None | 417 | 0.064 | 3.83 | 224 | 0.035 | 0.97 | 417 | 0.064 | 3.83 | 224 | 0.035 | 0.97 | DEER:Res:ClothesDishWasher | Annual | 1719 |  | Appl-CW-Top-GasDHW-ElecDry-Tier3DEER2018 | Appl-CW-Top-GasDHW-ElecDry-Tier3AnyDMoMH06CZ06DEER2018 | 9121
Appl-CW-Top-GasDHW-GasDry-Tier3 | DEER2018 | D17 v3 |  | Any | MFm | 2007 | CZ06 | rDXGF | Household | 1 | 1206 | None | 64 | 0.015 | 16.2 | 37.8 | 0.008 | 7.44 | 64 | 0.015 | 16.2 | 37.8 | 0.008 | 7.44 | DEER:Res:ClothesDishWasher | Annual | 1719 |  | Appl-CW-Top-GasDHW-GasDry-Tier3DEER2018 | Appl-CW-Top-GasDHW-GasDry-Tier3AnyMFm2007CZ06DEER2018 | 9122
Appl-CW-Top-GasDHW-ElecDry-Tier3 | DEER2018 | D17 v3 |  | Any | MFm | 1975 | CZ06 | rDXGF | Household | 1 | 1047.7 | None | 416 | 0.066 | 2.56 | 222 | 0.035 | 0.25 | 416 | 0.066 | 2.56 | 222 | 0.035 | 0.25 | DEER:Res:ClothesDishWasher | Annual | 1719 |  | Appl-CW-Top-GasDHW-ElecDry-Tier3DEER2018 | Appl-CW-Top-GasDHW-ElecDry-Tier3AnyMFm1975CZ06DEER2018 | 9123
Appl-CW-Top-GasDHW-GasDry-Tier2 | DEER2018 | D17 v3 |  | Any | DMo | MH72 | CZ13 | rDXGF | Household | 1 | 1196 | None | 71 | 0.018 | 13.4 | 38.1 | 0.009 | 5.12 | 71 | 0.018 | 13.4 | 38.1 | 0.009 | 5.12 | DEER:Res:ClothesDishWasher | Annual | 1719 |  | Appl-CW-Top-GasDHW-GasDry-Tier2DEER2018 | Appl-CW-Top-GasDHW-GasDry-Tier2AnyDMoMH72CZ13DEER2018 | 9124
Appl-CW-Top-GasDHW-ElecDry-Tier2 | DEER2018 | D17 v3 |  | Any | MFm | 2007 | CZ10 | rDXGF | Household | 1 | 1073.2 | None | 352 | 0.052 | 3.14 | 159 | 0.024 | 0.77 | 352 | 0.052 | 3.14 | 159 | 0.024 | 0.77 | DEER:Res:ClothesDishWasher | Annual | 1719 |  | Appl-CW-Top-GasDHW-ElecDry-Tier2DEER2018 | Appl-CW-Top-GasDHW-ElecDry-Tier2AnyMFm2007CZ10DEER2018 | 9125
Appl-CW-Top-GasDHW-ElecDry-Tier3 | DEER2018 | D17 v3 |  | Any | DMo | MH00 | CZ06 | rDXGF | Household | 1 | 1242 | None | 418 | 0.066 | 1.81 | 224 | 0.035 | -0.17 | 418 | 0.066 | 1.81 | 224 | 0.035 | -0.17 | DEER:Res:ClothesDishWasher | Annual | 1719 |  | Appl-CW-Top-GasDHW-ElecDry-Tier3DEER2018 | Appl-CW-Top-GasDHW-ElecDry-Tier3AnyDMoMH00CZ06DEER2018 | 9126
Appl-CW-Top-GasDHW-ElecDry-Tier2 | DEER2018 | D17 v3 |  | Any | DMo | MH85 | CZ10 | rDXGF | Household | 1 | 1242 | None | 359 | 0.058 | 2.49 | 162 | 0.027 | 0.42 | 359 | 0.058 | 2.49 | 162 | 0.027 | 0.42 | DEER:Res:ClothesDishWasher | Annual | 1719 |  | Appl-CW-Top-GasDHW-ElecDry-Tier2DEER2018 | Appl-CW-Top-GasDHW-ElecDry-Tier2AnyDMoMH85CZ10DEER2018 | 9127
Appl-CW-Top-GasDHW-ElecDry-Tier3 | DEER2018 | D17 v3 |  | Any | DMo | MH85 | CZ06 | rDXGF | Household | 1 | 1242 | None | 418 | 0.066 | 2.05 | 224 | 0.035 | -0.05 | 418 | 0.066 | 2.05 | 224 | 0.035 | -0.05 | DEER:Res:ClothesDishWasher | Annual | 1719 |  | Appl-CW-Top-GasDHW-ElecDry-Tier3DEER2018 | Appl-CW-Top-GasDHW-ElecDry-Tier3AnyDMoMH85CZ06DEER2018 | 9128
Appl-CW-Top-GasDHW-ElecDry-Tier2 | DEER2018 | D17 v3 |  | Any | DMo | MH15 | CZ10 | rDXGF | Household | 1 | 1242 | None | 356 | 0.053 | 2.54 | 161 | 0.024 | 0.46 | 356 | 0.053 | 2.54 | 161 | 0.024 | 0.46 | DEER:Res:ClothesDishWasher | Annual | 1719 |  | Appl-CW-Top-GasDHW-ElecDry-Tier2DEER2018 | Appl-CW-Top-GasDHW-ElecDry-Tier2AnyDMoMH15CZ10DEER2018 | 9129
Appl-CW-Top-GasDHW-GasDry-Tier2 | DEER2018 | D17 v3 |  | Any | DMo | MH85 | CZ10 | rDXGF | Household | 1 | 1242 | None | 71.4 | 0.018 | 13.6 | 38.1 | 0.009 | 5.22 | 71.4 | 0.018 | 13.6 | 38.1 | 0.009 | 5.22 | DEER:Res:ClothesDishWasher | Annual | 1719 |  | Appl-CW-Top-GasDHW-GasDry-Tier2DEER2018 | Appl-CW-Top-GasDHW-GasDry-Tier2AnyDMoMH85CZ10DEER2018 | 9130
Appl-CW-Top-GasDHW-GasDry-Tier2 | DEER2018 | D17 v3 |  | Any | DMo | MH06 | CZ10 | rDXGF | Household | 1 | 1242 | None | 69.2 | 0.014 | 13.5 | 37.3 | 0.008 | 5.2 | 69.2 | 0.014 | 13.5 | 37.3 | 0.008 | 5.2 | DEER:Res:ClothesDishWasher | Annual | 1719 |  | Appl-CW-Top-GasDHW-GasDry-Tier2DEER2018 | Appl-CW-Top-GasDHW-GasDry-Tier2AnyDMoMH06CZ10DEER2018 | 9131
Appl-CW-Top-GasDHW-GasDry-Tier2 | DEER2018 | D17 v3 |  | Any | DMo | MH00 | CZ10 | rDXGF | Household | 1 | 1242 | None | 73.7 | 0.019 | 13.5 | 39.7 | 0.01 | 5.2 | 73.7 | 0.019 | 13.5 | 39.7 | 0.01 | 5.2 | DEER:Res:ClothesDishWasher | Annual | 1719 |  | Appl-CW-Top-GasDHW-GasDry-Tier2DEER2018 | Appl-CW-Top-GasDHW-GasDry-Tier2AnyDMoMH00CZ10DEER2018 | 9132
Appl-CW-Top-GasDHW-GasDry-Tier2 | DEER2018 | D17 v3 |  | Any | DMo | MH72 | CZ10 | rDXGF | Household | 1 | 1196 | None | 70.5 | 0.018 | 13.9 | 37 | 0.009 | 5.4 | 70.5 | 0.018 | 13.9 | 37 | 0.009 | 5.4 | DEER:Res:ClothesDishWasher | Annual | 1719 |  | Appl-CW-Top-GasDHW-GasDry-Tier2DEER2018 | Appl-CW-Top-GasDHW-GasDry-Tier2AnyDMoMH72CZ10DEER2018 | 9133
Appl-CW-Top-GasDHW-GasDry-Tier2 | DEER2018 | D17 v3 |  | Any | MFm | 1975 | CZ10 | rDXGF | Household | 1 | 1216.8 | None | 61.1 | 0.019 | 14 | 32.9 | 0.01 | 5.4 | 61.1 | 0.019 | 14 | 32.9 | 0.01 | 5.4 | DEER:Res:ClothesDishWasher | Annual | 1719 |  | Appl-CW-Top-GasDHW-GasDry-Tier2DEER2018 | Appl-CW-Top-GasDHW-GasDry-Tier2AnyMFm1975CZ10DEER2018 | 9134
Appl-CW-Top-GasDHW-ElecDry-Tier2 | DEER2018 | D17 v3 |  | Any | MFm | 2011 | CZ10 | rDXGF | Household | 1 | 1073.2 | None | 354 | 0.055 | 3.31 | 159 | 0.025 | 0.82 | 354 | 0.055 | 3.31 | 159 | 0.025 | 0.82 | DEER:Res:ClothesDishWasher | Annual | 1719 |  | Appl-CW-Top-GasDHW-ElecDry-Tier2DEER2018 | Appl-CW-Top-GasDHW-ElecDry-Tier2AnyMFm2011CZ10DEER2018 | 9135
Appl-CW-Top-GasDHW-GasDry-Tier2 | DEER2018 | D17 v3 |  | Any | MFm | 1996 | CZ08 | rDXGF | Household | 1 | 1169.1 | None | 61.5 | 0.013 | 14.5 | 33.1 | 0.007 | 5.62 | 61.5 | 0.013 | 14.5 | 33.1 | 0.007 | 5.62 | DEER:Res:ClothesDishWasher | Annual | 1719 |  | Appl-CW-Top-GasDHW-GasDry-Tier2DEER2018 | Appl-CW-Top-GasDHW-GasDry-Tier2AnyMFm1996CZ08DEER2018 | 9136
Appl-CW-Top-GasDHW-GasDry-Tier2 | DEER2018 | D17 v3 |  | Any | DMo | MH15 | CZ13 | rDXGF | Household | 1 | 1242 | None | 68.6 | 0.015 | 13.5 | 37.4 | 0.008 | 5.15 | 68.6 | 0.015 | 13.5 | 37.4 | 0.008 | 5.15 | DEER:Res:ClothesDishWasher | Annual | 1719 |  | Appl-CW-Top-GasDHW-GasDry-Tier2DEER2018 | Appl-CW-Top-GasDHW-GasDry-Tier2AnyDMoMH15CZ13DEER2018 | 9137
Appl-CW-Top-GasDHW-GasDry-Tier2 | DEER2018 | D17 v3 |  | Any | MFm | 2011 | CZ10 | rDXGF | Household | 1 | 1073.2 | None | 62.7 | 0.016 | 14.6 | 33 | 0.007 | 5.7 | 62.7 | 0.016 | 14.6 | 33 | 0.007 | 5.7 | DEER:Res:ClothesDishWasher | Annual | 1719 |  | Appl-CW-Top-GasDHW-GasDry-Tier2DEER2018 | Appl-CW-Top-GasDHW-GasDry-Tier2AnyMFm2011CZ10DEER2018 | 9138
Appl-CW-Top-GasDHW-GasDry-Tier2 | DEER2018 | D17 v3 |  | Any | DMo | MH06 | CZ13 | rDXGF | Household | 1 | 1242 | None | 70.4 | 0.015 | 13.4 | 38.2 | 0.008 | 5.11 | 70.4 | 0.015 | 13.4 | 38.2 | 0.008 | 5.11 | DEER:Res:ClothesDishWasher | Annual | 1719 |  | Appl-CW-Top-GasDHW-GasDry-Tier2DEER2018 | Appl-CW-Top-GasDHW-GasDry-Tier2AnyDMoMH06CZ13DEER2018 | 9139
Appl-CW-Top-GasDHW-GasDry-Tier2 | DEER2018 | D17 v3 |  | Any | DMo | MH00 | CZ13 | rDXGF | Household | 1 | 1242 | None | 72.9 | 0.02 | 13 | 38.4 | 0.01 | 4.92 | 72.9 | 0.02 | 13 | 38.4 | 0.01 | 4.92 | DEER:Res:ClothesDishWasher | Annual | 1719 |  | Appl-CW-Top-GasDHW-GasDry-Tier2DEER2018 | Appl-CW-Top-GasDHW-GasDry-Tier2AnyDMoMH00CZ13DEER2018 | 9140
Appl-CW-Top-GasDHW-ElecDry-Tier2 | DEER2018 | D17 v3 |  | Any | MFm | 2015 | CZ10 | rDXGF | Household | 1 | 1073.2 | None | 352 | 0.053 | 3.3 | 160 | 0.027 | 0.88 | 352 | 0.053 | 3.3 | 160 | 0.027 | 0.88 | DEER:Res:ClothesDishWasher | Annual | 1719 |  | Appl-CW-Top-GasDHW-ElecDry-Tier2DEER2018 | Appl-CW-Top-GasDHW-ElecDry-Tier2AnyMFm2015CZ10DEER2018 | 9141
Appl-CW-Top-GasDHW-GasDry-Tier2 | DEER2018 | D17 v3 |  | Any | DMo | MH15 | CZ10 | rDXGF | Household | 1 | 1242 | None | 68.4 | 0.013 | 13.7 | 36.5 | 0.007 | 5.28 | 68.4 | 0.013 | 13.7 | 36.5 | 0.007 | 5.28 | DEER:Res:ClothesDishWasher | Annual | 1719 |  | Appl-CW-Top-GasDHW-GasDry-Tier2DEER2018 | Appl-CW-Top-GasDHW-GasDry-Tier2AnyDMoMH15CZ10DEER2018 | 9142
Appl-CW-Top-GasDHW-GasDry-Tier2 | DEER2018 | D17 v3 |  | Any | MFm | 1996 | CZ13 | rDXGF | Household | 1 | 1031.9 | None | 63.4 | 0.017 | 14 | 34.2 | 0.009 | 5.42 | 63.4 | 0.017 | 14 | 34.2 | 0.009 | 5.42 | DEER:Res:ClothesDishWasher | Annual | 1719 |  | Appl-CW-Top-GasDHW-GasDry-Tier2DEER2018 | Appl-CW-Top-GasDHW-GasDry-Tier2AnyMFm1996CZ13DEER2018 | 9143
Appl-CW-Top-GasDHW-ElecDry-Tier2 | DEER2018 | D17 v3 |  | Any | DMo | MH15 | CZ13 | rDXGF | Household | 1 | 1242 | None | 356 | 0.054 | 2.37 | 161 | 0.025 | 0.36 | 356 | 0.054 | 2.37 | 161 | 0.025 | 0.36 | DEER:Res:ClothesDishWasher | Annual | 1719 |  | Appl-CW-Top-GasDHW-ElecDry-Tier2DEER2018 | Appl-CW-Top-GasDHW-ElecDry-Tier2AnyDMoMH15CZ13DEER2018 | 9144
Appl-CW-Top-GasDHW-ElecDry-Tier3 | DEER2018 | D17 v3 |  | Any | MFm | 2017 | CZ06 | rDXGF | Household | 1 | 1206 | None | 413 | 0.063 | 2.65 | 221 | 0.034 | 0.29 | 413 | 0.063 | 2.65 | 221 | 0.034 | 0.29 | DEER:Res:ClothesDishWasher | Annual | 1719 |  | Appl-CW-Top-GasDHW-ElecDry-Tier3DEER2018 | Appl-CW-Top-GasDHW-ElecDry-Tier3AnyMFm2017CZ06DEER2018 | 9145
Appl-CW-Top-GasDHW-GasDry-Tier2 | DEER2018 | D17 v3 |  | Any | DMo | MH85 | CZ13 | rDXGF | Household | 1 | 1242 | None | 70.5 | 0.019 | 13 | 37.8 | 0.01 | 4.95 | 70.5 | 0.019 | 13 | 37.8 | 0.01 | 4.95 | DEER:Res:ClothesDishWasher | Annual | 1719 |  | Appl-CW-Top-GasDHW-GasDry-Tier2DEER2018 | Appl-CW-Top-GasDHW-GasDry-Tier2AnyDMoMH85CZ13DEER2018 | 9146
Appl-CW-Top-GasDHW-ElecDry-Tier2 | DEER2018 | D17 v3 |  | Any | DMo | MH72 | CZ10 | rDXGF | Household | 1 | 1196 | None | 358 | 0.058 | 2.78 | 161 | 0.026 | 0.58 | 358 | 0.058 | 2.78 | 161 | 0.026 | 0.58 | DEER:Res:ClothesDishWasher | Annual | 1719 |  | Appl-CW-Top-GasDHW-ElecDry-Tier2DEER2018 | Appl-CW-Top-GasDHW-ElecDry-Tier2AnyDMoMH72CZ10DEER2018 | 9147
Appl-CW-Top-GasDHW-ElecDry-Tier2 | DEER2018 | D17 v3 |  | Any | MFm | 1996 | CZ13 | rDXGF | Household | 1 | 1031.9 | None | 356 | 0.058 | 2.73 | 160 | 0.027 | 0.54 | 356 | 0.058 | 2.73 | 160 | 0.027 | 0.54 | DEER:Res:ClothesDishWasher | Annual | 1719 |  | Appl-CW-Top-GasDHW-ElecDry-Tier2DEER2018 | Appl-CW-Top-GasDHW-ElecDry-Tier2AnyMFm1996CZ13DEER2018 | 9148
Appl-CW-Top-GasDHW-GasDry-Tier3 | DEER2018 | D17 v3 |  | Any | MFm | 2015 | CZ06 | rDXGF | Household | 1 | 1206 | None | 63.6 | 0.015 | 16.3 | 37.4 | 0.008 | 7.44 | 63.6 | 0.015 | 16.3 | 37.4 | 0.008 | 7.44 | DEER:Res:ClothesDishWasher | Annual | 1719 |  | Appl-CW-Top-GasDHW-GasDry-Tier3DEER2018 | Appl-CW-Top-GasDHW-GasDry-Tier3AnyMFm2015CZ06DEER2018 | 9149
Appl-CW-Top-GasDHW-ElecDry-Tier2 | DEER2018 | D17 v3 |  | Any | DMo | MH85 | CZ13 | rDXGF | Household | 1 | 1242 | None | 358 | 0.057 | 1.89 | 162 | 0.026 | 0.16 | 358 | 0.057 | 1.89 | 162 | 0.026 | 0.16 | DEER:Res:ClothesDishWasher | Annual | 1719 |  | Appl-CW-Top-GasDHW-ElecDry-Tier2DEER2018 | Appl-CW-Top-GasDHW-ElecDry-Tier2AnyDMoMH85CZ13DEER2018 | 9150
Appl-CW-Top-GasDHW-ElecDry-Tier2 | DEER2018 | D17 v3 |  | Any | DMo | MH72 | CZ13 | rDXGF | Household | 1 | 1196 | None | 359 | 0.058 | 2.24 | 162 | 0.026 | 0.31 | 359 | 0.058 | 2.24 | 162 | 0.026 | 0.31 | DEER:Res:ClothesDishWasher | Annual | 1719 |  | Appl-CW-Top-GasDHW-ElecDry-Tier2DEER2018 | Appl-CW-Top-GasDHW-ElecDry-Tier2AnyDMoMH72CZ13DEER2018 | 9151
Appl-CW-Top-GasDHW-GasDry-Tier3 | DEER2018 | D17 v3 |  | Any | MFm | 2011 | CZ06 | rDXGF | Household | 1 | 1206 | None | 63.6 | 0.014 | 16.2 | 37 | 0.007 | 7.43 | 63.6 | 0.014 | 16.2 | 37 | 0.007 | 7.43 | DEER:Res:ClothesDishWasher | Annual | 1719 |  | Appl-CW-Top-GasDHW-GasDry-Tier3DEER2018 | Appl-CW-Top-GasDHW-GasDry-Tier3AnyMFm2011CZ06DEER2018 | 9152
Appl-CW-Top-GasDHW-ElecDry-Tier2 | DEER2018 | D17 v3 |  | Any | DMo | MH06 | CZ13 | rDXGF | Household | 1 | 1242 | None | 358 | 0.055 | 2.26 | 162 | 0.025 | 0.3 | 358 | 0.055 | 2.26 | 162 | 0.025 | 0.3 | DEER:Res:ClothesDishWasher | Annual | 1719 |  | Appl-CW-Top-GasDHW-ElecDry-Tier2DEER2018 | Appl-CW-Top-GasDHW-ElecDry-Tier2AnyDMoMH06CZ13DEER2018 | 9153
Appl-CW-Top-GasDHW-ElecDry-Tier2 | DEER2018 | D17 v3 |  | Any | DMo | MH06 | CZ10 | rDXGF | Household | 1 | 1242 | None | 357 | 0.054 | 2.38 | 162 | 0.025 | 0.39 | 357 | 0.054 | 2.38 | 162 | 0.025 | 0.39 | DEER:Res:ClothesDishWasher | Annual | 1719 |  | Appl-CW-Top-GasDHW-ElecDry-Tier2DEER2018 | Appl-CW-Top-GasDHW-ElecDry-Tier2AnyDMoMH06CZ10DEER2018 | 9154
Appl-CW-Top-GasDHW-ElecDry-Tier2 | DEER2018 | D17 v3 |  | Any | DMo | MH00 | CZ13 | rDXGF | Household | 1 | 1242 | None | 360 | 0.059 | 1.92 | 162 | 0.027 | 0.13 | 360 | 0.059 | 1.92 | 162 | 0.027 | 0.13 | DEER:Res:ClothesDishWasher | Annual | 1719 |  | Appl-CW-Top-GasDHW-ElecDry-Tier2DEER2018 | Appl-CW-Top-GasDHW-ElecDry-Tier2AnyDMoMH00CZ13DEER2018 | 9155
Appl-CW-Top-GasDHW-ElecDry-Tier2 | DEER2018 | D17 v3 |  | Any | DMo | MH00 | CZ10 | rDXGF | Household | 1 | 1242 | None | 361 | 0.058 | 2.39 | 163 | 0.026 | 0.39 | 361 | 0.058 | 2.39 | 163 | 0.026 | 0.39 | DEER:Res:ClothesDishWasher | Annual | 1719 |  | Appl-CW-Top-GasDHW-ElecDry-Tier2DEER2018 | Appl-CW-Top-GasDHW-ElecDry-Tier2AnyDMoMH00CZ10DEER2018 | 9156
Appl-CW-Top-GasDHW-ElecDry-Tier3 | DEER2018 | D17 v3 |  | Any | MFm | 2011 | CZ06 | rDXGF | Household | 1 | 1206 | None | 415 | 0.064 | 2.75 | 222 | 0.034 | 0.38 | 415 | 0.064 | 2.75 | 222 | 0.034 | 0.38 | DEER:Res:ClothesDishWasher | Annual | 1719 |  | Appl-CW-Top-GasDHW-ElecDry-Tier3DEER2018 | Appl-CW-Top-GasDHW-ElecDry-Tier3AnyMFm2011CZ06DEER2018 | 9157
Appl-CW-Top-GasDHW-GasDry-Tier3 | DEER2018 | D17 v3 |  | Any | DMo | MH72 | CZ06 | rDXGF | Household | 1 | 1196 | None | 74.6 | 0.018 | 16 | 43.7 | 0.01 | 7.36 | 74.6 | 0.018 | 16 | 43.7 | 0.01 | 7.36 | DEER:Res:ClothesDishWasher | Annual | 1719 |  | Appl-CW-Top-GasDHW-GasDry-Tier3DEER2018 | Appl-CW-Top-GasDHW-GasDry-Tier3AnyDMoMH72CZ06DEER2018 | 9158
Appl-CW-Top-GasDHW-GasDry-Tier3 | DEER2018 | D17 v3 |  | Any | DMo | MH00 | CZ06 | rDXGF | Household | 1 | 1242 | None | 72.7 | 0.019 | 15.2 | 42.4 | 0.011 | 6.85 | 72.7 | 0.019 | 15.2 | 42.4 | 0.011 | 6.85 | DEER:Res:ClothesDishWasher | Annual | 1719 |  | Appl-CW-Top-GasDHW-GasDry-Tier3DEER2018 | Appl-CW-Top-GasDHW-GasDry-Tier3AnyDMoMH00CZ06DEER2018 | 9159
Appl-CW-Top-GasDHW-GasDry-Tier3 | DEER2018 | D17 v3 |  | Any | DMo | MH85 | CZ06 | rDXGF | Household | 1 | 1242 | None | 72.8 | 0.018 | 15.4 | 42.5 | 0.01 | 6.99 | 72.8 | 0.018 | 15.4 | 42.5 | 0.01 | 6.99 | DEER:Res:ClothesDishWasher | Annual | 1719 |  | Appl-CW-Top-GasDHW-GasDry-Tier3DEER2018 | Appl-CW-Top-GasDHW-GasDry-Tier3AnyDMoMH85CZ06DEER2018 | 9160
Appl-CW-Top-GasDHW-ElecDry-Tier3 | DEER2018 | D17 v3 |  | Any | DMo | MH72 | CZ06 | rDXGF | Household | 1 | 1196 | None | 419 | 0.065 | 2.64 | 225 | 0.035 | 0.33 | 419 | 0.065 | 2.64 | 225 | 0.035 | 0.33 | DEER:Res:ClothesDishWasher | Annual | 1719 |  | Appl-CW-Top-GasDHW-ElecDry-Tier3DEER2018 | Appl-CW-Top-GasDHW-ElecDry-Tier3AnyDMoMH72CZ06DEER2018 | 9161
Appl-CW-Top-GasDHW-ElecDry-Tier2 | DEER2018 | D17 v3 |  | Any | MFm | 2017 | CZ10 | rDXGF | Household | 1 | 1073.2 | None | 353 | 0.053 | 3.38 | 159 | 0.024 | 0.86 | 353 | 0.053 | 3.38 | 159 | 0.024 | 0.86 | DEER:Res:ClothesDishWasher | Annual | 1719 |  | Appl-CW-Top-GasDHW-ElecDry-Tier2DEER2018 | Appl-CW-Top-GasDHW-ElecDry-Tier2AnyMFm2017CZ10DEER2018 | 9162
Appl-CW-Top-GasDHW-ElecDry-Tier3 | DEER2018 | D17 v3 |  | Any | MFm | 1985 | CZ06 | rDXGF | Household | 1 | 1295.2 | None | 416 | 0.073 | 3.26 | 222 | 0.04 | 0.65 | 416 | 0.073 | 3.26 | 222 | 0.04 | 0.65 | DEER:Res:ClothesDishWasher | Annual | 1719 |  | Appl-CW-Top-GasDHW-ElecDry-Tier3DEER2018 | Appl-CW-Top-GasDHW-ElecDry-Tier3AnyMFm1985CZ06DEER2018 | 9163
Appl-CW-Top-GasDHW-GasDry-Tier2 | DEER2018 | D17 v3 |  | Any | MFm | 2015 | CZ10 | rDXGF | Household | 1 | 1073.2 | None | 60.9 | 0.014 | 14.6 | 33 | 0.007 | 5.73 | 60.9 | 0.014 | 14.6 | 33 | 0.007 | 5.73 | DEER:Res:ClothesDishWasher | Annual | 1719 |  | Appl-CW-Top-GasDHW-GasDry-Tier2DEER2018 | Appl-CW-Top-GasDHW-GasDry-Tier2AnyMFm2015CZ10DEER2018 | 9164
Appl-CW-Top-GasDHW-GasDry-Tier3 | DEER2018 | D17 v3 |  | Any | MFm | 1985 | CZ06 | rDXGF | Household | 1 | 1295.2 | None | 63.8 | 0.019 | 16.3 | 38.7 | 0.015 | 7.83 | 63.8 | 0.019 | 16.3 | 38.7 | 0.015 | 7.83 | DEER:Res:ClothesDishWasher | Annual | 1719 |  | Appl-CW-Top-GasDHW-GasDry-Tier3DEER2018 | Appl-CW-Top-GasDHW-GasDry-Tier3AnyMFm1985CZ06DEER2018 | 9165
Appl-CW-Top-GasDHW-ElecDry-Tier3 | DEER2018 | D17 v3 |  | Any | MFm | 1996 | CZ06 | rDXGF | Household | 1 | 1169.1 | None | 416 | 0.067 | 2.5 | 222 | 0.037 | 0.22 | 416 | 0.067 | 2.5 | 222 | 0.037 | 0.22 | DEER:Res:ClothesDishWasher | Annual | 1719 |  | Appl-CW-Top-GasDHW-ElecDry-Tier3DEER2018 | Appl-CW-Top-GasDHW-ElecDry-Tier3AnyMFm1996CZ06DEER2018 | 9166
Appl-CW-Top-GasDHW-GasDry-Tier2 | DEER2018 | D17 v3 |  | Any | MFm | 2017 | CZ10 | rDXGF | Household | 1 | 1073.2 | None | 60.8 | 0.013 | 14.7 | 32.9 | 0.007 | 5.75 | 60.8 | 0.013 | 14.7 | 32.9 | 0.007 | 5.75 | DEER:Res:ClothesDishWasher | Annual | 1719 |  | Appl-CW-Top-GasDHW-GasDry-Tier2DEER2018 | Appl-CW-Top-GasDHW-GasDry-Tier2AnyMFm2017CZ10DEER2018 | 9167
Appl-CW-Top-GasDHW-GasDry-Tier3 | DEER2018 | D17 v3 |  | Any | MFm | 1975 | CZ06 | rDXGF | Household | 1 | 1047.7 | None | 66.4 | 0.018 | 16.1 | 38.7 | 0.01 | 7.4 | 66.4 | 0.018 | 16.1 | 38.7 | 0.01 | 7.4 | DEER:Res:ClothesDishWasher | Annual | 1719 |  | Appl-CW-Top-GasDHW-GasDry-Tier3DEER2018 | Appl-CW-Top-GasDHW-GasDry-Tier3AnyMFm1975CZ06DEER2018 | 9168
Appl-CW-Top-GasDHW-GasDry-Tier3 | DEER2018 | D17 v3 |  | Any | MFm | 2017 | CZ06 | rDXGF | Household | 1 | 1206 | None | 63.3 | 0.016 | 16.3 | 37.4 | 0.009 | 7.51 | 63.3 | 0.016 | 16.3 | 37.4 | 0.009 | 7.51 | DEER:Res:ClothesDishWasher | Annual | 1719 |  | Appl-CW-Top-GasDHW-GasDry-Tier3DEER2018 | Appl-CW-Top-GasDHW-GasDry-Tier3AnyMFm2017CZ06DEER2018 | 9169
Appl-CW-Top-GasDHW-ElecDry-Tier3 | DEER2018 | D17 v3 |  | Any | MFm | 2015 | CZ06 | rDXGF | Household | 1 | 1206 | None | 413 | 0.063 | 2.65 | 221 | 0.034 | 0.3 | 413 | 0.063 | 2.65 | 221 | 0.034 | 0.3 | DEER:Res:ClothesDishWasher | Annual | 1719 |  | Appl-CW-Top-GasDHW-ElecDry-Tier3DEER2018 | Appl-CW-Top-GasDHW-ElecDry-Tier3AnyMFm2015CZ06DEER2018 | 9170
Appl-CW-Top-GasDHW-ElecDry-Tier2 | DEER2018 | D17 v3 |  | Any | MFm | 1996 | CZ10 | rDXGF | Household | 1 | 1093.6 | None | 351 | 0.063 | 2.78 | 157 | 0.028 | 0.5 | 351 | 0.063 | 2.78 | 157 | 0.028 | 0.5 | DEER:Res:ClothesDishWasher | Annual | 1719 |  | Appl-CW-Top-GasDHW-ElecDry-Tier2DEER2018 | Appl-CW-Top-GasDHW-ElecDry-Tier2AnyMFm1996CZ10DEER2018 | 9171
Appl-CW-Top-GasDHW-GasDry-Tier2 | DEER2018 | D17 v3 |  | Any | MFm | 1996 | CZ10 | rDXGF | Household | 1 | 1093.6 | None | 58.5 | 0.022 | 14.1 | 31.5 | 0.01 | 5.38 | 58.5 | 0.022 | 14.1 | 31.5 | 0.01 | 5.38 | DEER:Res:ClothesDishWasher | Annual | 1719 |  | Appl-CW-Top-GasDHW-GasDry-Tier2DEER2018 | Appl-CW-Top-GasDHW-GasDry-Tier2AnyMFm1996CZ10DEER2018 | 9172
Appl-CW-Top-GasDHW-ElecDry-Tier3 | DEER2018 | D17 v3 |  | Any | MFm | 2003 | CZ06 | rDXGF | Household | 1 | 1206 | None | 414 | 0.066 | 2.75 | 221 | 0.035 | 0.35 | 414 | 0.066 | 2.75 | 221 | 0.035 | 0.35 | DEER:Res:ClothesDishWasher | Annual | 1719 |  | Appl-CW-Top-GasDHW-ElecDry-Tier3DEER2018 | Appl-CW-Top-GasDHW-ElecDry-Tier3AnyMFm2003CZ06DEER2018 | 9173
Appl-CW-Top-GasDHW-GasDry-Tier3 | DEER2018 | D17 v3 |  | Any | MFm | 1975 | CZ14 | rDXGF | Household | 1 | 1409.4 | None | 70.5 | 0.013 | 15.7 | 40.7 | 0.007 | 7.12 | 70.5 | 0.013 | 15.7 | 40.7 | 0.007 | 7.12 | DEER:Res:ClothesDishWasher | Annual | 1719 |  | Appl-CW-Top-GasDHW-GasDry-Tier3DEER2018 | Appl-CW-Top-GasDHW-GasDry-Tier3AnyMFm1975CZ14DEER2018 | 9174
Appl-CW-Top-GasDHW-GasDry-Tier3 | DEER2018 | D17 v3 |  | Any | MFm | 2015 | CZ14 | rDXGF | Household | 1 | 1094.6 | None | 71 | 0.015 | 16.1 | 40.8 | 0.008 | 7.36 | 71 | 0.015 | 16.1 | 40.8 | 0.008 | 7.36 | DEER:Res:ClothesDishWasher | Annual | 1719 |  | Appl-CW-Top-GasDHW-GasDry-Tier3DEER2018 | Appl-CW-Top-GasDHW-GasDry-Tier3AnyMFm2015CZ14DEER2018 | 9175
Appl-CW-Top-GasDHW-ElecDry-Tier3 | DEER2018 | D17 v3 |  | Any | MFm | 2011 | CZ14 | rDXGF | Household | 1 | 1094.6 | None | 419 | 0.061 | 2.57 | 225 | 0.033 | 0.26 | 419 | 0.061 | 2.57 | 225 | 0.033 | 0.26 | DEER:Res:ClothesDishWasher | Annual | 1719 |  | Appl-CW-Top-GasDHW-ElecDry-Tier3DEER2018 | Appl-CW-Top-GasDHW-ElecDry-Tier3AnyMFm2011CZ14DEER2018 | 9176
Appl-CW-Top-GasDHW-ElecDry-Tier3 | DEER2018 | D17 v3 |  | Any | MFm | 1975 | CZ14 | rDXGF | Household | 1 | 1409.4 | None | 420 | 0.061 | 2.12 | 226 | 0.034 | 0.05 | 420 | 0.061 | 2.12 | 226 | 0.034 | 0.05 | DEER:Res:ClothesDishWasher | Annual | 1719 |  | Appl-CW-Top-GasDHW-ElecDry-Tier3DEER2018 | Appl-CW-Top-GasDHW-ElecDry-Tier3AnyMFm1975CZ14DEER2018 | 9177
Appl-CW-Top-GasDHW-GasDry-Tier2 | DEER2018 | D17 v3 |  | Any | MFm | 2003 | CZ10 | rDXGF | Household | 1 | 1073.2 | None | 60.3 | 0.019 | 14.6 | 32 | 0.008 | 5.65 | 60.3 | 0.019 | 14.6 | 32 | 0.008 | 5.65 | DEER:Res:ClothesDishWasher | Annual | 1719 |  | Appl-CW-Top-GasDHW-GasDry-Tier2DEER2018 | Appl-CW-Top-GasDHW-GasDry-Tier2AnyMFm2003CZ10DEER2018 | 9178
Appl-CW-Top-GasDHW-ElecDry-Tier3 | DEER2018 | D17 v3 |  | Any | MFm | 2007 | CZ14 | rDXGF | Household | 1 | 1094.6 | None | 419 | 0.061 | 2.41 | 225 | 0.033 | 0.21 | 419 | 0.061 | 2.41 | 225 | 0.033 | 0.21 | DEER:Res:ClothesDishWasher | Annual | 1719 |  | Appl-CW-Top-GasDHW-ElecDry-Tier3DEER2018 | Appl-CW-Top-GasDHW-ElecDry-Tier3AnyMFm2007CZ14DEER2018 | 9179
Appl-CW-Top-GasDHW-ElecDry-Tier3 | DEER2018 | D17 v3 |  | Any | MFm | 2015 | CZ14 | rDXGF | Household | 1 | 1094.6 | None | 419 | 0.062 | 2.49 | 224 | 0.034 | 0.24 | 419 | 0.062 | 2.49 | 224 | 0.034 | 0.24 | DEER:Res:ClothesDishWasher | Annual | 1719 |  | Appl-CW-Top-GasDHW-ElecDry-Tier3DEER2018 | Appl-CW-Top-GasDHW-ElecDry-Tier3AnyMFm2015CZ14DEER2018 | 9180
Appl-CW-Top-GasDHW-GasDry-Tier3 | DEER2018 | D17 v3 |  | Any | MFm | 1996 | CZ06 | rDXGF | Household | 1 | 1169.1 | None | 66 | 0.019 | 16.1 | 38.8 | 0.012 | 7.37 | 66 | 0.019 | 16.1 | 38.8 | 0.012 | 7.37 | DEER:Res:ClothesDishWasher | Annual | 1719 |  | Appl-CW-Top-GasDHW-GasDry-Tier3DEER2018 | Appl-CW-Top-GasDHW-GasDry-Tier3AnyMFm1996CZ06DEER2018 | 9181
Appl-CW-Top-GasDHW-GasDry-Tier3 | DEER2018 | D17 v3 |  | Any | MFm | 2011 | CZ14 | rDXGF | Household | 1 | 1094.6 | None | 68.2 | 0.012 | 16 | 41.4 | 0.008 | 7.4 | 68.2 | 0.012 | 16 | 41.4 | 0.008 | 7.4 | DEER:Res:ClothesDishWasher | Annual | 1719 |  | Appl-CW-Top-GasDHW-GasDry-Tier3DEER2018 | Appl-CW-Top-GasDHW-GasDry-Tier3AnyMFm2011CZ14DEER2018 | 9182
Appl-CW-Top-GasDHW-GasDry-Tier3 | DEER2018 | D17 v3 |  | Any | MFm | 1985 | CZ14 | rDXGF | Household | 1 | 1407.2 | None | 71.1 | 0.016 | 15.9 | 41.5 | 0.009 | 7.3 | 71.1 | 0.016 | 15.9 | 41.5 | 0.009 | 7.3 | DEER:Res:ClothesDishWasher | Annual | 1719 |  | Appl-CW-Top-GasDHW-GasDry-Tier3DEER2018 | Appl-CW-Top-GasDHW-GasDry-Tier3AnyMFm1985CZ14DEER2018 | 9183
Appl-CW-Top-GasDHW-ElecDry-Tier2 | DEER2018 | D17 v3 |  | Any | MFm | 2003 | CZ10 | rDXGF | Household | 1 | 1073.2 | None | 352 | 0.058 | 3.26 | 159 | 0.027 | 0.81 | 352 | 0.058 | 3.26 | 159 | 0.027 | 0.81 | DEER:Res:ClothesDishWasher | Annual | 1719 |  | Appl-CW-Top-GasDHW-ElecDry-Tier2DEER2018 | Appl-CW-Top-GasDHW-ElecDry-Tier2AnyMFm2003CZ10DEER2018 | 9184
Appl-CW-Top-GasDHW-GasDry-Tier3 | DEER2018 | D17 v3 |  | Any | MFm | 2017 | CZ14 | rDXGF | Household | 1 | 1094.6 | None | 70.7 | 0.014 | 16.1 | 41 | 0.008 | 7.4 | 70.7 | 0.014 | 16.1 | 41 | 0.008 | 7.4 | DEER:Res:ClothesDishWasher | Annual | 1719 |  | Appl-CW-Top-GasDHW-GasDry-Tier3DEER2018 | Appl-CW-Top-GasDHW-GasDry-Tier3AnyMFm2017CZ14DEER2018 | 9185
Appl-CW-Top-GasDHW-ElecDry-Tier3 | DEER2018 | D17 v3 |  | Any | MFm | 1985 | CZ14 | rDXGF | Household | 1 | 1407.2 | None | 421 | 0.064 | 2.36 | 225 | 0.034 | 0.15 | 421 | 0.064 | 2.36 | 225 | 0.034 | 0.15 | DEER:Res:ClothesDishWasher | Annual | 1719 |  | Appl-CW-Top-GasDHW-ElecDry-Tier3DEER2018 | Appl-CW-Top-GasDHW-ElecDry-Tier3AnyMFm1985CZ14DEER2018 | 9186
Appl-CW-Top-GasDHW-ElecDry-Tier3 | DEER2018 | D17 v3 |  | Any | MFm | 2017 | CZ14 | rDXGF | Household | 1 | 1094.6 | None | 421 | 0.063 | 2.61 | 225 | 0.033 | 0.26 | 421 | 0.063 | 2.61 | 225 | 0.033 | 0.26 | DEER:Res:ClothesDishWasher | Annual | 1719 |  | Appl-CW-Top-GasDHW-ElecDry-Tier3DEER2018 | Appl-CW-Top-GasDHW-ElecDry-Tier3AnyMFm2017CZ14DEER2018 | 9187
Appl-CW-Top-GasDHW-ElecDry-Tier3 | DEER2018 | D17 v3 |  | Any | MFm | 2007 | CZ07 | rDXGF | Household | 1 | 1206 | None | 416 | 0.059 | 2.53 | 222 | 0.031 | 0.17 | 416 | 0.059 | 2.53 | 222 | 0.031 | 0.17 | DEER:Res:ClothesDishWasher | Annual | 1719 |  | Appl-CW-Top-GasDHW-ElecDry-Tier3DEER2018 | Appl-CW-Top-GasDHW-ElecDry-Tier3AnyMFm2007CZ07DEER2018 | 9188
Appl-CW-Top-GasDHW-GasDry-Tier3 | DEER2018 | D17 v3 |  | Any | MFm | 2003 | CZ06 | rDXGF | Household | 1 | 1206 | None | 64.1 | 0.019 | 16.3 | 37.5 | 0.01 | 7.47 | 64.1 | 0.019 | 16.3 | 37.5 | 0.01 | 7.47 | DEER:Res:ClothesDishWasher | Annual | 1719 |  | Appl-CW-Top-GasDHW-GasDry-Tier3DEER2018 | Appl-CW-Top-GasDHW-GasDry-Tier3AnyMFm2003CZ06DEER2018 | 9189
Appl-CW-Top-GasDHW-ElecDry-Tier3 | DEER2018 | D17 v3 |  | Any | MFm | 2003 | CZ14 | rDXGF | Household | 1 | 1094.6 | None | 422 | 0.063 | 2.47 | 226 | 0.034 | 0.22 | 422 | 0.063 | 2.47 | 226 | 0.034 | 0.22 | DEER:Res:ClothesDishWasher | Annual | 1719 |  | Appl-CW-Top-GasDHW-ElecDry-Tier3DEER2018 | Appl-CW-Top-GasDHW-ElecDry-Tier3AnyMFm2003CZ14DEER2018 | 9190
Appl-CW-Top-GasDHW-ElecDry-Tier3 | DEER2018 | D17 v3 |  | Any | DMo | MH72 | CZ07 | rDXGF | Household | 1 | 1196 | None | 422 | 0.065 | 2.6 | 225 | 0.036 | 0.28 | 422 | 0.065 | 2.6 | 225 | 0.036 | 0.28 | DEER:Res:ClothesDishWasher | Annual | 1719 |  | Appl-CW-Top-GasDHW-ElecDry-Tier3DEER2018 | Appl-CW-Top-GasDHW-ElecDry-Tier3AnyDMoMH72CZ07DEER2018 | 9191
Appl-CW-Top-GasDHW-ElecDry-Tier3 | DEER2018 | D17 v3 |  | Any | DMo | MH06 | CZ07 | rDXGF | Household | 1 | 1242 | None | 425 | 0.064 | 3.33 | 228 | 0.035 | 0.73 | 425 | 0.064 | 3.33 | 228 | 0.035 | 0.73 | DEER:Res:ClothesDishWasher | Annual | 1719 |  | Appl-CW-Top-GasDHW-ElecDry-Tier3DEER2018 | Appl-CW-Top-GasDHW-ElecDry-Tier3AnyDMoMH06CZ07DEER2018 | 9192
Appl-CW-Top-GasDHW-ElecDry-Tier3 | DEER2018 | D17 v3 |  | Any | DMo | MH00 | CZ07 | rDXGF | Household | 1 | 1242 | None | 418 | 0.066 | 2.22 | 224 | 0.036 | 0.1 | 418 | 0.066 | 2.22 | 224 | 0.036 | 0.1 | DEER:Res:ClothesDishWasher | Annual | 1719 |  | Appl-CW-Top-GasDHW-ElecDry-Tier3DEER2018 | Appl-CW-Top-GasDHW-ElecDry-Tier3AnyDMoMH00CZ07DEER2018 | 9193
Appl-CW-Top-GasDHW-ElecDry-Tier3 | DEER2018 | D17 v3 |  | Any | DMo | MH15 | CZ07 | rDXGF | Household | 1 | 1242 | None | 421 | 0.062 | 3.19 | 226 | 0.033 | 0.65 | 421 | 0.062 | 3.19 | 226 | 0.033 | 0.65 | DEER:Res:ClothesDishWasher | Annual | 1719 |  | Appl-CW-Top-GasDHW-ElecDry-Tier3DEER2018 | Appl-CW-Top-GasDHW-ElecDry-Tier3AnyDMoMH15CZ07DEER2018 | 9194
Appl-CW-Top-GasDHW-ElecDry-Tier3 | DEER2018 | D17 v3 |  | Any | MFm | 2017 | CZ07 | rDXGF | Household | 1 | 1206 | None | 419 | 0.062 | 2.89 | 224 | 0.033 | 0.44 | 419 | 0.062 | 2.89 | 224 | 0.033 | 0.44 | DEER:Res:ClothesDishWasher | Annual | 1719 |  | Appl-CW-Top-GasDHW-ElecDry-Tier3DEER2018 | Appl-CW-Top-GasDHW-ElecDry-Tier3AnyMFm2017CZ07DEER2018 | 9195
Appl-CW-Top-GasDHW-ElecDry-Tier3 | DEER2018 | D17 v3 |  | Any | MFm | 2015 | CZ07 | rDXGF | Household | 1 | 1206 | None | 419 | 0.061 | 2.89 | 224 | 0.032 | 0.44 | 419 | 0.061 | 2.89 | 224 | 0.032 | 0.44 | DEER:Res:ClothesDishWasher | Annual | 1719 |  | Appl-CW-Top-GasDHW-ElecDry-Tier3DEER2018 | Appl-CW-Top-GasDHW-ElecDry-Tier3AnyMFm2015CZ07DEER2018 | 9196
Appl-CW-Top-GasDHW-ElecDry-Tier3 | DEER2018 | D17 v3 |  | Any | MFm | 1996 | CZ14 | rDXGF | Household | 1 | 1086 | None | 423 | 0.062 | 2.54 | 227 | 0.033 | 0.27 | 423 | 0.062 | 2.54 | 227 | 0.033 | 0.27 | DEER:Res:ClothesDishWasher | Annual | 1719 |  | Appl-CW-Top-GasDHW-ElecDry-Tier3DEER2018 | Appl-CW-Top-GasDHW-ElecDry-Tier3AnyMFm1996CZ14DEER2018 | 9197
Appl-CW-Top-GasDHW-ElecDry-Tier3 | DEER2018 | D17 v3 |  | Any | MFm | 2011 | CZ07 | rDXGF | Household | 1 | 1206 | None | 421 | 0.062 | 2.94 | 226 | 0.033 | 0.48 | 421 | 0.062 | 2.94 | 226 | 0.033 | 0.48 | DEER:Res:ClothesDishWasher | Annual | 1719 |  | Appl-CW-Top-GasDHW-ElecDry-Tier3DEER2018 | Appl-CW-Top-GasDHW-ElecDry-Tier3AnyMFm2011CZ07DEER2018 | 9198
Appl-CW-Top-GasDHW-ElecDry-Tier3 | DEER2018 | D17 v3 |  | Any | DMo | MH06 | CZ14 | rDXGF | Household | 1 | 1242 | None | 421 | 0.064 | 1.74 | 226 | 0.034 | -0.19 | 421 | 0.064 | 1.74 | 226 | 0.034 | -0.19 | DEER:Res:ClothesDishWasher | Annual | 1719 |  | Appl-CW-Top-GasDHW-ElecDry-Tier3DEER2018 | Appl-CW-Top-GasDHW-ElecDry-Tier3AnyDMoMH06CZ14DEER2018 | 9199
Appl-CW-Top-GasDHW-ElecDry-Tier3 | DEER2018 | D17 v3 |  | Any | DMo | MH85 | CZ07 | rDXGF | Household | 1 | 1242 | None | 420 | 0.066 | 2.31 | 225 | 0.035 | 0.14 | 420 | 0.066 | 2.31 | 225 | 0.035 | 0.14 | DEER:Res:ClothesDishWasher | Annual | 1719 |  | Appl-CW-Top-GasDHW-ElecDry-Tier3DEER2018 | Appl-CW-Top-GasDHW-ElecDry-Tier3AnyDMoMH85CZ07DEER2018 | 9200
Appl-CW-Top-GasDHW-ElecDry-Tier3 | DEER2018 | D17 v3 |  | Any | DMo | MH15 | CZ14 | rDXGF | Household | 1 | 1242 | None | 419 | 0.063 | 1.65 | 225 | 0.034 | -0.23 | 419 | 0.063 | 1.65 | 225 | 0.034 | -0.23 | DEER:Res:ClothesDishWasher | Annual | 1719 |  | Appl-CW-Top-GasDHW-ElecDry-Tier3DEER2018 | Appl-CW-Top-GasDHW-ElecDry-Tier3AnyDMoMH15CZ14DEER2018 | 9201
Appl-CW-Top-GasDHW-GasDry-Tier3 | DEER2018 | D17 v3 |  | Any | MFm | 2003 | CZ14 | rDXGF | Household | 1 | 1094.6 | None | 72.3 | 0.014 | 16 | 42.3 | 0.008 | 7.35 | 72.3 | 0.014 | 16 | 42.3 | 0.008 | 7.35 | DEER:Res:ClothesDishWasher | Annual | 1719 |  | Appl-CW-Top-GasDHW-GasDry-Tier3DEER2018 | Appl-CW-Top-GasDHW-GasDry-Tier3AnyMFm2003CZ14DEER2018 | 9202
Appl-CW-Top-GasDHW-GasDry-Tier3 | DEER2018 | D17 v3 |  | Any | MFm | 2007 | CZ14 | rDXGF | Household | 1 | 1094.6 | None | 83.8 | 0.006 | 17.1 | 41.1 | 0.008 | 7.36 | 83.8 | 0.006 | 17.1 | 41.1 | 0.008 | 7.36 | DEER:Res:ClothesDishWasher | Annual | 1719 |  | Appl-CW-Top-GasDHW-GasDry-Tier3DEER2018 | Appl-CW-Top-GasDHW-GasDry-Tier3AnyMFm2007CZ14DEER2018 | 9203
Appl-CW-Top-GasDHW-GasDry-Tier3 | DEER2018 | D17 v3 |  | Any | DMo | MH15 | CZ14 | rDXGF | Household | 1 | 1242 | None | 74.8 | 0.015 | 15 | 43.8 | 0.009 | 6.79 | 74.8 | 0.015 | 15 | 43.8 | 0.009 | 6.79 | DEER:Res:ClothesDishWasher | Annual | 1719 |  | Appl-CW-Top-GasDHW-GasDry-Tier3DEER2018 | Appl-CW-Top-GasDHW-GasDry-Tier3AnyDMoMH15CZ14DEER2018 | 9204
Appl-CW-Top-GasDHW-GasDry-Tier3 | DEER2018 | D17 v3 |  | Any | DMo | MH85 | CZ07 | rDXGF | Household | 1 | 1242 | None | 75.9 | 0.018 | 15.7 | 43.7 | 0.01 | 7.18 | 75.9 | 0.018 | 15.7 | 43.7 | 0.01 | 7.18 | DEER:Res:ClothesDishWasher | Annual | 1719 |  | Appl-CW-Top-GasDHW-GasDry-Tier3DEER2018 | Appl-CW-Top-GasDHW-GasDry-Tier3AnyDMoMH85CZ07DEER2018 | 9205
Appl-CW-Top-GasDHW-GasDry-Tier3 | DEER2018 | D17 v3 |  | Any | DMo | MH06 | CZ14 | rDXGF | Household | 1 | 1242 | None | 76.6 | 0.016 | 15.1 | 44.9 | 0.009 | 6.83 | 76.6 | 0.016 | 15.1 | 44.9 | 0.009 | 6.83 | DEER:Res:ClothesDishWasher | Annual | 1719 |  | Appl-CW-Top-GasDHW-GasDry-Tier3DEER2018 | Appl-CW-Top-GasDHW-GasDry-Tier3AnyDMoMH06CZ14DEER2018 | 9206
Appl-CW-Top-GasDHW-GasDry-Tier3 | DEER2018 | D17 v3 |  | Any | MFm | 2011 | CZ07 | rDXGF | Household | 1 | 1206 | None | 71.6 | 0.014 | 16.5 | 41.9 | 0.008 | 7.63 | 71.6 | 0.014 | 16.5 | 41.9 | 0.008 | 7.63 | DEER:Res:ClothesDishWasher | Annual | 1719 |  | Appl-CW-Top-GasDHW-GasDry-Tier3DEER2018 | Appl-CW-Top-GasDHW-GasDry-Tier3AnyMFm2011CZ07DEER2018 | 9207
Appl-CW-Top-GasDHW-GasDry-Tier3 | DEER2018 | D17 v3 |  | Any | MFm | 1996 | CZ14 | rDXGF | Household | 1 | 1086 | None | 73 | 0.013 | 16.1 | 43 | 0.008 | 7.4 | 73 | 0.013 | 16.1 | 43 | 0.008 | 7.4 | DEER:Res:ClothesDishWasher | Annual | 1719 |  | Appl-CW-Top-GasDHW-GasDry-Tier3DEER2018 | Appl-CW-Top-GasDHW-GasDry-Tier3AnyMFm1996CZ14DEER2018 | 9208
Appl-CW-Top-GasDHW-GasDry-Tier3 | DEER2018 | D17 v3 |  | Any | MFm | 2007 | CZ07 | rDXGF | Household | 1 | 1206 | None | 68.4 | 0.014 | 16.2 | 39.2 | 0.007 | 7.36 | 68.4 | 0.014 | 16.2 | 39.2 | 0.007 | 7.36 | DEER:Res:ClothesDishWasher | Annual | 1719 |  | Appl-CW-Top-GasDHW-GasDry-Tier3DEER2018 | Appl-CW-Top-GasDHW-GasDry-Tier3AnyMFm2007CZ07DEER2018 | 9209
Appl-CW-Top-GasDHW-GasDry-Tier3 | DEER2018 | D17 v3 |  | Any | MFm | 2015 | CZ07 | rDXGF | Household | 1 | 1206 | None | 69.1 | 0.014 | 16.5 | 40.2 | 0.008 | 7.58 | 69.1 | 0.014 | 16.5 | 40.2 | 0.008 | 7.58 | DEER:Res:ClothesDishWasher | Annual | 1719 |  | Appl-CW-Top-GasDHW-GasDry-Tier3DEER2018 | Appl-CW-Top-GasDHW-GasDry-Tier3AnyMFm2015CZ07DEER2018 | 9210
Appl-CW-Top-GasDHW-GasDry-Tier3 | DEER2018 | D17 v3 |  | Any | MFm | 2017 | CZ07 | rDXGF | Household | 1 | 1206 | None | 69 | 0.013 | 16.5 | 40.7 | 0.008 | 7.59 | 69 | 0.013 | 16.5 | 40.7 | 0.008 | 7.59 | DEER:Res:ClothesDishWasher | Annual | 1719 |  | Appl-CW-Top-GasDHW-GasDry-Tier3DEER2018 | Appl-CW-Top-GasDHW-GasDry-Tier3AnyMFm2017CZ07DEER2018 | 9211
Appl-CW-Top-GasDHW-GasDry-Tier3 | DEER2018 | D17 v3 |  | Any | DMo | MH15 | CZ07 | rDXGF | Household | 1 | 1242 | None | 76.3 | 0.015 | 16.6 | 44.5 | 0.009 | 7.71 | 76.3 | 0.015 | 16.6 | 44.5 | 0.009 | 7.71 | DEER:Res:ClothesDishWasher | Annual | 1719 |  | Appl-CW-Top-GasDHW-GasDry-Tier3DEER2018 | Appl-CW-Top-GasDHW-GasDry-Tier3AnyDMoMH15CZ07DEER2018 | 9212
Appl-CW-Top-GasDHW-GasDry-Tier3 | DEER2018 | D17 v3 |  | Any | DMo | MH06 | CZ07 | rDXGF | Household | 1 | 1242 | None | 80.5 | 0.017 | 16.7 | 46.9 | 0.011 | 7.8 | 80.5 | 0.017 | 16.7 | 46.9 | 0.011 | 7.8 | DEER:Res:ClothesDishWasher | Annual | 1719 |  | Appl-CW-Top-GasDHW-GasDry-Tier3DEER2018 | Appl-CW-Top-GasDHW-GasDry-Tier3AnyDMoMH06CZ07DEER2018 | 9213
Appl-CW-Top-GasDHW-GasDry-Tier3 | DEER2018 | D17 v3 |  | Any | DMo | MH00 | CZ07 | rDXGF | Household | 1 | 1242 | None | 73.7 | 0.019 | 15.6 | 42.8 | 0.011 | 7.13 | 73.7 | 0.019 | 15.6 | 42.8 | 0.011 | 7.13 | DEER:Res:ClothesDishWasher | Annual | 1719 |  | Appl-CW-Top-GasDHW-GasDry-Tier3DEER2018 | Appl-CW-Top-GasDHW-GasDry-Tier3AnyDMoMH00CZ07DEER2018 | 9214
Appl-CW-Top-GasDHW-GasDry-Tier3 | DEER2018 | D17 v3 |  | Any | DMo | MH72 | CZ07 | rDXGF | Household | 1 | 1196 | None | 77.1 | 0.018 | 16 | 44.1 | 0.012 | 7.34 | 77.1 | 0.018 | 16 | 44.1 | 0.012 | 7.34 | DEER:Res:ClothesDishWasher | Annual | 1719 |  | Appl-CW-Top-GasDHW-GasDry-Tier3DEER2018 | Appl-CW-Top-GasDHW-GasDry-Tier3AnyDMoMH72CZ07DEER2018 | 9215
Appl-CW-Top-GasDHW-ElecDry-Tier3 | DEER2018 | D17 v3 |  | Any | MFm | 2003 | CZ07 | rDXGF | Household | 1 | 1206 | None | 419 | 0.062 | 2.85 | 224 | 0.033 | 0.45 | 419 | 0.062 | 2.85 | 224 | 0.033 | 0.45 | DEER:Res:ClothesDishWasher | Annual | 1719 |  | Appl-CW-Top-GasDHW-ElecDry-Tier3DEER2018 | Appl-CW-Top-GasDHW-ElecDry-Tier3AnyMFm2003CZ07DEER2018 | 9216
Appl-CW-Top-GasDHW-ElecDry-Tier3 | DEER2018 | D17 v3 |  | Any | MFm | 1985 | CZ07 | rDXGF | Household | 1 | 1295.2 | None | 413 | 0.063 | 2.82 | 221 | 0.033 | 0.4 | 413 | 0.063 | 2.82 | 221 | 0.033 | 0.4 | DEER:Res:ClothesDishWasher | Annual | 1719 |  | Appl-CW-Top-GasDHW-ElecDry-Tier3DEER2018 | Appl-CW-Top-GasDHW-ElecDry-Tier3AnyMFm1985CZ07DEER2018 | 9217
Appl-CW-Top-GasDHW-GasDry-Tier3 | DEER2018 | D17 v3 |  | Any | DMo | MH72 | CZ14 | rDXGF | Household | 1 | 1196 | None | 80.1 | 0.02 | 15.5 | 46.6 | 0.012 | 7.09 | 80.1 | 0.02 | 15.5 | 46.6 | 0.012 | 7.09 | DEER:Res:ClothesDishWasher | Annual | 1719 |  | Appl-CW-Top-GasDHW-GasDry-Tier3DEER2018 | Appl-CW-Top-GasDHW-GasDry-Tier3AnyDMoMH72CZ14DEER2018 | 9218
Appl-CW-Top-GasDHW-ElecDry-Tier3 | DEER2018 | D17 v3 |  | Any | DMo | MH85 | CZ14 | rDXGF | Household | 1 | 1242 | None | 425 | 0.066 | 1.47 | 227 | 0.036 | -0.32 | 425 | 0.066 | 1.47 | 227 | 0.036 | -0.32 | DEER:Res:ClothesDishWasher | Annual | 1719 |  | Appl-CW-Top-GasDHW-ElecDry-Tier3DEER2018 | Appl-CW-Top-GasDHW-ElecDry-Tier3AnyDMoMH85CZ14DEER2018 | 9219
Appl-CW-Top-GasDHW-ElecDry-Tier3 | DEER2018 | D17 v3 |  | Any | DMo | MH72 | CZ14 | rDXGF | Household | 1 | 1196 | None | 425 | 0.067 | 2.16 | 228 | 0.036 | 0.05 | 425 | 0.067 | 2.16 | 228 | 0.036 | 0.05 | DEER:Res:ClothesDishWasher | Annual | 1719 |  | Appl-CW-Top-GasDHW-ElecDry-Tier3DEER2018 | Appl-CW-Top-GasDHW-ElecDry-Tier3AnyDMoMH72CZ14DEER2018 | 9220
Appl-CW-Top-GasDHW-GasDry-Tier3 | DEER2018 | D17 v3 |  | Any | DMo | MH85 | CZ14 | rDXGF | Household | 1 | 1242 | None | 80.8 | 0.019 | 14.8 | 46.5 | 0.011 | 6.69 | 80.8 | 0.019 | 14.8 | 46.5 | 0.011 | 6.69 | DEER:Res:ClothesDishWasher | Annual | 1719 |  | Appl-CW-Top-GasDHW-GasDry-Tier3DEER2018 | Appl-CW-Top-GasDHW-GasDry-Tier3AnyDMoMH85CZ14DEER2018 | 9221
Appl-CW-Top-GasDHW-GasDry-Tier3 | DEER2018 | D17 v3 |  | Any | DMo | MH00 | CZ14 | rDXGF | Household | 1 | 1242 | None | 79.1 | 0.02 | 14.8 | 45.7 | 0.011 | 6.68 | 79.1 | 0.02 | 14.8 | 45.7 | 0.011 | 6.68 | DEER:Res:ClothesDishWasher | Annual | 1719 |  | Appl-CW-Top-GasDHW-GasDry-Tier3DEER2018 | Appl-CW-Top-GasDHW-GasDry-Tier3AnyDMoMH00CZ14DEER2018 | 9222
Appl-CW-Top-GasDHW-ElecDry-Tier3 | DEER2018 | D17 v3 |  | Any | DMo | MH00 | CZ14 | rDXGF | Household | 1 | 1242 | None | 427 | 0.067 | 1.49 | 230 | 0.036 | -0.32 | 427 | 0.067 | 1.49 | 230 | 0.036 | -0.32 | DEER:Res:ClothesDishWasher | Annual | 1719 |  | Appl-CW-Top-GasDHW-ElecDry-Tier3DEER2018 | Appl-CW-Top-GasDHW-ElecDry-Tier3AnyDMoMH00CZ14DEER2018 | 9223
Appl-CW-Top-GasDHW-GasDry-Tier3 | DEER2018 | D17 v3 |  | Any | MFm | 2015 | CZ11 | rDXGF | Household | 1 | 1073.2 | None | 68.2 | 0.014 | 16.1 | 40 | 0.008 | 7.38 | 68.2 | 0.014 | 16.1 | 40 | 0.008 | 7.38 | DEER:Res:ClothesDishWasher | Annual | 1719 |  | Appl-CW-Top-GasDHW-GasDry-Tier3DEER2018 | Appl-CW-Top-GasDHW-GasDry-Tier3AnyMFm2015CZ11DEER2018 | 9224
Appl-CW-Top-GasDHW-ElecDry-Tier3 | DEER2018 | D17 v3 |  | Any | MFm | 2011 | CZ11 | rDXGF | Household | 1 | 1073.2 | None | 419 | 0.062 | 2.48 | 224 | 0.033 | 0.22 | 419 | 0.062 | 2.48 | 224 | 0.033 | 0.22 | DEER:Res:ClothesDishWasher | Annual | 1719 |  | Appl-CW-Top-GasDHW-ElecDry-Tier3DEER2018 | Appl-CW-Top-GasDHW-ElecDry-Tier3AnyMFm2011CZ11DEER2018 | 9225
Appl-CW-Top-GasDHW-GasDry-Tier3 | DEER2018 | D17 v3 |  | Any | MFm | 1975 | CZ07 | rDXGF | Household | 1 | 1047.7 | None | 62.3 | 0.013 | 16.2 | 35.3 | 0.006 | 7.32 | 62.3 | 0.013 | 16.2 | 35.3 | 0.006 | 7.32 | DEER:Res:ClothesDishWasher | Annual | 1719 |  | Appl-CW-Top-GasDHW-GasDry-Tier3DEER2018 | Appl-CW-Top-GasDHW-GasDry-Tier3AnyMFm1975CZ07DEER2018 | 9226
Appl-CW-Top-GasDHW-GasDry-Tier3 | DEER2018 | D17 v3 |  | Any | MFm | 2007 | CZ11 | rDXGF | Household | 1 | 1073.2 | None | 67.9 | 0.013 | 15.9 | 45.2 | 0.012 | 7.53 | 67.9 | 0.013 | 15.9 | 45.2 | 0.012 | 7.53 | DEER:Res:ClothesDishWasher | Annual | 1719 |  | Appl-CW-Top-GasDHW-GasDry-Tier3DEER2018 | Appl-CW-Top-GasDHW-GasDry-Tier3AnyMFm2007CZ11DEER2018 | 9227
Appl-CW-Top-GasDHW-ElecDry-Tier3 | DEER2018 | D17 v3 |  | Any | MFm | 2007 | CZ11 | rDXGF | Household | 1 | 1073.2 | None | 418 | 0.062 | 2.37 | 226 | 0.035 | 0.28 | 418 | 0.062 | 2.37 | 226 | 0.035 | 0.28 | DEER:Res:ClothesDishWasher | Annual | 1719 |  | Appl-CW-Top-GasDHW-ElecDry-Tier3DEER2018 | Appl-CW-Top-GasDHW-ElecDry-Tier3AnyMFm2007CZ11DEER2018 | 9228
Appl-CW-Top-GasDHW-GasDry-Tier3 | DEER2018 | D17 v3 |  | Any | MFm | 2011 | CZ11 | rDXGF | Household | 1 | 1073.2 | None | 69 | 0.014 | 16 | 40.1 | 0.007 | 7.36 | 69 | 0.014 | 16 | 40.1 | 0.007 | 7.36 | DEER:Res:ClothesDishWasher | Annual | 1719 |  | Appl-CW-Top-GasDHW-GasDry-Tier3DEER2018 | Appl-CW-Top-GasDHW-GasDry-Tier3AnyMFm2011CZ11DEER2018 | 9229
Appl-CW-Top-GasDHW-GasDry-Tier3 | DEER2018 | D17 v3 |  | Any | MFm | 2003 | CZ07 | rDXGF | Household | 1 | 1206 | None | 69.1 | 0.013 | 16.4 | 40.6 | 0.008 | 7.6 | 69.1 | 0.013 | 16.4 | 40.6 | 0.008 | 7.6 | DEER:Res:ClothesDishWasher | Annual | 1719 |  | Appl-CW-Top-GasDHW-GasDry-Tier3DEER2018 | Appl-CW-Top-GasDHW-GasDry-Tier3AnyMFm2003CZ07DEER2018 | 9230
Appl-CW-Top-GasDHW-GasDry-Tier3 | DEER2018 | D17 v3 |  | Any | MFm | 1985 | CZ07 | rDXGF | Household | 1 | 1295.2 | None | 63.1 | 0.014 | 16.4 | 37.2 | 0.008 | 7.56 | 63.1 | 0.014 | 16.4 | 37.2 | 0.008 | 7.56 | DEER:Res:ClothesDishWasher | Annual | 1719 |  | Appl-CW-Top-GasDHW-GasDry-Tier3DEER2018 | Appl-CW-Top-GasDHW-GasDry-Tier3AnyMFm1985CZ07DEER2018 | 9231
Appl-CW-Top-GasDHW-ElecDry-Tier3 | DEER2018 | D17 v3 |  | Any | MFm | 2017 | CZ11 | rDXGF | Household | 1 | 1073.2 | None | 417 | 0.061 | 2.54 | 223 | 0.032 | 0.25 | 417 | 0.061 | 2.54 | 223 | 0.032 | 0.25 | DEER:Res:ClothesDishWasher | Annual | 1719 |  | Appl-CW-Top-GasDHW-ElecDry-Tier3DEER2018 | Appl-CW-Top-GasDHW-ElecDry-Tier3AnyMFm2017CZ11DEER2018 | 9232
Appl-CW-Top-GasDHW-ElecDry-Tier3 | DEER2018 | D17 v3 |  | Any | MFm | 2015 | CZ11 | rDXGF | Household | 1 | 1073.2 | None | 418 | 0.062 | 2.5 | 224 | 0.034 | 0.24 | 418 | 0.062 | 2.5 | 224 | 0.034 | 0.24 | DEER:Res:ClothesDishWasher | Annual | 1719 |  | Appl-CW-Top-GasDHW-ElecDry-Tier3DEER2018 | Appl-CW-Top-GasDHW-ElecDry-Tier3AnyMFm2015CZ11DEER2018 | 9233
Appl-CW-Top-GasDHW-ElecDry-Tier3 | DEER2018 | D17 v3 |  | Any | MFm | 2003 | CZ11 | rDXGF | Household | 1 | 1073.2 | None | 420 | 0.063 | 2.37 | 225 | 0.034 | 0.17 | 420 | 0.063 | 2.37 | 225 | 0.034 | 0.17 | DEER:Res:ClothesDishWasher | Annual | 1719 |  | Appl-CW-Top-GasDHW-ElecDry-Tier3DEER2018 | Appl-CW-Top-GasDHW-ElecDry-Tier3AnyMFm2003CZ11DEER2018 | 9234
Appl-CW-Top-GasDHW-GasDry-Tier3 | DEER2018 | D17 v3 |  | Any | MFm | 2003 | CZ11 | rDXGF | Household | 1 | 1073.2 | None | 70.6 | 0.015 | 15.9 | 41.3 | 0.009 | 7.3 | 70.6 | 0.015 | 15.9 | 41.3 | 0.009 | 7.3 | DEER:Res:ClothesDishWasher | Annual | 1719 |  | Appl-CW-Top-GasDHW-GasDry-Tier3DEER2018 | Appl-CW-Top-GasDHW-GasDry-Tier3AnyMFm2003CZ11DEER2018 | 9235
Appl-CW-Top-GasDHW-ElecDry-Tier3 | DEER2018 | D17 v3 |  | Any | MFm | 1975 | CZ07 | rDXGF | Household | 1 | 1047.7 | None | 412 | 0.061 | 2.62 | 219 | 0.032 | 0.19 | 412 | 0.061 | 2.62 | 219 | 0.032 | 0.19 | DEER:Res:ClothesDishWasher | Annual | 1719 |  | Appl-CW-Top-GasDHW-ElecDry-Tier3DEER2018 | Appl-CW-Top-GasDHW-ElecDry-Tier3AnyMFm1975CZ07DEER2018 | 9236
Appl-CW-Top-GasDHW-GasDry-Tier3 | DEER2018 | D17 v3 |  | Any | MFm | 2017 | CZ11 | rDXGF | Household | 1 | 1073.2 | None | 66.4 | 0.012 | 16.1 | 38 | 0.006 | 7.35 | 66.4 | 0.012 | 16.1 | 38 | 0.006 | 7.35 | DEER:Res:ClothesDishWasher | Annual | 1719 |  | Appl-CW-Top-GasDHW-GasDry-Tier3DEER2018 | Appl-CW-Top-GasDHW-GasDry-Tier3AnyMFm2017CZ11DEER2018 | 9237
Appl-CW-Top-GasDHW-GasDry-Tier3 | DEER2018 | D17 v3 |  | Any | MFm | 1975 | CZ11 | rDXGF | Household | 1 | 1098.9 | None | 67.2 | 0.018 | 15.6 | 39.4 | 0.01 | 7.12 | 67.2 | 0.018 | 15.6 | 39.4 | 0.01 | 7.12 | DEER:Res:ClothesDishWasher | Annual | 1719 |  | Appl-CW-Top-GasDHW-GasDry-Tier3DEER2018 | Appl-CW-Top-GasDHW-GasDry-Tier3AnyMFm1975CZ11DEER2018 | 9238
Appl-CW-Top-GasDHW-ElecDry-Tier3 | DEER2018 | D17 v3 |  | Any | MFm | 1975 | CZ11 | rDXGF | Household | 1 | 1098.9 | None | 417 | 0.066 | 2.06 | 223 | 0.035 | -0.01 | 417 | 0.066 | 2.06 | 223 | 0.035 | -0.01 | DEER:Res:ClothesDishWasher | Annual | 1719 |  | Appl-CW-Top-GasDHW-ElecDry-Tier3DEER2018 | Appl-CW-Top-GasDHW-ElecDry-Tier3AnyMFm1975CZ11DEER2018 | 9239
Appl-CW-Top-GasDHW-ElecDry-Tier3 | DEER2018 | D17 v3 |  | Any | DMo | MH72 | CZ11 | rDXGF | Household | 1 | 1196 | None | 422 | 0.068 | 2.06 | 226 | 0.037 | 0.02 | 422 | 0.068 | 2.06 | 226 | 0.037 | 0.02 | DEER:Res:ClothesDishWasher | Annual | 1719 |  | Appl-CW-Top-GasDHW-ElecDry-Tier3DEER2018 | Appl-CW-Top-GasDHW-ElecDry-Tier3AnyDMoMH72CZ11DEER2018 | 9240
Appl-CW-Top-GasDHW-GasDry-Tier3 | DEER2018 | D17 v3 |  | Any | DMo | MH00 | CZ11 | rDXGF | Household | 1 | 1242 | None | 77.5 | 0.023 | 14.9 | 44.9 | 0.013 | 6.76 | 77.5 | 0.023 | 14.9 | 44.9 | 0.013 | 6.76 | DEER:Res:ClothesDishWasher | Annual | 1719 |  | Appl-CW-Top-GasDHW-GasDry-Tier3DEER2018 | Appl-CW-Top-GasDHW-GasDry-Tier3AnyDMoMH00CZ11DEER2018 | 9241
Appl-CW-Top-GasDHW-GasDry-Tier3 | DEER2018 | D17 v3 |  | Any | DMo | MH15 | CZ11 | rDXGF | Household | 1 | 1242 | None | 72.7 | 0.015 | 15.1 | 42.6 | 0.009 | 6.86 | 72.7 | 0.015 | 15.1 | 42.6 | 0.009 | 6.86 | DEER:Res:ClothesDishWasher | Annual | 1719 |  | Appl-CW-Top-GasDHW-GasDry-Tier3DEER2018 | Appl-CW-Top-GasDHW-GasDry-Tier3AnyDMoMH15CZ11DEER2018 | 9242
Appl-CW-Top-GasDHW-ElecDry-Tier3 | DEER2018 | D17 v3 |  | Any | DMo | MH85 | CZ11 | rDXGF | Household | 1 | 1242 | None | 422 | 0.067 | 1.44 | 226 | 0.036 | -0.33 | 422 | 0.067 | 1.44 | 226 | 0.036 | -0.33 | DEER:Res:ClothesDishWasher | Annual | 1719 |  | Appl-CW-Top-GasDHW-ElecDry-Tier3DEER2018 | Appl-CW-Top-GasDHW-ElecDry-Tier3AnyDMoMH85CZ11DEER2018 | 9243
Appl-CW-Top-GasDHW-ElecDry-Tier3 | DEER2018 | D17 v3 |  | Any | DMo | MH00 | CZ11 | rDXGF | Household | 1 | 1242 | None | 422 | 0.07 | 1.59 | 226 | 0.038 | -0.26 | 422 | 0.07 | 1.59 | 226 | 0.038 | -0.26 | DEER:Res:ClothesDishWasher | Annual | 1719 |  | Appl-CW-Top-GasDHW-ElecDry-Tier3DEER2018 | Appl-CW-Top-GasDHW-ElecDry-Tier3AnyDMoMH00CZ11DEER2018 | 9244
Appl-CW-Top-GasDHW-ElecDry-Tier3 | DEER2018 | D17 v3 |  | Any | DMo | MH06 | CZ11 | rDXGF | Household | 1 | 1242 | None | 418 | 0.068 | 2.02 | 224 | 0.037 | -0.01 | 418 | 0.068 | 2.02 | 224 | 0.037 | -0.01 | DEER:Res:ClothesDishWasher | Annual | 1719 |  | Appl-CW-Top-GasDHW-ElecDry-Tier3DEER2018 | Appl-CW-Top-GasDHW-ElecDry-Tier3AnyDMoMH06CZ11DEER2018 | 9245
Appl-CW-Top-GasDHW-GasDry-Tier3 | DEER2018 | D17 v3 |  | Any | MFm | 1985 | CZ11 | rDXGF | Household | 1 | 1150 | None | 67.5 | 0.018 | 15.6 | 39.6 | 0.011 | 7.13 | 67.5 | 0.018 | 15.6 | 39.6 | 0.011 | 7.13 | DEER:Res:ClothesDishWasher | Annual | 1719 |  | Appl-CW-Top-GasDHW-GasDry-Tier3DEER2018 | Appl-CW-Top-GasDHW-GasDry-Tier3AnyMFm1985CZ11DEER2018 | 9246
Appl-CW-Top-GasDHW-ElecDry-Tier3 | DEER2018 | D17 v3 |  | Any | MFm | 1985 | CZ11 | rDXGF | Household | 1 | 1150 | None | 417 | 0.066 | 2.06 | 223 | 0.036 | 0 | 417 | 0.066 | 2.06 | 223 | 0.036 | 0 | DEER:Res:ClothesDishWasher | Annual | 1719 |  | Appl-CW-Top-GasDHW-ElecDry-Tier3DEER2018 | Appl-CW-Top-GasDHW-ElecDry-Tier3AnyMFm1985CZ11DEER2018 | 9247
Appl-CW-Top-GasDHW-GasDry-Tier3 | DEER2018 | D17 v3 |  | Any | DMo | MH85 | CZ11 | rDXGF | Household | 1 | 1242 | None | 77.4 | 0.021 | 14.8 | 45.3 | 0.012 | 6.68 | 77.4 | 0.021 | 14.8 | 45.3 | 0.012 | 6.68 | DEER:Res:ClothesDishWasher | Annual | 1719 |  | Appl-CW-Top-GasDHW-GasDry-Tier3DEER2018 | Appl-CW-Top-GasDHW-GasDry-Tier3AnyDMoMH85CZ11DEER2018 | 9248
Appl-CW-Top-GasDHW-GasDry-Tier3 | DEER2018 | D17 v3 |  | Any | DMo | MH06 | CZ11 | rDXGF | Household | 1 | 1242 | None | 73.9 | 0.02 | 15.4 | 43.5 | 0.012 | 7.01 | 73.9 | 0.02 | 15.4 | 43.5 | 0.012 | 7.01 | DEER:Res:ClothesDishWasher | Annual | 1719 |  | Appl-CW-Top-GasDHW-GasDry-Tier3DEER2018 | Appl-CW-Top-GasDHW-GasDry-Tier3AnyDMoMH06CZ11DEER2018 | 9249
Appl-CW-Top-GasDHW-ElecDry-Tier3 | DEER2018 | D17 v3 |  | Any | DMo | MH15 | CZ11 | rDXGF | Household | 1 | 1242 | None | 417 | 0.063 | 1.81 | 224 | 0.034 | -0.14 | 417 | 0.063 | 1.81 | 224 | 0.034 | -0.14 | DEER:Res:ClothesDishWasher | Annual | 1719 |  | Appl-CW-Top-GasDHW-ElecDry-Tier3DEER2018 | Appl-CW-Top-GasDHW-ElecDry-Tier3AnyDMoMH15CZ11DEER2018 | 9250
Appl-CW-Top-GasDHW-GasDry-Tier3 | DEER2018 | D17 v3 |  | Any | DMo | MH72 | CZ11 | rDXGF | Household | 1 | 1196 | None | 77.1 | 0.022 | 15.4 | 44.9 | 0.013 | 7.05 | 77.1 | 0.022 | 15.4 | 44.9 | 0.013 | 7.05 | DEER:Res:ClothesDishWasher | Annual | 1719 |  | Appl-CW-Top-GasDHW-GasDry-Tier3DEER2018 | Appl-CW-Top-GasDHW-GasDry-Tier3AnyDMoMH72CZ11DEER2018 | 9251
Appl-CW-Top-GasDHW-ElecDry-Tier3 | DEER2018 | D17 v3 |  | Any | MFm | 1985 | CZ09 | rDXGF | Household | 1 | 1438.9 | None | 421 | 0.064 | 2.43 | 225 | 0.034 | 0.2 | 421 | 0.064 | 2.43 | 225 | 0.034 | 0.2 | DEER:Res:ClothesDishWasher | Annual | 1719 |  | Appl-CW-Top-GasDHW-ElecDry-Tier3DEER2018 | Appl-CW-Top-GasDHW-ElecDry-Tier3AnyMFm1985CZ09DEER2018 | 9252
Appl-CW-Top-GasDHW-GasDry-Tier3 | DEER2018 | D17 v3 |  | Any | MFm | 1985 | CZ09 | rDXGF | Household | 1 | 1438.9 | None | 70.7 | 0.016 | 16 | 41.2 | 0.009 | 7.35 | 70.7 | 0.016 | 16 | 41.2 | 0.009 | 7.35 | DEER:Res:ClothesDishWasher | Annual | 1719 |  | Appl-CW-Top-GasDHW-GasDry-Tier3DEER2018 | Appl-CW-Top-GasDHW-GasDry-Tier3AnyMFm1985CZ09DEER2018 | 9253
Appl-CW-Top-GasDHW-ElecDry-Tier3 | DEER2018 | D17 v3 |  | Any | MFm | 1996 | CZ07 | rDXGF | Household | 1 | 1169.1 | None | 417 | 0.064 | 3.37 | 223 | 0.034 | 0.71 | 417 | 0.064 | 3.37 | 223 | 0.034 | 0.71 | DEER:Res:ClothesDishWasher | Annual | 1719 |  | Appl-CW-Top-GasDHW-ElecDry-Tier3DEER2018 | Appl-CW-Top-GasDHW-ElecDry-Tier3AnyMFm1996CZ07DEER2018 | 9254
Appl-CW-Top-GasDHW-ElecDry-Tier3 | DEER2018 | D17 v3 |  | Any | MFm | 2007 | CZ08 | rDXGF | Household | 1 | 1206 | None | 414 | 0.056 | 2.64 | 220 | 0.027 | 0.23 | 414 | 0.056 | 2.64 | 220 | 0.027 | 0.23 | DEER:Res:ClothesDishWasher | Annual | 1719 |  | Appl-CW-Top-GasDHW-ElecDry-Tier3DEER2018 | Appl-CW-Top-GasDHW-ElecDry-Tier3AnyMFm2007CZ08DEER2018 | 9255
Appl-CW-Top-GasDHW-GasDry-Tier3 | DEER2018 | D17 v3 |  | Any | MFm | 1975 | CZ09 | rDXGF | Household | 1 | 1216.8 | None | 70.9 | 0.016 | 16.1 | 41.4 | 0.009 | 7.42 | 70.9 | 0.016 | 16.1 | 41.4 | 0.009 | 7.42 | DEER:Res:ClothesDishWasher | Annual | 1719 |  | Appl-CW-Top-GasDHW-GasDry-Tier3DEER2018 | Appl-CW-Top-GasDHW-GasDry-Tier3AnyMFm1975CZ09DEER2018 | 9256
Appl-CW-Top-GasDHW-ElecDry-Tier3 | DEER2018 | D17 v3 |  | Any | MFm | 2007 | CZ09 | rDXGF | Household | 1 | 1126.6 | None | 416 | 0.064 | 2.71 | 223 | 0.034 | 0.37 | 416 | 0.064 | 2.71 | 223 | 0.034 | 0.37 | DEER:Res:ClothesDishWasher | Annual | 1719 |  | Appl-CW-Top-GasDHW-ElecDry-Tier3DEER2018 | Appl-CW-Top-GasDHW-ElecDry-Tier3AnyMFm2007CZ09DEER2018 | 9257
Appl-CW-Top-GasDHW-ElecDry-Tier3 | DEER2018 | D17 v3 |  | Any | MFm | 1996 | CZ11 | rDXGF | Household | 1 | 1031.9 | None | 419 | 0.065 | 2.62 | 225 | 0.036 | 0.33 | 419 | 0.065 | 2.62 | 225 | 0.036 | 0.33 | DEER:Res:ClothesDishWasher | Annual | 1719 |  | Appl-CW-Top-GasDHW-ElecDry-Tier3DEER2018 | Appl-CW-Top-GasDHW-ElecDry-Tier3AnyMFm1996CZ11DEER2018 | 9258
Appl-CW-Top-GasDHW-ElecDry-Tier3 | DEER2018 | D17 v3 |  | Any | MFm | 2015 | CZ08 | rDXGF | Household | 1 | 1206 | None | 420 | 0.063 | 3 | 225 | 0.035 | 0.55 | 420 | 0.063 | 3 | 225 | 0.035 | 0.55 | DEER:Res:ClothesDishWasher | Annual | 1719 |  | Appl-CW-Top-GasDHW-ElecDry-Tier3DEER2018 | Appl-CW-Top-GasDHW-ElecDry-Tier3AnyMFm2015CZ08DEER2018 | 9259
Appl-CW-Top-GasDHW-GasDry-Tier3 | DEER2018 | D17 v3 |  | Any | MFm | 1996 | CZ07 | rDXGF | Household | 1 | 1169.1 | None | 66.6 | 0.015 | 17 | 39.2 | 0.008 | 7.88 | 66.6 | 0.015 | 17 | 39.2 | 0.008 | 7.88 | DEER:Res:ClothesDishWasher | Annual | 1719 |  | Appl-CW-Top-GasDHW-GasDry-Tier3DEER2018 | Appl-CW-Top-GasDHW-GasDry-Tier3AnyMFm1996CZ07DEER2018 | 9260
Appl-CW-Top-GasDHW-GasDry-Tier3 | DEER2018 | D17 v3 |  | Any | MFm | 2007 | CZ08 | rDXGF | Household | 1 | 1206 | None | 68.7 | 0.014 | 16.4 | 40.4 | 0.008 | 7.59 | 68.7 | 0.014 | 16.4 | 40.4 | 0.008 | 7.59 | DEER:Res:ClothesDishWasher | Annual | 1719 |  | Appl-CW-Top-GasDHW-GasDry-Tier3DEER2018 | Appl-CW-Top-GasDHW-GasDry-Tier3AnyMFm2007CZ08DEER2018 | 9261
Appl-CW-Top-GasDHW-ElecDry-Tier3 | DEER2018 | D17 v3 |  | Any | DMo | MH72 | CZ08 | rDXGF | Household | 1 | 1196 | None | 424 | 0.068 | 2.59 | 227 | 0.037 | 0.31 | 424 | 0.068 | 2.59 | 227 | 0.037 | 0.31 | DEER:Res:ClothesDishWasher | Annual | 1719 |  | Appl-CW-Top-GasDHW-ElecDry-Tier3DEER2018 | Appl-CW-Top-GasDHW-ElecDry-Tier3AnyDMoMH72CZ08DEER2018 | 9262
Appl-CW-Top-GasDHW-GasDry-Tier3 | DEER2018 | D17 v3 |  | Any | DMo | MH15 | CZ08 | rDXGF | Household | 1 | 1242 | None | 77.2 | 0.016 | 16.1 | 44.8 | 0.009 | 7.42 | 77.2 | 0.016 | 16.1 | 44.8 | 0.009 | 7.42 | DEER:Res:ClothesDishWasher | Annual | 1719 |  | Appl-CW-Top-GasDHW-GasDry-Tier3DEER2018 | Appl-CW-Top-GasDHW-GasDry-Tier3AnyDMoMH15CZ08DEER2018 | 9263
Appl-CW-Top-GasDHW-GasDry-Tier3 | DEER2018 | D17 v3 |  | Any | DMo | MH72 | CZ09 | rDXGF | Household | 1 | 1196 | None | 82.7 | 0.019 | 15.8 | 48.5 | 0.011 | 7.28 | 82.7 | 0.019 | 15.8 | 48.5 | 0.011 | 7.28 | DEER:Res:ClothesDishWasher | Annual | 1719 |  | Appl-CW-Top-GasDHW-GasDry-Tier3DEER2018 | Appl-CW-Top-GasDHW-GasDry-Tier3AnyDMoMH72CZ09DEER2018 | 9264
Appl-CW-Top-GasDHW-GasDry-Tier3 | DEER2018 | D17 v3 |  | Any | MFm | 2015 | CZ08 | rDXGF | Household | 1 | 1206 | None | 70.1 | 0.015 | 16.6 | 41.5 | 0.009 | 7.7 | 70.1 | 0.015 | 16.6 | 41.5 | 0.009 | 7.7 | DEER:Res:ClothesDishWasher | Annual | 1719 |  | Appl-CW-Top-GasDHW-GasDry-Tier3DEER2018 | Appl-CW-Top-GasDHW-GasDry-Tier3AnyMFm2015CZ08DEER2018 | 9265
Appl-CW-Top-GasDHW-GasDry-Tier3 | DEER2018 | D17 v3 |  | Any | DMo | MH06 | CZ09 | rDXGF | Household | 1 | 1242 | None | 75.6 | 0.018 | 15.8 | 44.2 | 0.01 | 7.28 | 75.6 | 0.018 | 15.8 | 44.2 | 0.01 | 7.28 | DEER:Res:ClothesDishWasher | Annual | 1719 |  | Appl-CW-Top-GasDHW-GasDry-Tier3DEER2018 | Appl-CW-Top-GasDHW-GasDry-Tier3AnyDMoMH06CZ09DEER2018 | 9266
Appl-CW-Top-GasDHW-GasDry-Tier3 | DEER2018 | D17 v3 |  | Any | DMo | MH00 | CZ09 | rDXGF | Household | 1 | 1242 | None | 76.4 | 0.021 | 15.3 | 44.9 | 0.012 | 6.95 | 76.4 | 0.021 | 15.3 | 44.9 | 0.012 | 6.95 | DEER:Res:ClothesDishWasher | Annual | 1719 |  | Appl-CW-Top-GasDHW-GasDry-Tier3DEER2018 | Appl-CW-Top-GasDHW-GasDry-Tier3AnyDMoMH00CZ09DEER2018 | 9267
Appl-CW-Top-GasDHW-GasDry-Tier3 | DEER2018 | D17 v3 |  | Any | DMo | MH85 | CZ09 | rDXGF | Household | 1 | 1242 | None | 75.1 | 0.02 | 15.4 | 44.3 | 0.011 | 7.03 | 75.1 | 0.02 | 15.4 | 44.3 | 0.011 | 7.03 | DEER:Res:ClothesDishWasher | Annual | 1719 |  | Appl-CW-Top-GasDHW-GasDry-Tier3DEER2018 | Appl-CW-Top-GasDHW-GasDry-Tier3AnyDMoMH85CZ09DEER2018 | 9268
Appl-CW-Top-GasDHW-ElecDry-Tier3 | DEER2018 | D17 v3 |  | Any | DMo | MH06 | CZ09 | rDXGF | Household | 1 | 1242 | None | 420 | 0.064 | 2.47 | 225 | 0.034 | 0.24 | 420 | 0.064 | 2.47 | 225 | 0.034 | 0.24 | DEER:Res:ClothesDishWasher | Annual | 1719 |  | Appl-CW-Top-GasDHW-ElecDry-Tier3DEER2018 | Appl-CW-Top-GasDHW-ElecDry-Tier3AnyDMoMH06CZ09DEER2018 | 9269
Appl-CW-Top-GasDHW-ElecDry-Tier3 | DEER2018 | D17 v3 |  | Any | DMo | MH00 | CZ09 | rDXGF | Household | 1 | 1242 | None | 422 | 0.068 | 1.92 | 226 | 0.037 | -0.07 | 422 | 0.068 | 1.92 | 226 | 0.037 | -0.07 | DEER:Res:ClothesDishWasher | Annual | 1719 |  | Appl-CW-Top-GasDHW-ElecDry-Tier3DEER2018 | Appl-CW-Top-GasDHW-ElecDry-Tier3AnyDMoMH00CZ09DEER2018 | 9270
Appl-CW-Top-GasDHW-ElecDry-Tier3 | DEER2018 | D17 v3 |  | Any | MFm | 2017 | CZ08 | rDXGF | Household | 1 | 1206 | None | 418 | 0.061 | 3.07 | 224 | 0.033 | 0.56 | 418 | 0.061 | 3.07 | 224 | 0.033 | 0.56 | DEER:Res:ClothesDishWasher | Annual | 1719 |  | Appl-CW-Top-GasDHW-ElecDry-Tier3DEER2018 | Appl-CW-Top-GasDHW-ElecDry-Tier3AnyMFm2017CZ08DEER2018 | 9271
Appl-CW-Top-GasDHW-ElecDry-Tier3 | DEER2018 | D17 v3 |  | Any | DMo | MH72 | CZ09 | rDXGF | Household | 1 | 1196 | None | 427 | 0.065 | 2.44 | 228 | 0.035 | 0.25 | 427 | 0.065 | 2.44 | 228 | 0.035 | 0.25 | DEER:Res:ClothesDishWasher | Annual | 1719 |  | Appl-CW-Top-GasDHW-ElecDry-Tier3DEER2018 | Appl-CW-Top-GasDHW-ElecDry-Tier3AnyDMoMH72CZ09DEER2018 | 9272
Appl-CW-Top-GasDHW-ElecDry-Tier3 | DEER2018 | D17 v3 |  | Any | DMo | MH15 | CZ08 | rDXGF | Household | 1 | 1242 | None | 422 | 0.063 | 2.72 | 226 | 0.034 | 0.36 | 422 | 0.063 | 2.72 | 226 | 0.034 | 0.36 | DEER:Res:ClothesDishWasher | Annual | 1719 |  | Appl-CW-Top-GasDHW-ElecDry-Tier3DEER2018 | Appl-CW-Top-GasDHW-ElecDry-Tier3AnyDMoMH15CZ08DEER2018 | 9273
Appl-CW-Top-GasDHW-GasDry-Tier3 | DEER2018 | D17 v3 |  | Any | MFm | 2007 | CZ13 | rDXGF | Household | 1 | 1073.2 | None | 68.7 | 0.013 | 16 | 40.2 | 0.008 | 7.34 | 68.7 | 0.013 | 16 | 40.2 | 0.008 | 7.34 | DEER:Res:ClothesDishWasher | Annual | 1719 |  | Appl-CW-Top-GasDHW-GasDry-Tier3DEER2018 | Appl-CW-Top-GasDHW-GasDry-Tier3AnyMFm2007CZ13DEER2018 | 9274
Appl-CW-Top-GasDHW-GasDry-Tier3 | DEER2018 | D17 v3 |  | Any | DMo | MH85 | CZ08 | rDXGF | Household | 1 | 1242 | None | 77.5 | 0.019 | 15.6 | 45.1 | 0.011 | 7.12 | 77.5 | 0.019 | 15.6 | 45.1 | 0.011 | 7.12 | DEER:Res:ClothesDishWasher | Annual | 1719 |  | Appl-CW-Top-GasDHW-GasDry-Tier3DEER2018 | Appl-CW-Top-GasDHW-GasDry-Tier3AnyDMoMH85CZ08DEER2018 | 9275
Appl-CW-Top-GasDHW-ElecDry-Tier3 | DEER2018 | D17 v3 |  | Any | DMo | MH85 | CZ09 | rDXGF | Household | 1 | 1242 | None | 420 | 0.067 | 2.04 | 226 | 0.035 | -0.01 | 420 | 0.067 | 2.04 | 226 | 0.035 | -0.01 | DEER:Res:ClothesDishWasher | Annual | 1719 |  | Appl-CW-Top-GasDHW-ElecDry-Tier3DEER2018 | Appl-CW-Top-GasDHW-ElecDry-Tier3AnyDMoMH85CZ09DEER2018 | 9276
Appl-CW-Top-GasDHW-ElecDry-Tier3 | DEER2018 | D17 v3 |  | Any | MFm | 2007 | CZ13 | rDXGF | Household | 1 | 1073.2 | None | 419 | 0.062 | 2.41 | 224 | 0.033 | 0.2 | 419 | 0.062 | 2.41 | 224 | 0.033 | 0.2 | DEER:Res:ClothesDishWasher | Annual | 1719 |  | Appl-CW-Top-GasDHW-ElecDry-Tier3DEER2018 | Appl-CW-Top-GasDHW-ElecDry-Tier3AnyMFm2007CZ13DEER2018 | 9277
Appl-CW-Top-GasDHW-ElecDry-Tier3 | DEER2018 | D17 v3 |  | Any | DMo | MH85 | CZ08 | rDXGF | Household | 1 | 1242 | None | 422 | 0.066 | 2.19 | 226 | 0.035 | 0.08 | 422 | 0.066 | 2.19 | 226 | 0.035 | 0.08 | DEER:Res:ClothesDishWasher | Annual | 1719 |  | Appl-CW-Top-GasDHW-ElecDry-Tier3DEER2018 | Appl-CW-Top-GasDHW-ElecDry-Tier3AnyDMoMH85CZ08DEER2018 | 9278
Appl-CW-Top-GasDHW-ElecDry-Tier3 | DEER2018 | D17 v3 |  | Any | MFm | 2011 | CZ13 | rDXGF | Household | 1 | 1073.2 | None | 419 | 0.062 | 2.51 | 225 | 0.034 | 0.26 | 419 | 0.062 | 2.51 | 225 | 0.034 | 0.26 | DEER:Res:ClothesDishWasher | Annual | 1719 |  | Appl-CW-Top-GasDHW-ElecDry-Tier3DEER2018 | Appl-CW-Top-GasDHW-ElecDry-Tier3AnyMFm2011CZ13DEER2018 | 9279
Appl-CW-Top-GasDHW-ElecDry-Tier3 | DEER2018 | D17 v3 |  | Any | MFm | 2017 | CZ13 | rDXGF | Household | 1 | 1073.2 | None | 419 | 0.063 | 2.61 | 225 | 0.034 | 0.32 | 419 | 0.063 | 2.61 | 225 | 0.034 | 0.32 | DEER:Res:ClothesDishWasher | Annual | 1719 |  | Appl-CW-Top-GasDHW-ElecDry-Tier3DEER2018 | Appl-CW-Top-GasDHW-ElecDry-Tier3AnyMFm2017CZ13DEER2018 | 9280
Appl-CW-Top-GasDHW-GasDry-Tier3 | DEER2018 | D17 v3 |  | Any | MFm | 1996 | CZ11 | rDXGF | Household | 1 | 1031.9 | None | 69.3 | 0.017 | 16.2 | 42.1 | 0.011 | 7.49 | 69.3 | 0.017 | 16.2 | 42.1 | 0.011 | 7.49 | DEER:Res:ClothesDishWasher | Annual | 1719 |  | Appl-CW-Top-GasDHW-GasDry-Tier3DEER2018 | Appl-CW-Top-GasDHW-GasDry-Tier3AnyMFm1996CZ11DEER2018 | 9281
Appl-CW-Top-GasDHW-ElecDry-Tier3 | DEER2018 | D17 v3 |  | Any | MFm | 2015 | CZ13 | rDXGF | Household | 1 | 1073.2 | None | 418 | 0.061 | 2.54 | 224 | 0.033 | 0.27 | 418 | 0.061 | 2.54 | 224 | 0.033 | 0.27 | DEER:Res:ClothesDishWasher | Annual | 1719 |  | Appl-CW-Top-GasDHW-ElecDry-Tier3DEER2018 | Appl-CW-Top-GasDHW-ElecDry-Tier3AnyMFm2015CZ13DEER2018 | 9282
Appl-CW-Top-GasDHW-ElecDry-Tier3 | DEER2018 | D17 v3 |  | Any | MFm | 1985 | CZ13 | rDXGF | Household | 1 | 1150 | None | 420 | 0.068 | 1.95 | 225 | 0.036 | -0.06 | 420 | 0.068 | 1.95 | 225 | 0.036 | -0.06 | DEER:Res:ClothesDishWasher | Annual | 1719 |  | Appl-CW-Top-GasDHW-ElecDry-Tier3DEER2018 | Appl-CW-Top-GasDHW-ElecDry-Tier3AnyMFm1985CZ13DEER2018 | 9283
Appl-CW-Top-GasDHW-ElecDry-Tier3 | DEER2018 | D17 v3 |  | Any | MFm | 2011 | CZ09 | rDXGF | Household | 1 | 1126.6 | None | 418 | 0.064 | 2.85 | 223 | 0.035 | 0.45 | 418 | 0.064 | 2.85 | 223 | 0.035 | 0.45 | DEER:Res:ClothesDishWasher | Annual | 1719 |  | Appl-CW-Top-GasDHW-ElecDry-Tier3DEER2018 | Appl-CW-Top-GasDHW-ElecDry-Tier3AnyMFm2011CZ09DEER2018 | 9284
Appl-CW-Top-GasDHW-GasDry-Tier3 | DEER2018 | D17 v3 |  | Any | MFm | 2007 | CZ09 | rDXGF | Household | 1 | 1126.6 | None | 66 | 0.016 | 16.3 | 38.7 | 0.009 | 7.51 | 66 | 0.016 | 16.3 | 38.7 | 0.009 | 7.51 | DEER:Res:ClothesDishWasher | Annual | 1719 |  | Appl-CW-Top-GasDHW-GasDry-Tier3DEER2018 | Appl-CW-Top-GasDHW-GasDry-Tier3AnyMFm2007CZ09DEER2018 | 9285
Appl-CW-Top-GasDHW-ElecDry-Tier3 | DEER2018 | D17 v3 |  | Any | DMo | MH00 | CZ08 | rDXGF | Household | 1 | 1242 | None | 422 | 0.067 | 2.15 | 226 | 0.036 | 0.06 | 422 | 0.067 | 2.15 | 226 | 0.036 | 0.06 | DEER:Res:ClothesDishWasher | Annual | 1719 |  | Appl-CW-Top-GasDHW-ElecDry-Tier3DEER2018 | Appl-CW-Top-GasDHW-ElecDry-Tier3AnyDMoMH00CZ08DEER2018 | 9286
Appl-CW-Top-GasDHW-ElecDry-Tier3 | DEER2018 | D17 v3 |  | Any | DMo | MH06 | CZ08 | rDXGF | Household | 1 | 1242 | None | 424 | 0.064 | 2.76 | 226 | 0.035 | 0.39 | 424 | 0.064 | 2.76 | 226 | 0.035 | 0.39 | DEER:Res:ClothesDishWasher | Annual | 1719 |  | Appl-CW-Top-GasDHW-ElecDry-Tier3DEER2018 | Appl-CW-Top-GasDHW-ElecDry-Tier3AnyDMoMH06CZ08DEER2018 | 9287
Appl-CW-Top-GasDHW-GasDry-Tier3 | DEER2018 | D17 v3 |  | Any | DMo | MH06 | CZ08 | rDXGF | Household | 1 | 1242 | None | 79.4 | 0.017 | 16.1 | 45.7 | 0.01 | 7.44 | 79.4 | 0.017 | 16.1 | 45.7 | 0.01 | 7.44 | DEER:Res:ClothesDishWasher | Annual | 1719 |  | Appl-CW-Top-GasDHW-GasDry-Tier3DEER2018 | Appl-CW-Top-GasDHW-GasDry-Tier3AnyDMoMH06CZ08DEER2018 | 9288
Appl-CW-Top-GasDHW-GasDry-Tier3 | DEER2018 | D17 v3 |  | Any | DMo | MH00 | CZ08 | rDXGF | Household | 1 | 1242 | None | 77.2 | 0.02 | 15.5 | 45.2 | 0.012 | 7.09 | 77.2 | 0.02 | 15.5 | 45.2 | 0.012 | 7.09 | DEER:Res:ClothesDishWasher | Annual | 1719 |  | Appl-CW-Top-GasDHW-GasDry-Tier3DEER2018 | Appl-CW-Top-GasDHW-GasDry-Tier3AnyDMoMH00CZ08DEER2018 | 9289
Appl-CW-Top-GasDHW-ElecDry-Tier3 | DEER2018 | D17 v3 |  | Any | MFm | 2015 | CZ09 | rDXGF | Household | 1 | 1126.6 | None | 417 | 0.064 | 2.82 | 223 | 0.034 | 0.44 | 417 | 0.064 | 2.82 | 223 | 0.034 | 0.44 | DEER:Res:ClothesDishWasher | Annual | 1719 |  | Appl-CW-Top-GasDHW-ElecDry-Tier3DEER2018 | Appl-CW-Top-GasDHW-ElecDry-Tier3AnyMFm2015CZ09DEER2018 | 9290
Appl-CW-Top-GasDHW-GasDry-Tier3 | DEER2018 | D17 v3 |  | Any | DMo | MH72 | CZ08 | rDXGF | Household | 1 | 1196 | None | 79.6 | 0.02 | 16 | 46.1 | 0.011 | 7.37 | 79.6 | 0.02 | 16 | 46.1 | 0.011 | 7.37 | DEER:Res:ClothesDishWasher | Annual | 1719 |  | Appl-CW-Top-GasDHW-GasDry-Tier3DEER2018 | Appl-CW-Top-GasDHW-GasDry-Tier3AnyDMoMH72CZ08DEER2018 | 9291
Appl-CW-Top-GasDHW-GasDry-Tier3 | DEER2018 | D17 v3 |  | Any | DMo | MH15 | CZ09 | rDXGF | Household | 1 | 1242 | None | 74.2 | 0.016 | 15.7 | 43.5 | 0.01 | 7.24 | 74.2 | 0.016 | 15.7 | 43.5 | 0.01 | 7.24 | DEER:Res:ClothesDishWasher | Annual | 1719 |  | Appl-CW-Top-GasDHW-GasDry-Tier3DEER2018 | Appl-CW-Top-GasDHW-GasDry-Tier3AnyDMoMH15CZ09DEER2018 | 9292
Appl-CW-Top-GasDHW-ElecDry-Tier3 | DEER2018 | D17 v3 |  | Any | DMo | MH15 | CZ09 | rDXGF | Household | 1 | 1242 | None | 419 | 0.063 | 2.4 | 224 | 0.034 | 0.2 | 419 | 0.063 | 2.4 | 224 | 0.034 | 0.2 | DEER:Res:ClothesDishWasher | Annual | 1719 |  | Appl-CW-Top-GasDHW-ElecDry-Tier3DEER2018 | Appl-CW-Top-GasDHW-ElecDry-Tier3AnyDMoMH15CZ09DEER2018 | 9293
Appl-CW-Top-GasDHW-GasDry-Tier3 | DEER2018 | D17 v3 |  | Any | MFm | 2011 | CZ08 | rDXGF | Household | 1 | 1206 | None | 69 | 0.011 | 16.5 | 42.5 | 0.01 | 7.71 | 69 | 0.011 | 16.5 | 42.5 | 0.01 | 7.71 | DEER:Res:ClothesDishWasher | Annual | 1719 |  | Appl-CW-Top-GasDHW-GasDry-Tier3DEER2018 | Appl-CW-Top-GasDHW-GasDry-Tier3AnyMFm2011CZ08DEER2018 | 9294
Appl-CW-Top-GasDHW-ElecDry-Tier3 | DEER2018 | D17 v3 |  | Any | MFm | 2011 | CZ08 | rDXGF | Household | 1 | 1206 | None | 420 | 0.062 | 3.01 | 226 | 0.035 | 0.55 | 420 | 0.062 | 3.01 | 226 | 0.035 | 0.55 | DEER:Res:ClothesDishWasher | Annual | 1719 |  | Appl-CW-Top-GasDHW-ElecDry-Tier3DEER2018 | Appl-CW-Top-GasDHW-ElecDry-Tier3AnyMFm2011CZ08DEER2018 | 9295
Appl-CW-Top-GasDHW-ElecDry-Tier3 | DEER2018 | D17 v3 |  | Any | MFm | 1975 | CZ09 | rDXGF | Household | 1 | 1216.8 | None | 421 | 0.064 | 2.55 | 225 | 0.034 | 0.27 | 421 | 0.064 | 2.55 | 225 | 0.034 | 0.27 | DEER:Res:ClothesDishWasher | Annual | 1719 |  | Appl-CW-Top-GasDHW-ElecDry-Tier3DEER2018 | Appl-CW-Top-GasDHW-ElecDry-Tier3AnyMFm1975CZ09DEER2018 | 9296
Appl-CW-Top-GasDHW-ElecDry-Tier3 | DEER2018 | D17 v3 |  | Any | MFm | 1985 | CZ08 | rDXGF | Household | 1 | 1295.2 | None | 419 | 0.067 | 2.76 | 224 | 0.035 | 0.34 | 419 | 0.067 | 2.76 | 224 | 0.035 | 0.34 | DEER:Res:ClothesDishWasher | Annual | 1719 |  | Appl-CW-Top-GasDHW-ElecDry-Tier3DEER2018 | Appl-CW-Top-GasDHW-ElecDry-Tier3AnyMFm1985CZ08DEER2018 | 9297
Appl-CW-Top-GasDHW-GasDry-Tier3 | DEER2018 | D17 v3 |  | Any | MFm | 1985 | CZ10 | rDXGF | Household | 1 | 1438.9 | None | 69 | 0.019 | 15.9 | 43.8 | 0.018 | 7.72 | 69 | 0.019 | 15.9 | 43.8 | 0.018 | 7.72 | DEER:Res:ClothesDishWasher | Annual | 1719 |  | Appl-CW-Top-GasDHW-GasDry-Tier3DEER2018 | Appl-CW-Top-GasDHW-GasDry-Tier3AnyMFm1985CZ10DEER2018 | 9298
Appl-CW-Top-GasDHW-GasDry-Tier3 | DEER2018 | D17 v3 |  | Any | MFm | 2017 | CZ09 | rDXGF | Household | 1 | 1126.6 | None | 66.4 | 0.014 | 16.5 | 38.8 | 0.008 | 7.61 | 66.4 | 0.014 | 16.5 | 38.8 | 0.008 | 7.61 | DEER:Res:ClothesDishWasher | Annual | 1719 |  | Appl-CW-Top-GasDHW-GasDry-Tier3DEER2018 | Appl-CW-Top-GasDHW-GasDry-Tier3AnyMFm2017CZ09DEER2018 | 9299
Appl-CW-Top-GasDHW-GasDry-Tier3 | DEER2018 | D17 v3 |  | Any | MFm | 2017 | CZ13 | rDXGF | Household | 1 | 1073.2 | None | 69.6 | 0.015 | 16.2 | 41.3 | 0.009 | 7.46 | 69.6 | 0.015 | 16.2 | 41.3 | 0.009 | 7.46 | DEER:Res:ClothesDishWasher | Annual | 1719 |  | Appl-CW-Top-GasDHW-GasDry-Tier3DEER2018 | Appl-CW-Top-GasDHW-GasDry-Tier3AnyMFm2017CZ13DEER2018 | 9300
Appl-CW-Top-GasDHW-GasDry-Tier3 | DEER2018 | D17 v3 |  | Any | MFm | 2011 | CZ09 | rDXGF | Household | 1 | 1126.6 | None | 67.9 | 0.016 | 16.4 | 39.8 | 0.009 | 7.6 | 67.9 | 0.016 | 16.4 | 39.8 | 0.009 | 7.6 | DEER:Res:ClothesDishWasher | Annual | 1719 |  | Appl-CW-Top-GasDHW-GasDry-Tier3DEER2018 | Appl-CW-Top-GasDHW-GasDry-Tier3AnyMFm2011CZ09DEER2018 | 9301
Appl-CW-Top-GasDHW-ElecDry-Tier3 | DEER2018 | D17 v3 |  | Any | MFm | 2003 | CZ09 | rDXGF | Household | 1 | 1126.6 | None | 416 | 0.064 | 2.56 | 225 | 0.038 | 0.42 | 416 | 0.064 | 2.56 | 225 | 0.038 | 0.42 | DEER:Res:ClothesDishWasher | Annual | 1719 |  | Appl-CW-Top-GasDHW-ElecDry-Tier3DEER2018 | Appl-CW-Top-GasDHW-ElecDry-Tier3AnyMFm2003CZ09DEER2018 | 9302
Appl-CW-Top-GasDHW-ElecDry-Tier3 | DEER2018 | D17 v3 |  | Any | MFm | 2017 | CZ09 | rDXGF | Household | 1 | 1126.6 | None | 416 | 0.062 | 2.89 | 223 | 0.033 | 0.47 | 416 | 0.062 | 2.89 | 223 | 0.033 | 0.47 | DEER:Res:ClothesDishWasher | Annual | 1719 |  | Appl-CW-Top-GasDHW-ElecDry-Tier3DEER2018 | Appl-CW-Top-GasDHW-ElecDry-Tier3AnyMFm2017CZ09DEER2018 | 9303
Appl-CW-Top-GasDHW-ElecDry-Tier3 | DEER2018 | D17 v3 |  | Any | MFm | 1975 | CZ08 | rDXGF | Household | 1 | 1047.7 | None | 418 | 0.067 | 2.82 | 224 | 0.036 | 0.43 | 418 | 0.067 | 2.82 | 224 | 0.036 | 0.43 | DEER:Res:ClothesDishWasher | Annual | 1719 |  | Appl-CW-Top-GasDHW-ElecDry-Tier3DEER2018 | Appl-CW-Top-GasDHW-ElecDry-Tier3AnyMFm1975CZ08DEER2018 | 9304
Appl-CW-Top-GasDHW-GasDry-Tier3 | DEER2018 | D17 v3 |  | Any | MFm | 2015 | CZ13 | rDXGF | Household | 1 | 1073.2 | None | 68.5 | 0.014 | 16.1 | 40 | 0.008 | 7.41 | 68.5 | 0.014 | 16.1 | 40 | 0.008 | 7.41 | DEER:Res:ClothesDishWasher | Annual | 1719 |  | Appl-CW-Top-GasDHW-GasDry-Tier3DEER2018 | Appl-CW-Top-GasDHW-GasDry-Tier3AnyMFm2015CZ13DEER2018 | 9305
Appl-CW-Top-GasDHW-GasDry-Tier3 | DEER2018 | D17 v3 |  | Any | MFm | 2017 | CZ08 | rDXGF | Household | 1 | 1206 | None | 68.5 | 0.013 | 16.6 | 40.1 | 0.007 | 7.71 | 68.5 | 0.013 | 16.6 | 40.1 | 0.007 | 7.71 | DEER:Res:ClothesDishWasher | Annual | 1719 |  | Appl-CW-Top-GasDHW-GasDry-Tier3DEER2018 | Appl-CW-Top-GasDHW-GasDry-Tier3AnyMFm2017CZ08DEER2018 | 9306
Appl-CW-Top-GasDHW-GasDry-Tier3 | DEER2018 | D17 v3 |  | Any | MFm | 1975 | CZ13 | rDXGF | Household | 1 | 1098.9 | None | 70.1 | 0.02 | 15.7 | 41.1 | 0.011 | 7.2 | 70.1 | 0.02 | 15.7 | 41.1 | 0.011 | 7.2 | DEER:Res:ClothesDishWasher | Annual | 1719 |  | Appl-CW-Top-GasDHW-GasDry-Tier3DEER2018 | Appl-CW-Top-GasDHW-GasDry-Tier3AnyMFm1975CZ13DEER2018 | 9307
Appl-CW-Top-GasDHW-GasDry-Tier3 | DEER2018 | D17 v3 |  | Any | MFm | 2015 | CZ09 | rDXGF | Household | 1 | 1126.6 | None | 68 | 0.016 | 16.4 | 38.8 | 0.009 | 7.57 | 68 | 0.016 | 16.4 | 38.8 | 0.009 | 7.57 | DEER:Res:ClothesDishWasher | Annual | 1719 |  | Appl-CW-Top-GasDHW-GasDry-Tier3DEER2018 | Appl-CW-Top-GasDHW-GasDry-Tier3AnyMFm2015CZ09DEER2018 | 9308
Appl-CW-Top-GasDHW-GasDry-Tier3 | DEER2018 | D17 v3 |  | Any | MFm | 1985 | CZ13 | rDXGF | Household | 1 | 1150 | None | 69.9 | 0.02 | 15.5 | 40.9 | 0.011 | 7.08 | 69.9 | 0.02 | 15.5 | 40.9 | 0.011 | 7.08 | DEER:Res:ClothesDishWasher | Annual | 1719 |  | Appl-CW-Top-GasDHW-GasDry-Tier3DEER2018 | Appl-CW-Top-GasDHW-GasDry-Tier3AnyMFm1985CZ13DEER2018 | 9309
Appl-CW-Top-GasDHW-GasDry-Tier3 | DEER2018 | D17 v3 |  | Any | MFm | 2003 | CZ09 | rDXGF | Household | 1 | 1126.6 | None | 65.4 | 0.014 | 16 | 37 | 0.006 | 7.28 | 65.4 | 0.014 | 16 | 37 | 0.006 | 7.28 | DEER:Res:ClothesDishWasher | Annual | 1719 |  | Appl-CW-Top-GasDHW-GasDry-Tier3DEER2018 | Appl-CW-Top-GasDHW-GasDry-Tier3AnyMFm2003CZ09DEER2018 | 9310
Appl-CW-Top-GasDHW-ElecDry-Tier3 | DEER2018 | D17 v3 |  | Any | MFm | 1975 | CZ13 | rDXGF | Household | 1 | 1098.9 | None | 420 | 0.068 | 2.16 | 225 | 0.036 | 0.07 | 420 | 0.068 | 2.16 | 225 | 0.036 | 0.07 | DEER:Res:ClothesDishWasher | Annual | 1719 |  | Appl-CW-Top-GasDHW-ElecDry-Tier3DEER2018 | Appl-CW-Top-GasDHW-ElecDry-Tier3AnyMFm1975CZ13DEER2018 | 9311
Appl-CW-Top-GasDHW-GasDry-Tier3 | DEER2018 | D17 v3 |  | Any | MFm | 1985 | CZ08 | rDXGF | Household | 1 | 1295.2 | None | 69.1 | 0.019 | 16.3 | 40.7 | 0.011 | 7.58 | 69.1 | 0.019 | 16.3 | 40.7 | 0.011 | 7.58 | DEER:Res:ClothesDishWasher | Annual | 1719 |  | Appl-CW-Top-GasDHW-GasDry-Tier3DEER2018 | Appl-CW-Top-GasDHW-GasDry-Tier3AnyMFm1985CZ08DEER2018 | 9312
Appl-CW-Top-GasDHW-GasDry-Tier3 | DEER2018 | D17 v3 |  | Any | MFm | 2003 | CZ08 | rDXGF | Household | 1 | 1206 | None | 68.6 | 0.019 | 16.4 | 40.1 | 0.011 | 7.58 | 68.6 | 0.019 | 16.4 | 40.1 | 0.011 | 7.58 | DEER:Res:ClothesDishWasher | Annual | 1719 |  | Appl-CW-Top-GasDHW-GasDry-Tier3DEER2018 | Appl-CW-Top-GasDHW-GasDry-Tier3AnyMFm2003CZ08DEER2018 | 9313
Appl-CW-Top-GasDHW-GasDry-Tier3 | DEER2018 | D17 v3 |  | Any | MFm | 2011 | CZ13 | rDXGF | Household | 1 | 1073.2 | None | 69.9 | 0.014 | 16.1 | 41.1 | 0.008 | 7.4 | 69.9 | 0.014 | 16.1 | 41.1 | 0.008 | 7.4 | DEER:Res:ClothesDishWasher | Annual | 1719 |  | Appl-CW-Top-GasDHW-GasDry-Tier3DEER2018 | Appl-CW-Top-GasDHW-GasDry-Tier3AnyMFm2011CZ13DEER2018 | 9314
Appl-CW-Top-GasDHW-ElecDry-Tier3 | DEER2018 | D17 v3 |  | Any | DMo | MH15 | CZ10 | rDXGF | Household | 1 | 1242 | None | 421 | 0.062 | 2.16 | 225 | 0.033 | 0.08 | 421 | 0.062 | 2.16 | 225 | 0.033 | 0.08 | DEER:Res:ClothesDishWasher | Annual | 1719 |  | Appl-CW-Top-GasDHW-ElecDry-Tier3DEER2018 | Appl-CW-Top-GasDHW-ElecDry-Tier3AnyDMoMH15CZ10DEER2018 | 9315
Appl-CW-Top-GasDHW-GasDry-Tier3 | DEER2018 | D17 v3 |  | Any | MFm | 1975 | CZ08 | rDXGF | Household | 1 | 1047.7 | None | 67.8 | 0.019 | 16.4 | 39.9 | 0.011 | 7.58 | 67.8 | 0.019 | 16.4 | 39.9 | 0.011 | 7.58 | DEER:Res:ClothesDishWasher | Annual | 1719 |  | Appl-CW-Top-GasDHW-GasDry-Tier3DEER2018 | Appl-CW-Top-GasDHW-GasDry-Tier3AnyMFm1975CZ08DEER2018 | 9316
Appl-CW-Top-GasDHW-ElecDry-Tier3 | DEER2018 | D17 v3 |  | Any | MFm | 1996 | CZ09 | rDXGF | Household | 1 | 1093.6 | None | 423 | 0.064 | 2.88 | 226 | 0.034 | 0.46 | 423 | 0.064 | 2.88 | 226 | 0.034 | 0.46 | DEER:Res:ClothesDishWasher | Annual | 1719 |  | Appl-CW-Top-GasDHW-ElecDry-Tier3DEER2018 | Appl-CW-Top-GasDHW-ElecDry-Tier3AnyMFm1996CZ09DEER2018 | 9317
Appl-CW-Top-GasDHW-GasDry-Tier3 | DEER2018 | D17 v3 |  | Any | DMo | MH00 | CZ10 | rDXGF | Household | 1 | 1242 | None | 81.4 | 0.021 | 15.3 | 47.4 | 0.012 | 7.01 | 81.4 | 0.021 | 15.3 | 47.4 | 0.012 | 7.01 | DEER:Res:ClothesDishWasher | Annual | 1719 |  | Appl-CW-Top-GasDHW-GasDry-Tier3DEER2018 | Appl-CW-Top-GasDHW-GasDry-Tier3AnyDMoMH00CZ10DEER2018 | 9318
Appl-CW-Top-GasDHW-GasDry-Tier3 | DEER2018 | D17 v3 |  | Any | DMo | MH85 | CZ10 | rDXGF | Household | 1 | 1242 | None | 79.5 | 0.02 | 15.5 | 46.2 | 0.011 | 7.07 | 79.5 | 0.02 | 15.5 | 46.2 | 0.011 | 7.07 | DEER:Res:ClothesDishWasher | Annual | 1719 |  | Appl-CW-Top-GasDHW-GasDry-Tier3DEER2018 | Appl-CW-Top-GasDHW-GasDry-Tier3AnyDMoMH85CZ10DEER2018 | 9319
Appl-CW-Top-GasDHW-ElecDry-Tier3 | DEER2018 | D17 v3 |  | Any | DMo | MH15 | CZ13 | rDXGF | Household | 1 | 1242 | None | 421 | 0.064 | 1.97 | 226 | 0.035 | -0.04 | 421 | 0.064 | 1.97 | 226 | 0.035 | -0.04 | DEER:Res:ClothesDishWasher | Annual | 1719 |  | Appl-CW-Top-GasDHW-ElecDry-Tier3DEER2018 | Appl-CW-Top-GasDHW-ElecDry-Tier3AnyDMoMH15CZ13DEER2018 | 9320
Appl-CW-Top-GasDHW-ElecDry-Tier3 | DEER2018 | D17 v3 |  | Any | DMo | MH06 | CZ13 | rDXGF | Household | 1 | 1242 | None | 422 | 0.065 | 1.85 | 227 | 0.035 | -0.11 | 422 | 0.065 | 1.85 | 227 | 0.035 | -0.11 | DEER:Res:ClothesDishWasher | Annual | 1719 |  | Appl-CW-Top-GasDHW-ElecDry-Tier3DEER2018 | Appl-CW-Top-GasDHW-ElecDry-Tier3AnyDMoMH06CZ13DEER2018 | 9321
Appl-CW-Top-GasDHW-GasDry-Tier3 | DEER2018 | D17 v3 |  | Any | DMo | MH06 | CZ10 | rDXGF | Household | 1 | 1242 | None | 77.9 | 0.016 | 15.3 | 46 | 0.01 | 7.02 | 77.9 | 0.016 | 15.3 | 46 | 0.01 | 7.02 | DEER:Res:ClothesDishWasher | Annual | 1719 |  | Appl-CW-Top-GasDHW-GasDry-Tier3DEER2018 | Appl-CW-Top-GasDHW-GasDry-Tier3AnyDMoMH06CZ10DEER2018 | 9322
Appl-CW-Top-GasDHW-ElecDry-Tier3 | DEER2018 | D17 v3 |  | Any | MFm | 1975 | CZ10 | rDXGF | Household | 1 | 1216.8 | None | 419 | 0.071 | 2.51 | 225 | 0.039 | 0.34 | 419 | 0.071 | 2.51 | 225 | 0.039 | 0.34 | DEER:Res:ClothesDishWasher | Annual | 1719 |  | Appl-CW-Top-GasDHW-ElecDry-Tier3DEER2018 | Appl-CW-Top-GasDHW-ElecDry-Tier3AnyMFm1975CZ10DEER2018 | 9323
Appl-CW-Top-GasDHW-ElecDry-Tier3 | DEER2018 | D17 v3 |  | Any | DMo | MH00 | CZ13 | rDXGF | Household | 1 | 1242 | None | 426 | 0.069 | 1.47 | 228 | 0.037 | -0.32 | 426 | 0.069 | 1.47 | 228 | 0.037 | -0.32 | DEER:Res:ClothesDishWasher | Annual | 1719 |  | Appl-CW-Top-GasDHW-ElecDry-Tier3DEER2018 | Appl-CW-Top-GasDHW-ElecDry-Tier3AnyDMoMH00CZ13DEER2018 | 9324
Appl-CW-Top-GasDHW-GasDry-Tier3 | DEER2018 | D17 v3 |  | Any | MFm | 2003 | CZ13 | rDXGF | Household | 1 | 1073.2 | None | 71.7 | 0.016 | 16.1 | 41.7 | 0.009 | 7.41 | 71.7 | 0.016 | 16.1 | 41.7 | 0.009 | 7.41 | DEER:Res:ClothesDishWasher | Annual | 1719 |  | Appl-CW-Top-GasDHW-GasDry-Tier3DEER2018 | Appl-CW-Top-GasDHW-GasDry-Tier3AnyMFm2003CZ13DEER2018 | 9325
Appl-CW-Top-GasDHW-ElecDry-Tier3 | DEER2018 | D17 v3 |  | Any | MFm | 1985 | CZ10 | rDXGF | Household | 1 | 1438.9 | None | 422 | 0.072 | 2.81 | 227 | 0.041 | 0.56 | 422 | 0.072 | 2.81 | 227 | 0.041 | 0.56 | DEER:Res:ClothesDishWasher | Annual | 1719 |  | Appl-CW-Top-GasDHW-ElecDry-Tier3DEER2018 | Appl-CW-Top-GasDHW-ElecDry-Tier3AnyMFm1985CZ10DEER2018 | 9326
Appl-CW-Top-GasDHW-ElecDry-Tier3 | DEER2018 | D17 v3 |  | Any | MFm | 2003 | CZ13 | rDXGF | Household | 1 | 1073.2 | None | 421 | 0.064 | 2.54 | 225 | 0.034 | 0.28 | 421 | 0.064 | 2.54 | 225 | 0.034 | 0.28 | DEER:Res:ClothesDishWasher | Annual | 1719 |  | Appl-CW-Top-GasDHW-ElecDry-Tier3DEER2018 | Appl-CW-Top-GasDHW-ElecDry-Tier3AnyMFm2003CZ13DEER2018 | 9327
Appl-CW-Top-GasDHW-ElecDry-Tier3 | DEER2018 | D17 v3 |  | Any | DMo | MH72 | CZ13 | rDXGF | Household | 1 | 1196 | None | 424 | 0.069 | 1.83 | 227 | 0.037 | -0.1 | 424 | 0.069 | 1.83 | 227 | 0.037 | -0.1 | DEER:Res:ClothesDishWasher | Annual | 1719 |  | Appl-CW-Top-GasDHW-ElecDry-Tier3DEER2018 | Appl-CW-Top-GasDHW-ElecDry-Tier3AnyDMoMH72CZ13DEER2018 | 9328
Appl-CW-Top-GasDHW-ElecDry-Tier3 | DEER2018 | D17 v3 |  | Any | DMo | MH85 | CZ10 | rDXGF | Household | 1 | 1242 | None | 424 | 0.068 | 2.11 | 227 | 0.037 | 0.04 | 424 | 0.068 | 2.11 | 227 | 0.037 | 0.04 | DEER:Res:ClothesDishWasher | Annual | 1719 |  | Appl-CW-Top-GasDHW-ElecDry-Tier3DEER2018 | Appl-CW-Top-GasDHW-ElecDry-Tier3AnyDMoMH85CZ10DEER2018 | 9329
Appl-CW-Top-GasDHW-GasDry-Tier3 | DEER2018 | D17 v3 |  | Any | MFm | 2007 | CZ10 | rDXGF | Household | 1 | 1073.2 | None | 66.4 | 0.014 | 16.4 | 38.8 | 0.008 | 7.58 | 66.4 | 0.014 | 16.4 | 38.8 | 0.008 | 7.58 | DEER:Res:ClothesDishWasher | Annual | 1719 |  | Appl-CW-Top-GasDHW-GasDry-Tier3DEER2018 | Appl-CW-Top-GasDHW-GasDry-Tier3AnyMFm2007CZ10DEER2018 | 9330
Appl-CW-Top-GasDHW-GasDry-Tier3 | DEER2018 | D17 v3 |  | Any | MFm | 1996 | CZ09 | rDXGF | Household | 1 | 1093.6 | None | 72.9 | 0.016 | 16.5 | 42.6 | 0.009 | 7.61 | 72.9 | 0.016 | 16.5 | 42.6 | 0.009 | 7.61 | DEER:Res:ClothesDishWasher | Annual | 1719 |  | Appl-CW-Top-GasDHW-GasDry-Tier3DEER2018 | Appl-CW-Top-GasDHW-GasDry-Tier3AnyMFm1996CZ09DEER2018 | 9331
Appl-CW-Top-GasDHW-GasDry-Tier3 | DEER2018 | D17 v3 |  | Any | DMo | MH15 | CZ10 | rDXGF | Household | 1 | 1242 | None | 76.3 | 0.015 | 15.5 | 44.4 | 0.009 | 7.13 | 76.3 | 0.015 | 15.5 | 44.4 | 0.009 | 7.13 | DEER:Res:ClothesDishWasher | Annual | 1719 |  | Appl-CW-Top-GasDHW-GasDry-Tier3DEER2018 | Appl-CW-Top-GasDHW-GasDry-Tier3AnyDMoMH15CZ10DEER2018 | 9332
Appl-CW-Top-GasDHW-GasDry-Tier3 | DEER2018 | D17 v3 |  | Any | DMo | MH85 | CZ13 | rDXGF | Household | 1 | 1242 | None | 78.7 | 0.021 | 14.8 | 46 | 0.012 | 6.71 | 78.7 | 0.021 | 14.8 | 46 | 0.012 | 6.71 | DEER:Res:ClothesDishWasher | Annual | 1719 |  | Appl-CW-Top-GasDHW-GasDry-Tier3DEER2018 | Appl-CW-Top-GasDHW-GasDry-Tier3AnyDMoMH85CZ13DEER2018 | 9333
Appl-CW-Top-GasDHW-ElecDry-Tier3 | DEER2018 | D17 v3 |  | Any | DMo | MH85 | CZ13 | rDXGF | Household | 1 | 1242 | None | 423 | 0.068 | 1.42 | 227 | 0.037 | -0.31 | 423 | 0.068 | 1.42 | 227 | 0.037 | -0.31 | DEER:Res:ClothesDishWasher | Annual | 1719 |  | Appl-CW-Top-GasDHW-ElecDry-Tier3DEER2018 | Appl-CW-Top-GasDHW-ElecDry-Tier3AnyDMoMH85CZ13DEER2018 | 9334
Appl-CW-Top-GasDHW-ElecDry-Tier3 | DEER2018 | D17 v3 |  | Any | DMo | MH72 | CZ10 | rDXGF | Household | 1 | 1196 | None | 423 | 0.069 | 2.44 | 226 | 0.037 | 0.24 | 423 | 0.069 | 2.44 | 226 | 0.037 | 0.24 | DEER:Res:ClothesDishWasher | Annual | 1719 |  | Appl-CW-Top-GasDHW-ElecDry-Tier3DEER2018 | Appl-CW-Top-GasDHW-ElecDry-Tier3AnyDMoMH72CZ10DEER2018 | 9335
Appl-CW-Top-GasDHW-GasDry-Tier3 | DEER2018 | D17 v3 |  | Any | DMo | MH06 | CZ13 | rDXGF | Household | 1 | 1242 | None | 78 | 0.017 | 15.2 | 45.8 | 0.01 | 6.92 | 78 | 0.017 | 15.2 | 45.8 | 0.01 | 6.92 | DEER:Res:ClothesDishWasher | Annual | 1719 |  | Appl-CW-Top-GasDHW-GasDry-Tier3DEER2018 | Appl-CW-Top-GasDHW-GasDry-Tier3AnyDMoMH06CZ13DEER2018 | 9336
Appl-CW-Top-GasDHW-GasDry-Tier3 | DEER2018 | D17 v3 |  | Any | DMo | MH72 | CZ13 | rDXGF | Household | 1 | 1196 | None | 79.3 | 0.021 | 15.2 | 46.4 | 0.012 | 6.93 | 79.3 | 0.021 | 15.2 | 46.4 | 0.012 | 6.93 | DEER:Res:ClothesDishWasher | Annual | 1719 |  | Appl-CW-Top-GasDHW-GasDry-Tier3DEER2018 | Appl-CW-Top-GasDHW-GasDry-Tier3AnyDMoMH72CZ13DEER2018 | 9337
Appl-CW-Top-GasDHW-GasDry-Tier3 | DEER2018 | D17 v3 |  | Any | DMo | MH72 | CZ10 | rDXGF | Household | 1 | 1196 | None | 78.7 | 0.021 | 15.8 | 45.2 | 0.012 | 7.29 | 78.7 | 0.021 | 15.8 | 45.2 | 0.012 | 7.29 | DEER:Res:ClothesDishWasher | Annual | 1719 |  | Appl-CW-Top-GasDHW-GasDry-Tier3DEER2018 | Appl-CW-Top-GasDHW-GasDry-Tier3AnyDMoMH72CZ10DEER2018 | 9338
Appl-CW-Top-GasDHW-GasDry-Tier3 | DEER2018 | D17 v3 |  | Any | DMo | MH15 | CZ13 | rDXGF | Household | 1 | 1242 | None | 76.2 | 0.017 | 15.3 | 45 | 0.01 | 6.98 | 76.2 | 0.017 | 15.3 | 45 | 0.01 | 6.98 | DEER:Res:ClothesDishWasher | Annual | 1719 |  | Appl-CW-Top-GasDHW-GasDry-Tier3DEER2018 | Appl-CW-Top-GasDHW-GasDry-Tier3AnyDMoMH15CZ13DEER2018 | 9339
Appl-CW-Top-GasDHW-ElecDry-Tier3 | DEER2018 | D17 v3 |  | Any | MFm | 2003 | CZ08 | rDXGF | Household | 1 | 1206 | None | 418 | 0.067 | 2.85 | 224 | 0.036 | 0.44 | 418 | 0.067 | 2.85 | 224 | 0.036 | 0.44 | DEER:Res:ClothesDishWasher | Annual | 1719 |  | Appl-CW-Top-GasDHW-ElecDry-Tier3DEER2018 | Appl-CW-Top-GasDHW-ElecDry-Tier3AnyMFm2003CZ08DEER2018 | 9340
Appl-CW-Top-GasDHW-GasDry-Tier3 | DEER2018 | D17 v3 |  | Any | DMo | MH00 | CZ13 | rDXGF | Household | 1 | 1242 | None | 81.3 | 0.022 | 14.8 | 46.8 | 0.012 | 6.69 | 81.3 | 0.022 | 14.8 | 46.8 | 0.012 | 6.69 | DEER:Res:ClothesDishWasher | Annual | 1719 |  | Appl-CW-Top-GasDHW-GasDry-Tier3DEER2018 | Appl-CW-Top-GasDHW-GasDry-Tier3AnyDMoMH00CZ13DEER2018 | 9341
Appl-CW-Top-GasDHW-ElecDry-Tier3 | DEER2018 | D17 v3 |  | Any | DMo | MH00 | CZ10 | rDXGF | Household | 1 | 1242 | None | 426 | 0.068 | 1.98 | 228 | 0.036 | -0.02 | 426 | 0.068 | 1.98 | 228 | 0.036 | -0.02 | DEER:Res:ClothesDishWasher | Annual | 1719 |  | Appl-CW-Top-GasDHW-ElecDry-Tier3DEER2018 | Appl-CW-Top-GasDHW-ElecDry-Tier3AnyDMoMH00CZ10DEER2018 | 9342
Appl-CW-Top-GasDHW-ElecDry-Tier3 | DEER2018 | D17 v3 |  | Any | DMo | MH06 | CZ10 | rDXGF | Household | 1 | 1242 | None | 422 | 0.063 | 1.98 | 227 | 0.034 | -0.01 | 422 | 0.063 | 1.98 | 227 | 0.034 | -0.01 | DEER:Res:ClothesDishWasher | Annual | 1719 |  | Appl-CW-Top-GasDHW-ElecDry-Tier3DEER2018 | Appl-CW-Top-GasDHW-ElecDry-Tier3AnyDMoMH06CZ10DEER2018 | 9343
Appl-CW-Top-GasDHW-ElecDry-Tier3 | DEER2018 | D17 v3 |  | Any | MFm | 2011 | CZ10 | rDXGF | Household | 1 | 1073.2 | None | 419 | 0.065 | 3.03 | 224 | 0.035 | 0.54 | 419 | 0.065 | 3.03 | 224 | 0.035 | 0.54 | DEER:Res:ClothesDishWasher | Annual | 1719 |  | Appl-CW-Top-GasDHW-ElecDry-Tier3DEER2018 | Appl-CW-Top-GasDHW-ElecDry-Tier3AnyMFm2011CZ10DEER2018 | 9344
Appl-CW-Top-GasDHW-GasDry-Tier3 | DEER2018 | D17 v3 |  | Any | MFm | 1975 | CZ10 | rDXGF | Household | 1 | 1216.8 | None | 69.1 | 0.023 | 16.1 | 40.9 | 0.014 | 7.48 | 69.1 | 0.023 | 16.1 | 40.9 | 0.014 | 7.48 | DEER:Res:ClothesDishWasher | Annual | 1719 |  | Appl-CW-Top-GasDHW-GasDry-Tier3DEER2018 | Appl-CW-Top-GasDHW-GasDry-Tier3AnyMFm1975CZ10DEER2018 | 9345
Appl-CW-Top-GasDHW-ElecDry-Tier3 | DEER2018 | D17 v3 |  | Any | MFm | 2007 | CZ10 | rDXGF | Household | 1 | 1073.2 | None | 417 | 0.063 | 2.87 | 224 | 0.035 | 0.5 | 417 | 0.063 | 2.87 | 224 | 0.035 | 0.5 | DEER:Res:ClothesDishWasher | Annual | 1719 |  | Appl-CW-Top-GasDHW-ElecDry-Tier3DEER2018 | Appl-CW-Top-GasDHW-ElecDry-Tier3AnyMFm2007CZ10DEER2018 | 9346
Appl-CW-Top-GasDHW-ElecDry-Tier3 | DEER2018 | D17 v3 |  | Any | MFm | 1996 | CZ08 | rDXGF | Household | 1 | 1169.1 | None | 418 | 0.063 | 2.83 | 224 | 0.034 | 0.42 | 418 | 0.063 | 2.83 | 224 | 0.034 | 0.42 | DEER:Res:ClothesDishWasher | Annual | 1719 |  | Appl-CW-Top-GasDHW-ElecDry-Tier3DEER2018 | Appl-CW-Top-GasDHW-ElecDry-Tier3AnyMFm1996CZ08DEER2018 | 9347
Appl-CW-Top-GasDHW-ElecDry-Tier3 | DEER2018 | D17 v3 |  | Any | MFm | 1996 | CZ13 | rDXGF | Household | 1 | 1031.9 | None | 421 | 0.068 | 2.39 | 225 | 0.037 | 0.2 | 421 | 0.068 | 2.39 | 225 | 0.037 | 0.2 | DEER:Res:ClothesDishWasher | Annual | 1719 |  | Appl-CW-Top-GasDHW-ElecDry-Tier3DEER2018 | Appl-CW-Top-GasDHW-ElecDry-Tier3AnyMFm1996CZ13DEER2018 | 9348
Appl-CW-Top-GasDHW-GasDry-Tier3 | DEER2018 | D17 v3 |  | Any | MFm | 1996 | CZ13 | rDXGF | Household | 1 | 1031.9 | None | 70.9 | 0.02 | 15.9 | 41.7 | 0.012 | 7.34 | 70.9 | 0.02 | 15.9 | 41.7 | 0.012 | 7.34 | DEER:Res:ClothesDishWasher | Annual | 1719 |  | Appl-CW-Top-GasDHW-GasDry-Tier3DEER2018 | Appl-CW-Top-GasDHW-GasDry-Tier3AnyMFm1996CZ13DEER2018 | 9349
Appl-CW-Top-GasDHW-ElecDry-Tier3 | DEER2018 | D17 v3 |  | Any | MFm | 2015 | CZ10 | rDXGF | Household | 1 | 1073.2 | None | 417 | 0.063 | 3.03 | 225 | 0.037 | 0.61 | 417 | 0.063 | 3.03 | 225 | 0.037 | 0.61 | DEER:Res:ClothesDishWasher | Annual | 1719 |  | Appl-CW-Top-GasDHW-ElecDry-Tier3DEER2018 | Appl-CW-Top-GasDHW-ElecDry-Tier3AnyMFm2015CZ10DEER2018 | 9350
Appl-CW-Top-GasDHW-GasDry-Tier3 | DEER2018 | D17 v3 |  | Any | MFm | 2011 | CZ10 | rDXGF | Household | 1 | 1073.2 | None | 69.6 | 0.018 | 16.6 | 39.9 | 0.009 | 7.68 | 69.6 | 0.018 | 16.6 | 39.9 | 0.009 | 7.68 | DEER:Res:ClothesDishWasher | Annual | 1719 |  | Appl-CW-Top-GasDHW-GasDry-Tier3DEER2018 | Appl-CW-Top-GasDHW-GasDry-Tier3AnyMFm2011CZ10DEER2018 | 9351
Appl-CW-Top-GasDHW-ElecDry-Tier3 | DEER2018 | D17 v3 |  | Any | MFm | 2017 | CZ10 | rDXGF | Household | 1 | 1073.2 | None | 417 | 0.062 | 3.11 | 223 | 0.033 | 0.59 | 417 | 0.062 | 3.11 | 223 | 0.033 | 0.59 | DEER:Res:ClothesDishWasher | Annual | 1719 |  | Appl-CW-Top-GasDHW-ElecDry-Tier3DEER2018 | Appl-CW-Top-GasDHW-ElecDry-Tier3AnyMFm2017CZ10DEER2018 | 9352
Appl-CW-Top-GasDHW-GasDry-Tier3 | DEER2018 | D17 v3 |  | Any | MFm | 2017 | CZ10 | rDXGF | Household | 1 | 1073.2 | None | 67.5 | 0.014 | 16.7 | 39.6 | 0.008 | 7.74 | 67.5 | 0.014 | 16.7 | 39.6 | 0.008 | 7.74 | DEER:Res:ClothesDishWasher | Annual | 1719 |  | Appl-CW-Top-GasDHW-GasDry-Tier3DEER2018 | Appl-CW-Top-GasDHW-GasDry-Tier3AnyMFm2017CZ10DEER2018 | 9353
Appl-CW-Top-GasDHW-GasDry-Tier3 | DEER2018 | D17 v3 |  | Any | MFm | 2015 | CZ10 | rDXGF | Household | 1 | 1073.2 | None | 67.1 | 0.015 | 16.6 | 39.2 | 0.008 | 7.7 | 67.1 | 0.015 | 16.6 | 39.2 | 0.008 | 7.7 | DEER:Res:ClothesDishWasher | Annual | 1719 |  | Appl-CW-Top-GasDHW-GasDry-Tier3DEER2018 | Appl-CW-Top-GasDHW-GasDry-Tier3AnyMFm2015CZ10DEER2018 | 9354
Appl-CW-Top-GasDHW-GasDry-Tier3 | DEER2018 | D17 v3 |  | Any | MFm | 1996 | CZ08 | rDXGF | Household | 1 | 1169.1 | None | 68.3 | 0.015 | 16.4 | 39.9 | 0.009 | 7.57 | 68.3 | 0.015 | 16.4 | 39.9 | 0.009 | 7.57 | DEER:Res:ClothesDishWasher | Annual | 1719 |  | Appl-CW-Top-GasDHW-GasDry-Tier3DEER2018 | Appl-CW-Top-GasDHW-GasDry-Tier3AnyMFm1996CZ08DEER2018 | 9355
Appl-CW-Top-GasDHW-GasDry-Tier3 | DEER2018 | D17 v3 |  | Any | MFm | 1996 | CZ10 | rDXGF | Household | 1 | 1093.6 | None | 64.5 | 0.025 | 15.9 | 37.5 | 0.013 | 7.23 | 64.5 | 0.025 | 15.9 | 37.5 | 0.013 | 7.23 | DEER:Res:ClothesDishWasher | Annual | 1719 |  | Appl-CW-Top-GasDHW-GasDry-Tier3DEER2018 | Appl-CW-Top-GasDHW-GasDry-Tier3AnyMFm1996CZ10DEER2018 | 9356
Appl-CW-Top-GasDHW-ElecDry-Tier3 | DEER2018 | D17 v3 |  | Any | MFm | 1996 | CZ10 | rDXGF | Household | 1 | 1093.6 | None | 415 | 0.073 | 2.37 | 221 | 0.038 | 0.09 | 415 | 0.073 | 2.37 | 221 | 0.038 | 0.09 | DEER:Res:ClothesDishWasher | Annual | 1719 |  | Appl-CW-Top-GasDHW-ElecDry-Tier3DEER2018 | Appl-CW-Top-GasDHW-ElecDry-Tier3AnyMFm1996CZ10DEER2018 | 9357
Appl-CW-Top-GasDHW-GasDry-Tier3 | DEER2018 | D17 v3 |  | Any | MFm | 2003 | CZ10 | rDXGF | Household | 1 | 1073.2 | None | 66.6 | 0.021 | 16.5 | 38.3 | 0.01 | 7.58 | 66.6 | 0.021 | 16.5 | 38.3 | 0.01 | 7.58 | DEER:Res:ClothesDishWasher | Annual | 1719 |  | Appl-CW-Top-GasDHW-GasDry-Tier3DEER2018 | Appl-CW-Top-GasDHW-GasDry-Tier3AnyMFm2003CZ10DEER2018 | 9358
Appl-CW-Top-GasDHW-ElecDry-Tier3 | DEER2018 | D17 v3 |  | Any | MFm | 2003 | CZ10 | rDXGF | Household | 1 | 1073.2 | None | 417 | 0.069 | 2.98 | 223 | 0.038 | 0.53 | 417 | 0.069 | 2.98 | 223 | 0.038 | 0.53 | DEER:Res:ClothesDishWasher | Annual | 1719 |  | Appl-CW-Top-GasDHW-ElecDry-Tier3DEER2018 | Appl-CW-Top-GasDHW-ElecDry-Tier3AnyMFm2003CZ10DEER2018 | 9359
Appl-CW-Top-GasDHW-GasDry-Tier2 | DEER2018 | D17 v3 |  | Any | MFm | 2011 | CZ15 | rDXGF | Household | 1 | 1094.6 | None | 66.7 | 0.013 | 14.3 | 35.8 | 0.007 | 5.66 | 66.7 | 0.013 | 14.3 | 35.8 | 0.007 | 5.66 | DEER:Res:ClothesDishWasher | Annual | 1719 |  | Appl-CW-Top-GasDHW-GasDry-Tier2DEER2018 | Appl-CW-Top-GasDHW-GasDry-Tier2AnyMFm2011CZ15DEER2018 | 9360
Appl-CW-Top-GasDHW-GasDry-Tier2 | DEER2018 | D17 v3 |  | Any | MFm | 2007 | CZ15 | rDXGF | Household | 1 | 1094.6 | None | 66.2 | 0.013 | 14.2 | 35.5 | 0.007 | 5.64 | 66.2 | 0.013 | 14.2 | 35.5 | 0.007 | 5.64 | DEER:Res:ClothesDishWasher | Annual | 1719 |  | Appl-CW-Top-GasDHW-GasDry-Tier2DEER2018 | Appl-CW-Top-GasDHW-GasDry-Tier2AnyMFm2007CZ15DEER2018 | 9361
Appl-CW-Top-GasDHW-ElecDry-Tier2 | DEER2018 | D17 v3 |  | Any | MFm | 2007 | CZ15 | rDXGF | Household | 1 | 1094.6 | None | 359 | 0.053 | 2.89 | 161 | 0.024 | 0.74 | 359 | 0.053 | 2.89 | 161 | 0.024 | 0.74 | DEER:Res:ClothesDishWasher | Annual | 1719 |  | Appl-CW-Top-GasDHW-ElecDry-Tier2DEER2018 | Appl-CW-Top-GasDHW-ElecDry-Tier2AnyMFm2007CZ15DEER2018 | 9362
Appl-CW-Top-GasDHW-GasDry-Tier2 | DEER2018 | D17 v3 |  | Any | MFm | 2017 | CZ15 | rDXGF | Household | 1 | 1094.6 | None | 65.2 | 0.011 | 14.3 | 35.1 | 0.006 | 5.67 | 65.2 | 0.011 | 14.3 | 35.1 | 0.006 | 5.67 | DEER:Res:ClothesDishWasher | Annual | 1719 |  | Appl-CW-Top-GasDHW-GasDry-Tier2DEER2018 | Appl-CW-Top-GasDHW-GasDry-Tier2AnyMFm2017CZ15DEER2018 | 9363
Appl-CW-Top-GasDHW-ElecDry-Tier2 | DEER2018 | D17 v3 |  | Any | MFm | 1975 | CZ15 | rDXGF | Household | 1 | 1409.4 | None | 363 | 0.054 | 2.79 | 164 | 0.025 | 0.7 | 363 | 0.054 | 2.79 | 164 | 0.025 | 0.7 | DEER:Res:ClothesDishWasher | Annual | 1719 |  | Appl-CW-Top-GasDHW-ElecDry-Tier2DEER2018 | Appl-CW-Top-GasDHW-ElecDry-Tier2AnyMFm1975CZ15DEER2018 | 9364
Appl-CW-Top-GasDHW-GasDry-Tier2 | DEER2018 | D17 v3 |  | Any | MFm | 1975 | CZ15 | rDXGF | Household | 1 | 1409.4 | None | 71.6 | 0.014 | 14.1 | 38.1 | 0.008 | 5.6 | 71.6 | 0.014 | 14.1 | 38.1 | 0.008 | 5.6 | DEER:Res:ClothesDishWasher | Annual | 1719 |  | Appl-CW-Top-GasDHW-GasDry-Tier2DEER2018 | Appl-CW-Top-GasDHW-GasDry-Tier2AnyMFm1975CZ15DEER2018 | 9365
Appl-CW-Top-GasDHW-ElecDry-Tier2 | DEER2018 | D17 v3 |  | Any | MFm | 2017 | CZ15 | rDXGF | Household | 1 | 1094.6 | None | 359 | 0.052 | 2.94 | 162 | 0.024 | 0.78 | 359 | 0.052 | 2.94 | 162 | 0.024 | 0.78 | DEER:Res:ClothesDishWasher | Annual | 1719 |  | Appl-CW-Top-GasDHW-ElecDry-Tier2DEER2018 | Appl-CW-Top-GasDHW-ElecDry-Tier2AnyMFm2017CZ15DEER2018 | 9366
Appl-CW-Top-GasDHW-ElecDry-Tier2 | DEER2018 | D17 v3 |  | Any | MFm | 1985 | CZ15 | rDXGF | Household | 1 | 1407.2 | None | 363 | 0.054 | 2.78 | 164 | 0.025 | 0.7 | 363 | 0.054 | 2.78 | 164 | 0.025 | 0.7 | DEER:Res:ClothesDishWasher | Annual | 1719 |  | Appl-CW-Top-GasDHW-ElecDry-Tier2DEER2018 | Appl-CW-Top-GasDHW-ElecDry-Tier2AnyMFm1985CZ15DEER2018 | 9367
Appl-CW-Top-GasDHW-GasDry-Tier2 | DEER2018 | D17 v3 |  | Any | MFm | 1985 | CZ15 | rDXGF | Household | 1 | 1407.2 | None | 71.1 | 0.014 | 14.1 | 38 | 0.007 | 5.59 | 71.1 | 0.014 | 14.1 | 38 | 0.007 | 5.59 | DEER:Res:ClothesDishWasher | Annual | 1719 |  | Appl-CW-Top-GasDHW-GasDry-Tier2DEER2018 | Appl-CW-Top-GasDHW-GasDry-Tier2AnyMFm1985CZ15DEER2018 | 9368
Appl-CW-Top-GasDHW-ElecDry-Tier2 | DEER2018 | D17 v3 |  | Any | MFm | 2011 | CZ15 | rDXGF | Household | 1 | 1094.6 | None | 358 | 0.053 | 2.91 | 162 | 0.024 | 0.76 | 358 | 0.053 | 2.91 | 162 | 0.024 | 0.76 | DEER:Res:ClothesDishWasher | Annual | 1719 |  | Appl-CW-Top-GasDHW-ElecDry-Tier2DEER2018 | Appl-CW-Top-GasDHW-ElecDry-Tier2AnyMFm2011CZ15DEER2018 | 9369
Appl-CW-Top-GasDHW-GasDry-Tier2 | DEER2018 | D17 v3 |  | Any | MFm | 2015 | CZ15 | rDXGF | Household | 1 | 1094.6 | None | 65.5 | 0.012 | 14.3 | 35.2 | 0.006 | 5.66 | 65.5 | 0.012 | 14.3 | 35.2 | 0.006 | 5.66 | DEER:Res:ClothesDishWasher | Annual | 1719 |  | Appl-CW-Top-GasDHW-GasDry-Tier2DEER2018 | Appl-CW-Top-GasDHW-GasDry-Tier2AnyMFm2015CZ15DEER2018 | 9370
Appl-CW-Top-GasDHW-ElecDry-Tier2 | DEER2018 | D17 v3 |  | Any | MFm | 2015 | CZ15 | rDXGF | Household | 1 | 1094.6 | None | 357 | 0.052 | 2.92 | 161 | 0.023 | 0.76 | 357 | 0.052 | 2.92 | 161 | 0.023 | 0.76 | DEER:Res:ClothesDishWasher | Annual | 1719 |  | Appl-CW-Top-GasDHW-ElecDry-Tier2DEER2018 | Appl-CW-Top-GasDHW-ElecDry-Tier2AnyMFm2015CZ15DEER2018 | 9371
Appl-CW-Top-GasDHW-GasDry-Tier2 | DEER2018 | D17 v3 |  | Any | DMo | MH15 | CZ15 | rDXGF | Household | 1 | 1242 | None | 75.2 | 0.015 | 14 | 40.6 | 0.008 | 5.54 | 75.2 | 0.015 | 14 | 40.6 | 0.008 | 5.54 | DEER:Res:ClothesDishWasher | Annual | 1719 |  | Appl-CW-Top-GasDHW-GasDry-Tier2DEER2018 | Appl-CW-Top-GasDHW-GasDry-Tier2AnyDMoMH15CZ15DEER2018 | 9372
Appl-CW-Top-GasDHW-ElecDry-Tier2 | DEER2018 | D17 v3 |  | Any | DMo | MH15 | CZ15 | rDXGF | Household | 1 | 1242 | None | 363 | 0.054 | 2.78 | 165 | 0.024 | 0.71 | 363 | 0.054 | 2.78 | 165 | 0.024 | 0.71 | DEER:Res:ClothesDishWasher | Annual | 1719 |  | Appl-CW-Top-GasDHW-ElecDry-Tier2DEER2018 | Appl-CW-Top-GasDHW-ElecDry-Tier2AnyDMoMH15CZ15DEER2018 | 9373
Appl-CW-Top-GasDHW-GasDry-Tier2 | DEER2018 | D17 v3 |  | Any | DMo | MH72 | CZ15 | rDXGF | Household | 1 | 1196 | None | 78.3 | 0.017 | 14.1 | 41.1 | 0.009 | 5.61 | 78.3 | 0.017 | 14.1 | 41.1 | 0.009 | 5.61 | DEER:Res:ClothesDishWasher | Annual | 1719 |  | Appl-CW-Top-GasDHW-GasDry-Tier2DEER2018 | Appl-CW-Top-GasDHW-GasDry-Tier2AnyDMoMH72CZ15DEER2018 | 9374
Appl-CW-Top-GasDHW-ElecDry-Tier2 | DEER2018 | D17 v3 |  | Any | MFm | 2003 | CZ15 | rDXGF | Household | 1 | 1094.6 | None | 362 | 0.055 | 2.87 | 163 | 0.025 | 0.74 | 362 | 0.055 | 2.87 | 163 | 0.025 | 0.74 | DEER:Res:ClothesDishWasher | Annual | 1719 |  | Appl-CW-Top-GasDHW-ElecDry-Tier2DEER2018 | Appl-CW-Top-GasDHW-ElecDry-Tier2AnyMFm2003CZ15DEER2018 | 9375
Appl-CW-Top-GasDHW-GasDry-Tier1 | DEER2018 | D17 v3 |  | Any | SFm | 2007 | CZ01 | rDXGF | Household | 1 | 2295.6 | None | 58.3 | 0.008 | 13.8 | 31 | 0.004 | 3.35 | 58.3 | 0.008 | 13.8 | 31 | 0.004 | 3.35 | DEER:Res:ClothesDishWasher | Annual | 1719 |  | Appl-CW-Top-GasDHW-GasDry-Tier1DEER2018 | Appl-CW-Top-GasDHW-GasDry-Tier1AnySFm2007CZ01DEER2018 | 9376
Appl-CW-Top-GasDHW-GasDry-Tier2 | DEER2018 | D17 v3 |  | Any | DMo | MH06 | CZ15 | rDXGF | Household | 1 | 1242 | None | 75.8 | 0.015 | 14 | 40.7 | 0.008 | 5.55 | 75.8 | 0.015 | 14 | 40.7 | 0.008 | 5.55 | DEER:Res:ClothesDishWasher | Annual | 1719 |  | Appl-CW-Top-GasDHW-GasDry-Tier2DEER2018 | Appl-CW-Top-GasDHW-GasDry-Tier2AnyDMoMH06CZ15DEER2018 | 9377
Appl-CW-Top-GasDHW-GasDry-Tier2 | DEER2018 | D17 v3 |  | Any | DMo | MH00 | CZ15 | rDXGF | Household | 1 | 1242 | None | 79.8 | 0.018 | 13.9 | 43.5 | 0.009 | 5.51 | 79.8 | 0.018 | 13.9 | 43.5 | 0.009 | 5.51 | DEER:Res:ClothesDishWasher | Annual | 1719 |  | Appl-CW-Top-GasDHW-GasDry-Tier2DEER2018 | Appl-CW-Top-GasDHW-GasDry-Tier2AnyDMoMH00CZ15DEER2018 | 9378
Appl-CW-Top-GasDHW-ElecDry-Tier2 | DEER2018 | D17 v3 |  | Any | DMo | MH72 | CZ15 | rDXGF | Household | 1 | 1196 | None | 366 | 0.056 | 2.9 | 165 | 0.026 | 0.78 | 366 | 0.056 | 2.9 | 165 | 0.026 | 0.78 | DEER:Res:ClothesDishWasher | Annual | 1719 |  | Appl-CW-Top-GasDHW-ElecDry-Tier2DEER2018 | Appl-CW-Top-GasDHW-ElecDry-Tier2AnyDMoMH72CZ15DEER2018 | 9379
Appl-CW-Top-GasDHW-GasDry-Tier2 | DEER2018 | D17 v3 |  | Any | DMo | MH85 | CZ15 | rDXGF | Household | 1 | 1242 | None | 74.9 | 0.017 | 13.8 | 41.8 | 0.009 | 5.45 | 74.9 | 0.017 | 13.8 | 41.8 | 0.009 | 5.45 | DEER:Res:ClothesDishWasher | Annual | 1719 |  | Appl-CW-Top-GasDHW-GasDry-Tier2DEER2018 | Appl-CW-Top-GasDHW-GasDry-Tier2AnyDMoMH85CZ15DEER2018 | 9380
Appl-CW-Top-GasDHW-ElecDry-Tier2 | DEER2018 | D17 v3 |  | Any | DMo | MH06 | CZ15 | rDXGF | Household | 1 | 1242 | None | 364 | 0.055 | 2.82 | 165 | 0.025 | 0.72 | 364 | 0.055 | 2.82 | 165 | 0.025 | 0.72 | DEER:Res:ClothesDishWasher | Annual | 1719 |  | Appl-CW-Top-GasDHW-ElecDry-Tier2DEER2018 | Appl-CW-Top-GasDHW-ElecDry-Tier2AnyDMoMH06CZ15DEER2018 | 9381
Appl-CW-Top-GasDHW-ElecDry-Tier2 | DEER2018 | D17 v3 |  | Any | DMo | MH85 | CZ15 | rDXGF | Household | 1 | 1242 | None | 362 | 0.056 | 2.66 | 166 | 0.025 | 0.63 | 362 | 0.056 | 2.66 | 166 | 0.025 | 0.63 | DEER:Res:ClothesDishWasher | Annual | 1719 |  | Appl-CW-Top-GasDHW-ElecDry-Tier2DEER2018 | Appl-CW-Top-GasDHW-ElecDry-Tier2AnyDMoMH85CZ15DEER2018 | 9382
Appl-CW-Top-GasDHW-ElecDry-Tier2 | DEER2018 | D17 v3 |  | Any | DMo | MH00 | CZ15 | rDXGF | Household | 1 | 1242 | None | 367 | 0.057 | 2.73 | 167 | 0.026 | 0.69 | 367 | 0.057 | 2.73 | 167 | 0.026 | 0.69 | DEER:Res:ClothesDishWasher | Annual | 1719 |  | Appl-CW-Top-GasDHW-ElecDry-Tier2DEER2018 | Appl-CW-Top-GasDHW-ElecDry-Tier2AnyDMoMH00CZ15DEER2018 | 9383
Appl-CW-Top-GasDHW-GasDry-Tier2 | DEER2018 | D17 v3 |  | Any | MFm | 1996 | CZ15 | rDXGF | Household | 1 | 1086 | None | 70 | 0.015 | 14.2 | 37.3 | 0.008 | 5.63 | 70 | 0.015 | 14.2 | 37.3 | 0.008 | 5.63 | DEER:Res:ClothesDishWasher | Annual | 1719 |  | Appl-CW-Top-GasDHW-GasDry-Tier2DEER2018 | Appl-CW-Top-GasDHW-GasDry-Tier2AnyMFm1996CZ15DEER2018 | 9384
Appl-CW-Top-GasDHW-GasDry-Tier2 | DEER2018 | D17 v3 |  | Any | MFm | 2003 | CZ15 | rDXGF | Household | 1 | 1094.6 | None | 70.1 | 0.015 | 14.2 | 37.4 | 0.008 | 5.64 | 70.1 | 0.015 | 14.2 | 37.4 | 0.008 | 5.64 | DEER:Res:ClothesDishWasher | Annual | 1719 |  | Appl-CW-Top-GasDHW-GasDry-Tier2DEER2018 | Appl-CW-Top-GasDHW-GasDry-Tier2AnyMFm2003CZ15DEER2018 | 9385
Appl-CW-Top-GasDHW-ElecDry-Tier1 | DEER2018 | D17 v3 |  | Any | SFm | 2007 | CZ01 | rDXGF | Household | 1 | 2295.6 | None | 415 | 0.058 | 0.13 | 181 | 0.026 | -2.41 | 415 | 0.058 | 0.13 | 181 | 0.026 | -2.41 | DEER:Res:ClothesDishWasher | Annual | 1719 |  | Appl-CW-Top-GasDHW-ElecDry-Tier1DEER2018 | Appl-CW-Top-GasDHW-ElecDry-Tier1AnySFm2007CZ01DEER2018 | 9386
Appl-CW-Top-GasDHW-GasDry-Tier1 | DEER2018 | D17 v3 |  | Any | SFm | 1975 | CZ16 | rDXGF | Household | 1 | 1591 | None | 72.7 | 0.02 | 14 | 37.9 | 0.01 | 3.43 | 72.7 | 0.02 | 14 | 37.9 | 0.01 | 3.43 | DEER:Res:ClothesDishWasher | Annual | 1719 |  | Appl-CW-Top-GasDHW-GasDry-Tier1DEER2018 | Appl-CW-Top-GasDHW-GasDry-Tier1AnySFm1975CZ16DEER2018 | 9387
Appl-CW-Top-GasDHW-ElecDry-Tier1 | DEER2018 | D17 v3 |  | Any | SFm | 2011 | CZ01 | rDXGF | Household | 1 | 2295.6 | None | 415 | 0.058 | 0.3 | 181 | 0.025 | -2.32 | 415 | 0.058 | 0.3 | 181 | 0.025 | -2.32 | DEER:Res:ClothesDishWasher | Annual | 1719 |  | Appl-CW-Top-GasDHW-ElecDry-Tier1DEER2018 | Appl-CW-Top-GasDHW-ElecDry-Tier1AnySFm2011CZ01DEER2018 | 9388
Appl-CW-Top-GasDHW-ElecDry-Tier1 | DEER2018 | D17 v3 |  | Any | SFm | 1985 | CZ16 | rDXGF | Household | 1 | 1904 | None | 428 | 0.071 | -0.38 | 187 | 0.032 | -2.65 | 428 | 0.071 | -0.38 | 187 | 0.032 | -2.65 | DEER:Res:ClothesDishWasher | Annual | 1719 |  | Appl-CW-Top-GasDHW-ElecDry-Tier1DEER2018 | Appl-CW-Top-GasDHW-ElecDry-Tier1AnySFm1985CZ16DEER2018 | 9389
Appl-CW-Top-GasDHW-ElecDry-Tier1 | DEER2018 | D17 v3 |  | Any | SFm | 2017 | CZ01 | rDXGF | Household | 1 | 2295.6 | None | 415 | 0.058 | 0.74 | 181 | 0.026 | -2.12 | 415 | 0.058 | 0.74 | 181 | 0.026 | -2.12 | DEER:Res:ClothesDishWasher | Annual | 1719 |  | Appl-CW-Top-GasDHW-ElecDry-Tier1DEER2018 | Appl-CW-Top-GasDHW-ElecDry-Tier1AnySFm2017CZ01DEER2018 | 9390
Appl-CW-Top-GasDHW-GasDry-Tier1 | DEER2018 | D17 v3 |  | Any | SFm | 2007 | CZ16 | rDXGF | Household | 1 | 2295.6 | None | 66.6 | 0.018 | 14.8 | 35 | 0.009 | 3.83 | 66.6 | 0.018 | 14.8 | 35 | 0.009 | 3.83 | DEER:Res:ClothesDishWasher | Annual | 1719 |  | Appl-CW-Top-GasDHW-GasDry-Tier1DEER2018 | Appl-CW-Top-GasDHW-GasDry-Tier1AnySFm2007CZ16DEER2018 | 9391
Appl-CW-Top-GasDHW-GasDry-Tier1 | DEER2018 | D17 v3 |  | Any | SFm | 1996 | CZ01 | rDXGF | Household | 1 | 2193 | None | 58.5 | 0.009 | 14.1 | 31.1 | 0.005 | 3.48 | 58.5 | 0.009 | 14.1 | 31.1 | 0.005 | 3.48 | DEER:Res:ClothesDishWasher | Annual | 1719 |  | Appl-CW-Top-GasDHW-GasDry-Tier1DEER2018 | Appl-CW-Top-GasDHW-GasDry-Tier1AnySFm1996CZ01DEER2018 | 9392
Appl-CW-Top-GasDHW-ElecDry-Tier1 | DEER2018 | D17 v3 |  | Any | SFm | 2015 | CZ01 | rDXGF | Household | 1 | 2295.6 | None | 415 | 0.058 | 0.12 | 181 | 0.025 | -2.2 | 415 | 0.058 | 0.12 | 181 | 0.025 | -2.2 | DEER:Res:ClothesDishWasher | Annual | 1719 |  | Appl-CW-Top-GasDHW-ElecDry-Tier1DEER2018 | Appl-CW-Top-GasDHW-ElecDry-Tier1AnySFm2015CZ01DEER2018 | 9393
Appl-CW-Top-GasDHW-GasDry-Tier1 | DEER2018 | D17 v3 |  | Any | SFm | 2003 | CZ01 | rDXGF | Household | 1 | 2295.6 | None | 58.2 | 0.009 | 13.8 | 31 | 0.005 | 3.33 | 58.2 | 0.009 | 13.8 | 31 | 0.005 | 3.33 | DEER:Res:ClothesDishWasher | Annual | 1719 |  | Appl-CW-Top-GasDHW-GasDry-Tier1DEER2018 | Appl-CW-Top-GasDHW-GasDry-Tier1AnySFm2003CZ01DEER2018 | 9394
Appl-CW-Top-GasDHW-GasDry-Tier1 | DEER2018 | D17 v3 |  | Any | SFm | 2015 | CZ16 | rDXGF | Household | 1 | 2295.6 | None | 64.1 | 0.016 | 14.4 | 33.6 | 0.008 | 3.65 | 64.1 | 0.016 | 14.4 | 33.6 | 0.008 | 3.65 | DEER:Res:ClothesDishWasher | Annual | 1719 |  | Appl-CW-Top-GasDHW-GasDry-Tier1DEER2018 | Appl-CW-Top-GasDHW-GasDry-Tier1AnySFm2015CZ16DEER2018 | 9395
Appl-CW-Top-GasDHW-ElecDry-Tier1 | DEER2018 | D17 v3 |  | Any | SFm | 1975 | CZ01 | rDXGF | Household | 1 | 1591 | None | 414 | 0.058 | -0.14 | 181 | 0.025 | -2.56 | 414 | 0.058 | -0.14 | 181 | 0.025 | -2.56 | DEER:Res:ClothesDishWasher | Annual | 1719 |  | Appl-CW-Top-GasDHW-ElecDry-Tier1DEER2018 | Appl-CW-Top-GasDHW-ElecDry-Tier1AnySFm1975CZ01DEER2018 | 9396
Appl-CW-Top-GasDHW-ElecDry-Tier1 | DEER2018 | D17 v3 |  | Any | SFm | 1996 | CZ16 | rDXGF | Household | 1 | 2193 | None | 428 | 0.07 | 1 | 187 | 0.03 | -1.99 | 428 | 0.07 | 1 | 187 | 0.03 | -1.99 | DEER:Res:ClothesDishWasher | Annual | 1719 |  | Appl-CW-Top-GasDHW-ElecDry-Tier1DEER2018 | Appl-CW-Top-GasDHW-ElecDry-Tier1AnySFm1996CZ16DEER2018 | 9397
Appl-CW-Top-GasDHW-GasDry-Tier1 | DEER2018 | D17 v3 |  | Any | SFm | 2011 | CZ01 | rDXGF | Household | 1 | 2295.6 | None | 58.5 | 0.009 | 14 | 31.1 | 0.005 | 3.44 | 58.5 | 0.009 | 14 | 31.1 | 0.005 | 3.44 | DEER:Res:ClothesDishWasher | Annual | 1719 |  | Appl-CW-Top-GasDHW-GasDry-Tier1DEER2018 | Appl-CW-Top-GasDHW-GasDry-Tier1AnySFm2011CZ01DEER2018 | 9398
Appl-CW-Top-GasDHW-GasDry-Tier1 | DEER2018 | D17 v3 |  | Any | SFm | 2015 | CZ01 | rDXGF | Household | 1 | 2295.6 | None | 58.7 | 0.008 | 13.8 | 31.4 | 0.004 | 3.56 | 58.7 | 0.008 | 13.8 | 31.4 | 0.004 | 3.56 | DEER:Res:ClothesDishWasher | Annual | 1719 |  | Appl-CW-Top-GasDHW-GasDry-Tier1DEER2018 | Appl-CW-Top-GasDHW-GasDry-Tier1AnySFm2015CZ01DEER2018 | 9399
Appl-CW-Top-GasDHW-GasDry-Tier1 | DEER2018 | D17 v3 |  | Any | SFm | 1985 | CZ16 | rDXGF | Household | 1 | 1904 | None | 71.6 | 0.023 | 13.3 | 37.2 | 0.011 | 3.12 | 71.6 | 0.023 | 13.3 | 37.2 | 0.011 | 3.12 | DEER:Res:ClothesDishWasher | Annual | 1719 |  | Appl-CW-Top-GasDHW-GasDry-Tier1DEER2018 | Appl-CW-Top-GasDHW-GasDry-Tier1AnySFm1985CZ16DEER2018 | 9400
Appl-CW-Top-GasDHW-ElecDry-Tier2 | DEER2018 | D17 v3 |  | Any | MFm | 1996 | CZ15 | rDXGF | Household | 1 | 1086 | None | 361 | 0.054 | 2.86 | 163 | 0.025 | 0.74 | 361 | 0.054 | 2.86 | 163 | 0.025 | 0.74 | DEER:Res:ClothesDishWasher | Annual | 1719 |  | Appl-CW-Top-GasDHW-ElecDry-Tier2DEER2018 | Appl-CW-Top-GasDHW-ElecDry-Tier2AnyMFm1996CZ15DEER2018 | 9401
Appl-CW-Top-GasDHW-ElecDry-Tier1 | DEER2018 | D17 v3 |  | Any | SFm | 2003 | CZ01 | rDXGF | Household | 1 | 2295.6 | None | 415 | 0.058 | 0.14 | 181 | 0.025 | -2.41 | 415 | 0.058 | 0.14 | 181 | 0.025 | -2.41 | DEER:Res:ClothesDishWasher | Annual | 1719 |  | Appl-CW-Top-GasDHW-ElecDry-Tier1DEER2018 | Appl-CW-Top-GasDHW-ElecDry-Tier1AnySFm2003CZ01DEER2018 | 9402
Appl-CW-Top-GasDHW-ElecDry-Tier1 | DEER2018 | D17 v3 |  | Any | SFm | 2007 | CZ16 | rDXGF | Household | 1 | 2295.6 | None | 423 | 0.067 | 1.09 | 185 | 0.03 | -1.93 | 423 | 0.067 | 1.09 | 185 | 0.03 | -1.93 | DEER:Res:ClothesDishWasher | Annual | 1719 |  | Appl-CW-Top-GasDHW-ElecDry-Tier1DEER2018 | Appl-CW-Top-GasDHW-ElecDry-Tier1AnySFm2007CZ16DEER2018 | 9403
Appl-CW-Top-GasDHW-ElecDry-Tier1 | DEER2018 | D17 v3 |  | Any | SFm | 1975 | CZ16 | rDXGF | Household | 1 | 1591 | None | 428 | 0.068 | 0.3 | 188 | 0.03 | -2.31 | 428 | 0.068 | 0.3 | 188 | 0.03 | -2.31 | DEER:Res:ClothesDishWasher | Annual | 1719 |  | Appl-CW-Top-GasDHW-ElecDry-Tier1DEER2018 | Appl-CW-Top-GasDHW-ElecDry-Tier1AnySFm1975CZ16DEER2018 | 9404
Appl-CW-Top-GasDHW-GasDry-Tier1 | DEER2018 | D17 v3 |  | Any | SFm | 2017 | CZ01 | rDXGF | Household | 1 | 2295.6 | None | 59.1 | 0.008 | 14.4 | 31.4 | 0.004 | 3.63 | 59.1 | 0.008 | 14.4 | 31.4 | 0.004 | 3.63 | DEER:Res:ClothesDishWasher | Annual | 1719 |  | Appl-CW-Top-GasDHW-GasDry-Tier1DEER2018 | Appl-CW-Top-GasDHW-GasDry-Tier1AnySFm2017CZ01DEER2018 | 9405
Appl-CW-Top-GasDHW-ElecDry-Tier1 | DEER2018 | D17 v3 |  | Any | SFm | 2017 | CZ16 | rDXGF | Household | 1 | 2295.6 | None | 419 | 0.066 | 0.83 | 183 | 0.029 | -2.07 | 419 | 0.066 | 0.83 | 183 | 0.029 | -2.07 | DEER:Res:ClothesDishWasher | Annual | 1719 |  | Appl-CW-Top-GasDHW-ElecDry-Tier1DEER2018 | Appl-CW-Top-GasDHW-ElecDry-Tier1AnySFm2017CZ16DEER2018 | 9406
Appl-CW-Top-GasDHW-GasDry-Tier1 | DEER2018 | D17 v3 |  | Any | SFm | 1985 | CZ01 | rDXGF | Household | 1 | 1904 | None | 56.7 | 0.008 | 12.3 | 30.2 | 0.004 | 2.63 | 56.7 | 0.008 | 12.3 | 30.2 | 0.004 | 2.63 | DEER:Res:ClothesDishWasher | Annual | 1719 |  | Appl-CW-Top-GasDHW-GasDry-Tier1DEER2018 | Appl-CW-Top-GasDHW-GasDry-Tier1AnySFm1985CZ01DEER2018 | 9407
Appl-CW-Top-GasDHW-ElecDry-Tier1 | DEER2018 | D17 v3 |  | Any | SFm | 1985 | CZ01 | rDXGF | Household | 1 | 1904 | None | 413 | 0.058 | -1.32 | 180 | 0.026 | -3.11 | 413 | 0.058 | -1.32 | 180 | 0.026 | -3.11 | DEER:Res:ClothesDishWasher | Annual | 1719 |  | Appl-CW-Top-GasDHW-ElecDry-Tier1DEER2018 | Appl-CW-Top-GasDHW-ElecDry-Tier1AnySFm1985CZ01DEER2018 | 9408
Appl-CW-Top-GasDHW-GasDry-Tier1 | DEER2018 | D17 v3 |  | Any | SFm | 1975 | CZ01 | rDXGF | Household | 1 | 1591 | None | 58 | 0.009 | 13.5 | 30.9 | 0.005 | 3.19 | 58 | 0.009 | 13.5 | 30.9 | 0.005 | 3.19 | DEER:Res:ClothesDishWasher | Annual | 1719 |  | Appl-CW-Top-GasDHW-GasDry-Tier1DEER2018 | Appl-CW-Top-GasDHW-GasDry-Tier1AnySFm1975CZ01DEER2018 | 9409
Appl-CW-Top-GasDHW-GasDry-Tier1 | DEER2018 | D17 v3 |  | Any | SFm | 1996 | CZ16 | rDXGF | Household | 1 | 2193 | None | 71.9 | 0.021 | 14.7 | 37.2 | 0.01 | 3.79 | 71.9 | 0.021 | 14.7 | 37.2 | 0.01 | 3.79 | DEER:Res:ClothesDishWasher | Annual | 1719 |  | Appl-CW-Top-GasDHW-GasDry-Tier1DEER2018 | Appl-CW-Top-GasDHW-GasDry-Tier1AnySFm1996CZ16DEER2018 | 9410
Appl-CW-Top-GasDHW-ElecDry-Tier1 | DEER2018 | D17 v3 |  | Any | SFm | 2011 | CZ16 | rDXGF | Household | 1 | 2295.6 | None | 423 | 0.065 | 1.25 | 185 | 0.029 | -1.87 | 423 | 0.065 | 1.25 | 185 | 0.029 | -1.87 | DEER:Res:ClothesDishWasher | Annual | 1719 |  | Appl-CW-Top-GasDHW-ElecDry-Tier1DEER2018 | Appl-CW-Top-GasDHW-ElecDry-Tier1AnySFm2011CZ16DEER2018 | 9411
Appl-CW-Top-GasDHW-GasDry-Tier1 | DEER2018 | D17 v3 |  | Any | SFm | 2011 | CZ16 | rDXGF | Household | 1 | 2295.6 | None | 67.5 | 0.017 | 15 | 35.4 | 0.009 | 3.91 | 67.5 | 0.017 | 15 | 35.4 | 0.009 | 3.91 | DEER:Res:ClothesDishWasher | Annual | 1719 |  | Appl-CW-Top-GasDHW-GasDry-Tier1DEER2018 | Appl-CW-Top-GasDHW-GasDry-Tier1AnySFm2011CZ16DEER2018 | 9412
Appl-CW-Top-GasDHW-ElecDry-Tier1 | DEER2018 | D17 v3 |  | Any | SFm | 1996 | CZ01 | rDXGF | Household | 1 | 2193 | None | 415 | 0.058 | 0.42 | 181 | 0.025 | -2.27 | 415 | 0.058 | 0.42 | 181 | 0.025 | -2.27 | DEER:Res:ClothesDishWasher | Annual | 1719 |  | Appl-CW-Top-GasDHW-ElecDry-Tier1DEER2018 | Appl-CW-Top-GasDHW-ElecDry-Tier1AnySFm1996CZ01DEER2018 | 9413
Appl-CW-Top-GasDHW-GasDry-Tier1 | DEER2018 | D17 v3 |  | Any | SFm | 2003 | CZ16 | rDXGF | Household | 1 | 2295.6 | None | 67.3 | 0.019 | 14.8 | 35.6 | 0.01 | 3.84 | 67.3 | 0.019 | 14.8 | 35.6 | 0.01 | 3.84 | DEER:Res:ClothesDishWasher | Annual | 1719 |  | Appl-CW-Top-GasDHW-GasDry-Tier1DEER2018 | Appl-CW-Top-GasDHW-GasDry-Tier1AnySFm2003CZ16DEER2018 | 9414
Appl-CW-Top-GasDHW-ElecDry-Tier1 | DEER2018 | D17 v3 |  | Any | SFm | 2015 | CZ16 | rDXGF | Household | 1 | 2295.6 | None | 420 | 0.065 | 0.71 | 183 | 0.029 | -2.12 | 420 | 0.065 | 0.71 | 183 | 0.029 | -2.12 | DEER:Res:ClothesDishWasher | Annual | 1719 |  | Appl-CW-Top-GasDHW-ElecDry-Tier1DEER2018 | Appl-CW-Top-GasDHW-ElecDry-Tier1AnySFm2015CZ16DEER2018 | 9415
Appl-CW-Top-GasDHW-ElecDry-Tier1 | DEER2018 | D17 v3 |  | Any | SFm | 2003 | CZ16 | rDXGF | Household | 1 | 2295.6 | None | 423 | 0.068 | 1.12 | 185 | 0.031 | -1.93 | 423 | 0.068 | 1.12 | 185 | 0.031 | -1.93 | DEER:Res:ClothesDishWasher | Annual | 1719 |  | Appl-CW-Top-GasDHW-ElecDry-Tier1DEER2018 | Appl-CW-Top-GasDHW-ElecDry-Tier1AnySFm2003CZ16DEER2018 | 9416
Appl-CW-Top-GasDHW-GasDry-Tier1 | DEER2018 | D17 v3 |  | Any | SFm | 2017 | CZ16 | rDXGF | Household | 1 | 2295.6 | None | 62.7 | 0.017 | 14.5 | 32.8 | 0.009 | 3.71 | 62.7 | 0.017 | 14.5 | 32.8 | 0.009 | 3.71 | DEER:Res:ClothesDishWasher | Annual | 1719 |  | Appl-CW-Top-GasDHW-GasDry-Tier1DEER2018 | Appl-CW-Top-GasDHW-GasDry-Tier1AnySFm2017CZ16DEER2018 | 9417
Appl-CW-Top-GasDHW-GasDry-Tier3 | DEER2018 | D17 v3 |  | Any | MFm | 1975 | CZ15 | rDXGF | Household | 1 | 1409.4 | None | 80 | 0.015 | 16.2 | 46.5 | 0.009 | 7.64 | 80 | 0.015 | 16.2 | 46.5 | 0.009 | 7.64 | DEER:Res:ClothesDishWasher | Annual | 1719 |  | Appl-CW-Top-GasDHW-GasDry-Tier3DEER2018 | Appl-CW-Top-GasDHW-GasDry-Tier3AnyMFm1975CZ15DEER2018 | 9418
Appl-CW-Top-GasDHW-ElecDry-Tier3 | DEER2018 | D17 v3 |  | Any | MFm | 2007 | CZ15 | rDXGF | Household | 1 | 1094.6 | None | 424 | 0.062 | 2.68 | 227 | 0.033 | 0.53 | 424 | 0.062 | 2.68 | 227 | 0.033 | 0.53 | DEER:Res:ClothesDishWasher | Annual | 1719 |  | Appl-CW-Top-GasDHW-ElecDry-Tier3DEER2018 | Appl-CW-Top-GasDHW-ElecDry-Tier3AnyMFm2007CZ15DEER2018 | 9419
Appl-CW-Top-GasDHW-ElecDry-Tier3 | DEER2018 | D17 v3 |  | Any | MFm | 1975 | CZ15 | rDXGF | Household | 1 | 1409.4 | None | 429 | 0.063 | 2.57 | 230 | 0.034 | 0.48 | 429 | 0.063 | 2.57 | 230 | 0.034 | 0.48 | DEER:Res:ClothesDishWasher | Annual | 1719 |  | Appl-CW-Top-GasDHW-ElecDry-Tier3DEER2018 | Appl-CW-Top-GasDHW-ElecDry-Tier3AnyMFm1975CZ15DEER2018 | 9420
Appl-CW-Top-GasDHW-GasDry-Tier3 | DEER2018 | D17 v3 |  | Any | MFm | 2011 | CZ15 | rDXGF | Household | 1 | 1094.6 | None | 74.3 | 0.014 | 16.3 | 43.4 | 0.008 | 7.71 | 74.3 | 0.014 | 16.3 | 43.4 | 0.008 | 7.71 | DEER:Res:ClothesDishWasher | Annual | 1719 |  | Appl-CW-Top-GasDHW-GasDry-Tier3DEER2018 | Appl-CW-Top-GasDHW-GasDry-Tier3AnyMFm2011CZ15DEER2018 | 9421
Appl-CW-Top-GasDHW-GasDry-Tier3 | DEER2018 | D17 v3 |  | Any | MFm | 2007 | CZ15 | rDXGF | Household | 1 | 1094.6 | None | 73.8 | 0.014 | 16.3 | 43.1 | 0.008 | 7.69 | 73.8 | 0.014 | 16.3 | 43.1 | 0.008 | 7.69 | DEER:Res:ClothesDishWasher | Annual | 1719 |  | Appl-CW-Top-GasDHW-GasDry-Tier3DEER2018 | Appl-CW-Top-GasDHW-GasDry-Tier3AnyMFm2007CZ15DEER2018 | 9422
Appl-CW-Top-GasDHW-ElecDry-Tier3 | DEER2018 | D17 v3 |  | Any | MFm | 2015 | CZ15 | rDXGF | Household | 1 | 1094.6 | None | 422 | 0.062 | 2.71 | 226 | 0.033 | 0.55 | 422 | 0.062 | 2.71 | 226 | 0.033 | 0.55 | DEER:Res:ClothesDishWasher | Annual | 1719 |  | Appl-CW-Top-GasDHW-ElecDry-Tier3DEER2018 | Appl-CW-Top-GasDHW-ElecDry-Tier3AnyMFm2015CZ15DEER2018 | 9423
Appl-CW-Top-GasDHW-ElecDry-Tier3 | DEER2018 | D17 v3 |  | Any | MFm | 2017 | CZ15 | rDXGF | Household | 1 | 1094.6 | None | 423 | 0.062 | 2.72 | 227 | 0.034 | 0.56 | 423 | 0.062 | 2.72 | 227 | 0.034 | 0.56 | DEER:Res:ClothesDishWasher | Annual | 1719 |  | Appl-CW-Top-GasDHW-ElecDry-Tier3DEER2018 | Appl-CW-Top-GasDHW-ElecDry-Tier3AnyMFm2017CZ15DEER2018 | 9424
Appl-CW-Top-GasDHW-GasDry-Tier3 | DEER2018 | D17 v3 |  | Any | MFm | 2017 | CZ15 | rDXGF | Household | 1 | 1094.6 | None | 71.9 | 0.013 | 16.3 | 41.8 | 0.008 | 7.71 | 71.9 | 0.013 | 16.3 | 41.8 | 0.008 | 7.71 | DEER:Res:ClothesDishWasher | Annual | 1719 |  | Appl-CW-Top-GasDHW-GasDry-Tier3DEER2018 | Appl-CW-Top-GasDHW-GasDry-Tier3AnyMFm2017CZ15DEER2018 | 9425
Appl-CW-Top-GasDHW-ElecDry-Tier3 | DEER2018 | D17 v3 |  | Any | MFm | 2011 | CZ15 | rDXGF | Household | 1 | 1094.6 | None | 424 | 0.062 | 2.7 | 227 | 0.033 | 0.55 | 424 | 0.062 | 2.7 | 227 | 0.033 | 0.55 | DEER:Res:ClothesDishWasher | Annual | 1719 |  | Appl-CW-Top-GasDHW-ElecDry-Tier3DEER2018 | Appl-CW-Top-GasDHW-ElecDry-Tier3AnyMFm2011CZ15DEER2018 | 9426
Appl-CW-Top-GasDHW-GasDry-Tier3 | DEER2018 | D17 v3 |  | Any | DMo | MH00 | CZ15 | rDXGF | Household | 1 | 1242 | None | 90 | 0.02 | 15.9 | 53.7 | 0.011 | 7.53 | 90 | 0.02 | 15.9 | 53.7 | 0.011 | 7.53 | DEER:Res:ClothesDishWasher | Annual | 1719 |  | Appl-CW-Top-GasDHW-GasDry-Tier3DEER2018 | Appl-CW-Top-GasDHW-GasDry-Tier3AnyDMoMH00CZ15DEER2018 | 9427
Appl-CW-Top-GasDHW-GasDry-Tier3 | DEER2018 | D17 v3 |  | Any | MFm | 1985 | CZ15 | rDXGF | Household | 1 | 1407.2 | None | 79.2 | 0.016 | 16.2 | 46.1 | 0.009 | 7.63 | 79.2 | 0.016 | 16.2 | 46.1 | 0.009 | 7.63 | DEER:Res:ClothesDishWasher | Annual | 1719 |  | Appl-CW-Top-GasDHW-GasDry-Tier3DEER2018 | Appl-CW-Top-GasDHW-GasDry-Tier3AnyMFm1985CZ15DEER2018 | 9428
Appl-CW-Top-GasDHW-GasDry-Tier3 | DEER2018 | D17 v3 |  | Any | DMo | MH15 | CZ15 | rDXGF | Household | 1 | 1242 | None | 83.9 | 0.017 | 16 | 49.3 | 0.01 | 7.55 | 83.9 | 0.017 | 16 | 49.3 | 0.01 | 7.55 | DEER:Res:ClothesDishWasher | Annual | 1719 |  | Appl-CW-Top-GasDHW-GasDry-Tier3DEER2018 | Appl-CW-Top-GasDHW-GasDry-Tier3AnyDMoMH15CZ15DEER2018 | 9429
Appl-CW-Top-GasDHW-ElecDry-Tier3 | DEER2018 | D17 v3 |  | Any | DMo | MH00 | CZ15 | rDXGF | Household | 1 | 1242 | None | 435 | 0.067 | 2.51 | 235 | 0.036 | 0.47 | 435 | 0.067 | 2.51 | 235 | 0.036 | 0.47 | DEER:Res:ClothesDishWasher | Annual | 1719 |  | Appl-CW-Top-GasDHW-ElecDry-Tier3DEER2018 | Appl-CW-Top-GasDHW-ElecDry-Tier3AnyDMoMH00CZ15DEER2018 | 9430
Appl-CW-Top-GasDHW-ElecDry-Tier3 | DEER2018 | D17 v3 |  | Any | DMo | MH15 | CZ15 | rDXGF | Household | 1 | 1242 | None | 428 | 0.064 | 2.56 | 230 | 0.034 | 0.49 | 428 | 0.064 | 2.56 | 230 | 0.034 | 0.49 | DEER:Res:ClothesDishWasher | Annual | 1719 |  | Appl-CW-Top-GasDHW-ElecDry-Tier3DEER2018 | Appl-CW-Top-GasDHW-ElecDry-Tier3AnyDMoMH15CZ15DEER2018 | 9431
Appl-CW-Top-GasDHW-GasDry-Tier3 | DEER2018 | D17 v3 |  | Any | DMo | MH06 | CZ15 | rDXGF | Household | 1 | 1242 | None | 84.9 | 0.017 | 16 | 49.8 | 0.01 | 7.57 | 84.9 | 0.017 | 16 | 49.8 | 0.01 | 7.57 | DEER:Res:ClothesDishWasher | Annual | 1719 |  | Appl-CW-Top-GasDHW-GasDry-Tier3DEER2018 | Appl-CW-Top-GasDHW-GasDry-Tier3AnyDMoMH06CZ15DEER2018 | 9432
Appl-CW-Top-GasDHW-GasDry-Tier3 | DEER2018 | D17 v3 |  | Any | DMo | MH72 | CZ15 | rDXGF | Household | 1 | 1196 | None | 87.8 | 0.02 | 16.1 | 50.6 | 0.012 | 7.63 | 87.8 | 0.02 | 16.1 | 50.6 | 0.012 | 7.63 | DEER:Res:ClothesDishWasher | Annual | 1719 |  | Appl-CW-Top-GasDHW-GasDry-Tier3DEER2018 | Appl-CW-Top-GasDHW-GasDry-Tier3AnyDMoMH72CZ15DEER2018 | 9433
Appl-CW-Top-GasDHW-GasDry-Tier3 | DEER2018 | D17 v3 |  | Any | MFm | 2015 | CZ15 | rDXGF | Household | 1 | 1094.6 | None | 72.8 | 0.014 | 16.3 | 42.5 | 0.008 | 7.71 | 72.8 | 0.014 | 16.3 | 42.5 | 0.008 | 7.71 | DEER:Res:ClothesDishWasher | Annual | 1719 |  | Appl-CW-Top-GasDHW-GasDry-Tier3DEER2018 | Appl-CW-Top-GasDHW-GasDry-Tier3AnyMFm2015CZ15DEER2018 | 9434
Appl-CW-Top-GasDHW-ElecDry-Tier3 | DEER2018 | D17 v3 |  | Any | DMo | MH06 | CZ15 | rDXGF | Household | 1 | 1242 | None | 429 | 0.064 | 2.6 | 230 | 0.034 | 0.5 | 429 | 0.064 | 2.6 | 230 | 0.034 | 0.5 | DEER:Res:ClothesDishWasher | Annual | 1719 |  | Appl-CW-Top-GasDHW-ElecDry-Tier3DEER2018 | Appl-CW-Top-GasDHW-ElecDry-Tier3AnyDMoMH06CZ15DEER2018 | 9435
Appl-CW-Top-GasDHW-ElecDry-Tier3 | DEER2018 | D17 v3 |  | Any | DMo | MH85 | CZ15 | rDXGF | Household | 1 | 1242 | None | 429 | 0.066 | 2.44 | 232 | 0.035 | 0.41 | 429 | 0.066 | 2.44 | 232 | 0.035 | 0.41 | DEER:Res:ClothesDishWasher | Annual | 1719 |  | Appl-CW-Top-GasDHW-ElecDry-Tier3DEER2018 | Appl-CW-Top-GasDHW-ElecDry-Tier3AnyDMoMH85CZ15DEER2018 | 9436
Appl-CW-Top-GasDHW-ElecDry-Tier3 | DEER2018 | D17 v3 |  | Any | MFm | 2003 | CZ15 | rDXGF | Household | 1 | 1094.6 | None | 427 | 0.064 | 2.66 | 229 | 0.034 | 0.53 | 427 | 0.064 | 2.66 | 229 | 0.034 | 0.53 | DEER:Res:ClothesDishWasher | Annual | 1719 |  | Appl-CW-Top-GasDHW-ElecDry-Tier3DEER2018 | Appl-CW-Top-GasDHW-ElecDry-Tier3AnyMFm2003CZ15DEER2018 | 9437
Appl-CW-Top-GasDHW-ElecDry-Tier3 | DEER2018 | D17 v3 |  | Any | MFm | 1985 | CZ15 | rDXGF | Household | 1 | 1407.2 | None | 429 | 0.064 | 2.55 | 230 | 0.035 | 0.47 | 429 | 0.064 | 2.55 | 230 | 0.035 | 0.47 | DEER:Res:ClothesDishWasher | Annual | 1719 |  | Appl-CW-Top-GasDHW-ElecDry-Tier3DEER2018 | Appl-CW-Top-GasDHW-ElecDry-Tier3AnyMFm1985CZ15DEER2018 | 9438
Appl-CW-Top-GasDHW-ElecDry-Tier3 | DEER2018 | D17 v3 |  | Any | DMo | MH72 | CZ15 | rDXGF | Household | 1 | 1196 | None | 432 | 0.066 | 2.69 | 231 | 0.036 | 0.57 | 432 | 0.066 | 2.69 | 231 | 0.036 | 0.57 | DEER:Res:ClothesDishWasher | Annual | 1719 |  | Appl-CW-Top-GasDHW-ElecDry-Tier3DEER2018 | Appl-CW-Top-GasDHW-ElecDry-Tier3AnyDMoMH72CZ15DEER2018 | 9439
Appl-CW-Top-GasDHW-GasDry-Tier3 | DEER2018 | D17 v3 |  | Any | DMo | MH85 | CZ15 | rDXGF | Household | 1 | 1242 | None | 84.8 | 0.019 | 15.9 | 51.7 | 0.011 | 7.47 | 84.8 | 0.019 | 15.9 | 51.7 | 0.011 | 7.47 | DEER:Res:ClothesDishWasher | Annual | 1719 |  | Appl-CW-Top-GasDHW-GasDry-Tier3DEER2018 | Appl-CW-Top-GasDHW-GasDry-Tier3AnyDMoMH85CZ15DEER2018 | 9440
Appl-CW-Top-GasDHW-ElecDry-Tier3 | DEER2018 | D17 v3 |  | Any | MFm | 1996 | CZ15 | rDXGF | Household | 1 | 1086 | None | 427 | 0.064 | 2.64 | 229 | 0.035 | 0.52 | 427 | 0.064 | 2.64 | 229 | 0.035 | 0.52 | DEER:Res:ClothesDishWasher | Annual | 1719 |  | Appl-CW-Top-GasDHW-ElecDry-Tier3DEER2018 | Appl-CW-Top-GasDHW-ElecDry-Tier3AnyMFm1996CZ15DEER2018 | 9441
Appl-CW-Top-GasDHW-GasDry-Tier3 | DEER2018 | D17 v3 |  | Any | MFm | 1996 | CZ15 | rDXGF | Household | 1 | 1086 | None | 78.1 | 0.017 | 16.2 | 45.4 | 0.01 | 7.68 | 78.1 | 0.017 | 16.2 | 45.4 | 0.01 | 7.68 | DEER:Res:ClothesDishWasher | Annual | 1719 |  | Appl-CW-Top-GasDHW-GasDry-Tier3DEER2018 | Appl-CW-Top-GasDHW-GasDry-Tier3AnyMFm1996CZ15DEER2018 | 9442
Appl-CW-Top-GasDHW-GasDry-Tier3 | DEER2018 | D17 v3 |  | Any | MFm | 2003 | CZ15 | rDXGF | Household | 1 | 1094.6 | None | 78.1 | 0.016 | 16.3 | 45.4 | 0.009 | 7.69 | 78.1 | 0.016 | 16.3 | 45.4 | 0.009 | 7.69 | DEER:Res:ClothesDishWasher | Annual | 1719 |  | Appl-CW-Top-GasDHW-GasDry-Tier3DEER2018 | Appl-CW-Top-GasDHW-GasDry-Tier3AnyMFm2003CZ15DEER2018 | 9443
Appl-CW-Top-GasDHW-ElecDry-Tier1 | DEER2018 | D17 v3 |  | Any | SFm | 2011 | CZ05 | rDXGF | Household | 1 | 2295.6 | None | 416 | 0.068 | -0.81 | 181 | 0.03 | -2.67 | 416 | 0.068 | -0.81 | 181 | 0.03 | -2.67 | DEER:Res:ClothesDishWasher | Annual | 1719 |  | Appl-CW-Top-GasDHW-ElecDry-Tier1DEER2018 | Appl-CW-Top-GasDHW-ElecDry-Tier1AnySFm2011CZ05DEER2018 | 9444
Appl-CW-Top-GasDHW-GasDry-Tier1 | DEER2018 | D17 v3 |  | Any | SFm | 2011 | CZ05 | rDXGF | Household | 1 | 2295.6 | None | 60 | 0.02 | 12.8 | 31.7 | 0.01 | 3.04 | 60 | 0.02 | 12.8 | 31.7 | 0.01 | 3.04 | DEER:Res:ClothesDishWasher | Annual | 1719 |  | Appl-CW-Top-GasDHW-GasDry-Tier1DEER2018 | Appl-CW-Top-GasDHW-GasDry-Tier1AnySFm2011CZ05DEER2018 | 9445
Appl-CW-Top-GasDHW-ElecDry-Tier1 | DEER2018 | D17 v3 |  | Any | SFm | 1996 | CZ05 | rDXGF | Household | 1 | 2193 | None | 416 | 0.07 | -1.31 | 182 | 0.031 | -2.96 | 416 | 0.07 | -1.31 | 182 | 0.031 | -2.96 | DEER:Res:ClothesDishWasher | Annual | 1719 |  | Appl-CW-Top-GasDHW-ElecDry-Tier1DEER2018 | Appl-CW-Top-GasDHW-ElecDry-Tier1AnySFm1996CZ05DEER2018 | 9446
Appl-CW-Top-GasDHW-GasDry-Tier1 | DEER2018 | D17 v3 |  | Any | SFm | 2003 | CZ05 | rDXGF | Household | 1 | 2295.6 | None | 60.9 | 0.022 | 12.9 | 31.9 | 0.011 | 3.04 | 60.9 | 0.022 | 12.9 | 31.9 | 0.011 | 3.04 | DEER:Res:ClothesDishWasher | Annual | 1719 |  | Appl-CW-Top-GasDHW-GasDry-Tier1DEER2018 | Appl-CW-Top-GasDHW-GasDry-Tier1AnySFm2003CZ05DEER2018 | 9447
Appl-CW-Top-GasDHW-ElecDry-Tier1 | DEER2018 | D17 v3 |  | Any | SFm | 2007 | CZ05 | rDXGF | Household | 1 | 2295.6 | None | 416 | 0.066 | -0.8 | 182 | 0.029 | -2.81 | 416 | 0.066 | -0.8 | 182 | 0.029 | -2.81 | DEER:Res:ClothesDishWasher | Annual | 1719 |  | Appl-CW-Top-GasDHW-ElecDry-Tier1DEER2018 | Appl-CW-Top-GasDHW-ElecDry-Tier1AnySFm2007CZ05DEER2018 | 9448
Appl-CW-Top-GasDHW-GasDry-Tier1 | DEER2018 | D17 v3 |  | Any | SFm | 2007 | CZ05 | rDXGF | Household | 1 | 2295.6 | None | 60.1 | 0.017 | 12.9 | 31.7 | 0.008 | 2.95 | 60.1 | 0.017 | 12.9 | 31.7 | 0.008 | 2.95 | DEER:Res:ClothesDishWasher | Annual | 1719 |  | Appl-CW-Top-GasDHW-GasDry-Tier1DEER2018 | Appl-CW-Top-GasDHW-GasDry-Tier1AnySFm2007CZ05DEER2018 | 9449
Appl-CW-Top-GasDHW-ElecDry-Tier1 | DEER2018 | D17 v3 |  | Any | SFm | 2003 | CZ05 | rDXGF | Household | 1 | 2295.6 | None | 417 | 0.07 | -0.79 | 182 | 0.031 | -2.73 | 417 | 0.07 | -0.79 | 182 | 0.031 | -2.73 | DEER:Res:ClothesDishWasher | Annual | 1719 |  | Appl-CW-Top-GasDHW-ElecDry-Tier1DEER2018 | Appl-CW-Top-GasDHW-ElecDry-Tier1AnySFm2003CZ05DEER2018 | 9450
Appl-CW-Top-GasDHW-GasDry-Tier1 | DEER2018 | D17 v3 |  | Any | SFm | 1996 | CZ05 | rDXGF | Household | 1 | 2193 | None | 59.8 | 0.021 | 12.3 | 31.4 | 0.01 | 2.79 | 59.8 | 0.021 | 12.3 | 31.4 | 0.01 | 2.79 | DEER:Res:ClothesDishWasher | Annual | 1719 |  | Appl-CW-Top-GasDHW-GasDry-Tier1DEER2018 | Appl-CW-Top-GasDHW-GasDry-Tier1AnySFm1996CZ05DEER2018 | 9451
Appl-CW-Top-GasDHW-ElecDry-Tier1 | DEER2018 | D17 v3 |  | Any | SFm | 1975 | CZ05 | rDXGF | Household | 1 | 1591 | None | 416 | 0.072 | -0.6 | 182 | 0.032 | -2.61 | 416 | 0.072 | -0.6 | 182 | 0.032 | -2.61 | DEER:Res:ClothesDishWasher | Annual | 1719 |  | Appl-CW-Top-GasDHW-ElecDry-Tier1DEER2018 | Appl-CW-Top-GasDHW-ElecDry-Tier1AnySFm1975CZ05DEER2018 | 9452
Appl-CW-Top-GasDHW-GasDry-Tier1 | DEER2018 | D17 v3 |  | Any | SFm | 2017 | CZ05 | rDXGF | Household | 1 | 2295.6 | None | 61.5 | 0.018 | 13.8 | 32.4 | 0.009 | 3.51 | 61.5 | 0.018 | 13.8 | 32.4 | 0.009 | 3.51 | DEER:Res:ClothesDishWasher | Annual | 1719 |  | Appl-CW-Top-GasDHW-GasDry-Tier1DEER2018 | Appl-CW-Top-GasDHW-GasDry-Tier1AnySFm2017CZ05DEER2018 | 9453
Appl-CW-Top-GasDHW-GasDry-Tier1 | DEER2018 | D17 v3 |  | Any | SFm | 2015 | CZ05 | rDXGF | Household | 1 | 2295.6 | None | 62.8 | 0.019 | 13.8 | 33.1 | 0.01 | 3.47 | 62.8 | 0.019 | 13.8 | 33.1 | 0.01 | 3.47 | DEER:Res:ClothesDishWasher | Annual | 1719 |  | Appl-CW-Top-GasDHW-GasDry-Tier1DEER2018 | Appl-CW-Top-GasDHW-GasDry-Tier1AnySFm2015CZ05DEER2018 | 9454
Appl-CW-Top-GasDHW-ElecDry-Tier1 | DEER2018 | D17 v3 |  | Any | SFm | 2017 | CZ05 | rDXGF | Household | 1 | 2295.6 | None | 418 | 0.067 | 0.14 | 182 | 0.03 | -2.24 | 418 | 0.067 | 0.14 | 182 | 0.03 | -2.24 | DEER:Res:ClothesDishWasher | Annual | 1719 |  | Appl-CW-Top-GasDHW-ElecDry-Tier1DEER2018 | Appl-CW-Top-GasDHW-ElecDry-Tier1AnySFm2017CZ05DEER2018 | 9455
Appl-CW-Top-GasDHW-ElecDry-Tier1 | DEER2018 | D17 v3 |  | Any | SFm | 1985 | CZ05 | rDXGF | Household | 1 | 1904 | None | 417 | 0.075 | -1.53 | 182 | 0.034 | -3.05 | 417 | 0.075 | -1.53 | 182 | 0.034 | -3.05 | DEER:Res:ClothesDishWasher | Annual | 1719 |  | Appl-CW-Top-GasDHW-ElecDry-Tier1DEER2018 | Appl-CW-Top-GasDHW-ElecDry-Tier1AnySFm1985CZ05DEER2018 | 9456
Appl-CW-Top-GasDHW-ElecDry-Tier1 | DEER2018 | D17 v3 |  | Any | SFm | 2015 | CZ05 | rDXGF | Household | 1 | 2295.6 | None | 419 | 0.067 | 0.09 | 183 | 0.029 | -2.3 | 419 | 0.067 | 0.09 | 183 | 0.029 | -2.3 | DEER:Res:ClothesDishWasher | Annual | 1719 |  | Appl-CW-Top-GasDHW-ElecDry-Tier1DEER2018 | Appl-CW-Top-GasDHW-ElecDry-Tier1AnySFm2015CZ05DEER2018 | 9457
Appl-CW-Top-GasDHW-GasDry-Tier1 | DEER2018 | D17 v3 |  | Any | SFm | 1985 | CZ05 | rDXGF | Household | 1 | 1904 | None | 60.4 | 0.027 | 12.1 | 32.1 | 0.013 | 2.67 | 60.4 | 0.027 | 12.1 | 32.1 | 0.013 | 2.67 | DEER:Res:ClothesDishWasher | Annual | 1719 |  | Appl-CW-Top-GasDHW-GasDry-Tier1DEER2018 | Appl-CW-Top-GasDHW-GasDry-Tier1AnySFm1985CZ05DEER2018 | 9458
Appl-CW-Top-GasDHW-GasDry-Tier1 | DEER2018 | D17 v3 |  | Any | SFm | 1975 | CZ05 | rDXGF | Household | 1 | 1591 | None | 60 | 0.024 | 13 | 31.8 | 0.012 | 3.13 | 60 | 0.024 | 13 | 31.8 | 0.012 | 3.13 | DEER:Res:ClothesDishWasher | Annual | 1719 |  | Appl-CW-Top-GasDHW-GasDry-Tier1DEER2018 | Appl-CW-Top-GasDHW-GasDry-Tier1AnySFm1975CZ05DEER2018 | 9459
Appl-CW-Top-GasDHW-GasDry-Tier1 | DEER2018 | D17 v3 |  | Any | SFm | 2007 | CZ03 | rDXGF | Household | 1 | 2295.6 | None | 61.5 | 0.02 | 13.6 | 32.2 | 0.01 | 3.42 | 61.5 | 0.02 | 13.6 | 32.2 | 0.01 | 3.42 | DEER:Res:ClothesDishWasher | Annual | 1719 |  | Appl-CW-Top-GasDHW-GasDry-Tier1DEER2018 | Appl-CW-Top-GasDHW-GasDry-Tier1AnySFm2007CZ03DEER2018 | 9460
Appl-CW-Top-GasDHW-ElecDry-Tier1 | DEER2018 | D17 v3 |  | Any | SFm | 2007 | CZ03 | rDXGF | Household | 1 | 2295.6 | None | 418 | 0.068 | -0.07 | 182 | 0.03 | -2.34 | 418 | 0.068 | -0.07 | 182 | 0.03 | -2.34 | DEER:Res:ClothesDishWasher | Annual | 1719 |  | Appl-CW-Top-GasDHW-ElecDry-Tier1DEER2018 | Appl-CW-Top-GasDHW-ElecDry-Tier1AnySFm2007CZ03DEER2018 | 9461
Appl-CW-Top-GasDHW-ElecDry-Tier1 | DEER2018 | D17 v3 |  | Any | SFm | 2015 | CZ03 | rDXGF | Household | 1 | 2295.6 | None | 419 | 0.067 | 0.51 | 183 | 0.03 | -2.05 | 419 | 0.067 | 0.51 | 183 | 0.03 | -2.05 | DEER:Res:ClothesDishWasher | Annual | 1719 |  | Appl-CW-Top-GasDHW-ElecDry-Tier1DEER2018 | Appl-CW-Top-GasDHW-ElecDry-Tier1AnySFm2015CZ03DEER2018 | 9462
Appl-CW-Top-GasDHW-ElecDry-Tier1 | DEER2018 | D17 v3 |  | Any | SFm | 2011 | CZ03 | rDXGF | Household | 1 | 2295.6 | None | 418 | 0.067 | 0.05 | 182 | 0.032 | -2.29 | 418 | 0.067 | 0.05 | 182 | 0.032 | -2.29 | DEER:Res:ClothesDishWasher | Annual | 1719 |  | Appl-CW-Top-GasDHW-ElecDry-Tier1DEER2018 | Appl-CW-Top-GasDHW-ElecDry-Tier1AnySFm2011CZ03DEER2018 | 9463
Appl-CW-Top-GasDHW-GasDry-Tier1 | DEER2018 | D17 v3 |  | Any | SFm | 2011 | CZ03 | rDXGF | Household | 1 | 2295.6 | None | 61.8 | 0.018 | 13.7 | 32.6 | 0.012 | 3.48 | 61.8 | 0.018 | 13.7 | 32.6 | 0.012 | 3.48 | DEER:Res:ClothesDishWasher | Annual | 1719 |  | Appl-CW-Top-GasDHW-GasDry-Tier1DEER2018 | Appl-CW-Top-GasDHW-GasDry-Tier1AnySFm2011CZ03DEER2018 | 9464
Appl-CW-Top-GasDHW-GasDry-Tier1 | DEER2018 | D17 v3 |  | Any | SFm | 2003 | CZ03 | rDXGF | Household | 1 | 2295.6 | None | 61.2 | 0.021 | 13.7 | 32.1 | 0.01 | 3.45 | 61.2 | 0.021 | 13.7 | 32.1 | 0.01 | 3.45 | DEER:Res:ClothesDishWasher | Annual | 1719 |  | Appl-CW-Top-GasDHW-GasDry-Tier1DEER2018 | Appl-CW-Top-GasDHW-GasDry-Tier1AnySFm2003CZ03DEER2018 | 9465
Appl-CW-Top-GasDHW-ElecDry-Tier1 | DEER2018 | D17 v3 |  | Any | SFm | 2017 | CZ03 | rDXGF | Household | 1 | 2295.6 | None | 418 | 0.068 | 0.51 | 183 | 0.03 | -2.04 | 418 | 0.068 | 0.51 | 183 | 0.03 | -2.04 | DEER:Res:ClothesDishWasher | Annual | 1719 |  | Appl-CW-Top-GasDHW-ElecDry-Tier1DEER2018 | Appl-CW-Top-GasDHW-ElecDry-Tier1AnySFm2017CZ03DEER2018 | 9466
Appl-CW-Top-GasDHW-ElecDry-Tier1 | DEER2018 | D17 v3 |  | Any | SFm | 1985 | CZ03 | rDXGF | Household | 1 | 1904 | None | 418 | 0.073 | -1.15 | 183 | 0.032 | -2.86 | 418 | 0.073 | -1.15 | 183 | 0.032 | -2.86 | DEER:Res:ClothesDishWasher | Annual | 1719 |  | Appl-CW-Top-GasDHW-ElecDry-Tier1DEER2018 | Appl-CW-Top-GasDHW-ElecDry-Tier1AnySFm1985CZ03DEER2018 | 9467
Appl-CW-Top-GasDHW-GasDry-Tier1 | DEER2018 | D17 v3 |  | Any | SFm | 2015 | CZ03 | rDXGF | Household | 1 | 2295.6 | None | 63 | 0.018 | 14.2 | 33.3 | 0.009 | 3.72 | 63 | 0.018 | 14.2 | 33.3 | 0.009 | 3.72 | DEER:Res:ClothesDishWasher | Annual | 1719 |  | Appl-CW-Top-GasDHW-GasDry-Tier1DEER2018 | Appl-CW-Top-GasDHW-GasDry-Tier1AnySFm2015CZ03DEER2018 | 9468
Appl-CW-Top-GasDHW-ElecDry-Tier1 | DEER2018 | D17 v3 |  | Any | SFm | 2003 | CZ03 | rDXGF | Household | 1 | 2295.6 | None | 418 | 0.071 | -0.01 | 182 | 0.032 | -2.31 | 418 | 0.071 | -0.01 | 182 | 0.032 | -2.31 | DEER:Res:ClothesDishWasher | Annual | 1719 |  | Appl-CW-Top-GasDHW-ElecDry-Tier1DEER2018 | Appl-CW-Top-GasDHW-ElecDry-Tier1AnySFm2003CZ03DEER2018 | 9469
Appl-CW-Top-GasDHW-ElecDry-Tier1 | DEER2018 | D17 v3 |  | Any | SFm | 2007 | CZ02 | rDXGF | Household | 1 | 1948.8 | None | 423 | 0.067 | -0.36 | 185 | 0.03 | -2.48 | 423 | 0.067 | -0.36 | 185 | 0.03 | -2.48 | DEER:Res:ClothesDishWasher | Annual | 1719 |  | Appl-CW-Top-GasDHW-ElecDry-Tier1DEER2018 | Appl-CW-Top-GasDHW-ElecDry-Tier1AnySFm2007CZ02DEER2018 | 9470
Appl-CW-Top-GasDHW-GasDry-Tier1 | DEER2018 | D17 v3 |  | Any | SFm | 2017 | CZ03 | rDXGF | Household | 1 | 2295.6 | None | 61.8 | 0.019 | 14.2 | 33 | 0.009 | 3.71 | 61.8 | 0.019 | 14.2 | 33 | 0.009 | 3.71 | DEER:Res:ClothesDishWasher | Annual | 1719 |  | Appl-CW-Top-GasDHW-GasDry-Tier1DEER2018 | Appl-CW-Top-GasDHW-GasDry-Tier1AnySFm2017CZ03DEER2018 | 9471
Appl-CW-Top-GasDHW-GasDry-Tier1 | DEER2018 | D17 v3 |  | Any | SFm | 2007 | CZ02 | rDXGF | Household | 1 | 1948.8 | None | 67.2 | 0.019 | 13.3 | 35.2 | 0.009 | 3.27 | 67.2 | 0.019 | 13.3 | 35.2 | 0.009 | 3.27 | DEER:Res:ClothesDishWasher | Annual | 1719 |  | Appl-CW-Top-GasDHW-GasDry-Tier1DEER2018 | Appl-CW-Top-GasDHW-GasDry-Tier1AnySFm2007CZ02DEER2018 | 9472
Appl-CW-Top-GasDHW-ElecDry-Tier1 | DEER2018 | D17 v3 |  | Any | SFm | 1975 | CZ03 | rDXGF | Household | 1 | 1591 | None | 418 | 0.075 | -0.05 | 183 | 0.034 | -2.32 | 418 | 0.075 | -0.05 | 183 | 0.034 | -2.32 | DEER:Res:ClothesDishWasher | Annual | 1719 |  | Appl-CW-Top-GasDHW-ElecDry-Tier1DEER2018 | Appl-CW-Top-GasDHW-ElecDry-Tier1AnySFm1975CZ03DEER2018 | 9473
Appl-CW-Top-GasDHW-GasDry-Tier1 | DEER2018 | D17 v3 |  | Any | SFm | 1996 | CZ03 | rDXGF | Household | 1 | 2193 | None | 61.7 | 0.015 | 13.7 | 32.9 | 0.003 | 3.5 | 61.7 | 0.015 | 13.7 | 32.9 | 0.003 | 3.5 | DEER:Res:ClothesDishWasher | Annual | 1719 |  | Appl-CW-Top-GasDHW-GasDry-Tier1DEER2018 | Appl-CW-Top-GasDHW-GasDry-Tier1AnySFm1996CZ03DEER2018 | 9474
Appl-CW-Top-GasDHW-GasDry-Tier1 | DEER2018 | D17 v3 |  | Any | SFm | 1975 | CZ03 | rDXGF | Household | 1 | 1591 | None | 61.9 | 0.027 | 13.6 | 32.7 | 0.014 | 3.44 | 61.9 | 0.027 | 13.6 | 32.7 | 0.014 | 3.44 | DEER:Res:ClothesDishWasher | Annual | 1719 |  | Appl-CW-Top-GasDHW-GasDry-Tier1DEER2018 | Appl-CW-Top-GasDHW-GasDry-Tier1AnySFm1975CZ03DEER2018 | 9475
Appl-CW-Top-GasDHW-ElecDry-Tier1 | DEER2018 | D17 v3 |  | Any | SFm | 2011 | CZ02 | rDXGF | Household | 1 | 1948.8 | None | 424 | 0.069 | -0.23 | 185 | 0.03 | -2.41 | 424 | 0.069 | -0.23 | 185 | 0.03 | -2.41 | DEER:Res:ClothesDishWasher | Annual | 1719 |  | Appl-CW-Top-GasDHW-ElecDry-Tier1DEER2018 | Appl-CW-Top-GasDHW-ElecDry-Tier1AnySFm2011CZ02DEER2018 | 9476
Appl-CW-Top-GasDHW-ElecDry-Tier1 | DEER2018 | D17 v3 |  | Any | SFm | 2017 | CZ02 | rDXGF | Household | 1 | 1948.8 | None | 422 | 0.068 | -0.12 | 185 | 0.03 | -2.35 | 422 | 0.068 | -0.12 | 185 | 0.03 | -2.35 | DEER:Res:ClothesDishWasher | Annual | 1719 |  | Appl-CW-Top-GasDHW-ElecDry-Tier1DEER2018 | Appl-CW-Top-GasDHW-ElecDry-Tier1AnySFm2017CZ02DEER2018 | 9477
Appl-CW-Top-GasDHW-ElecDry-Tier1 | DEER2018 | D17 v3 |  | Any | SFm | 1996 | CZ03 | rDXGF | Household | 1 | 2193 | None | 418 | 0.064 | 0.03 | 183 | 0.024 | -2.27 | 418 | 0.064 | 0.03 | 183 | 0.024 | -2.27 | DEER:Res:ClothesDishWasher | Annual | 1719 |  | Appl-CW-Top-GasDHW-ElecDry-Tier1DEER2018 | Appl-CW-Top-GasDHW-ElecDry-Tier1AnySFm1996CZ03DEER2018 | 9478
Appl-CW-Top-GasDHW-GasDry-Tier1 | DEER2018 | D17 v3 |  | Any | SFm | 1985 | CZ03 | rDXGF | Household | 1 | 1904 | None | 61.5 | 0.024 | 12.5 | 32.8 | 0.012 | 2.88 | 61.5 | 0.024 | 12.5 | 32.8 | 0.012 | 2.88 | DEER:Res:ClothesDishWasher | Annual | 1719 |  | Appl-CW-Top-GasDHW-GasDry-Tier1DEER2018 | Appl-CW-Top-GasDHW-GasDry-Tier1AnySFm1985CZ03DEER2018 | 9479
Appl-CW-Top-GasDHW-ElecDry-Tier1 | DEER2018 | D17 v3 |  | Any | SFm | 1985 | CZ02 | rDXGF | Household | 1 | 1904 | None | 421 | 0.072 | -0.9 | 183 | 0.032 | -2.75 | 421 | 0.072 | -0.9 | 183 | 0.032 | -2.75 | DEER:Res:ClothesDishWasher | Annual | 1719 |  | Appl-CW-Top-GasDHW-ElecDry-Tier1DEER2018 | Appl-CW-Top-GasDHW-ElecDry-Tier1AnySFm1985CZ02DEER2018 | 9480
Appl-CW-Top-GasDHW-ElecDry-Tier1 | DEER2018 | D17 v3 |  | Any | SFm | 2015 | CZ02 | rDXGF | Household | 1 | 1948.8 | None | 422 | 0.068 | -0.24 | 185 | 0.03 | -2.41 | 422 | 0.068 | -0.24 | 185 | 0.03 | -2.41 | DEER:Res:ClothesDishWasher | Annual | 1719 |  | Appl-CW-Top-GasDHW-ElecDry-Tier1DEER2018 | Appl-CW-Top-GasDHW-ElecDry-Tier1AnySFm2015CZ02DEER2018 | 9481
Appl-CW-Top-GasDHW-ElecDry-Tier1 | DEER2018 | D17 v3 |  | Any | SFm | 1996 | CZ02 | rDXGF | Household | 1 | 2193 | None | 425 | 0.073 | 0.24 | 184 | 0.039 | -2.17 | 425 | 0.073 | 0.24 | 184 | 0.039 | -2.17 | DEER:Res:ClothesDishWasher | Annual | 1719 |  | Appl-CW-Top-GasDHW-ElecDry-Tier1DEER2018 | Appl-CW-Top-GasDHW-ElecDry-Tier1AnySFm1996CZ02DEER2018 | 9482
Appl-CW-Top-GasDHW-GasDry-Tier1 | DEER2018 | D17 v3 |  | Any | SFm | 2017 | CZ02 | rDXGF | Household | 1 | 1948.8 | None | 66.6 | 0.02 | 13.5 | 34.7 | 0.009 | 3.38 | 66.6 | 0.02 | 13.5 | 34.7 | 0.009 | 3.38 | DEER:Res:ClothesDishWasher | Annual | 1719 |  | Appl-CW-Top-GasDHW-GasDry-Tier1DEER2018 | Appl-CW-Top-GasDHW-GasDry-Tier1AnySFm2017CZ02DEER2018 | 9483
Appl-CW-Top-GasDHW-GasDry-Tier1 | DEER2018 | D17 v3 |  | Any | SFm | 2015 | CZ02 | rDXGF | Household | 1 | 1948.8 | None | 66.4 | 0.019 | 13.4 | 34.8 | 0.01 | 3.34 | 66.4 | 0.019 | 13.4 | 34.8 | 0.01 | 3.34 | DEER:Res:ClothesDishWasher | Annual | 1719 |  | Appl-CW-Top-GasDHW-GasDry-Tier1DEER2018 | Appl-CW-Top-GasDHW-GasDry-Tier1AnySFm2015CZ02DEER2018 | 9484
Appl-CW-Top-GasDHW-GasDry-Tier1 | DEER2018 | D17 v3 |  | Any | SFm | 2011 | CZ02 | rDXGF | Household | 1 | 1948.8 | None | 67.7 | 0.02 | 13.4 | 35.5 | 0.01 | 3.34 | 67.7 | 0.02 | 13.4 | 35.5 | 0.01 | 3.34 | DEER:Res:ClothesDishWasher | Annual | 1719 |  | Appl-CW-Top-GasDHW-GasDry-Tier1DEER2018 | Appl-CW-Top-GasDHW-GasDry-Tier1AnySFm2011CZ02DEER2018 | 9485
Appl-CW-Top-GasDHW-GasDry-Tier1 | DEER2018 | D17 v3 |  | Any | SFm | 1985 | CZ02 | rDXGF | Household | 1 | 1904 | None | 64.8 | 0.023 | 12.8 | 33.5 | 0.012 | 3.01 | 64.8 | 0.023 | 12.8 | 33.5 | 0.012 | 3.01 | DEER:Res:ClothesDishWasher | Annual | 1719 |  | Appl-CW-Top-GasDHW-GasDry-Tier1DEER2018 | Appl-CW-Top-GasDHW-GasDry-Tier1AnySFm1985CZ02DEER2018 | 9486
Appl-CW-Top-GasDHW-GasDry-Tier1 | DEER2018 | D17 v3 |  | Any | SFm | 1996 | CZ02 | rDXGF | Household | 1 | 2193 | None | 69 | 0.028 | 13.9 | 34.8 | 0.018 | 3.58 | 69 | 0.028 | 13.9 | 34.8 | 0.018 | 3.58 | DEER:Res:ClothesDishWasher | Annual | 1719 |  | Appl-CW-Top-GasDHW-GasDry-Tier1DEER2018 | Appl-CW-Top-GasDHW-GasDry-Tier1AnySFm1996CZ02DEER2018 | 9487
Appl-CW-Top-GasDHW-GasDry-Tier1 | DEER2018 | D17 v3 |  | Any | SFm | 1975 | CZ02 | rDXGF | Household | 1 | 1591 | None | 66.7 | 0.031 | 13.5 | 34.5 | 0.015 | 3.37 | 66.7 | 0.031 | 13.5 | 34.5 | 0.015 | 3.37 | DEER:Res:ClothesDishWasher | Annual | 1719 |  | Appl-CW-Top-GasDHW-GasDry-Tier1DEER2018 | Appl-CW-Top-GasDHW-GasDry-Tier1AnySFm1975CZ02DEER2018 | 9488
Appl-CW-Top-GasDHW-ElecDry-Tier1 | DEER2018 | D17 v3 |  | Any | SFm | 1975 | CZ02 | rDXGF | Household | 1 | 1591 | None | 423 | 0.079 | -0.2 | 184 | 0.035 | -2.39 | 423 | 0.079 | -0.2 | 184 | 0.035 | -2.39 | DEER:Res:ClothesDishWasher | Annual | 1719 |  | Appl-CW-Top-GasDHW-ElecDry-Tier1DEER2018 | Appl-CW-Top-GasDHW-ElecDry-Tier1AnySFm1975CZ02DEER2018 | 9489
Appl-CW-Top-GasDHW-ElecDry-Tier1 | DEER2018 | D17 v3 |  | Any | SFm | 2003 | CZ02 | rDXGF | Household | 1 | 1948.8 | None | 425 | 0.073 | 0.25 | 186 | 0.032 | -2.17 | 425 | 0.073 | 0.25 | 186 | 0.032 | -2.17 | DEER:Res:ClothesDishWasher | Annual | 1719 |  | Appl-CW-Top-GasDHW-ElecDry-Tier1DEER2018 | Appl-CW-Top-GasDHW-ElecDry-Tier1AnySFm2003CZ02DEER2018 | 9490
Appl-CW-Top-GasDHW-GasDry-Tier1 | DEER2018 | D17 v3 |  | Any | SFm | 2003 | CZ02 | rDXGF | Household | 1 | 1948.8 | None | 69.3 | 0.025 | 13.9 | 35.7 | 0.004 | 3.59 | 69.3 | 0.025 | 13.9 | 35.7 | 0.004 | 3.59 | DEER:Res:ClothesDishWasher | Annual | 1719 |  | Appl-CW-Top-GasDHW-GasDry-Tier1DEER2018 | Appl-CW-Top-GasDHW-GasDry-Tier1AnySFm2003CZ02DEER2018 | 9491
Appl-CW-Top-GasDHW-GasDry-Tier1 | DEER2018 | D17 v3 |  | Any | SFm | 2007 | CZ04 | rDXGF | Household | 1 | 2295.6 | None | 70.8 | 0.02 | 14.1 | 36.6 | 0.01 | 3.71 | 70.8 | 0.02 | 14.1 | 36.6 | 0.01 | 3.71 | DEER:Res:ClothesDishWasher | Annual | 1719 |  | Appl-CW-Top-GasDHW-GasDry-Tier1DEER2018 | Appl-CW-Top-GasDHW-GasDry-Tier1AnySFm2007CZ04DEER2018 | 9492
Appl-CW-Top-GasDHW-ElecDry-Tier1 | DEER2018 | D17 v3 |  | Any | SFm | 2007 | CZ04 | rDXGF | Household | 1 | 2295.6 | None | 427 | 0.069 | 0.35 | 186 | 0.031 | -2.06 | 427 | 0.069 | 0.35 | 186 | 0.031 | -2.06 | DEER:Res:ClothesDishWasher | Annual | 1719 |  | Appl-CW-Top-GasDHW-ElecDry-Tier1DEER2018 | Appl-CW-Top-GasDHW-ElecDry-Tier1AnySFm2007CZ04DEER2018 | 9493
Appl-CW-Top-GasDHW-ElecDry-Tier1 | DEER2018 | D17 v3 |  | Any | SFm | 2015 | CZ04 | rDXGF | Household | 1 | 2295.6 | None | 425 | 0.069 | 0.34 | 186 | 0.031 | -2.06 | 425 | 0.069 | 0.34 | 186 | 0.031 | -2.06 | DEER:Res:ClothesDishWasher | Annual | 1719 |  | Appl-CW-Top-GasDHW-ElecDry-Tier1DEER2018 | Appl-CW-Top-GasDHW-ElecDry-Tier1AnySFm2015CZ04DEER2018 | 9494
Appl-CW-Top-GasDHW-ElecDry-Tier1 | DEER2018 | D17 v3 |  | Any | SFm | 2011 | CZ04 | rDXGF | Household | 1 | 2295.6 | None | 427 | 0.075 | 0.42 | 187 | 0.037 | -2.03 | 427 | 0.075 | 0.42 | 187 | 0.037 | -2.03 | DEER:Res:ClothesDishWasher | Annual | 1719 |  | Appl-CW-Top-GasDHW-ElecDry-Tier1DEER2018 | Appl-CW-Top-GasDHW-ElecDry-Tier1AnySFm2011CZ04DEER2018 | 9495
Appl-CW-Top-GasDHW-ElecDry-Tier1 | DEER2018 | D17 v3 |  | Any | SFm | 1996 | CZ04 | rDXGF | Household | 1 | 2193 | None | 426 | 0.075 | 0.37 | 187 | 0.034 | -2.06 | 426 | 0.075 | 0.37 | 187 | 0.034 | -2.06 | DEER:Res:ClothesDishWasher | Annual | 1719 |  | Appl-CW-Top-GasDHW-ElecDry-Tier1DEER2018 | Appl-CW-Top-GasDHW-ElecDry-Tier1AnySFm1996CZ04DEER2018 | 9496
Appl-CW-Top-GasDHW-ElecDry-Tier1 | DEER2018 | D17 v3 |  | Any | SFm | 2003 | CZ04 | rDXGF | Household | 1 | 2295.6 | None | 429 | 0.075 | 0.56 | 188 | 0.033 | -1.96 | 429 | 0.075 | 0.56 | 188 | 0.033 | -1.96 | DEER:Res:ClothesDishWasher | Annual | 1719 |  | Appl-CW-Top-GasDHW-ElecDry-Tier1DEER2018 | Appl-CW-Top-GasDHW-ElecDry-Tier1AnySFm2003CZ04DEER2018 | 9497
Appl-CW-Top-GasDHW-GasDry-Tier1 | DEER2018 | D17 v3 |  | Any | SFm | 1996 | CZ04 | rDXGF | Household | 1 | 2193 | None | 70.3 | 0.026 | 14.1 | 37 | 0.014 | 3.71 | 70.3 | 0.026 | 14.1 | 37 | 0.014 | 3.71 | DEER:Res:ClothesDishWasher | Annual | 1719 |  | Appl-CW-Top-GasDHW-GasDry-Tier1DEER2018 | Appl-CW-Top-GasDHW-GasDry-Tier1AnySFm1996CZ04DEER2018 | 9498
Appl-CW-Top-GasDHW-GasDry-Tier1 | DEER2018 | D17 v3 |  | Any | SFm | 2017 | CZ04 | rDXGF | Household | 1 | 2295.6 | None | 68.9 | 0.019 | 14.1 | 36.1 | 0.01 | 3.73 | 68.9 | 0.019 | 14.1 | 36.1 | 0.01 | 3.73 | DEER:Res:ClothesDishWasher | Annual | 1719 |  | Appl-CW-Top-GasDHW-GasDry-Tier1DEER2018 | Appl-CW-Top-GasDHW-GasDry-Tier1AnySFm2017CZ04DEER2018 | 9499
Appl-CW-Top-GasDHW-GasDry-Tier1 | DEER2018 | D17 v3 |  | Any | SFm | 2011 | CZ04 | rDXGF | Household | 1 | 2295.6 | None | 71.4 | 0.021 | 14.1 | 37.2 | 0.011 | 3.74 | 71.4 | 0.021 | 14.1 | 37.2 | 0.011 | 3.74 | DEER:Res:ClothesDishWasher | Annual | 1719 |  | Appl-CW-Top-GasDHW-GasDry-Tier1DEER2018 | Appl-CW-Top-GasDHW-GasDry-Tier1AnySFm2011CZ04DEER2018 | 9500
Appl-CW-Top-GasDHW-GasDry-Tier1 | DEER2018 | D17 v3 |  | Any | SFm | 2003 | CZ04 | rDXGF | Household | 1 | 2295.6 | None | 73.6 | 0.025 | 14.3 | 37.8 | 0.011 | 3.8 | 73.6 | 0.025 | 14.3 | 37.8 | 0.011 | 3.8 | DEER:Res:ClothesDishWasher | Annual | 1719 |  | Appl-CW-Top-GasDHW-GasDry-Tier1DEER2018 | Appl-CW-Top-GasDHW-GasDry-Tier1AnySFm2003CZ04DEER2018 | 9501
Appl-CW-Top-GasDHW-GasDry-Tier1 | DEER2018 | D17 v3 |  | Any | SFm | 2015 | CZ04 | rDXGF | Household | 1 | 2295.6 | None | 69 | 0.02 | 14 | 36.2 | 0.01 | 3.7 | 69 | 0.02 | 14 | 36.2 | 0.01 | 3.7 | DEER:Res:ClothesDishWasher | Annual | 1719 |  | Appl-CW-Top-GasDHW-GasDry-Tier1DEER2018 | Appl-CW-Top-GasDHW-GasDry-Tier1AnySFm2015CZ04DEER2018 | 9502
Appl-CW-Top-GasDHW-ElecDry-Tier1 | DEER2018 | D17 v3 |  | Any | SFm | 2017 | CZ04 | rDXGF | Household | 1 | 2295.6 | None | 425 | 0.068 | 0.43 | 186 | 0.031 | -2.02 | 425 | 0.068 | 0.43 | 186 | 0.031 | -2.02 | DEER:Res:ClothesDishWasher | Annual | 1719 |  | Appl-CW-Top-GasDHW-ElecDry-Tier1DEER2018 | Appl-CW-Top-GasDHW-ElecDry-Tier1AnySFm2017CZ04DEER2018 | 9503
Appl-CW-Top-GasDHW-GasDry-Tier1 | DEER2018 | D17 v3 |  | Any | SFm | 1985 | CZ04 | rDXGF | Household | 1 | 1904 | None | 72.2 | 0.027 | 13.5 | 37.9 | 0.013 | 3.43 | 72.2 | 0.027 | 13.5 | 37.9 | 0.013 | 3.43 | DEER:Res:ClothesDishWasher | Annual | 1719 |  | Appl-CW-Top-GasDHW-GasDry-Tier1DEER2018 | Appl-CW-Top-GasDHW-GasDry-Tier1AnySFm1985CZ04DEER2018 | 9504
Appl-CW-Top-GasDHW-ElecDry-Tier1 | DEER2018 | D17 v3 |  | Any | SFm | 1975 | CZ04 | rDXGF | Household | 1 | 1591 | None | 426 | 0.076 | 0.5 | 186 | 0.035 | -2.03 | 426 | 0.076 | 0.5 | 186 | 0.035 | -2.03 | DEER:Res:ClothesDishWasher | Annual | 1719 |  | Appl-CW-Top-GasDHW-ElecDry-Tier1DEER2018 | Appl-CW-Top-GasDHW-ElecDry-Tier1AnySFm1975CZ04DEER2018 | 9505
Appl-CW-Top-GasDHW-ElecDry-Tier1 | DEER2018 | D17 v3 |  | Any | SFm | 1985 | CZ04 | rDXGF | Household | 1 | 1904 | None | 428 | 0.076 | -0.2 | 188 | 0.035 | -2.34 | 428 | 0.076 | -0.2 | 188 | 0.035 | -2.34 | DEER:Res:ClothesDishWasher | Annual | 1719 |  | Appl-CW-Top-GasDHW-ElecDry-Tier1DEER2018 | Appl-CW-Top-GasDHW-ElecDry-Tier1AnySFm1985CZ04DEER2018 | 9506
Appl-CW-Top-GasDHW-GasDry-Tier1 | DEER2018 | D17 v3 |  | Any | SFm | 1975 | CZ04 | rDXGF | Household | 1 | 1591 | None | 70.1 | 0.027 | 14.2 | 36.7 | 0.014 | 3.75 | 70.1 | 0.027 | 14.2 | 36.7 | 0.014 | 3.75 | DEER:Res:ClothesDishWasher | Annual | 1719 |  | Appl-CW-Top-GasDHW-GasDry-Tier1DEER2018 | Appl-CW-Top-GasDHW-GasDry-Tier1AnySFm1975CZ04DEER2018 | 9507
Appl-CW-Top-GasDHW-ElecDry-Tier1 | DEER2018 | D17 v3 |  | Any | SFm | 2011 | CZ12 | rDXGF | Household | 1 | 1948.8 | None | 428 | 0.068 | 0.58 | 188 | 0.03 | -1.91 | 428 | 0.068 | 0.58 | 188 | 0.03 | -1.91 | DEER:Res:ClothesDishWasher | Annual | 1719 |  | Appl-CW-Top-GasDHW-ElecDry-Tier1DEER2018 | Appl-CW-Top-GasDHW-ElecDry-Tier1AnySFm2011CZ12DEER2018 | 9508
Appl-CW-Top-GasDHW-GasDry-Tier1 | DEER2018 | D17 v3 |  | Any | SFm | 2007 | CZ12 | rDXGF | Household | 1 | 1948.8 | None | 71.8 | 0.02 | 14.2 | 37.2 | 0.011 | 3.79 | 71.8 | 0.02 | 14.2 | 37.2 | 0.011 | 3.79 | DEER:Res:ClothesDishWasher | Annual | 1719 |  | Appl-CW-Top-GasDHW-GasDry-Tier1DEER2018 | Appl-CW-Top-GasDHW-GasDry-Tier1AnySFm2007CZ12DEER2018 | 9509
Appl-CW-Top-GasDHW-GasDry-Tier1 | DEER2018 | D17 v3 |  | Any | SFm | 2011 | CZ12 | rDXGF | Household | 1 | 1948.8 | None | 72 | 0.02 | 14.3 | 37.6 | 0.009 | 3.86 | 72 | 0.02 | 14.3 | 37.6 | 0.009 | 3.86 | DEER:Res:ClothesDishWasher | Annual | 1719 |  | Appl-CW-Top-GasDHW-GasDry-Tier1DEER2018 | Appl-CW-Top-GasDHW-GasDry-Tier1AnySFm2011CZ12DEER2018 | 9510
Appl-CW-Top-GasDHW-ElecDry-Tier1 | DEER2018 | D17 v3 |  | Any | SFm | 2007 | CZ12 | rDXGF | Household | 1 | 1948.8 | None | 428 | 0.069 | 0.47 | 187 | 0.031 | -1.98 | 428 | 0.069 | 0.47 | 187 | 0.031 | -1.98 | DEER:Res:ClothesDishWasher | Annual | 1719 |  | Appl-CW-Top-GasDHW-ElecDry-Tier1DEER2018 | Appl-CW-Top-GasDHW-ElecDry-Tier1AnySFm2007CZ12DEER2018 | 9511
Appl-CW-Top-GasDHW-ElecDry-Tier1 | DEER2018 | D17 v3 |  | Any | SFm | 2017 | CZ12 | rDXGF | Household | 1 | 1948.8 | None | 424 | 0.069 | 0.68 | 185 | 0.031 | -1.86 | 424 | 0.069 | 0.68 | 185 | 0.031 | -1.86 | DEER:Res:ClothesDishWasher | Annual | 1719 |  | Appl-CW-Top-GasDHW-ElecDry-Tier1DEER2018 | Appl-CW-Top-GasDHW-ElecDry-Tier1AnySFm2017CZ12DEER2018 | 9512
Appl-CW-Top-GasDHW-ElecDry-Tier1 | DEER2018 | D17 v3 |  | Any | SFm | 2015 | CZ12 | rDXGF | Household | 1 | 1948.8 | None | 425 | 0.069 | 0.59 | 186 | 0.031 | -1.9 | 425 | 0.069 | 0.59 | 186 | 0.031 | -1.9 | DEER:Res:ClothesDishWasher | Annual | 1719 |  | Appl-CW-Top-GasDHW-ElecDry-Tier1DEER2018 | Appl-CW-Top-GasDHW-ElecDry-Tier1AnySFm2015CZ12DEER2018 | 9513
Appl-CW-Top-GasDHW-GasDry-Tier1 | DEER2018 | D17 v3 |  | Any | SFm | 2015 | CZ12 | rDXGF | Household | 1 | 1948.8 | None | 68.6 | 0.019 | 14.3 | 36.1 | 0.01 | 3.87 | 68.6 | 0.019 | 14.3 | 36.1 | 0.01 | 3.87 | DEER:Res:ClothesDishWasher | Annual | 1719 |  | Appl-CW-Top-GasDHW-GasDry-Tier1DEER2018 | Appl-CW-Top-GasDHW-GasDry-Tier1AnySFm2015CZ12DEER2018 | 9514
Appl-CW-Top-GasDHW-ElecDry-Tier1 | DEER2018 | D17 v3 |  | Any | SFm | 2003 | CZ12 | rDXGF | Household | 1 | 1948.8 | None | 428 | 0.073 | 0.3 | 188 | 0.032 | -2.04 | 428 | 0.073 | 0.3 | 188 | 0.032 | -2.04 | DEER:Res:ClothesDishWasher | Annual | 1719 |  | Appl-CW-Top-GasDHW-ElecDry-Tier1DEER2018 | Appl-CW-Top-GasDHW-ElecDry-Tier1AnySFm2003CZ12DEER2018 | 9515
Appl-CW-Top-GasDHW-GasDry-Tier1 | DEER2018 | D17 v3 |  | Any | SFm | 2003 | CZ12 | rDXGF | Household | 1 | 1948.8 | None | 72.6 | 0.024 | 14 | 38.1 | 0.012 | 3.72 | 72.6 | 0.024 | 14 | 38.1 | 0.012 | 3.72 | DEER:Res:ClothesDishWasher | Annual | 1719 |  | Appl-CW-Top-GasDHW-GasDry-Tier1DEER2018 | Appl-CW-Top-GasDHW-GasDry-Tier1AnySFm2003CZ12DEER2018 | 9516
Appl-CW-Top-GasDHW-ElecDry-Tier1 | DEER2018 | D17 v3 |  | Any | SFm | 1996 | CZ12 | rDXGF | Household | 1 | 2032 | None | 431 | 0.073 | 0.23 | 188 | 0.033 | -2.1 | 431 | 0.073 | 0.23 | 188 | 0.033 | -2.1 | DEER:Res:ClothesDishWasher | Annual | 1719 |  | Appl-CW-Top-GasDHW-ElecDry-Tier1DEER2018 | Appl-CW-Top-GasDHW-ElecDry-Tier1AnySFm1996CZ12DEER2018 | 9517
Appl-CW-Top-GasDHW-ElecDry-Tier1 | DEER2018 | D17 v3 |  | Any | SFm | 1975 | CZ12 | rDXGF | Household | 1 | 1528 | None | 429 | 0.074 | 0.19 | 188 | 0.034 | -2.1 | 429 | 0.074 | 0.19 | 188 | 0.034 | -2.1 | DEER:Res:ClothesDishWasher | Annual | 1719 |  | Appl-CW-Top-GasDHW-ElecDry-Tier1DEER2018 | Appl-CW-Top-GasDHW-ElecDry-Tier1AnySFm1975CZ12DEER2018 | 9518
Appl-CW-Top-GasDHW-GasDry-Tier1 | DEER2018 | D17 v3 |  | Any | SFm | 1996 | CZ12 | rDXGF | Household | 1 | 2032 | None | 74.8 | 0.031 | 13.9 | 38.9 | 0.012 | 3.69 | 74.8 | 0.031 | 13.9 | 38.9 | 0.012 | 3.69 | DEER:Res:ClothesDishWasher | Annual | 1719 |  | Appl-CW-Top-GasDHW-GasDry-Tier1DEER2018 | Appl-CW-Top-GasDHW-GasDry-Tier1AnySFm1996CZ12DEER2018 | 9519
Appl-CW-Top-GasDHW-GasDry-Tier1 | DEER2018 | D17 v3 |  | Any | SFm | 2017 | CZ12 | rDXGF | Household | 1 | 1948.8 | None | 68.1 | 0.02 | 14.4 | 35.8 | 0.01 | 3.91 | 68.1 | 0.02 | 14.4 | 35.8 | 0.01 | 3.91 | DEER:Res:ClothesDishWasher | Annual | 1719 |  | Appl-CW-Top-GasDHW-GasDry-Tier1DEER2018 | Appl-CW-Top-GasDHW-GasDry-Tier1AnySFm2017CZ12DEER2018 | 9520
Appl-CW-Top-GasDHW-ElecDry-Tier1 | DEER2018 | D17 v3 |  | Any | SFm | 1985 | CZ12 | rDXGF | Household | 1 | 1704 | None | 429 | 0.076 | -0.45 | 188 | 0.033 | -2.42 | 429 | 0.076 | -0.45 | 188 | 0.033 | -2.42 | DEER:Res:ClothesDishWasher | Annual | 1719 |  | Appl-CW-Top-GasDHW-ElecDry-Tier1DEER2018 | Appl-CW-Top-GasDHW-ElecDry-Tier1AnySFm1985CZ12DEER2018 | 9521
Appl-CW-Top-GasDHW-GasDry-Tier1 | DEER2018 | D17 v3 |  | Any | SFm | 1975 | CZ12 | rDXGF | Household | 1 | 1528 | None | 73 | 0.026 | 13.9 | 38 | 0.014 | 3.66 | 73 | 0.026 | 13.9 | 38 | 0.014 | 3.66 | DEER:Res:ClothesDishWasher | Annual | 1719 |  | Appl-CW-Top-GasDHW-GasDry-Tier1DEER2018 | Appl-CW-Top-GasDHW-GasDry-Tier1AnySFm1975CZ12DEER2018 | 9522
Appl-CW-Top-GasDHW-GasDry-Tier1 | DEER2018 | D17 v3 |  | Any | SFm | 1985 | CZ12 | rDXGF | Household | 1 | 1704 | None | 72.9 | 0.028 | 13.2 | 37.6 | 0.013 | 3.33 | 72.9 | 0.028 | 13.2 | 37.6 | 0.013 | 3.33 | DEER:Res:ClothesDishWasher | Annual | 1719 |  | Appl-CW-Top-GasDHW-GasDry-Tier1DEER2018 | Appl-CW-Top-GasDHW-GasDry-Tier1AnySFm1985CZ12DEER2018 | 9523
Appl-CW-Top-GasDHW-GasDry-Tier1 | DEER2018 | D17 v3 |  | Any | SFm | 2007 | CZ06 | rDXGF | Household | 1 | 2392.9 | None | 72.5 | 0.02 | 14.5 | 38 | 0.009 | 4 | 72.5 | 0.02 | 14.5 | 38 | 0.009 | 4 | DEER:Res:ClothesDishWasher | Annual | 1719 |  | Appl-CW-Top-GasDHW-GasDry-Tier1DEER2018 | Appl-CW-Top-GasDHW-GasDry-Tier1AnySFm2007CZ06DEER2018 | 9524
Appl-CW-Top-GasDHW-GasDry-Tier1 | DEER2018 | D17 v3 |  | Any | SFm | 2017 | CZ06 | rDXGF | Household | 1 | 2392.9 | None | 67.6 | 0.026 | 14.4 | 34.7 | 0.012 | 3.94 | 67.6 | 0.026 | 14.4 | 34.7 | 0.012 | 3.94 | DEER:Res:ClothesDishWasher | Annual | 1719 |  | Appl-CW-Top-GasDHW-GasDry-Tier1DEER2018 | Appl-CW-Top-GasDHW-GasDry-Tier1AnySFm2017CZ06DEER2018 | 9525
Appl-CW-Top-GasDHW-GasDry-Tier1 | DEER2018 | D17 v3 |  | Any | SFm | 2015 | CZ06 | rDXGF | Household | 1 | 2392.9 | None | 68.6 | 0.025 | 14.4 | 35.6 | 0.011 | 3.94 | 68.6 | 0.025 | 14.4 | 35.6 | 0.011 | 3.94 | DEER:Res:ClothesDishWasher | Annual | 1719 |  | Appl-CW-Top-GasDHW-GasDry-Tier1DEER2018 | Appl-CW-Top-GasDHW-GasDry-Tier1AnySFm2015CZ06DEER2018 | 9526
Appl-CW-Top-GasDHW-ElecDry-Tier1 | DEER2018 | D17 v3 |  | Any | SFm | 2015 | CZ06 | rDXGF | Household | 1 | 2392.9 | None | 425 | 0.074 | 0.67 | 185 | 0.031 | -1.83 | 425 | 0.074 | 0.67 | 185 | 0.031 | -1.83 | DEER:Res:ClothesDishWasher | Annual | 1719 |  | Appl-CW-Top-GasDHW-ElecDry-Tier1DEER2018 | Appl-CW-Top-GasDHW-ElecDry-Tier1AnySFm2015CZ06DEER2018 | 9527
Appl-CW-Top-GasDHW-GasDry-Tier1 | DEER2018 | D17 v3 |  | Any | SFm | 2003 | CZ06 | rDXGF | Household | 1 | 2392.9 | None | 77.5 | 0.024 | 14.9 | 40.2 | 0.01 | 4.18 | 77.5 | 0.024 | 14.9 | 40.2 | 0.01 | 4.18 | DEER:Res:ClothesDishWasher | Annual | 1719 |  | Appl-CW-Top-GasDHW-GasDry-Tier1DEER2018 | Appl-CW-Top-GasDHW-GasDry-Tier1AnySFm2003CZ06DEER2018 | 9528
Appl-CW-Top-GasDHW-ElecDry-Tier1 | DEER2018 | D17 v3 |  | Any | SFm | 2011 | CZ06 | rDXGF | Household | 1 | 2392.9 | None | 425 | 0.068 | 0.67 | 185 | 0.03 | -1.86 | 425 | 0.068 | 0.67 | 185 | 0.03 | -1.86 | DEER:Res:ClothesDishWasher | Annual | 1719 |  | Appl-CW-Top-GasDHW-ElecDry-Tier1DEER2018 | Appl-CW-Top-GasDHW-ElecDry-Tier1AnySFm2011CZ06DEER2018 | 9529
Appl-CW-Top-GasDHW-ElecDry-Tier1 | DEER2018 | D17 v3 |  | Any | SFm | 2017 | CZ06 | rDXGF | Household | 1 | 2392.9 | None | 424 | 0.072 | 0.68 | 185 | 0.033 | -1.83 | 424 | 0.072 | 0.68 | 185 | 0.033 | -1.83 | DEER:Res:ClothesDishWasher | Annual | 1719 |  | Appl-CW-Top-GasDHW-ElecDry-Tier1DEER2018 | Appl-CW-Top-GasDHW-ElecDry-Tier1AnySFm2017CZ06DEER2018 | 9530
Appl-CW-Top-GasDHW-ElecDry-Tier1 | DEER2018 | D17 v3 |  | Any | SFm | 2007 | CZ06 | rDXGF | Household | 1 | 2392.9 | None | 428 | 0.069 | 0.81 | 188 | 0.03 | -1.78 | 428 | 0.069 | 0.81 | 188 | 0.03 | -1.78 | DEER:Res:ClothesDishWasher | Annual | 1719 |  | Appl-CW-Top-GasDHW-ElecDry-Tier1DEER2018 | Appl-CW-Top-GasDHW-ElecDry-Tier1AnySFm2007CZ06DEER2018 | 9531
Appl-CW-Top-GasDHW-ElecDry-Tier1 | DEER2018 | D17 v3 |  | Any | SFm | 2003 | CZ06 | rDXGF | Household | 1 | 2392.9 | None | 432 | 0.071 | 1.17 | 190 | 0.031 | -1.6 | 432 | 0.071 | 1.17 | 190 | 0.031 | -1.6 | DEER:Res:ClothesDishWasher | Annual | 1719 |  | Appl-CW-Top-GasDHW-ElecDry-Tier1DEER2018 | Appl-CW-Top-GasDHW-ElecDry-Tier1AnySFm2003CZ06DEER2018 | 9532
Appl-CW-Top-GasDHW-GasDry-Tier1 | DEER2018 | D17 v3 |  | Any | SFm | 2011 | CZ06 | rDXGF | Household | 1 | 2392.9 | None | 68.2 | 0.018 | 14.4 | 35.7 | 0.008 | 3.91 | 68.2 | 0.018 | 14.4 | 35.7 | 0.008 | 3.91 | DEER:Res:ClothesDishWasher | Annual | 1719 |  | Appl-CW-Top-GasDHW-GasDry-Tier1DEER2018 | Appl-CW-Top-GasDHW-GasDry-Tier1AnySFm2011CZ06DEER2018 | 9533
Appl-CW-Top-GasDHW-GasDry-Tier1 | DEER2018 | D17 v3 |  | Any | SFm | 1985 | CZ06 | rDXGF | Household | 1 | 2064 | None | 71.7 | 0.025 | 14.2 | 36.6 | 0.016 | 3.86 | 71.7 | 0.025 | 14.2 | 36.6 | 0.016 | 3.86 | DEER:Res:ClothesDishWasher | Annual | 1719 |  | Appl-CW-Top-GasDHW-GasDry-Tier1DEER2018 | Appl-CW-Top-GasDHW-GasDry-Tier1AnySFm1985CZ06DEER2018 | 9534
Appl-CW-Top-GasDHW-ElecDry-Tier1 | DEER2018 | D17 v3 |  | Any | SFm | 1996 | CZ06 | rDXGF | Household | 1 | 2297 | None | 429 | 0.076 | 0.82 | 185 | 0.038 | -1.75 | 429 | 0.076 | 0.82 | 185 | 0.038 | -1.75 | DEER:Res:ClothesDishWasher | Annual | 1719 |  | Appl-CW-Top-GasDHW-ElecDry-Tier1DEER2018 | Appl-CW-Top-GasDHW-ElecDry-Tier1AnySFm1996CZ06DEER2018 | 9535
Appl-CW-Top-GasDHW-GasDry-Tier1 | DEER2018 | D17 v3 |  | Any | SFm | 1996 | CZ06 | rDXGF | Household | 1 | 2297 | None | 72 | 0.027 | 14.6 | 35.1 | 0.017 | 4.03 | 72 | 0.027 | 14.6 | 35.1 | 0.017 | 4.03 | DEER:Res:ClothesDishWasher | Annual | 1719 |  | Appl-CW-Top-GasDHW-GasDry-Tier1DEER2018 | Appl-CW-Top-GasDHW-GasDry-Tier1AnySFm1996CZ06DEER2018 | 9536
Appl-CW-Top-GasDHW-ElecDry-Tier1 | DEER2018 | D17 v3 |  | Any | SFm | 1985 | CZ06 | rDXGF | Household | 1 | 2064 | None | 427 | 0.077 | 0.52 | 186 | 0.036 | -1.92 | 427 | 0.077 | 0.52 | 186 | 0.036 | -1.92 | DEER:Res:ClothesDishWasher | Annual | 1719 |  | Appl-CW-Top-GasDHW-ElecDry-Tier1DEER2018 | Appl-CW-Top-GasDHW-ElecDry-Tier1AnySFm1985CZ06DEER2018 | 9537
Appl-CW-Top-GasDHW-ElecDry-Tier1 | DEER2018 | D17 v3 |  | Any | SFm | 2007 | CZ14 | rDXGF | Household | 1 | 2160.9 | None | 432 | 0.063 | -0.01 | 189 | 0.028 | -2.15 | 432 | 0.063 | -0.01 | 189 | 0.028 | -2.15 | DEER:Res:ClothesDishWasher | Annual | 1719 |  | Appl-CW-Top-GasDHW-ElecDry-Tier1DEER2018 | Appl-CW-Top-GasDHW-ElecDry-Tier1AnySFm2007CZ14DEER2018 | 9538
Appl-CW-Top-GasDHW-GasDry-Tier1 | DEER2018 | D17 v3 |  | Any | SFm | 2007 | CZ14 | rDXGF | Household | 1 | 2160.9 | None | 76.8 | 0.015 | 13.7 | 39.9 | 0.008 | 3.59 | 76.8 | 0.015 | 13.7 | 39.9 | 0.008 | 3.59 | DEER:Res:ClothesDishWasher | Annual | 1719 |  | Appl-CW-Top-GasDHW-GasDry-Tier1DEER2018 | Appl-CW-Top-GasDHW-GasDry-Tier1AnySFm2007CZ14DEER2018 | 9539
Appl-CW-Top-GasDHW-ElecDry-Tier1 | DEER2018 | D17 v3 |  | Any | SFm | 1975 | CZ06 | rDXGF | Household | 1 | 1528 | None | 428 | 0.073 | 1.01 | 187 | 0.031 | -1.69 | 428 | 0.073 | 1.01 | 187 | 0.031 | -1.69 | DEER:Res:ClothesDishWasher | Annual | 1719 |  | Appl-CW-Top-GasDHW-ElecDry-Tier1DEER2018 | Appl-CW-Top-GasDHW-ElecDry-Tier1AnySFm1975CZ06DEER2018 | 9540
Appl-CW-Top-GasDHW-GasDry-Tier1 | DEER2018 | D17 v3 |  | Any | SFm | 2011 | CZ14 | rDXGF | Household | 1 | 2160.9 | None | 76.9 | 0.015 | 13.8 | 40.1 | 0.008 | 3.7 | 76.9 | 0.015 | 13.8 | 40.1 | 0.008 | 3.7 | DEER:Res:ClothesDishWasher | Annual | 1719 |  | Appl-CW-Top-GasDHW-GasDry-Tier1DEER2018 | Appl-CW-Top-GasDHW-GasDry-Tier1AnySFm2011CZ14DEER2018 | 9541
Appl-CW-Top-GasDHW-GasDry-Tier1 | DEER2018 | D17 v3 |  | Any | SFm | 2017 | CZ14 | rDXGF | Household | 1 | 2160.9 | None | 74.3 | 0.014 | 13.7 | 38.8 | 0.007 | 3.62 | 74.3 | 0.014 | 13.7 | 38.8 | 0.007 | 3.62 | DEER:Res:ClothesDishWasher | Annual | 1719 |  | Appl-CW-Top-GasDHW-GasDry-Tier1DEER2018 | Appl-CW-Top-GasDHW-GasDry-Tier1AnySFm2017CZ14DEER2018 | 9542
Appl-CW-Top-GasDHW-ElecDry-Tier1 | DEER2018 | D17 v3 |  | Any | SFm | 2017 | CZ14 | rDXGF | Household | 1 | 2160.9 | None | 430 | 0.063 | 0.01 | 189 | 0.028 | -2.12 | 430 | 0.063 | 0.01 | 189 | 0.028 | -2.12 | DEER:Res:ClothesDishWasher | Annual | 1719 |  | Appl-CW-Top-GasDHW-ElecDry-Tier1DEER2018 | Appl-CW-Top-GasDHW-ElecDry-Tier1AnySFm2017CZ14DEER2018 | 9543
Appl-CW-Top-GasDHW-GasDry-Tier1 | DEER2018 | D17 v3 |  | Any | SFm | 2011 | CZ07 | rDXGF | Household | 1 | 2392.9 | None | 83.1 | 0.024 | 15.8 | 39.1 | 0.006 | 4.35 | 83.1 | 0.024 | 15.8 | 39.1 | 0.006 | 4.35 | DEER:Res:ClothesDishWasher | Annual | 1719 |  | Appl-CW-Top-GasDHW-GasDry-Tier1DEER2018 | Appl-CW-Top-GasDHW-GasDry-Tier1AnySFm2011CZ07DEER2018 | 9544
Appl-CW-Top-GasDHW-GasDry-Tier1 | DEER2018 | D17 v3 |  | Any | SFm | 1975 | CZ06 | rDXGF | Household | 1 | 1528 | None | 71.7 | 0.024 | 14.7 | 37.5 | 0.011 | 4.1 | 71.7 | 0.024 | 14.7 | 37.5 | 0.011 | 4.1 | DEER:Res:ClothesDishWasher | Annual | 1719 |  | Appl-CW-Top-GasDHW-GasDry-Tier1DEER2018 | Appl-CW-Top-GasDHW-GasDry-Tier1AnySFm1975CZ06DEER2018 | 9545
Appl-CW-Top-GasDHW-ElecDry-Tier1 | DEER2018 | D17 v3 |  | Any | SFm | 2007 | CZ07 | rDXGF | Household | 1 | 2392.9 | None | 432 | 0.066 | 1.14 | 189 | 0.03 | -1.6 | 432 | 0.066 | 1.14 | 189 | 0.03 | -1.6 | DEER:Res:ClothesDishWasher | Annual | 1719 |  | Appl-CW-Top-GasDHW-ElecDry-Tier1DEER2018 | Appl-CW-Top-GasDHW-ElecDry-Tier1AnySFm2007CZ07DEER2018 | 9546
Appl-CW-Top-GasDHW-ElecDry-Tier1 | DEER2018 | D17 v3 |  | Any | SFm | 2011 | CZ14 | rDXGF | Household | 1 | 2160.9 | None | 433 | 0.064 | 0.14 | 190 | 0.028 | -2.07 | 433 | 0.064 | 0.14 | 190 | 0.028 | -2.07 | DEER:Res:ClothesDishWasher | Annual | 1719 |  | Appl-CW-Top-GasDHW-ElecDry-Tier1DEER2018 | Appl-CW-Top-GasDHW-ElecDry-Tier1AnySFm2011CZ14DEER2018 | 9547
Appl-CW-Top-GasDHW-GasDry-Tier1 | DEER2018 | D17 v3 |  | Any | SFm | 2003 | CZ14 | rDXGF | Household | 1 | 2160.9 | None | 82.3 | 0.016 | 13.8 | 42.2 | 0.008 | 3.66 | 82.3 | 0.016 | 13.8 | 42.2 | 0.008 | 3.66 | DEER:Res:ClothesDishWasher | Annual | 1719 |  | Appl-CW-Top-GasDHW-GasDry-Tier1DEER2018 | Appl-CW-Top-GasDHW-GasDry-Tier1AnySFm2003CZ14DEER2018 | 9548
Appl-CW-Top-GasDHW-ElecDry-Tier1 | DEER2018 | D17 v3 |  | Any | SFm | 2015 | CZ07 | rDXGF | Household | 1 | 2392.9 | None | 430 | 0.065 | 1.46 | 189 | 0.03 | -1.45 | 430 | 0.065 | 1.46 | 189 | 0.03 | -1.45 | DEER:Res:ClothesDishWasher | Annual | 1719 |  | Appl-CW-Top-GasDHW-ElecDry-Tier1DEER2018 | Appl-CW-Top-GasDHW-ElecDry-Tier1AnySFm2015CZ07DEER2018 | 9549
Appl-CW-Top-GasDHW-ElecDry-Tier1 | DEER2018 | D17 v3 |  | Any | SFm | 2003 | CZ07 | rDXGF | Household | 1 | 2392.9 | None | 435 | 0.066 | 0.76 | 191 | 0.028 | -1.76 | 435 | 0.066 | 0.76 | 191 | 0.028 | -1.76 | DEER:Res:ClothesDishWasher | Annual | 1719 |  | Appl-CW-Top-GasDHW-ElecDry-Tier1DEER2018 | Appl-CW-Top-GasDHW-ElecDry-Tier1AnySFm2003CZ07DEER2018 | 9550
Appl-CW-Top-GasDHW-GasDry-Tier1 | DEER2018 | D17 v3 |  | Any | SFm | 2007 | CZ07 | rDXGF | Household | 1 | 2392.9 | None | 76.6 | 0.017 | 14.9 | 39.8 | 0.009 | 4.19 | 76.6 | 0.017 | 14.9 | 39.8 | 0.009 | 4.19 | DEER:Res:ClothesDishWasher | Annual | 1719 |  | Appl-CW-Top-GasDHW-GasDry-Tier1DEER2018 | Appl-CW-Top-GasDHW-GasDry-Tier1AnySFm2007CZ07DEER2018 | 9551
Appl-CW-Top-GasDHW-GasDry-Tier1 | DEER2018 | D17 v3 |  | Any | SFm | 2015 | CZ14 | rDXGF | Household | 1 | 2160.9 | None | 75 | 0.015 | 13.7 | 39 | 0.008 | 3.66 | 75 | 0.015 | 13.7 | 39 | 0.008 | 3.66 | DEER:Res:ClothesDishWasher | Annual | 1719 |  | Appl-CW-Top-GasDHW-GasDry-Tier1DEER2018 | Appl-CW-Top-GasDHW-GasDry-Tier1AnySFm2015CZ14DEER2018 | 9552
Appl-CW-Top-GasDHW-ElecDry-Tier1 | DEER2018 | D17 v3 |  | Any | SFm | 2011 | CZ07 | rDXGF | Household | 1 | 2392.9 | None | 438 | 0.073 | 2.04 | 189 | 0.027 | -1.42 | 438 | 0.073 | 2.04 | 189 | 0.027 | -1.42 | DEER:Res:ClothesDishWasher | Annual | 1719 |  | Appl-CW-Top-GasDHW-ElecDry-Tier1DEER2018 | Appl-CW-Top-GasDHW-ElecDry-Tier1AnySFm2011CZ07DEER2018 | 9553
Appl-CW-Top-GasDHW-ElecDry-Tier1 | DEER2018 | D17 v3 |  | Any | SFm | 2015 | CZ14 | rDXGF | Household | 1 | 2160.9 | None | 431 | 0.064 | 0.04 | 189 | 0.029 | -2.11 | 431 | 0.064 | 0.04 | 189 | 0.029 | -2.11 | DEER:Res:ClothesDishWasher | Annual | 1719 |  | Appl-CW-Top-GasDHW-ElecDry-Tier1DEER2018 | Appl-CW-Top-GasDHW-ElecDry-Tier1AnySFm2015CZ14DEER2018 | 9554
Appl-CW-Top-GasDHW-GasDry-Tier1 | DEER2018 | D17 v3 |  | Any | SFm | 2015 | CZ07 | rDXGF | Household | 1 | 2392.9 | None | 67.7 | 0.005 | 14.6 | 35.6 | 0.002 | 3.98 | 67.7 | 0.005 | 14.6 | 35.6 | 0.002 | 3.98 | DEER:Res:ClothesDishWasher | Annual | 1719 |  | Appl-CW-Top-GasDHW-GasDry-Tier1DEER2018 | Appl-CW-Top-GasDHW-GasDry-Tier1AnySFm2015CZ07DEER2018 | 9555
Appl-CW-Top-GasDHW-ElecDry-Tier1 | DEER2018 | D17 v3 |  | Any | SFm | 2017 | CZ07 | rDXGF | Household | 1 | 2392.9 | None | 432 | 0.069 | 1.55 | 187 | 0.028 | -1.55 | 432 | 0.069 | 1.55 | 187 | 0.028 | -1.55 | DEER:Res:ClothesDishWasher | Annual | 1719 |  | Appl-CW-Top-GasDHW-ElecDry-Tier1DEER2018 | Appl-CW-Top-GasDHW-ElecDry-Tier1AnySFm2017CZ07DEER2018 | 9556
Appl-CW-Top-GasDHW-ElecDry-Tier1 | DEER2018 | D17 v3 |  | Any | SFm | 1996 | CZ14 | rDXGF | Household | 1 | 1758 | None | 436 | 0.066 | -0.03 | 192 | 0.029 | -2.16 | 436 | 0.066 | -0.03 | 192 | 0.029 | -2.16 | DEER:Res:ClothesDishWasher | Annual | 1719 |  | Appl-CW-Top-GasDHW-ElecDry-Tier1DEER2018 | Appl-CW-Top-GasDHW-ElecDry-Tier1AnySFm1996CZ14DEER2018 | 9557
Appl-CW-Top-GasDHW-GasDry-Tier1 | DEER2018 | D17 v3 |  | Any | SFm | 1985 | CZ07 | rDXGF | Household | 1 | 2064 | None | 72.7 | 0.023 | 14.4 | 37.3 | 0.011 | 3.97 | 72.7 | 0.023 | 14.4 | 37.3 | 0.011 | 3.97 | DEER:Res:ClothesDishWasher | Annual | 1719 |  | Appl-CW-Top-GasDHW-GasDry-Tier1DEER2018 | Appl-CW-Top-GasDHW-GasDry-Tier1AnySFm1985CZ07DEER2018 | 9558
Appl-CW-Top-GasDHW-ElecDry-Tier1 | DEER2018 | D17 v3 |  | Any | SFm | 2003 | CZ14 | rDXGF | Household | 1 | 2160.9 | None | 437 | 0.065 | 0.07 | 192 | 0.029 | -2.13 | 437 | 0.065 | 0.07 | 192 | 0.029 | -2.13 | DEER:Res:ClothesDishWasher | Annual | 1719 |  | Appl-CW-Top-GasDHW-ElecDry-Tier1DEER2018 | Appl-CW-Top-GasDHW-ElecDry-Tier1AnySFm2003CZ14DEER2018 | 9559
Appl-CW-Top-GasDHW-ElecDry-Tier1 | DEER2018 | D17 v3 |  | Any | SFm | 1985 | CZ07 | rDXGF | Household | 1 | 2064 | None | 429 | 0.071 | 0.65 | 188 | 0.032 | -1.83 | 429 | 0.071 | 0.65 | 188 | 0.032 | -1.83 | DEER:Res:ClothesDishWasher | Annual | 1719 |  | Appl-CW-Top-GasDHW-ElecDry-Tier1DEER2018 | Appl-CW-Top-GasDHW-ElecDry-Tier1AnySFm1985CZ07DEER2018 | 9560
Appl-CW-Top-GasDHW-GasDry-Tier1 | DEER2018 | D17 v3 |  | Any | SFm | 2003 | CZ07 | rDXGF | Household | 1 | 2392.9 | None | 79 | 0.017 | 14.5 | 41.5 | 0.008 | 4 | 79 | 0.017 | 14.5 | 41.5 | 0.008 | 4 | DEER:Res:ClothesDishWasher | Annual | 1719 |  | Appl-CW-Top-GasDHW-GasDry-Tier1DEER2018 | Appl-CW-Top-GasDHW-GasDry-Tier1AnySFm2003CZ07DEER2018 | 9561
Appl-CW-Top-GasDHW-ElecDry-Tier1 | DEER2018 | D17 v3 |  | Any | SFm | 1985 | CZ14 | rDXGF | Household | 1 | 1741 | None | 437 | 0.068 | -0.42 | 192 | 0.03 | -2.33 | 437 | 0.068 | -0.42 | 192 | 0.03 | -2.33 | DEER:Res:ClothesDishWasher | Annual | 1719 |  | Appl-CW-Top-GasDHW-ElecDry-Tier1DEER2018 | Appl-CW-Top-GasDHW-ElecDry-Tier1AnySFm1985CZ14DEER2018 | 9562
Appl-CW-Top-GasDHW-GasDry-Tier1 | DEER2018 | D17 v3 |  | Any | SFm | 1985 | CZ14 | rDXGF | Household | 1 | 1741 | None | 82.1 | 0.019 | 13.3 | 42.1 | 0.01 | 3.43 | 82.1 | 0.019 | 13.3 | 42.1 | 0.01 | 3.43 | DEER:Res:ClothesDishWasher | Annual | 1719 |  | Appl-CW-Top-GasDHW-GasDry-Tier1DEER2018 | Appl-CW-Top-GasDHW-GasDry-Tier1AnySFm1985CZ14DEER2018 | 9563
Appl-CW-Top-GasDHW-GasDry-Tier1 | DEER2018 | D17 v3 |  | Any | SFm | 2017 | CZ07 | rDXGF | Household | 1 | 2392.9 | None | 76.5 | 0.02 | 15.3 | 37.4 | 0.008 | 4.23 | 76.5 | 0.02 | 15.3 | 37.4 | 0.008 | 4.23 | DEER:Res:ClothesDishWasher | Annual | 1719 |  | Appl-CW-Top-GasDHW-GasDry-Tier1DEER2018 | Appl-CW-Top-GasDHW-GasDry-Tier1AnySFm2017CZ07DEER2018 | 9564
Appl-CW-Top-GasDHW-ElecDry-Tier1 | DEER2018 | D17 v3 |  | Any | SFm | 1975 | CZ14 | rDXGF | Household | 1 | 1555 | None | 438 | 0.069 | 0.32 | 192 | 0.03 | -1.98 | 438 | 0.069 | 0.32 | 192 | 0.03 | -1.98 | DEER:Res:ClothesDishWasher | Annual | 1719 |  | Appl-CW-Top-GasDHW-ElecDry-Tier1DEER2018 | Appl-CW-Top-GasDHW-ElecDry-Tier1AnySFm1975CZ14DEER2018 | 9565
Appl-CW-Top-GasDHW-ElecDry-Tier1 | DEER2018 | D17 v3 |  | Any | SFm | 1996 | CZ07 | rDXGF | Household | 1 | 2297 | None | 434 | 0.081 | 2.83 | 191 | 0.036 | -0.95 | 434 | 0.081 | 2.83 | 191 | 0.036 | -0.95 | DEER:Res:ClothesDishWasher | Annual | 1719 |  | Appl-CW-Top-GasDHW-ElecDry-Tier1DEER2018 | Appl-CW-Top-GasDHW-ElecDry-Tier1AnySFm1996CZ07DEER2018 | 9566
Appl-CW-Top-GasDHW-GasDry-Tier1 | DEER2018 | D17 v3 |  | Any | SFm | 1996 | CZ14 | rDXGF | Household | 1 | 1758 | None | 80.6 | 0.018 | 13.7 | 41.6 | 0.009 | 3.62 | 80.6 | 0.018 | 13.7 | 41.6 | 0.009 | 3.62 | DEER:Res:ClothesDishWasher | Annual | 1719 |  | Appl-CW-Top-GasDHW-GasDry-Tier1DEER2018 | Appl-CW-Top-GasDHW-GasDry-Tier1AnySFm1996CZ14DEER2018 | 9567
Appl-CW-Top-GasDHW-GasDry-Tier1 | DEER2018 | D17 v3 |  | Any | SFm | 1996 | CZ07 | rDXGF | Household | 1 | 2297 | None | 80.3 | 0.039 | 17.2 | 40.9 | 0.015 | 4.84 | 80.3 | 0.039 | 17.2 | 40.9 | 0.015 | 4.84 | DEER:Res:ClothesDishWasher | Annual | 1719 |  | Appl-CW-Top-GasDHW-GasDry-Tier1DEER2018 | Appl-CW-Top-GasDHW-GasDry-Tier1AnySFm1996CZ07DEER2018 | 9568
Appl-CW-Top-GasDHW-ElecDry-Tier1 | DEER2018 | D17 v3 |  | Any | SFm | 1975 | CZ07 | rDXGF | Household | 1 | 1528 | None | 426 | 0.07 | 0.76 | 186 | 0.031 | -1.79 | 426 | 0.07 | 0.76 | 186 | 0.031 | -1.79 | DEER:Res:ClothesDishWasher | Annual | 1719 |  | Appl-CW-Top-GasDHW-ElecDry-Tier1DEER2018 | Appl-CW-Top-GasDHW-ElecDry-Tier1AnySFm1975CZ07DEER2018 | 9569
Appl-CW-Top-GasDHW-GasDry-Tier1 | DEER2018 | D17 v3 |  | Any | SFm | 1975 | CZ14 | rDXGF | Household | 1 | 1555 | None | 82.3 | 0.02 | 14 | 42 | 0.01 | 3.77 | 82.3 | 0.02 | 14 | 42 | 0.01 | 3.77 | DEER:Res:ClothesDishWasher | Annual | 1719 |  | Appl-CW-Top-GasDHW-GasDry-Tier1DEER2018 | Appl-CW-Top-GasDHW-GasDry-Tier1AnySFm1975CZ14DEER2018 | 9570
Appl-CW-Top-GasDHW-GasDry-Tier1 | DEER2018 | D17 v3 |  | Any | SFm | 1975 | CZ07 | rDXGF | Household | 1 | 1528 | None | 70.3 | 0.022 | 14.5 | 36.6 | 0.011 | 4.01 | 70.3 | 0.022 | 14.5 | 36.6 | 0.011 | 4.01 | DEER:Res:ClothesDishWasher | Annual | 1719 |  | Appl-CW-Top-GasDHW-GasDry-Tier1DEER2018 | Appl-CW-Top-GasDHW-GasDry-Tier1AnySFm1975CZ07DEER2018 | 9571
Appl-CW-Top-GasDHW-GasDry-Tier1 | DEER2018 | D17 v3 |  | Any | SFm | 2015 | CZ11 | rDXGF | Household | 1 | 1948.8 | None | 72.1 | 0.018 | 13.9 | 37.1 | 0.008 | 3.74 | 72.1 | 0.018 | 13.9 | 37.1 | 0.008 | 3.74 | DEER:Res:ClothesDishWasher | Annual | 1719 |  | Appl-CW-Top-GasDHW-GasDry-Tier1DEER2018 | Appl-CW-Top-GasDHW-GasDry-Tier1AnySFm2015CZ11DEER2018 | 9572
Appl-CW-Top-GasDHW-GasDry-Tier1 | DEER2018 | D17 v3 |  | Any | SFm | 1996 | CZ11 | rDXGF | Household | 1 | 2032 | None | 77.6 | 0.023 | 13.7 | 40.4 | 0.011 | 3.64 | 77.6 | 0.023 | 13.7 | 40.4 | 0.011 | 3.64 | DEER:Res:ClothesDishWasher | Annual | 1719 |  | Appl-CW-Top-GasDHW-GasDry-Tier1DEER2018 | Appl-CW-Top-GasDHW-GasDry-Tier1AnySFm1996CZ11DEER2018 | 9573
Appl-CW-Top-GasDHW-GasDry-Tier1 | DEER2018 | D17 v3 |  | Any | SFm | 2011 | CZ11 | rDXGF | Household | 1 | 1948.8 | None | 74.4 | 0.016 | 13.8 | 38.9 | 0.008 | 3.71 | 74.4 | 0.016 | 13.8 | 38.9 | 0.008 | 3.71 | DEER:Res:ClothesDishWasher | Annual | 1719 |  | Appl-CW-Top-GasDHW-GasDry-Tier1DEER2018 | Appl-CW-Top-GasDHW-GasDry-Tier1AnySFm2011CZ11DEER2018 | 9574
Appl-CW-Top-GasDHW-ElecDry-Tier1 | DEER2018 | D17 v3 |  | Any | SFm | 2011 | CZ11 | rDXGF | Household | 1 | 1948.8 | None | 430 | 0.064 | 0.15 | 189 | 0.028 | -2.05 | 430 | 0.064 | 0.15 | 189 | 0.028 | -2.05 | DEER:Res:ClothesDishWasher | Annual | 1719 |  | Appl-CW-Top-GasDHW-ElecDry-Tier1DEER2018 | Appl-CW-Top-GasDHW-ElecDry-Tier1AnySFm2011CZ11DEER2018 | 9575
Appl-CW-Top-GasDHW-ElecDry-Tier1 | DEER2018 | D17 v3 |  | Any | SFm | 2017 | CZ11 | rDXGF | Household | 1 | 1948.8 | None | 427 | 0.068 | 0.3 | 187 | 0.029 | -2 | 427 | 0.068 | 0.3 | 187 | 0.029 | -2 | DEER:Res:ClothesDishWasher | Annual | 1719 |  | Appl-CW-Top-GasDHW-ElecDry-Tier1DEER2018 | Appl-CW-Top-GasDHW-ElecDry-Tier1AnySFm2017CZ11DEER2018 | 9576
Appl-CW-Top-GasDHW-GasDry-Tier1 | DEER2018 | D17 v3 |  | Any | SFm | 1985 | CZ11 | rDXGF | Household | 1 | 1704 | None | 78.2 | 0.023 | 13.1 | 39.6 | 0.011 | 3.37 | 78.2 | 0.023 | 13.1 | 39.6 | 0.011 | 3.37 | DEER:Res:ClothesDishWasher | Annual | 1719 |  | Appl-CW-Top-GasDHW-GasDry-Tier1DEER2018 | Appl-CW-Top-GasDHW-GasDry-Tier1AnySFm1985CZ11DEER2018 | 9577
Appl-CW-Top-GasDHW-GasDry-Tier1 | DEER2018 | D17 v3 |  | Any | SFm | 2003 | CZ11 | rDXGF | Household | 1 | 1948.8 | None | 77.7 | 0.021 | 13.9 | 40.3 | 0.011 | 3.73 | 77.7 | 0.021 | 13.9 | 40.3 | 0.011 | 3.73 | DEER:Res:ClothesDishWasher | Annual | 1719 |  | Appl-CW-Top-GasDHW-GasDry-Tier1DEER2018 | Appl-CW-Top-GasDHW-GasDry-Tier1AnySFm2003CZ11DEER2018 | 9578
Appl-CW-Top-GasDHW-ElecDry-Tier1 | DEER2018 | D17 v3 |  | Any | SFm | 2007 | CZ11 | rDXGF | Household | 1 | 1948.8 | None | 430 | 0.065 | 0.04 | 188 | 0.029 | -2.1 | 430 | 0.065 | 0.04 | 188 | 0.029 | -2.1 | DEER:Res:ClothesDishWasher | Annual | 1719 |  | Appl-CW-Top-GasDHW-ElecDry-Tier1DEER2018 | Appl-CW-Top-GasDHW-ElecDry-Tier1AnySFm2007CZ11DEER2018 | 9579
Appl-CW-Top-GasDHW-ElecDry-Tier1 | DEER2018 | D17 v3 |  | Any | SFm | 2015 | CZ11 | rDXGF | Household | 1 | 1948.8 | None | 428 | 0.067 | 0.22 | 187 | 0.029 | -2.03 | 428 | 0.067 | 0.22 | 187 | 0.029 | -2.03 | DEER:Res:ClothesDishWasher | Annual | 1719 |  | Appl-CW-Top-GasDHW-ElecDry-Tier1DEER2018 | Appl-CW-Top-GasDHW-ElecDry-Tier1AnySFm2015CZ11DEER2018 | 9580
Appl-CW-Top-GasDHW-GasDry-Tier1 | DEER2018 | D17 v3 |  | Any | SFm | 2017 | CZ11 | rDXGF | Household | 1 | 1948.8 | None | 71.3 | 0.019 | 14 | 37.1 | 0.008 | 3.77 | 71.3 | 0.019 | 14 | 37.1 | 0.008 | 3.77 | DEER:Res:ClothesDishWasher | Annual | 1719 |  | Appl-CW-Top-GasDHW-GasDry-Tier1DEER2018 | Appl-CW-Top-GasDHW-GasDry-Tier1AnySFm2017CZ11DEER2018 | 9581
Appl-CW-Top-GasDHW-GasDry-Tier1 | DEER2018 | D17 v3 |  | Any | SFm | 2007 | CZ11 | rDXGF | Household | 1 | 1948.8 | None | 73.9 | 0.015 | 13.7 | 38.3 | 0.008 | 3.66 | 73.9 | 0.015 | 13.7 | 38.3 | 0.008 | 3.66 | DEER:Res:ClothesDishWasher | Annual | 1719 |  | Appl-CW-Top-GasDHW-GasDry-Tier1DEER2018 | Appl-CW-Top-GasDHW-GasDry-Tier1AnySFm2007CZ11DEER2018 | 9582
Appl-CW-Top-GasDHW-ElecDry-Tier1 | DEER2018 | D17 v3 |  | Any | SFm | 1985 | CZ11 | rDXGF | Household | 1 | 1704 | None | 434 | 0.072 | -0.53 | 189 | 0.032 | -2.38 | 434 | 0.072 | -0.53 | 189 | 0.032 | -2.38 | DEER:Res:ClothesDishWasher | Annual | 1719 |  | Appl-CW-Top-GasDHW-ElecDry-Tier1DEER2018 | Appl-CW-Top-GasDHW-ElecDry-Tier1AnySFm1985CZ11DEER2018 | 9583
Appl-CW-Top-GasDHW-ElecDry-Tier1 | DEER2018 | D17 v3 |  | Any | SFm | 2007 | CZ08 | rDXGF | Household | 1 | 2392.9 | None | 433 | 0.063 | 1.19 | 190 | 0.028 | -1.54 | 433 | 0.063 | 1.19 | 190 | 0.028 | -1.54 | DEER:Res:ClothesDishWasher | Annual | 1719 |  | Appl-CW-Top-GasDHW-ElecDry-Tier1DEER2018 | Appl-CW-Top-GasDHW-ElecDry-Tier1AnySFm2007CZ08DEER2018 | 9584
Appl-CW-Top-GasDHW-GasDry-Tier1 | DEER2018 | D17 v3 |  | Any | SFm | 2015 | CZ08 | rDXGF | Household | 1 | 2392.9 | None | 73.7 | 0.017 | 15.1 | 38.1 | 0.005 | 4.34 | 73.7 | 0.017 | 15.1 | 38.1 | 0.005 | 4.34 | DEER:Res:ClothesDishWasher | Annual | 1719 |  | Appl-CW-Top-GasDHW-GasDry-Tier1DEER2018 | Appl-CW-Top-GasDHW-GasDry-Tier1AnySFm2015CZ08DEER2018 | 9585
Appl-CW-Top-GasDHW-ElecDry-Tier1 | DEER2018 | D17 v3 |  | Any | SFm | 2017 | CZ08 | rDXGF | Household | 1 | 2392.9 | None | 428 | 0.067 | 1.48 | 187 | 0.028 | -1.4 | 428 | 0.067 | 1.48 | 187 | 0.028 | -1.4 | DEER:Res:ClothesDishWasher | Annual | 1719 |  | Appl-CW-Top-GasDHW-ElecDry-Tier1DEER2018 | Appl-CW-Top-GasDHW-ElecDry-Tier1AnySFm2017CZ08DEER2018 | 9586
Appl-CW-Top-GasDHW-ElecDry-Tier1 | DEER2018 | D17 v3 |  | Any | SFm | 1996 | CZ11 | rDXGF | Household | 1 | 2032 | None | 434 | 0.072 | 0.03 | 191 | 0.032 | -2.11 | 434 | 0.072 | 0.03 | 191 | 0.032 | -2.11 | DEER:Res:ClothesDishWasher | Annual | 1719 |  | Appl-CW-Top-GasDHW-ElecDry-Tier1DEER2018 | Appl-CW-Top-GasDHW-ElecDry-Tier1AnySFm1996CZ11DEER2018 | 9587
Appl-CW-Top-GasDHW-GasDry-Tier1 | DEER2018 | D17 v3 |  | Any | SFm | 1975 | CZ11 | rDXGF | Household | 1 | 1528 | None | 77.9 | 0.026 | 13.9 | 40.5 | 0.013 | 3.76 | 77.9 | 0.026 | 13.9 | 40.5 | 0.013 | 3.76 | DEER:Res:ClothesDishWasher | Annual | 1719 |  | Appl-CW-Top-GasDHW-GasDry-Tier1DEER2018 | Appl-CW-Top-GasDHW-GasDry-Tier1AnySFm1975CZ11DEER2018 | 9588
Appl-CW-Top-GasDHW-ElecDry-Tier1 | DEER2018 | D17 v3 |  | Any | SFm | 2015 | CZ08 | rDXGF | Household | 1 | 2392.9 | None | 430 | 0.061 | 1.37 | 188 | 0.026 | -1.45 | 430 | 0.061 | 1.37 | 188 | 0.026 | -1.45 | DEER:Res:ClothesDishWasher | Annual | 1719 |  | Appl-CW-Top-GasDHW-ElecDry-Tier1DEER2018 | Appl-CW-Top-GasDHW-ElecDry-Tier1AnySFm2015CZ08DEER2018 | 9589
Appl-CW-Top-GasDHW-ElecDry-Tier1 | DEER2018 | D17 v3 |  | Any | SFm | 2003 | CZ11 | rDXGF | Household | 1 | 1948.8 | None | 433 | 0.069 | 0.21 | 190 | 0.031 | -2.03 | 433 | 0.069 | 0.21 | 190 | 0.031 | -2.03 | DEER:Res:ClothesDishWasher | Annual | 1719 |  | Appl-CW-Top-GasDHW-ElecDry-Tier1DEER2018 | Appl-CW-Top-GasDHW-ElecDry-Tier1AnySFm2003CZ11DEER2018 | 9590
Appl-CW-Top-GasDHW-ElecDry-Tier1 | DEER2018 | D17 v3 |  | Any | SFm | 2007 | CZ09 | rDXGF | Household | 1 | 2422.9 | None | 430 | 0.061 | 1 | 188 | 0.027 | -1.62 | 430 | 0.061 | 1 | 188 | 0.027 | -1.62 | DEER:Res:ClothesDishWasher | Annual | 1719 |  | Appl-CW-Top-GasDHW-ElecDry-Tier1DEER2018 | Appl-CW-Top-GasDHW-ElecDry-Tier1AnySFm2007CZ09DEER2018 | 9591
Appl-CW-Top-GasDHW-ElecDry-Tier1 | DEER2018 | D17 v3 |  | Any | SFm | 2011 | CZ08 | rDXGF | Household | 1 | 2392.9 | None | 437 | 0.063 | 1.4 | 191 | 0.028 | -1.42 | 437 | 0.063 | 1.4 | 191 | 0.028 | -1.42 | DEER:Res:ClothesDishWasher | Annual | 1719 |  | Appl-CW-Top-GasDHW-ElecDry-Tier1DEER2018 | Appl-CW-Top-GasDHW-ElecDry-Tier1AnySFm2011CZ08DEER2018 | 9592
Appl-CW-Top-GasDHW-ElecDry-Tier1 | DEER2018 | D17 v3 |  | Any | SFm | 2017 | CZ09 | rDXGF | Household | 1 | 2422.9 | None | 424 | 0.063 | 1.07 | 184 | 0.028 | -1.62 | 424 | 0.063 | 1.07 | 184 | 0.028 | -1.62 | DEER:Res:ClothesDishWasher | Annual | 1719 |  | Appl-CW-Top-GasDHW-ElecDry-Tier1DEER2018 | Appl-CW-Top-GasDHW-ElecDry-Tier1AnySFm2017CZ09DEER2018 | 9593
Appl-CW-Top-GasDHW-GasDry-Tier1 | DEER2018 | D17 v3 |  | Any | SFm | 2011 | CZ08 | rDXGF | Household | 1 | 2392.9 | None | 81.8 | 0.014 | 15.1 | 41 | 0.007 | 4.36 | 81.8 | 0.014 | 15.1 | 41 | 0.007 | 4.36 | DEER:Res:ClothesDishWasher | Annual | 1719 |  | Appl-CW-Top-GasDHW-GasDry-Tier1DEER2018 | Appl-CW-Top-GasDHW-GasDry-Tier1AnySFm2011CZ08DEER2018 | 9594
Appl-CW-Top-GasDHW-ElecDry-Tier1 | DEER2018 | D17 v3 |  | Any | SFm | 2015 | CZ09 | rDXGF | Household | 1 | 2422.9 | None | 427 | 0.064 | 1.07 | 187 | 0.028 | -1.57 | 427 | 0.064 | 1.07 | 187 | 0.028 | -1.57 | DEER:Res:ClothesDishWasher | Annual | 1719 |  | Appl-CW-Top-GasDHW-ElecDry-Tier1DEER2018 | Appl-CW-Top-GasDHW-ElecDry-Tier1AnySFm2015CZ09DEER2018 | 9595
Appl-CW-Top-GasDHW-ElecDry-Tier1 | DEER2018 | D17 v3 |  | Any | SFm | 1975 | CZ11 | rDXGF | Household | 1 | 1528 | None | 433 | 0.074 | 0.21 | 190 | 0.033 | -2.01 | 433 | 0.074 | 0.21 | 190 | 0.033 | -2.01 | DEER:Res:ClothesDishWasher | Annual | 1719 |  | Appl-CW-Top-GasDHW-ElecDry-Tier1DEER2018 | Appl-CW-Top-GasDHW-ElecDry-Tier1AnySFm1975CZ11DEER2018 | 9596
Appl-CW-Top-GasDHW-ElecDry-Tier1 | DEER2018 | D17 v3 |  | Any | SFm | 2011 | CZ09 | rDXGF | Household | 1 | 2422.9 | None | 431 | 0.063 | 1.11 | 188 | 0.028 | -1.59 | 431 | 0.063 | 1.11 | 188 | 0.028 | -1.59 | DEER:Res:ClothesDishWasher | Annual | 1719 |  | Appl-CW-Top-GasDHW-ElecDry-Tier1DEER2018 | Appl-CW-Top-GasDHW-ElecDry-Tier1AnySFm2011CZ09DEER2018 | 9597
Appl-CW-Top-GasDHW-GasDry-Tier1 | DEER2018 | D17 v3 |  | Any | SFm | 2015 | CZ09 | rDXGF | Household | 1 | 2422.9 | None | 71 | 0.015 | 14.8 | 37.1 | 0.007 | 4.22 | 71 | 0.015 | 14.8 | 37.1 | 0.007 | 4.22 | DEER:Res:ClothesDishWasher | Annual | 1719 |  | Appl-CW-Top-GasDHW-GasDry-Tier1DEER2018 | Appl-CW-Top-GasDHW-GasDry-Tier1AnySFm2015CZ09DEER2018 | 9598
Appl-CW-Top-GasDHW-GasDry-Tier1 | DEER2018 | D17 v3 |  | Any | SFm | 2017 | CZ09 | rDXGF | Household | 1 | 2422.9 | None | 68.2 | 0.015 | 14.8 | 34.6 | 0.008 | 4.17 | 68.2 | 0.015 | 14.8 | 34.6 | 0.008 | 4.17 | DEER:Res:ClothesDishWasher | Annual | 1719 |  | Appl-CW-Top-GasDHW-GasDry-Tier1DEER2018 | Appl-CW-Top-GasDHW-GasDry-Tier1AnySFm2017CZ09DEER2018 | 9599
Appl-CW-Top-GasDHW-GasDry-Tier1 | DEER2018 | D17 v3 |  | Any | SFm | 2007 | CZ09 | rDXGF | Household | 1 | 2422.9 | None | 74.3 | 0.011 | 14.7 | 38.5 | 0.006 | 4.15 | 74.3 | 0.011 | 14.7 | 38.5 | 0.006 | 4.15 | DEER:Res:ClothesDishWasher | Annual | 1719 |  | Appl-CW-Top-GasDHW-GasDry-Tier1DEER2018 | Appl-CW-Top-GasDHW-GasDry-Tier1AnySFm2007CZ09DEER2018 | 9600
Appl-CW-Top-GasDHW-GasDry-Tier1 | DEER2018 | D17 v3 |  | Any | SFm | 2017 | CZ08 | rDXGF | Household | 1 | 2392.9 | None | 71.8 | 0.022 | 15.2 | 37.2 | 0.007 | 4.4 | 71.8 | 0.022 | 15.2 | 37.2 | 0.007 | 4.4 | DEER:Res:ClothesDishWasher | Annual | 1719 |  | Appl-CW-Top-GasDHW-GasDry-Tier1DEER2018 | Appl-CW-Top-GasDHW-GasDry-Tier1AnySFm2017CZ08DEER2018 | 9601
Appl-CW-Top-GasDHW-GasDry-Tier1 | DEER2018 | D17 v3 |  | Any | SFm | 2007 | CZ08 | rDXGF | Household | 1 | 2392.9 | None | 77.1 | 0.014 | 14.9 | 40.5 | 0.007 | 4.24 | 77.1 | 0.014 | 14.9 | 40.5 | 0.007 | 4.24 | DEER:Res:ClothesDishWasher | Annual | 1719 |  | Appl-CW-Top-GasDHW-GasDry-Tier1DEER2018 | Appl-CW-Top-GasDHW-GasDry-Tier1AnySFm2007CZ08DEER2018 | 9602
Appl-CW-Top-GasDHW-ElecDry-Tier1 | DEER2018 | D17 v3 |  | Any | SFm | 2007 | CZ13 | rDXGF | Household | 1 | 1948.8 | None | 431 | 0.065 | 0.46 | 189 | 0.028 | -1.88 | 431 | 0.065 | 0.46 | 189 | 0.028 | -1.88 | DEER:Res:ClothesDishWasher | Annual | 1719 |  | Appl-CW-Top-GasDHW-ElecDry-Tier1DEER2018 | Appl-CW-Top-GasDHW-ElecDry-Tier1AnySFm2007CZ13DEER2018 | 9603
Appl-CW-Top-GasDHW-GasDry-Tier1 | DEER2018 | D17 v3 |  | Any | SFm | 2015 | CZ13 | rDXGF | Household | 1 | 1948.8 | None | 72.8 | 0.016 | 14.4 | 38.3 | 0.009 | 3.98 | 72.8 | 0.016 | 14.4 | 38.3 | 0.009 | 3.98 | DEER:Res:ClothesDishWasher | Annual | 1719 |  | Appl-CW-Top-GasDHW-GasDry-Tier1DEER2018 | Appl-CW-Top-GasDHW-GasDry-Tier1AnySFm2015CZ13DEER2018 | 9604
Appl-CW-Top-GasDHW-GasDry-Tier1 | DEER2018 | D17 v3 |  | Any | SFm | 2003 | CZ08 | rDXGF | Household | 1 | 2392.9 | None | 83.7 | 0.016 | 14.9 | 43.3 | 0.007 | 4.22 | 83.7 | 0.016 | 14.9 | 43.3 | 0.007 | 4.22 | DEER:Res:ClothesDishWasher | Annual | 1719 |  | Appl-CW-Top-GasDHW-GasDry-Tier1DEER2018 | Appl-CW-Top-GasDHW-GasDry-Tier1AnySFm2003CZ08DEER2018 | 9605
Appl-CW-Top-GasDHW-ElecDry-Tier1 | DEER2018 | D17 v3 |  | Any | SFm | 2017 | CZ10 | rDXGF | Household | 1 | 1948.8 | None | 428 | 0.065 | 0.61 | 187 | 0.029 | -1.79 | 428 | 0.065 | 0.61 | 187 | 0.029 | -1.79 | DEER:Res:ClothesDishWasher | Annual | 1719 |  | Appl-CW-Top-GasDHW-ElecDry-Tier1DEER2018 | Appl-CW-Top-GasDHW-ElecDry-Tier1AnySFm2017CZ10DEER2018 | 9606
Appl-CW-Top-GasDHW-GasDry-Tier1 | DEER2018 | D17 v3 |  | Any | SFm | 1996 | CZ08 | rDXGF | Household | 1 | 2297 | None | 75 | 0.017 | 14.8 | 38.8 | 0.002 | 4.19 | 75 | 0.017 | 14.8 | 38.8 | 0.002 | 4.19 | DEER:Res:ClothesDishWasher | Annual | 1719 |  | Appl-CW-Top-GasDHW-GasDry-Tier1DEER2018 | Appl-CW-Top-GasDHW-GasDry-Tier1AnySFm1996CZ08DEER2018 | 9607
Appl-CW-Top-GasDHW-ElecDry-Tier1 | DEER2018 | D17 v3 |  | Any | SFm | 1996 | CZ08 | rDXGF | Household | 1 | 2297 | None | 431 | 0.065 | 1.07 | 188 | 0.022 | -1.6 | 431 | 0.065 | 1.07 | 188 | 0.022 | -1.6 | DEER:Res:ClothesDishWasher | Annual | 1719 |  | Appl-CW-Top-GasDHW-ElecDry-Tier1DEER2018 | Appl-CW-Top-GasDHW-ElecDry-Tier1AnySFm1996CZ08DEER2018 | 9608
Appl-CW-Top-GasDHW-ElecDry-Tier1 | DEER2018 | D17 v3 |  | Any | SFm | 1996 | CZ13 | rDXGF | Household | 1 | 2032 | None | 434 | 0.072 | -0.16 | 192 | 0.032 | -2.18 | 434 | 0.072 | -0.16 | 192 | 0.032 | -2.18 | DEER:Res:ClothesDishWasher | Annual | 1719 |  | Appl-CW-Top-GasDHW-ElecDry-Tier1DEER2018 | Appl-CW-Top-GasDHW-ElecDry-Tier1AnySFm1996CZ13DEER2018 | 9609
Appl-CW-Top-GasDHW-GasDry-Tier1 | DEER2018 | D17 v3 |  | Any | SFm | 1996 | CZ09 | rDXGF | Household | 1 | 2186 | None | 78.5 | 0.017 | 14.6 | 40.9 | 0.008 | 4.11 | 78.5 | 0.017 | 14.6 | 40.9 | 0.008 | 4.11 | DEER:Res:ClothesDishWasher | Annual | 1719 |  | Appl-CW-Top-GasDHW-GasDry-Tier1DEER2018 | Appl-CW-Top-GasDHW-GasDry-Tier1AnySFm1996CZ09DEER2018 | 9610
Appl-CW-Top-GasDHW-ElecDry-Tier1 | DEER2018 | D17 v3 |  | Any | SFm | 2003 | CZ09 | rDXGF | Household | 1 | 2422.9 | None | 432 | 0.063 | 0.78 | 189 | 0.028 | -1.72 | 432 | 0.063 | 0.78 | 189 | 0.028 | -1.72 | DEER:Res:ClothesDishWasher | Annual | 1719 |  | Appl-CW-Top-GasDHW-ElecDry-Tier1DEER2018 | Appl-CW-Top-GasDHW-ElecDry-Tier1AnySFm2003CZ09DEER2018 | 9611
Appl-CW-Top-GasDHW-ElecDry-Tier1 | DEER2018 | D17 v3 |  | Any | SFm | 2003 | CZ08 | rDXGF | Household | 1 | 2392.9 | None | 439 | 0.065 | 1.14 | 193 | 0.028 | -1.55 | 439 | 0.065 | 1.14 | 193 | 0.028 | -1.55 | DEER:Res:ClothesDishWasher | Annual | 1719 |  | Appl-CW-Top-GasDHW-ElecDry-Tier1DEER2018 | Appl-CW-Top-GasDHW-ElecDry-Tier1AnySFm2003CZ08DEER2018 | 9612
Appl-CW-Top-GasDHW-GasDry-Tier1 | DEER2018 | D17 v3 |  | Any | SFm | 2011 | CZ09 | rDXGF | Household | 1 | 2422.9 | None | 75.3 | 0.013 | 14.8 | 39 | 0.007 | 4.2 | 75.3 | 0.013 | 14.8 | 39 | 0.007 | 4.2 | DEER:Res:ClothesDishWasher | Annual | 1719 |  | Appl-CW-Top-GasDHW-GasDry-Tier1DEER2018 | Appl-CW-Top-GasDHW-GasDry-Tier1AnySFm2011CZ09DEER2018 | 9613
Appl-CW-Top-GasDHW-GasDry-Tier1 | DEER2018 | D17 v3 |  | Any | SFm | 1996 | CZ13 | rDXGF | Household | 1 | 2032 | None | 79 | 0.023 | 13.5 | 42.1 | 0.012 | 3.58 | 79 | 0.023 | 13.5 | 42.1 | 0.012 | 3.58 | DEER:Res:ClothesDishWasher | Annual | 1719 |  | Appl-CW-Top-GasDHW-GasDry-Tier1DEER2018 | Appl-CW-Top-GasDHW-GasDry-Tier1AnySFm1996CZ13DEER2018 | 9614
Appl-CW-Top-GasDHW-GasDry-Tier1 | DEER2018 | D17 v3 |  | Any | SFm | 1985 | CZ08 | rDXGF | Household | 1 | 2064 | None | 78.9 | 0.017 | 14.3 | 40.1 | 0.009 | 3.92 | 78.9 | 0.017 | 14.3 | 40.1 | 0.009 | 3.92 | DEER:Res:ClothesDishWasher | Annual | 1719 |  | Appl-CW-Top-GasDHW-GasDry-Tier1DEER2018 | Appl-CW-Top-GasDHW-GasDry-Tier1AnySFm1985CZ08DEER2018 | 9615
Appl-CW-Top-GasDHW-GasDry-Tier1 | DEER2018 | D17 v3 |  | Any | SFm | 2015 | CZ10 | rDXGF | Household | 1 | 1948.8 | None | 71.9 | 0.016 | 14.2 | 36.6 | 0.008 | 3.9 | 71.9 | 0.016 | 14.2 | 36.6 | 0.008 | 3.9 | DEER:Res:ClothesDishWasher | Annual | 1719 |  | Appl-CW-Top-GasDHW-GasDry-Tier1DEER2018 | Appl-CW-Top-GasDHW-GasDry-Tier1AnySFm2015CZ10DEER2018 | 9616
Appl-CW-Top-GasDHW-ElecDry-Tier1 | DEER2018 | D17 v3 |  | Any | SFm | 2015 | CZ13 | rDXGF | Household | 1 | 1948.8 | None | 429 | 0.065 | 0.65 | 188 | 0.029 | -1.79 | 429 | 0.065 | 0.65 | 188 | 0.029 | -1.79 | DEER:Res:ClothesDishWasher | Annual | 1719 |  | Appl-CW-Top-GasDHW-ElecDry-Tier1DEER2018 | Appl-CW-Top-GasDHW-ElecDry-Tier1AnySFm2015CZ13DEER2018 | 9617
Appl-CW-Top-GasDHW-GasDry-Tier1 | DEER2018 | D17 v3 |  | Any | SFm | 2017 | CZ10 | rDXGF | Household | 1 | 1948.8 | None | 72.9 | 0.017 | 14.3 | 37.5 | 0.009 | 3.97 | 72.9 | 0.017 | 14.3 | 37.5 | 0.009 | 3.97 | DEER:Res:ClothesDishWasher | Annual | 1719 |  | Appl-CW-Top-GasDHW-GasDry-Tier1DEER2018 | Appl-CW-Top-GasDHW-GasDry-Tier1AnySFm2017CZ10DEER2018 | 9618
Appl-CW-Top-GasDHW-GasDry-Tier1 | DEER2018 | D17 v3 |  | Any | SFm | 2017 | CZ13 | rDXGF | Household | 1 | 1948.8 | None | 72.6 | 0.015 | 14.4 | 37.7 | 0.008 | 3.99 | 72.6 | 0.015 | 14.4 | 37.7 | 0.008 | 3.99 | DEER:Res:ClothesDishWasher | Annual | 1719 |  | Appl-CW-Top-GasDHW-GasDry-Tier1DEER2018 | Appl-CW-Top-GasDHW-GasDry-Tier1AnySFm2017CZ13DEER2018 | 9619
Appl-CW-Top-GasDHW-ElecDry-Tier1 | DEER2018 | D17 v3 |  | Any | SFm | 1996 | CZ09 | rDXGF | Household | 1 | 2186 | None | 434 | 0.067 | 0.89 | 191 | 0.03 | -1.67 | 434 | 0.067 | 0.89 | 191 | 0.03 | -1.67 | DEER:Res:ClothesDishWasher | Annual | 1719 |  | Appl-CW-Top-GasDHW-ElecDry-Tier1DEER2018 | Appl-CW-Top-GasDHW-ElecDry-Tier1AnySFm1996CZ09DEER2018 | 9620
Appl-CW-Top-GasDHW-GasDry-Tier1 | DEER2018 | D17 v3 |  | Any | SFm | 2003 | CZ09 | rDXGF | Household | 1 | 2422.9 | None | 75.6 | 0.012 | 14.5 | 40 | 0.008 | 4.05 | 75.6 | 0.012 | 14.5 | 40 | 0.008 | 4.05 | DEER:Res:ClothesDishWasher | Annual | 1719 |  | Appl-CW-Top-GasDHW-GasDry-Tier1DEER2018 | Appl-CW-Top-GasDHW-GasDry-Tier1AnySFm2003CZ09DEER2018 | 9621
Appl-CW-Top-GasDHW-ElecDry-Tier1 | DEER2018 | D17 v3 |  | Any | SFm | 1985 | CZ13 | rDXGF | Household | 1 | 1704 | None | 435 | 0.072 | -0.55 | 191 | 0.032 | -2.38 | 435 | 0.072 | -0.55 | 191 | 0.032 | -2.38 | DEER:Res:ClothesDishWasher | Annual | 1719 |  | Appl-CW-Top-GasDHW-ElecDry-Tier1DEER2018 | Appl-CW-Top-GasDHW-ElecDry-Tier1AnySFm1985CZ13DEER2018 | 9622
Appl-CW-Top-GasDHW-GasDry-Tier1 | DEER2018 | D17 v3 |  | Any | SFm | 1985 | CZ09 | rDXGF | Household | 1 | 1811 | None | 78.5 | 0.02 | 14.2 | 41.3 | 0.01 | 3.94 | 78.5 | 0.02 | 14.2 | 41.3 | 0.01 | 3.94 | DEER:Res:ClothesDishWasher | Annual | 1719 |  | Appl-CW-Top-GasDHW-GasDry-Tier1DEER2018 | Appl-CW-Top-GasDHW-GasDry-Tier1AnySFm1985CZ09DEER2018 | 9623
Appl-CW-Top-GasDHW-ElecDry-Tier1 | DEER2018 | D17 v3 |  | Any | SFm | 1975 | CZ13 | rDXGF | Household | 1 | 1528 | None | 434 | 0.072 | -0.1 | 190 | 0.032 | -2.14 | 434 | 0.072 | -0.1 | 190 | 0.032 | -2.14 | DEER:Res:ClothesDishWasher | Annual | 1719 |  | Appl-CW-Top-GasDHW-ElecDry-Tier1DEER2018 | Appl-CW-Top-GasDHW-ElecDry-Tier1AnySFm1975CZ13DEER2018 | 9624
Appl-CW-Top-GasDHW-GasDry-Tier1 | DEER2018 | D17 v3 |  | Any | SFm | 2011 | CZ10 | rDXGF | Household | 1 | 1948.8 | None | 76.8 | 0.014 | 14.2 | 39.7 | 0.007 | 3.89 | 76.8 | 0.014 | 14.2 | 39.7 | 0.007 | 3.89 | DEER:Res:ClothesDishWasher | Annual | 1719 |  | Appl-CW-Top-GasDHW-GasDry-Tier1DEER2018 | Appl-CW-Top-GasDHW-GasDry-Tier1AnySFm2011CZ10DEER2018 | 9625
Appl-CW-Top-GasDHW-ElecDry-Tier1 | DEER2018 | D17 v3 |  | Any | SFm | 2007 | CZ10 | rDXGF | Household | 1 | 1948.8 | None | 432 | 0.062 | 0.39 | 189 | 0.028 | -1.93 | 432 | 0.062 | 0.39 | 189 | 0.028 | -1.93 | DEER:Res:ClothesDishWasher | Annual | 1719 |  | Appl-CW-Top-GasDHW-ElecDry-Tier1DEER2018 | Appl-CW-Top-GasDHW-ElecDry-Tier1AnySFm2007CZ10DEER2018 | 9626
Appl-CW-Top-GasDHW-ElecDry-Tier1 | DEER2018 | D17 v3 |  | Any | SFm | 2017 | CZ13 | rDXGF | Household | 1 | 1948.8 | None | 428 | 0.065 | 0.69 | 188 | 0.029 | -1.77 | 428 | 0.065 | 0.69 | 188 | 0.029 | -1.77 | DEER:Res:ClothesDishWasher | Annual | 1719 |  | Appl-CW-Top-GasDHW-ElecDry-Tier1DEER2018 | Appl-CW-Top-GasDHW-ElecDry-Tier1AnySFm2017CZ13DEER2018 | 9627
Appl-CW-Top-GasDHW-ElecDry-Tier1 | DEER2018 | D17 v3 |  | Any | SFm | 2011 | CZ10 | rDXGF | Household | 1 | 1948.8 | None | 432 | 0.063 | 0.45 | 189 | 0.028 | -1.87 | 432 | 0.063 | 0.45 | 189 | 0.028 | -1.87 | DEER:Res:ClothesDishWasher | Annual | 1719 |  | Appl-CW-Top-GasDHW-ElecDry-Tier1DEER2018 | Appl-CW-Top-GasDHW-ElecDry-Tier1AnySFm2011CZ10DEER2018 | 9628
Appl-CW-Top-GasDHW-ElecDry-Tier1 | DEER2018 | D17 v3 |  | Any | SFm | 1985 | CZ08 | rDXGF | Household | 1 | 2064 | None | 435 | 0.066 | 0.54 | 190 | 0.03 | -1.85 | 435 | 0.066 | 0.54 | 190 | 0.03 | -1.85 | DEER:Res:ClothesDishWasher | Annual | 1719 |  | Appl-CW-Top-GasDHW-ElecDry-Tier1DEER2018 | Appl-CW-Top-GasDHW-ElecDry-Tier1AnySFm1985CZ08DEER2018 | 9629
Appl-CW-Top-GasDHW-GasDry-Tier1 | DEER2018 | D17 v3 |  | Any | SFm | 2007 | CZ10 | rDXGF | Household | 1 | 1948.8 | None | 76.8 | 0.013 | 14.1 | 39.7 | 0.007 | 3.86 | 76.8 | 0.013 | 14.1 | 39.7 | 0.007 | 3.86 | DEER:Res:ClothesDishWasher | Annual | 1719 |  | Appl-CW-Top-GasDHW-GasDry-Tier1DEER2018 | Appl-CW-Top-GasDHW-GasDry-Tier1AnySFm2007CZ10DEER2018 | 9630
Appl-CW-Top-GasDHW-ElecDry-Tier1 | DEER2018 | D17 v3 |  | Any | SFm | 2015 | CZ10 | rDXGF | Household | 1 | 1948.8 | None | 428 | 0.065 | 0.5 | 187 | 0.029 | -1.86 | 428 | 0.065 | 0.5 | 187 | 0.029 | -1.86 | DEER:Res:ClothesDishWasher | Annual | 1719 |  | Appl-CW-Top-GasDHW-ElecDry-Tier1DEER2018 | Appl-CW-Top-GasDHW-ElecDry-Tier1AnySFm2015CZ10DEER2018 | 9631
Appl-CW-Top-GasDHW-ElecDry-Tier1 | DEER2018 | D17 v3 |  | Any | SFm | 2003 | CZ13 | rDXGF | Household | 1 | 1948.8 | None | 433 | 0.07 | 0.06 | 190 | 0.031 | -2.06 | 433 | 0.07 | 0.06 | 190 | 0.031 | -2.06 | DEER:Res:ClothesDishWasher | Annual | 1719 |  | Appl-CW-Top-GasDHW-ElecDry-Tier1DEER2018 | Appl-CW-Top-GasDHW-ElecDry-Tier1AnySFm2003CZ13DEER2018 | 9632
Appl-CW-Top-GasDHW-ElecDry-Tier1 | DEER2018 | D17 v3 |  | Any | SFm | 1975 | CZ09 | rDXGF | Household | 1 | 1636 | None | 434 | 0.066 | 0.64 | 190 | 0.029 | -1.81 | 434 | 0.066 | 0.64 | 190 | 0.029 | -1.81 | DEER:Res:ClothesDishWasher | Annual | 1719 |  | Appl-CW-Top-GasDHW-ElecDry-Tier1DEER2018 | Appl-CW-Top-GasDHW-ElecDry-Tier1AnySFm1975CZ09DEER2018 | 9633
Appl-CW-Top-GasDHW-GasDry-Tier1 | DEER2018 | D17 v3 |  | Any | SFm | 2011 | CZ13 | rDXGF | Household | 1 | 1948.8 | None | 76.4 | 0.017 | 14.3 | 39.8 | 0.009 | 3.95 | 76.4 | 0.017 | 14.3 | 39.8 | 0.009 | 3.95 | DEER:Res:ClothesDishWasher | Annual | 1719 |  | Appl-CW-Top-GasDHW-GasDry-Tier1DEER2018 | Appl-CW-Top-GasDHW-GasDry-Tier1AnySFm2011CZ13DEER2018 | 9634
Appl-CW-Top-GasDHW-ElecDry-Tier1 | DEER2018 | D17 v3 |  | Any | SFm | 2011 | CZ13 | rDXGF | Household | 1 | 1948.8 | None | 432 | 0.065 | 0.6 | 189 | 0.028 | -1.82 | 432 | 0.065 | 0.6 | 189 | 0.028 | -1.82 | DEER:Res:ClothesDishWasher | Annual | 1719 |  | Appl-CW-Top-GasDHW-ElecDry-Tier1DEER2018 | Appl-CW-Top-GasDHW-ElecDry-Tier1AnySFm2011CZ13DEER2018 | 9635
Appl-CW-Top-GasDHW-GasDry-Tier1 | DEER2018 | D17 v3 |  | Any | SFm | 2003 | CZ13 | rDXGF | Household | 1 | 1948.8 | None | 77.5 | 0.022 | 13.8 | 40 | 0.011 | 3.7 | 77.5 | 0.022 | 13.8 | 40 | 0.011 | 3.7 | DEER:Res:ClothesDishWasher | Annual | 1719 |  | Appl-CW-Top-GasDHW-GasDry-Tier1DEER2018 | Appl-CW-Top-GasDHW-GasDry-Tier1AnySFm2003CZ13DEER2018 | 9636
Appl-CW-Top-GasDHW-GasDry-Tier1 | DEER2018 | D17 v3 |  | Any | SFm | 1996 | CZ10 | rDXGF | Household | 1 | 2186 | None | 79.1 | 0.018 | 14.1 | 40.8 | 0.009 | 3.85 | 79.1 | 0.018 | 14.1 | 40.8 | 0.009 | 3.85 | DEER:Res:ClothesDishWasher | Annual | 1719 |  | Appl-CW-Top-GasDHW-GasDry-Tier1DEER2018 | Appl-CW-Top-GasDHW-GasDry-Tier1AnySFm1996CZ10DEER2018 | 9637
Appl-CW-Top-GasDHW-GasDry-Tier1 | DEER2018 | D17 v3 |  | Any | SFm | 1985 | CZ13 | rDXGF | Household | 1 | 1704 | None | 79 | 0.023 | 13.2 | 41.3 | 0.011 | 3.37 | 79 | 0.023 | 13.2 | 41.3 | 0.011 | 3.37 | DEER:Res:ClothesDishWasher | Annual | 1719 |  | Appl-CW-Top-GasDHW-GasDry-Tier1DEER2018 | Appl-CW-Top-GasDHW-GasDry-Tier1AnySFm1985CZ13DEER2018 | 9638
Appl-CW-Top-GasDHW-GasDry-Tier1 | DEER2018 | D17 v3 |  | Any | SFm | 1975 | CZ09 | rDXGF | Household | 1 | 1636 | None | 78.1 | 0.018 | 14.3 | 40.5 | 0.008 | 3.97 | 78.1 | 0.018 | 14.3 | 40.5 | 0.008 | 3.97 | DEER:Res:ClothesDishWasher | Annual | 1719 |  | Appl-CW-Top-GasDHW-GasDry-Tier1DEER2018 | Appl-CW-Top-GasDHW-GasDry-Tier1AnySFm1975CZ09DEER2018 | 9639
Appl-CW-Top-GasDHW-ElecDry-Tier1 | DEER2018 | D17 v3 |  | Any | SFm | 1985 | CZ09 | rDXGF | Household | 1 | 1811 | None | 434 | 0.07 | 0.5 | 191 | 0.032 | -1.83 | 434 | 0.07 | 0.5 | 191 | 0.032 | -1.83 | DEER:Res:ClothesDishWasher | Annual | 1719 |  | Appl-CW-Top-GasDHW-ElecDry-Tier1DEER2018 | Appl-CW-Top-GasDHW-ElecDry-Tier1AnySFm1985CZ09DEER2018 | 9640
Appl-CW-Top-GasDHW-GasDry-Tier1 | DEER2018 | D17 v3 |  | Any | SFm | 2007 | CZ13 | rDXGF | Household | 1 | 1948.8 | None | 75.7 | 0.017 | 14.1 | 39.4 | 0.009 | 3.89 | 75.7 | 0.017 | 14.1 | 39.4 | 0.009 | 3.89 | DEER:Res:ClothesDishWasher | Annual | 1719 |  | Appl-CW-Top-GasDHW-GasDry-Tier1DEER2018 | Appl-CW-Top-GasDHW-GasDry-Tier1AnySFm2007CZ13DEER2018 | 9641
Appl-CW-Top-GasDHW-GasDry-Tier1 | DEER2018 | D17 v3 |  | Any | SFm | 1975 | CZ08 | rDXGF | Household | 1 | 1528 | None | 75.5 | 0.024 | 14.6 | 39.4 | 0.013 | 4.13 | 75.5 | 0.024 | 14.6 | 39.4 | 0.013 | 4.13 | DEER:Res:ClothesDishWasher | Annual | 1719 |  | Appl-CW-Top-GasDHW-GasDry-Tier1DEER2018 | Appl-CW-Top-GasDHW-GasDry-Tier1AnySFm1975CZ08DEER2018 | 9642
Appl-CW-Top-GasDHW-GasDry-Tier1 | DEER2018 | D17 v3 |  | Any | SFm | 1975 | CZ13 | rDXGF | Household | 1 | 1528 | None | 78.4 | 0.024 | 13.6 | 40.5 | 0.012 | 3.62 | 78.4 | 0.024 | 13.6 | 40.5 | 0.012 | 3.62 | DEER:Res:ClothesDishWasher | Annual | 1719 |  | Appl-CW-Top-GasDHW-GasDry-Tier1DEER2018 | Appl-CW-Top-GasDHW-GasDry-Tier1AnySFm1975CZ13DEER2018 | 9643
Appl-CW-Top-GasDHW-GasDry-Tier1 | DEER2018 | D17 v3 |  | Any | SFm | 2003 | CZ10 | rDXGF | Household | 1 | 1948.8 | None | 79.9 | 0.016 | 14.1 | 41.2 | 0.009 | 3.87 | 79.9 | 0.016 | 14.1 | 41.2 | 0.009 | 3.87 | DEER:Res:ClothesDishWasher | Annual | 1719 |  | Appl-CW-Top-GasDHW-GasDry-Tier1DEER2018 | Appl-CW-Top-GasDHW-GasDry-Tier1AnySFm2003CZ10DEER2018 | 9644
Appl-CW-Top-GasDHW-ElecDry-Tier1 | DEER2018 | D17 v3 |  | Any | SFm | 1975 | CZ08 | rDXGF | Household | 1 | 1528 | None | 431 | 0.073 | 0.9 | 189 | 0.033 | -1.66 | 431 | 0.073 | 0.9 | 189 | 0.033 | -1.66 | DEER:Res:ClothesDishWasher | Annual | 1719 |  | Appl-CW-Top-GasDHW-ElecDry-Tier1DEER2018 | Appl-CW-Top-GasDHW-ElecDry-Tier1AnySFm1975CZ08DEER2018 | 9645
Appl-CW-Top-GasDHW-ElecDry-Tier1 | DEER2018 | D17 v3 |  | Any | SFm | 1975 | CZ10 | rDXGF | Household | 1 | 1636 | None | 430 | 0.076 | 0.22 | 188 | 0.034 | -2 | 430 | 0.076 | 0.22 | 188 | 0.034 | -2 | DEER:Res:ClothesDishWasher | Annual | 1719 |  | Appl-CW-Top-GasDHW-ElecDry-Tier1DEER2018 | Appl-CW-Top-GasDHW-ElecDry-Tier1AnySFm1975CZ10DEER2018 | 9646
Appl-CW-Top-GasDHW-ElecDry-Tier1 | DEER2018 | D17 v3 |  | Any | SFm | 1996 | CZ10 | rDXGF | Household | 1 | 2186 | None | 435 | 0.068 | 0.37 | 191 | 0.031 | -1.91 | 435 | 0.068 | 0.37 | 191 | 0.031 | -1.91 | DEER:Res:ClothesDishWasher | Annual | 1719 |  | Appl-CW-Top-GasDHW-ElecDry-Tier1DEER2018 | Appl-CW-Top-GasDHW-ElecDry-Tier1AnySFm1996CZ10DEER2018 | 9647
Appl-CW-Top-GasDHW-GasDry-Tier1 | DEER2018 | D17 v3 |  | Any | SFm | 1985 | CZ10 | rDXGF | Household | 1 | 1811 | None | 76.8 | 0.025 | 13.9 | 39.8 | 0.012 | 3.75 | 76.8 | 0.025 | 13.9 | 39.8 | 0.012 | 3.75 | DEER:Res:ClothesDishWasher | Annual | 1719 |  | Appl-CW-Top-GasDHW-GasDry-Tier1DEER2018 | Appl-CW-Top-GasDHW-GasDry-Tier1AnySFm1985CZ10DEER2018 | 9648
Appl-CW-Top-GasDHW-ElecDry-Tier1 | DEER2018 | D17 v3 |  | Any | SFm | 1985 | CZ10 | rDXGF | Household | 1 | 1811 | None | 432 | 0.073 | 0.15 | 189 | 0.032 | -2.02 | 432 | 0.073 | 0.15 | 189 | 0.032 | -2.02 | DEER:Res:ClothesDishWasher | Annual | 1719 |  | Appl-CW-Top-GasDHW-ElecDry-Tier1DEER2018 | Appl-CW-Top-GasDHW-ElecDry-Tier1AnySFm1985CZ10DEER2018 | 9649
Appl-CW-Top-GasDHW-ElecDry-Tier1 | DEER2018 | D17 v3 |  | Any | SFm | 2003 | CZ10 | rDXGF | Household | 1 | 1948.8 | None | 435 | 0.066 | 0.4 | 191 | 0.03 | -1.89 | 435 | 0.066 | 0.4 | 191 | 0.03 | -1.89 | DEER:Res:ClothesDishWasher | Annual | 1719 |  | Appl-CW-Top-GasDHW-ElecDry-Tier1DEER2018 | Appl-CW-Top-GasDHW-ElecDry-Tier1AnySFm2003CZ10DEER2018 | 9650
Appl-CW-Top-GasDHW-GasDry-Tier1 | DEER2018 | D17 v3 |  | Any | SFm | 1975 | CZ10 | rDXGF | Household | 1 | 1636 | None | 74.3 | 0.028 | 13.9 | 38.6 | 0.014 | 3.76 | 74.3 | 0.028 | 13.9 | 38.6 | 0.014 | 3.76 | DEER:Res:ClothesDishWasher | Annual | 1719 |  | Appl-CW-Top-GasDHW-GasDry-Tier1DEER2018 | Appl-CW-Top-GasDHW-GasDry-Tier1AnySFm1975CZ10DEER2018 | 9651
Appl-CW-Top-GasDHW-ElecDry-Tier1 | DEER2018 | D17 v3 |  | Any | MFm | 2015 | CZ16 | rDXGF | Household | 1 | 998.7 | None | 342 | 0.05 | 0.82 | 150 | 0.022 | -1.59 | 342 | 0.05 | 0.82 | 150 | 0.022 | -1.59 | DEER:Res:ClothesDishWasher | Annual | 1719 |  | Appl-CW-Top-GasDHW-ElecDry-Tier1DEER2018 | Appl-CW-Top-GasDHW-ElecDry-Tier1AnyMFm2015CZ16DEER2018 | 9652
Appl-CW-Top-GasDHW-ElecDry-Tier1 | DEER2018 | D17 v3 |  | Any | DMo | MH85 | CZ01 | rDXGF | Household | 1 | 1242 | None | 330 | 0.046 | -0.51 | 144 | 0.02 | -2.21 | 330 | 0.046 | -0.51 | 144 | 0.02 | -2.21 | DEER:Res:ClothesDishWasher | Annual | 1719 |  | Appl-CW-Top-GasDHW-ElecDry-Tier1DEER2018 | Appl-CW-Top-GasDHW-ElecDry-Tier1AnyDMoMH85CZ01DEER2018 | 9653
Appl-CW-Top-GasDHW-GasDry-Tier1 | DEER2018 | D17 v3 |  | Any | MFm | 1985 | CZ01 | rDXGF | Household | 1 | 1152 | None | 46.4 | 0.007 | 10.7 | 24.7 | 0.004 | 2.48 | 46.4 | 0.007 | 10.7 | 24.7 | 0.004 | 2.48 | DEER:Res:ClothesDishWasher | Annual | 1719 |  | Appl-CW-Top-GasDHW-GasDry-Tier1DEER2018 | Appl-CW-Top-GasDHW-GasDry-Tier1AnyMFm1985CZ01DEER2018 | 9654
Appl-CW-Top-GasDHW-GasDry-Tier1 | DEER2018 | D17 v3 |  | Any | DMo | MH00 | CZ01 | rDXGF | Household | 1 | 1242 | None | 46.8 | 0.007 | 11 | 24.9 | 0.004 | 2.69 | 46.8 | 0.007 | 11 | 24.9 | 0.004 | 2.69 | DEER:Res:ClothesDishWasher | Annual | 1719 |  | Appl-CW-Top-GasDHW-GasDry-Tier1DEER2018 | Appl-CW-Top-GasDHW-GasDry-Tier1AnyDMoMH00CZ01DEER2018 | 9655
Appl-CW-Top-GasDHW-GasDry-Tier1 | DEER2018 | D17 v3 |  | Any | DMo | MH15 | CZ01 | rDXGF | Household | 1 | 1242 | None | 46.8 | 0.007 | 10.6 | 24.8 | 0.003 | 2.51 | 46.8 | 0.007 | 10.6 | 24.8 | 0.003 | 2.51 | DEER:Res:ClothesDishWasher | Annual | 1719 |  | Appl-CW-Top-GasDHW-GasDry-Tier1DEER2018 | Appl-CW-Top-GasDHW-GasDry-Tier1AnyDMoMH15CZ01DEER2018 | 9656
Appl-CW-Top-GasDHW-GasDry-Tier1 | DEER2018 | D17 v3 |  | Any | DMo | MH06 | CZ01 | rDXGF | Household | 1 | 1242 | None | 46.4 | 0.007 | 10.4 | 24.7 | 0.004 | 2.37 | 46.4 | 0.007 | 10.4 | 24.7 | 0.004 | 2.37 | DEER:Res:ClothesDishWasher | Annual | 1719 |  | Appl-CW-Top-GasDHW-GasDry-Tier1DEER2018 | Appl-CW-Top-GasDHW-GasDry-Tier1AnyDMoMH06CZ01DEER2018 | 9657
Appl-CW-Top-GasDHW-GasDry-Tier1 | DEER2018 | D17 v3 |  | Any | DMo | MH85 | CZ01 | rDXGF | Household | 1 | 1242 | None | 46.2 | 0.007 | 10.4 | 24.5 | 0.004 | 2.36 | 46.2 | 0.007 | 10.4 | 24.5 | 0.004 | 2.36 | DEER:Res:ClothesDishWasher | Annual | 1719 |  | Appl-CW-Top-GasDHW-GasDry-Tier1DEER2018 | Appl-CW-Top-GasDHW-GasDry-Tier1AnyDMoMH85CZ01DEER2018 | 9658
Appl-CW-Top-GasDHW-ElecDry-Tier1 | DEER2018 | D17 v3 |  | Any | DMo | MH00 | CZ01 | rDXGF | Household | 1 | 1242 | None | 330 | 0.046 | 0.15 | 144 | 0.02 | -1.89 | 330 | 0.046 | 0.15 | 144 | 0.02 | -1.89 | DEER:Res:ClothesDishWasher | Annual | 1719 |  | Appl-CW-Top-GasDHW-ElecDry-Tier1DEER2018 | Appl-CW-Top-GasDHW-ElecDry-Tier1AnyDMoMH00CZ01DEER2018 | 9659
Appl-CW-Top-GasDHW-ElecDry-Tier1 | DEER2018 | D17 v3 |  | Any | DMo | MH72 | CZ01 | rDXGF | Household | 1 | 1196 | None | 330 | 0.046 | 0.43 | 144 | 0.02 | -1.76 | 330 | 0.046 | 0.43 | 144 | 0.02 | -1.76 | DEER:Res:ClothesDishWasher | Annual | 1719 |  | Appl-CW-Top-GasDHW-ElecDry-Tier1DEER2018 | Appl-CW-Top-GasDHW-ElecDry-Tier1AnyDMoMH72CZ01DEER2018 | 9660
Appl-CW-Top-GasDHW-GasDry-Tier1 | DEER2018 | D17 v3 |  | Any | MFm | 2017 | CZ16 | rDXGF | Household | 1 | 998.7 | None | 54.6 | 0.011 | 11.9 | 28.6 | 0.006 | 3.08 | 54.6 | 0.011 | 11.9 | 28.6 | 0.006 | 3.08 | DEER:Res:ClothesDishWasher | Annual | 1719 |  | Appl-CW-Top-GasDHW-GasDry-Tier1DEER2018 | Appl-CW-Top-GasDHW-GasDry-Tier1AnyMFm2017CZ16DEER2018 | 9661
Appl-CW-Top-GasDHW-ElecDry-Tier1 | DEER2018 | D17 v3 |  | Any | MFm | 2007 | CZ16 | rDXGF | Household | 1 | 998.7 | None | 342 | 0.051 | 0.92 | 150 | 0.022 | -1.54 | 342 | 0.051 | 0.92 | 150 | 0.022 | -1.54 | DEER:Res:ClothesDishWasher | Annual | 1719 |  | Appl-CW-Top-GasDHW-ElecDry-Tier1DEER2018 | Appl-CW-Top-GasDHW-ElecDry-Tier1AnyMFm2007CZ16DEER2018 | 9662
Appl-CW-Top-GasDHW-ElecDry-Tier1 | DEER2018 | D17 v3 |  | Any | DMo | MH15 | CZ01 | rDXGF | Household | 1 | 1242 | None | 330 | 0.046 | -0.22 | 144 | 0.02 | -2.06 | 330 | 0.046 | -0.22 | 144 | 0.02 | -2.06 | DEER:Res:ClothesDishWasher | Annual | 1719 |  | Appl-CW-Top-GasDHW-ElecDry-Tier1DEER2018 | Appl-CW-Top-GasDHW-ElecDry-Tier1AnyDMoMH15CZ01DEER2018 | 9663
Appl-CW-Top-GasDHW-ElecDry-Tier1 | DEER2018 | D17 v3 |  | Any | MFm | 1985 | CZ01 | rDXGF | Household | 1 | 1152 | None | 334 | 0.047 | -0.33 | 146 | 0.021 | -2.15 | 334 | 0.047 | -0.33 | 146 | 0.021 | -2.15 | DEER:Res:ClothesDishWasher | Annual | 1719 |  | Appl-CW-Top-GasDHW-ElecDry-Tier1DEER2018 | Appl-CW-Top-GasDHW-ElecDry-Tier1AnyMFm1985CZ01DEER2018 | 9664
Appl-CW-Top-GasDHW-GasDry-Tier1 | DEER2018 | D17 v3 |  | Any | DMo | MH72 | CZ01 | rDXGF | Household | 1 | 1196 | None | 47.1 | 0.007 | 11.3 | 25 | 0.004 | 2.82 | 47.1 | 0.007 | 11.3 | 25 | 0.004 | 2.82 | DEER:Res:ClothesDishWasher | Annual | 1719 |  | Appl-CW-Top-GasDHW-GasDry-Tier1DEER2018 | Appl-CW-Top-GasDHW-GasDry-Tier1AnyDMoMH72CZ01DEER2018 | 9665
Appl-CW-Top-GasDHW-ElecDry-Tier1 | DEER2018 | D17 v3 |  | Any | DMo | MH06 | CZ01 | rDXGF | Household | 1 | 1242 | None | 330 | 0.045 | -0.49 | 144 | 0.02 | -2.19 | 330 | 0.045 | -0.49 | 144 | 0.02 | -2.19 | DEER:Res:ClothesDishWasher | Annual | 1719 |  | Appl-CW-Top-GasDHW-ElecDry-Tier1DEER2018 | Appl-CW-Top-GasDHW-ElecDry-Tier1AnyDMoMH06CZ01DEER2018 | 9666
Appl-CW-Top-GasDHW-GasDry-Tier1 | DEER2018 | D17 v3 |  | Any | MFm | 2011 | CZ16 | rDXGF | Household | 1 | 998.7 | None | 55.6 | 0.011 | 12 | 29 | 0.006 | 3.12 | 55.6 | 0.011 | 12 | 29 | 0.006 | 3.12 | DEER:Res:ClothesDishWasher | Annual | 1719 |  | Appl-CW-Top-GasDHW-GasDry-Tier1DEER2018 | Appl-CW-Top-GasDHW-GasDry-Tier1AnyMFm2011CZ16DEER2018 | 9667
Appl-CW-Top-GasDHW-GasDry-Tier1 | DEER2018 | D17 v3 |  | Any | DMo | MH15 | CZ16 | rDXGF | Household | 1 | 1242 | None | 54.7 | 0.013 | 11.5 | 28.9 | 0.005 | 2.95 | 54.7 | 0.013 | 11.5 | 28.9 | 0.005 | 2.95 | DEER:Res:ClothesDishWasher | Annual | 1719 |  | Appl-CW-Top-GasDHW-GasDry-Tier1DEER2018 | Appl-CW-Top-GasDHW-GasDry-Tier1AnyDMoMH15CZ16DEER2018 | 9668
Appl-CW-Top-GasDHW-ElecDry-Tier1 | DEER2018 | D17 v3 |  | Any | DMo | MH15 | CZ16 | rDXGF | Household | 1 | 1242 | None | 338 | 0.052 | 0.63 | 148 | 0.022 | -1.66 | 338 | 0.052 | 0.63 | 148 | 0.022 | -1.66 | DEER:Res:ClothesDishWasher | Annual | 1719 |  | Appl-CW-Top-GasDHW-ElecDry-Tier1DEER2018 | Appl-CW-Top-GasDHW-ElecDry-Tier1AnyDMoMH15CZ16DEER2018 | 9669
Appl-CW-Top-GasDHW-GasDry-Tier1 | DEER2018 | D17 v3 |  | Any | MFm | 1985 | CZ16 | rDXGF | Household | 1 | 1152 | None | 56.8 | 0.013 | 11.9 | 29.6 | 0.006 | 3.08 | 56.8 | 0.013 | 11.9 | 29.6 | 0.006 | 3.08 | DEER:Res:ClothesDishWasher | Annual | 1719 |  | Appl-CW-Top-GasDHW-GasDry-Tier1DEER2018 | Appl-CW-Top-GasDHW-GasDry-Tier1AnyMFm1985CZ16DEER2018 | 9670
Appl-CW-Top-GasDHW-ElecDry-Tier1 | DEER2018 | D17 v3 |  | Any | MFm | 1985 | CZ16 | rDXGF | Household | 1 | 1152 | None | 344 | 0.053 | 0.85 | 151 | 0.024 | -1.58 | 344 | 0.053 | 0.85 | 151 | 0.024 | -1.58 | DEER:Res:ClothesDishWasher | Annual | 1719 |  | Appl-CW-Top-GasDHW-ElecDry-Tier1DEER2018 | Appl-CW-Top-GasDHW-ElecDry-Tier1AnyMFm1985CZ16DEER2018 | 9671
Appl-CW-Top-GasDHW-GasDry-Tier1 | DEER2018 | D17 v3 |  | Any | DMo | MH06 | CZ16 | rDXGF | Household | 1 | 1242 | None | 55.3 | 0.015 | 11.6 | 29 | 0.007 | 2.96 | 55.3 | 0.015 | 11.6 | 29 | 0.007 | 2.96 | DEER:Res:ClothesDishWasher | Annual | 1719 |  | Appl-CW-Top-GasDHW-GasDry-Tier1DEER2018 | Appl-CW-Top-GasDHW-GasDry-Tier1AnyDMoMH06CZ16DEER2018 | 9672
Appl-CW-Top-GasDHW-GasDry-Tier1 | DEER2018 | D17 v3 |  | Any | MFm | 2015 | CZ16 | rDXGF | Household | 1 | 998.7 | None | 54.7 | 0.011 | 11.9 | 28.7 | 0.005 | 3.06 | 54.7 | 0.011 | 11.9 | 28.7 | 0.005 | 3.06 | DEER:Res:ClothesDishWasher | Annual | 1719 |  | Appl-CW-Top-GasDHW-GasDry-Tier1DEER2018 | Appl-CW-Top-GasDHW-GasDry-Tier1AnyMFm2015CZ16DEER2018 | 9673
Appl-CW-Top-GasDHW-ElecDry-Tier1 | DEER2018 | D17 v3 |  | Any | MFm | 2017 | CZ16 | rDXGF | Household | 1 | 998.7 | None | 342 | 0.05 | 0.88 | 149 | 0.022 | -1.56 | 342 | 0.05 | 0.88 | 149 | 0.022 | -1.56 | DEER:Res:ClothesDishWasher | Annual | 1719 |  | Appl-CW-Top-GasDHW-ElecDry-Tier1DEER2018 | Appl-CW-Top-GasDHW-ElecDry-Tier1AnyMFm2017CZ16DEER2018 | 9674
Appl-CW-Top-GasDHW-GasDry-Tier1 | DEER2018 | D17 v3 |  | Any | MFm | 2007 | CZ16 | rDXGF | Household | 1 | 998.7 | None | 55.2 | 0.011 | 12 | 28.9 | 0.006 | 3.11 | 55.2 | 0.011 | 12 | 28.9 | 0.006 | 3.11 | DEER:Res:ClothesDishWasher | Annual | 1719 |  | Appl-CW-Top-GasDHW-GasDry-Tier1DEER2018 | Appl-CW-Top-GasDHW-GasDry-Tier1AnyMFm2007CZ16DEER2018 | 9675
Appl-CW-Top-GasDHW-ElecDry-Tier1 | DEER2018 | D17 v3 |  | Any | MFm | 2011 | CZ16 | rDXGF | Household | 1 | 998.7 | None | 343 | 0.05 | 0.96 | 150 | 0.022 | -1.53 | 343 | 0.05 | 0.96 | 150 | 0.022 | -1.53 | DEER:Res:ClothesDishWasher | Annual | 1719 |  | Appl-CW-Top-GasDHW-ElecDry-Tier1DEER2018 | Appl-CW-Top-GasDHW-ElecDry-Tier1AnyMFm2011CZ16DEER2018 | 9676
Appl-CW-Top-GasDHW-ElecDry-Tier1 | DEER2018 | D17 v3 |  | Any | DMo | MH06 | CZ16 | rDXGF | Household | 1 | 1242 | None | 338 | 0.054 | 0.69 | 148 | 0.023 | -1.63 | 338 | 0.054 | 0.69 | 148 | 0.023 | -1.63 | DEER:Res:ClothesDishWasher | Annual | 1719 |  | Appl-CW-Top-GasDHW-ElecDry-Tier1DEER2018 | Appl-CW-Top-GasDHW-ElecDry-Tier1AnyDMoMH06CZ16DEER2018 | 9677
Appl-CW-Top-GasDHW-ElecDry-Tier1 | DEER2018 | D17 v3 |  | Any | DMo | MH00 | CZ16 | rDXGF | Household | 1 | 1242 | None | 342 | 0.061 | 0.62 | 150 | 0.029 | -1.66 | 342 | 0.061 | 0.62 | 150 | 0.029 | -1.66 | DEER:Res:ClothesDishWasher | Annual | 1719 |  | Appl-CW-Top-GasDHW-ElecDry-Tier1DEER2018 | Appl-CW-Top-GasDHW-ElecDry-Tier1AnyDMoMH00CZ16DEER2018 | 9678
Appl-CW-Top-GasDHW-GasDry-Tier1 | DEER2018 | D17 v3 |  | Any | MFm | 1975 | CZ16 | rDXGF | Household | 1 | 1070.2 | None | 55.2 | 0.013 | 12 | 28.9 | 0.007 | 3.1 | 55.2 | 0.013 | 12 | 28.9 | 0.007 | 3.1 | DEER:Res:ClothesDishWasher | Annual | 1719 |  | Appl-CW-Top-GasDHW-GasDry-Tier1DEER2018 | Appl-CW-Top-GasDHW-GasDry-Tier1AnyMFm1975CZ16DEER2018 | 9679
Appl-CW-Top-GasDHW-GasDry-Tier1 | DEER2018 | D17 v3 |  | Any | MFm | 1975 | CZ01 | rDXGF | Household | 1 | 1070.2 | None | 46.7 | 0.006 | 11.1 | 24.9 | 0.003 | 2.67 | 46.7 | 0.006 | 11.1 | 24.9 | 0.003 | 2.67 | DEER:Res:ClothesDishWasher | Annual | 1719 |  | Appl-CW-Top-GasDHW-GasDry-Tier1DEER2018 | Appl-CW-Top-GasDHW-GasDry-Tier1AnyMFm1975CZ01DEER2018 | 9680
Appl-CW-Top-GasDHW-GasDry-Tier1 | DEER2018 | D17 v3 |  | Any | DMo | MH85 | CZ16 | rDXGF | Household | 1 | 1242 | None | 57.8 | 0.017 | 10.7 | 30.2 | 0.008 | 2.53 | 57.8 | 0.017 | 10.7 | 30.2 | 0.008 | 2.53 | DEER:Res:ClothesDishWasher | Annual | 1719 |  | Appl-CW-Top-GasDHW-GasDry-Tier1DEER2018 | Appl-CW-Top-GasDHW-GasDry-Tier1AnyDMoMH85CZ16DEER2018 | 9681
Appl-CW-Top-GasDHW-ElecDry-Tier1 | DEER2018 | D17 v3 |  | Any | MFm | 1975 | CZ01 | rDXGF | Household | 1 | 1070.2 | None | 334 | 0.046 | 0.03 | 146 | 0.02 | -1.99 | 334 | 0.046 | 0.03 | 146 | 0.02 | -1.99 | DEER:Res:ClothesDishWasher | Annual | 1719 |  | Appl-CW-Top-GasDHW-ElecDry-Tier1DEER2018 | Appl-CW-Top-GasDHW-ElecDry-Tier1AnyMFm1975CZ01DEER2018 | 9682
Appl-CW-Top-GasDHW-GasDry-Tier1 | DEER2018 | D17 v3 |  | Any | MFm | 2003 | CZ16 | rDXGF | Household | 1 | 998.7 | None | 57.2 | 0.014 | 12 | 29.9 | 0.007 | 3.13 | 57.2 | 0.014 | 12 | 29.9 | 0.007 | 3.13 | DEER:Res:ClothesDishWasher | Annual | 1719 |  | Appl-CW-Top-GasDHW-GasDry-Tier1DEER2018 | Appl-CW-Top-GasDHW-GasDry-Tier1AnyMFm2003CZ16DEER2018 | 9683
Appl-CW-Top-GasDHW-ElecDry-Tier1 | DEER2018 | D17 v3 |  | Any | MFm | 2007 | CZ01 | rDXGF | Household | 1 | 998.7 | None | 334 | 0.047 | 0.02 | 146 | 0.021 | -2.11 | 334 | 0.047 | 0.02 | 146 | 0.021 | -2.11 | DEER:Res:ClothesDishWasher | Annual | 1719 |  | Appl-CW-Top-GasDHW-ElecDry-Tier1DEER2018 | Appl-CW-Top-GasDHW-ElecDry-Tier1AnyMFm2007CZ01DEER2018 | 9684
Appl-CW-Top-GasDHW-ElecDry-Tier1 | DEER2018 | D17 v3 |  | Any | MFm | 1996 | CZ01 | rDXGF | Household | 1 | 981.6 | None | 333 | 0.047 | -0.12 | 146 | 0.021 | -1.81 | 333 | 0.047 | -0.12 | 146 | 0.021 | -1.81 | DEER:Res:ClothesDishWasher | Annual | 1719 |  | Appl-CW-Top-GasDHW-ElecDry-Tier1DEER2018 | Appl-CW-Top-GasDHW-ElecDry-Tier1AnyMFm1996CZ01DEER2018 | 9685
Appl-CW-Top-GasDHW-ElecDry-Tier1 | DEER2018 | D17 v3 |  | Any | MFm | 1996 | CZ16 | rDXGF | Household | 1 | 981.6 | None | 344 | 0.053 | 0.86 | 151 | 0.023 | -1.58 | 344 | 0.053 | 0.86 | 151 | 0.023 | -1.58 | DEER:Res:ClothesDishWasher | Annual | 1719 |  | Appl-CW-Top-GasDHW-ElecDry-Tier1DEER2018 | Appl-CW-Top-GasDHW-ElecDry-Tier1AnyMFm1996CZ16DEER2018 | 9686
Appl-CW-Top-GasDHW-ElecDry-Tier1 | DEER2018 | D17 v3 |  | Any | MFm | 1975 | CZ16 | rDXGF | Household | 1 | 1070.2 | None | 342 | 0.052 | 0.91 | 150 | 0.023 | -1.55 | 342 | 0.052 | 0.91 | 150 | 0.023 | -1.55 | DEER:Res:ClothesDishWasher | Annual | 1719 |  | Appl-CW-Top-GasDHW-ElecDry-Tier1DEER2018 | Appl-CW-Top-GasDHW-ElecDry-Tier1AnyMFm1975CZ16DEER2018 | 9687
Appl-CW-Top-GasDHW-ElecDry-Tier1 | DEER2018 | D17 v3 |  | Any | DMo | MH85 | CZ16 | rDXGF | Household | 1 | 1242 | None | 341 | 0.055 | -0.15 | 149 | 0.024 | -2.04 | 341 | 0.055 | -0.15 | 149 | 0.024 | -2.04 | DEER:Res:ClothesDishWasher | Annual | 1719 |  | Appl-CW-Top-GasDHW-ElecDry-Tier1DEER2018 | Appl-CW-Top-GasDHW-ElecDry-Tier1AnyDMoMH85CZ16DEER2018 | 9688
Appl-CW-Top-GasDHW-GasDry-Tier1 | DEER2018 | D17 v3 |  | Any | MFm | 1996 | CZ16 | rDXGF | Household | 1 | 981.6 | None | 57.2 | 0.013 | 11.9 | 30 | 0.006 | 3.08 | 57.2 | 0.013 | 11.9 | 30 | 0.006 | 3.08 | DEER:Res:ClothesDishWasher | Annual | 1719 |  | Appl-CW-Top-GasDHW-GasDry-Tier1DEER2018 | Appl-CW-Top-GasDHW-GasDry-Tier1AnyMFm1996CZ16DEER2018 | 9689
Appl-CW-Top-GasDHW-ElecDry-Tier1 | DEER2018 | D17 v3 |  | Any | DMo | MH72 | CZ16 | rDXGF | Household | 1 | 1196 | None | 343 | 0.055 | 0.39 | 150 | 0.025 | -1.79 | 343 | 0.055 | 0.39 | 150 | 0.025 | -1.79 | DEER:Res:ClothesDishWasher | Annual | 1719 |  | Appl-CW-Top-GasDHW-ElecDry-Tier1DEER2018 | Appl-CW-Top-GasDHW-ElecDry-Tier1AnyDMoMH72CZ16DEER2018 | 9690
Appl-CW-Top-GasDHW-GasDry-Tier1 | DEER2018 | D17 v3 |  | Any | DMo | MH72 | CZ16 | rDXGF | Household | 1 | 1196 | None | 60.5 | 0.016 | 11.3 | 31.3 | 0.008 | 2.79 | 60.5 | 0.016 | 11.3 | 31.3 | 0.008 | 2.79 | DEER:Res:ClothesDishWasher | Annual | 1719 |  | Appl-CW-Top-GasDHW-GasDry-Tier1DEER2018 | Appl-CW-Top-GasDHW-GasDry-Tier1AnyDMoMH72CZ16DEER2018 | 9691
Appl-CW-Top-GasDHW-GasDry-Tier1 | DEER2018 | D17 v3 |  | Any | MFm | 1996 | CZ01 | rDXGF | Household | 1 | 981.6 | None | 46.7 | 0.007 | 11.4 | 24.5 | 0.004 | 2.63 | 46.7 | 0.007 | 11.4 | 24.5 | 0.004 | 2.63 | DEER:Res:ClothesDishWasher | Annual | 1719 |  | Appl-CW-Top-GasDHW-GasDry-Tier1DEER2018 | Appl-CW-Top-GasDHW-GasDry-Tier1AnyMFm1996CZ01DEER2018 | 9692
Appl-CW-Top-GasDHW-GasDry-Tier1 | DEER2018 | D17 v3 |  | Any | DMo | MH00 | CZ16 | rDXGF | Household | 1 | 1242 | None | 59.1 | 0.021 | 11.5 | 30.8 | 0.012 | 2.93 | 59.1 | 0.021 | 11.5 | 30.8 | 0.012 | 2.93 | DEER:Res:ClothesDishWasher | Annual | 1719 |  | Appl-CW-Top-GasDHW-GasDry-Tier1DEER2018 | Appl-CW-Top-GasDHW-GasDry-Tier1AnyDMoMH00CZ16DEER2018 | 9693
Appl-CW-Top-GasDHW-GasDry-Tier1 | DEER2018 | D17 v3 |  | Any | MFm | 2007 | CZ01 | rDXGF | Household | 1 | 998.7 | None | 46.5 | 0.007 | 11.2 | 24.9 | 0.004 | 2.81 | 46.5 | 0.007 | 11.2 | 24.9 | 0.004 | 2.81 | DEER:Res:ClothesDishWasher | Annual | 1719 |  | Appl-CW-Top-GasDHW-GasDry-Tier1DEER2018 | Appl-CW-Top-GasDHW-GasDry-Tier1AnyMFm2007CZ01DEER2018 | 9694
Appl-CW-Top-GasDHW-ElecDry-Tier1 | DEER2018 | D17 v3 |  | Any | MFm | 2011 | CZ01 | rDXGF | Household | 1 | 998.7 | None | 334 | 0.047 | 0.34 | 146 | 0.021 | -1.8 | 334 | 0.047 | 0.34 | 146 | 0.021 | -1.8 | DEER:Res:ClothesDishWasher | Annual | 1719 |  | Appl-CW-Top-GasDHW-ElecDry-Tier1DEER2018 | Appl-CW-Top-GasDHW-ElecDry-Tier1AnyMFm2011CZ01DEER2018 | 9695
Appl-CW-Top-GasDHW-GasDry-Tier1 | DEER2018 | D17 v3 |  | Any | MFm | 2011 | CZ01 | rDXGF | Household | 1 | 998.7 | None | 47 | 0.007 | 11.4 | 25 | 0.004 | 2.78 | 47 | 0.007 | 11.4 | 25 | 0.004 | 2.78 | DEER:Res:ClothesDishWasher | Annual | 1719 |  | Appl-CW-Top-GasDHW-GasDry-Tier1DEER2018 | Appl-CW-Top-GasDHW-GasDry-Tier1AnyMFm2011CZ01DEER2018 | 9696
Appl-CW-Top-GasDHW-ElecDry-Tier1 | DEER2018 | D17 v3 |  | Any | MFm | 2003 | CZ01 | rDXGF | Household | 1 | 998.7 | None | 335 | 0.046 | 0.59 | 146 | 0.02 | -1.68 | 335 | 0.046 | 0.59 | 146 | 0.02 | -1.68 | DEER:Res:ClothesDishWasher | Annual | 1719 |  | Appl-CW-Top-GasDHW-ElecDry-Tier1DEER2018 | Appl-CW-Top-GasDHW-ElecDry-Tier1AnyMFm2003CZ01DEER2018 | 9697
Appl-CW-Top-GasDHW-ElecDry-Tier1 | DEER2018 | D17 v3 |  | Any | MFm | 2003 | CZ16 | rDXGF | Household | 1 | 998.7 | None | 344 | 0.053 | 0.96 | 151 | 0.023 | -1.52 | 344 | 0.053 | 0.96 | 151 | 0.023 | -1.52 | DEER:Res:ClothesDishWasher | Annual | 1719 |  | Appl-CW-Top-GasDHW-ElecDry-Tier1DEER2018 | Appl-CW-Top-GasDHW-ElecDry-Tier1AnyMFm2003CZ16DEER2018 | 9698
Appl-CW-Top-GasDHW-ElecDry-Tier1 | DEER2018 | D17 v3 |  | Any | MFm | 2017 | CZ01 | rDXGF | Household | 1 | 998.7 | None | 335 | 0.047 | 0.67 | 147 | 0.02 | -1.55 | 335 | 0.047 | 0.67 | 147 | 0.02 | -1.55 | DEER:Res:ClothesDishWasher | Annual | 1719 |  | Appl-CW-Top-GasDHW-ElecDry-Tier1DEER2018 | Appl-CW-Top-GasDHW-ElecDry-Tier1AnyMFm2017CZ01DEER2018 | 9699
Appl-CW-Top-GasDHW-GasDry-Tier1 | DEER2018 | D17 v3 |  | Any | MFm | 2015 | CZ01 | rDXGF | Household | 1 | 998.7 | None | 47.7 | 0.007 | 11.6 | 25.2 | 0.003 | 2.84 | 47.7 | 0.007 | 11.6 | 25.2 | 0.003 | 2.84 | DEER:Res:ClothesDishWasher | Annual | 1719 |  | Appl-CW-Top-GasDHW-GasDry-Tier1DEER2018 | Appl-CW-Top-GasDHW-GasDry-Tier1AnyMFm2015CZ01DEER2018 | 9700
Appl-CW-Top-GasDHW-ElecDry-Tier1 | DEER2018 | D17 v3 |  | Any | MFm | 2015 | CZ01 | rDXGF | Household | 1 | 998.7 | None | 335 | 0.046 | 0.55 | 147 | 0.02 | -1.64 | 335 | 0.046 | 0.55 | 147 | 0.02 | -1.64 | DEER:Res:ClothesDishWasher | Annual | 1719 |  | Appl-CW-Top-GasDHW-ElecDry-Tier1DEER2018 | Appl-CW-Top-GasDHW-ElecDry-Tier1AnyMFm2015CZ01DEER2018 | 9701
Appl-CW-Top-GasDHW-GasDry-Tier1 | DEER2018 | D17 v3 |  | Any | MFm | 2003 | CZ01 | rDXGF | Household | 1 | 998.7 | None | 47.4 | 0.007 | 11.7 | 25.2 | 0.003 | 2.97 | 47.4 | 0.007 | 11.7 | 25.2 | 0.003 | 2.97 | DEER:Res:ClothesDishWasher | Annual | 1719 |  | Appl-CW-Top-GasDHW-GasDry-Tier1DEER2018 | Appl-CW-Top-GasDHW-GasDry-Tier1AnyMFm2003CZ01DEER2018 | 9702
Appl-CW-Top-GasDHW-GasDry-Tier1 | DEER2018 | D17 v3 |  | Any | MFm | 2017 | CZ01 | rDXGF | Household | 1 | 998.7 | None | 48.1 | 0.007 | 11.8 | 25.4 | 0.003 | 2.93 | 48.1 | 0.007 | 11.8 | 25.4 | 0.003 | 2.93 | DEER:Res:ClothesDishWasher | Annual | 1719 |  | Appl-CW-Top-GasDHW-GasDry-Tier1DEER2018 | Appl-CW-Top-GasDHW-GasDry-Tier1AnyMFm2017CZ01DEER2018 | 9703
Appl-CW-Top-GasDHW-GasDry-Tier1 | DEER2018 | D17 v3 |  | Any | DMo | MH85 | CZ05 | rDXGF | Household | 1 | 1242 | None | 51.8 | 0.025 | 10.5 | 26.7 | 0.013 | 2.5 | 51.8 | 0.025 | 10.5 | 26.7 | 0.013 | 2.5 | DEER:Res:ClothesDishWasher | Annual | 1719 |  | Appl-CW-Top-GasDHW-GasDry-Tier1DEER2018 | Appl-CW-Top-GasDHW-GasDry-Tier1AnyDMoMH85CZ05DEER2018 | 9704
Appl-CW-Top-GasDHW-ElecDry-Tier1 | DEER2018 | D17 v3 |  | Any | DMo | MH06 | CZ05 | rDXGF | Household | 1 | 1242 | None | 337 | 0.055 | 0.04 | 147 | 0.024 | -1.84 | 337 | 0.055 | 0.04 | 147 | 0.024 | -1.84 | DEER:Res:ClothesDishWasher | Annual | 1719 |  | Appl-CW-Top-GasDHW-ElecDry-Tier1DEER2018 | Appl-CW-Top-GasDHW-ElecDry-Tier1AnyDMoMH06CZ05DEER2018 | 9705
Appl-CW-Top-GasDHW-ElecDry-Tier1 | DEER2018 | D17 v3 |  | Any | DMo | MH00 | CZ05 | rDXGF | Household | 1 | 1242 | None | 333 | 0.057 | -1.24 | 145 | 0.025 | -2.45 | 333 | 0.057 | -1.24 | 145 | 0.025 | -2.45 | DEER:Res:ClothesDishWasher | Annual | 1719 |  | Appl-CW-Top-GasDHW-ElecDry-Tier1DEER2018 | Appl-CW-Top-GasDHW-ElecDry-Tier1AnyDMoMH00CZ05DEER2018 | 9706
Appl-CW-Top-GasDHW-GasDry-Tier1 | DEER2018 | D17 v3 |  | Any | DMo | MH06 | CZ05 | rDXGF | Household | 1 | 1242 | None | 53.6 | 0.017 | 10.9 | 27.9 | 0.008 | 2.75 | 53.6 | 0.017 | 10.9 | 27.9 | 0.008 | 2.75 | DEER:Res:ClothesDishWasher | Annual | 1719 |  | Appl-CW-Top-GasDHW-GasDry-Tier1DEER2018 | Appl-CW-Top-GasDHW-GasDry-Tier1AnyDMoMH06CZ05DEER2018 | 9707
Appl-CW-Top-GasDHW-GasDry-Tier1 | DEER2018 | D17 v3 |  | Any | DMo | MH00 | CZ05 | rDXGF | Household | 1 | 1242 | None | 50.1 | 0.018 | 9.6 | 26.3 | 0.009 | 2.1 | 50.1 | 0.018 | 9.6 | 26.3 | 0.009 | 2.1 | DEER:Res:ClothesDishWasher | Annual | 1719 |  | Appl-CW-Top-GasDHW-GasDry-Tier1DEER2018 | Appl-CW-Top-GasDHW-GasDry-Tier1AnyDMoMH00CZ05DEER2018 | 9708
Appl-CW-Top-GasDHW-ElecDry-Tier1 | DEER2018 | D17 v3 |  | Any | DMo | MH85 | CZ05 | rDXGF | Household | 1 | 1242 | None | 335 | 0.063 | -0.42 | 146 | 0.03 | -2.07 | 335 | 0.063 | -0.42 | 146 | 0.03 | -2.07 | DEER:Res:ClothesDishWasher | Annual | 1719 |  | Appl-CW-Top-GasDHW-ElecDry-Tier1DEER2018 | Appl-CW-Top-GasDHW-ElecDry-Tier1AnyDMoMH85CZ05DEER2018 | 9709
Appl-CW-Top-GasDHW-GasDry-Tier1 | DEER2018 | D17 v3 |  | Any | DMo | MH72 | CZ05 | rDXGF | Household | 1 | 1196 | None | 53.4 | 0.025 | 10.9 | 26.8 | 0.009 | 2.67 | 53.4 | 0.025 | 10.9 | 26.8 | 0.009 | 2.67 | DEER:Res:ClothesDishWasher | Annual | 1719 |  | Appl-CW-Top-GasDHW-GasDry-Tier1DEER2018 | Appl-CW-Top-GasDHW-GasDry-Tier1AnyDMoMH72CZ05DEER2018 | 9710
Appl-CW-Top-GasDHW-ElecDry-Tier1 | DEER2018 | D17 v3 |  | Any | DMo | MH72 | CZ05 | rDXGF | Household | 1 | 1196 | None | 337 | 0.063 | 0.06 | 146 | 0.025 | -1.9 | 337 | 0.063 | 0.06 | 146 | 0.025 | -1.9 | DEER:Res:ClothesDishWasher | Annual | 1719 |  | Appl-CW-Top-GasDHW-ElecDry-Tier1DEER2018 | Appl-CW-Top-GasDHW-ElecDry-Tier1AnyDMoMH72CZ05DEER2018 | 9711
Appl-CW-Top-GasDHW-GasDry-Tier1 | DEER2018 | D17 v3 |  | Any | DMo | MH15 | CZ05 | rDXGF | Household | 1 | 1242 | None | 52.5 | 0.017 | 10.7 | 26.6 | 0.008 | 2.7 | 52.5 | 0.017 | 10.7 | 26.6 | 0.008 | 2.7 | DEER:Res:ClothesDishWasher | Annual | 1719 |  | Appl-CW-Top-GasDHW-GasDry-Tier1DEER2018 | Appl-CW-Top-GasDHW-GasDry-Tier1AnyDMoMH15CZ05DEER2018 | 9712
Appl-CW-Top-GasDHW-ElecDry-Tier1 | DEER2018 | D17 v3 |  | Any | DMo | MH15 | CZ05 | rDXGF | Household | 1 | 1242 | None | 336 | 0.056 | -0.2 | 146 | 0.025 | -1.88 | 336 | 0.056 | -0.2 | 146 | 0.025 | -1.88 | DEER:Res:ClothesDishWasher | Annual | 1719 |  | Appl-CW-Top-GasDHW-ElecDry-Tier1DEER2018 | Appl-CW-Top-GasDHW-ElecDry-Tier1AnyDMoMH15CZ05DEER2018 | 9713
Appl-CW-Top-GasDHW-GasDry-Tier1 | DEER2018 | D17 v3 |  | Any | MFm | 1975 | CZ05 | rDXGF | Household | 1 | 1070.2 | None | 47.9 | 0.008 | 11.3 | 25.4 | 0.004 | 2.86 | 47.9 | 0.008 | 11.3 | 25.4 | 0.004 | 2.86 | DEER:Res:ClothesDishWasher | Annual | 1719 |  | Appl-CW-Top-GasDHW-GasDry-Tier1DEER2018 | Appl-CW-Top-GasDHW-GasDry-Tier1AnyMFm1975CZ05DEER2018 | 9714
Appl-CW-Top-GasDHW-GasDry-Tier1 | DEER2018 | D17 v3 |  | Any | MFm | 1985 | CZ05 | rDXGF | Household | 1 | 1152 | None | 49.2 | 0.011 | 11.6 | 26.2 | 0.006 | 3.11 | 49.2 | 0.011 | 11.6 | 26.2 | 0.006 | 3.11 | DEER:Res:ClothesDishWasher | Annual | 1719 |  | Appl-CW-Top-GasDHW-GasDry-Tier1DEER2018 | Appl-CW-Top-GasDHW-GasDry-Tier1AnyMFm1985CZ05DEER2018 | 9715
Appl-CW-Top-GasDHW-ElecDry-Tier1 | DEER2018 | D17 v3 |  | Any | MFm | 1975 | CZ05 | rDXGF | Household | 1 | 1070.2 | None | 335 | 0.047 | 0.22 | 146 | 0.021 | -1.79 | 335 | 0.047 | 0.22 | 146 | 0.021 | -1.79 | DEER:Res:ClothesDishWasher | Annual | 1719 |  | Appl-CW-Top-GasDHW-ElecDry-Tier1DEER2018 | Appl-CW-Top-GasDHW-ElecDry-Tier1AnyMFm1975CZ05DEER2018 | 9716
Appl-CW-Top-GasDHW-ElecDry-Tier1 | DEER2018 | D17 v3 |  | Any | MFm | 1985 | CZ05 | rDXGF | Household | 1 | 1152 | None | 337 | 0.051 | 0.52 | 147 | 0.022 | -1.55 | 337 | 0.051 | 0.52 | 147 | 0.022 | -1.55 | DEER:Res:ClothesDishWasher | Annual | 1719 |  | Appl-CW-Top-GasDHW-ElecDry-Tier1DEER2018 | Appl-CW-Top-GasDHW-ElecDry-Tier1AnyMFm1985CZ05DEER2018 | 9717
Appl-CW-Top-GasDHW-GasDry-Tier1 | DEER2018 | D17 v3 |  | Any | MFm | 2007 | CZ05 | rDXGF | Household | 1 | 998.7 | None | 49.5 | 0.01 | 12 | 26.2 | 0.005 | 3.23 | 49.5 | 0.01 | 12 | 26.2 | 0.005 | 3.23 | DEER:Res:ClothesDishWasher | Annual | 1719 |  | Appl-CW-Top-GasDHW-GasDry-Tier1DEER2018 | Appl-CW-Top-GasDHW-GasDry-Tier1AnyMFm2007CZ05DEER2018 | 9718
Appl-CW-Top-GasDHW-ElecDry-Tier1 | DEER2018 | D17 v3 |  | Any | MFm | 2007 | CZ05 | rDXGF | Household | 1 | 998.7 | None | 337 | 0.049 | 0.96 | 147 | 0.021 | -1.43 | 337 | 0.049 | 0.96 | 147 | 0.021 | -1.43 | DEER:Res:ClothesDishWasher | Annual | 1719 |  | Appl-CW-Top-GasDHW-ElecDry-Tier1DEER2018 | Appl-CW-Top-GasDHW-ElecDry-Tier1AnyMFm2007CZ05DEER2018 | 9719
Appl-CW-Top-GasDHW-GasDry-Tier1 | DEER2018 | D17 v3 |  | Any | MFm | 2011 | CZ05 | rDXGF | Household | 1 | 998.7 | None | 50.2 | 0.009 | 12.1 | 26.4 | 0.004 | 3.25 | 50.2 | 0.009 | 12.1 | 26.4 | 0.004 | 3.25 | DEER:Res:ClothesDishWasher | Annual | 1719 |  | Appl-CW-Top-GasDHW-GasDry-Tier1DEER2018 | Appl-CW-Top-GasDHW-GasDry-Tier1AnyMFm2011CZ05DEER2018 | 9720
Appl-CW-Top-GasDHW-ElecDry-Tier1 | DEER2018 | D17 v3 |  | Any | MFm | 1985 | CZ03 | rDXGF | Household | 1 | 1152 | None | 334 | 0.046 | -0.64 | 145 | 0.018 | -2.85 | 334 | 0.046 | -0.64 | 145 | 0.018 | -2.85 | DEER:Res:ClothesDishWasher | Annual | 1719 |  | Appl-CW-Top-GasDHW-ElecDry-Tier1DEER2018 | Appl-CW-Top-GasDHW-ElecDry-Tier1AnyMFm1985CZ03DEER2018 | 9721
Appl-CW-Top-GasDHW-ElecDry-Tier1 | DEER2018 | D17 v3 |  | Any | MFm | 2011 | CZ05 | rDXGF | Household | 1 | 998.7 | None | 337 | 0.05 | 1.04 | 147 | 0.022 | -1.41 | 337 | 0.05 | 1.04 | 147 | 0.022 | -1.41 | DEER:Res:ClothesDishWasher | Annual | 1719 |  | Appl-CW-Top-GasDHW-ElecDry-Tier1DEER2018 | Appl-CW-Top-GasDHW-ElecDry-Tier1AnyMFm2011CZ05DEER2018 | 9722
Appl-CW-Top-GasDHW-GasDry-Tier1 | DEER2018 | D17 v3 |  | Any | DMo | MH00 | CZ03 | rDXGF | Household | 1 | 1242 | None | 52.5 | 0.021 | 10.8 | 27.3 | 0.011 | 2.73 | 52.5 | 0.021 | 10.8 | 27.3 | 0.011 | 2.73 | DEER:Res:ClothesDishWasher | Annual | 1719 |  | Appl-CW-Top-GasDHW-GasDry-Tier1DEER2018 | Appl-CW-Top-GasDHW-GasDry-Tier1AnyDMoMH00CZ03DEER2018 | 9723
Appl-CW-Top-GasDHW-ElecDry-Tier1 | DEER2018 | D17 v3 |  | Any | DMo | MH85 | CZ02 | rDXGF | Household | 1 | 1242 | None | 339 | 0.066 | -0.24 | 147 | 0.03 | -1.97 | 339 | 0.066 | -0.24 | 147 | 0.03 | -1.97 | DEER:Res:ClothesDishWasher | Annual | 1719 |  | Appl-CW-Top-GasDHW-ElecDry-Tier1DEER2018 | Appl-CW-Top-GasDHW-ElecDry-Tier1AnyDMoMH85CZ02DEER2018 | 9724
Appl-CW-Top-GasDHW-GasDry-Tier1 | DEER2018 | D17 v3 |  | Any | DMo | MH06 | CZ02 | rDXGF | Household | 1 | 1242 | None | 59.5 | 0.016 | 11 | 30.8 | 0.007 | 2.81 | 59.5 | 0.016 | 11 | 30.8 | 0.007 | 2.81 | DEER:Res:ClothesDishWasher | Annual | 1719 |  | Appl-CW-Top-GasDHW-GasDry-Tier1DEER2018 | Appl-CW-Top-GasDHW-GasDry-Tier1AnyDMoMH06CZ02DEER2018 | 9725
Appl-CW-Top-GasDHW-GasDry-Tier1 | DEER2018 | D17 v3 |  | Any | DMo | MH00 | CZ02 | rDXGF | Household | 1 | 1242 | None | 59 | 0.018 | 11.3 | 30.6 | 0.005 | 2.95 | 59 | 0.018 | 11.3 | 30.6 | 0.005 | 2.95 | DEER:Res:ClothesDishWasher | Annual | 1719 |  | Appl-CW-Top-GasDHW-GasDry-Tier1DEER2018 | Appl-CW-Top-GasDHW-GasDry-Tier1AnyDMoMH00CZ02DEER2018 | 9726
Appl-CW-Top-GasDHW-ElecDry-Tier1 | DEER2018 | D17 v3 |  | Any | DMo | MH72 | CZ02 | rDXGF | Household | 1 | 1196 | None | 342 | 0.062 | 0.43 | 150 | 0.028 | -1.63 | 342 | 0.062 | 0.43 | 150 | 0.028 | -1.63 | DEER:Res:ClothesDishWasher | Annual | 1719 |  | Appl-CW-Top-GasDHW-ElecDry-Tier1DEER2018 | Appl-CW-Top-GasDHW-ElecDry-Tier1AnyDMoMH72CZ02DEER2018 | 9727
Appl-CW-Top-GasDHW-GasDry-Tier1 | DEER2018 | D17 v3 |  | Any | DMo | MH06 | CZ03 | rDXGF | Household | 1 | 1242 | None | 55.8 | 0.02 | 12 | 30.7 | 0.012 | 3.27 | 55.8 | 0.02 | 12 | 30.7 | 0.012 | 3.27 | DEER:Res:ClothesDishWasher | Annual | 1719 |  | Appl-CW-Top-GasDHW-GasDry-Tier1DEER2018 | Appl-CW-Top-GasDHW-GasDry-Tier1AnyDMoMH06CZ03DEER2018 | 9728
Appl-CW-Top-GasDHW-ElecDry-Tier1 | DEER2018 | D17 v3 |  | Any | MFm | 2007 | CZ03 | rDXGF | Household | 1 | 998.7 | None | 336 | 0.049 | 0.71 | 147 | 0.021 | -1.53 | 336 | 0.049 | 0.71 | 147 | 0.021 | -1.53 | DEER:Res:ClothesDishWasher | Annual | 1719 |  | Appl-CW-Top-GasDHW-ElecDry-Tier1DEER2018 | Appl-CW-Top-GasDHW-ElecDry-Tier1AnyMFm2007CZ03DEER2018 | 9729
Appl-CW-Top-GasDHW-ElecDry-Tier1 | DEER2018 | D17 v3 |  | Any | DMo | MH15 | CZ03 | rDXGF | Household | 1 | 1242 | None | 335 | 0.056 | 0.2 | 147 | 0.025 | -1.76 | 335 | 0.056 | 0.2 | 147 | 0.025 | -1.76 | DEER:Res:ClothesDishWasher | Annual | 1719 |  | Appl-CW-Top-GasDHW-ElecDry-Tier1DEER2018 | Appl-CW-Top-GasDHW-ElecDry-Tier1AnyDMoMH15CZ03DEER2018 | 9730
Appl-CW-Top-GasDHW-GasDry-Tier1 | DEER2018 | D17 v3 |  | Any | DMo | MH85 | CZ03 | rDXGF | Household | 1 | 1242 | None | 55.9 | 0.019 | 10.6 | 30.1 | 0.009 | 2.62 | 55.9 | 0.019 | 10.6 | 30.1 | 0.009 | 2.62 | DEER:Res:ClothesDishWasher | Annual | 1719 |  | Appl-CW-Top-GasDHW-GasDry-Tier1DEER2018 | Appl-CW-Top-GasDHW-GasDry-Tier1AnyDMoMH85CZ03DEER2018 | 9731
Appl-CW-Top-GasDHW-GasDry-Tier1 | DEER2018 | D17 v3 |  | Any | DMo | MH15 | CZ02 | rDXGF | Household | 1 | 1242 | None | 58.2 | 0.015 | 11 | 30.2 | 0.005 | 2.81 | 58.2 | 0.015 | 11 | 30.2 | 0.005 | 2.81 | DEER:Res:ClothesDishWasher | Annual | 1719 |  | Appl-CW-Top-GasDHW-GasDry-Tier1DEER2018 | Appl-CW-Top-GasDHW-GasDry-Tier1AnyDMoMH15CZ02DEER2018 | 9732
Appl-CW-Top-GasDHW-GasDry-Tier1 | DEER2018 | D17 v3 |  | Any | DMo | MH15 | CZ03 | rDXGF | Household | 1 | 1242 | None | 51.7 | 0.017 | 11.1 | 27.5 | 0.009 | 2.83 | 51.7 | 0.017 | 11.1 | 27.5 | 0.009 | 2.83 | DEER:Res:ClothesDishWasher | Annual | 1719 |  | Appl-CW-Top-GasDHW-GasDry-Tier1DEER2018 | Appl-CW-Top-GasDHW-GasDry-Tier1AnyDMoMH15CZ03DEER2018 | 9733
Appl-CW-Top-GasDHW-ElecDry-Tier1 | DEER2018 | D17 v3 |  | Any | DMo | MH85 | CZ03 | rDXGF | Household | 1 | 1242 | None | 339 | 0.058 | -0.24 | 147 | 0.026 | -1.94 | 339 | 0.058 | -0.24 | 147 | 0.026 | -1.94 | DEER:Res:ClothesDishWasher | Annual | 1719 |  | Appl-CW-Top-GasDHW-ElecDry-Tier1DEER2018 | Appl-CW-Top-GasDHW-ElecDry-Tier1AnyDMoMH85CZ03DEER2018 | 9734
Appl-CW-Top-GasDHW-ElecDry-Tier1 | DEER2018 | D17 v3 |  | Any | MFm | 2003 | CZ05 | rDXGF | Household | 1 | 998.7 | None | 337 | 0.048 | 0.64 | 147 | 0.021 | -1.59 | 337 | 0.048 | 0.64 | 147 | 0.021 | -1.59 | DEER:Res:ClothesDishWasher | Annual | 1719 |  | Appl-CW-Top-GasDHW-ElecDry-Tier1DEER2018 | Appl-CW-Top-GasDHW-ElecDry-Tier1AnyMFm2003CZ05DEER2018 | 9735
Appl-CW-Top-GasDHW-GasDry-Tier1 | DEER2018 | D17 v3 |  | Any | MFm | 2007 | CZ03 | rDXGF | Household | 1 | 998.7 | None | 48 | 0.009 | 11.7 | 25.5 | 0.005 | 3.13 | 48 | 0.009 | 11.7 | 25.5 | 0.005 | 3.13 | DEER:Res:ClothesDishWasher | Annual | 1719 |  | Appl-CW-Top-GasDHW-GasDry-Tier1DEER2018 | Appl-CW-Top-GasDHW-GasDry-Tier1AnyMFm2007CZ03DEER2018 | 9736
Appl-CW-Top-GasDHW-ElecDry-Tier1 | DEER2018 | D17 v3 |  | Any | DMo | MH72 | CZ03 | rDXGF | Household | 1 | 1196 | None | 339 | 0.06 | 0.49 | 148 | 0.027 | -1.6 | 339 | 0.06 | 0.49 | 148 | 0.027 | -1.6 | DEER:Res:ClothesDishWasher | Annual | 1719 |  | Appl-CW-Top-GasDHW-ElecDry-Tier1DEER2018 | Appl-CW-Top-GasDHW-ElecDry-Tier1AnyDMoMH72CZ03DEER2018 | 9737
Appl-CW-Top-GasDHW-GasDry-Tier1 | DEER2018 | D17 v3 |  | Any | DMo | MH85 | CZ02 | rDXGF | Household | 1 | 1242 | None | 55.7 | 0.028 | 10.6 | 28.3 | 0.014 | 2.63 | 55.7 | 0.028 | 10.6 | 28.3 | 0.014 | 2.63 | DEER:Res:ClothesDishWasher | Annual | 1719 |  | Appl-CW-Top-GasDHW-GasDry-Tier1DEER2018 | Appl-CW-Top-GasDHW-GasDry-Tier1AnyDMoMH85CZ02DEER2018 | 9738
Appl-CW-Top-GasDHW-ElecDry-Tier1 | DEER2018 | D17 v3 |  | Any | DMo | MH06 | CZ03 | rDXGF | Household | 1 | 1242 | None | 339 | 0.058 | 1.05 | 148 | 0.025 | -1.33 | 339 | 0.058 | 1.05 | 148 | 0.025 | -1.33 | DEER:Res:ClothesDishWasher | Annual | 1719 |  | Appl-CW-Top-GasDHW-ElecDry-Tier1DEER2018 | Appl-CW-Top-GasDHW-ElecDry-Tier1AnyDMoMH06CZ03DEER2018 | 9739
Appl-CW-Top-GasDHW-GasDry-Tier1 | DEER2018 | D17 v3 |  | Any | MFm | 2003 | CZ05 | rDXGF | Household | 1 | 998.7 | None | 49.6 | 0.009 | 11.7 | 26.2 | 0.005 | 3.07 | 49.6 | 0.009 | 11.7 | 26.2 | 0.005 | 3.07 | DEER:Res:ClothesDishWasher | Annual | 1719 |  | Appl-CW-Top-GasDHW-GasDry-Tier1DEER2018 | Appl-CW-Top-GasDHW-GasDry-Tier1AnyMFm2003CZ05DEER2018 | 9740
Appl-CW-Top-GasDHW-ElecDry-Tier1 | DEER2018 | D17 v3 |  | Any | DMo | MH06 | CZ02 | rDXGF | Household | 1 | 1242 | None | 342 | 0.055 | 0.07 | 150 | 0.023 | -1.77 | 342 | 0.055 | 0.07 | 150 | 0.023 | -1.77 | DEER:Res:ClothesDishWasher | Annual | 1719 |  | Appl-CW-Top-GasDHW-ElecDry-Tier1DEER2018 | Appl-CW-Top-GasDHW-ElecDry-Tier1AnyDMoMH06CZ02DEER2018 | 9741
Appl-CW-Top-GasDHW-GasDry-Tier1 | DEER2018 | D17 v3 |  | Any | MFm | 1985 | CZ03 | rDXGF | Household | 1 | 1152 | None | 49.2 | 0.01 | 11.7 | 26.1 | 0.005 | 3.1 | 49.2 | 0.01 | 11.7 | 26.1 | 0.005 | 3.1 | DEER:Res:ClothesDishWasher | Annual | 1719 |  | Appl-CW-Top-GasDHW-GasDry-Tier1DEER2018 | Appl-CW-Top-GasDHW-GasDry-Tier1AnyMFm1985CZ03DEER2018 | 9742
Appl-CW-Top-GasDHW-GasDry-Tier1 | DEER2018 | D17 v3 |  | Any | DMo | MH72 | CZ02 | rDXGF | Household | 1 | 1196 | None | 59.4 | 0.024 | 11.3 | 30.7 | 0.012 | 2.95 | 59.4 | 0.024 | 11.3 | 30.7 | 0.012 | 2.95 | DEER:Res:ClothesDishWasher | Annual | 1719 |  | Appl-CW-Top-GasDHW-GasDry-Tier1DEER2018 | Appl-CW-Top-GasDHW-GasDry-Tier1AnyDMoMH72CZ02DEER2018 | 9743
Appl-CW-Top-GasDHW-ElecDry-Tier1 | DEER2018 | D17 v3 |  | Any | DMo | MH15 | CZ02 | rDXGF | Household | 1 | 1242 | None | 341 | 0.053 | 0.09 | 149 | 0.022 | -1.77 | 341 | 0.053 | 0.09 | 149 | 0.022 | -1.77 | DEER:Res:ClothesDishWasher | Annual | 1719 |  | Appl-CW-Top-GasDHW-ElecDry-Tier1DEER2018 | Appl-CW-Top-GasDHW-ElecDry-Tier1AnyDMoMH15CZ02DEER2018 | 9744
Appl-CW-Top-GasDHW-ElecDry-Tier1 | DEER2018 | D17 v3 |  | Any | DMo | MH00 | CZ03 | rDXGF | Household | 1 | 1242 | None | 335 | 0.06 | -0.06 | 147 | 0.028 | -1.84 | 335 | 0.06 | -0.06 | 147 | 0.028 | -1.84 | DEER:Res:ClothesDishWasher | Annual | 1719 |  | Appl-CW-Top-GasDHW-ElecDry-Tier1DEER2018 | Appl-CW-Top-GasDHW-ElecDry-Tier1AnyDMoMH00CZ03DEER2018 | 9745
Appl-CW-Top-GasDHW-ElecDry-Tier1 | DEER2018 | D17 v3 |  | Any | DMo | MH00 | CZ02 | rDXGF | Household | 1 | 1242 | None | 342 | 0.056 | 0.37 | 150 | 0.021 | -1.64 | 342 | 0.056 | 0.37 | 150 | 0.021 | -1.64 | DEER:Res:ClothesDishWasher | Annual | 1719 |  | Appl-CW-Top-GasDHW-ElecDry-Tier1DEER2018 | Appl-CW-Top-GasDHW-ElecDry-Tier1AnyDMoMH00CZ02DEER2018 | 9746
Appl-CW-Top-GasDHW-GasDry-Tier1 | DEER2018 | D17 v3 |  | Any | DMo | MH72 | CZ03 | rDXGF | Household | 1 | 1196 | None | 56.1 | 0.021 | 11.4 | 29.2 | 0.011 | 3 | 56.1 | 0.021 | 11.4 | 29.2 | 0.011 | 3 | DEER:Res:ClothesDishWasher | Annual | 1719 |  | Appl-CW-Top-GasDHW-GasDry-Tier1DEER2018 | Appl-CW-Top-GasDHW-GasDry-Tier1AnyDMoMH72CZ03DEER2018 | 9747
Appl-CW-Top-GasDHW-ElecDry-Tier1 | DEER2018 | D17 v3 |  | Any | MFm | 2015 | CZ05 | rDXGF | Household | 1 | 998.7 | None | 339 | 0.05 | 1.53 | 148 | 0.022 | -1.16 | 339 | 0.05 | 1.53 | 148 | 0.022 | -1.16 | DEER:Res:ClothesDishWasher | Annual | 1719 |  | Appl-CW-Top-GasDHW-ElecDry-Tier1DEER2018 | Appl-CW-Top-GasDHW-ElecDry-Tier1AnyMFm2015CZ05DEER2018 | 9748
Appl-CW-Top-GasDHW-ElecDry-Tier1 | DEER2018 | D17 v3 |  | Any | MFm | 2011 | CZ03 | rDXGF | Household | 1 | 998.7 | None | 336 | 0.049 | 0.88 | 147 | 0.022 | -1.42 | 336 | 0.049 | 0.88 | 147 | 0.022 | -1.42 | DEER:Res:ClothesDishWasher | Annual | 1719 |  | Appl-CW-Top-GasDHW-ElecDry-Tier1DEER2018 | Appl-CW-Top-GasDHW-ElecDry-Tier1AnyMFm2011CZ03DEER2018 | 9749
Appl-CW-Top-GasDHW-GasDry-Tier1 | DEER2018 | D17 v3 |  | Any | MFm | 1975 | CZ03 | rDXGF | Household | 1 | 1070.2 | None | 50.1 | 0.01 | 11.9 | 26.6 | 0.005 | 3.24 | 50.1 | 0.01 | 11.9 | 26.6 | 0.005 | 3.24 | DEER:Res:ClothesDishWasher | Annual | 1719 |  | Appl-CW-Top-GasDHW-GasDry-Tier1DEER2018 | Appl-CW-Top-GasDHW-GasDry-Tier1AnyMFm1975CZ03DEER2018 | 9750
Appl-CW-Top-GasDHW-ElecDry-Tier1 | DEER2018 | D17 v3 |  | Any | MFm | 2017 | CZ05 | rDXGF | Household | 1 | 998.7 | None | 339 | 0.05 | 1.55 | 148 | 0.022 | -1.13 | 339 | 0.05 | 1.55 | 148 | 0.022 | -1.13 | DEER:Res:ClothesDishWasher | Annual | 1719 |  | Appl-CW-Top-GasDHW-ElecDry-Tier1DEER2018 | Appl-CW-Top-GasDHW-ElecDry-Tier1AnyMFm2017CZ05DEER2018 | 9751
Appl-CW-Top-GasDHW-GasDry-Tier1 | DEER2018 | D17 v3 |  | Any | MFm | 2015 | CZ05 | rDXGF | Household | 1 | 998.7 | None | 51.9 | 0.01 | 12.6 | 27.4 | 0.005 | 3.51 | 51.9 | 0.01 | 12.6 | 27.4 | 0.005 | 3.51 | DEER:Res:ClothesDishWasher | Annual | 1719 |  | Appl-CW-Top-GasDHW-GasDry-Tier1DEER2018 | Appl-CW-Top-GasDHW-GasDry-Tier1AnyMFm2015CZ05DEER2018 | 9752
Appl-CW-Top-GasDHW-ElecDry-Tier1 | DEER2018 | D17 v3 |  | Any | MFm | 1996 | CZ05 | rDXGF | Household | 1 | 981.6 | None | 337 | 0.047 | 0.75 | 147 | 0.021 | -1.53 | 337 | 0.047 | 0.75 | 147 | 0.021 | -1.53 | DEER:Res:ClothesDishWasher | Annual | 1719 |  | Appl-CW-Top-GasDHW-ElecDry-Tier1DEER2018 | Appl-CW-Top-GasDHW-ElecDry-Tier1AnyMFm1996CZ05DEER2018 | 9753
Appl-CW-Top-GasDHW-GasDry-Tier1 | DEER2018 | D17 v3 |  | Any | MFm | 2007 | CZ02 | rDXGF | Household | 1 | 1073.2 | None | 53.2 | 0.013 | 12.1 | 28.6 | 0.006 | 3.44 | 53.2 | 0.013 | 12.1 | 28.6 | 0.006 | 3.44 | DEER:Res:ClothesDishWasher | Annual | 1719 |  | Appl-CW-Top-GasDHW-GasDry-Tier1DEER2018 | Appl-CW-Top-GasDHW-GasDry-Tier1AnyMFm2007CZ02DEER2018 | 9754
Appl-CW-Top-GasDHW-GasDry-Tier1 | DEER2018 | D17 v3 |  | Any | MFm | 1985 | CZ02 | rDXGF | Household | 1 | 1152 | None | 51.2 | 0.01 | 11.4 | 26.1 | 0.002 | 2.68 | 51.2 | 0.01 | 11.4 | 26.1 | 0.002 | 2.68 | DEER:Res:ClothesDishWasher | Annual | 1719 |  | Appl-CW-Top-GasDHW-GasDry-Tier1DEER2018 | Appl-CW-Top-GasDHW-GasDry-Tier1AnyMFm1985CZ02DEER2018 | 9755
Appl-CW-Top-GasDHW-ElecDry-Tier1 | DEER2018 | D17 v3 |  | Any | MFm | 1975 | CZ03 | rDXGF | Household | 1 | 1070.2 | None | 338 | 0.05 | 0.87 | 147 | 0.022 | -1.65 | 338 | 0.05 | 0.87 | 147 | 0.022 | -1.65 | DEER:Res:ClothesDishWasher | Annual | 1719 |  | Appl-CW-Top-GasDHW-ElecDry-Tier1DEER2018 | Appl-CW-Top-GasDHW-ElecDry-Tier1AnyMFm1975CZ03DEER2018 | 9756
Appl-CW-Top-GasDHW-ElecDry-Tier1 | DEER2018 | D17 v3 |  | Any | MFm | 1975 | CZ02 | rDXGF | Household | 1 | 1070.2 | None | 340 | 0.056 | 0.78 | 149 | 0.025 | -1.48 | 340 | 0.056 | 0.78 | 149 | 0.025 | -1.48 | DEER:Res:ClothesDishWasher | Annual | 1719 |  | Appl-CW-Top-GasDHW-ElecDry-Tier1DEER2018 | Appl-CW-Top-GasDHW-ElecDry-Tier1AnyMFm1975CZ02DEER2018 | 9757
Appl-CW-Top-GasDHW-ElecDry-Tier1 | DEER2018 | D17 v3 |  | Any | MFm | 2017 | CZ02 | rDXGF | Household | 1 | 1073.2 | None | 342 | 0.052 | 1.28 | 149 | 0.023 | -1.33 | 342 | 0.052 | 1.28 | 149 | 0.023 | -1.33 | DEER:Res:ClothesDishWasher | Annual | 1719 |  | Appl-CW-Top-GasDHW-ElecDry-Tier1DEER2018 | Appl-CW-Top-GasDHW-ElecDry-Tier1AnyMFm2017CZ02DEER2018 | 9758
Appl-CW-Top-GasDHW-ElecDry-Tier1 | DEER2018 | D17 v3 |  | Any | MFm | 2011 | CZ02 | rDXGF | Household | 1 | 1073.2 | None | 342 | 0.052 | 1.22 | 150 | 0.023 | -1.21 | 342 | 0.052 | 1.22 | 150 | 0.023 | -1.21 | DEER:Res:ClothesDishWasher | Annual | 1719 |  | Appl-CW-Top-GasDHW-ElecDry-Tier1DEER2018 | Appl-CW-Top-GasDHW-ElecDry-Tier1AnyMFm2011CZ02DEER2018 | 9759
Appl-CW-Top-GasDHW-ElecDry-Tier1 | DEER2018 | D17 v3 |  | Any | MFm | 2007 | CZ02 | rDXGF | Household | 1 | 1073.2 | None | 340 | 0.053 | 1.07 | 149 | 0.024 | -1.37 | 340 | 0.053 | 1.07 | 149 | 0.024 | -1.37 | DEER:Res:ClothesDishWasher | Annual | 1719 |  | Appl-CW-Top-GasDHW-ElecDry-Tier1DEER2018 | Appl-CW-Top-GasDHW-ElecDry-Tier1AnyMFm2007CZ02DEER2018 | 9760
Appl-CW-Top-GasDHW-ElecDry-Tier1 | DEER2018 | D17 v3 |  | Any | MFm | 2003 | CZ03 | rDXGF | Household | 1 | 998.7 | None | 337 | 0.049 | 0.91 | 147 | 0.022 | -1.57 | 337 | 0.049 | 0.91 | 147 | 0.022 | -1.57 | DEER:Res:ClothesDishWasher | Annual | 1719 |  | Appl-CW-Top-GasDHW-ElecDry-Tier1DEER2018 | Appl-CW-Top-GasDHW-ElecDry-Tier1AnyMFm2003CZ03DEER2018 | 9761
Appl-CW-Top-GasDHW-GasDry-Tier1 | DEER2018 | D17 v3 |  | Any | MFm | 2003 | CZ03 | rDXGF | Household | 1 | 998.7 | None | 49.1 | 0.009 | 12 | 25.8 | 0.005 | 3.09 | 49.1 | 0.009 | 12 | 25.8 | 0.005 | 3.09 | DEER:Res:ClothesDishWasher | Annual | 1719 |  | Appl-CW-Top-GasDHW-GasDry-Tier1DEER2018 | Appl-CW-Top-GasDHW-GasDry-Tier1AnyMFm2003CZ03DEER2018 | 9762
Appl-CW-Top-GasDHW-GasDry-Tier1 | DEER2018 | D17 v3 |  | Any | MFm | 1996 | CZ05 | rDXGF | Household | 1 | 981.6 | None | 49.6 | 0.008 | 11.8 | 26.2 | 0.004 | 3.12 | 49.6 | 0.008 | 11.8 | 26.2 | 0.004 | 3.12 | DEER:Res:ClothesDishWasher | Annual | 1719 |  | Appl-CW-Top-GasDHW-GasDry-Tier1DEER2018 | Appl-CW-Top-GasDHW-GasDry-Tier1AnyMFm1996CZ05DEER2018 | 9763
Appl-CW-Top-GasDHW-GasDry-Tier1 | DEER2018 | D17 v3 |  | Any | MFm | 2011 | CZ03 | rDXGF | Household | 1 | 998.7 | None | 48.8 | 0.009 | 12 | 25.8 | 0.005 | 3.23 | 48.8 | 0.009 | 12 | 25.8 | 0.005 | 3.23 | DEER:Res:ClothesDishWasher | Annual | 1719 |  | Appl-CW-Top-GasDHW-GasDry-Tier1DEER2018 | Appl-CW-Top-GasDHW-GasDry-Tier1AnyMFm2011CZ03DEER2018 | 9764
Appl-CW-Top-GasDHW-GasDry-Tier1 | DEER2018 | D17 v3 |  | Any | MFm | 2015 | CZ03 | rDXGF | Household | 1 | 998.7 | None | 49.6 | 0.01 | 12.2 | 26.2 | 0.005 | 3.33 | 49.6 | 0.01 | 12.2 | 26.2 | 0.005 | 3.33 | DEER:Res:ClothesDishWasher | Annual | 1719 |  | Appl-CW-Top-GasDHW-GasDry-Tier1DEER2018 | Appl-CW-Top-GasDHW-GasDry-Tier1AnyMFm2015CZ03DEER2018 | 9765
Appl-CW-Top-GasDHW-GasDry-Tier1 | DEER2018 | D17 v3 |  | Any | MFm | 2017 | CZ03 | rDXGF | Household | 1 | 998.7 | None | 49.2 | 0.009 | 12 | 26.1 | 0.005 | 3.29 | 49.2 | 0.009 | 12 | 26.1 | 0.005 | 3.29 | DEER:Res:ClothesDishWasher | Annual | 1719 |  | Appl-CW-Top-GasDHW-GasDry-Tier1DEER2018 | Appl-CW-Top-GasDHW-GasDry-Tier1AnyMFm2017CZ03DEER2018 | 9766
Appl-CW-Top-GasDHW-ElecDry-Tier1 | DEER2018 | D17 v3 |  | Any | MFm | 2015 | CZ03 | rDXGF | Household | 1 | 998.7 | None | 337 | 0.049 | 1.08 | 147 | 0.022 | -1.26 | 337 | 0.049 | 1.08 | 147 | 0.022 | -1.26 | DEER:Res:ClothesDishWasher | Annual | 1719 |  | Appl-CW-Top-GasDHW-ElecDry-Tier1DEER2018 | Appl-CW-Top-GasDHW-ElecDry-Tier1AnyMFm2015CZ03DEER2018 | 9767
Appl-CW-Top-GasDHW-GasDry-Tier1 | DEER2018 | D17 v3 |  | Any | MFm | 2017 | CZ05 | rDXGF | Household | 1 | 998.7 | None | 52 | 0.01 | 12.6 | 27.6 | 0.006 | 3.54 | 52 | 0.01 | 12.6 | 27.6 | 0.006 | 3.54 | DEER:Res:ClothesDishWasher | Annual | 1719 |  | Appl-CW-Top-GasDHW-GasDry-Tier1DEER2018 | Appl-CW-Top-GasDHW-GasDry-Tier1AnyMFm2017CZ05DEER2018 | 9768
Appl-CW-Top-GasDHW-ElecDry-Tier1 | DEER2018 | D17 v3 |  | Any | MFm | 2017 | CZ03 | rDXGF | Household | 1 | 998.7 | None | 337 | 0.049 | 0.98 | 147 | 0.021 | -1.44 | 337 | 0.049 | 0.98 | 147 | 0.021 | -1.44 | DEER:Res:ClothesDishWasher | Annual | 1719 |  | Appl-CW-Top-GasDHW-ElecDry-Tier1DEER2018 | Appl-CW-Top-GasDHW-ElecDry-Tier1AnyMFm2017CZ03DEER2018 | 9769
Appl-CW-Top-GasDHW-ElecDry-Tier1 | DEER2018 | D17 v3 |  | Any | MFm | 1985 | CZ02 | rDXGF | Household | 1 | 1152 | None | 340 | 0.056 | 0.79 | 149 | 0.025 | -1.48 | 340 | 0.056 | 0.79 | 149 | 0.025 | -1.48 | DEER:Res:ClothesDishWasher | Annual | 1719 |  | Appl-CW-Top-GasDHW-ElecDry-Tier1DEER2018 | Appl-CW-Top-GasDHW-ElecDry-Tier1AnyMFm1985CZ02DEER2018 | 9770
Appl-CW-Top-GasDHW-ElecDry-Tier1 | DEER2018 | D17 v3 |  | Any | MFm | 2003 | CZ02 | rDXGF | Household | 1 | 1073.2 | None | 339 | 0.053 | 0.99 | 149 | 0.024 | -1.19 | 339 | 0.053 | 0.99 | 149 | 0.024 | -1.19 | DEER:Res:ClothesDishWasher | Annual | 1719 |  | Appl-CW-Top-GasDHW-ElecDry-Tier1DEER2018 | Appl-CW-Top-GasDHW-ElecDry-Tier1AnyMFm2003CZ02DEER2018 | 9771
Appl-CW-Top-GasDHW-GasDry-Tier1 | DEER2018 | D17 v3 |  | Any | MFm | 2015 | CZ02 | rDXGF | Household | 1 | 1073.2 | None | 54.6 | 0.012 | 12.4 | 28.4 | 0.006 | 3.39 | 54.6 | 0.012 | 12.4 | 28.4 | 0.006 | 3.39 | DEER:Res:ClothesDishWasher | Annual | 1719 |  | Appl-CW-Top-GasDHW-GasDry-Tier1DEER2018 | Appl-CW-Top-GasDHW-GasDry-Tier1AnyMFm2015CZ02DEER2018 | 9772
Appl-CW-Top-GasDHW-GasDry-Tier1 | DEER2018 | D17 v3 |  | Any | MFm | 1996 | CZ03 | rDXGF | Household | 1 | 981.6 | None | 50.9 | 0.011 | 12.2 | 26.7 | 0.006 | 3.27 | 50.9 | 0.011 | 12.2 | 26.7 | 0.006 | 3.27 | DEER:Res:ClothesDishWasher | Annual | 1719 |  | Appl-CW-Top-GasDHW-GasDry-Tier1DEER2018 | Appl-CW-Top-GasDHW-GasDry-Tier1AnyMFm1996CZ03DEER2018 | 9773
Appl-CW-Top-GasDHW-ElecDry-Tier1 | DEER2018 | D17 v3 |  | Any | MFm | 2015 | CZ02 | rDXGF | Household | 1 | 1073.2 | None | 341 | 0.052 | 1.24 | 149 | 0.023 | -1.33 | 341 | 0.052 | 1.24 | 149 | 0.023 | -1.33 | DEER:Res:ClothesDishWasher | Annual | 1719 |  | Appl-CW-Top-GasDHW-ElecDry-Tier1DEER2018 | Appl-CW-Top-GasDHW-ElecDry-Tier1AnyMFm2015CZ02DEER2018 | 9774
Appl-CW-Top-GasDHW-ElecDry-Tier1 | DEER2018 | D17 v3 |  | Any | MFm | 1996 | CZ03 | rDXGF | Household | 1 | 981.6 | None | 338 | 0.051 | 1.09 | 148 | 0.022 | -1.34 | 338 | 0.051 | 1.09 | 148 | 0.022 | -1.34 | DEER:Res:ClothesDishWasher | Annual | 1719 |  | Appl-CW-Top-GasDHW-ElecDry-Tier1DEER2018 | Appl-CW-Top-GasDHW-ElecDry-Tier1AnyMFm1996CZ03DEER2018 | 9775
Appl-CW-Top-GasDHW-GasDry-Tier1 | DEER2018 | D17 v3 |  | Any | MFm | 2011 | CZ02 | rDXGF | Household | 1 | 1073.2 | None | 54.7 | 0.013 | 12.3 | 29 | 0.007 | 3.46 | 54.7 | 0.013 | 12.3 | 29 | 0.007 | 3.46 | DEER:Res:ClothesDishWasher | Annual | 1719 |  | Appl-CW-Top-GasDHW-GasDry-Tier1DEER2018 | Appl-CW-Top-GasDHW-GasDry-Tier1AnyMFm2011CZ02DEER2018 | 9776
Appl-CW-Top-GasDHW-GasDry-Tier1 | DEER2018 | D17 v3 |  | Any | MFm | 1975 | CZ02 | rDXGF | Household | 1 | 1070.2 | None | 52.9 | 0.017 | 11.8 | 27.6 | 0.008 | 3.18 | 52.9 | 0.017 | 11.8 | 27.6 | 0.008 | 3.18 | DEER:Res:ClothesDishWasher | Annual | 1719 |  | Appl-CW-Top-GasDHW-GasDry-Tier1DEER2018 | Appl-CW-Top-GasDHW-GasDry-Tier1AnyMFm1975CZ02DEER2018 | 9777
Appl-CW-Top-GasDHW-GasDry-Tier1 | DEER2018 | D17 v3 |  | Any | MFm | 2017 | CZ02 | rDXGF | Household | 1 | 1073.2 | None | 53.8 | 0.013 | 12.3 | 28.5 | 0.007 | 3.4 | 53.8 | 0.013 | 12.3 | 28.5 | 0.007 | 3.4 | DEER:Res:ClothesDishWasher | Annual | 1719 |  | Appl-CW-Top-GasDHW-GasDry-Tier1DEER2018 | Appl-CW-Top-GasDHW-GasDry-Tier1AnyMFm2017CZ02DEER2018 | 9778
Appl-CW-Top-GasDHW-GasDry-Tier1 | DEER2018 | D17 v3 |  | Any | MFm | 2003 | CZ02 | rDXGF | Household | 1 | 1073.2 | None | 52.8 | 0.014 | 12.2 | 27.8 | 0.007 | 3.34 | 52.8 | 0.014 | 12.2 | 27.8 | 0.007 | 3.34 | DEER:Res:ClothesDishWasher | Annual | 1719 |  | Appl-CW-Top-GasDHW-GasDry-Tier1DEER2018 | Appl-CW-Top-GasDHW-GasDry-Tier1AnyMFm2003CZ02DEER2018 | 9779
Appl-CW-Top-GasDHW-GasDry-Tier1 | DEER2018 | D17 v3 |  | Any | MFm | 1996 | CZ02 | rDXGF | Household | 1 | 981.6 | None | 53.3 | 0.015 | 12.1 | 27.5 | 0.007 | 3.22 | 53.3 | 0.015 | 12.1 | 27.5 | 0.007 | 3.22 | DEER:Res:ClothesDishWasher | Annual | 1719 |  | Appl-CW-Top-GasDHW-GasDry-Tier1DEER2018 | Appl-CW-Top-GasDHW-GasDry-Tier1AnyMFm1996CZ02DEER2018 | 9780
Appl-CW-Top-GasDHW-ElecDry-Tier1 | DEER2018 | D17 v3 |  | Any | MFm | 1996 | CZ02 | rDXGF | Household | 1 | 981.6 | None | 341 | 0.057 | 1.27 | 149 | 0.024 | -1.32 | 341 | 0.057 | 1.27 | 149 | 0.024 | -1.32 | DEER:Res:ClothesDishWasher | Annual | 1719 |  | Appl-CW-Top-GasDHW-ElecDry-Tier1DEER2018 | Appl-CW-Top-GasDHW-ElecDry-Tier1AnyMFm1996CZ02DEER2018 | 9781
Appl-CW-Top-GasDHW-GasDry-Tier1 | DEER2018 | D17 v3 |  | Any | DMo | MH72 | CZ04 | rDXGF | Household | 1 | 1196 | None | 62.6 | 0.018 | 11.6 | 31.7 | 0.01 | 3.16 | 62.6 | 0.018 | 11.6 | 31.7 | 0.01 | 3.16 | DEER:Res:ClothesDishWasher | Annual | 1719 |  | Appl-CW-Top-GasDHW-GasDry-Tier1DEER2018 | Appl-CW-Top-GasDHW-GasDry-Tier1AnyDMoMH72CZ04DEER2018 | 9782
Appl-CW-Top-GasDHW-ElecDry-Tier1 | DEER2018 | D17 v3 |  | Any | DMo | MH06 | CZ04 | rDXGF | Household | 1 | 1242 | None | 343 | 0.055 | 0.51 | 150 | 0.025 | -1.5 | 343 | 0.055 | 0.51 | 150 | 0.025 | -1.5 | DEER:Res:ClothesDishWasher | Annual | 1719 |  | Appl-CW-Top-GasDHW-ElecDry-Tier1DEER2018 | Appl-CW-Top-GasDHW-ElecDry-Tier1AnyDMoMH06CZ04DEER2018 | 9783
Appl-CW-Top-GasDHW-ElecDry-Tier1 | DEER2018 | D17 v3 |  | Any | DMo | MH72 | CZ04 | rDXGF | Household | 1 | 1196 | None | 345 | 0.057 | 0.73 | 150 | 0.026 | -1.43 | 345 | 0.057 | 0.73 | 150 | 0.026 | -1.43 | DEER:Res:ClothesDishWasher | Annual | 1719 |  | Appl-CW-Top-GasDHW-ElecDry-Tier1DEER2018 | Appl-CW-Top-GasDHW-ElecDry-Tier1AnyDMoMH72CZ04DEER2018 | 9784
Appl-CW-Top-GasDHW-ElecDry-Tier1 | DEER2018 | D17 v3 |  | Any | DMo | MH15 | CZ04 | rDXGF | Household | 1 | 1242 | None | 342 | 0.054 | 0.37 | 150 | 0.024 | -1.57 | 342 | 0.054 | 0.37 | 150 | 0.024 | -1.57 | DEER:Res:ClothesDishWasher | Annual | 1719 |  | Appl-CW-Top-GasDHW-ElecDry-Tier1DEER2018 | Appl-CW-Top-GasDHW-ElecDry-Tier1AnyDMoMH15CZ04DEER2018 | 9785
Appl-CW-Top-GasDHW-ElecDry-Tier1 | DEER2018 | D17 v3 |  | Any | DMo | MH00 | CZ04 | rDXGF | Household | 1 | 1242 | None | 344 | 0.064 | 0.18 | 151 | 0.032 | -1.69 | 344 | 0.064 | 0.18 | 151 | 0.032 | -1.69 | DEER:Res:ClothesDishWasher | Annual | 1719 |  | Appl-CW-Top-GasDHW-ElecDry-Tier1DEER2018 | Appl-CW-Top-GasDHW-ElecDry-Tier1AnyDMoMH00CZ04DEER2018 | 9786
Appl-CW-Top-GasDHW-GasDry-Tier1 | DEER2018 | D17 v3 |  | Any | DMo | MH15 | CZ04 | rDXGF | Household | 1 | 1242 | None | 59.3 | 0.015 | 11.3 | 31 | 0.008 | 3 | 59.3 | 0.015 | 11.3 | 31 | 0.008 | 3 | DEER:Res:ClothesDishWasher | Annual | 1719 |  | Appl-CW-Top-GasDHW-GasDry-Tier1DEER2018 | Appl-CW-Top-GasDHW-GasDry-Tier1AnyDMoMH15CZ04DEER2018 | 9787
Appl-CW-Top-GasDHW-GasDry-Tier1 | DEER2018 | D17 v3 |  | Any | DMo | MH85 | CZ04 | rDXGF | Household | 1 | 1242 | None | 63.2 | 0.022 | 11.2 | 33 | 0.011 | 2.94 | 63.2 | 0.022 | 11.2 | 33 | 0.011 | 2.94 | DEER:Res:ClothesDishWasher | Annual | 1719 |  | Appl-CW-Top-GasDHW-GasDry-Tier1DEER2018 | Appl-CW-Top-GasDHW-GasDry-Tier1AnyDMoMH85CZ04DEER2018 | 9788
Appl-CW-Top-GasDHW-ElecDry-Tier1 | DEER2018 | D17 v3 |  | Any | DMo | MH85 | CZ04 | rDXGF | Household | 1 | 1242 | None | 347 | 0.061 | 0.27 | 151 | 0.026 | -1.63 | 347 | 0.061 | 0.27 | 151 | 0.026 | -1.63 | DEER:Res:ClothesDishWasher | Annual | 1719 |  | Appl-CW-Top-GasDHW-ElecDry-Tier1DEER2018 | Appl-CW-Top-GasDHW-ElecDry-Tier1AnyDMoMH85CZ04DEER2018 | 9789
Appl-CW-Top-GasDHW-GasDry-Tier1 | DEER2018 | D17 v3 |  | Any | DMo | MH06 | CZ04 | rDXGF | Household | 1 | 1242 | None | 60.2 | 0.016 | 11.4 | 31.2 | 0.008 | 3.07 | 60.2 | 0.016 | 11.4 | 31.2 | 0.008 | 3.07 | DEER:Res:ClothesDishWasher | Annual | 1719 |  | Appl-CW-Top-GasDHW-GasDry-Tier1DEER2018 | Appl-CW-Top-GasDHW-GasDry-Tier1AnyDMoMH06CZ04DEER2018 | 9790
Appl-CW-Top-GasDHW-GasDry-Tier1 | DEER2018 | D17 v3 |  | Any | DMo | MH00 | CZ04 | rDXGF | Household | 1 | 1242 | None | 61.4 | 0.026 | 11.1 | 33 | 0.016 | 2.89 | 61.4 | 0.026 | 11.1 | 33 | 0.016 | 2.89 | DEER:Res:ClothesDishWasher | Annual | 1719 |  | Appl-CW-Top-GasDHW-GasDry-Tier1DEER2018 | Appl-CW-Top-GasDHW-GasDry-Tier1AnyDMoMH00CZ04DEER2018 | 9791
Appl-CW-Top-GasDHW-ElecDry-Tier1 | DEER2018 | D17 v3 |  | Any | MFm | 2007 | CZ04 | rDXGF | Household | 1 | 998.7 | None | 343 | 0.052 | 1.32 | 150 | 0.023 | -1.16 | 343 | 0.052 | 1.32 | 150 | 0.023 | -1.16 | DEER:Res:ClothesDishWasher | Annual | 1719 |  | Appl-CW-Top-GasDHW-ElecDry-Tier1DEER2018 | Appl-CW-Top-GasDHW-ElecDry-Tier1AnyMFm2007CZ04DEER2018 | 9792
Appl-CW-Top-GasDHW-ElecDry-Tier1 | DEER2018 | D17 v3 |  | Any | MFm | 1985 | CZ04 | rDXGF | Household | 1 | 1152 | None | 339 | 0.054 | 1.04 | 148 | 0.024 | -1.3 | 339 | 0.054 | 1.04 | 148 | 0.024 | -1.3 | DEER:Res:ClothesDishWasher | Annual | 1719 |  | Appl-CW-Top-GasDHW-ElecDry-Tier1DEER2018 | Appl-CW-Top-GasDHW-ElecDry-Tier1AnyMFm1985CZ04DEER2018 | 9793
Appl-CW-Top-GasDHW-GasDry-Tier1 | DEER2018 | D17 v3 |  | Any | MFm | 1975 | CZ04 | rDXGF | Household | 1 | 1070.2 | None | 53.7 | 0.015 | 12 | 28.2 | 0.007 | 3.32 | 53.7 | 0.015 | 12 | 28.2 | 0.007 | 3.32 | DEER:Res:ClothesDishWasher | Annual | 1719 |  | Appl-CW-Top-GasDHW-GasDry-Tier1DEER2018 | Appl-CW-Top-GasDHW-GasDry-Tier1AnyMFm1975CZ04DEER2018 | 9794
Appl-CW-Top-GasDHW-GasDry-Tier1 | DEER2018 | D17 v3 |  | Any | MFm | 2011 | CZ04 | rDXGF | Household | 1 | 998.7 | None | 57.9 | 0.013 | 12.6 | 30.1 | 0.006 | 3.6 | 57.9 | 0.013 | 12.6 | 30.1 | 0.006 | 3.6 | DEER:Res:ClothesDishWasher | Annual | 1719 |  | Appl-CW-Top-GasDHW-GasDry-Tier1DEER2018 | Appl-CW-Top-GasDHW-GasDry-Tier1AnyMFm2011CZ04DEER2018 | 9795
Appl-CW-Top-GasDHW-GasDry-Tier1 | DEER2018 | D17 v3 |  | Any | MFm | 2007 | CZ04 | rDXGF | Household | 1 | 998.7 | None | 55.9 | 0.012 | 12.4 | 29.5 | 0.006 | 3.5 | 55.9 | 0.012 | 12.4 | 29.5 | 0.006 | 3.5 | DEER:Res:ClothesDishWasher | Annual | 1719 |  | Appl-CW-Top-GasDHW-GasDry-Tier1DEER2018 | Appl-CW-Top-GasDHW-GasDry-Tier1AnyMFm2007CZ04DEER2018 | 9796
Appl-CW-Top-GasDHW-GasDry-Tier1 | DEER2018 | D17 v3 |  | Any | MFm | 1985 | CZ04 | rDXGF | Household | 1 | 1152 | None | 52.2 | 0.014 | 12.1 | 27.4 | 0.007 | 3.36 | 52.2 | 0.014 | 12.1 | 27.4 | 0.007 | 3.36 | DEER:Res:ClothesDishWasher | Annual | 1719 |  | Appl-CW-Top-GasDHW-GasDry-Tier1DEER2018 | Appl-CW-Top-GasDHW-GasDry-Tier1AnyMFm1985CZ04DEER2018 | 9797
Appl-CW-Top-GasDHW-ElecDry-Tier1 | DEER2018 | D17 v3 |  | Any | MFm | 2015 | CZ04 | rDXGF | Household | 1 | 998.7 | None | 345 | 0.053 | 1.51 | 151 | 0.024 | -1.07 | 345 | 0.053 | 1.51 | 151 | 0.024 | -1.07 | DEER:Res:ClothesDishWasher | Annual | 1719 |  | Appl-CW-Top-GasDHW-ElecDry-Tier1DEER2018 | Appl-CW-Top-GasDHW-ElecDry-Tier1AnyMFm2015CZ04DEER2018 | 9798
Appl-CW-Top-GasDHW-ElecDry-Tier1 | DEER2018 | D17 v3 |  | Any | MFm | 1975 | CZ04 | rDXGF | Household | 1 | 1070.2 | None | 341 | 0.055 | 0.95 | 149 | 0.024 | -1.34 | 341 | 0.055 | 0.95 | 149 | 0.024 | -1.34 | DEER:Res:ClothesDishWasher | Annual | 1719 |  | Appl-CW-Top-GasDHW-ElecDry-Tier1DEER2018 | Appl-CW-Top-GasDHW-ElecDry-Tier1AnyMFm1975CZ04DEER2018 | 9799
Appl-CW-Top-GasDHW-GasDry-Tier1 | DEER2018 | D17 v3 |  | Any | MFm | 2017 | CZ04 | rDXGF | Household | 1 | 998.7 | None | 56.4 | 0.012 | 12.7 | 29.5 | 0.006 | 3.64 | 56.4 | 0.012 | 12.7 | 29.5 | 0.006 | 3.64 | DEER:Res:ClothesDishWasher | Annual | 1719 |  | Appl-CW-Top-GasDHW-GasDry-Tier1DEER2018 | Appl-CW-Top-GasDHW-GasDry-Tier1AnyMFm2017CZ04DEER2018 | 9800
Appl-CW-Top-GasDHW-GasDry-Tier1 | DEER2018 | D17 v3 |  | Any | MFm | 2003 | CZ04 | rDXGF | Household | 1 | 998.7 | None | 55.4 | 0.014 | 12.3 | 28.4 | 0.006 | 3.4 | 55.4 | 0.014 | 12.3 | 28.4 | 0.006 | 3.4 | DEER:Res:ClothesDishWasher | Annual | 1719 |  | Appl-CW-Top-GasDHW-GasDry-Tier1DEER2018 | Appl-CW-Top-GasDHW-GasDry-Tier1AnyMFm2003CZ04DEER2018 | 9801
Appl-CW-Top-GasDHW-ElecDry-Tier1 | DEER2018 | D17 v3 |  | Any | MFm | 2011 | CZ04 | rDXGF | Household | 1 | 998.7 | None | 343 | 0.051 | 1.49 | 150 | 0.021 | -1.11 | 343 | 0.051 | 1.49 | 150 | 0.021 | -1.11 | DEER:Res:ClothesDishWasher | Annual | 1719 |  | Appl-CW-Top-GasDHW-ElecDry-Tier1DEER2018 | Appl-CW-Top-GasDHW-ElecDry-Tier1AnyMFm2011CZ04DEER2018 | 9802
Appl-CW-Top-GasDHW-ElecDry-Tier1 | DEER2018 | D17 v3 |  | Any | DMo | MH72 | CZ12 | rDXGF | Household | 1 | 1196 | None | 347 | 0.059 | 0.51 | 152 | 0.026 | -1.5 | 347 | 0.059 | 0.51 | 152 | 0.026 | -1.5 | DEER:Res:ClothesDishWasher | Annual | 1719 |  | Appl-CW-Top-GasDHW-ElecDry-Tier1DEER2018 | Appl-CW-Top-GasDHW-ElecDry-Tier1AnyDMoMH72CZ12DEER2018 | 9803
Appl-CW-Top-GasDHW-ElecDry-Tier1 | DEER2018 | D17 v3 |  | Any | DMo | MH00 | CZ12 | rDXGF | Household | 1 | 1242 | None | 350 | 0.058 | 0.18 | 153 | 0.026 | -1.65 | 350 | 0.058 | 0.18 | 153 | 0.026 | -1.65 | DEER:Res:ClothesDishWasher | Annual | 1719 |  | Appl-CW-Top-GasDHW-ElecDry-Tier1DEER2018 | Appl-CW-Top-GasDHW-ElecDry-Tier1AnyDMoMH00CZ12DEER2018 | 9804
Appl-CW-Top-GasDHW-GasDry-Tier1 | DEER2018 | D17 v3 |  | Any | DMo | MH72 | CZ12 | rDXGF | Household | 1 | 1196 | None | 64.8 | 0.022 | 11.4 | 33.4 | 0.011 | 3.1 | 64.8 | 0.022 | 11.4 | 33.4 | 0.011 | 3.1 | DEER:Res:ClothesDishWasher | Annual | 1719 |  | Appl-CW-Top-GasDHW-GasDry-Tier1DEER2018 | Appl-CW-Top-GasDHW-GasDry-Tier1AnyDMoMH72CZ12DEER2018 | 9805
Appl-CW-Top-GasDHW-GasDry-Tier1 | DEER2018 | D17 v3 |  | Any | SFm | 2007 | CZ15 | rDXGF | Household | 1 | 2160.9 | None | 83.3 | 0.016 | 14.9 | 43.3 | 0.008 | 4.59 | 83.3 | 0.016 | 14.9 | 43.3 | 0.008 | 4.59 | DEER:Res:ClothesDishWasher | Annual | 1719 |  | Appl-CW-Top-GasDHW-GasDry-Tier1DEER2018 | Appl-CW-Top-GasDHW-GasDry-Tier1AnySFm2007CZ15DEER2018 | 9806
Appl-CW-Top-GasDHW-ElecDry-Tier1 | DEER2018 | D17 v3 |  | Any | SFm | 2015 | CZ15 | rDXGF | Household | 1 | 2160.9 | None | 437 | 0.064 | 1.23 | 192 | 0.029 | -1.17 | 437 | 0.064 | 1.23 | 192 | 0.029 | -1.17 | DEER:Res:ClothesDishWasher | Annual | 1719 |  | Appl-CW-Top-GasDHW-ElecDry-Tier1DEER2018 | Appl-CW-Top-GasDHW-ElecDry-Tier1AnySFm2015CZ15DEER2018 | 9807
Appl-CW-Top-GasDHW-GasDry-Tier1 | DEER2018 | D17 v3 |  | Any | MFm | 2015 | CZ04 | rDXGF | Household | 1 | 998.7 | None | 57.6 | 0.013 | 12.6 | 30.3 | 0.007 | 3.6 | 57.6 | 0.013 | 12.6 | 30.3 | 0.007 | 3.6 | DEER:Res:ClothesDishWasher | Annual | 1719 |  | Appl-CW-Top-GasDHW-GasDry-Tier1DEER2018 | Appl-CW-Top-GasDHW-GasDry-Tier1AnyMFm2015CZ04DEER2018 | 9808
Appl-CW-Top-GasDHW-GasDry-Tier1 | DEER2018 | D17 v3 |  | Any | DMo | MH00 | CZ12 | rDXGF | Household | 1 | 1242 | None | 67.3 | 0.02 | 11.1 | 33.7 | 0.01 | 2.93 | 67.3 | 0.02 | 11.1 | 33.7 | 0.01 | 2.93 | DEER:Res:ClothesDishWasher | Annual | 1719 |  | Appl-CW-Top-GasDHW-GasDry-Tier1DEER2018 | Appl-CW-Top-GasDHW-GasDry-Tier1AnyDMoMH00CZ12DEER2018 | 9809
Appl-CW-Top-GasDHW-GasDry-Tier1 | DEER2018 | D17 v3 |  | Any | SFm | 2015 | CZ15 | rDXGF | Household | 1 | 2160.9 | None | 81.6 | 0.015 | 15 | 42.4 | 0.008 | 4.62 | 81.6 | 0.015 | 15 | 42.4 | 0.008 | 4.62 | DEER:Res:ClothesDishWasher | Annual | 1719 |  | Appl-CW-Top-GasDHW-GasDry-Tier1DEER2018 | Appl-CW-Top-GasDHW-GasDry-Tier1AnySFm2015CZ15DEER2018 | 9810
Appl-CW-Top-GasDHW-ElecDry-Tier1 | DEER2018 | D17 v3 |  | Any | MFm | 2003 | CZ04 | rDXGF | Household | 1 | 998.7 | None | 343 | 0.054 | 1.21 | 152 | 0.028 | -1.11 | 343 | 0.054 | 1.21 | 152 | 0.028 | -1.11 | DEER:Res:ClothesDishWasher | Annual | 1719 |  | Appl-CW-Top-GasDHW-ElecDry-Tier1DEER2018 | Appl-CW-Top-GasDHW-ElecDry-Tier1AnyMFm2003CZ04DEER2018 | 9811
Appl-CW-Top-GasDHW-ElecDry-Tier1 | DEER2018 | D17 v3 |  | Any | SFm | 2007 | CZ15 | rDXGF | Household | 1 | 2160.9 | None | 438 | 0.064 | 1.19 | 192 | 0.029 | -1.2 | 438 | 0.064 | 1.19 | 192 | 0.029 | -1.2 | DEER:Res:ClothesDishWasher | Annual | 1719 |  | Appl-CW-Top-GasDHW-ElecDry-Tier1DEER2018 | Appl-CW-Top-GasDHW-ElecDry-Tier1AnySFm2007CZ15DEER2018 | 9812
Appl-CW-Top-GasDHW-GasDry-Tier1 | DEER2018 | D17 v3 |  | Any | DMo | MH85 | CZ12 | rDXGF | Household | 1 | 1242 | None | 62.8 | 0.019 | 10.9 | 32.7 | 0.011 | 2.84 | 62.8 | 0.019 | 10.9 | 32.7 | 0.011 | 2.84 | DEER:Res:ClothesDishWasher | Annual | 1719 |  | Appl-CW-Top-GasDHW-GasDry-Tier1DEER2018 | Appl-CW-Top-GasDHW-GasDry-Tier1AnyDMoMH85CZ12DEER2018 | 9813
Appl-CW-Top-GasDHW-GasDry-Tier1 | DEER2018 | D17 v3 |  | Any | SFm | 2017 | CZ15 | rDXGF | Household | 1 | 2160.9 | None | 81.3 | 0.016 | 15 | 42.1 | 0.008 | 4.62 | 81.3 | 0.016 | 15 | 42.1 | 0.008 | 4.62 | DEER:Res:ClothesDishWasher | Annual | 1719 |  | Appl-CW-Top-GasDHW-GasDry-Tier1DEER2018 | Appl-CW-Top-GasDHW-GasDry-Tier1AnySFm2017CZ15DEER2018 | 9814
Appl-CW-Top-GasDHW-ElecDry-Tier1 | DEER2018 | D17 v3 |  | Any | DMo | MH85 | CZ12 | rDXGF | Household | 1 | 1242 | None | 346 | 0.057 | 0 | 152 | 0.027 | -1.73 | 346 | 0.057 | 0 | 152 | 0.027 | -1.73 | DEER:Res:ClothesDishWasher | Annual | 1719 |  | Appl-CW-Top-GasDHW-ElecDry-Tier1DEER2018 | Appl-CW-Top-GasDHW-ElecDry-Tier1AnyDMoMH85CZ12DEER2018 | 9815
Appl-CW-Top-GasDHW-ElecDry-Tier1 | DEER2018 | D17 v3 |  | Any | SFm | 2017 | CZ15 | rDXGF | Household | 1 | 2160.9 | None | 437 | 0.064 | 1.24 | 192 | 0.028 | -1.15 | 437 | 0.064 | 1.24 | 192 | 0.028 | -1.15 | DEER:Res:ClothesDishWasher | Annual | 1719 |  | Appl-CW-Top-GasDHW-ElecDry-Tier1DEER2018 | Appl-CW-Top-GasDHW-ElecDry-Tier1AnySFm2017CZ15DEER2018 | 9816
Appl-CW-Top-GasDHW-ElecDry-Tier1 | DEER2018 | D17 v3 |  | Any | SFm | 2011 | CZ15 | rDXGF | Household | 1 | 2160.9 | None | 438 | 0.064 | 1.23 | 192 | 0.028 | -1.17 | 438 | 0.064 | 1.23 | 192 | 0.028 | -1.17 | DEER:Res:ClothesDishWasher | Annual | 1719 |  | Appl-CW-Top-GasDHW-ElecDry-Tier1DEER2018 | Appl-CW-Top-GasDHW-ElecDry-Tier1AnySFm2011CZ15DEER2018 | 9817
Appl-CW-Top-GasDHW-GasDry-Tier1 | DEER2018 | D17 v3 |  | Any | SFm | 2011 | CZ15 | rDXGF | Household | 1 | 2160.9 | None | 83.3 | 0.016 | 15 | 43 | 0.008 | 4.61 | 83.3 | 0.016 | 15 | 43 | 0.008 | 4.61 | DEER:Res:ClothesDishWasher | Annual | 1719 |  | Appl-CW-Top-GasDHW-GasDry-Tier1DEER2018 | Appl-CW-Top-GasDHW-GasDry-Tier1AnySFm2011CZ15DEER2018 | 9818
Appl-CW-Top-GasDHW-ElecDry-Tier1 | DEER2018 | D17 v3 |  | Any | MFm | 2017 | CZ04 | rDXGF | Household | 1 | 998.7 | None | 345 | 0.054 | 1.61 | 150 | 0.023 | -1.03 | 345 | 0.054 | 1.61 | 150 | 0.023 | -1.03 | DEER:Res:ClothesDishWasher | Annual | 1719 |  | Appl-CW-Top-GasDHW-ElecDry-Tier1DEER2018 | Appl-CW-Top-GasDHW-ElecDry-Tier1AnyMFm2017CZ04DEER2018 | 9819
Appl-CW-Top-GasDHW-ElecDry-Tier1 | DEER2018 | D17 v3 |  | Any | SFm | 1996 | CZ15 | rDXGF | Household | 1 | 1758 | None | 445 | 0.068 | 1.05 | 195 | 0.03 | -1.24 | 445 | 0.068 | 1.05 | 195 | 0.03 | -1.24 | DEER:Res:ClothesDishWasher | Annual | 1719 |  | Appl-CW-Top-GasDHW-ElecDry-Tier1DEER2018 | Appl-CW-Top-GasDHW-ElecDry-Tier1AnySFm1996CZ15DEER2018 | 9820
Appl-CW-Top-GasDHW-ElecDry-Tier1 | DEER2018 | D17 v3 |  | Any | DMo | MH06 | CZ12 | rDXGF | Household | 1 | 1242 | None | 346 | 0.055 | 0.26 | 151 | 0.024 | -1.6 | 346 | 0.055 | 0.26 | 151 | 0.024 | -1.6 | DEER:Res:ClothesDishWasher | Annual | 1719 |  | Appl-CW-Top-GasDHW-ElecDry-Tier1DEER2018 | Appl-CW-Top-GasDHW-ElecDry-Tier1AnyDMoMH06CZ12DEER2018 | 9821
Appl-CW-Top-GasDHW-ElecDry-Tier1 | DEER2018 | D17 v3 |  | Any | SFm | 2003 | CZ15 | rDXGF | Household | 1 | 2160.9 | None | 441 | 0.068 | 1.08 | 195 | 0.03 | -1.24 | 441 | 0.068 | 1.08 | 195 | 0.03 | -1.24 | DEER:Res:ClothesDishWasher | Annual | 1719 |  | Appl-CW-Top-GasDHW-ElecDry-Tier1DEER2018 | Appl-CW-Top-GasDHW-ElecDry-Tier1AnySFm2003CZ15DEER2018 | 9822
Appl-CW-Top-GasDHW-ElecDry-Tier1 | DEER2018 | D17 v3 |  | Any | SFm | 1985 | CZ15 | rDXGF | Household | 1 | 1741 | None | 444 | 0.069 | 0.98 | 195 | 0.031 | -1.29 | 444 | 0.069 | 0.98 | 195 | 0.031 | -1.29 | DEER:Res:ClothesDishWasher | Annual | 1719 |  | Appl-CW-Top-GasDHW-ElecDry-Tier1DEER2018 | Appl-CW-Top-GasDHW-ElecDry-Tier1AnySFm1985CZ15DEER2018 | 9823
Appl-CW-Top-GasDHW-GasDry-Tier1 | DEER2018 | D17 v3 |  | Any | DMo | MH15 | CZ12 | rDXGF | Household | 1 | 1242 | None | 61.5 | 0.016 | 11.3 | 31.5 | 0.008 | 3.05 | 61.5 | 0.016 | 11.3 | 31.5 | 0.008 | 3.05 | DEER:Res:ClothesDishWasher | Annual | 1719 |  | Appl-CW-Top-GasDHW-GasDry-Tier1DEER2018 | Appl-CW-Top-GasDHW-GasDry-Tier1AnyDMoMH15CZ12DEER2018 | 9824
Appl-CW-Top-GasDHW-GasDry-Tier1 | DEER2018 | D17 v3 |  | Any | MFm | 1996 | CZ04 | rDXGF | Household | 1 | 981.6 | None | 52.9 | 0.012 | 12.3 | 27.8 | 0.006 | 3.45 | 52.9 | 0.012 | 12.3 | 27.8 | 0.006 | 3.45 | DEER:Res:ClothesDishWasher | Annual | 1719 |  | Appl-CW-Top-GasDHW-GasDry-Tier1DEER2018 | Appl-CW-Top-GasDHW-GasDry-Tier1AnyMFm1996CZ04DEER2018 | 9825
Appl-CW-Top-GasDHW-GasDry-Tier1 | DEER2018 | D17 v3 |  | Any | DMo | MH06 | CZ12 | rDXGF | Household | 1 | 1242 | None | 63 | 0.016 | 11.1 | 31.8 | 0.008 | 2.96 | 63 | 0.016 | 11.1 | 31.8 | 0.008 | 2.96 | DEER:Res:ClothesDishWasher | Annual | 1719 |  | Appl-CW-Top-GasDHW-GasDry-Tier1DEER2018 | Appl-CW-Top-GasDHW-GasDry-Tier1AnyDMoMH06CZ12DEER2018 | 9826
Appl-CW-Top-GasDHW-ElecDry-Tier1 | DEER2018 | D17 v3 |  | Any | MFm | 2011 | CZ12 | rDXGF | Household | 1 | 1073.2 | None | 345 | 0.052 | 1.23 | 151 | 0.023 | -1.17 | 345 | 0.052 | 1.23 | 151 | 0.023 | -1.17 | DEER:Res:ClothesDishWasher | Annual | 1719 |  | Appl-CW-Top-GasDHW-ElecDry-Tier1DEER2018 | Appl-CW-Top-GasDHW-ElecDry-Tier1AnyMFm2011CZ12DEER2018 | 9827
Appl-CW-Top-GasDHW-ElecDry-Tier1 | DEER2018 | D17 v3 |  | Any | MFm | 2007 | CZ12 | rDXGF | Household | 1 | 1073.2 | None | 345 | 0.051 | 1.15 | 151 | 0.022 | -1.22 | 345 | 0.051 | 1.15 | 151 | 0.022 | -1.22 | DEER:Res:ClothesDishWasher | Annual | 1719 |  | Appl-CW-Top-GasDHW-ElecDry-Tier1DEER2018 | Appl-CW-Top-GasDHW-ElecDry-Tier1AnyMFm2007CZ12DEER2018 | 9828
Appl-CW-Top-GasDHW-ElecDry-Tier1 | DEER2018 | D17 v3 |  | Any | DMo | MH15 | CZ12 | rDXGF | Household | 1 | 1242 | None | 344 | 0.054 | 0.42 | 151 | 0.024 | -1.52 | 344 | 0.054 | 0.42 | 151 | 0.024 | -1.52 | DEER:Res:ClothesDishWasher | Annual | 1719 |  | Appl-CW-Top-GasDHW-ElecDry-Tier1DEER2018 | Appl-CW-Top-GasDHW-ElecDry-Tier1AnyDMoMH15CZ12DEER2018 | 9829
Appl-CW-Top-GasDHW-ElecDry-Tier1 | DEER2018 | D17 v3 |  | Any | SFm | 1975 | CZ15 | rDXGF | Household | 1 | 1555 | None | 443 | 0.068 | 1.2 | 195 | 0.03 | -1.17 | 443 | 0.068 | 1.2 | 195 | 0.03 | -1.17 | DEER:Res:ClothesDishWasher | Annual | 1719 |  | Appl-CW-Top-GasDHW-ElecDry-Tier1DEER2018 | Appl-CW-Top-GasDHW-ElecDry-Tier1AnySFm1975CZ15DEER2018 | 9830
Appl-CW-Top-GasDHW-GasDry-Tier1 | DEER2018 | D17 v3 |  | Any | SFm | 1996 | CZ15 | rDXGF | Household | 1 | 1758 | None | 90.6 | 0.019 | 14.8 | 45.9 | 0.01 | 4.54 | 90.6 | 0.019 | 14.8 | 45.9 | 0.01 | 4.54 | DEER:Res:ClothesDishWasher | Annual | 1719 |  | Appl-CW-Top-GasDHW-GasDry-Tier1DEER2018 | Appl-CW-Top-GasDHW-GasDry-Tier1AnySFm1996CZ15DEER2018 | 9831
Appl-CW-Top-GasDHW-GasDry-Tier1 | DEER2018 | D17 v3 |  | Any | SFm | 2003 | CZ15 | rDXGF | Household | 1 | 2160.9 | None | 86.1 | 0.019 | 14.8 | 45.8 | 0.01 | 4.54 | 86.1 | 0.019 | 14.8 | 45.8 | 0.01 | 4.54 | DEER:Res:ClothesDishWasher | Annual | 1719 |  | Appl-CW-Top-GasDHW-GasDry-Tier1DEER2018 | Appl-CW-Top-GasDHW-GasDry-Tier1AnySFm2003CZ15DEER2018 | 9832
Appl-CW-Top-GasDHW-GasDry-Tier1 | DEER2018 | D17 v3 |  | Any | MFm | 2015 | CZ12 | rDXGF | Household | 1 | 1073.2 | None | 57.9 | 0.012 | 12.3 | 29.8 | 0.006 | 3.49 | 57.9 | 0.012 | 12.3 | 29.8 | 0.006 | 3.49 | DEER:Res:ClothesDishWasher | Annual | 1719 |  | Appl-CW-Top-GasDHW-GasDry-Tier1DEER2018 | Appl-CW-Top-GasDHW-GasDry-Tier1AnyMFm2015CZ12DEER2018 | 9833
Appl-CW-Top-GasDHW-ElecDry-Tier1 | DEER2018 | D17 v3 |  | Any | MFm | 1975 | CZ12 | rDXGF | Household | 1 | 1098.9 | None | 343 | 0.054 | 0.67 | 150 | 0.025 | -1.45 | 343 | 0.054 | 0.67 | 150 | 0.025 | -1.45 | DEER:Res:ClothesDishWasher | Annual | 1719 |  | Appl-CW-Top-GasDHW-ElecDry-Tier1DEER2018 | Appl-CW-Top-GasDHW-ElecDry-Tier1AnyMFm1975CZ12DEER2018 | 9834
Appl-CW-Top-GasDHW-GasDry-Tier1 | DEER2018 | D17 v3 |  | Any | MFm | 2007 | CZ12 | rDXGF | Household | 1 | 1073.2 | None | 57.9 | 0.012 | 12.2 | 30.2 | 0.006 | 3.45 | 57.9 | 0.012 | 12.2 | 30.2 | 0.006 | 3.45 | DEER:Res:ClothesDishWasher | Annual | 1719 |  | Appl-CW-Top-GasDHW-GasDry-Tier1DEER2018 | Appl-CW-Top-GasDHW-GasDry-Tier1AnyMFm2007CZ12DEER2018 | 9835
Appl-CW-Top-GasDHW-GasDry-Tier1 | DEER2018 | D17 v3 |  | Any | MFm | 2011 | CZ12 | rDXGF | Household | 1 | 1073.2 | None | 57.7 | 0.011 | 12.3 | 28.7 | 0.005 | 3.41 | 57.7 | 0.011 | 12.3 | 28.7 | 0.005 | 3.41 | DEER:Res:ClothesDishWasher | Annual | 1719 |  | Appl-CW-Top-GasDHW-GasDry-Tier1DEER2018 | Appl-CW-Top-GasDHW-GasDry-Tier1AnyMFm2011CZ12DEER2018 | 9836
Appl-CW-Top-GasDHW-GasDry-Tier1 | DEER2018 | D17 v3 |  | Any | SFm | 1985 | CZ15 | rDXGF | Household | 1 | 1741 | None | 89 | 0.019 | 14.7 | 45.2 | 0.01 | 4.5 | 89 | 0.019 | 14.7 | 45.2 | 0.01 | 4.5 | DEER:Res:ClothesDishWasher | Annual | 1719 |  | Appl-CW-Top-GasDHW-GasDry-Tier1DEER2018 | Appl-CW-Top-GasDHW-GasDry-Tier1AnySFm1985CZ15DEER2018 | 9837
Appl-CW-Top-GasDHW-GasDry-Tier1 | DEER2018 | D17 v3 |  | Any | SFm | 1975 | CZ15 | rDXGF | Household | 1 | 1555 | None | 87.8 | 0.019 | 15 | 45.4 | 0.01 | 4.62 | 87.8 | 0.019 | 15 | 45.4 | 0.01 | 4.62 | DEER:Res:ClothesDishWasher | Annual | 1719 |  | Appl-CW-Top-GasDHW-GasDry-Tier1DEER2018 | Appl-CW-Top-GasDHW-GasDry-Tier1AnySFm1975CZ15DEER2018 | 9838
Appl-CW-Top-GasDHW-ElecDry-Tier1 | DEER2018 | D17 v3 |  | Any | MFm | 1985 | CZ12 | rDXGF | Household | 1 | 1150 | None | 342 | 0.056 | 0.74 | 150 | 0.025 | -1.42 | 342 | 0.056 | 0.74 | 150 | 0.025 | -1.42 | DEER:Res:ClothesDishWasher | Annual | 1719 |  | Appl-CW-Top-GasDHW-ElecDry-Tier1DEER2018 | Appl-CW-Top-GasDHW-ElecDry-Tier1AnyMFm1985CZ12DEER2018 | 9839
Appl-CW-Top-GasDHW-GasDry-Tier1 | DEER2018 | D17 v3 |  | Any | MFm | 2017 | CZ12 | rDXGF | Household | 1 | 1073.2 | None | 57.2 | 0.012 | 12.3 | 30.2 | 0.006 | 3.5 | 57.2 | 0.012 | 12.3 | 30.2 | 0.006 | 3.5 | DEER:Res:ClothesDishWasher | Annual | 1719 |  | Appl-CW-Top-GasDHW-GasDry-Tier1DEER2018 | Appl-CW-Top-GasDHW-GasDry-Tier1AnyMFm2017CZ12DEER2018 | 9840
Appl-CW-Top-GasDHW-ElecDry-Tier1 | DEER2018 | D17 v3 |  | Any | MFm | 2017 | CZ12 | rDXGF | Household | 1 | 1073.2 | None | 344 | 0.051 | 1.25 | 151 | 0.023 | -1.11 | 344 | 0.051 | 1.25 | 151 | 0.023 | -1.11 | DEER:Res:ClothesDishWasher | Annual | 1719 |  | Appl-CW-Top-GasDHW-ElecDry-Tier1DEER2018 | Appl-CW-Top-GasDHW-ElecDry-Tier1AnyMFm2017CZ12DEER2018 | 9841
Appl-CW-Top-GasDHW-ElecDry-Tier1 | DEER2018 | D17 v3 |  | Any | MFm | 1996 | CZ04 | rDXGF | Household | 1 | 981.6 | None | 340 | 0.051 | 1.24 | 149 | 0.022 | -1.22 | 340 | 0.051 | 1.24 | 149 | 0.022 | -1.22 | DEER:Res:ClothesDishWasher | Annual | 1719 |  | Appl-CW-Top-GasDHW-ElecDry-Tier1DEER2018 | Appl-CW-Top-GasDHW-ElecDry-Tier1AnyMFm1996CZ04DEER2018 | 9842
Appl-CW-Top-GasDHW-GasDry-Tier1 | DEER2018 | D17 v3 |  | Any | MFm | 1975 | CZ12 | rDXGF | Household | 1 | 1098.9 | None | 55.7 | 0.015 | 11.7 | 29 | 0.008 | 3.2 | 55.7 | 0.015 | 11.7 | 29 | 0.008 | 3.2 | DEER:Res:ClothesDishWasher | Annual | 1719 |  | Appl-CW-Top-GasDHW-GasDry-Tier1DEER2018 | Appl-CW-Top-GasDHW-GasDry-Tier1AnyMFm1975CZ12DEER2018 | 9843
Appl-CW-Top-GasDHW-ElecDry-Tier1 | DEER2018 | D17 v3 |  | Any | MFm | 2015 | CZ12 | rDXGF | Household | 1 | 1073.2 | None | 345 | 0.052 | 1.24 | 151 | 0.023 | -1.18 | 345 | 0.052 | 1.24 | 151 | 0.023 | -1.18 | DEER:Res:ClothesDishWasher | Annual | 1719 |  | Appl-CW-Top-GasDHW-ElecDry-Tier1DEER2018 | Appl-CW-Top-GasDHW-ElecDry-Tier1AnyMFm2015CZ12DEER2018 | 9844
Appl-CW-Top-GasDHW-GasDry-Tier1 | DEER2018 | D17 v3 |  | Any | MFm | 1996 | CZ12 | rDXGF | Household | 1 | 1031.9 | None | 57.2 | 0.017 | 11.9 | 29.8 | 0.009 | 3.29 | 57.2 | 0.017 | 11.9 | 29.8 | 0.009 | 3.29 | DEER:Res:ClothesDishWasher | Annual | 1719 |  | Appl-CW-Top-GasDHW-GasDry-Tier1DEER2018 | Appl-CW-Top-GasDHW-GasDry-Tier1AnyMFm1996CZ12DEER2018 | 9845
Appl-CW-Top-GasDHW-GasDry-Tier1 | DEER2018 | D17 v3 |  | Any | MFm | 2003 | CZ12 | rDXGF | Household | 1 | 1073.2 | None | 58.9 | 0.016 | 12.2 | 30.8 | 0.008 | 3.42 | 58.9 | 0.016 | 12.2 | 30.8 | 0.008 | 3.42 | DEER:Res:ClothesDishWasher | Annual | 1719 |  | Appl-CW-Top-GasDHW-GasDry-Tier1DEER2018 | Appl-CW-Top-GasDHW-GasDry-Tier1AnyMFm2003CZ12DEER2018 | 9846
Appl-CW-Top-GasDHW-ElecDry-Tier1 | DEER2018 | D17 v3 |  | Any | MFm | 1996 | CZ12 | rDXGF | Household | 1 | 1031.9 | None | 344 | 0.056 | 0.86 | 151 | 0.025 | -1.36 | 344 | 0.056 | 0.86 | 151 | 0.025 | -1.36 | DEER:Res:ClothesDishWasher | Annual | 1719 |  | Appl-CW-Top-GasDHW-ElecDry-Tier1DEER2018 | Appl-CW-Top-GasDHW-ElecDry-Tier1AnyMFm1996CZ12DEER2018 | 9847
Appl-CW-Top-GasDHW-ElecDry-Tier1 | DEER2018 | D17 v3 |  | Any | DMo | MH06 | CZ06 | rDXGF | Household | 1 | 1242 | None | 344 | 0.054 | 2.17 | 151 | 0.025 | -0.69 | 344 | 0.054 | 2.17 | 151 | 0.025 | -0.69 | DEER:Res:ClothesDishWasher | Annual | 1719 |  | Appl-CW-Top-GasDHW-ElecDry-Tier1DEER2018 | Appl-CW-Top-GasDHW-ElecDry-Tier1AnyDMoMH06CZ06DEER2018 | 9848
Appl-CW-Top-GasDHW-ElecDry-Tier1 | DEER2018 | D17 v3 |  | Any | DMo | MH15 | CZ06 | rDXGF | Household | 1 | 1242 | None | 344 | 0.052 | 0.69 | 151 | 0.023 | -1.43 | 344 | 0.052 | 0.69 | 151 | 0.023 | -1.43 | DEER:Res:ClothesDishWasher | Annual | 1719 |  | Appl-CW-Top-GasDHW-ElecDry-Tier1DEER2018 | Appl-CW-Top-GasDHW-ElecDry-Tier1AnyDMoMH15CZ06DEER2018 | 9849
Appl-CW-Top-GasDHW-GasDry-Tier1 | DEER2018 | D17 v3 |  | Any | DMo | MH06 | CZ06 | rDXGF | Household | 1 | 1242 | None | 62.4 | 0.015 | 13.1 | 32.6 | 0.008 | 3.93 | 62.4 | 0.015 | 13.1 | 32.6 | 0.008 | 3.93 | DEER:Res:ClothesDishWasher | Annual | 1719 |  | Appl-CW-Top-GasDHW-GasDry-Tier1DEER2018 | Appl-CW-Top-GasDHW-GasDry-Tier1AnyDMoMH06CZ06DEER2018 | 9850
Appl-CW-Top-GasDHW-GasDry-Tier1 | DEER2018 | D17 v3 |  | Any | MFm | 1985 | CZ12 | rDXGF | Household | 1 | 1150 | None | 55.1 | 0.016 | 11.8 | 28.8 | 0.008 | 3.25 | 55.1 | 0.016 | 11.8 | 28.8 | 0.008 | 3.25 | DEER:Res:ClothesDishWasher | Annual | 1719 |  | Appl-CW-Top-GasDHW-GasDry-Tier1DEER2018 | Appl-CW-Top-GasDHW-GasDry-Tier1AnyMFm1985CZ12DEER2018 | 9851
Appl-CW-Top-GasDHW-ElecDry-Tier1 | DEER2018 | D17 v3 |  | Any | MFm | 2003 | CZ12 | rDXGF | Household | 1 | 1073.2 | None | 346 | 0.055 | 1.1 | 152 | 0.024 | -1.24 | 346 | 0.055 | 1.1 | 152 | 0.024 | -1.24 | DEER:Res:ClothesDishWasher | Annual | 1719 |  | Appl-CW-Top-GasDHW-ElecDry-Tier1DEER2018 | Appl-CW-Top-GasDHW-ElecDry-Tier1AnyMFm2003CZ12DEER2018 | 9852
Appl-CW-Top-GasDHW-GasDry-Tier1 | DEER2018 | D17 v3 |  | Any | DMo | MH15 | CZ06 | rDXGF | Household | 1 | 1242 | None | 61.8 | 0.013 | 11.6 | 32 | 0.007 | 3.16 | 61.8 | 0.013 | 11.6 | 32 | 0.007 | 3.16 | DEER:Res:ClothesDishWasher | Annual | 1719 |  | Appl-CW-Top-GasDHW-GasDry-Tier1DEER2018 | Appl-CW-Top-GasDHW-GasDry-Tier1AnyDMoMH15CZ06DEER2018 | 9853
Appl-CW-Top-GasDHW-GasDry-Tier1 | DEER2018 | D17 v3 |  | Any | DMo | MH72 | CZ06 | rDXGF | Household | 1 | 1196 | None | 64 | 0.015 | 12.1 | 33.1 | 0.007 | 3.44 | 64 | 0.015 | 12.1 | 33.1 | 0.007 | 3.44 | DEER:Res:ClothesDishWasher | Annual | 1719 |  | Appl-CW-Top-GasDHW-GasDry-Tier1DEER2018 | Appl-CW-Top-GasDHW-GasDry-Tier1AnyDMoMH72CZ06DEER2018 | 9854
Appl-CW-Top-GasDHW-ElecDry-Tier1 | DEER2018 | D17 v3 |  | Any | DMo | MH00 | CZ06 | rDXGF | Household | 1 | 1242 | None | 345 | 0.054 | 0.48 | 152 | 0.023 | -1.5 | 345 | 0.054 | 0.48 | 152 | 0.023 | -1.5 | DEER:Res:ClothesDishWasher | Annual | 1719 |  | Appl-CW-Top-GasDHW-ElecDry-Tier1DEER2018 | Appl-CW-Top-GasDHW-ElecDry-Tier1AnyDMoMH00CZ06DEER2018 | 9855
Appl-CW-Top-GasDHW-GasDry-Tier1 | DEER2018 | D17 v3 |  | Any | DMo | MH85 | CZ06 | rDXGF | Household | 1 | 1242 | None | 62.3 | 0.014 | 11.6 | 32 | 0.006 | 3.19 | 62.3 | 0.014 | 11.6 | 32 | 0.006 | 3.19 | DEER:Res:ClothesDishWasher | Annual | 1719 |  | Appl-CW-Top-GasDHW-GasDry-Tier1DEER2018 | Appl-CW-Top-GasDHW-GasDry-Tier1AnyDMoMH85CZ06DEER2018 | 9856
Appl-CW-Top-GasDHW-ElecDry-Tier1 | DEER2018 | D17 v3 |  | Any | DMo | MH72 | CZ06 | rDXGF | Household | 1 | 1196 | None | 347 | 0.054 | 1.15 | 152 | 0.024 | -1.16 | 347 | 0.054 | 1.15 | 152 | 0.024 | -1.16 | DEER:Res:ClothesDishWasher | Annual | 1719 |  | Appl-CW-Top-GasDHW-ElecDry-Tier1DEER2018 | Appl-CW-Top-GasDHW-ElecDry-Tier1AnyDMoMH72CZ06DEER2018 | 9857
Appl-CW-Top-GasDHW-GasDry-Tier1 | DEER2018 | D17 v3 |  | Any | DMo | MH00 | CZ06 | rDXGF | Household | 1 | 1242 | None | 62.7 | 0.015 | 11.4 | 32.4 | 0.007 | 3.09 | 62.7 | 0.015 | 11.4 | 32.4 | 0.007 | 3.09 | DEER:Res:ClothesDishWasher | Annual | 1719 |  | Appl-CW-Top-GasDHW-GasDry-Tier1DEER2018 | Appl-CW-Top-GasDHW-GasDry-Tier1AnyDMoMH00CZ06DEER2018 | 9858
Appl-CW-Top-GasDHW-ElecDry-Tier1 | DEER2018 | D17 v3 |  | Any | DMo | MH85 | CZ06 | rDXGF | Household | 1 | 1242 | None | 345 | 0.055 | 0.69 | 151 | 0.024 | -1.41 | 345 | 0.055 | 0.69 | 151 | 0.024 | -1.41 | DEER:Res:ClothesDishWasher | Annual | 1719 |  | Appl-CW-Top-GasDHW-ElecDry-Tier1DEER2018 | Appl-CW-Top-GasDHW-ElecDry-Tier1AnyDMoMH85CZ06DEER2018 | 9859
Appl-CW-Top-GasDHW-GasDry-Tier1 | DEER2018 | D17 v3 |  | Any | MFm | 2007 | CZ06 | rDXGF | Household | 1 | 1206 | None | 55.4 | 0.013 | 12.2 | 29.2 | 0.006 | 3.48 | 55.4 | 0.013 | 12.2 | 29.2 | 0.006 | 3.48 | DEER:Res:ClothesDishWasher | Annual | 1719 |  | Appl-CW-Top-GasDHW-GasDry-Tier1DEER2018 | Appl-CW-Top-GasDHW-GasDry-Tier1AnyMFm2007CZ06DEER2018 | 9860
Appl-CW-Top-GasDHW-ElecDry-Tier1 | DEER2018 | D17 v3 |  | Any | MFm | 2007 | CZ06 | rDXGF | Household | 1 | 1206 | None | 341 | 0.051 | 0.95 | 149 | 0.022 | -1.4 | 341 | 0.051 | 0.95 | 149 | 0.022 | -1.4 | DEER:Res:ClothesDishWasher | Annual | 1719 |  | Appl-CW-Top-GasDHW-ElecDry-Tier1DEER2018 | Appl-CW-Top-GasDHW-ElecDry-Tier1AnyMFm2007CZ06DEER2018 | 9861
Appl-CW-Top-GasDHW-ElecDry-Tier1 | DEER2018 | D17 v3 |  | Any | MFm | 2007 | CZ14 | rDXGF | Household | 1 | 1094.6 | None | 346 | 0.05 | 0.96 | 152 | 0.022 | -1.24 | 346 | 0.05 | 0.96 | 152 | 0.022 | -1.24 | DEER:Res:ClothesDishWasher | Annual | 1719 |  | Appl-CW-Top-GasDHW-ElecDry-Tier1DEER2018 | Appl-CW-Top-GasDHW-ElecDry-Tier1AnyMFm2007CZ14DEER2018 | 9862
Appl-CW-Top-GasDHW-ElecDry-Tier1 | DEER2018 | D17 v3 |  | Any | MFm | 2017 | CZ06 | rDXGF | Household | 1 | 1206 | None | 342 | 0.052 | 1.17 | 150 | 0.023 | -1.19 | 342 | 0.052 | 1.17 | 150 | 0.023 | -1.19 | DEER:Res:ClothesDishWasher | Annual | 1719 |  | Appl-CW-Top-GasDHW-ElecDry-Tier1DEER2018 | Appl-CW-Top-GasDHW-ElecDry-Tier1AnyMFm2017CZ06DEER2018 | 9863
Appl-CW-Top-GasDHW-ElecDry-Tier1 | DEER2018 | D17 v3 |  | Any | MFm | 2011 | CZ14 | rDXGF | Household | 1 | 1094.6 | None | 347 | 0.05 | 1.11 | 152 | 0.022 | -1.2 | 347 | 0.05 | 1.11 | 152 | 0.022 | -1.2 | DEER:Res:ClothesDishWasher | Annual | 1719 |  | Appl-CW-Top-GasDHW-ElecDry-Tier1DEER2018 | Appl-CW-Top-GasDHW-ElecDry-Tier1AnyMFm2011CZ14DEER2018 | 9864
Appl-CW-Top-GasDHW-ElecDry-Tier1 | DEER2018 | D17 v3 |  | Any | MFm | 2003 | CZ14 | rDXGF | Household | 1 | 1094.6 | None | 349 | 0.052 | 1.01 | 153 | 0.023 | -1.24 | 349 | 0.052 | 1.01 | 153 | 0.023 | -1.24 | DEER:Res:ClothesDishWasher | Annual | 1719 |  | Appl-CW-Top-GasDHW-ElecDry-Tier1DEER2018 | Appl-CW-Top-GasDHW-ElecDry-Tier1AnyMFm2003CZ14DEER2018 | 9865
Appl-CW-Top-GasDHW-ElecDry-Tier1 | DEER2018 | D17 v3 |  | Any | DMo | MH15 | CZ14 | rDXGF | Household | 1 | 1242 | None | 347 | 0.052 | 0.36 | 152 | 0.023 | -1.52 | 347 | 0.052 | 0.36 | 152 | 0.023 | -1.52 | DEER:Res:ClothesDishWasher | Annual | 1719 |  | Appl-CW-Top-GasDHW-ElecDry-Tier1DEER2018 | Appl-CW-Top-GasDHW-ElecDry-Tier1AnyDMoMH15CZ14DEER2018 | 9866
Appl-CW-Top-GasDHW-ElecDry-Tier1 | DEER2018 | D17 v3 |  | Any | MFm | 1975 | CZ14 | rDXGF | Household | 1 | 1409.4 | None | 348 | 0.05 | 0.72 | 153 | 0.023 | -1.35 | 348 | 0.05 | 0.72 | 153 | 0.023 | -1.35 | DEER:Res:ClothesDishWasher | Annual | 1719 |  | Appl-CW-Top-GasDHW-ElecDry-Tier1DEER2018 | Appl-CW-Top-GasDHW-ElecDry-Tier1AnyMFm1975CZ14DEER2018 | 9867
Appl-CW-Top-GasDHW-GasDry-Tier1 | DEER2018 | D17 v3 |  | Any | MFm | 2015 | CZ14 | rDXGF | Household | 1 | 1094.6 | None | 61.6 | 0.013 | 12.2 | 31.4 | 0.006 | 3.44 | 61.6 | 0.013 | 12.2 | 31.4 | 0.006 | 3.44 | DEER:Res:ClothesDishWasher | Annual | 1719 |  | Appl-CW-Top-GasDHW-GasDry-Tier1DEER2018 | Appl-CW-Top-GasDHW-GasDry-Tier1AnyMFm2015CZ14DEER2018 | 9868
Appl-CW-Top-GasDHW-ElecDry-Tier1 | DEER2018 | D17 v3 |  | Any | DMo | MH00 | CZ07 | rDXGF | Household | 1 | 1242 | None | 345 | 0.054 | 0.83 | 151 | 0.024 | -1.29 | 345 | 0.054 | 0.83 | 151 | 0.024 | -1.29 | DEER:Res:ClothesDishWasher | Annual | 1719 |  | Appl-CW-Top-GasDHW-ElecDry-Tier1DEER2018 | Appl-CW-Top-GasDHW-ElecDry-Tier1AnyDMoMH00CZ07DEER2018 | 9869
Appl-CW-Top-GasDHW-ElecDry-Tier1 | DEER2018 | D17 v3 |  | Any | DMo | MH06 | CZ14 | rDXGF | Household | 1 | 1242 | None | 348 | 0.053 | 0.43 | 153 | 0.023 | -1.5 | 348 | 0.053 | 0.43 | 153 | 0.023 | -1.5 | DEER:Res:ClothesDishWasher | Annual | 1719 |  | Appl-CW-Top-GasDHW-ElecDry-Tier1DEER2018 | Appl-CW-Top-GasDHW-ElecDry-Tier1AnyDMoMH06CZ14DEER2018 | 9870
Appl-CW-Top-GasDHW-ElecDry-Tier1 | DEER2018 | D17 v3 |  | Any | DMo | MH85 | CZ07 | rDXGF | Household | 1 | 1242 | None | 348 | 0.054 | 0.91 | 152 | 0.023 | -1.26 | 348 | 0.054 | 0.91 | 152 | 0.023 | -1.26 | DEER:Res:ClothesDishWasher | Annual | 1719 |  | Appl-CW-Top-GasDHW-ElecDry-Tier1DEER2018 | Appl-CW-Top-GasDHW-ElecDry-Tier1AnyDMoMH85CZ07DEER2018 | 9871
Appl-CW-Top-GasDHW-GasDry-Tier1 | DEER2018 | D17 v3 |  | Any | MFm | 2011 | CZ06 | rDXGF | Household | 1 | 1206 | None | 55.8 | 0.013 | 12.3 | 29.2 | 0.006 | 3.47 | 55.8 | 0.013 | 12.3 | 29.2 | 0.006 | 3.47 | DEER:Res:ClothesDishWasher | Annual | 1719 |  | Appl-CW-Top-GasDHW-GasDry-Tier1DEER2018 | Appl-CW-Top-GasDHW-GasDry-Tier1AnyMFm2011CZ06DEER2018 | 9872
Appl-CW-Top-GasDHW-GasDry-Tier1 | DEER2018 | D17 v3 |  | Any | MFm | 1975 | CZ14 | rDXGF | Household | 1 | 1409.4 | None | 60.7 | 0.01 | 11.8 | 30.9 | 0.004 | 3.25 | 60.7 | 0.01 | 11.8 | 30.9 | 0.004 | 3.25 | DEER:Res:ClothesDishWasher | Annual | 1719 |  | Appl-CW-Top-GasDHW-GasDry-Tier1DEER2018 | Appl-CW-Top-GasDHW-GasDry-Tier1AnyMFm1975CZ14DEER2018 | 9873
Appl-CW-Top-GasDHW-GasDry-Tier1 | DEER2018 | D17 v3 |  | Any | MFm | 1985 | CZ06 | rDXGF | Household | 1 | 1295.2 | None | 54.4 | 0.013 | 12.1 | 29.3 | 0.009 | 3.61 | 54.4 | 0.013 | 12.1 | 29.3 | 0.009 | 3.61 | DEER:Res:ClothesDishWasher | Annual | 1719 |  | Appl-CW-Top-GasDHW-GasDry-Tier1DEER2018 | Appl-CW-Top-GasDHW-GasDry-Tier1AnyMFm1985CZ06DEER2018 | 9874
Appl-CW-Top-GasDHW-GasDry-Tier1 | DEER2018 | D17 v3 |  | Any | DMo | MH06 | CZ14 | rDXGF | Household | 1 | 1242 | None | 65.7 | 0.014 | 11.4 | 34 | 0.007 | 3.09 | 65.7 | 0.014 | 11.4 | 34 | 0.007 | 3.09 | DEER:Res:ClothesDishWasher | Annual | 1719 |  | Appl-CW-Top-GasDHW-GasDry-Tier1DEER2018 | Appl-CW-Top-GasDHW-GasDry-Tier1AnyDMoMH06CZ14DEER2018 | 9875
Appl-CW-Top-GasDHW-GasDry-Tier1 | DEER2018 | D17 v3 |  | Any | MFm | 1985 | CZ14 | rDXGF | Household | 1 | 1407.2 | None | 61.3 | 0.014 | 12 | 31.7 | 0.007 | 3.39 | 61.3 | 0.014 | 12 | 31.7 | 0.007 | 3.39 | DEER:Res:ClothesDishWasher | Annual | 1719 |  | Appl-CW-Top-GasDHW-GasDry-Tier1DEER2018 | Appl-CW-Top-GasDHW-GasDry-Tier1AnyMFm1985CZ14DEER2018 | 9876
Appl-CW-Top-GasDHW-GasDry-Tier1 | DEER2018 | D17 v3 |  | Any | MFm | 1975 | CZ06 | rDXGF | Household | 1 | 1047.7 | None | 57.5 | 0.015 | 12.2 | 29.8 | 0.007 | 3.44 | 57.5 | 0.015 | 12.2 | 29.8 | 0.007 | 3.44 | DEER:Res:ClothesDishWasher | Annual | 1719 |  | Appl-CW-Top-GasDHW-GasDry-Tier1DEER2018 | Appl-CW-Top-GasDHW-GasDry-Tier1AnyMFm1975CZ06DEER2018 | 9877
Appl-CW-Top-GasDHW-ElecDry-Tier1 | DEER2018 | D17 v3 |  | Any | MFm | 2015 | CZ14 | rDXGF | Household | 1 | 1094.6 | None | 347 | 0.051 | 1.04 | 152 | 0.023 | -1.21 | 347 | 0.051 | 1.04 | 152 | 0.023 | -1.21 | DEER:Res:ClothesDishWasher | Annual | 1719 |  | Appl-CW-Top-GasDHW-ElecDry-Tier1DEER2018 | Appl-CW-Top-GasDHW-ElecDry-Tier1AnyMFm2015CZ14DEER2018 | 9878
Appl-CW-Top-GasDHW-GasDry-Tier1 | DEER2018 | D17 v3 |  | Any | DMo | MH72 | CZ07 | rDXGF | Household | 1 | 1196 | None | 66 | 0.014 | 12.1 | 33 | 0.008 | 3.43 | 66 | 0.014 | 12.1 | 33 | 0.008 | 3.43 | DEER:Res:ClothesDishWasher | Annual | 1719 |  | Appl-CW-Top-GasDHW-GasDry-Tier1DEER2018 | Appl-CW-Top-GasDHW-GasDry-Tier1AnyDMoMH72CZ07DEER2018 | 9879
Appl-CW-Top-GasDHW-GasDry-Tier1 | DEER2018 | D17 v3 |  | Any | MFm | 2017 | CZ14 | rDXGF | Household | 1 | 1094.6 | None | 61.2 | 0.012 | 12.2 | 31.5 | 0.006 | 3.47 | 61.2 | 0.012 | 12.2 | 31.5 | 0.006 | 3.47 | DEER:Res:ClothesDishWasher | Annual | 1719 |  | Appl-CW-Top-GasDHW-GasDry-Tier1DEER2018 | Appl-CW-Top-GasDHW-GasDry-Tier1AnyMFm2017CZ14DEER2018 | 9880
Appl-CW-Top-GasDHW-GasDry-Tier1 | DEER2018 | D17 v3 |  | Any | DMo | MH00 | CZ07 | rDXGF | Household | 1 | 1242 | None | 63.1 | 0.016 | 11.7 | 32.2 | 0.008 | 3.29 | 63.1 | 0.016 | 11.7 | 32.2 | 0.008 | 3.29 | DEER:Res:ClothesDishWasher | Annual | 1719 |  | Appl-CW-Top-GasDHW-GasDry-Tier1DEER2018 | Appl-CW-Top-GasDHW-GasDry-Tier1AnyDMoMH00CZ07DEER2018 | 9881
Appl-CW-Top-GasDHW-ElecDry-Tier1 | DEER2018 | D17 v3 |  | Any | MFm | 2011 | CZ06 | rDXGF | Household | 1 | 1206 | None | 343 | 0.052 | 1.17 | 150 | 0.022 | -1.2 | 343 | 0.052 | 1.17 | 150 | 0.022 | -1.2 | DEER:Res:ClothesDishWasher | Annual | 1719 |  | Appl-CW-Top-GasDHW-ElecDry-Tier1DEER2018 | Appl-CW-Top-GasDHW-ElecDry-Tier1AnyMFm2011CZ06DEER2018 | 9882
Appl-CW-Top-GasDHW-ElecDry-Tier1 | DEER2018 | D17 v3 |  | Any | MFm | 2017 | CZ14 | rDXGF | Household | 1 | 1094.6 | None | 349 | 0.053 | 1.15 | 152 | 0.023 | -1.2 | 349 | 0.053 | 1.15 | 152 | 0.023 | -1.2 | DEER:Res:ClothesDishWasher | Annual | 1719 |  | Appl-CW-Top-GasDHW-ElecDry-Tier1DEER2018 | Appl-CW-Top-GasDHW-ElecDry-Tier1AnyMFm2017CZ14DEER2018 | 9883
Appl-CW-Top-GasDHW-GasDry-Tier1 | DEER2018 | D17 v3 |  | Any | MFm | 2015 | CZ06 | rDXGF | Household | 1 | 1206 | None | 55 | 0.013 | 12.3 | 28.8 | 0.006 | 3.46 | 55 | 0.013 | 12.3 | 28.8 | 0.006 | 3.46 | DEER:Res:ClothesDishWasher | Annual | 1719 |  | Appl-CW-Top-GasDHW-GasDry-Tier1DEER2018 | Appl-CW-Top-GasDHW-GasDry-Tier1AnyMFm2015CZ06DEER2018 | 9884
Appl-CW-Top-GasDHW-ElecDry-Tier1 | DEER2018 | D17 v3 |  | Any | DMo | MH72 | CZ07 | rDXGF | Household | 1 | 1196 | None | 349 | 0.054 | 1.15 | 153 | 0.025 | -1.17 | 349 | 0.054 | 1.15 | 153 | 0.025 | -1.17 | DEER:Res:ClothesDishWasher | Annual | 1719 |  | Appl-CW-Top-GasDHW-ElecDry-Tier1DEER2018 | Appl-CW-Top-GasDHW-ElecDry-Tier1AnyDMoMH72CZ07DEER2018 | 9885
Appl-CW-Top-GasDHW-ElecDry-Tier1 | DEER2018 | D17 v3 |  | Any | MFm | 1975 | CZ06 | rDXGF | Household | 1 | 1047.7 | None | 344 | 0.054 | 1.09 | 151 | 0.023 | -1.22 | 344 | 0.054 | 1.09 | 151 | 0.023 | -1.22 | DEER:Res:ClothesDishWasher | Annual | 1719 |  | Appl-CW-Top-GasDHW-ElecDry-Tier1DEER2018 | Appl-CW-Top-GasDHW-ElecDry-Tier1AnyMFm1975CZ06DEER2018 | 9886
Appl-CW-Top-GasDHW-GasDry-Tier1 | DEER2018 | D17 v3 |  | Any | DMo | MH15 | CZ14 | rDXGF | Household | 1 | 1242 | None | 64.4 | 0.013 | 11.3 | 33.4 | 0.007 | 3.06 | 64.4 | 0.013 | 11.3 | 33.4 | 0.007 | 3.06 | DEER:Res:ClothesDishWasher | Annual | 1719 |  | Appl-CW-Top-GasDHW-GasDry-Tier1DEER2018 | Appl-CW-Top-GasDHW-GasDry-Tier1AnyDMoMH15CZ14DEER2018 | 9887
Appl-CW-Top-GasDHW-ElecDry-Tier1 | DEER2018 | D17 v3 |  | Any | MFm | 2015 | CZ06 | rDXGF | Household | 1 | 1206 | None | 342 | 0.052 | 1.15 | 150 | 0.023 | -1.2 | 342 | 0.052 | 1.15 | 150 | 0.023 | -1.2 | DEER:Res:ClothesDishWasher | Annual | 1719 |  | Appl-CW-Top-GasDHW-ElecDry-Tier1DEER2018 | Appl-CW-Top-GasDHW-ElecDry-Tier1AnyMFm2015CZ06DEER2018 | 9888
Appl-CW-Top-GasDHW-ElecDry-Tier1 | DEER2018 | D17 v3 |  | Any | MFm | 1985 | CZ06 | rDXGF | Household | 1 | 1295.2 | None | 343 | 0.059 | 1.55 | 150 | 0.026 | -1.06 | 343 | 0.059 | 1.55 | 150 | 0.026 | -1.06 | DEER:Res:ClothesDishWasher | Annual | 1719 |  | Appl-CW-Top-GasDHW-ElecDry-Tier1DEER2018 | Appl-CW-Top-GasDHW-ElecDry-Tier1AnyMFm1985CZ06DEER2018 | 9889
Appl-CW-Top-GasDHW-GasDry-Tier1 | DEER2018 | D17 v3 |  | Any | MFm | 2017 | CZ06 | rDXGF | Household | 1 | 1206 | None | 54.5 | 0.013 | 12.2 | 28.6 | 0.006 | 3.47 | 54.5 | 0.013 | 12.2 | 28.6 | 0.006 | 3.47 | DEER:Res:ClothesDishWasher | Annual | 1719 |  | Appl-CW-Top-GasDHW-GasDry-Tier1DEER2018 | Appl-CW-Top-GasDHW-GasDry-Tier1AnyMFm2017CZ06DEER2018 | 9890
Appl-CW-Top-GasDHW-GasDry-Tier1 | DEER2018 | D17 v3 |  | Any | MFm | 2011 | CZ14 | rDXGF | Household | 1 | 1094.6 | None | 58.3 | 0.01 | 12.1 | 31.5 | 0.006 | 3.46 | 58.3 | 0.01 | 12.1 | 31.5 | 0.006 | 3.46 | DEER:Res:ClothesDishWasher | Annual | 1719 |  | Appl-CW-Top-GasDHW-GasDry-Tier1DEER2018 | Appl-CW-Top-GasDHW-GasDry-Tier1AnyMFm2011CZ14DEER2018 | 9891
Appl-CW-Top-GasDHW-GasDry-Tier1 | DEER2018 | D17 v3 |  | Any | DMo | MH85 | CZ07 | rDXGF | Household | 1 | 1242 | None | 65.6 | 0.016 | 11.8 | 33.4 | 0.008 | 3.34 | 65.6 | 0.016 | 11.8 | 33.4 | 0.008 | 3.34 | DEER:Res:ClothesDishWasher | Annual | 1719 |  | Appl-CW-Top-GasDHW-GasDry-Tier1DEER2018 | Appl-CW-Top-GasDHW-GasDry-Tier1AnyDMoMH85CZ07DEER2018 | 9892
Appl-CW-Top-GasDHW-ElecDry-Tier1 | DEER2018 | D17 v3 |  | Any | DMo | MH85 | CZ14 | rDXGF | Household | 1 | 1242 | None | 352 | 0.054 | 0.18 | 154 | 0.024 | -1.61 | 352 | 0.054 | 0.18 | 154 | 0.024 | -1.61 | DEER:Res:ClothesDishWasher | Annual | 1719 |  | Appl-CW-Top-GasDHW-ElecDry-Tier1DEER2018 | Appl-CW-Top-GasDHW-ElecDry-Tier1AnyDMoMH85CZ14DEER2018 | 9893
Appl-CW-Top-GasDHW-ElecDry-Tier1 | DEER2018 | D17 v3 |  | Any | DMo | MH00 | CZ14 | rDXGF | Household | 1 | 1242 | None | 351 | 0.055 | 0.22 | 154 | 0.024 | -1.59 | 351 | 0.055 | 0.22 | 154 | 0.024 | -1.59 | DEER:Res:ClothesDishWasher | Annual | 1719 |  | Appl-CW-Top-GasDHW-ElecDry-Tier1DEER2018 | Appl-CW-Top-GasDHW-ElecDry-Tier1AnyDMoMH00CZ14DEER2018 | 9894
Appl-CW-Top-GasDHW-GasDry-Tier1 | DEER2018 | D17 v3 |  | Any | DMo | MH00 | CZ14 | rDXGF | Household | 1 | 1242 | None | 68.5 | 0.017 | 11.1 | 35.1 | 0.008 | 2.98 | 68.5 | 0.017 | 11.1 | 35.1 | 0.008 | 2.98 | DEER:Res:ClothesDishWasher | Annual | 1719 |  | Appl-CW-Top-GasDHW-GasDry-Tier1DEER2018 | Appl-CW-Top-GasDHW-GasDry-Tier1AnyDMoMH00CZ14DEER2018 | 9895
Appl-CW-Top-GasDHW-ElecDry-Tier1 | DEER2018 | D17 v3 |  | Any | MFm | 1996 | CZ06 | rDXGF | Household | 1 | 1169.1 | None | 344 | 0.055 | 1.05 | 151 | 0.025 | -1.23 | 344 | 0.055 | 1.05 | 151 | 0.025 | -1.23 | DEER:Res:ClothesDishWasher | Annual | 1719 |  | Appl-CW-Top-GasDHW-ElecDry-Tier1DEER2018 | Appl-CW-Top-GasDHW-ElecDry-Tier1AnyMFm1996CZ06DEER2018 | 9896
Appl-CW-Top-GasDHW-GasDry-Tier1 | DEER2018 | D17 v3 |  | Any | DMo | MH72 | CZ14 | rDXGF | Household | 1 | 1196 | None | 68.7 | 0.017 | 11.7 | 35.2 | 0.009 | 3.26 | 68.7 | 0.017 | 11.7 | 35.2 | 0.009 | 3.26 | DEER:Res:ClothesDishWasher | Annual | 1719 |  | Appl-CW-Top-GasDHW-GasDry-Tier1DEER2018 | Appl-CW-Top-GasDHW-GasDry-Tier1AnyDMoMH72CZ14DEER2018 | 9897
Appl-CW-Top-GasDHW-GasDry-Tier1 | DEER2018 | D17 v3 |  | Any | DMo | MH06 | CZ07 | rDXGF | Household | 1 | 1242 | None | 69.4 | 0.014 | 12.7 | 35.8 | 0.008 | 3.78 | 69.4 | 0.014 | 12.7 | 35.8 | 0.008 | 3.78 | DEER:Res:ClothesDishWasher | Annual | 1719 |  | Appl-CW-Top-GasDHW-GasDry-Tier1DEER2018 | Appl-CW-Top-GasDHW-GasDry-Tier1AnyDMoMH06CZ07DEER2018 | 9898
Appl-CW-Top-GasDHW-GasDry-Tier1 | DEER2018 | D17 v3 |  | Any | MFm | 1996 | CZ06 | rDXGF | Household | 1 | 1169.1 | None | 57.3 | 0.015 | 12.1 | 30.1 | 0.008 | 3.43 | 57.3 | 0.015 | 12.1 | 30.1 | 0.008 | 3.43 | DEER:Res:ClothesDishWasher | Annual | 1719 |  | Appl-CW-Top-GasDHW-GasDry-Tier1DEER2018 | Appl-CW-Top-GasDHW-GasDry-Tier1AnyMFm1996CZ06DEER2018 | 9899
Appl-CW-Top-GasDHW-GasDry-Tier1 | DEER2018 | D17 v3 |  | Any | DMo | MH85 | CZ14 | rDXGF | Household | 1 | 1242 | None | 69.8 | 0.016 | 11.1 | 35.5 | 0.008 | 2.97 | 69.8 | 0.016 | 11.1 | 35.5 | 0.008 | 2.97 | DEER:Res:ClothesDishWasher | Annual | 1719 |  | Appl-CW-Top-GasDHW-GasDry-Tier1DEER2018 | Appl-CW-Top-GasDHW-GasDry-Tier1AnyDMoMH85CZ14DEER2018 | 9900
Appl-CW-Top-GasDHW-GasDry-Tier1 | DEER2018 | D17 v3 |  | Any | MFm | 2003 | CZ14 | rDXGF | Household | 1 | 1094.6 | None | 62.3 | 0.012 | 12.1 | 32.3 | 0.006 | 3.42 | 62.3 | 0.012 | 12.1 | 32.3 | 0.006 | 3.42 | DEER:Res:ClothesDishWasher | Annual | 1719 |  | Appl-CW-Top-GasDHW-GasDry-Tier1DEER2018 | Appl-CW-Top-GasDHW-GasDry-Tier1AnyMFm2003CZ14DEER2018 | 9901
Appl-CW-Top-GasDHW-ElecDry-Tier1 | DEER2018 | D17 v3 |  | Any | MFm | 1985 | CZ14 | rDXGF | Household | 1 | 1407.2 | None | 348 | 0.053 | 0.93 | 153 | 0.023 | -1.28 | 348 | 0.053 | 0.93 | 153 | 0.023 | -1.28 | DEER:Res:ClothesDishWasher | Annual | 1719 |  | Appl-CW-Top-GasDHW-ElecDry-Tier1DEER2018 | Appl-CW-Top-GasDHW-ElecDry-Tier1AnyMFm1985CZ14DEER2018 | 9902
Appl-CW-Top-GasDHW-ElecDry-Tier1 | DEER2018 | D17 v3 |  | Any | MFm | 2003 | CZ06 | rDXGF | Household | 1 | 1206 | None | 343 | 0.055 | 1.25 | 150 | 0.024 | -1.15 | 343 | 0.055 | 1.25 | 150 | 0.024 | -1.15 | DEER:Res:ClothesDishWasher | Annual | 1719 |  | Appl-CW-Top-GasDHW-ElecDry-Tier1DEER2018 | Appl-CW-Top-GasDHW-ElecDry-Tier1AnyMFm2003CZ06DEER2018 | 9903
Appl-CW-Top-GasDHW-ElecDry-Tier1 | DEER2018 | D17 v3 |  | Any | DMo | MH15 | CZ07 | rDXGF | Household | 1 | 1242 | None | 348 | 0.052 | 1.66 | 153 | 0.023 | -0.88 | 348 | 0.052 | 1.66 | 153 | 0.023 | -0.88 | DEER:Res:ClothesDishWasher | Annual | 1719 |  | Appl-CW-Top-GasDHW-ElecDry-Tier1DEER2018 | Appl-CW-Top-GasDHW-ElecDry-Tier1AnyDMoMH15CZ07DEER2018 | 9904
Appl-CW-Top-GasDHW-ElecDry-Tier1 | DEER2018 | D17 v3 |  | Any | DMo | MH72 | CZ14 | rDXGF | Household | 1 | 1196 | None | 351 | 0.056 | 0.77 | 154 | 0.025 | -1.34 | 351 | 0.056 | 0.77 | 154 | 0.025 | -1.34 | DEER:Res:ClothesDishWasher | Annual | 1719 |  | Appl-CW-Top-GasDHW-ElecDry-Tier1DEER2018 | Appl-CW-Top-GasDHW-ElecDry-Tier1AnyDMoMH72CZ14DEER2018 | 9905
Appl-CW-Top-GasDHW-ElecDry-Tier1 | DEER2018 | D17 v3 |  | Any | MFm | 2007 | CZ07 | rDXGF | Household | 1 | 1206 | None | 344 | 0.049 | 1.15 | 150 | 0.021 | -1.21 | 344 | 0.049 | 1.15 | 150 | 0.021 | -1.21 | DEER:Res:ClothesDishWasher | Annual | 1719 |  | Appl-CW-Top-GasDHW-ElecDry-Tier1DEER2018 | Appl-CW-Top-GasDHW-ElecDry-Tier1AnyMFm2007CZ07DEER2018 | 9906
Appl-CW-Top-GasDHW-GasDry-Tier1 | DEER2018 | D17 v3 |  | Any | DMo | MH15 | CZ07 | rDXGF | Household | 1 | 1242 | None | 65.7 | 0.013 | 12.6 | 33.9 | 0.007 | 3.72 | 65.7 | 0.013 | 12.6 | 33.9 | 0.007 | 3.72 | DEER:Res:ClothesDishWasher | Annual | 1719 |  | Appl-CW-Top-GasDHW-GasDry-Tier1DEER2018 | Appl-CW-Top-GasDHW-GasDry-Tier1AnyDMoMH15CZ07DEER2018 | 9907
Appl-CW-Top-GasDHW-ElecDry-Tier1 | DEER2018 | D17 v3 |  | Any | DMo | MH06 | CZ07 | rDXGF | Household | 1 | 1242 | None | 352 | 0.053 | 1.76 | 155 | 0.024 | -0.84 | 352 | 0.053 | 1.76 | 155 | 0.024 | -0.84 | DEER:Res:ClothesDishWasher | Annual | 1719 |  | Appl-CW-Top-GasDHW-ElecDry-Tier1DEER2018 | Appl-CW-Top-GasDHW-ElecDry-Tier1AnyDMoMH06CZ07DEER2018 | 9908
Appl-CW-Top-GasDHW-GasDry-Tier1 | DEER2018 | D17 v3 |  | Any | MFm | 2011 | CZ07 | rDXGF | Household | 1 | 1206 | None | 61.6 | 0.012 | 12.5 | 31.9 | 0.006 | 3.62 | 61.6 | 0.012 | 12.5 | 31.9 | 0.006 | 3.62 | DEER:Res:ClothesDishWasher | Annual | 1719 |  | Appl-CW-Top-GasDHW-GasDry-Tier1DEER2018 | Appl-CW-Top-GasDHW-GasDry-Tier1AnyMFm2011CZ07DEER2018 | 9909
Appl-CW-Top-GasDHW-GasDry-Tier1 | DEER2018 | D17 v3 |  | Any | MFm | 2003 | CZ06 | rDXGF | Household | 1 | 1206 | None | 55.6 | 0.017 | 12.4 | 29 | 0.008 | 3.5 | 55.6 | 0.017 | 12.4 | 29 | 0.008 | 3.5 | DEER:Res:ClothesDishWasher | Annual | 1719 |  | Appl-CW-Top-GasDHW-GasDry-Tier1DEER2018 | Appl-CW-Top-GasDHW-GasDry-Tier1AnyMFm2003CZ06DEER2018 | 9910
Appl-CW-Top-GasDHW-ElecDry-Tier1 | DEER2018 | D17 v3 |  | Any | MFm | 2017 | CZ07 | rDXGF | Household | 1 | 1206 | None | 346 | 0.051 | 1.38 | 152 | 0.022 | -1.07 | 346 | 0.051 | 1.38 | 152 | 0.022 | -1.07 | DEER:Res:ClothesDishWasher | Annual | 1719 |  | Appl-CW-Top-GasDHW-ElecDry-Tier1DEER2018 | Appl-CW-Top-GasDHW-ElecDry-Tier1AnyMFm2017CZ07DEER2018 | 9911
Appl-CW-Top-GasDHW-GasDry-Tier1 | DEER2018 | D17 v3 |  | Any | MFm | 2015 | CZ07 | rDXGF | Household | 1 | 1206 | None | 59.8 | 0.012 | 12.5 | 30.9 | 0.006 | 3.59 | 59.8 | 0.012 | 12.5 | 30.9 | 0.006 | 3.59 | DEER:Res:ClothesDishWasher | Annual | 1719 |  | Appl-CW-Top-GasDHW-GasDry-Tier1DEER2018 | Appl-CW-Top-GasDHW-GasDry-Tier1AnyMFm2015CZ07DEER2018 | 9912
Appl-CW-Top-GasDHW-GasDry-Tier1 | DEER2018 | D17 v3 |  | Any | MFm | 2007 | CZ07 | rDXGF | Household | 1 | 1206 | None | 56.8 | 0.009 | 12.2 | 27.6 | 0.002 | 3.29 | 56.8 | 0.009 | 12.2 | 27.6 | 0.002 | 3.29 | DEER:Res:ClothesDishWasher | Annual | 1719 |  | Appl-CW-Top-GasDHW-GasDry-Tier1DEER2018 | Appl-CW-Top-GasDHW-GasDry-Tier1AnyMFm2007CZ07DEER2018 | 9913
Appl-CW-Top-GasDHW-ElecDry-Tier1 | DEER2018 | D17 v3 |  | Any | MFm | 2011 | CZ07 | rDXGF | Household | 1 | 1206 | None | 348 | 0.051 | 1.41 | 153 | 0.022 | -1.05 | 348 | 0.051 | 1.41 | 153 | 0.022 | -1.05 | DEER:Res:ClothesDishWasher | Annual | 1719 |  | Appl-CW-Top-GasDHW-ElecDry-Tier1DEER2018 | Appl-CW-Top-GasDHW-ElecDry-Tier1AnyMFm2011CZ07DEER2018 | 9914
Appl-CW-Top-GasDHW-GasDry-Tier1 | DEER2018 | D17 v3 |  | Any | MFm | 2017 | CZ07 | rDXGF | Household | 1 | 1206 | None | 59.4 | 0.011 | 12.5 | 31.1 | 0.006 | 3.6 | 59.4 | 0.011 | 12.5 | 31.1 | 0.006 | 3.6 | DEER:Res:ClothesDishWasher | Annual | 1719 |  | Appl-CW-Top-GasDHW-GasDry-Tier1DEER2018 | Appl-CW-Top-GasDHW-GasDry-Tier1AnyMFm2017CZ07DEER2018 | 9915
Appl-CW-Top-GasDHW-ElecDry-Tier1 | DEER2018 | D17 v3 |  | Any | MFm | 2015 | CZ07 | rDXGF | Household | 1 | 1206 | None | 346 | 0.051 | 1.38 | 152 | 0.022 | -1.07 | 346 | 0.051 | 1.38 | 152 | 0.022 | -1.07 | DEER:Res:ClothesDishWasher | Annual | 1719 |  | Appl-CW-Top-GasDHW-ElecDry-Tier1DEER2018 | Appl-CW-Top-GasDHW-ElecDry-Tier1AnyMFm2015CZ07DEER2018 | 9916
Appl-CW-Top-GasDHW-GasDry-Tier1 | DEER2018 | D17 v3 |  | Any | MFm | 1996 | CZ14 | rDXGF | Household | 1 | 1086 | None | 62.8 | 0.011 | 12.1 | 32.8 | 0.006 | 3.46 | 62.8 | 0.011 | 12.1 | 32.8 | 0.006 | 3.46 | DEER:Res:ClothesDishWasher | Annual | 1719 |  | Appl-CW-Top-GasDHW-GasDry-Tier1DEER2018 | Appl-CW-Top-GasDHW-GasDry-Tier1AnyMFm1996CZ14DEER2018 | 9917
Appl-CW-Top-GasDHW-ElecDry-Tier1 | DEER2018 | D17 v3 |  | Any | MFm | 2007 | CZ11 | rDXGF | Household | 1 | 1073.2 | None | 346 | 0.051 | 0.94 | 154 | 0.024 | -1.15 | 346 | 0.051 | 0.94 | 154 | 0.024 | -1.15 | DEER:Res:ClothesDishWasher | Annual | 1719 |  | Appl-CW-Top-GasDHW-ElecDry-Tier1DEER2018 | Appl-CW-Top-GasDHW-ElecDry-Tier1AnyMFm2007CZ11DEER2018 | 9918
Appl-CW-Top-GasDHW-GasDry-Tier1 | DEER2018 | D17 v3 |  | Any | MFm | 2007 | CZ14 | rDXGF | Household | 1 | 1094.6 | None | 74.3 | 0.004 | 13.2 | 31.6 | 0.006 | 3.44 | 74.3 | 0.004 | 13.2 | 31.6 | 0.006 | 3.44 | DEER:Res:ClothesDishWasher | Annual | 1719 |  | Appl-CW-Top-GasDHW-GasDry-Tier1DEER2018 | Appl-CW-Top-GasDHW-GasDry-Tier1AnyMFm2007CZ14DEER2018 | 9919
Appl-CW-Top-GasDHW-GasDry-Tier1 | DEER2018 | D17 v3 |  | Any | MFm | 2007 | CZ11 | rDXGF | Household | 1 | 1073.2 | None | 58.5 | 0.011 | 12 | 35.8 | 0.01 | 3.63 | 58.5 | 0.011 | 12 | 35.8 | 0.01 | 3.63 | DEER:Res:ClothesDishWasher | Annual | 1719 |  | Appl-CW-Top-GasDHW-GasDry-Tier1DEER2018 | Appl-CW-Top-GasDHW-GasDry-Tier1AnyMFm2007CZ11DEER2018 | 9920
Appl-CW-Top-GasDHW-GasDry-Tier1 | DEER2018 | D17 v3 |  | Any | MFm | 2011 | CZ11 | rDXGF | Household | 1 | 1073.2 | None | 59.6 | 0.012 | 12.1 | 30.7 | 0.005 | 3.45 | 59.6 | 0.012 | 12.1 | 30.7 | 0.005 | 3.45 | DEER:Res:ClothesDishWasher | Annual | 1719 |  | Appl-CW-Top-GasDHW-GasDry-Tier1DEER2018 | Appl-CW-Top-GasDHW-GasDry-Tier1AnyMFm2011CZ11DEER2018 | 9921
Appl-CW-Top-GasDHW-ElecDry-Tier1 | DEER2018 | D17 v3 |  | Any | MFm | 1996 | CZ14 | rDXGF | Household | 1 | 1086 | None | 350 | 0.051 | 1.08 | 154 | 0.022 | -1.19 | 350 | 0.051 | 1.08 | 154 | 0.022 | -1.19 | DEER:Res:ClothesDishWasher | Annual | 1719 |  | Appl-CW-Top-GasDHW-ElecDry-Tier1DEER2018 | Appl-CW-Top-GasDHW-ElecDry-Tier1AnyMFm1996CZ14DEER2018 | 9922
Appl-CW-Top-GasDHW-GasDry-Tier1 | DEER2018 | D17 v3 |  | Any | MFm | 1975 | CZ11 | rDXGF | Household | 1 | 1098.9 | None | 58.1 | 0.016 | 11.8 | 30.3 | 0.008 | 3.27 | 58.1 | 0.016 | 11.8 | 30.3 | 0.008 | 3.27 | DEER:Res:ClothesDishWasher | Annual | 1719 |  | Appl-CW-Top-GasDHW-GasDry-Tier1DEER2018 | Appl-CW-Top-GasDHW-GasDry-Tier1AnyMFm1975CZ11DEER2018 | 9923
Appl-CW-Top-GasDHW-ElecDry-Tier1 | DEER2018 | D17 v3 |  | Any | MFm | 2003 | CZ07 | rDXGF | Household | 1 | 1206 | None | 347 | 0.052 | 1.35 | 152 | 0.023 | -1.05 | 347 | 0.052 | 1.35 | 152 | 0.023 | -1.05 | DEER:Res:ClothesDishWasher | Annual | 1719 |  | Appl-CW-Top-GasDHW-ElecDry-Tier1DEER2018 | Appl-CW-Top-GasDHW-ElecDry-Tier1AnyMFm2003CZ07DEER2018 | 9924
Appl-CW-Top-GasDHW-ElecDry-Tier1 | DEER2018 | D17 v3 |  | Any | MFm | 1985 | CZ07 | rDXGF | Household | 1 | 1295.2 | None | 342 | 0.052 | 1.33 | 150 | 0.022 | -1.09 | 342 | 0.052 | 1.33 | 150 | 0.022 | -1.09 | DEER:Res:ClothesDishWasher | Annual | 1719 |  | Appl-CW-Top-GasDHW-ElecDry-Tier1DEER2018 | Appl-CW-Top-GasDHW-ElecDry-Tier1AnyMFm1985CZ07DEER2018 | 9925
Appl-CW-Top-GasDHW-ElecDry-Tier1 | DEER2018 | D17 v3 |  | Any | DMo | MH00 | CZ11 | rDXGF | Household | 1 | 1242 | None | 349 | 0.058 | 0.3 | 153 | 0.026 | -1.55 | 349 | 0.058 | 0.3 | 153 | 0.026 | -1.55 | DEER:Res:ClothesDishWasher | Annual | 1719 |  | Appl-CW-Top-GasDHW-ElecDry-Tier1DEER2018 | Appl-CW-Top-GasDHW-ElecDry-Tier1AnyDMoMH00CZ11DEER2018 | 9926
Appl-CW-Top-GasDHW-GasDry-Tier1 | DEER2018 | D17 v3 |  | Any | DMo | MH15 | CZ11 | rDXGF | Household | 1 | 1242 | None | 62.5 | 0.013 | 11.4 | 32.4 | 0.007 | 3.09 | 62.5 | 0.013 | 11.4 | 32.4 | 0.007 | 3.09 | DEER:Res:ClothesDishWasher | Annual | 1719 |  | Appl-CW-Top-GasDHW-GasDry-Tier1DEER2018 | Appl-CW-Top-GasDHW-GasDry-Tier1AnyDMoMH15CZ11DEER2018 | 9927
Appl-CW-Top-GasDHW-ElecDry-Tier1 | DEER2018 | D17 v3 |  | Any | DMo | MH06 | CZ11 | rDXGF | Household | 1 | 1242 | None | 346 | 0.056 | 0.65 | 152 | 0.025 | -1.38 | 346 | 0.056 | 0.65 | 152 | 0.025 | -1.38 | DEER:Res:ClothesDishWasher | Annual | 1719 |  | Appl-CW-Top-GasDHW-ElecDry-Tier1DEER2018 | Appl-CW-Top-GasDHW-ElecDry-Tier1AnyDMoMH06CZ11DEER2018 | 9928
Appl-CW-Top-GasDHW-GasDry-Tier1 | DEER2018 | D17 v3 |  | Any | MFm | 2015 | CZ11 | rDXGF | Household | 1 | 1073.2 | None | 58.6 | 0.011 | 12.1 | 30.4 | 0.005 | 3.45 | 58.6 | 0.011 | 12.1 | 30.4 | 0.005 | 3.45 | DEER:Res:ClothesDishWasher | Annual | 1719 |  | Appl-CW-Top-GasDHW-GasDry-Tier1DEER2018 | Appl-CW-Top-GasDHW-GasDry-Tier1AnyMFm2015CZ11DEER2018 | 9929
Appl-CW-Top-GasDHW-ElecDry-Tier1 | DEER2018 | D17 v3 |  | Any | DMo | MH85 | CZ11 | rDXGF | Household | 1 | 1242 | None | 349 | 0.056 | 0.16 | 153 | 0.025 | -1.61 | 349 | 0.056 | 0.16 | 153 | 0.025 | -1.61 | DEER:Res:ClothesDishWasher | Annual | 1719 |  | Appl-CW-Top-GasDHW-ElecDry-Tier1DEER2018 | Appl-CW-Top-GasDHW-ElecDry-Tier1AnyDMoMH85CZ11DEER2018 | 9930
Appl-CW-Top-GasDHW-GasDry-Tier1 | DEER2018 | D17 v3 |  | Any | DMo | MH72 | CZ11 | rDXGF | Household | 1 | 1196 | None | 66.4 | 0.018 | 11.6 | 34.2 | 0.009 | 3.25 | 66.4 | 0.018 | 11.6 | 34.2 | 0.009 | 3.25 | DEER:Res:ClothesDishWasher | Annual | 1719 |  | Appl-CW-Top-GasDHW-GasDry-Tier1DEER2018 | Appl-CW-Top-GasDHW-GasDry-Tier1AnyDMoMH72CZ11DEER2018 | 9931
Appl-CW-Top-GasDHW-GasDry-Tier1 | DEER2018 | D17 v3 |  | Any | MFm | 2003 | CZ11 | rDXGF | Household | 1 | 1073.2 | None | 60.9 | 0.013 | 12 | 31.6 | 0.007 | 3.4 | 60.9 | 0.013 | 12 | 31.6 | 0.007 | 3.4 | DEER:Res:ClothesDishWasher | Annual | 1719 |  | Appl-CW-Top-GasDHW-GasDry-Tier1DEER2018 | Appl-CW-Top-GasDHW-GasDry-Tier1AnyMFm2003CZ11DEER2018 | 9932
Appl-CW-Top-GasDHW-ElecDry-Tier1 | DEER2018 | D17 v3 |  | Any | DMo | MH72 | CZ11 | rDXGF | Household | 1 | 1196 | None | 349 | 0.056 | 0.7 | 153 | 0.025 | -1.34 | 349 | 0.056 | 0.7 | 153 | 0.025 | -1.34 | DEER:Res:ClothesDishWasher | Annual | 1719 |  | Appl-CW-Top-GasDHW-ElecDry-Tier1DEER2018 | Appl-CW-Top-GasDHW-ElecDry-Tier1AnyDMoMH72CZ11DEER2018 | 9933
Appl-CW-Top-GasDHW-ElecDry-Tier1 | DEER2018 | D17 v3 |  | Any | MFm | 2015 | CZ11 | rDXGF | Household | 1 | 1073.2 | None | 345 | 0.051 | 1.05 | 151 | 0.023 | -1.21 | 345 | 0.051 | 1.05 | 151 | 0.023 | -1.21 | DEER:Res:ClothesDishWasher | Annual | 1719 |  | Appl-CW-Top-GasDHW-ElecDry-Tier1DEER2018 | Appl-CW-Top-GasDHW-ElecDry-Tier1AnyMFm2015CZ11DEER2018 | 9934
Appl-CW-Top-GasDHW-ElecDry-Tier1 | DEER2018 | D17 v3 |  | Any | MFm | 2017 | CZ11 | rDXGF | Household | 1 | 1073.2 | None | 345 | 0.051 | 1.09 | 151 | 0.022 | -1.2 | 345 | 0.051 | 1.09 | 151 | 0.022 | -1.2 | DEER:Res:ClothesDishWasher | Annual | 1719 |  | Appl-CW-Top-GasDHW-ElecDry-Tier1DEER2018 | Appl-CW-Top-GasDHW-ElecDry-Tier1AnyMFm2017CZ11DEER2018 | 9935
Appl-CW-Top-GasDHW-ElecDry-Tier1 | DEER2018 | D17 v3 |  | Any | MFm | 2011 | CZ11 | rDXGF | Household | 1 | 1073.2 | None | 346 | 0.052 | 1.05 | 152 | 0.023 | -1.21 | 346 | 0.052 | 1.05 | 152 | 0.023 | -1.21 | DEER:Res:ClothesDishWasher | Annual | 1719 |  | Appl-CW-Top-GasDHW-ElecDry-Tier1DEER2018 | Appl-CW-Top-GasDHW-ElecDry-Tier1AnyMFm2011CZ11DEER2018 | 9936
Appl-CW-Top-GasDHW-GasDry-Tier1 | DEER2018 | D17 v3 |  | Any | DMo | MH85 | CZ11 | rDXGF | Household | 1 | 1242 | None | 66.2 | 0.018 | 11 | 34.1 | 0.009 | 2.97 | 66.2 | 0.018 | 11 | 34.1 | 0.009 | 2.97 | DEER:Res:ClothesDishWasher | Annual | 1719 |  | Appl-CW-Top-GasDHW-GasDry-Tier1DEER2018 | Appl-CW-Top-GasDHW-GasDry-Tier1AnyDMoMH85CZ11DEER2018 | 9937
Appl-CW-Top-GasDHW-ElecDry-Tier1 | DEER2018 | D17 v3 |  | Any | DMo | MH15 | CZ11 | rDXGF | Household | 1 | 1242 | None | 345 | 0.052 | 0.47 | 151 | 0.023 | -1.48 | 345 | 0.052 | 0.47 | 151 | 0.023 | -1.48 | DEER:Res:ClothesDishWasher | Annual | 1719 |  | Appl-CW-Top-GasDHW-ElecDry-Tier1DEER2018 | Appl-CW-Top-GasDHW-ElecDry-Tier1AnyDMoMH15CZ11DEER2018 | 9938
Appl-CW-Top-GasDHW-GasDry-Tier1 | DEER2018 | D17 v3 |  | Any | DMo | MH06 | CZ11 | rDXGF | Household | 1 | 1242 | None | 63.6 | 0.017 | 11.6 | 33.2 | 0.009 | 3.21 | 63.6 | 0.017 | 11.6 | 33.2 | 0.009 | 3.21 | DEER:Res:ClothesDishWasher | Annual | 1719 |  | Appl-CW-Top-GasDHW-GasDry-Tier1DEER2018 | Appl-CW-Top-GasDHW-GasDry-Tier1AnyDMoMH06CZ11DEER2018 | 9939
Appl-CW-Top-GasDHW-GasDry-Tier1 | DEER2018 | D17 v3 |  | Any | DMo | MH00 | CZ11 | rDXGF | Household | 1 | 1242 | None | 66.9 | 0.02 | 11.2 | 34.3 | 0.01 | 3.03 | 66.9 | 0.02 | 11.2 | 34.3 | 0.01 | 3.03 | DEER:Res:ClothesDishWasher | Annual | 1719 |  | Appl-CW-Top-GasDHW-GasDry-Tier1DEER2018 | Appl-CW-Top-GasDHW-GasDry-Tier1AnyDMoMH00CZ11DEER2018 | 9940
Appl-CW-Top-GasDHW-ElecDry-Tier1 | DEER2018 | D17 v3 |  | Any | MFm | 2003 | CZ11 | rDXGF | Household | 1 | 1073.2 | None | 348 | 0.052 | 0.94 | 152 | 0.023 | -1.26 | 348 | 0.052 | 0.94 | 152 | 0.023 | -1.26 | DEER:Res:ClothesDishWasher | Annual | 1719 |  | Appl-CW-Top-GasDHW-ElecDry-Tier1DEER2018 | Appl-CW-Top-GasDHW-ElecDry-Tier1AnyMFm2003CZ11DEER2018 | 9941
Appl-CW-Top-GasDHW-GasDry-Tier1 | DEER2018 | D17 v3 |  | Any | MFm | 2003 | CZ07 | rDXGF | Household | 1 | 1206 | None | 59.2 | 0.011 | 12.4 | 30.7 | 0.006 | 3.57 | 59.2 | 0.011 | 12.4 | 30.7 | 0.006 | 3.57 | DEER:Res:ClothesDishWasher | Annual | 1719 |  | Appl-CW-Top-GasDHW-GasDry-Tier1DEER2018 | Appl-CW-Top-GasDHW-GasDry-Tier1AnyMFm2003CZ07DEER2018 | 9942
Appl-CW-Top-GasDHW-GasDry-Tier1 | DEER2018 | D17 v3 |  | Any | MFm | 2017 | CZ11 | rDXGF | Household | 1 | 1073.2 | None | 58.4 | 0.012 | 12.2 | 30 | 0.006 | 3.46 | 58.4 | 0.012 | 12.2 | 30 | 0.006 | 3.46 | DEER:Res:ClothesDishWasher | Annual | 1719 |  | Appl-CW-Top-GasDHW-GasDry-Tier1DEER2018 | Appl-CW-Top-GasDHW-GasDry-Tier1AnyMFm2017CZ11DEER2018 | 9943
Appl-CW-Top-GasDHW-GasDry-Tier1 | DEER2018 | D17 v3 |  | Any | DMo | MH00 | CZ08 | rDXGF | Household | 1 | 1242 | None | 65.9 | 0.016 | 11.7 | 33.9 | 0.008 | 3.3 | 65.9 | 0.016 | 11.7 | 33.9 | 0.008 | 3.3 | DEER:Res:ClothesDishWasher | Annual | 1719 |  | Appl-CW-Top-GasDHW-GasDry-Tier1DEER2018 | Appl-CW-Top-GasDHW-GasDry-Tier1AnyDMoMH00CZ08DEER2018 | 9944
Appl-CW-Top-GasDHW-ElecDry-Tier1 | DEER2018 | D17 v3 |  | Any | DMo | MH72 | CZ08 | rDXGF | Household | 1 | 1196 | None | 351 | 0.056 | 1.17 | 154 | 0.025 | -1.11 | 351 | 0.056 | 1.17 | 154 | 0.025 | -1.11 | DEER:Res:ClothesDishWasher | Annual | 1719 |  | Appl-CW-Top-GasDHW-ElecDry-Tier1DEER2018 | Appl-CW-Top-GasDHW-ElecDry-Tier1AnyDMoMH72CZ08DEER2018 | 9945
Appl-CW-Top-GasDHW-GasDry-Tier1 | DEER2018 | D17 v3 |  | Any | DMo | MH15 | CZ09 | rDXGF | Household | 1 | 1242 | None | 63.7 | 0.013 | 11.9 | 33 | 0.007 | 3.39 | 63.7 | 0.013 | 11.9 | 33 | 0.007 | 3.39 | DEER:Res:ClothesDishWasher | Annual | 1719 |  | Appl-CW-Top-GasDHW-GasDry-Tier1DEER2018 | Appl-CW-Top-GasDHW-GasDry-Tier1AnyDMoMH15CZ09DEER2018 | 9946
Appl-CW-Top-GasDHW-ElecDry-Tier1 | DEER2018 | D17 v3 |  | Any | DMo | MH06 | CZ09 | rDXGF | Household | 1 | 1242 | None | 348 | 0.053 | 1.05 | 152 | 0.023 | -1.18 | 348 | 0.053 | 1.05 | 152 | 0.023 | -1.18 | DEER:Res:ClothesDishWasher | Annual | 1719 |  | Appl-CW-Top-GasDHW-ElecDry-Tier1DEER2018 | Appl-CW-Top-GasDHW-ElecDry-Tier1AnyDMoMH06CZ09DEER2018 | 9947
Appl-CW-Top-GasDHW-ElecDry-Tier1 | DEER2018 | D17 v3 |  | Any | DMo | MH06 | CZ08 | rDXGF | Household | 1 | 1242 | None | 351 | 0.053 | 1.29 | 154 | 0.024 | -1.08 | 351 | 0.053 | 1.29 | 154 | 0.024 | -1.08 | DEER:Res:ClothesDishWasher | Annual | 1719 |  | Appl-CW-Top-GasDHW-ElecDry-Tier1DEER2018 | Appl-CW-Top-GasDHW-ElecDry-Tier1AnyDMoMH06CZ08DEER2018 | 9948
Appl-CW-Top-GasDHW-GasDry-Tier1 | DEER2018 | D17 v3 |  | Any | MFm | 1985 | CZ11 | rDXGF | Household | 1 | 1150 | None | 58.3 | 0.015 | 11.8 | 30.4 | 0.008 | 3.28 | 58.3 | 0.015 | 11.8 | 30.4 | 0.008 | 3.28 | DEER:Res:ClothesDishWasher | Annual | 1719 |  | Appl-CW-Top-GasDHW-GasDry-Tier1DEER2018 | Appl-CW-Top-GasDHW-GasDry-Tier1AnyMFm1985CZ11DEER2018 | 9949
Appl-CW-Top-GasDHW-ElecDry-Tier1 | DEER2018 | D17 v3 |  | Any | MFm | 1985 | CZ09 | rDXGF | Household | 1 | 1438.9 | None | 348 | 0.053 | 1.01 | 152 | 0.023 | -1.22 | 348 | 0.053 | 1.01 | 152 | 0.023 | -1.22 | DEER:Res:ClothesDishWasher | Annual | 1719 |  | Appl-CW-Top-GasDHW-ElecDry-Tier1DEER2018 | Appl-CW-Top-GasDHW-ElecDry-Tier1AnyMFm1985CZ09DEER2018 | 9950
Appl-CW-Top-GasDHW-GasDry-Tier1 | DEER2018 | D17 v3 |  | Any | MFm | 1975 | CZ07 | rDXGF | Household | 1 | 1047.7 | None | 55.2 | 0.012 | 12.5 | 28.2 | 0.005 | 3.6 | 55.2 | 0.012 | 12.5 | 28.2 | 0.005 | 3.6 | DEER:Res:ClothesDishWasher | Annual | 1719 |  | Appl-CW-Top-GasDHW-GasDry-Tier1DEER2018 | Appl-CW-Top-GasDHW-GasDry-Tier1AnyMFm1975CZ07DEER2018 | 9951
Appl-CW-Top-GasDHW-GasDry-Tier1 | DEER2018 | D17 v3 |  | Any | DMo | MH06 | CZ09 | rDXGF | Household | 1 | 1242 | None | 64.8 | 0.015 | 12 | 33.4 | 0.007 | 3.42 | 64.8 | 0.015 | 12 | 33.4 | 0.007 | 3.42 | DEER:Res:ClothesDishWasher | Annual | 1719 |  | Appl-CW-Top-GasDHW-GasDry-Tier1DEER2018 | Appl-CW-Top-GasDHW-GasDry-Tier1AnyDMoMH06CZ09DEER2018 | 9952
Appl-CW-Top-GasDHW-ElecDry-Tier1 | DEER2018 | D17 v3 |  | Any | DMo | MH00 | CZ08 | rDXGF | Household | 1 | 1242 | None | 349 | 0.055 | 0.78 | 153 | 0.024 | -1.31 | 349 | 0.055 | 0.78 | 153 | 0.024 | -1.31 | DEER:Res:ClothesDishWasher | Annual | 1719 |  | Appl-CW-Top-GasDHW-ElecDry-Tier1DEER2018 | Appl-CW-Top-GasDHW-ElecDry-Tier1AnyDMoMH00CZ08DEER2018 | 9953
Appl-CW-Top-GasDHW-GasDry-Tier1 | DEER2018 | D17 v3 |  | Any | DMo | MH72 | CZ08 | rDXGF | Household | 1 | 1196 | None | 68.5 | 0.017 | 12.1 | 35 | 0.008 | 3.5 | 68.5 | 0.017 | 12.1 | 35 | 0.008 | 3.5 | DEER:Res:ClothesDishWasher | Annual | 1719 |  | Appl-CW-Top-GasDHW-GasDry-Tier1DEER2018 | Appl-CW-Top-GasDHW-GasDry-Tier1AnyDMoMH72CZ08DEER2018 | 9954
Appl-CW-Top-GasDHW-ElecDry-Tier1 | DEER2018 | D17 v3 |  | Any | MFm | 1975 | CZ07 | rDXGF | Household | 1 | 1047.7 | None | 340 | 0.05 | 1.07 | 147 | 0.021 | -1.36 | 340 | 0.05 | 1.07 | 147 | 0.021 | -1.36 | DEER:Res:ClothesDishWasher | Annual | 1719 |  | Appl-CW-Top-GasDHW-ElecDry-Tier1DEER2018 | Appl-CW-Top-GasDHW-ElecDry-Tier1AnyMFm1975CZ07DEER2018 | 9955
Appl-CW-Top-GasDHW-GasDry-Tier1 | DEER2018 | D17 v3 |  | Any | MFm | 1985 | CZ07 | rDXGF | Household | 1 | 1295.2 | None | 54.6 | 0.012 | 12.4 | 28.7 | 0.006 | 3.59 | 54.6 | 0.012 | 12.4 | 28.7 | 0.006 | 3.59 | DEER:Res:ClothesDishWasher | Annual | 1719 |  | Appl-CW-Top-GasDHW-GasDry-Tier1DEER2018 | Appl-CW-Top-GasDHW-GasDry-Tier1AnyMFm1985CZ07DEER2018 | 9956
Appl-CW-Top-GasDHW-GasDry-Tier1 | DEER2018 | D17 v3 |  | Any | DMo | MH15 | CZ08 | rDXGF | Household | 1 | 1242 | None | 66.6 | 0.014 | 12.2 | 34.2 | 0.007 | 3.52 | 66.6 | 0.014 | 12.2 | 34.2 | 0.007 | 3.52 | DEER:Res:ClothesDishWasher | Annual | 1719 |  | Appl-CW-Top-GasDHW-GasDry-Tier1DEER2018 | Appl-CW-Top-GasDHW-GasDry-Tier1AnyDMoMH15CZ08DEER2018 | 9957
Appl-CW-Top-GasDHW-ElecDry-Tier1 | DEER2018 | D17 v3 |  | Any | DMo | MH85 | CZ08 | rDXGF | Household | 1 | 1242 | None | 349 | 0.054 | 0.81 | 153 | 0.023 | -1.3 | 349 | 0.054 | 0.81 | 153 | 0.023 | -1.3 | DEER:Res:ClothesDishWasher | Annual | 1719 |  | Appl-CW-Top-GasDHW-ElecDry-Tier1DEER2018 | Appl-CW-Top-GasDHW-ElecDry-Tier1AnyDMoMH85CZ08DEER2018 | 9958
Appl-CW-Top-GasDHW-GasDry-Tier1 | DEER2018 | D17 v3 |  | Any | DMo | MH85 | CZ08 | rDXGF | Household | 1 | 1242 | None | 66.6 | 0.015 | 11.7 | 34.2 | 0.007 | 3.31 | 66.6 | 0.015 | 11.7 | 34.2 | 0.007 | 3.31 | DEER:Res:ClothesDishWasher | Annual | 1719 |  | Appl-CW-Top-GasDHW-GasDry-Tier1DEER2018 | Appl-CW-Top-GasDHW-GasDry-Tier1AnyDMoMH85CZ08DEER2018 | 9959
Appl-CW-Top-GasDHW-ElecDry-Tier1 | DEER2018 | D17 v3 |  | Any | DMo | MH15 | CZ09 | rDXGF | Household | 1 | 1242 | None | 346 | 0.052 | 0.98 | 152 | 0.023 | -1.22 | 346 | 0.052 | 0.98 | 152 | 0.023 | -1.22 | DEER:Res:ClothesDishWasher | Annual | 1719 |  | Appl-CW-Top-GasDHW-ElecDry-Tier1DEER2018 | Appl-CW-Top-GasDHW-ElecDry-Tier1AnyDMoMH15CZ09DEER2018 | 9960
Appl-CW-Top-GasDHW-ElecDry-Tier1 | DEER2018 | D17 v3 |  | Any | MFm | 1975 | CZ11 | rDXGF | Household | 1 | 1098.9 | None | 345 | 0.055 | 0.68 | 151 | 0.024 | -1.39 | 345 | 0.055 | 0.68 | 151 | 0.024 | -1.39 | DEER:Res:ClothesDishWasher | Annual | 1719 |  | Appl-CW-Top-GasDHW-ElecDry-Tier1DEER2018 | Appl-CW-Top-GasDHW-ElecDry-Tier1AnyMFm1975CZ11DEER2018 | 9961
Appl-CW-Top-GasDHW-ElecDry-Tier1 | DEER2018 | D17 v3 |  | Any | MFm | 1985 | CZ11 | rDXGF | Household | 1 | 1150 | None | 345 | 0.055 | 0.68 | 151 | 0.025 | -1.38 | 345 | 0.055 | 0.68 | 151 | 0.025 | -1.38 | DEER:Res:ClothesDishWasher | Annual | 1719 |  | Appl-CW-Top-GasDHW-ElecDry-Tier1DEER2018 | Appl-CW-Top-GasDHW-ElecDry-Tier1AnyMFm1985CZ11DEER2018 | 9962
Appl-CW-Top-GasDHW-GasDry-Tier1 | DEER2018 | D17 v3 |  | Any | DMo | MH06 | CZ08 | rDXGF | Household | 1 | 1242 | None | 68.4 | 0.015 | 12.2 | 34.7 | 0.008 | 3.54 | 68.4 | 0.015 | 12.2 | 34.7 | 0.008 | 3.54 | DEER:Res:ClothesDishWasher | Annual | 1719 |  | Appl-CW-Top-GasDHW-GasDry-Tier1DEER2018 | Appl-CW-Top-GasDHW-GasDry-Tier1AnyDMoMH06CZ08DEER2018 | 9963
Appl-CW-Top-GasDHW-ElecDry-Tier1 | DEER2018 | D17 v3 |  | Any | DMo | MH15 | CZ08 | rDXGF | Household | 1 | 1242 | None | 349 | 0.052 | 1.26 | 153 | 0.023 | -1.1 | 349 | 0.052 | 1.26 | 153 | 0.023 | -1.1 | DEER:Res:ClothesDishWasher | Annual | 1719 |  | Appl-CW-Top-GasDHW-ElecDry-Tier1DEER2018 | Appl-CW-Top-GasDHW-ElecDry-Tier1AnyDMoMH15CZ08DEER2018 | 9964
Appl-CW-Top-GasDHW-GasDry-Tier1 | DEER2018 | D17 v3 |  | Any | DMo | MH00 | CZ09 | rDXGF | Household | 1 | 1242 | None | 64.4 | 0.019 | 11.5 | 32.9 | 0.01 | 3.17 | 64.4 | 0.019 | 11.5 | 32.9 | 0.01 | 3.17 | DEER:Res:ClothesDishWasher | Annual | 1719 |  | Appl-CW-Top-GasDHW-GasDry-Tier1DEER2018 | Appl-CW-Top-GasDHW-GasDry-Tier1AnyDMoMH00CZ09DEER2018 | 9965
Appl-CW-Top-GasDHW-ElecDry-Tier1 | DEER2018 | D17 v3 |  | Any | DMo | MH72 | CZ10 | rDXGF | Household | 1 | 1196 | None | 350 | 0.057 | 1.03 | 153 | 0.025 | -1.17 | 350 | 0.057 | 1.03 | 153 | 0.025 | -1.17 | DEER:Res:ClothesDishWasher | Annual | 1719 |  | Appl-CW-Top-GasDHW-ElecDry-Tier1DEER2018 | Appl-CW-Top-GasDHW-ElecDry-Tier1AnyDMoMH72CZ10DEER2018 | 9966
Appl-CW-Top-GasDHW-ElecDry-Tier1 | DEER2018 | D17 v3 |  | Any | MFm | 2007 | CZ08 | rDXGF | Household | 1 | 1206 | None | 344 | 0.047 | 1.2 | 149 | 0.018 | -1.21 | 344 | 0.047 | 1.2 | 149 | 0.018 | -1.21 | DEER:Res:ClothesDishWasher | Annual | 1719 |  | Appl-CW-Top-GasDHW-ElecDry-Tier1DEER2018 | Appl-CW-Top-GasDHW-ElecDry-Tier1AnyMFm2007CZ08DEER2018 | 9967
Appl-CW-Top-GasDHW-GasDry-Tier1 | DEER2018 | D17 v3 |  | Any | DMo | MH85 | CZ13 | rDXGF | Household | 1 | 1242 | None | 67.7 | 0.018 | 11.1 | 35 | 0.009 | 3.01 | 67.7 | 0.018 | 11.1 | 35 | 0.009 | 3.01 | DEER:Res:ClothesDishWasher | Annual | 1719 |  | Appl-CW-Top-GasDHW-GasDry-Tier1DEER2018 | Appl-CW-Top-GasDHW-GasDry-Tier1AnyDMoMH85CZ13DEER2018 | 9968
Appl-CW-Top-GasDHW-GasDry-Tier1 | DEER2018 | D17 v3 |  | Any | MFm | 1975 | CZ09 | rDXGF | Household | 1 | 1216.8 | None | 61 | 0.014 | 12.2 | 31.5 | 0.007 | 3.5 | 61 | 0.014 | 12.2 | 31.5 | 0.007 | 3.5 | DEER:Res:ClothesDishWasher | Annual | 1719 |  | Appl-CW-Top-GasDHW-GasDry-Tier1DEER2018 | Appl-CW-Top-GasDHW-GasDry-Tier1AnyMFm1975CZ09DEER2018 | 9969
Appl-CW-Top-GasDHW-GasDry-Tier1 | DEER2018 | D17 v3 |  | Any | MFm | 2011 | CZ08 | rDXGF | Household | 1 | 1206 | None | 59.4 | 0.009 | 12.5 | 32.9 | 0.008 | 3.72 | 59.4 | 0.009 | 12.5 | 32.9 | 0.008 | 3.72 | DEER:Res:ClothesDishWasher | Annual | 1719 |  | Appl-CW-Top-GasDHW-GasDry-Tier1DEER2018 | Appl-CW-Top-GasDHW-GasDry-Tier1AnyMFm2011CZ08DEER2018 | 9970
Appl-CW-Top-GasDHW-ElecDry-Tier1 | DEER2018 | D17 v3 |  | Any | DMo | MH85 | CZ13 | rDXGF | Household | 1 | 1242 | None | 351 | 0.056 | 0.17 | 154 | 0.025 | -1.56 | 351 | 0.056 | 0.17 | 154 | 0.025 | -1.56 | DEER:Res:ClothesDishWasher | Annual | 1719 |  | Appl-CW-Top-GasDHW-ElecDry-Tier1DEER2018 | Appl-CW-Top-GasDHW-ElecDry-Tier1AnyDMoMH85CZ13DEER2018 | 9971
Appl-CW-Top-GasDHW-GasDry-Tier1 | DEER2018 | D17 v3 |  | Any | DMo | MH85 | CZ10 | rDXGF | Household | 1 | 1242 | None | 68.5 | 0.017 | 11.7 | 35.2 | 0.008 | 3.27 | 68.5 | 0.017 | 11.7 | 35.2 | 0.008 | 3.27 | DEER:Res:ClothesDishWasher | Annual | 1719 |  | Appl-CW-Top-GasDHW-GasDry-Tier1DEER2018 | Appl-CW-Top-GasDHW-GasDry-Tier1AnyDMoMH85CZ10DEER2018 | 9972
Appl-CW-Top-GasDHW-GasDry-Tier1 | DEER2018 | D17 v3 |  | Any | MFm | 2007 | CZ08 | rDXGF | Household | 1 | 1206 | None | 56.4 | 0.007 | 12.3 | 28.1 | 0.001 | 3.44 | 56.4 | 0.007 | 12.3 | 28.1 | 0.001 | 3.44 | DEER:Res:ClothesDishWasher | Annual | 1719 |  | Appl-CW-Top-GasDHW-GasDry-Tier1DEER2018 | Appl-CW-Top-GasDHW-GasDry-Tier1AnyMFm2007CZ08DEER2018 | 9973
Appl-CW-Top-GasDHW-GasDry-Tier1 | DEER2018 | D17 v3 |  | Any | MFm | 1985 | CZ09 | rDXGF | Household | 1 | 1438.9 | None | 61 | 0.014 | 12.1 | 31.5 | 0.007 | 3.45 | 61 | 0.014 | 12.1 | 31.5 | 0.007 | 3.45 | DEER:Res:ClothesDishWasher | Annual | 1719 |  | Appl-CW-Top-GasDHW-GasDry-Tier1DEER2018 | Appl-CW-Top-GasDHW-GasDry-Tier1AnyMFm1985CZ09DEER2018 | 9974
Appl-CW-Top-GasDHW-GasDry-Tier1 | DEER2018 | D17 v3 |  | Any | DMo | MH72 | CZ09 | rDXGF | Household | 1 | 1196 | None | 70.7 | 0.016 | 12 | 36.5 | 0.008 | 3.44 | 70.7 | 0.016 | 12 | 36.5 | 0.008 | 3.44 | DEER:Res:ClothesDishWasher | Annual | 1719 |  | Appl-CW-Top-GasDHW-GasDry-Tier1DEER2018 | Appl-CW-Top-GasDHW-GasDry-Tier1AnyDMoMH72CZ09DEER2018 | 9975
Appl-CW-Top-GasDHW-ElecDry-Tier1 | DEER2018 | D17 v3 |  | Any | MFm | 1975 | CZ09 | rDXGF | Household | 1 | 1216.8 | None | 348 | 0.053 | 1.11 | 152 | 0.023 | -1.17 | 348 | 0.053 | 1.11 | 152 | 0.023 | -1.17 | DEER:Res:ClothesDishWasher | Annual | 1719 |  | Appl-CW-Top-GasDHW-ElecDry-Tier1DEER2018 | Appl-CW-Top-GasDHW-ElecDry-Tier1AnyMFm1975CZ09DEER2018 | 9976
Appl-CW-Top-GasDHW-GasDry-Tier1 | DEER2018 | D17 v3 |  | Any | DMo | MH15 | CZ10 | rDXGF | Household | 1 | 1242 | None | 65.6 | 0.013 | 11.7 | 33.7 | 0.007 | 3.32 | 65.6 | 0.013 | 11.7 | 33.7 | 0.007 | 3.32 | DEER:Res:ClothesDishWasher | Annual | 1719 |  | Appl-CW-Top-GasDHW-GasDry-Tier1DEER2018 | Appl-CW-Top-GasDHW-GasDry-Tier1AnyDMoMH15CZ10DEER2018 | 9977
Appl-CW-Top-GasDHW-ElecDry-Tier1 | DEER2018 | D17 v3 |  | Any | DMo | MH00 | CZ13 | rDXGF | Household | 1 | 1242 | None | 352 | 0.057 | 0.2 | 154 | 0.025 | -1.59 | 352 | 0.057 | 0.2 | 154 | 0.025 | -1.59 | DEER:Res:ClothesDishWasher | Annual | 1719 |  | Appl-CW-Top-GasDHW-ElecDry-Tier1DEER2018 | Appl-CW-Top-GasDHW-ElecDry-Tier1AnyDMoMH00CZ13DEER2018 | 9978
Appl-CW-Top-GasDHW-ElecDry-Tier1 | DEER2018 | D17 v3 |  | Any | DMo | MH72 | CZ09 | rDXGF | Household | 1 | 1196 | None | 353 | 0.054 | 1.04 | 155 | 0.024 | -1.15 | 353 | 0.054 | 1.04 | 155 | 0.024 | -1.15 | DEER:Res:ClothesDishWasher | Annual | 1719 |  | Appl-CW-Top-GasDHW-ElecDry-Tier1DEER2018 | Appl-CW-Top-GasDHW-ElecDry-Tier1AnyDMoMH72CZ09DEER2018 | 9979
Appl-CW-Top-GasDHW-GasDry-Tier1 | DEER2018 | D17 v3 |  | Any | DMo | MH85 | CZ09 | rDXGF | Household | 1 | 1242 | None | 64.6 | 0.017 | 11.6 | 33.8 | 0.008 | 3.24 | 64.6 | 0.017 | 11.6 | 33.8 | 0.008 | 3.24 | DEER:Res:ClothesDishWasher | Annual | 1719 |  | Appl-CW-Top-GasDHW-GasDry-Tier1DEER2018 | Appl-CW-Top-GasDHW-GasDry-Tier1AnyDMoMH85CZ09DEER2018 | 9980
Appl-CW-Top-GasDHW-ElecDry-Tier1 | DEER2018 | D17 v3 |  | Any | MFm | 2015 | CZ08 | rDXGF | Household | 1 | 1206 | None | 347 | 0.053 | 1.49 | 153 | 0.025 | -0.96 | 347 | 0.053 | 1.49 | 153 | 0.025 | -0.96 | DEER:Res:ClothesDishWasher | Annual | 1719 |  | Appl-CW-Top-GasDHW-ElecDry-Tier1DEER2018 | Appl-CW-Top-GasDHW-ElecDry-Tier1AnyMFm2015CZ08DEER2018 | 9981
Appl-CW-Top-GasDHW-GasDry-Tier1 | DEER2018 | D17 v3 |  | Any | DMo | MH72 | CZ13 | rDXGF | Household | 1 | 1196 | None | 68.1 | 0.018 | 11.4 | 35.2 | 0.009 | 3.18 | 68.1 | 0.018 | 11.4 | 35.2 | 0.009 | 3.18 | DEER:Res:ClothesDishWasher | Annual | 1719 |  | Appl-CW-Top-GasDHW-GasDry-Tier1DEER2018 | Appl-CW-Top-GasDHW-GasDry-Tier1AnyDMoMH72CZ13DEER2018 | 9982
Appl-CW-Top-GasDHW-ElecDry-Tier1 | DEER2018 | D17 v3 |  | Any | DMo | MH72 | CZ13 | rDXGF | Household | 1 | 1196 | None | 351 | 0.057 | 0.51 | 154 | 0.025 | -1.42 | 351 | 0.057 | 0.51 | 154 | 0.025 | -1.42 | DEER:Res:ClothesDishWasher | Annual | 1719 |  | Appl-CW-Top-GasDHW-ElecDry-Tier1DEER2018 | Appl-CW-Top-GasDHW-ElecDry-Tier1AnyDMoMH72CZ13DEER2018 | 9983
Appl-CW-Top-GasDHW-ElecDry-Tier1 | DEER2018 | D17 v3 |  | Any | DMo | MH00 | CZ09 | rDXGF | Household | 1 | 1242 | None | 348 | 0.057 | 0.58 | 152 | 0.026 | -1.41 | 348 | 0.057 | 0.58 | 152 | 0.026 | -1.41 | DEER:Res:ClothesDishWasher | Annual | 1719 |  | Appl-CW-Top-GasDHW-ElecDry-Tier1DEER2018 | Appl-CW-Top-GasDHW-ElecDry-Tier1AnyDMoMH00CZ09DEER2018 | 9984
Appl-CW-Top-GasDHW-GasDry-Tier1 | DEER2018 | D17 v3 |  | Any | DMo | MH00 | CZ13 | rDXGF | Household | 1 | 1242 | None | 70.3 | 0.019 | 11.1 | 35.8 | 0.009 | 2.98 | 70.3 | 0.019 | 11.1 | 35.8 | 0.009 | 2.98 | DEER:Res:ClothesDishWasher | Annual | 1719 |  | Appl-CW-Top-GasDHW-GasDry-Tier1DEER2018 | Appl-CW-Top-GasDHW-GasDry-Tier1AnyDMoMH00CZ13DEER2018 | 9985
Appl-CW-Top-GasDHW-ElecDry-Tier1 | DEER2018 | D17 v3 |  | Any | DMo | MH85 | CZ09 | rDXGF | Household | 1 | 1242 | None | 347 | 0.056 | 0.69 | 153 | 0.024 | -1.36 | 347 | 0.056 | 0.69 | 153 | 0.024 | -1.36 | DEER:Res:ClothesDishWasher | Annual | 1719 |  | Appl-CW-Top-GasDHW-ElecDry-Tier1DEER2018 | Appl-CW-Top-GasDHW-ElecDry-Tier1AnyDMoMH85CZ09DEER2018 | 9986
Appl-CW-Top-GasDHW-GasDry-Tier1 | DEER2018 | D17 v3 |  | Any | DMo | MH72 | CZ10 | rDXGF | Household | 1 | 1196 | None | 67.6 | 0.018 | 12 | 34.1 | 0.009 | 3.44 | 67.6 | 0.018 | 12 | 34.1 | 0.009 | 3.44 | DEER:Res:ClothesDishWasher | Annual | 1719 |  | Appl-CW-Top-GasDHW-GasDry-Tier1DEER2018 | Appl-CW-Top-GasDHW-GasDry-Tier1AnyDMoMH72CZ10DEER2018 | 9987
Appl-CW-Top-GasDHW-GasDry-Tier1 | DEER2018 | D17 v3 |  | Any | MFm | 2007 | CZ13 | rDXGF | Household | 1 | 1073.2 | None | 59.4 | 0.011 | 12.1 | 30.9 | 0.006 | 3.45 | 59.4 | 0.011 | 12.1 | 30.9 | 0.006 | 3.45 | DEER:Res:ClothesDishWasher | Annual | 1719 |  | Appl-CW-Top-GasDHW-GasDry-Tier1DEER2018 | Appl-CW-Top-GasDHW-GasDry-Tier1AnyMFm2007CZ13DEER2018 | 9988
Appl-CW-Top-GasDHW-GasDry-Tier1 | DEER2018 | D17 v3 |  | Any | DMo | MH00 | CZ10 | rDXGF | Household | 1 | 1242 | None | 70.8 | 0.018 | 11.6 | 36.8 | 0.009 | 3.25 | 70.8 | 0.018 | 11.6 | 36.8 | 0.009 | 3.25 | DEER:Res:ClothesDishWasher | Annual | 1719 |  | Appl-CW-Top-GasDHW-GasDry-Tier1DEER2018 | Appl-CW-Top-GasDHW-GasDry-Tier1AnyDMoMH00CZ10DEER2018 | 9989
Appl-CW-Top-GasDHW-GasDry-Tier1 | DEER2018 | D17 v3 |  | Any | DMo | MH06 | CZ10 | rDXGF | Household | 1 | 1242 | None | 66.4 | 0.013 | 11.6 | 34.5 | 0.007 | 3.25 | 66.4 | 0.013 | 11.6 | 34.5 | 0.007 | 3.25 | DEER:Res:ClothesDishWasher | Annual | 1719 |  | Appl-CW-Top-GasDHW-GasDry-Tier1DEER2018 | Appl-CW-Top-GasDHW-GasDry-Tier1AnyDMoMH06CZ10DEER2018 | 9990
Appl-CW-Top-GasDHW-ElecDry-Tier1 | DEER2018 | D17 v3 |  | Any | MFm | 1985 | CZ13 | rDXGF | Household | 1 | 1150 | None | 347 | 0.057 | 0.6 | 152 | 0.025 | -1.41 | 347 | 0.057 | 0.6 | 152 | 0.025 | -1.41 | DEER:Res:ClothesDishWasher | Annual | 1719 |  | Appl-CW-Top-GasDHW-ElecDry-Tier1DEER2018 | Appl-CW-Top-GasDHW-ElecDry-Tier1AnyMFm1985CZ13DEER2018 | 9991
Appl-CW-Top-GasDHW-ElecDry-Tier1 | DEER2018 | D17 v3 |  | Any | MFm | 2007 | CZ09 | rDXGF | Household | 1 | 1126.6 | None | 344 | 0.053 | 1.24 | 151 | 0.023 | -1.1 | 344 | 0.053 | 1.24 | 151 | 0.023 | -1.1 | DEER:Res:ClothesDishWasher | Annual | 1719 |  | Appl-CW-Top-GasDHW-ElecDry-Tier1DEER2018 | Appl-CW-Top-GasDHW-ElecDry-Tier1AnyMFm2007CZ09DEER2018 | 9992
Appl-CW-Top-GasDHW-ElecDry-Tier1 | DEER2018 | D17 v3 |  | Any | MFm | 2017 | CZ13 | rDXGF | Household | 1 | 1073.2 | None | 347 | 0.053 | 1.17 | 153 | 0.024 | -1.12 | 347 | 0.053 | 1.17 | 153 | 0.024 | -1.12 | DEER:Res:ClothesDishWasher | Annual | 1719 |  | Appl-CW-Top-GasDHW-ElecDry-Tier1DEER2018 | Appl-CW-Top-GasDHW-ElecDry-Tier1AnyMFm2017CZ13DEER2018 | 9993
Appl-CW-Top-GasDHW-ElecDry-Tier1 | DEER2018 | D17 v3 |  | Any | DMo | MH85 | CZ10 | rDXGF | Household | 1 | 1242 | None | 351 | 0.056 | 0.75 | 154 | 0.025 | -1.32 | 351 | 0.056 | 0.75 | 154 | 0.025 | -1.32 | DEER:Res:ClothesDishWasher | Annual | 1719 |  | Appl-CW-Top-GasDHW-ElecDry-Tier1DEER2018 | Appl-CW-Top-GasDHW-ElecDry-Tier1AnyDMoMH85CZ10DEER2018 | 9994
Appl-CW-Top-GasDHW-ElecDry-Tier1 | DEER2018 | D17 v3 |  | Any | DMo | MH00 | CZ10 | rDXGF | Household | 1 | 1242 | None | 353 | 0.056 | 0.65 | 155 | 0.024 | -1.35 | 353 | 0.056 | 0.65 | 155 | 0.024 | -1.35 | DEER:Res:ClothesDishWasher | Annual | 1719 |  | Appl-CW-Top-GasDHW-ElecDry-Tier1DEER2018 | Appl-CW-Top-GasDHW-ElecDry-Tier1AnyDMoMH00CZ10DEER2018 | 9995
Appl-CW-Top-GasDHW-ElecDry-Tier1 | DEER2018 | D17 v3 |  | Any | DMo | MH06 | CZ10 | rDXGF | Household | 1 | 1242 | None | 350 | 0.052 | 0.64 | 154 | 0.023 | -1.35 | 350 | 0.052 | 0.64 | 154 | 0.023 | -1.35 | DEER:Res:ClothesDishWasher | Annual | 1719 |  | Appl-CW-Top-GasDHW-ElecDry-Tier1DEER2018 | Appl-CW-Top-GasDHW-ElecDry-Tier1AnyDMoMH06CZ10DEER2018 | 9996
Appl-CW-Top-GasDHW-ElecDry-Tier1 | DEER2018 | D17 v3 |  | Any | DMo | MH15 | CZ10 | rDXGF | Household | 1 | 1242 | None | 348 | 0.052 | 0.8 | 153 | 0.023 | -1.28 | 348 | 0.052 | 0.8 | 153 | 0.023 | -1.28 | DEER:Res:ClothesDishWasher | Annual | 1719 |  | Appl-CW-Top-GasDHW-ElecDry-Tier1DEER2018 | Appl-CW-Top-GasDHW-ElecDry-Tier1AnyDMoMH15CZ10DEER2018 | 9997
Appl-CW-Top-GasDHW-ElecDry-Tier1 | DEER2018 | D17 v3 |  | Any | MFm | 2011 | CZ13 | rDXGF | Household | 1 | 1073.2 | None | 347 | 0.051 | 1.08 | 152 | 0.023 | -1.17 | 347 | 0.051 | 1.08 | 152 | 0.023 | -1.17 | DEER:Res:ClothesDishWasher | Annual | 1719 |  | Appl-CW-Top-GasDHW-ElecDry-Tier1DEER2018 | Appl-CW-Top-GasDHW-ElecDry-Tier1AnyMFm2011CZ13DEER2018 | 9998
Appl-CW-Top-GasDHW-GasDry-Tier1 | DEER2018 | D17 v3 |  | Any | MFm | 2007 | CZ09 | rDXGF | Household | 1 | 1126.6 | None | 57 | 0.014 | 12.3 | 29.7 | 0.007 | 3.56 | 57 | 0.014 | 12.3 | 29.7 | 0.007 | 3.56 | DEER:Res:ClothesDishWasher | Annual | 1719 |  | Appl-CW-Top-GasDHW-GasDry-Tier1DEER2018 | Appl-CW-Top-GasDHW-GasDry-Tier1AnyMFm2007CZ09DEER2018 | 9999
Appl-CW-Top-GasDHW-GasDry-Tier1 | DEER2018 | D17 v3 |  | Any | MFm | 1975 | CZ13 | rDXGF | Household | 1 | 1098.9 | None | 60.5 | 0.017 | 11.9 | 31.5 | 0.008 | 3.35 | 60.5 | 0.017 | 11.9 | 31.5 | 0.008 | 3.35 | DEER:Res:ClothesDishWasher | Annual | 1719 |  | Appl-CW-Top-GasDHW-GasDry-Tier1DEER2018 | Appl-CW-Top-GasDHW-GasDry-Tier1AnyMFm1975CZ13DEER2018 | 10000
Appl-CW-Top-GasDHW-ElecDry-Tier1 | DEER2018 | D17 v3 |  | Any | MFm | 2011 | CZ08 | rDXGF | Household | 1 | 1206 | None | 348 | 0.051 | 1.5 | 154 | 0.024 | -0.96 | 348 | 0.051 | 1.5 | 154 | 0.024 | -0.96 | DEER:Res:ClothesDishWasher | Annual | 1719 |  | Appl-CW-Top-GasDHW-ElecDry-Tier1DEER2018 | Appl-CW-Top-GasDHW-ElecDry-Tier1AnyMFm2011CZ08DEER2018 | 10001
Appl-CW-Top-GasDHW-ElecDry-Tier1 | DEER2018 | D17 v3 |  | Any | MFm | 2015 | CZ13 | rDXGF | Household | 1 | 1073.2 | None | 346 | 0.051 | 1.1 | 151 | 0.023 | -1.17 | 346 | 0.051 | 1.1 | 151 | 0.023 | -1.17 | DEER:Res:ClothesDishWasher | Annual | 1719 |  | Appl-CW-Top-GasDHW-ElecDry-Tier1DEER2018 | Appl-CW-Top-GasDHW-ElecDry-Tier1AnyMFm2015CZ13DEER2018 | 10002
Appl-CW-Top-GasDHW-ElecDry-Tier1 | DEER2018 | D17 v3 |  | Any | MFm | 1996 | CZ11 | rDXGF | Household | 1 | 1031.9 | None | 347 | 0.054 | 1.16 | 153 | 0.025 | -1.13 | 347 | 0.054 | 1.16 | 153 | 0.025 | -1.13 | DEER:Res:ClothesDishWasher | Annual | 1719 |  | Appl-CW-Top-GasDHW-ElecDry-Tier1DEER2018 | Appl-CW-Top-GasDHW-ElecDry-Tier1AnyMFm1996CZ11DEER2018 | 10003
Appl-CW-Top-GasDHW-GasDry-Tier1 | DEER2018 | D17 v3 |  | Any | MFm | 2017 | CZ09 | rDXGF | Household | 1 | 1126.6 | None | 57.5 | 0.012 | 12.5 | 29.9 | 0.006 | 3.64 | 57.5 | 0.012 | 12.5 | 29.9 | 0.006 | 3.64 | DEER:Res:ClothesDishWasher | Annual | 1719 |  | Appl-CW-Top-GasDHW-GasDry-Tier1DEER2018 | Appl-CW-Top-GasDHW-GasDry-Tier1AnyMFm2017CZ09DEER2018 | 10004
Appl-CW-Top-GasDHW-ElecDry-Tier1 | DEER2018 | D17 v3 |  | Any | DMo | MH15 | CZ13 | rDXGF | Household | 1 | 1242 | None | 349 | 0.053 | 0.63 | 154 | 0.024 | -1.38 | 349 | 0.053 | 0.63 | 154 | 0.024 | -1.38 | DEER:Res:ClothesDishWasher | Annual | 1719 |  | Appl-CW-Top-GasDHW-ElecDry-Tier1DEER2018 | Appl-CW-Top-GasDHW-ElecDry-Tier1AnyDMoMH15CZ13DEER2018 | 10005
Appl-CW-Top-GasDHW-GasDry-Tier1 | DEER2018 | D17 v3 |  | Any | MFm | 1985 | CZ08 | rDXGF | Household | 1 | 1295.2 | None | 59.8 | 0.016 | 12.4 | 31.4 | 0.008 | 3.64 | 59.8 | 0.016 | 12.4 | 31.4 | 0.008 | 3.64 | DEER:Res:ClothesDishWasher | Annual | 1719 |  | Appl-CW-Top-GasDHW-GasDry-Tier1DEER2018 | Appl-CW-Top-GasDHW-GasDry-Tier1AnyMFm1985CZ08DEER2018 | 10006
Appl-CW-Top-GasDHW-ElecDry-Tier1 | DEER2018 | D17 v3 |  | Any | MFm | 2011 | CZ09 | rDXGF | Household | 1 | 1126.6 | None | 346 | 0.053 | 1.37 | 151 | 0.024 | -1.03 | 346 | 0.053 | 1.37 | 151 | 0.024 | -1.03 | DEER:Res:ClothesDishWasher | Annual | 1719 |  | Appl-CW-Top-GasDHW-ElecDry-Tier1DEER2018 | Appl-CW-Top-GasDHW-ElecDry-Tier1AnyMFm2011CZ09DEER2018 | 10007
Appl-CW-Top-GasDHW-ElecDry-Tier1 | DEER2018 | D17 v3 |  | Any | MFm | 1985 | CZ08 | rDXGF | Household | 1 | 1295.2 | None | 347 | 0.055 | 1.3 | 151 | 0.023 | -1.12 | 347 | 0.055 | 1.3 | 151 | 0.023 | -1.12 | DEER:Res:ClothesDishWasher | Annual | 1719 |  | Appl-CW-Top-GasDHW-ElecDry-Tier1DEER2018 | Appl-CW-Top-GasDHW-ElecDry-Tier1AnyMFm1985CZ08DEER2018 | 10008
Appl-CW-Top-GasDHW-GasDry-Tier1 | DEER2018 | D17 v3 |  | Any | MFm | 2017 | CZ13 | rDXGF | Household | 1 | 1073.2 | None | 59.4 | 0.012 | 12.2 | 31.1 | 0.006 | 3.52 | 59.4 | 0.012 | 12.2 | 31.1 | 0.006 | 3.52 | DEER:Res:ClothesDishWasher | Annual | 1719 |  | Appl-CW-Top-GasDHW-GasDry-Tier1DEER2018 | Appl-CW-Top-GasDHW-GasDry-Tier1AnyMFm2017CZ13DEER2018 | 10009
Appl-CW-Top-GasDHW-ElecDry-Tier1 | DEER2018 | D17 v3 |  | Any | MFm | 2015 | CZ09 | rDXGF | Household | 1 | 1126.6 | None | 345 | 0.053 | 1.33 | 151 | 0.023 | -1.05 | 345 | 0.053 | 1.33 | 151 | 0.023 | -1.05 | DEER:Res:ClothesDishWasher | Annual | 1719 |  | Appl-CW-Top-GasDHW-ElecDry-Tier1DEER2018 | Appl-CW-Top-GasDHW-ElecDry-Tier1AnyMFm2015CZ09DEER2018 | 10010
Appl-CW-Top-GasDHW-GasDry-Tier1 | DEER2018 | D17 v3 |  | Any | DMo | MH06 | CZ13 | rDXGF | Household | 1 | 1242 | None | 67.6 | 0.015 | 11.4 | 35.4 | 0.008 | 3.16 | 67.6 | 0.015 | 11.4 | 35.4 | 0.008 | 3.16 | DEER:Res:ClothesDishWasher | Annual | 1719 |  | Appl-CW-Top-GasDHW-GasDry-Tier1DEER2018 | Appl-CW-Top-GasDHW-GasDry-Tier1AnyDMoMH06CZ13DEER2018 | 10011
Appl-CW-Top-GasDHW-GasDry-Tier1 | DEER2018 | D17 v3 |  | Any | MFm | 1985 | CZ13 | rDXGF | Household | 1 | 1150 | None | 60.3 | 0.017 | 11.7 | 31.3 | 0.008 | 3.26 | 60.3 | 0.017 | 11.7 | 31.3 | 0.008 | 3.26 | DEER:Res:ClothesDishWasher | Annual | 1719 |  | Appl-CW-Top-GasDHW-GasDry-Tier1DEER2018 | Appl-CW-Top-GasDHW-GasDry-Tier1AnyMFm1985CZ13DEER2018 | 10012
Appl-CW-Top-GasDHW-ElecDry-Tier1 | DEER2018 | D17 v3 |  | Any | DMo | MH06 | CZ13 | rDXGF | Household | 1 | 1242 | None | 350 | 0.054 | 0.53 | 154 | 0.024 | -1.43 | 350 | 0.054 | 0.53 | 154 | 0.024 | -1.43 | DEER:Res:ClothesDishWasher | Annual | 1719 |  | Appl-CW-Top-GasDHW-ElecDry-Tier1DEER2018 | Appl-CW-Top-GasDHW-ElecDry-Tier1AnyDMoMH06CZ13DEER2018 | 10013
Appl-CW-Top-GasDHW-GasDry-Tier1 | DEER2018 | D17 v3 |  | Any | MFm | 2011 | CZ13 | rDXGF | Household | 1 | 1073.2 | None | 60.2 | 0.012 | 12.2 | 31.4 | 0.006 | 3.49 | 60.2 | 0.012 | 12.2 | 31.4 | 0.006 | 3.49 | DEER:Res:ClothesDishWasher | Annual | 1719 |  | Appl-CW-Top-GasDHW-GasDry-Tier1DEER2018 | Appl-CW-Top-GasDHW-GasDry-Tier1AnyMFm2011CZ13DEER2018 | 10014
Appl-CW-Top-GasDHW-ElecDry-Tier1 | DEER2018 | D17 v3 |  | Any | MFm | 2017 | CZ08 | rDXGF | Household | 1 | 1206 | None | 346 | 0.05 | 1.54 | 152 | 0.022 | -0.97 | 346 | 0.05 | 1.54 | 152 | 0.022 | -0.97 | DEER:Res:ClothesDishWasher | Annual | 1719 |  | Appl-CW-Top-GasDHW-ElecDry-Tier1DEER2018 | Appl-CW-Top-GasDHW-ElecDry-Tier1AnyMFm2017CZ08DEER2018 | 10015
Appl-CW-Top-GasDHW-GasDry-Tier1 | DEER2018 | D17 v3 |  | Any | MFm | 1996 | CZ11 | rDXGF | Household | 1 | 1031.9 | None | 59.7 | 0.014 | 12.2 | 32.5 | 0.008 | 3.55 | 59.7 | 0.014 | 12.2 | 32.5 | 0.008 | 3.55 | DEER:Res:ClothesDishWasher | Annual | 1719 |  | Appl-CW-Top-GasDHW-GasDry-Tier1DEER2018 | Appl-CW-Top-GasDHW-GasDry-Tier1AnyMFm1996CZ11DEER2018 | 10016
Appl-CW-Top-GasDHW-GasDry-Tier1 | DEER2018 | D17 v3 |  | Any | MFm | 2015 | CZ08 | rDXGF | Household | 1 | 1206 | None | 60.8 | 0.014 | 12.6 | 32.2 | 0.008 | 3.71 | 60.8 | 0.014 | 12.6 | 32.2 | 0.008 | 3.71 | DEER:Res:ClothesDishWasher | Annual | 1719 |  | Appl-CW-Top-GasDHW-GasDry-Tier1DEER2018 | Appl-CW-Top-GasDHW-GasDry-Tier1AnyMFm2015CZ08DEER2018 | 10017
Appl-CW-Top-GasDHW-ElecDry-Tier1 | DEER2018 | D17 v3 |  | Any | MFm | 1996 | CZ07 | rDXGF | Household | 1 | 1169.1 | None | 345 | 0.053 | 1.79 | 151 | 0.023 | -0.87 | 345 | 0.053 | 1.79 | 151 | 0.023 | -0.87 | DEER:Res:ClothesDishWasher | Annual | 1719 |  | Appl-CW-Top-GasDHW-ElecDry-Tier1DEER2018 | Appl-CW-Top-GasDHW-ElecDry-Tier1AnyMFm1996CZ07DEER2018 | 10018
Appl-CW-Top-GasDHW-GasDry-Tier1 | DEER2018 | D17 v3 |  | Any | DMo | MH15 | CZ13 | rDXGF | Household | 1 | 1242 | None | 65.9 | 0.015 | 11.5 | 34.7 | 0.008 | 3.2 | 65.9 | 0.015 | 11.5 | 34.7 | 0.008 | 3.2 | DEER:Res:ClothesDishWasher | Annual | 1719 |  | Appl-CW-Top-GasDHW-GasDry-Tier1DEER2018 | Appl-CW-Top-GasDHW-GasDry-Tier1AnyDMoMH15CZ13DEER2018 | 10019
Appl-CW-Top-GasDHW-ElecDry-Tier1 | DEER2018 | D17 v3 |  | Any | MFm | 2007 | CZ13 | rDXGF | Household | 1 | 1073.2 | None | 346 | 0.052 | 1 | 152 | 0.023 | -1.21 | 346 | 0.052 | 1 | 152 | 0.023 | -1.21 | DEER:Res:ClothesDishWasher | Annual | 1719 |  | Appl-CW-Top-GasDHW-ElecDry-Tier1DEER2018 | Appl-CW-Top-GasDHW-ElecDry-Tier1AnyMFm2007CZ13DEER2018 | 10020
Appl-CW-Top-GasDHW-GasDry-Tier1 | DEER2018 | D17 v3 |  | Any | MFm | 2017 | CZ08 | rDXGF | Household | 1 | 1206 | None | 59.1 | 0.011 | 12.6 | 30.7 | 0.005 | 3.71 | 59.1 | 0.011 | 12.6 | 30.7 | 0.005 | 3.71 | DEER:Res:ClothesDishWasher | Annual | 1719 |  | Appl-CW-Top-GasDHW-GasDry-Tier1DEER2018 | Appl-CW-Top-GasDHW-GasDry-Tier1AnyMFm2017CZ08DEER2018 | 10021
Appl-CW-Top-GasDHW-GasDry-Tier1 | DEER2018 | D17 v3 |  | Any | MFm | 2015 | CZ13 | rDXGF | Household | 1 | 1073.2 | None | 59.1 | 0.012 | 12.2 | 30.6 | 0.006 | 3.5 | 59.1 | 0.012 | 12.2 | 30.6 | 0.006 | 3.5 | DEER:Res:ClothesDishWasher | Annual | 1719 |  | Appl-CW-Top-GasDHW-GasDry-Tier1DEER2018 | Appl-CW-Top-GasDHW-GasDry-Tier1AnyMFm2015CZ13DEER2018 | 10022
Appl-CW-Top-GasDHW-GasDry-Tier1 | DEER2018 | D17 v3 |  | Any | MFm | 1985 | CZ10 | rDXGF | Household | 1 | 1438.9 | None | 62.2 | 0.021 | 12.4 | 37 | 0.02 | 4.19 | 62.2 | 0.021 | 12.4 | 37 | 0.02 | 4.19 | DEER:Res:ClothesDishWasher | Annual | 1719 |  | Appl-CW-Top-GasDHW-GasDry-Tier1DEER2018 | Appl-CW-Top-GasDHW-GasDry-Tier1AnyMFm1985CZ10DEER2018 | 10023
Appl-CW-Top-GasDHW-GasDry-Tier1 | DEER2018 | D17 v3 |  | Any | MFm | 1975 | CZ10 | rDXGF | Household | 1 | 1216.8 | None | 58.6 | 0.018 | 12 | 30.4 | 0.009 | 3.42 | 58.6 | 0.018 | 12 | 30.4 | 0.009 | 3.42 | DEER:Res:ClothesDishWasher | Annual | 1719 |  | Appl-CW-Top-GasDHW-GasDry-Tier1DEER2018 | Appl-CW-Top-GasDHW-GasDry-Tier1AnyMFm1975CZ10DEER2018 | 10024
Appl-CW-Top-GasDHW-ElecDry-Tier1 | DEER2018 | D17 v3 |  | Any | MFm | 2003 | CZ09 | rDXGF | Household | 1 | 1126.6 | None | 344 | 0.053 | 1.05 | 153 | 0.027 | -1.09 | 344 | 0.053 | 1.05 | 153 | 0.027 | -1.09 | DEER:Res:ClothesDishWasher | Annual | 1719 |  | Appl-CW-Top-GasDHW-ElecDry-Tier1DEER2018 | Appl-CW-Top-GasDHW-ElecDry-Tier1AnyMFm2003CZ09DEER2018 | 10025
Appl-CW-Top-GasDHW-GasDry-Tier1 | DEER2018 | D17 v3 |  | Any | MFm | 2003 | CZ09 | rDXGF | Household | 1 | 1126.6 | None | 57.5 | 0.013 | 12.1 | 29.1 | 0.005 | 3.39 | 57.5 | 0.013 | 12.1 | 29.1 | 0.005 | 3.39 | DEER:Res:ClothesDishWasher | Annual | 1719 |  | Appl-CW-Top-GasDHW-GasDry-Tier1DEER2018 | Appl-CW-Top-GasDHW-GasDry-Tier1AnyMFm2003CZ09DEER2018 | 10026
Appl-CW-Top-GasDHW-ElecDry-Tier1 | DEER2018 | D17 v3 |  | Any | MFm | 2003 | CZ13 | rDXGF | Household | 1 | 1073.2 | None | 349 | 0.053 | 1.1 | 153 | 0.023 | -1.16 | 349 | 0.053 | 1.1 | 153 | 0.023 | -1.16 | DEER:Res:ClothesDishWasher | Annual | 1719 |  | Appl-CW-Top-GasDHW-ElecDry-Tier1DEER2018 | Appl-CW-Top-GasDHW-ElecDry-Tier1AnyMFm2003CZ13DEER2018 | 10027
Appl-CW-Top-GasDHW-ElecDry-Tier1 | DEER2018 | D17 v3 |  | Any | MFm | 2003 | CZ08 | rDXGF | Household | 1 | 1206 | None | 346 | 0.056 | 1.35 | 152 | 0.025 | -1.06 | 346 | 0.056 | 1.35 | 152 | 0.025 | -1.06 | DEER:Res:ClothesDishWasher | Annual | 1719 |  | Appl-CW-Top-GasDHW-ElecDry-Tier1DEER2018 | Appl-CW-Top-GasDHW-ElecDry-Tier1AnyMFm2003CZ08DEER2018 | 10028
Appl-CW-Top-GasDHW-GasDry-Tier1 | DEER2018 | D17 v3 |  | Any | MFm | 2007 | CZ10 | rDXGF | Household | 1 | 1073.2 | None | 56.6 | 0.01 | 12.4 | 29 | 0.004 | 3.58 | 56.6 | 0.01 | 12.4 | 29 | 0.004 | 3.58 | DEER:Res:ClothesDishWasher | Annual | 1719 |  | Appl-CW-Top-GasDHW-GasDry-Tier1DEER2018 | Appl-CW-Top-GasDHW-GasDry-Tier1AnyMFm2007CZ10DEER2018 | 10029
Appl-CW-Top-GasDHW-ElecDry-Tier1 | DEER2018 | D17 v3 |  | Any | MFm | 2007 | CZ10 | rDXGF | Household | 1 | 1073.2 | None | 345 | 0.051 | 1.36 | 151 | 0.023 | -1.01 | 345 | 0.051 | 1.36 | 151 | 0.023 | -1.01 | DEER:Res:ClothesDishWasher | Annual | 1719 |  | Appl-CW-Top-GasDHW-ElecDry-Tier1DEER2018 | Appl-CW-Top-GasDHW-ElecDry-Tier1AnyMFm2007CZ10DEER2018 | 10030
Appl-CW-Top-GasDHW-ElecDry-Tier1 | DEER2018 | D17 v3 |  | Any | MFm | 1975 | CZ13 | rDXGF | Household | 1 | 1098.9 | None | 347 | 0.057 | 0.78 | 152 | 0.025 | -1.31 | 347 | 0.057 | 0.78 | 152 | 0.025 | -1.31 | DEER:Res:ClothesDishWasher | Annual | 1719 |  | Appl-CW-Top-GasDHW-ElecDry-Tier1DEER2018 | Appl-CW-Top-GasDHW-ElecDry-Tier1AnyMFm1975CZ13DEER2018 | 10031
Appl-CW-Top-GasDHW-GasDry-Tier1 | DEER2018 | D17 v3 |  | Any | MFm | 1996 | CZ07 | rDXGF | Household | 1 | 1169.1 | None | 57.5 | 0.013 | 12.9 | 30.1 | 0.006 | 3.8 | 57.5 | 0.013 | 12.9 | 30.1 | 0.006 | 3.8 | DEER:Res:ClothesDishWasher | Annual | 1719 |  | Appl-CW-Top-GasDHW-GasDry-Tier1DEER2018 | Appl-CW-Top-GasDHW-GasDry-Tier1AnyMFm1996CZ07DEER2018 | 10032
Appl-CW-Top-GasDHW-ElecDry-Tier1 | DEER2018 | D17 v3 |  | Any | MFm | 2017 | CZ09 | rDXGF | Household | 1 | 1126.6 | None | 344 | 0.051 | 1.39 | 151 | 0.022 | -1.03 | 344 | 0.051 | 1.39 | 151 | 0.022 | -1.03 | DEER:Res:ClothesDishWasher | Annual | 1719 |  | Appl-CW-Top-GasDHW-ElecDry-Tier1DEER2018 | Appl-CW-Top-GasDHW-ElecDry-Tier1AnyMFm2017CZ09DEER2018 | 10033
Appl-CW-Top-GasDHW-ElecDry-Tier1 | DEER2018 | D17 v3 |  | Any | MFm | 1975 | CZ10 | rDXGF | Household | 1 | 1216.8 | None | 345 | 0.058 | 0.92 | 151 | 0.026 | -1.25 | 345 | 0.058 | 0.92 | 151 | 0.026 | -1.25 | DEER:Res:ClothesDishWasher | Annual | 1719 |  | Appl-CW-Top-GasDHW-ElecDry-Tier1DEER2018 | Appl-CW-Top-GasDHW-ElecDry-Tier1AnyMFm1975CZ10DEER2018 | 10034
Appl-CW-Top-GasDHW-ElecDry-Tier1 | DEER2018 | D17 v3 |  | Any | MFm | 1985 | CZ10 | rDXGF | Household | 1 | 1438.9 | None | 352 | 0.066 | 1.72 | 157 | 0.035 | -0.53 | 352 | 0.066 | 1.72 | 157 | 0.035 | -0.53 | DEER:Res:ClothesDishWasher | Annual | 1719 |  | Appl-CW-Top-GasDHW-ElecDry-Tier1DEER2018 | Appl-CW-Top-GasDHW-ElecDry-Tier1AnyMFm1985CZ10DEER2018 | 10035
Appl-CW-Top-GasDHW-ElecDry-Tier1 | DEER2018 | D17 v3 |  | Any | MFm | 1975 | CZ08 | rDXGF | Household | 1 | 1047.7 | None | 345 | 0.056 | 1.33 | 151 | 0.025 | -1.06 | 345 | 0.056 | 1.33 | 151 | 0.025 | -1.06 | DEER:Res:ClothesDishWasher | Annual | 1719 |  | Appl-CW-Top-GasDHW-ElecDry-Tier1DEER2018 | Appl-CW-Top-GasDHW-ElecDry-Tier1AnyMFm1975CZ08DEER2018 | 10036
Appl-CW-Top-GasDHW-GasDry-Tier1 | DEER2018 | D17 v3 |  | Any | MFm | 2003 | CZ08 | rDXGF | Household | 1 | 1206 | None | 59.3 | 0.016 | 12.4 | 30.8 | 0.008 | 3.61 | 59.3 | 0.016 | 12.4 | 30.8 | 0.008 | 3.61 | DEER:Res:ClothesDishWasher | Annual | 1719 |  | Appl-CW-Top-GasDHW-GasDry-Tier1DEER2018 | Appl-CW-Top-GasDHW-GasDry-Tier1AnyMFm2003CZ08DEER2018 | 10037
Appl-CW-Top-GasDHW-GasDry-Tier1 | DEER2018 | D17 v3 |  | Any | MFm | 2003 | CZ13 | rDXGF | Household | 1 | 1073.2 | None | 61.9 | 0.014 | 12.2 | 31.9 | 0.007 | 3.5 | 61.9 | 0.014 | 12.2 | 31.9 | 0.007 | 3.5 | DEER:Res:ClothesDishWasher | Annual | 1719 |  | Appl-CW-Top-GasDHW-GasDry-Tier1DEER2018 | Appl-CW-Top-GasDHW-GasDry-Tier1AnyMFm2003CZ13DEER2018 | 10038
Appl-CW-Top-GasDHW-GasDry-Tier1 | DEER2018 | D17 v3 |  | Any | MFm | 2015 | CZ09 | rDXGF | Household | 1 | 1126.6 | None | 59.1 | 0.014 | 12.5 | 29.9 | 0.007 | 3.61 | 59.1 | 0.014 | 12.5 | 29.9 | 0.007 | 3.61 | DEER:Res:ClothesDishWasher | Annual | 1719 |  | Appl-CW-Top-GasDHW-GasDry-Tier1DEER2018 | Appl-CW-Top-GasDHW-GasDry-Tier1AnyMFm2015CZ09DEER2018 | 10039
Appl-CW-Top-GasDHW-GasDry-Tier1 | DEER2018 | D17 v3 |  | Any | MFm | 2011 | CZ09 | rDXGF | Household | 1 | 1126.6 | None | 58.8 | 0.013 | 12.5 | 30.7 | 0.006 | 3.64 | 58.8 | 0.013 | 12.5 | 30.7 | 0.006 | 3.64 | DEER:Res:ClothesDishWasher | Annual | 1719 |  | Appl-CW-Top-GasDHW-GasDry-Tier1DEER2018 | Appl-CW-Top-GasDHW-GasDry-Tier1AnyMFm2011CZ09DEER2018 | 10040
Appl-CW-Top-GasDHW-ElecDry-Tier1 | DEER2018 | D17 v3 |  | Any | MFm | 1996 | CZ09 | rDXGF | Household | 1 | 1093.6 | None | 350 | 0.053 | 1.39 | 153 | 0.023 | -1.03 | 350 | 0.053 | 1.39 | 153 | 0.023 | -1.03 | DEER:Res:ClothesDishWasher | Annual | 1719 |  | Appl-CW-Top-GasDHW-ElecDry-Tier1DEER2018 | Appl-CW-Top-GasDHW-ElecDry-Tier1AnyMFm1996CZ09DEER2018 | 10041
Appl-CW-Top-GasDHW-ElecDry-Tier1 | DEER2018 | D17 v3 |  | Any | MFm | 2011 | CZ10 | rDXGF | Household | 1 | 1073.2 | None | 347 | 0.054 | 1.52 | 151 | 0.024 | -0.97 | 347 | 0.054 | 1.52 | 151 | 0.024 | -0.97 | DEER:Res:ClothesDishWasher | Annual | 1719 |  | Appl-CW-Top-GasDHW-ElecDry-Tier1DEER2018 | Appl-CW-Top-GasDHW-ElecDry-Tier1AnyMFm2011CZ10DEER2018 | 10042
Appl-CW-Top-GasDHW-ElecDry-Tier1 | DEER2018 | D17 v3 |  | Any | MFm | 2015 | CZ10 | rDXGF | Household | 1 | 1073.2 | None | 345 | 0.052 | 1.51 | 153 | 0.026 | -0.91 | 345 | 0.052 | 1.51 | 153 | 0.026 | -0.91 | DEER:Res:ClothesDishWasher | Annual | 1719 |  | Appl-CW-Top-GasDHW-ElecDry-Tier1DEER2018 | Appl-CW-Top-GasDHW-ElecDry-Tier1AnyMFm2015CZ10DEER2018 | 10043
Appl-CW-Top-GasDHW-GasDry-Tier1 | DEER2018 | D17 v3 |  | Any | MFm | 2011 | CZ10 | rDXGF | Household | 1 | 1073.2 | None | 60.3 | 0.015 | 12.6 | 30.6 | 0.006 | 3.69 | 60.3 | 0.015 | 12.6 | 30.6 | 0.006 | 3.69 | DEER:Res:ClothesDishWasher | Annual | 1719 |  | Appl-CW-Top-GasDHW-GasDry-Tier1DEER2018 | Appl-CW-Top-GasDHW-GasDry-Tier1AnyMFm2011CZ10DEER2018 | 10044
Appl-CW-Top-GasDHW-GasDry-Tier1 | DEER2018 | D17 v3 |  | Any | MFm | 1996 | CZ09 | rDXGF | Household | 1 | 1093.6 | None | 62.9 | 0.014 | 12.5 | 32.6 | 0.007 | 3.64 | 62.9 | 0.014 | 12.5 | 32.6 | 0.007 | 3.64 | DEER:Res:ClothesDishWasher | Annual | 1719 |  | Appl-CW-Top-GasDHW-GasDry-Tier1DEER2018 | Appl-CW-Top-GasDHW-GasDry-Tier1AnyMFm1996CZ09DEER2018 | 10045
Appl-CW-Top-GasDHW-ElecDry-Tier1 | DEER2018 | D17 v3 |  | Any | MFm | 1996 | CZ08 | rDXGF | Household | 1 | 1169.1 | None | 346 | 0.052 | 1.35 | 151 | 0.023 | -1.06 | 346 | 0.052 | 1.35 | 151 | 0.023 | -1.06 | DEER:Res:ClothesDishWasher | Annual | 1719 |  | Appl-CW-Top-GasDHW-ElecDry-Tier1DEER2018 | Appl-CW-Top-GasDHW-ElecDry-Tier1AnyMFm1996CZ08DEER2018 | 10046
Appl-CW-Top-GasDHW-ElecDry-Tier1 | DEER2018 | D17 v3 |  | Any | MFm | 1996 | CZ13 | rDXGF | Household | 1 | 1031.9 | None | 348 | 0.056 | 0.96 | 152 | 0.025 | -1.23 | 348 | 0.056 | 0.96 | 152 | 0.025 | -1.23 | DEER:Res:ClothesDishWasher | Annual | 1719 |  | Appl-CW-Top-GasDHW-ElecDry-Tier1DEER2018 | Appl-CW-Top-GasDHW-ElecDry-Tier1AnyMFm1996CZ13DEER2018 | 10047
Appl-CW-Top-GasDHW-GasDry-Tier1 | DEER2018 | D17 v3 |  | Any | MFm | 1996 | CZ13 | rDXGF | Household | 1 | 1031.9 | None | 60.8 | 0.017 | 12 | 31.6 | 0.009 | 3.43 | 60.8 | 0.017 | 12 | 31.6 | 0.009 | 3.43 | DEER:Res:ClothesDishWasher | Annual | 1719 |  | Appl-CW-Top-GasDHW-GasDry-Tier1DEER2018 | Appl-CW-Top-GasDHW-GasDry-Tier1AnyMFm1996CZ13DEER2018 | 10048
Appl-CW-Top-GasDHW-ElecDry-Tier1 | DEER2018 | D17 v3 |  | Any | MFm | 2017 | CZ10 | rDXGF | Household | 1 | 1073.2 | None | 345 | 0.052 | 1.59 | 151 | 0.023 | -0.93 | 345 | 0.052 | 1.59 | 151 | 0.023 | -0.93 | DEER:Res:ClothesDishWasher | Annual | 1719 |  | Appl-CW-Top-GasDHW-ElecDry-Tier1DEER2018 | Appl-CW-Top-GasDHW-ElecDry-Tier1AnyMFm2017CZ10DEER2018 | 10049
Appl-CW-Top-GasDHW-GasDry-Tier1 | DEER2018 | D17 v3 |  | Any | MFm | 1975 | CZ08 | rDXGF | Household | 1 | 1047.7 | None | 58.5 | 0.016 | 12.4 | 30.6 | 0.008 | 3.62 | 58.5 | 0.016 | 12.4 | 30.6 | 0.008 | 3.62 | DEER:Res:ClothesDishWasher | Annual | 1719 |  | Appl-CW-Top-GasDHW-GasDry-Tier1DEER2018 | Appl-CW-Top-GasDHW-GasDry-Tier1AnyMFm1975CZ08DEER2018 | 10050
Appl-CW-Top-GasDHW-GasDry-Tier1 | DEER2018 | D17 v3 |  | Any | MFm | 2017 | CZ10 | rDXGF | Household | 1 | 1073.2 | None | 58.3 | 0.012 | 12.7 | 30.4 | 0.006 | 3.74 | 58.3 | 0.012 | 12.7 | 30.4 | 0.006 | 3.74 | DEER:Res:ClothesDishWasher | Annual | 1719 |  | Appl-CW-Top-GasDHW-GasDry-Tier1DEER2018 | Appl-CW-Top-GasDHW-GasDry-Tier1AnyMFm2017CZ10DEER2018 | 10051
Appl-CW-Top-GasDHW-GasDry-Tier1 | DEER2018 | D17 v3 |  | Any | MFm | 1996 | CZ08 | rDXGF | Household | 1 | 1169.1 | None | 58.9 | 0.013 | 12.4 | 30.5 | 0.007 | 3.61 | 58.9 | 0.013 | 12.4 | 30.5 | 0.007 | 3.61 | DEER:Res:ClothesDishWasher | Annual | 1719 |  | Appl-CW-Top-GasDHW-GasDry-Tier1DEER2018 | Appl-CW-Top-GasDHW-GasDry-Tier1AnyMFm1996CZ08DEER2018 | 10052
Appl-CW-Top-GasDHW-GasDry-Tier1 | DEER2018 | D17 v3 |  | Any | MFm | 2015 | CZ10 | rDXGF | Household | 1 | 1073.2 | None | 57.7 | 0.012 | 12.6 | 29.8 | 0.005 | 3.7 | 57.7 | 0.012 | 12.6 | 29.8 | 0.005 | 3.7 | DEER:Res:ClothesDishWasher | Annual | 1719 |  | Appl-CW-Top-GasDHW-GasDry-Tier1DEER2018 | Appl-CW-Top-GasDHW-GasDry-Tier1AnyMFm2015CZ10DEER2018 | 10053
Appl-CW-Top-GasDHW-GasDry-Tier1 | DEER2018 | D17 v3 |  | Any | MFm | 1996 | CZ10 | rDXGF | Household | 1 | 1093.6 | None | 56 | 0.022 | 12.1 | 29 | 0.01 | 3.4 | 56 | 0.022 | 12.1 | 29 | 0.01 | 3.4 | DEER:Res:ClothesDishWasher | Annual | 1719 |  | Appl-CW-Top-GasDHW-GasDry-Tier1DEER2018 | Appl-CW-Top-GasDHW-GasDry-Tier1AnyMFm1996CZ10DEER2018 | 10054
Appl-CW-Top-GasDHW-ElecDry-Tier1 | DEER2018 | D17 v3 |  | Any | MFm | 1996 | CZ10 | rDXGF | Household | 1 | 1093.6 | None | 343 | 0.061 | 1.02 | 150 | 0.026 | -1.26 | 343 | 0.061 | 1.02 | 150 | 0.026 | -1.26 | DEER:Res:ClothesDishWasher | Annual | 1719 |  | Appl-CW-Top-GasDHW-ElecDry-Tier1DEER2018 | Appl-CW-Top-GasDHW-ElecDry-Tier1AnyMFm1996CZ10DEER2018 | 10055
Appl-CW-Top-GasDHW-ElecDry-Tier1 | DEER2018 | D17 v3 |  | Any | MFm | 2003 | CZ10 | rDXGF | Household | 1 | 1073.2 | None | 345 | 0.057 | 1.48 | 151 | 0.026 | -0.97 | 345 | 0.057 | 1.48 | 151 | 0.026 | -0.97 | DEER:Res:ClothesDishWasher | Annual | 1719 |  | Appl-CW-Top-GasDHW-ElecDry-Tier1DEER2018 | Appl-CW-Top-GasDHW-ElecDry-Tier1AnyMFm2003CZ10DEER2018 | 10056
Appl-CW-Top-GasDHW-GasDry-Tier1 | DEER2018 | D17 v3 |  | Any | MFm | 2003 | CZ10 | rDXGF | Household | 1 | 1073.2 | None | 57.8 | 0.018 | 12.6 | 29.5 | 0.007 | 3.65 | 57.8 | 0.018 | 12.6 | 29.5 | 0.007 | 3.65 | DEER:Res:ClothesDishWasher | Annual | 1719 |  | Appl-CW-Top-GasDHW-GasDry-Tier1DEER2018 | Appl-CW-Top-GasDHW-GasDry-Tier1AnyMFm2003CZ10DEER2018 | 10057
Appl-CW-Top-GasDHW-ElecDry-Tier1 | DEER2018 | D17 v3 |  | Any | DMo | MH72 | CZ15 | rDXGF | Household | 1 | 1196 | None | 358 | 0.054 | 1.41 | 157 | 0.024 | -0.71 | 358 | 0.054 | 1.41 | 157 | 0.024 | -0.71 | DEER:Res:ClothesDishWasher | Annual | 1719 |  | Appl-CW-Top-GasDHW-ElecDry-Tier1DEER2018 | Appl-CW-Top-GasDHW-ElecDry-Tier1AnyDMoMH72CZ15DEER2018 | 10058
Appl-CW-Top-GasDHW-ElecDry-Tier1 | DEER2018 | D17 v3 |  | Any | MFm | 2007 | CZ15 | rDXGF | Household | 1 | 1094.6 | None | 351 | 0.051 | 1.38 | 153 | 0.022 | -0.77 | 351 | 0.051 | 1.38 | 153 | 0.022 | -0.77 | DEER:Res:ClothesDishWasher | Annual | 1719 |  | Appl-CW-Top-GasDHW-ElecDry-Tier1DEER2018 | Appl-CW-Top-GasDHW-ElecDry-Tier1AnyMFm2007CZ15DEER2018 | 10059
Appl-CW-Top-GasDHW-ElecDry-Tier1 | DEER2018 | D17 v3 |  | Any | DMo | MH06 | CZ15 | rDXGF | Household | 1 | 1242 | None | 355 | 0.053 | 1.33 | 156 | 0.023 | -0.77 | 355 | 0.053 | 1.33 | 156 | 0.023 | -0.77 | DEER:Res:ClothesDishWasher | Annual | 1719 |  | Appl-CW-Top-GasDHW-ElecDry-Tier1DEER2018 | Appl-CW-Top-GasDHW-ElecDry-Tier1AnyDMoMH06CZ15DEER2018 | 10060
Appl-CW-Top-GasDHW-ElecDry-Tier1 | DEER2018 | D17 v3 |  | Any | MFm | 1975 | CZ15 | rDXGF | Household | 1 | 1409.4 | None | 355 | 0.052 | 1.29 | 156 | 0.023 | -0.8 | 355 | 0.052 | 1.29 | 156 | 0.023 | -0.8 | DEER:Res:ClothesDishWasher | Annual | 1719 |  | Appl-CW-Top-GasDHW-ElecDry-Tier1DEER2018 | Appl-CW-Top-GasDHW-ElecDry-Tier1AnyMFm1975CZ15DEER2018 | 10061
Appl-CW-Top-GasDHW-ElecDry-Tier1 | DEER2018 | D17 v3 |  | Any | DMo | MH00 | CZ15 | rDXGF | Household | 1 | 1242 | None | 359 | 0.055 | 1.24 | 159 | 0.024 | -0.8 | 359 | 0.055 | 1.24 | 159 | 0.024 | -0.8 | DEER:Res:ClothesDishWasher | Annual | 1719 |  | Appl-CW-Top-GasDHW-ElecDry-Tier1DEER2018 | Appl-CW-Top-GasDHW-ElecDry-Tier1AnyDMoMH00CZ15DEER2018 | 10062
Appl-CW-Top-GasDHW-GasDry-Tier1 | DEER2018 | D17 v3 |  | Any | DMo | MH72 | CZ15 | rDXGF | Household | 1 | 1196 | None | 75.2 | 0.016 | 12.4 | 38 | 0.008 | 3.89 | 75.2 | 0.016 | 12.4 | 38 | 0.008 | 3.89 | DEER:Res:ClothesDishWasher | Annual | 1719 |  | Appl-CW-Top-GasDHW-GasDry-Tier1DEER2018 | Appl-CW-Top-GasDHW-GasDry-Tier1AnyDMoMH72CZ15DEER2018 | 10063
Appl-CW-Top-GasDHW-GasDry-Tier1 | DEER2018 | D17 v3 |  | Any | MFm | 2011 | CZ15 | rDXGF | Household | 1 | 1094.6 | None | 64 | 0.012 | 12.5 | 33.1 | 0.006 | 3.93 | 64 | 0.012 | 12.5 | 33.1 | 0.006 | 3.93 | DEER:Res:ClothesDishWasher | Annual | 1719 |  | Appl-CW-Top-GasDHW-GasDry-Tier1DEER2018 | Appl-CW-Top-GasDHW-GasDry-Tier1AnyMFm2011CZ15DEER2018 | 10064
Appl-CW-Top-GasDHW-GasDry-Tier1 | DEER2018 | D17 v3 |  | Any | DMo | MH06 | CZ15 | rDXGF | Household | 1 | 1242 | None | 72.9 | 0.014 | 12.3 | 37.8 | 0.007 | 3.86 | 72.9 | 0.014 | 12.3 | 37.8 | 0.007 | 3.86 | DEER:Res:ClothesDishWasher | Annual | 1719 |  | Appl-CW-Top-GasDHW-GasDry-Tier1DEER2018 | Appl-CW-Top-GasDHW-GasDry-Tier1AnyDMoMH06CZ15DEER2018 | 10065
Appl-CW-Top-GasDHW-GasDry-Tier1 | DEER2018 | D17 v3 |  | Any | MFm | 2017 | CZ15 | rDXGF | Household | 1 | 1094.6 | None | 62.5 | 0.011 | 12.5 | 32.4 | 0.006 | 3.94 | 62.5 | 0.011 | 12.5 | 32.4 | 0.006 | 3.94 | DEER:Res:ClothesDishWasher | Annual | 1719 |  | Appl-CW-Top-GasDHW-GasDry-Tier1DEER2018 | Appl-CW-Top-GasDHW-GasDry-Tier1AnyMFm2017CZ15DEER2018 | 10066
Appl-CW-Top-GasDHW-GasDry-Tier1 | DEER2018 | D17 v3 |  | Any | MFm | 2007 | CZ15 | rDXGF | Household | 1 | 1094.6 | None | 63.4 | 0.012 | 12.5 | 32.7 | 0.006 | 3.91 | 63.4 | 0.012 | 12.5 | 32.7 | 0.006 | 3.91 | DEER:Res:ClothesDishWasher | Annual | 1719 |  | Appl-CW-Top-GasDHW-GasDry-Tier1DEER2018 | Appl-CW-Top-GasDHW-GasDry-Tier1AnyMFm2007CZ15DEER2018 | 10067
Appl-CW-Top-GasDHW-GasDry-Tier1 | DEER2018 | D17 v3 |  | Any | DMo | MH15 | CZ15 | rDXGF | Household | 1 | 1242 | None | 72.3 | 0.014 | 12.3 | 37.7 | 0.007 | 3.84 | 72.3 | 0.014 | 12.3 | 37.7 | 0.007 | 3.84 | DEER:Res:ClothesDishWasher | Annual | 1719 |  | Appl-CW-Top-GasDHW-GasDry-Tier1DEER2018 | Appl-CW-Top-GasDHW-GasDry-Tier1AnyDMoMH15CZ15DEER2018 | 10068
Appl-CW-Top-GasDHW-ElecDry-Tier1 | DEER2018 | D17 v3 |  | Any | DMo | MH85 | CZ15 | rDXGF | Household | 1 | 1242 | None | 354 | 0.055 | 1.17 | 158 | 0.024 | -0.86 | 354 | 0.055 | 1.17 | 158 | 0.024 | -0.86 | DEER:Res:ClothesDishWasher | Annual | 1719 |  | Appl-CW-Top-GasDHW-ElecDry-Tier1DEER2018 | Appl-CW-Top-GasDHW-ElecDry-Tier1AnyDMoMH85CZ15DEER2018 | 10069
Appl-CW-Top-GasDHW-ElecDry-Tier1 | DEER2018 | D17 v3 |  | Any | DMo | MH15 | CZ15 | rDXGF | Household | 1 | 1242 | None | 355 | 0.053 | 1.3 | 157 | 0.023 | -0.77 | 355 | 0.053 | 1.3 | 157 | 0.023 | -0.77 | DEER:Res:ClothesDishWasher | Annual | 1719 |  | Appl-CW-Top-GasDHW-ElecDry-Tier1DEER2018 | Appl-CW-Top-GasDHW-ElecDry-Tier1AnyDMoMH15CZ15DEER2018 | 10070
Appl-CW-Top-GasDHW-GasDry-Tier1 | DEER2018 | D17 v3 |  | Any | DMo | MH85 | CZ15 | rDXGF | Household | 1 | 1242 | None | 71.9 | 0.016 | 12.1 | 38.8 | 0.008 | 3.76 | 71.9 | 0.016 | 12.1 | 38.8 | 0.008 | 3.76 | DEER:Res:ClothesDishWasher | Annual | 1719 |  | Appl-CW-Top-GasDHW-GasDry-Tier1DEER2018 | Appl-CW-Top-GasDHW-GasDry-Tier1AnyDMoMH85CZ15DEER2018 | 10071
Appl-CW-Top-GasDHW-GasDry-Tier1 | DEER2018 | D17 v3 |  | Any | DMo | MH00 | CZ15 | rDXGF | Household | 1 | 1242 | None | 77 | 0.017 | 12.2 | 40.7 | 0.008 | 3.81 | 77 | 0.017 | 12.2 | 40.7 | 0.008 | 3.81 | DEER:Res:ClothesDishWasher | Annual | 1719 |  | Appl-CW-Top-GasDHW-GasDry-Tier1DEER2018 | Appl-CW-Top-GasDHW-GasDry-Tier1AnyDMoMH00CZ15DEER2018 | 10072
Appl-CW-Top-GasDHW-GasDry-Tier1 | DEER2018 | D17 v3 |  | Any | MFm | 2015 | CZ15 | rDXGF | Household | 1 | 1094.6 | None | 62.8 | 0.012 | 12.5 | 32.5 | 0.006 | 3.94 | 62.8 | 0.012 | 12.5 | 32.5 | 0.006 | 3.94 | DEER:Res:ClothesDishWasher | Annual | 1719 |  | Appl-CW-Top-GasDHW-GasDry-Tier1DEER2018 | Appl-CW-Top-GasDHW-GasDry-Tier1AnyMFm2015CZ15DEER2018 | 10073
Appl-CW-Top-GasDHW-ElecDry-Tier1 | DEER2018 | D17 v3 |  | Any | MFm | 2011 | CZ15 | rDXGF | Household | 1 | 1094.6 | None | 351 | 0.052 | 1.41 | 154 | 0.023 | -0.74 | 351 | 0.052 | 1.41 | 154 | 0.023 | -0.74 | DEER:Res:ClothesDishWasher | Annual | 1719 |  | Appl-CW-Top-GasDHW-ElecDry-Tier1DEER2018 | Appl-CW-Top-GasDHW-ElecDry-Tier1AnyMFm2011CZ15DEER2018 | 10074
Appl-CW-Top-GasDHW-GasDry-Tier1 | DEER2018 | D17 v3 |  | Any | MFm | 1985 | CZ15 | rDXGF | Household | 1 | 1407.2 | None | 68.2 | 0.013 | 12.4 | 35.1 | 0.006 | 3.87 | 68.2 | 0.013 | 12.4 | 35.1 | 0.006 | 3.87 | DEER:Res:ClothesDishWasher | Annual | 1719 |  | Appl-CW-Top-GasDHW-GasDry-Tier1DEER2018 | Appl-CW-Top-GasDHW-GasDry-Tier1AnyMFm1985CZ15DEER2018 | 10075
Appl-CW-Top-GasDHW-ElecDry-Tier1 | DEER2018 | D17 v3 |  | Any | MFm | 2017 | CZ15 | rDXGF | Household | 1 | 1094.6 | None | 351 | 0.051 | 1.43 | 154 | 0.023 | -0.73 | 351 | 0.051 | 1.43 | 154 | 0.023 | -0.73 | DEER:Res:ClothesDishWasher | Annual | 1719 |  | Appl-CW-Top-GasDHW-ElecDry-Tier1DEER2018 | Appl-CW-Top-GasDHW-ElecDry-Tier1AnyMFm2017CZ15DEER2018 | 10076
Appl-CW-Top-GasDHW-GasDry-Tier1 | DEER2018 | D17 v3 |  | Any | MFm | 1975 | CZ15 | rDXGF | Household | 1 | 1409.4 | None | 68.7 | 0.013 | 12.4 | 35.2 | 0.007 | 3.88 | 68.7 | 0.013 | 12.4 | 35.2 | 0.007 | 3.88 | DEER:Res:ClothesDishWasher | Annual | 1719 |  | Appl-CW-Top-GasDHW-GasDry-Tier1DEER2018 | Appl-CW-Top-GasDHW-GasDry-Tier1AnyMFm1975CZ15DEER2018 | 10077
Appl-CW-Top-GasDHW-ElecDry-Tier1 | DEER2018 | D17 v3 |  | Any | MFm | 1985 | CZ15 | rDXGF | Household | 1 | 1407.2 | None | 355 | 0.053 | 1.27 | 156 | 0.024 | -0.81 | 355 | 0.053 | 1.27 | 156 | 0.024 | -0.81 | DEER:Res:ClothesDishWasher | Annual | 1719 |  | Appl-CW-Top-GasDHW-ElecDry-Tier1DEER2018 | Appl-CW-Top-GasDHW-ElecDry-Tier1AnyMFm1985CZ15DEER2018 | 10078
Appl-CW-Top-GasDHW-ElecDry-Tier1 | DEER2018 | D17 v3 |  | Any | MFm | 2015 | CZ15 | rDXGF | Household | 1 | 1094.6 | None | 350 | 0.051 | 1.41 | 153 | 0.022 | -0.75 | 350 | 0.051 | 1.41 | 153 | 0.022 | -0.75 | DEER:Res:ClothesDishWasher | Annual | 1719 |  | Appl-CW-Top-GasDHW-ElecDry-Tier1DEER2018 | Appl-CW-Top-GasDHW-ElecDry-Tier1AnyMFm2015CZ15DEER2018 | 10079
Appl-CW-Top-GasDHW-ElecDry-Tier1 | DEER2018 | D17 v3 |  | Any | MFm | 2003 | CZ15 | rDXGF | Household | 1 | 1094.6 | None | 354 | 0.054 | 1.37 | 155 | 0.024 | -0.76 | 354 | 0.054 | 1.37 | 155 | 0.024 | -0.76 | DEER:Res:ClothesDishWasher | Annual | 1719 |  | Appl-CW-Top-GasDHW-ElecDry-Tier1DEER2018 | Appl-CW-Top-GasDHW-ElecDry-Tier1AnyMFm2003CZ15DEER2018 | 10080
Appl-CW-Top-GasDHW-GasDry-Tier1 | DEER2018 | D17 v3 |  | Any | MFm | 2003 | CZ15 | rDXGF | Household | 1 | 1094.6 | None | 67 | 0.014 | 12.5 | 34.3 | 0.007 | 3.91 | 67 | 0.014 | 12.5 | 34.3 | 0.007 | 3.91 | DEER:Res:ClothesDishWasher | Annual | 1719 |  | Appl-CW-Top-GasDHW-GasDry-Tier1DEER2018 | Appl-CW-Top-GasDHW-GasDry-Tier1AnyMFm2003CZ15DEER2018 | 10081
Appl-CW-Top-GasDHW-GasDry-Tier1 | DEER2018 | D17 v3 |  | Any | MFm | 1996 | CZ15 | rDXGF | Household | 1 | 1086 | None | 67.2 | 0.014 | 12.5 | 34.5 | 0.007 | 3.91 | 67.2 | 0.014 | 12.5 | 34.5 | 0.007 | 3.91 | DEER:Res:ClothesDishWasher | Annual | 1719 |  | Appl-CW-Top-GasDHW-GasDry-Tier1DEER2018 | Appl-CW-Top-GasDHW-GasDry-Tier1AnyMFm1996CZ15DEER2018 | 10082
Appl-CW-Top-GasDHW-ElecDry-Tier1 | DEER2018 | D17 v3 |  | Any | MFm | 1996 | CZ15 | rDXGF | Household | 1 | 1086 | None | 354 | 0.053 | 1.35 | 155 | 0.024 | -0.77 | 354 | 0.053 | 1.35 | 155 | 0.024 | -0.77 | DEER:Res:ClothesDishWasher | Annual | 1719 |  | Appl-CW-Top-GasDHW-ElecDry-Tier1DEER2018 | Appl-CW-Top-GasDHW-ElecDry-Tier1AnyMFm1996CZ15DEER2018 | 10083
Appl-CW-Top-ElecDHW-ElecDry-Tier1 | DEER2018 | D17 v3 |  | Any | DMo | MH00 | CZ02 | rDXGF | Household | 1 | 1242 | None | 402 | 0.064 | -2.28 | 137 | 0.019 | -1.09 | 402 | 0.064 | -2.28 | 137 | 0.019 | -1.09 | DEER:Res:ClothesDishWasher | Annual | 1719 |  | Appl-CW-Top-ElecDHW-ElecDry-Tier1DEER2018 | Appl-CW-Top-ElecDHW-ElecDry-Tier1AnyDMoMH00CZ02DEER2018 | 10084
Appl-CW-Top-ElecDHW-GasDry-Tier2 | DEER2018 | D17 v3 |  | Any | SFm | 2007 | CZ10 | rDXGF | Household | 1 | 1948.8 | None | 200 | 0.028 | 11.3 | 79.8 | 0.011 | 4.69 | 200 | 0.028 | 11.3 | 79.8 | 0.011 | 4.69 | DEER:Res:ClothesDishWasher | Annual | 1719 |  | Appl-CW-Top-ElecDHW-GasDry-Tier2DEER2018 | Appl-CW-Top-ElecDHW-GasDry-Tier2AnySFm2007CZ10DEER2018 | 10085
Appl-CW-Top-ElecDHW-GasDry-Tier2 | DEER2018 | D17 v3 |  | Any | MFm | 2003 | CZ01 | rDXGF | Household | 1 | 998.7 | None | 163 | 0.022 | 9.05 | 62 | 0.008 | 3.74 | 163 | 0.022 | 9.05 | 62 | 0.008 | 3.74 | DEER:Res:ClothesDishWasher | Annual | 1719 |  | Appl-CW-Top-ElecDHW-GasDry-Tier2DEER2018 | Appl-CW-Top-ElecDHW-GasDry-Tier2AnyMFm2003CZ01DEER2018 | 10086
Appl-CW-Top-ElecDHW-GasDry-Tier2 | DEER2018 | D17 v3 |  | Any | MFm | 2007 | CZ15 | rDXGF | Household | 1 | 1094.6 | None | 148 | 0.021 | 10.7 | 60.3 | 0.009 | 4.56 | 148 | 0.021 | 10.7 | 60.3 | 0.009 | 4.56 | DEER:Res:ClothesDishWasher | Annual | 1719 |  | Appl-CW-Top-ElecDHW-GasDry-Tier2DEER2018 | Appl-CW-Top-ElecDHW-GasDry-Tier2AnyMFm2007CZ15DEER2018 | 10087
Appl-CW-Top-ElecDHW-GasDry-Tier2 | DEER2018 | D17 v3 |  | Any | DMo | MH00 | CZ11 | rDXGF | Household | 1 | 1242 | None | 167 | 0.032 | 8.88 | 66.7 | 0.014 | 3.69 | 167 | 0.032 | 8.88 | 66.7 | 0.014 | 3.69 | DEER:Res:ClothesDishWasher | Annual | 1719 |  | Appl-CW-Top-ElecDHW-GasDry-Tier2DEER2018 | Appl-CW-Top-ElecDHW-GasDry-Tier2AnyDMoMH00CZ11DEER2018 | 10088
Appl-CW-Top-ElecDHW-GasDry-Tier2 | DEER2018 | D17 v3 |  | Any | DMo | MH06 | CZ11 | rDXGF | Household | 1 | 1242 | None | 163 | 0.03 | 9.26 | 65.5 | 0.013 | 3.87 | 163 | 0.03 | 9.26 | 65.5 | 0.013 | 3.87 | DEER:Res:ClothesDishWasher | Annual | 1719 |  | Appl-CW-Top-ElecDHW-GasDry-Tier2DEER2018 | Appl-CW-Top-ElecDHW-GasDry-Tier2AnyDMoMH06CZ11DEER2018 | 10089
Appl-CW-Top-ElecDHW-GasDry-Tier2 | DEER2018 | D17 v3 |  | Any | DMo | MH15 | CZ07 | rDXGF | Household | 1 | 1242 | None | 166 | 0.027 | 10.3 | 66.4 | 0.012 | 4.42 | 166 | 0.027 | 10.3 | 66.4 | 0.012 | 4.42 | DEER:Res:ClothesDishWasher | Annual | 1719 |  | Appl-CW-Top-ElecDHW-GasDry-Tier2DEER2018 | Appl-CW-Top-ElecDHW-GasDry-Tier2AnyDMoMH15CZ07DEER2018 | 10090
Appl-CW-Top-ElecDHW-GasDry-Tier2 | DEER2018 | D17 v3 |  | Any | SFm | 1996 | CZ09 | rDXGF | Household | 1 | 2186 | None | 203 | 0.033 | 11.8 | 81.3 | 0.014 | 4.96 | 203 | 0.033 | 11.8 | 81.3 | 0.014 | 4.96 | DEER:Res:ClothesDishWasher | Annual | 1719 |  | Appl-CW-Top-ElecDHW-GasDry-Tier2DEER2018 | Appl-CW-Top-ElecDHW-GasDry-Tier2AnySFm1996CZ09DEER2018 | 10091
Appl-CW-Top-ElecDHW-GasDry-Tier2 | DEER2018 | D17 v3 |  | Any | DMo | MH85 | CZ14 | rDXGF | Household | 1 | 1242 | None | 170 | 0.028 | 8.74 | 68.3 | 0.012 | 3.63 | 170 | 0.028 | 8.74 | 68.3 | 0.012 | 3.63 | DEER:Res:ClothesDishWasher | Annual | 1719 |  | Appl-CW-Top-ElecDHW-GasDry-Tier2DEER2018 | Appl-CW-Top-ElecDHW-GasDry-Tier2AnyDMoMH85CZ14DEER2018 | 10092
Appl-CW-Top-ElecDHW-GasDry-Tier2 | DEER2018 | D17 v3 |  | Any | SFm | 2011 | CZ14 | rDXGF | Household | 1 | 2160.9 | None | 203 | 0.03 | 10.9 | 80.9 | 0.013 | 4.52 | 203 | 0.03 | 10.9 | 80.9 | 0.013 | 4.52 | DEER:Res:ClothesDishWasher | Annual | 1719 |  | Appl-CW-Top-ElecDHW-GasDry-Tier2DEER2018 | Appl-CW-Top-ElecDHW-GasDry-Tier2AnySFm2011CZ14DEER2018 | 10093
Appl-CW-Top-ElecDHW-GasDry-Tier2 | DEER2018 | D17 v3 |  | Any | SFm | 2011 | CZ04 | rDXGF | Household | 1 | 2295.6 | None | 202 | 0.039 | 11.1 | 79.4 | 0.017 | 4.6 | 202 | 0.039 | 11.1 | 79.4 | 0.017 | 4.6 | DEER:Res:ClothesDishWasher | Annual | 1719 |  | Appl-CW-Top-ElecDHW-GasDry-Tier2DEER2018 | Appl-CW-Top-ElecDHW-GasDry-Tier2AnySFm2011CZ04DEER2018 | 10094
Appl-CW-Top-ElecDHW-GasDry-Tier2 | DEER2018 | D17 v3 |  | Any | DMo | MH85 | CZ04 | rDXGF | Household | 1 | 1242 | None | 168 | 0.035 | 8.72 | 66.9 | 0.014 | 3.62 | 168 | 0.035 | 8.72 | 66.9 | 0.014 | 3.62 | DEER:Res:ClothesDishWasher | Annual | 1719 |  | Appl-CW-Top-ElecDHW-GasDry-Tier2DEER2018 | Appl-CW-Top-ElecDHW-GasDry-Tier2AnyDMoMH85CZ04DEER2018 | 10095
Appl-CW-Top-ElecDHW-GasDry-Tier2 | DEER2018 | D17 v3 |  | Any | DMo | MH72 | CZ16 | rDXGF | Household | 1 | 1196 | None | 175 | 0.031 | 8.56 | 68.2 | 0.013 | 3.51 | 175 | 0.031 | 8.56 | 68.2 | 0.013 | 3.51 | DEER:Res:ClothesDishWasher | Annual | 1719 |  | Appl-CW-Top-ElecDHW-GasDry-Tier2DEER2018 | Appl-CW-Top-ElecDHW-GasDry-Tier2AnyDMoMH72CZ16DEER2018 | 10096
Appl-CW-Top-ElecDHW-GasDry-Tier2 | DEER2018 | D17 v3 |  | Any | MFm | 1996 | CZ05 | rDXGF | Household | 1 | 981.6 | None | 159 | 0.023 | 9.31 | 61.3 | 0.009 | 3.9 | 159 | 0.023 | 9.31 | 61.3 | 0.009 | 3.9 | DEER:Res:ClothesDishWasher | Annual | 1719 |  | Appl-CW-Top-ElecDHW-GasDry-Tier2DEER2018 | Appl-CW-Top-ElecDHW-GasDry-Tier2AnyMFm1996CZ05DEER2018 | 10097
Appl-CW-Top-ElecDHW-GasDry-Tier2 | DEER2018 | D17 v3 |  | Any | MFm | 2015 | CZ07 | rDXGF | Household | 1 | 1206 | None | 161 | 0.025 | 10.2 | 63.6 | 0.01 | 4.32 | 161 | 0.025 | 10.2 | 63.6 | 0.01 | 4.32 | DEER:Res:ClothesDishWasher | Annual | 1719 |  | Appl-CW-Top-ElecDHW-GasDry-Tier2DEER2018 | Appl-CW-Top-ElecDHW-GasDry-Tier2AnyMFm2015CZ07DEER2018 | 10098
Appl-CW-Top-ElecDHW-GasDry-Tier2 | DEER2018 | D17 v3 |  | Any | DMo | MH00 | CZ08 | rDXGF | Household | 1 | 1242 | None | 165 | 0.03 | 9.42 | 66 | 0.013 | 3.96 | 165 | 0.03 | 9.42 | 66 | 0.013 | 3.96 | DEER:Res:ClothesDishWasher | Annual | 1719 |  | Appl-CW-Top-ElecDHW-GasDry-Tier2DEER2018 | Appl-CW-Top-ElecDHW-GasDry-Tier2AnyDMoMH00CZ08DEER2018 | 10099
Appl-CW-Top-ElecDHW-GasDry-Tier2 | DEER2018 | D17 v3 |  | Any | SFm | 2017 | CZ05 | rDXGF | Household | 1 | 2295.6 | None | 198 | 0.036 | 10.6 | 76.2 | 0.015 | 4.4 | 198 | 0.036 | 10.6 | 76.2 | 0.015 | 4.4 | DEER:Res:ClothesDishWasher | Annual | 1719 |  | Appl-CW-Top-ElecDHW-GasDry-Tier2DEER2018 | Appl-CW-Top-ElecDHW-GasDry-Tier2AnySFm2017CZ05DEER2018 | 10100
Appl-CW-Top-ElecDHW-ElecDry-Tier1 | DEER2018 | D17 v3 |  | Any | MFm | 2017 | CZ10 | rDXGF | Household | 1 | 1073.2 | None | 400 | 0.059 | -0.8 | 139 | 0.021 | -0.39 | 400 | 0.059 | -0.8 | 139 | 0.021 | -0.39 | DEER:Res:ClothesDishWasher | Annual | 1719 |  | Appl-CW-Top-ElecDHW-ElecDry-Tier1DEER2018 | Appl-CW-Top-ElecDHW-ElecDry-Tier1AnyMFm2017CZ10DEER2018 | 10101
Appl-CW-Top-ElecDHW-GasDry-Tier2 | DEER2018 | D17 v3 |  | Any | DMo | MH06 | CZ08 | rDXGF | Household | 1 | 1242 | None | 167 | 0.028 | 9.97 | 67 | 0.012 | 4.22 | 167 | 0.028 | 9.97 | 67 | 0.012 | 4.22 | DEER:Res:ClothesDishWasher | Annual | 1719 |  | Appl-CW-Top-ElecDHW-GasDry-Tier2DEER2018 | Appl-CW-Top-ElecDHW-GasDry-Tier2AnyDMoMH06CZ08DEER2018 | 10102
Appl-CW-Top-ElecDHW-GasDry-Tier2 | DEER2018 | D17 v3 |  | Any | MFm | 2011 | CZ15 | rDXGF | Household | 1 | 1094.6 | None | 148 | 0.021 | 10.7 | 60.6 | 0.009 | 4.57 | 148 | 0.021 | 10.7 | 60.6 | 0.009 | 4.57 | DEER:Res:ClothesDishWasher | Annual | 1719 |  | Appl-CW-Top-ElecDHW-GasDry-Tier2DEER2018 | Appl-CW-Top-ElecDHW-GasDry-Tier2AnyMFm2011CZ15DEER2018 | 10103
Appl-CW-Top-ElecDHW-GasDry-Tier2 | DEER2018 | D17 v3 |  | Any | DMo | MH85 | CZ10 | rDXGF | Household | 1 | 1242 | None | 167 | 0.03 | 9.4 | 67.3 | 0.013 | 3.93 | 167 | 0.03 | 9.4 | 67.3 | 0.013 | 3.93 | DEER:Res:ClothesDishWasher | Annual | 1719 |  | Appl-CW-Top-ElecDHW-GasDry-Tier2DEER2018 | Appl-CW-Top-ElecDHW-GasDry-Tier2AnyDMoMH85CZ10DEER2018 | 10104
Appl-CW-Top-ElecDHW-GasDry-Tier2 | DEER2018 | D17 v3 |  | Any | SFm | 2011 | CZ10 | rDXGF | Household | 1 | 1948.8 | None | 200 | 0.029 | 11.3 | 79.6 | 0.012 | 4.72 | 200 | 0.029 | 11.3 | 79.6 | 0.012 | 4.72 | DEER:Res:ClothesDishWasher | Annual | 1719 |  | Appl-CW-Top-ElecDHW-GasDry-Tier2DEER2018 | Appl-CW-Top-ElecDHW-GasDry-Tier2AnySFm2011CZ10DEER2018 | 10105
Appl-CW-Top-ElecDHW-GasDry-Tier2 | DEER2018 | D17 v3 |  | Any | DMo | MH72 | CZ11 | rDXGF | Household | 1 | 1196 | None | 166 | 0.031 | 9.32 | 66.6 | 0.014 | 3.93 | 166 | 0.031 | 9.32 | 66.6 | 0.014 | 3.93 | DEER:Res:ClothesDishWasher | Annual | 1719 |  | Appl-CW-Top-ElecDHW-GasDry-Tier2DEER2018 | Appl-CW-Top-ElecDHW-GasDry-Tier2AnyDMoMH72CZ11DEER2018 | 10106
Appl-CW-Top-ElecDHW-GasDry-Tier2 | DEER2018 | D17 v3 |  | Any | MFm | 2007 | CZ06 | rDXGF | Household | 1 | 1206 | None | 158 | 0.026 | 9.92 | 62 | 0.011 | 4.2 | 158 | 0.026 | 9.92 | 62 | 0.011 | 4.2 | DEER:Res:ClothesDishWasher | Annual | 1719 |  | Appl-CW-Top-ElecDHW-GasDry-Tier2DEER2018 | Appl-CW-Top-ElecDHW-GasDry-Tier2AnyMFm2007CZ06DEER2018 | 10107
Appl-CW-Top-ElecDHW-GasDry-Tier2 | DEER2018 | D17 v3 |  | Any | MFm | 2015 | CZ09 | rDXGF | Household | 1 | 1126.6 | None | 159 | 0.027 | 10.2 | 62 | 0.011 | 4.32 | 159 | 0.027 | 10.2 | 62 | 0.011 | 4.32 | DEER:Res:ClothesDishWasher | Annual | 1719 |  | Appl-CW-Top-ElecDHW-GasDry-Tier2DEER2018 | Appl-CW-Top-ElecDHW-GasDry-Tier2AnyMFm2015CZ09DEER2018 | 10108
Appl-CW-Top-ElecDHW-GasDry-Tier2 | DEER2018 | D17 v3 |  | Any | MFm | 2011 | CZ03 | rDXGF | Household | 1 | 998.7 | None | 157 | 0.024 | 9.46 | 60.5 | 0.009 | 3.97 | 157 | 0.024 | 9.46 | 60.5 | 0.009 | 3.97 | DEER:Res:ClothesDishWasher | Annual | 1719 |  | Appl-CW-Top-ElecDHW-GasDry-Tier2DEER2018 | Appl-CW-Top-ElecDHW-GasDry-Tier2AnyMFm2011CZ03DEER2018 | 10109
Appl-CW-Top-ElecDHW-GasDry-Tier2 | DEER2018 | D17 v3 |  | Any | SFm | 1975 | CZ09 | rDXGF | Household | 1 | 1636 | None | 202 | 0.035 | 11.5 | 80.7 | 0.015 | 4.81 | 202 | 0.035 | 11.5 | 80.7 | 0.015 | 4.81 | DEER:Res:ClothesDishWasher | Annual | 1719 |  | Appl-CW-Top-ElecDHW-GasDry-Tier2DEER2018 | Appl-CW-Top-ElecDHW-GasDry-Tier2AnySFm1975CZ09DEER2018 | 10110
Appl-CW-Top-ElecDHW-GasDry-Tier2 | DEER2018 | D17 v3 |  | Any | DMo | MH15 | CZ01 | rDXGF | Household | 1 | 1242 | None | 162 | 0.022 | 7.89 | 61.6 | 0.008 | 3.22 | 162 | 0.022 | 7.89 | 61.6 | 0.008 | 3.22 | DEER:Res:ClothesDishWasher | Annual | 1719 |  | Appl-CW-Top-ElecDHW-GasDry-Tier2DEER2018 | Appl-CW-Top-ElecDHW-GasDry-Tier2AnyDMoMH15CZ01DEER2018 | 10111
Appl-CW-Top-ElecDHW-GasDry-Tier2 | DEER2018 | D17 v3 |  | Any | SFm | 2011 | CZ08 | rDXGF | Household | 1 | 2392.9 | None | 205 | 0.03 | 12.3 | 80.9 | 0.012 | 5.22 | 205 | 0.03 | 12.3 | 80.9 | 0.012 | 5.22 | DEER:Res:ClothesDishWasher | Annual | 1719 |  | Appl-CW-Top-ElecDHW-GasDry-Tier2DEER2018 | Appl-CW-Top-ElecDHW-GasDry-Tier2AnySFm2011CZ08DEER2018 | 10112
Appl-CW-Top-ElecDHW-ElecDry-Tier1 | DEER2018 | D17 v3 |  | Any | SFm | 1975 | CZ16 | rDXGF | Household | 1 | 1591 | None | 509 | 0.078 | -3.24 | 171 | 0.028 | -1.55 | 509 | 0.078 | -3.24 | 171 | 0.028 | -1.55 | DEER:Res:ClothesDishWasher | Annual | 1719 |  | Appl-CW-Top-ElecDHW-ElecDry-Tier1DEER2018 | Appl-CW-Top-ElecDHW-ElecDry-Tier1AnySFm1975CZ16DEER2018 | 10113
Appl-CW-Top-ElecDHW-GasDry-Tier2 | DEER2018 | D17 v3 |  | Any | DMo | MH85 | CZ08 | rDXGF | Household | 1 | 1242 | None | 165 | 0.028 | 9.46 | 66.3 | 0.012 | 3.98 | 165 | 0.028 | 9.46 | 66.3 | 0.012 | 3.98 | DEER:Res:ClothesDishWasher | Annual | 1719 |  | Appl-CW-Top-ElecDHW-GasDry-Tier2DEER2018 | Appl-CW-Top-ElecDHW-GasDry-Tier2AnyDMoMH85CZ08DEER2018 | 10114
Appl-CW-Top-ElecDHW-GasDry-Tier2 | DEER2018 | D17 v3 |  | Any | MFm | 1985 | CZ09 | rDXGF | Household | 1 | 1438.9 | None | 161 | 0.027 | 9.83 | 63.7 | 0.012 | 4.15 | 161 | 0.027 | 9.83 | 63.7 | 0.012 | 4.15 | DEER:Res:ClothesDishWasher | Annual | 1719 |  | Appl-CW-Top-ElecDHW-GasDry-Tier2DEER2018 | Appl-CW-Top-ElecDHW-GasDry-Tier2AnyMFm1985CZ09DEER2018 | 10115
Appl-CW-Top-ElecDHW-GasDry-Tier2 | DEER2018 | D17 v3 |  | Any | MFm | 2017 | CZ02 | rDXGF | Household | 1 | 1073.2 | None | 162 | 0.027 | 9.81 | 62.9 | 0.011 | 4.14 | 162 | 0.027 | 9.81 | 62.9 | 0.011 | 4.14 | DEER:Res:ClothesDishWasher | Annual | 1719 |  | Appl-CW-Top-ElecDHW-GasDry-Tier2DEER2018 | Appl-CW-Top-ElecDHW-GasDry-Tier2AnyMFm2017CZ02DEER2018 | 10116
Appl-CW-Top-ElecDHW-GasDry-Tier2 | DEER2018 | D17 v3 |  | Any | SFm | 2007 | CZ11 | rDXGF | Household | 1 | 1948.8 | None | 199 | 0.031 | 10.8 | 78.9 | 0.013 | 4.48 | 199 | 0.031 | 10.8 | 78.9 | 0.013 | 4.48 | DEER:Res:ClothesDishWasher | Annual | 1719 |  | Appl-CW-Top-ElecDHW-GasDry-Tier2DEER2018 | Appl-CW-Top-ElecDHW-GasDry-Tier2AnySFm2007CZ11DEER2018 | 10117
Appl-CW-Top-ElecDHW-GasDry-Tier2 | DEER2018 | D17 v3 |  | Any | MFm | 2003 | CZ09 | rDXGF | Household | 1 | 1126.6 | None | 155 | 0.024 | 9.8 | 59.3 | 0.008 | 4.02 | 155 | 0.024 | 9.8 | 59.3 | 0.008 | 4.02 | DEER:Res:ClothesDishWasher | Annual | 1719 |  | Appl-CW-Top-ElecDHW-GasDry-Tier2DEER2018 | Appl-CW-Top-ElecDHW-GasDry-Tier2AnyMFm2003CZ09DEER2018 | 10118
Appl-CW-Top-ElecDHW-GasDry-Tier2 | DEER2018 | D17 v3 |  | Any | DMo | MH00 | CZ10 | rDXGF | Household | 1 | 1242 | None | 169 | 0.03 | 9.3 | 68.9 | 0.013 | 3.91 | 169 | 0.03 | 9.3 | 68.9 | 0.013 | 3.91 | DEER:Res:ClothesDishWasher | Annual | 1719 |  | Appl-CW-Top-ElecDHW-GasDry-Tier2DEER2018 | Appl-CW-Top-ElecDHW-GasDry-Tier2AnyDMoMH00CZ10DEER2018 | 10119
Appl-CW-Top-ElecDHW-GasDry-Tier2 | DEER2018 | D17 v3 |  | Any | MFm | 2003 | CZ07 | rDXGF | Household | 1 | 1206 | None | 161 | 0.026 | 10.2 | 63.7 | 0.011 | 4.34 | 161 | 0.026 | 10.2 | 63.7 | 0.011 | 4.34 | DEER:Res:ClothesDishWasher | Annual | 1719 |  | Appl-CW-Top-ElecDHW-GasDry-Tier2DEER2018 | Appl-CW-Top-ElecDHW-GasDry-Tier2AnyMFm2003CZ07DEER2018 | 10120
Appl-CW-Top-ElecDHW-GasDry-Tier2 | DEER2018 | D17 v3 |  | Any | MFm | 1985 | CZ07 | rDXGF | Household | 1 | 1295.2 | None | 156 | 0.026 | 10.2 | 61.1 | 0.01 | 4.32 | 156 | 0.026 | 10.2 | 61.1 | 0.01 | 4.32 | DEER:Res:ClothesDishWasher | Annual | 1719 |  | Appl-CW-Top-ElecDHW-GasDry-Tier2DEER2018 | Appl-CW-Top-ElecDHW-GasDry-Tier2AnyMFm1985CZ07DEER2018 | 10121
Appl-CW-Top-ElecDHW-GasDry-Tier2 | DEER2018 | D17 v3 |  | Any | MFm | 2011 | CZ12 | rDXGF | Household | 1 | 1073.2 | None | 162 | 0.025 | 9.98 | 62.2 | 0.009 | 4.15 | 162 | 0.025 | 9.98 | 62.2 | 0.009 | 4.15 | DEER:Res:ClothesDishWasher | Annual | 1719 |  | Appl-CW-Top-ElecDHW-GasDry-Tier2DEER2018 | Appl-CW-Top-ElecDHW-GasDry-Tier2AnyMFm2011CZ12DEER2018 | 10122
Appl-CW-Top-ElecDHW-GasDry-Tier2 | DEER2018 | D17 v3 |  | Any | SFm | 1996 | CZ01 | rDXGF | Household | 1 | 2193 | None | 202 | 0.028 | 10.7 | 76.8 | 0.011 | 4.42 | 202 | 0.028 | 10.7 | 76.8 | 0.011 | 4.42 | DEER:Res:ClothesDishWasher | Annual | 1719 |  | Appl-CW-Top-ElecDHW-GasDry-Tier2DEER2018 | Appl-CW-Top-ElecDHW-GasDry-Tier2AnySFm1996CZ01DEER2018 | 10123
Appl-CW-Top-ElecDHW-GasDry-Tier2 | DEER2018 | D17 v3 |  | Any | DMo | MH06 | CZ10 | rDXGF | Household | 1 | 1242 | None | 165 | 0.026 | 9.28 | 66.6 | 0.011 | 3.9 | 165 | 0.026 | 9.28 | 66.6 | 0.011 | 3.9 | DEER:Res:ClothesDishWasher | Annual | 1719 |  | Appl-CW-Top-ElecDHW-GasDry-Tier2DEER2018 | Appl-CW-Top-ElecDHW-GasDry-Tier2AnyDMoMH06CZ10DEER2018 | 10124
Appl-CW-Top-ElecDHW-GasDry-Tier2 | DEER2018 | D17 v3 |  | Any | DMo | MH00 | CZ14 | rDXGF | Household | 1 | 1242 | None | 169 | 0.029 | 8.77 | 67.9 | 0.013 | 3.64 | 169 | 0.029 | 8.77 | 67.9 | 0.013 | 3.64 | DEER:Res:ClothesDishWasher | Annual | 1719 |  | Appl-CW-Top-ElecDHW-GasDry-Tier2DEER2018 | Appl-CW-Top-ElecDHW-GasDry-Tier2AnyDMoMH00CZ14DEER2018 | 10125
Appl-CW-Top-ElecDHW-GasDry-Tier2 | DEER2018 | D17 v3 |  | Any | DMo | MH15 | CZ02 | rDXGF | Household | 1 | 1242 | None | 166 | 0.029 | 8.44 | 65 | 0.01 | 3.48 | 166 | 0.029 | 8.44 | 65 | 0.01 | 3.48 | DEER:Res:ClothesDishWasher | Annual | 1719 |  | Appl-CW-Top-ElecDHW-GasDry-Tier2DEER2018 | Appl-CW-Top-ElecDHW-GasDry-Tier2AnyDMoMH15CZ02DEER2018 | 10126
Appl-CW-Top-ElecDHW-GasDry-Tier2 | DEER2018 | D17 v3 |  | Any | DMo | MH06 | CZ14 | rDXGF | Household | 1 | 1242 | None | 166 | 0.027 | 9.02 | 66.7 | 0.012 | 3.76 | 166 | 0.027 | 9.02 | 66.7 | 0.012 | 3.76 | DEER:Res:ClothesDishWasher | Annual | 1719 |  | Appl-CW-Top-ElecDHW-GasDry-Tier2DEER2018 | Appl-CW-Top-ElecDHW-GasDry-Tier2AnyDMoMH06CZ14DEER2018 | 10127
Appl-CW-Top-ElecDHW-GasDry-Tier2 | DEER2018 | D17 v3 |  | Any | MFm | 2017 | CZ01 | rDXGF | Household | 1 | 998.7 | None | 164 | 0.022 | 9.1 | 62.3 | 0.008 | 3.71 | 164 | 0.022 | 9.1 | 62.3 | 0.008 | 3.71 | DEER:Res:ClothesDishWasher | Annual | 1719 |  | Appl-CW-Top-ElecDHW-GasDry-Tier2DEER2018 | Appl-CW-Top-ElecDHW-GasDry-Tier2AnyMFm2017CZ01DEER2018 | 10128
Appl-CW-Top-ElecDHW-GasDry-Tier2 | DEER2018 | D17 v3 |  | Any | SFm | 1996 | CZ02 | rDXGF | Household | 1 | 2193 | None | 203 | 0.047 | 10.8 | 77.5 | 0.025 | 4.47 | 203 | 0.047 | 10.8 | 77.5 | 0.025 | 4.47 | DEER:Res:ClothesDishWasher | Annual | 1719 |  | Appl-CW-Top-ElecDHW-GasDry-Tier2DEER2018 | Appl-CW-Top-ElecDHW-GasDry-Tier2AnySFm1996CZ02DEER2018 | 10129
Appl-CW-Top-ElecDHW-GasDry-Tier2 | DEER2018 | D17 v3 |  | Any | DMo | MH72 | CZ10 | rDXGF | Household | 1 | 1196 | None | 166 | 0.031 | 9.72 | 66.2 | 0.013 | 4.11 | 166 | 0.031 | 9.72 | 66.2 | 0.013 | 4.11 | DEER:Res:ClothesDishWasher | Annual | 1719 |  | Appl-CW-Top-ElecDHW-GasDry-Tier2DEER2018 | Appl-CW-Top-ElecDHW-GasDry-Tier2AnyDMoMH72CZ10DEER2018 | 10130
Appl-CW-Top-ElecDHW-GasDry-Tier2 | DEER2018 | D17 v3 |  | Any | MFm | 2015 | CZ01 | rDXGF | Household | 1 | 998.7 | None | 164 | 0.023 | 8.91 | 62.2 | 0.009 | 3.65 | 164 | 0.023 | 8.91 | 62.2 | 0.009 | 3.65 | DEER:Res:ClothesDishWasher | Annual | 1719 |  | Appl-CW-Top-ElecDHW-GasDry-Tier2DEER2018 | Appl-CW-Top-ElecDHW-GasDry-Tier2AnyMFm2015CZ01DEER2018 | 10131
Appl-CW-Top-ElecDHW-GasDry-Tier2 | DEER2018 | D17 v3 |  | Any | DMo | MH72 | CZ14 | rDXGF | Household | 1 | 1196 | None | 169 | 0.028 | 9.37 | 68.1 | 0.012 | 3.93 | 169 | 0.028 | 9.37 | 68.1 | 0.012 | 3.93 | DEER:Res:ClothesDishWasher | Annual | 1719 |  | Appl-CW-Top-ElecDHW-GasDry-Tier2DEER2018 | Appl-CW-Top-ElecDHW-GasDry-Tier2AnyDMoMH72CZ14DEER2018 | 10132
Appl-CW-Top-ElecDHW-GasDry-Tier2 | DEER2018 | D17 v3 |  | Any | SFm | 2003 | CZ05 | rDXGF | Household | 1 | 2295.6 | None | 198 | 0.041 | 9.63 | 75.5 | 0.017 | 3.88 | 198 | 0.041 | 9.63 | 75.5 | 0.017 | 3.88 | DEER:Res:ClothesDishWasher | Annual | 1719 |  | Appl-CW-Top-ElecDHW-GasDry-Tier2DEER2018 | Appl-CW-Top-ElecDHW-GasDry-Tier2AnySFm2003CZ05DEER2018 | 10133
Appl-CW-Top-ElecDHW-GasDry-Tier2 | DEER2018 | D17 v3 |  | Any | MFm | 1975 | CZ05 | rDXGF | Household | 1 | 1070.2 | None | 158 | 0.022 | 8.71 | 60.5 | 0.009 | 3.59 | 158 | 0.022 | 8.71 | 60.5 | 0.009 | 3.59 | DEER:Res:ClothesDishWasher | Annual | 1719 |  | Appl-CW-Top-ElecDHW-GasDry-Tier2DEER2018 | Appl-CW-Top-ElecDHW-GasDry-Tier2AnyMFm1975CZ05DEER2018 | 10134
Appl-CW-Top-ElecDHW-GasDry-Tier2 | DEER2018 | D17 v3 |  | Any | DMo | MH85 | CZ16 | rDXGF | Household | 1 | 1242 | None | 173 | 0.031 | 7.99 | 67 | 0.013 | 3.24 | 173 | 0.031 | 7.99 | 67 | 0.013 | 3.24 | DEER:Res:ClothesDishWasher | Annual | 1719 |  | Appl-CW-Top-ElecDHW-GasDry-Tier2DEER2018 | Appl-CW-Top-ElecDHW-GasDry-Tier2AnyDMoMH85CZ16DEER2018 | 10135
Appl-CW-Top-ElecDHW-GasDry-Tier2 | DEER2018 | D17 v3 |  | Any | SFm | 2011 | CZ16 | rDXGF | Household | 1 | 2295.6 | None | 211 | 0.036 | 11.6 | 81.3 | 0.015 | 4.86 | 211 | 0.036 | 11.6 | 81.3 | 0.015 | 4.86 | DEER:Res:ClothesDishWasher | Annual | 1719 |  | Appl-CW-Top-ElecDHW-GasDry-Tier2DEER2018 | Appl-CW-Top-ElecDHW-GasDry-Tier2AnySFm2011CZ16DEER2018 | 10136
Appl-CW-Top-ElecDHW-GasDry-Tier2 | DEER2018 | D17 v3 |  | Any | MFm | 2015 | CZ02 | rDXGF | Household | 1 | 1073.2 | None | 163 | 0.027 | 9.91 | 63.1 | 0.011 | 4.15 | 163 | 0.027 | 9.91 | 63.1 | 0.011 | 4.15 | DEER:Res:ClothesDishWasher | Annual | 1719 |  | Appl-CW-Top-ElecDHW-GasDry-Tier2DEER2018 | Appl-CW-Top-ElecDHW-GasDry-Tier2AnyMFm2015CZ02DEER2018 | 10137
Appl-CW-Top-ElecDHW-GasDry-Tier2 | DEER2018 | D17 v3 |  | Any | MFm | 2007 | CZ13 | rDXGF | Household | 1 | 1073.2 | None | 159 | 0.024 | 9.81 | 63.1 | 0.01 | 4.15 | 159 | 0.024 | 9.81 | 63.1 | 0.01 | 4.15 | DEER:Res:ClothesDishWasher | Annual | 1719 |  | Appl-CW-Top-ElecDHW-GasDry-Tier2DEER2018 | Appl-CW-Top-ElecDHW-GasDry-Tier2AnyMFm2007CZ13DEER2018 | 10138
Appl-CW-Top-ElecDHW-GasDry-Tier2 | DEER2018 | D17 v3 |  | Any | MFm | 1996 | CZ11 | rDXGF | Household | 1 | 1031.9 | None | 160 | 0.027 | 10 | 65 | 0.012 | 4.28 | 160 | 0.027 | 10 | 65 | 0.012 | 4.28 | DEER:Res:ClothesDishWasher | Annual | 1719 |  | Appl-CW-Top-ElecDHW-GasDry-Tier2DEER2018 | Appl-CW-Top-ElecDHW-GasDry-Tier2AnyMFm1996CZ11DEER2018 | 10139
Appl-CW-Top-ElecDHW-GasDry-Tier2 | DEER2018 | D17 v3 |  | Any | MFm | 1985 | CZ15 | rDXGF | Household | 1 | 1407.2 | None | 152 | 0.024 | 10.6 | 62.8 | 0.01 | 4.51 | 152 | 0.024 | 10.6 | 62.8 | 0.01 | 4.51 | DEER:Res:ClothesDishWasher | Annual | 1719 |  | Appl-CW-Top-ElecDHW-GasDry-Tier2DEER2018 | Appl-CW-Top-ElecDHW-GasDry-Tier2AnyMFm1985CZ15DEER2018 | 10140
Appl-CW-Top-ElecDHW-GasDry-Tier2 | DEER2018 | D17 v3 |  | Any | MFm | 2007 | CZ01 | rDXGF | Household | 1 | 998.7 | None | 162 | 0.022 | 8.16 | 61.4 | 0.009 | 3.26 | 162 | 0.022 | 8.16 | 61.4 | 0.009 | 3.26 | DEER:Res:ClothesDishWasher | Annual | 1719 |  | Appl-CW-Top-ElecDHW-GasDry-Tier2DEER2018 | Appl-CW-Top-ElecDHW-GasDry-Tier2AnyMFm2007CZ01DEER2018 | 10141
Appl-CW-Top-ElecDHW-GasDry-Tier2 | DEER2018 | D17 v3 |  | Any | SFm | 1985 | CZ10 | rDXGF | Household | 1 | 1811 | None | 200 | 0.041 | 11 | 79.5 | 0.018 | 4.58 | 200 | 0.041 | 11 | 79.5 | 0.018 | 4.58 | DEER:Res:ClothesDishWasher | Annual | 1719 |  | Appl-CW-Top-ElecDHW-GasDry-Tier2DEER2018 | Appl-CW-Top-ElecDHW-GasDry-Tier2AnySFm1985CZ10DEER2018 | 10142
Appl-CW-Top-ElecDHW-GasDry-Tier2 | DEER2018 | D17 v3 |  | Any | MFm | 1985 | CZ03 | rDXGF | Household | 1 | 1152 | None | 158 | 0.025 | 9.21 | 60.8 | 0.01 | 3.83 | 158 | 0.025 | 9.21 | 60.8 | 0.01 | 3.83 | DEER:Res:ClothesDishWasher | Annual | 1719 |  | Appl-CW-Top-ElecDHW-GasDry-Tier2DEER2018 | Appl-CW-Top-ElecDHW-GasDry-Tier2AnyMFm1985CZ03DEER2018 | 10143
Appl-CW-Top-ElecDHW-GasDry-Tier2 | DEER2018 | D17 v3 |  | Any | SFm | 2003 | CZ04 | rDXGF | Household | 1 | 2295.6 | None | 204 | 0.044 | 11.2 | 79.7 | 0.018 | 4.67 | 204 | 0.044 | 11.2 | 79.7 | 0.018 | 4.67 | DEER:Res:ClothesDishWasher | Annual | 1719 |  | Appl-CW-Top-ElecDHW-GasDry-Tier2DEER2018 | Appl-CW-Top-ElecDHW-GasDry-Tier2AnySFm2003CZ04DEER2018 | 10144
Appl-CW-Top-ElecDHW-GasDry-Tier2 | DEER2018 | D17 v3 |  | Any | SFm | 1985 | CZ14 | rDXGF | Household | 1 | 1741 | None | 208 | 0.034 | 10.3 | 82.9 | 0.015 | 4.24 | 208 | 0.034 | 10.3 | 82.9 | 0.015 | 4.24 | DEER:Res:ClothesDishWasher | Annual | 1719 |  | Appl-CW-Top-ElecDHW-GasDry-Tier2DEER2018 | Appl-CW-Top-ElecDHW-GasDry-Tier2AnySFm1985CZ14DEER2018 | 10145
Appl-CW-Top-ElecDHW-GasDry-Tier2 | DEER2018 | D17 v3 |  | Any | MFm | 1975 | CZ04 | rDXGF | Household | 1 | 1070.2 | None | 159 | 0.03 | 9.64 | 62 | 0.013 | 4.06 | 159 | 0.03 | 9.64 | 62 | 0.013 | 4.06 | DEER:Res:ClothesDishWasher | Annual | 1719 |  | Appl-CW-Top-ElecDHW-GasDry-Tier2DEER2018 | Appl-CW-Top-ElecDHW-GasDry-Tier2AnyMFm1975CZ04DEER2018 | 10146
Appl-CW-Top-ElecDHW-GasDry-Tier2 | DEER2018 | D17 v3 |  | Any | SFm | 2017 | CZ11 | rDXGF | Household | 1 | 1948.8 | None | 196 | 0.034 | 11.1 | 77.3 | 0.013 | 4.61 | 196 | 0.034 | 11.1 | 77.3 | 0.013 | 4.61 | DEER:Res:ClothesDishWasher | Annual | 1719 |  | Appl-CW-Top-ElecDHW-GasDry-Tier2DEER2018 | Appl-CW-Top-ElecDHW-GasDry-Tier2AnySFm2017CZ11DEER2018 | 10147
Appl-CW-Top-ElecDHW-GasDry-Tier2 | DEER2018 | D17 v3 |  | Any | MFm | 2015 | CZ13 | rDXGF | Household | 1 | 1073.2 | None | 159 | 0.024 | 9.93 | 62.8 | 0.01 | 4.2 | 159 | 0.024 | 9.93 | 62.8 | 0.01 | 4.2 | DEER:Res:ClothesDishWasher | Annual | 1719 |  | Appl-CW-Top-ElecDHW-GasDry-Tier2DEER2018 | Appl-CW-Top-ElecDHW-GasDry-Tier2AnyMFm2015CZ13DEER2018 | 10148
Appl-CW-Top-ElecDHW-GasDry-Tier2 | DEER2018 | D17 v3 |  | Any | MFm | 2007 | CZ02 | rDXGF | Household | 1 | 1073.2 | None | 162 | 0.028 | 9.73 | 63.8 | 0.012 | 4.27 | 162 | 0.028 | 9.73 | 63.8 | 0.012 | 4.27 | DEER:Res:ClothesDishWasher | Annual | 1719 |  | Appl-CW-Top-ElecDHW-GasDry-Tier2DEER2018 | Appl-CW-Top-ElecDHW-GasDry-Tier2AnyMFm2007CZ02DEER2018 | 10149
Appl-CW-Top-ElecDHW-GasDry-Tier2 | DEER2018 | D17 v3 |  | Any | SFm | 2015 | CZ11 | rDXGF | Household | 1 | 1948.8 | None | 197 | 0.035 | 11 | 77.4 | 0.014 | 4.57 | 197 | 0.035 | 11 | 77.4 | 0.014 | 4.57 | DEER:Res:ClothesDishWasher | Annual | 1719 |  | Appl-CW-Top-ElecDHW-GasDry-Tier2DEER2018 | Appl-CW-Top-ElecDHW-GasDry-Tier2AnySFm2015CZ11DEER2018 | 10150
Appl-CW-Top-ElecDHW-GasDry-Tier2 | DEER2018 | D17 v3 |  | Any | SFm | 1975 | CZ06 | rDXGF | Household | 1 | 1528 | None | 199 | 0.041 | 11.8 | 78.4 | 0.016 | 4.97 | 199 | 0.041 | 11.8 | 78.4 | 0.016 | 4.97 | DEER:Res:ClothesDishWasher | Annual | 1719 |  | Appl-CW-Top-ElecDHW-GasDry-Tier2DEER2018 | Appl-CW-Top-ElecDHW-GasDry-Tier2AnySFm1975CZ06DEER2018 | 10151
Appl-CW-Top-ElecDHW-GasDry-Tier2 | DEER2018 | D17 v3 |  | Any | MFm | 2017 | CZ13 | rDXGF | Household | 1 | 1073.2 | None | 159 | 0.025 | 9.99 | 63.9 | 0.011 | 4.24 | 159 | 0.025 | 9.99 | 63.9 | 0.011 | 4.24 | DEER:Res:ClothesDishWasher | Annual | 1719 |  | Appl-CW-Top-ElecDHW-GasDry-Tier2DEER2018 | Appl-CW-Top-ElecDHW-GasDry-Tier2AnyMFm2017CZ13DEER2018 | 10152
Appl-CW-Top-ElecDHW-GasDry-Tier2 | DEER2018 | D17 v3 |  | Any | MFm | 2003 | CZ06 | rDXGF | Household | 1 | 1206 | None | 158 | 0.03 | 10.1 | 61.8 | 0.013 | 4.24 | 158 | 0.03 | 10.1 | 61.8 | 0.013 | 4.24 | DEER:Res:ClothesDishWasher | Annual | 1719 |  | Appl-CW-Top-ElecDHW-GasDry-Tier2DEER2018 | Appl-CW-Top-ElecDHW-GasDry-Tier2AnyMFm2003CZ06DEER2018 | 10153
Appl-CW-Top-ElecDHW-GasDry-Tier2 | DEER2018 | D17 v3 |  | Any | DMo | MH15 | CZ13 | rDXGF | Household | 1 | 1242 | None | 164 | 0.027 | 9.24 | 66.8 | 0.012 | 3.86 | 164 | 0.027 | 9.24 | 66.8 | 0.012 | 3.86 | DEER:Res:ClothesDishWasher | Annual | 1719 |  | Appl-CW-Top-ElecDHW-GasDry-Tier2DEER2018 | Appl-CW-Top-ElecDHW-GasDry-Tier2AnyDMoMH15CZ13DEER2018 | 10154
Appl-CW-Top-ElecDHW-GasDry-Tier2 | DEER2018 | D17 v3 |  | Any | SFm | 1996 | CZ13 | rDXGF | Household | 1 | 2032 | None | 202 | 0.039 | 10.7 | 82.1 | 0.017 | 4.39 | 202 | 0.039 | 10.7 | 82.1 | 0.017 | 4.39 | DEER:Res:ClothesDishWasher | Annual | 1719 |  | Appl-CW-Top-ElecDHW-GasDry-Tier2DEER2018 | Appl-CW-Top-ElecDHW-GasDry-Tier2AnySFm1996CZ13DEER2018 | 10155
Appl-CW-Top-ElecDHW-GasDry-Tier1 | DEER2018 | D17 v3 |  | Any | DMo | MH15 | CZ10 | rDXGF | Household | 1 | 1242 | None | 121 | 0.02 | 9.28 | 22.4 | 0.005 | 3.83 | 121 | 0.02 | 9.28 | 22.4 | 0.005 | 3.83 | DEER:Res:ClothesDishWasher | Annual | 1719 |  | Appl-CW-Top-ElecDHW-GasDry-Tier1DEER2018 | Appl-CW-Top-ElecDHW-GasDry-Tier1AnyDMoMH15CZ10DEER2018 | 10156
Appl-CW-Top-ElecDHW-GasDry-Tier1 | DEER2018 | D17 v3 |  | Any | MFm | 1996 | CZ15 | rDXGF | Household | 1 | 1086 | None | 114 | 0.019 | 10.5 | 24.6 | 0.006 | 4.36 | 114 | 0.019 | 10.5 | 24.6 | 0.006 | 4.36 | DEER:Res:ClothesDishWasher | Annual | 1719 |  | Appl-CW-Top-ElecDHW-GasDry-Tier1DEER2018 | Appl-CW-Top-ElecDHW-GasDry-Tier1AnyMFm1996CZ15DEER2018 | 10157
Appl-CW-Top-ElecDHW-GasDry-Tier1 | DEER2018 | D17 v3 |  | Any | DMo | MH06 | CZ02 | rDXGF | Household | 1 | 1242 | None | 120 | 0.025 | 8.29 | 18.2 | 0.006 | 3.36 | 120 | 0.025 | 8.29 | 18.2 | 0.006 | 3.36 | DEER:Res:ClothesDishWasher | Annual | 1719 |  | Appl-CW-Top-ElecDHW-GasDry-Tier1DEER2018 | Appl-CW-Top-ElecDHW-GasDry-Tier1AnyDMoMH06CZ02DEER2018 | 10158
Appl-CW-Top-ElecDHW-GasDry-Tier1 | DEER2018 | D17 v3 |  | Any | MFm | 2011 | CZ05 | rDXGF | Household | 1 | 998.7 | None | 112 | 0.018 | 9.46 | 13.2 | 0.003 | 3.87 | 112 | 0.018 | 9.46 | 13.2 | 0.003 | 3.87 | DEER:Res:ClothesDishWasher | Annual | 1719 |  | Appl-CW-Top-ElecDHW-GasDry-Tier1DEER2018 | Appl-CW-Top-ElecDHW-GasDry-Tier1AnyMFm2011CZ05DEER2018 | 10159
Appl-CW-Top-ElecDHW-GasDry-Tier1 | DEER2018 | D17 v3 |  | Any | DMo | MH15 | CZ14 | rDXGF | Household | 1 | 1242 | None | 121 | 0.02 | 8.78 | 21.8 | 0.005 | 3.57 | 121 | 0.02 | 8.78 | 21.8 | 0.005 | 3.57 | DEER:Res:ClothesDishWasher | Annual | 1719 |  | Appl-CW-Top-ElecDHW-GasDry-Tier1DEER2018 | Appl-CW-Top-ElecDHW-GasDry-Tier1AnyDMoMH15CZ14DEER2018 | 10160
Appl-CW-Top-ElecDHW-GasDry-Tier1 | DEER2018 | D17 v3 |  | Any | SFm | 2017 | CZ15 | rDXGF | Household | 1 | 2160.9 | None | 139 | 0.022 | 12.5 | 30 | 0.007 | 5.17 | 139 | 0.022 | 12.5 | 30 | 0.007 | 5.17 | DEER:Res:ClothesDishWasher | Annual | 1719 |  | Appl-CW-Top-ElecDHW-GasDry-Tier1DEER2018 | Appl-CW-Top-ElecDHW-GasDry-Tier1AnySFm2017CZ15DEER2018 | 10161
Appl-CW-Top-ElecDHW-GasDry-Tier1 | DEER2018 | D17 v3 |  | Any | DMo | MH00 | CZ02 | rDXGF | Household | 1 | 1242 | None | 119 | 0.026 | 8.61 | 18.1 | 0.004 | 3.5 | 119 | 0.026 | 8.61 | 18.1 | 0.004 | 3.5 | DEER:Res:ClothesDishWasher | Annual | 1719 |  | Appl-CW-Top-ElecDHW-GasDry-Tier1DEER2018 | Appl-CW-Top-ElecDHW-GasDry-Tier1AnyDMoMH00CZ02DEER2018 | 10162
Appl-CW-Top-ElecDHW-GasDry-Tier1 | DEER2018 | D17 v3 |  | Any | MFm | 2003 | CZ16 | rDXGF | Household | 1 | 998.7 | None | 122 | 0.021 | 9.18 | 16.1 | 0.005 | 3.75 | 122 | 0.021 | 9.18 | 16.1 | 0.005 | 3.75 | DEER:Res:ClothesDishWasher | Annual | 1719 |  | Appl-CW-Top-ElecDHW-GasDry-Tier1DEER2018 | Appl-CW-Top-ElecDHW-GasDry-Tier1AnyMFm2003CZ16DEER2018 | 10163
Appl-CW-Top-ElecDHW-GasDry-Tier1 | DEER2018 | D17 v3 |  | Any | SFm | 1996 | CZ14 | rDXGF | Household | 1 | 1758 | None | 151 | 0.026 | 10.6 | 26.9 | 0.007 | 4.27 | 151 | 0.026 | 10.6 | 26.9 | 0.007 | 4.27 | DEER:Res:ClothesDishWasher | Annual | 1719 |  | Appl-CW-Top-ElecDHW-GasDry-Tier1DEER2018 | Appl-CW-Top-ElecDHW-GasDry-Tier1AnySFm1996CZ14DEER2018 | 10164
Appl-CW-Top-ElecDHW-GasDry-Tier1 | DEER2018 | D17 v3 |  | Any | MFm | 2017 | CZ10 | rDXGF | Household | 1 | 1073.2 | None | 114 | 0.02 | 10.3 | 18.6 | 0.005 | 4.28 | 114 | 0.02 | 10.3 | 18.6 | 0.005 | 4.28 | DEER:Res:ClothesDishWasher | Annual | 1719 |  | Appl-CW-Top-ElecDHW-GasDry-Tier1DEER2018 | Appl-CW-Top-ElecDHW-GasDry-Tier1AnyMFm2017CZ10DEER2018 | 10165
Appl-CW-Top-ElecDHW-GasDry-Tier1 | DEER2018 | D17 v3 |  | Any | SFm | 1975 | CZ16 | rDXGF | Household | 1 | 1591 | None | 153 | 0.03 | 10.4 | 20.8 | 0.008 | 4.2 | 153 | 0.03 | 10.4 | 20.8 | 0.008 | 4.2 | DEER:Res:ClothesDishWasher | Annual | 1719 |  | Appl-CW-Top-ElecDHW-GasDry-Tier1DEER2018 | Appl-CW-Top-ElecDHW-GasDry-Tier1AnySFm1975CZ16DEER2018 | 10166
Appl-CW-Top-ElecDHW-GasDry-Tier1 | DEER2018 | D17 v3 |  | Any | SFm | 2017 | CZ03 | rDXGF | Household | 1 | 2295.6 | None | 137 | 0.029 | 10.9 | 17.1 | 0.007 | 4.43 | 137 | 0.029 | 10.9 | 17.1 | 0.007 | 4.43 | DEER:Res:ClothesDishWasher | Annual | 1719 |  | Appl-CW-Top-ElecDHW-GasDry-Tier1DEER2018 | Appl-CW-Top-ElecDHW-GasDry-Tier1AnySFm2017CZ03DEER2018 | 10167
Appl-CW-Top-ElecDHW-GasDry-Tier1 | DEER2018 | D17 v3 |  | Any | MFm | 2003 | CZ08 | rDXGF | Household | 1 | 1206 | None | 115 | 0.023 | 10 | 18.9 | 0.006 | 4.16 | 115 | 0.023 | 10 | 18.9 | 0.006 | 4.16 | DEER:Res:ClothesDishWasher | Annual | 1719 |  | Appl-CW-Top-ElecDHW-GasDry-Tier1DEER2018 | Appl-CW-Top-ElecDHW-GasDry-Tier1AnyMFm2003CZ08DEER2018 | 10168
Appl-CW-Top-ElecDHW-GasDry-Tier1 | DEER2018 | D17 v3 |  | Any | MFm | 2015 | CZ10 | rDXGF | Household | 1 | 1073.2 | None | 113 | 0.019 | 10.2 | 18 | 0.004 | 4.24 | 113 | 0.019 | 10.2 | 18 | 0.004 | 4.24 | DEER:Res:ClothesDishWasher | Annual | 1719 |  | Appl-CW-Top-ElecDHW-GasDry-Tier1DEER2018 | Appl-CW-Top-ElecDHW-GasDry-Tier1AnyMFm2015CZ10DEER2018 | 10169
Appl-CW-Top-ElecDHW-GasDry-Tier1 | DEER2018 | D17 v3 |  | Any | SFm | 2015 | CZ03 | rDXGF | Household | 1 | 2295.6 | None | 139 | 0.028 | 10.9 | 17.4 | 0.007 | 4.43 | 139 | 0.028 | 10.9 | 17.4 | 0.007 | 4.43 | DEER:Res:ClothesDishWasher | Annual | 1719 |  | Appl-CW-Top-ElecDHW-GasDry-Tier1DEER2018 | Appl-CW-Top-ElecDHW-GasDry-Tier1AnySFm2015CZ03DEER2018 | 10170
Appl-CW-Top-ElecDHW-GasDry-Tier1 | DEER2018 | D17 v3 |  | Any | DMo | MH85 | CZ09 | rDXGF | Household | 1 | 1242 | None | 120 | 0.023 | 9.16 | 22.4 | 0.006 | 3.74 | 120 | 0.023 | 9.16 | 22.4 | 0.006 | 3.74 | DEER:Res:ClothesDishWasher | Annual | 1719 |  | Appl-CW-Top-ElecDHW-GasDry-Tier1DEER2018 | Appl-CW-Top-ElecDHW-GasDry-Tier1AnyDMoMH85CZ09DEER2018 | 10171
Appl-CW-Top-ElecDHW-GasDry-Tier1 | DEER2018 | D17 v3 |  | Any | SFm | 2011 | CZ09 | rDXGF | Household | 1 | 2422.9 | None | 145 | 0.022 | 11.8 | 24.5 | 0.005 | 4.85 | 145 | 0.022 | 11.8 | 24.5 | 0.005 | 4.85 | DEER:Res:ClothesDishWasher | Annual | 1719 |  | Appl-CW-Top-ElecDHW-GasDry-Tier1DEER2018 | Appl-CW-Top-ElecDHW-GasDry-Tier1AnySFm2011CZ09DEER2018 | 10172
Appl-CW-Top-ElecDHW-GasDry-Tier1 | DEER2018 | D17 v3 |  | Any | SFm | 1975 | CZ08 | rDXGF | Household | 1 | 1528 | None | 145 | 0.032 | 11.6 | 24.7 | 0.01 | 4.79 | 145 | 0.032 | 11.6 | 24.7 | 0.01 | 4.79 | DEER:Res:ClothesDishWasher | Annual | 1719 |  | Appl-CW-Top-ElecDHW-GasDry-Tier1DEER2018 | Appl-CW-Top-ElecDHW-GasDry-Tier1AnySFm1975CZ08DEER2018 | 10173
Appl-CW-Top-ElecDHW-GasDry-Tier1 | DEER2018 | D17 v3 |  | Any | DMo | MH72 | CZ01 | rDXGF | Household | 1 | 1196 | None | 112 | 0.016 | 8.46 | 11.5 | 0.002 | 3.42 | 112 | 0.016 | 8.46 | 11.5 | 0.002 | 3.42 | DEER:Res:ClothesDishWasher | Annual | 1719 |  | Appl-CW-Top-ElecDHW-GasDry-Tier1DEER2018 | Appl-CW-Top-ElecDHW-GasDry-Tier1AnyDMoMH72CZ01DEER2018 | 10174
Appl-CW-Top-ElecDHW-GasDry-Tier1 | DEER2018 | D17 v3 |  | Any | MFm | 1975 | CZ12 | rDXGF | Household | 1 | 1098.9 | None | 114 | 0.023 | 9.21 | 16.8 | 0.006 | 3.76 | 114 | 0.023 | 9.21 | 16.8 | 0.006 | 3.76 | DEER:Res:ClothesDishWasher | Annual | 1719 |  | Appl-CW-Top-ElecDHW-GasDry-Tier1DEER2018 | Appl-CW-Top-ElecDHW-GasDry-Tier1AnyMFm1975CZ12DEER2018 | 10175
Appl-CW-Top-ElecDHW-GasDry-Tier1 | DEER2018 | D17 v3 |  | Any | SFm | 2015 | CZ15 | rDXGF | Household | 1 | 2160.9 | None | 140 | 0.022 | 12.5 | 30.1 | 0.006 | 5.16 | 140 | 0.022 | 12.5 | 30.1 | 0.006 | 5.16 | DEER:Res:ClothesDishWasher | Annual | 1719 |  | Appl-CW-Top-ElecDHW-GasDry-Tier1DEER2018 | Appl-CW-Top-ElecDHW-GasDry-Tier1AnySFm2015CZ15DEER2018 | 10176
Appl-CW-Top-ElecDHW-GasDry-Tier1 | DEER2018 | D17 v3 |  | Any | SFm | 2003 | CZ12 | rDXGF | Household | 1 | 1948.8 | None | 145 | 0.033 | 10.8 | 22.9 | 0.01 | 4.4 | 145 | 0.033 | 10.8 | 22.9 | 0.01 | 4.4 | DEER:Res:ClothesDishWasher | Annual | 1719 |  | Appl-CW-Top-ElecDHW-GasDry-Tier1DEER2018 | Appl-CW-Top-ElecDHW-GasDry-Tier1AnySFm2003CZ12DEER2018 | 10177
Appl-CW-Top-ElecDHW-GasDry-Tier1 | DEER2018 | D17 v3 |  | Any | SFm | 1985 | CZ13 | rDXGF | Household | 1 | 1704 | None | 148 | 0.032 | 10.1 | 26.8 | 0.01 | 4.03 | 148 | 0.032 | 10.1 | 26.8 | 0.01 | 4.03 | DEER:Res:ClothesDishWasher | Annual | 1719 |  | Appl-CW-Top-ElecDHW-GasDry-Tier1DEER2018 | Appl-CW-Top-ElecDHW-GasDry-Tier1AnySFm1985CZ13DEER2018 | 10178
Appl-CW-Top-ElecDHW-GasDry-Tier1 | DEER2018 | D17 v3 |  | Any | DMo | MH72 | CZ02 | rDXGF | Household | 1 | 1196 | None | 120 | 0.032 | 8.66 | 18.1 | 0.01 | 3.5 | 120 | 0.032 | 8.66 | 18.1 | 0.01 | 3.5 | DEER:Res:ClothesDishWasher | Annual | 1719 |  | Appl-CW-Top-ElecDHW-GasDry-Tier1DEER2018 | Appl-CW-Top-ElecDHW-GasDry-Tier1AnyDMoMH72CZ02DEER2018 | 10179
Appl-CW-Top-ElecDHW-GasDry-Tier1 | DEER2018 | D17 v3 |  | Any | MFm | 2015 | CZ14 | rDXGF | Household | 1 | 1094.6 | None | 118 | 0.02 | 9.69 | 19.4 | 0.005 | 3.98 | 118 | 0.02 | 9.69 | 19.4 | 0.005 | 3.98 | DEER:Res:ClothesDishWasher | Annual | 1719 |  | Appl-CW-Top-ElecDHW-GasDry-Tier1DEER2018 | Appl-CW-Top-ElecDHW-GasDry-Tier1AnyMFm2015CZ14DEER2018 | 10180
Appl-CW-Top-ElecDHW-GasDry-Tier1 | DEER2018 | D17 v3 |  | Any | MFm | 1996 | CZ07 | rDXGF | Household | 1 | 1169.1 | None | 114 | 0.021 | 10.5 | 17.9 | 0.005 | 4.37 | 114 | 0.021 | 10.5 | 17.9 | 0.005 | 4.37 | DEER:Res:ClothesDishWasher | Annual | 1719 |  | Appl-CW-Top-ElecDHW-GasDry-Tier1DEER2018 | Appl-CW-Top-ElecDHW-GasDry-Tier1AnyMFm1996CZ07DEER2018 | 10181
Appl-CW-Top-ElecDHW-GasDry-Tier1 | DEER2018 | D17 v3 |  | Any | SFm | 2007 | CZ03 | rDXGF | Household | 1 | 2295.6 | None | 137 | 0.03 | 10.3 | 16.3 | 0.007 | 4.13 | 137 | 0.03 | 10.3 | 16.3 | 0.007 | 4.13 | DEER:Res:ClothesDishWasher | Annual | 1719 |  | Appl-CW-Top-ElecDHW-GasDry-Tier1DEER2018 | Appl-CW-Top-ElecDHW-GasDry-Tier1AnySFm2007CZ03DEER2018 | 10182
Appl-CW-Top-ElecDHW-GasDry-Tier1 | DEER2018 | D17 v3 |  | Any | MFm | 2007 | CZ10 | rDXGF | Household | 1 | 1073.2 | None | 112 | 0.017 | 10 | 17.2 | 0.002 | 4.11 | 112 | 0.017 | 10 | 17.2 | 0.002 | 4.11 | DEER:Res:ClothesDishWasher | Annual | 1719 |  | Appl-CW-Top-ElecDHW-GasDry-Tier1DEER2018 | Appl-CW-Top-ElecDHW-GasDry-Tier1AnyMFm2007CZ10DEER2018 | 10183
Appl-CW-Top-ElecDHW-GasDry-Tier1 | DEER2018 | D17 v3 |  | Any | DMo | MH85 | CZ06 | rDXGF | Household | 1 | 1242 | None | 119 | 0.021 | 9.11 | 20.2 | 0.005 | 3.71 | 119 | 0.021 | 9.11 | 20.2 | 0.005 | 3.71 | DEER:Res:ClothesDishWasher | Annual | 1719 |  | Appl-CW-Top-ElecDHW-GasDry-Tier1DEER2018 | Appl-CW-Top-ElecDHW-GasDry-Tier1AnyDMoMH85CZ06DEER2018 | 10184
Appl-CW-Top-ElecDHW-GasDry-Tier1 | DEER2018 | D17 v3 |  | Any | SFm | 2011 | CZ06 | rDXGF | Household | 1 | 2392.9 | None | 139 | 0.028 | 11.3 | 20.8 | 0.007 | 4.58 | 139 | 0.028 | 11.3 | 20.8 | 0.007 | 4.58 | DEER:Res:ClothesDishWasher | Annual | 1719 |  | Appl-CW-Top-ElecDHW-GasDry-Tier1DEER2018 | Appl-CW-Top-ElecDHW-GasDry-Tier1AnySFm2011CZ06DEER2018 | 10185
Appl-CW-Top-ElecDHW-GasDry-Tier1 | DEER2018 | D17 v3 |  | Any | SFm | 1985 | CZ01 | rDXGF | Household | 1 | 1904 | None | 138 | 0.019 | 8.76 | 13 | 0.002 | 3.4 | 138 | 0.019 | 8.76 | 13 | 0.002 | 3.4 | DEER:Res:ClothesDishWasher | Annual | 1719 |  | Appl-CW-Top-ElecDHW-GasDry-Tier1DEER2018 | Appl-CW-Top-ElecDHW-GasDry-Tier1AnySFm1985CZ01DEER2018 | 10186
Appl-CW-Top-ElecDHW-GasDry-Tier1 | DEER2018 | D17 v3 |  | Any | SFm | 2007 | CZ15 | rDXGF | Household | 1 | 2160.9 | None | 141 | 0.022 | 12.4 | 31 | 0.007 | 5.14 | 141 | 0.022 | 12.4 | 31 | 0.007 | 5.14 | DEER:Res:ClothesDishWasher | Annual | 1719 |  | Appl-CW-Top-ElecDHW-GasDry-Tier1DEER2018 | Appl-CW-Top-ElecDHW-GasDry-Tier1AnySFm2007CZ15DEER2018 | 10187
Appl-CW-Top-ElecDHW-GasDry-Tier1 | DEER2018 | D17 v3 |  | Any | DMo | MH72 | CZ13 | rDXGF | Household | 1 | 1196 | None | 123 | 0.025 | 9.01 | 23.8 | 0.007 | 3.68 | 123 | 0.025 | 9.01 | 23.8 | 0.007 | 3.68 | DEER:Res:ClothesDishWasher | Annual | 1719 |  | Appl-CW-Top-ElecDHW-GasDry-Tier1DEER2018 | Appl-CW-Top-ElecDHW-GasDry-Tier1AnyDMoMH72CZ13DEER2018 | 10188
Appl-CW-Top-ElecDHW-GasDry-Tier1 | DEER2018 | D17 v3 |  | Any | SFm | 1985 | CZ02 | rDXGF | Household | 1 | 1904 | None | 140 | 0.032 | 9.48 | 17.7 | 0.009 | 3.73 | 140 | 0.032 | 9.48 | 17.7 | 0.009 | 3.73 | DEER:Res:ClothesDishWasher | Annual | 1719 |  | Appl-CW-Top-ElecDHW-GasDry-Tier1DEER2018 | Appl-CW-Top-ElecDHW-GasDry-Tier1AnySFm1985CZ02DEER2018 | 10189
Appl-CW-Top-ElecDHW-GasDry-Tier1 | DEER2018 | D17 v3 |  | Any | SFm | 2017 | CZ07 | rDXGF | Household | 1 | 2392.9 | None | 147 | 0.03 | 12.2 | 22.6 | 0.006 | 4.89 | 147 | 0.03 | 12.2 | 22.6 | 0.006 | 4.89 | DEER:Res:ClothesDishWasher | Annual | 1719 |  | Appl-CW-Top-ElecDHW-GasDry-Tier1DEER2018 | Appl-CW-Top-ElecDHW-GasDry-Tier1AnySFm2017CZ07DEER2018 | 10190
Appl-CW-Top-ElecDHW-GasDry-Tier1 | DEER2018 | D17 v3 |  | Any | MFm | 2007 | CZ14 | rDXGF | Household | 1 | 1094.6 | None | 131 | 0.011 | 10.7 | 19.6 | 0.005 | 3.98 | 131 | 0.011 | 10.7 | 19.6 | 0.005 | 3.98 | DEER:Res:ClothesDishWasher | Annual | 1719 |  | Appl-CW-Top-ElecDHW-GasDry-Tier1DEER2018 | Appl-CW-Top-ElecDHW-GasDry-Tier1AnyMFm2007CZ14DEER2018 | 10191
Appl-CW-Top-ElecDHW-GasDry-Tier1 | DEER2018 | D17 v3 |  | Any | SFm | 2015 | CZ07 | rDXGF | Household | 1 | 2392.9 | None | 138 | 0.015 | 11.5 | 20.7 | 0.001 | 4.65 | 138 | 0.015 | 11.5 | 20.7 | 0.001 | 4.65 | DEER:Res:ClothesDishWasher | Annual | 1719 |  | Appl-CW-Top-ElecDHW-GasDry-Tier1DEER2018 | Appl-CW-Top-ElecDHW-GasDry-Tier1AnySFm2015CZ07DEER2018 | 10192
Appl-CW-Top-ElecDHW-GasDry-Tier1 | DEER2018 | D17 v3 |  | Any | MFm | 2011 | CZ04 | rDXGF | Household | 1 | 998.7 | None | 117 | 0.02 | 10.1 | 17.6 | 0.005 | 4.17 | 117 | 0.02 | 10.1 | 17.6 | 0.005 | 4.17 | DEER:Res:ClothesDishWasher | Annual | 1719 |  | Appl-CW-Top-ElecDHW-GasDry-Tier1DEER2018 | Appl-CW-Top-ElecDHW-GasDry-Tier1AnyMFm2011CZ04DEER2018 | 10193
Appl-CW-Top-ElecDHW-GasDry-Tier1 | DEER2018 | D17 v3 |  | Any | DMo | MH00 | CZ13 | rDXGF | Household | 1 | 1242 | None | 125 | 0.026 | 8.64 | 24.2 | 0.009 | 3.48 | 125 | 0.026 | 8.64 | 24.2 | 0.009 | 3.48 | DEER:Res:ClothesDishWasher | Annual | 1719 |  | Appl-CW-Top-ElecDHW-GasDry-Tier1DEER2018 | Appl-CW-Top-ElecDHW-GasDry-Tier1AnyDMoMH00CZ13DEER2018 | 10194
Appl-CW-Top-ElecDHW-GasDry-Tier1 | DEER2018 | D17 v3 |  | Any | DMo | MH06 | CZ13 | rDXGF | Household | 1 | 1242 | None | 123 | 0.022 | 8.99 | 23.9 | 0.006 | 3.65 | 123 | 0.022 | 8.99 | 23.9 | 0.006 | 3.65 | DEER:Res:ClothesDishWasher | Annual | 1719 |  | Appl-CW-Top-ElecDHW-GasDry-Tier1DEER2018 | Appl-CW-Top-ElecDHW-GasDry-Tier1AnyDMoMH06CZ13DEER2018 | 10195
Appl-CW-Top-ElecDHW-GasDry-Tier1 | DEER2018 | D17 v3 |  | Any | MFm | 1996 | CZ08 | rDXGF | Household | 1 | 1169.1 | None | 114 | 0.021 | 10 | 18.6 | 0.005 | 4.16 | 114 | 0.021 | 10 | 18.6 | 0.005 | 4.16 | DEER:Res:ClothesDishWasher | Annual | 1719 |  | Appl-CW-Top-ElecDHW-GasDry-Tier1DEER2018 | Appl-CW-Top-ElecDHW-GasDry-Tier1AnyMFm1996CZ08DEER2018 | 10196
Appl-CW-Top-ElecDHW-GasDry-Tier1 | DEER2018 | D17 v3 |  | Any | DMo | MH15 | CZ12 | rDXGF | Household | 1 | 1242 | None | 119 | 0.023 | 8.78 | 19.6 | 0.007 | 3.57 | 119 | 0.023 | 8.78 | 19.6 | 0.007 | 3.57 | DEER:Res:ClothesDishWasher | Annual | 1719 |  | Appl-CW-Top-ElecDHW-GasDry-Tier1DEER2018 | Appl-CW-Top-ElecDHW-GasDry-Tier1AnyDMoMH15CZ12DEER2018 | 10197
Appl-CW-Top-ElecDHW-GasDry-Tier1 | DEER2018 | D17 v3 |  | Any | MFm | 2017 | CZ13 | rDXGF | Household | 1 | 1073.2 | None | 115 | 0.019 | 9.8 | 19.4 | 0.005 | 4.05 | 115 | 0.019 | 9.8 | 19.4 | 0.005 | 4.05 | DEER:Res:ClothesDishWasher | Annual | 1719 |  | Appl-CW-Top-ElecDHW-GasDry-Tier1DEER2018 | Appl-CW-Top-ElecDHW-GasDry-Tier1AnyMFm2017CZ13DEER2018 | 10198
Appl-CW-Top-ElecDHW-GasDry-Tier1 | DEER2018 | D17 v3 |  | Any | SFm | 1975 | CZ06 | rDXGF | Household | 1 | 1528 | None | 143 | 0.033 | 11.6 | 22.4 | 0.008 | 4.78 | 143 | 0.033 | 11.6 | 22.4 | 0.008 | 4.78 | DEER:Res:ClothesDishWasher | Annual | 1719 |  | Appl-CW-Top-ElecDHW-GasDry-Tier1DEER2018 | Appl-CW-Top-ElecDHW-GasDry-Tier1AnySFm1975CZ06DEER2018 | 10199
Appl-CW-Top-ElecDHW-GasDry-Tier1 | DEER2018 | D17 v3 |  | Any | SFm | 2015 | CZ11 | rDXGF | Household | 1 | 1948.8 | None | 142 | 0.027 | 10.9 | 22.5 | 0.006 | 4.39 | 142 | 0.027 | 10.9 | 22.5 | 0.006 | 4.39 | DEER:Res:ClothesDishWasher | Annual | 1719 |  | Appl-CW-Top-ElecDHW-GasDry-Tier1DEER2018 | Appl-CW-Top-ElecDHW-GasDry-Tier1AnySFm2015CZ11DEER2018 | 10200
Appl-CW-Top-ElecDHW-GasDry-Tier1 | DEER2018 | D17 v3 |  | Any | SFm | 1996 | CZ12 | rDXGF | Household | 1 | 2032 | None | 147 | 0.041 | 10.8 | 23.7 | 0.01 | 4.38 | 147 | 0.041 | 10.8 | 23.7 | 0.01 | 4.38 | DEER:Res:ClothesDishWasher | Annual | 1719 |  | Appl-CW-Top-ElecDHW-GasDry-Tier1DEER2018 | Appl-CW-Top-ElecDHW-GasDry-Tier1AnySFm1996CZ12DEER2018 | 10201
Appl-CW-Top-ElecDHW-GasDry-Tier1 | DEER2018 | D17 v3 |  | Any | MFm | 2011 | CZ01 | rDXGF | Household | 1 | 998.7 | None | 112 | 0.016 | 8.53 | 11.2 | 0.002 | 3.42 | 112 | 0.016 | 8.53 | 11.2 | 0.002 | 3.42 | DEER:Res:ClothesDishWasher | Annual | 1719 |  | Appl-CW-Top-ElecDHW-GasDry-Tier1DEER2018 | Appl-CW-Top-ElecDHW-GasDry-Tier1AnyMFm2011CZ01DEER2018 | 10202
Appl-CW-Top-ElecDHW-GasDry-Tier1 | DEER2018 | D17 v3 |  | Any | MFm | 1985 | CZ06 | rDXGF | Household | 1 | 1295.2 | None | 111 | 0.021 | 9.61 | 17 | 0.008 | 4.17 | 111 | 0.021 | 9.61 | 17 | 0.008 | 4.17 | DEER:Res:ClothesDishWasher | Annual | 1719 |  | Appl-CW-Top-ElecDHW-GasDry-Tier1DEER2018 | Appl-CW-Top-ElecDHW-GasDry-Tier1AnyMFm1985CZ06DEER2018 | 10203
Appl-CW-Top-ElecDHW-GasDry-Tier1 | DEER2018 | D17 v3 |  | Any | MFm | 2003 | CZ06 | rDXGF | Household | 1 | 1206 | None | 113 | 0.024 | 9.89 | 16.7 | 0.007 | 4.07 | 113 | 0.024 | 9.89 | 16.7 | 0.007 | 4.07 | DEER:Res:ClothesDishWasher | Annual | 1719 |  | Appl-CW-Top-ElecDHW-GasDry-Tier1DEER2018 | Appl-CW-Top-ElecDHW-GasDry-Tier1AnyMFm2003CZ06DEER2018 | 10204
Appl-CW-Top-ElecDHW-GasDry-Tier1 | DEER2018 | D17 v3 |  | Any | SFm | 1996 | CZ13 | rDXGF | Household | 1 | 2032 | None | 148 | 0.031 | 10.5 | 27.6 | 0.009 | 4.22 | 148 | 0.031 | 10.5 | 27.6 | 0.009 | 4.22 | DEER:Res:ClothesDishWasher | Annual | 1719 |  | Appl-CW-Top-ElecDHW-GasDry-Tier1DEER2018 | Appl-CW-Top-ElecDHW-GasDry-Tier1AnySFm1996CZ13DEER2018 | 10205
Appl-CW-Top-ElecDHW-GasDry-Tier1 | DEER2018 | D17 v3 |  | Any | MFm | 2017 | CZ12 | rDXGF | Household | 1 | 1073.2 | None | 115 | 0.019 | 9.82 | 17.9 | 0.005 | 4.07 | 115 | 0.019 | 9.82 | 17.9 | 0.005 | 4.07 | DEER:Res:ClothesDishWasher | Annual | 1719 |  | Appl-CW-Top-ElecDHW-GasDry-Tier1DEER2018 | Appl-CW-Top-ElecDHW-GasDry-Tier1AnyMFm2017CZ12DEER2018 | 10206
Appl-CW-Top-ElecDHW-GasDry-Tier1 | DEER2018 | D17 v3 |  | Any | SFm | 2017 | CZ08 | rDXGF | Household | 1 | 2392.9 | None | 141 | 0.032 | 12.2 | 22.7 | 0.006 | 5.04 | 141 | 0.032 | 12.2 | 22.7 | 0.006 | 5.04 | DEER:Res:ClothesDishWasher | Annual | 1719 |  | Appl-CW-Top-ElecDHW-GasDry-Tier1DEER2018 | Appl-CW-Top-ElecDHW-GasDry-Tier1AnySFm2017CZ08DEER2018 | 10207
Appl-CW-Top-ElecDHW-GasDry-Tier1 | DEER2018 | D17 v3 |  | Any | DMo | MH00 | CZ05 | rDXGF | Household | 1 | 1242 | None | 112 | 0.026 | 6.89 | 13.5 | 0.007 | 2.66 | 112 | 0.026 | 6.89 | 13.5 | 0.007 | 2.66 | DEER:Res:ClothesDishWasher | Annual | 1719 |  | Appl-CW-Top-ElecDHW-GasDry-Tier1DEER2018 | Appl-CW-Top-ElecDHW-GasDry-Tier1AnyDMoMH00CZ05DEER2018 | 10208
Appl-CW-Top-ElecDHW-GasDry-Tier1 | DEER2018 | D17 v3 |  | Any | SFm | 2015 | CZ16 | rDXGF | Household | 1 | 2295.6 | None | 145 | 0.027 | 10.9 | 16.5 | 0.007 | 4.42 | 145 | 0.027 | 10.9 | 16.5 | 0.007 | 4.42 | DEER:Res:ClothesDishWasher | Annual | 1719 |  | Appl-CW-Top-ElecDHW-GasDry-Tier1DEER2018 | Appl-CW-Top-ElecDHW-GasDry-Tier1AnySFm2015CZ16DEER2018 | 10209
Appl-CW-Top-ElecDHW-GasDry-Tier1 | DEER2018 | D17 v3 |  | Any | DMo | MH06 | CZ05 | rDXGF | Household | 1 | 1242 | None | 115 | 0.025 | 8.2 | 15.1 | 0.006 | 3.3 | 115 | 0.025 | 8.2 | 15.1 | 0.006 | 3.3 | DEER:Res:ClothesDishWasher | Annual | 1719 |  | Appl-CW-Top-ElecDHW-GasDry-Tier1DEER2018 | Appl-CW-Top-ElecDHW-GasDry-Tier1AnyDMoMH06CZ05DEER2018 | 10210
Appl-CW-Top-ElecDHW-GasDry-Tier1 | DEER2018 | D17 v3 |  | Any | MFm | 2011 | CZ02 | rDXGF | Household | 1 | 1073.2 | None | 115 | 0.021 | 9.66 | 16.1 | 0.005 | 4.05 | 115 | 0.021 | 9.66 | 16.1 | 0.005 | 4.05 | DEER:Res:ClothesDishWasher | Annual | 1719 |  | Appl-CW-Top-ElecDHW-GasDry-Tier1DEER2018 | Appl-CW-Top-ElecDHW-GasDry-Tier1AnyMFm2011CZ02DEER2018 | 10211
Appl-CW-Top-ElecDHW-GasDry-Tier1 | DEER2018 | D17 v3 |  | Any | DMo | MH15 | CZ13 | rDXGF | Household | 1 | 1242 | None | 121 | 0.021 | 9.09 | 23.4 | 0.006 | 3.71 | 121 | 0.021 | 9.09 | 23.4 | 0.006 | 3.71 | DEER:Res:ClothesDishWasher | Annual | 1719 |  | Appl-CW-Top-ElecDHW-GasDry-Tier1DEER2018 | Appl-CW-Top-ElecDHW-GasDry-Tier1AnyDMoMH15CZ13DEER2018 | 10212
Appl-CW-Top-ElecDHW-GasDry-Tier1 | DEER2018 | D17 v3 |  | Any | SFm | 1985 | CZ10 | rDXGF | Household | 1 | 1811 | None | 146 | 0.033 | 10.8 | 25.2 | 0.01 | 4.41 | 146 | 0.033 | 10.8 | 25.2 | 0.01 | 4.41 | DEER:Res:ClothesDishWasher | Annual | 1719 |  | Appl-CW-Top-ElecDHW-GasDry-Tier1DEER2018 | Appl-CW-Top-ElecDHW-GasDry-Tier1AnySFm1985CZ10DEER2018 | 10213
Appl-CW-Top-ElecDHW-GasDry-Tier1 | DEER2018 | D17 v3 |  | Any | SFm | 2015 | CZ08 | rDXGF | Household | 1 | 2392.9 | None | 143 | 0.027 | 12.1 | 23.6 | 0.004 | 4.98 | 143 | 0.027 | 12.1 | 23.6 | 0.004 | 4.98 | DEER:Res:ClothesDishWasher | Annual | 1719 |  | Appl-CW-Top-ElecDHW-GasDry-Tier1DEER2018 | Appl-CW-Top-ElecDHW-GasDry-Tier1AnySFm2015CZ08DEER2018 | 10214
Appl-CW-Top-ElecDHW-GasDry-Tier1 | DEER2018 | D17 v3 |  | Any | SFm | 2003 | CZ10 | rDXGF | Household | 1 | 1948.8 | None | 149 | 0.025 | 11.1 | 26.7 | 0.007 | 4.52 | 149 | 0.025 | 11.1 | 26.7 | 0.007 | 4.52 | DEER:Res:ClothesDishWasher | Annual | 1719 |  | Appl-CW-Top-ElecDHW-GasDry-Tier1DEER2018 | Appl-CW-Top-ElecDHW-GasDry-Tier1AnySFm2003CZ10DEER2018 | 10215
Appl-CW-Top-ElecDHW-GasDry-Tier1 | DEER2018 | D17 v3 |  | Any | SFm | 1975 | CZ03 | rDXGF | Household | 1 | 1591 | None | 137 | 0.037 | 10.3 | 16.7 | 0.012 | 4.15 | 137 | 0.037 | 10.3 | 16.7 | 0.012 | 4.15 | DEER:Res:ClothesDishWasher | Annual | 1719 |  | Appl-CW-Top-ElecDHW-GasDry-Tier1DEER2018 | Appl-CW-Top-ElecDHW-GasDry-Tier1AnySFm1975CZ03DEER2018 | 10216
Appl-CW-Top-ElecDHW-GasDry-Tier1 | DEER2018 | D17 v3 |  | Any | SFm | 2017 | CZ16 | rDXGF | Household | 1 | 2295.6 | None | 143 | 0.027 | 11 | 15.7 | 0.006 | 4.48 | 143 | 0.027 | 11 | 15.7 | 0.006 | 4.48 | DEER:Res:ClothesDishWasher | Annual | 1719 |  | Appl-CW-Top-ElecDHW-GasDry-Tier1DEER2018 | Appl-CW-Top-ElecDHW-GasDry-Tier1AnySFm2017CZ16DEER2018 | 10217
Appl-CW-Top-ElecDHW-GasDry-Tier1 | DEER2018 | D17 v3 |  | Any | MFm | 2007 | CZ01 | rDXGF | Household | 1 | 998.7 | None | 112 | 0.015 | 8.34 | 11 | 0.002 | 3.44 | 112 | 0.015 | 8.34 | 11 | 0.002 | 3.44 | DEER:Res:ClothesDishWasher | Annual | 1719 |  | Appl-CW-Top-ElecDHW-GasDry-Tier1DEER2018 | Appl-CW-Top-ElecDHW-GasDry-Tier1AnyMFm2007CZ01DEER2018 | 10218
Appl-CW-Top-ElecDHW-GasDry-Tier1 | DEER2018 | D17 v3 |  | Any | MFm | 2003 | CZ03 | rDXGF | Household | 1 | 998.7 | None | 110 | 0.017 | 9.33 | 12.8 | 0.003 | 3.68 | 110 | 0.017 | 9.33 | 12.8 | 0.003 | 3.68 | DEER:Res:ClothesDishWasher | Annual | 1719 |  | Appl-CW-Top-ElecDHW-GasDry-Tier1DEER2018 | Appl-CW-Top-ElecDHW-GasDry-Tier1AnyMFm2003CZ03DEER2018 | 10219
Appl-CW-Top-ElecDHW-GasDry-Tier1 | DEER2018 | D17 v3 |  | Any | MFm | 1975 | CZ10 | rDXGF | Household | 1 | 1216.8 | None | 114 | 0.026 | 9.6 | 18.6 | 0.008 | 3.95 | 114 | 0.026 | 9.6 | 18.6 | 0.008 | 3.95 | DEER:Res:ClothesDishWasher | Annual | 1719 |  | Appl-CW-Top-ElecDHW-GasDry-Tier1DEER2018 | Appl-CW-Top-ElecDHW-GasDry-Tier1AnyMFm1975CZ10DEER2018 | 10220
Appl-CW-Top-ElecDHW-GasDry-Tier1 | DEER2018 | D17 v3 |  | Any | MFm | 1985 | CZ03 | rDXGF | Household | 1 | 1152 | None | 110 | 0.019 | 9.06 | 13.2 | 0.004 | 3.68 | 110 | 0.019 | 9.06 | 13.2 | 0.004 | 3.68 | DEER:Res:ClothesDishWasher | Annual | 1719 |  | Appl-CW-Top-ElecDHW-GasDry-Tier1DEER2018 | Appl-CW-Top-ElecDHW-GasDry-Tier1AnyMFm1985CZ03DEER2018 | 10221
Appl-CW-Top-ElecDHW-GasDry-Tier1 | DEER2018 | D17 v3 |  | Any | MFm | 1996 | CZ11 | rDXGF | Household | 1 | 1031.9 | None | 116 | 0.021 | 9.82 | 20.6 | 0.006 | 4.1 | 116 | 0.021 | 9.82 | 20.6 | 0.006 | 4.1 | DEER:Res:ClothesDishWasher | Annual | 1719 |  | Appl-CW-Top-ElecDHW-GasDry-Tier1DEER2018 | Appl-CW-Top-ElecDHW-GasDry-Tier1AnyMFm1996CZ11DEER2018 | 10222
Appl-CW-Top-ElecDHW-GasDry-Tier1 | DEER2018 | D17 v3 |  | Any | SFm | 1975 | CZ15 | rDXGF | Household | 1 | 1555 | None | 146 | 0.026 | 12.4 | 33.2 | 0.008 | 5.17 | 146 | 0.026 | 12.4 | 33.2 | 0.008 | 5.17 | DEER:Res:ClothesDishWasher | Annual | 1719 |  | Appl-CW-Top-ElecDHW-GasDry-Tier1DEER2018 | Appl-CW-Top-ElecDHW-GasDry-Tier1AnySFm1975CZ15DEER2018 | 10223
Appl-CW-Top-ElecDHW-GasDry-Tier1 | DEER2018 | D17 v3 |  | Any | MFm | 2003 | CZ15 | rDXGF | Household | 1 | 1094.6 | None | 113 | 0.019 | 10.5 | 24.4 | 0.006 | 4.36 | 113 | 0.019 | 10.5 | 24.4 | 0.006 | 4.36 | DEER:Res:ClothesDishWasher | Annual | 1719 |  | Appl-CW-Top-ElecDHW-GasDry-Tier1DEER2018 | Appl-CW-Top-ElecDHW-GasDry-Tier1AnyMFm2003CZ15DEER2018 | 10224
Appl-CW-Top-ElecDHW-GasDry-Tier1 | DEER2018 | D17 v3 |  | Any | MFm | 2015 | CZ12 | rDXGF | Household | 1 | 1073.2 | None | 116 | 0.02 | 9.8 | 17.5 | 0.004 | 4.04 | 116 | 0.02 | 9.8 | 17.5 | 0.004 | 4.04 | DEER:Res:ClothesDishWasher | Annual | 1719 |  | Appl-CW-Top-ElecDHW-GasDry-Tier1DEER2018 | Appl-CW-Top-ElecDHW-GasDry-Tier1AnyMFm2015CZ12DEER2018 | 10225
Appl-CW-Top-ElecDHW-GasDry-Tier1 | DEER2018 | D17 v3 |  | Any | MFm | 1985 | CZ15 | rDXGF | Household | 1 | 1407.2 | None | 115 | 0.02 | 10.4 | 25.3 | 0.006 | 4.32 | 115 | 0.02 | 10.4 | 25.3 | 0.006 | 4.32 | DEER:Res:ClothesDishWasher | Annual | 1719 |  | Appl-CW-Top-ElecDHW-GasDry-Tier1DEER2018 | Appl-CW-Top-ElecDHW-GasDry-Tier1AnyMFm1985CZ15DEER2018 | 10226
Appl-CW-Top-ElecDHW-GasDry-Tier1 | DEER2018 | D17 v3 |  | Any | MFm | 2015 | CZ13 | rDXGF | Household | 1 | 1073.2 | None | 115 | 0.018 | 9.75 | 18.9 | 0.004 | 4.02 | 115 | 0.018 | 9.75 | 18.9 | 0.004 | 4.02 | DEER:Res:ClothesDishWasher | Annual | 1719 |  | Appl-CW-Top-ElecDHW-GasDry-Tier1DEER2018 | Appl-CW-Top-ElecDHW-GasDry-Tier1AnyMFm2015CZ13DEER2018 | 10227
Appl-CW-Top-ElecDHW-GasDry-Tier1 | DEER2018 | D17 v3 |  | Any | MFm | 2007 | CZ02 | rDXGF | Household | 1 | 1073.2 | None | 114 | 0.021 | 9.48 | 15.8 | 0.005 | 4.02 | 114 | 0.021 | 9.48 | 15.8 | 0.005 | 4.02 | DEER:Res:ClothesDishWasher | Annual | 1719 |  | Appl-CW-Top-ElecDHW-GasDry-Tier1DEER2018 | Appl-CW-Top-ElecDHW-GasDry-Tier1AnyMFm2007CZ02DEER2018 | 10228
Appl-CW-Top-ElecDHW-GasDry-Tier1 | DEER2018 | D17 v3 |  | Any | SFm | 2017 | CZ11 | rDXGF | Household | 1 | 1948.8 | None | 141 | 0.027 | 10.9 | 22.4 | 0.006 | 4.43 | 141 | 0.027 | 10.9 | 22.4 | 0.006 | 4.43 | DEER:Res:ClothesDishWasher | Annual | 1719 |  | Appl-CW-Top-ElecDHW-GasDry-Tier1DEER2018 | Appl-CW-Top-ElecDHW-GasDry-Tier1AnySFm2017CZ11DEER2018 | 10229
Appl-CW-Top-ElecDHW-GasDry-Tier1 | DEER2018 | D17 v3 |  | Any | SFm | 1985 | CZ14 | rDXGF | Household | 1 | 1741 | None | 152 | 0.027 | 10.2 | 27.3 | 0.008 | 4.09 | 152 | 0.027 | 10.2 | 27.3 | 0.008 | 4.09 | DEER:Res:ClothesDishWasher | Annual | 1719 |  | Appl-CW-Top-ElecDHW-GasDry-Tier1DEER2018 | Appl-CW-Top-ElecDHW-GasDry-Tier1AnySFm1985CZ14DEER2018 | 10230
Appl-CW-Top-ElecDHW-GasDry-Tier1 | DEER2018 | D17 v3 |  | Any | SFm | 2003 | CZ04 | rDXGF | Household | 1 | 2295.6 | None | 147 | 0.035 | 11.1 | 22.4 | 0.009 | 4.49 | 147 | 0.035 | 11.1 | 22.4 | 0.009 | 4.49 | DEER:Res:ClothesDishWasher | Annual | 1719 |  | Appl-CW-Top-ElecDHW-GasDry-Tier1DEER2018 | Appl-CW-Top-ElecDHW-GasDry-Tier1AnySFm2003CZ04DEER2018 | 10231
Appl-CW-Top-ElecDHW-GasDry-Tier1 | DEER2018 | D17 v3 |  | Any | DMo | MH72 | CZ05 | rDXGF | Household | 1 | 1196 | None | 115 | 0.033 | 8.22 | 14.1 | 0.007 | 3.23 | 115 | 0.033 | 8.22 | 14.1 | 0.007 | 3.23 | DEER:Res:ClothesDishWasher | Annual | 1719 |  | Appl-CW-Top-ElecDHW-GasDry-Tier1DEER2018 | Appl-CW-Top-ElecDHW-GasDry-Tier1AnyDMoMH72CZ05DEER2018 | 10232
Appl-CW-Top-ElecDHW-GasDry-Tier1 | DEER2018 | D17 v3 |  | Any | MFm | 1996 | CZ16 | rDXGF | Household | 1 | 981.6 | None | 122 | 0.022 | 9.08 | 16.2 | 0.005 | 3.7 | 122 | 0.022 | 9.08 | 16.2 | 0.005 | 3.7 | DEER:Res:ClothesDishWasher | Annual | 1719 |  | Appl-CW-Top-ElecDHW-GasDry-Tier1DEER2018 | Appl-CW-Top-ElecDHW-GasDry-Tier1AnyMFm1996CZ16DEER2018 | 10233
Appl-CW-Top-ElecDHW-GasDry-Tier1 | DEER2018 | D17 v3 |  | Any | SFm | 1985 | CZ04 | rDXGF | Household | 1 | 1904 | None | 145 | 0.036 | 10.3 | 22.4 | 0.011 | 4.13 | 145 | 0.036 | 10.3 | 22.4 | 0.011 | 4.13 | DEER:Res:ClothesDishWasher | Annual | 1719 |  | Appl-CW-Top-ElecDHW-GasDry-Tier1DEER2018 | Appl-CW-Top-ElecDHW-GasDry-Tier1AnySFm1985CZ04DEER2018 | 10234
Appl-CW-Top-ElecDHW-GasDry-Tier1 | DEER2018 | D17 v3 |  | Any | SFm | 2003 | CZ14 | rDXGF | Household | 1 | 2160.9 | None | 152 | 0.025 | 10.7 | 27.4 | 0.007 | 4.31 | 152 | 0.025 | 10.7 | 27.4 | 0.007 | 4.31 | DEER:Res:ClothesDishWasher | Annual | 1719 |  | Appl-CW-Top-ElecDHW-GasDry-Tier1DEER2018 | Appl-CW-Top-ElecDHW-GasDry-Tier1AnySFm2003CZ14DEER2018 | 10235
Appl-CW-Top-ElecDHW-GasDry-Tier1 | DEER2018 | D17 v3 |  | Any | MFm | 1975 | CZ14 | rDXGF | Household | 1 | 1409.4 | None | 117 | 0.017 | 9.3 | 18.9 | 0.003 | 3.78 | 117 | 0.017 | 9.3 | 18.9 | 0.003 | 3.78 | DEER:Res:ClothesDishWasher | Annual | 1719 |  | Appl-CW-Top-ElecDHW-GasDry-Tier1DEER2018 | Appl-CW-Top-ElecDHW-GasDry-Tier1AnyMFm1975CZ14DEER2018 | 10236
Appl-CW-Top-ElecDHW-GasDry-Tier1 | DEER2018 | D17 v3 |  | Any | MFm | 1975 | CZ04 | rDXGF | Household | 1 | 1070.2 | None | 113 | 0.023 | 9.47 | 15.7 | 0.006 | 3.89 | 113 | 0.023 | 9.47 | 15.7 | 0.006 | 3.89 | DEER:Res:ClothesDishWasher | Annual | 1719 |  | Appl-CW-Top-ElecDHW-GasDry-Tier1DEER2018 | Appl-CW-Top-ElecDHW-GasDry-Tier1AnyMFm1975CZ04DEER2018 | 10237
Appl-CW-Top-ElecDHW-GasDry-Tier1 | DEER2018 | D17 v3 |  | Any | DMo | MH72 | CZ10 | rDXGF | Household | 1 | 1196 | None | 123 | 0.025 | 9.55 | 22.7 | 0.007 | 3.94 | 123 | 0.025 | 9.55 | 22.7 | 0.007 | 3.94 | DEER:Res:ClothesDishWasher | Annual | 1719 |  | Appl-CW-Top-ElecDHW-GasDry-Tier1DEER2018 | Appl-CW-Top-ElecDHW-GasDry-Tier1AnyDMoMH72CZ10DEER2018 | 10238
Appl-CW-Top-ElecDHW-GasDry-Tier1 | DEER2018 | D17 v3 |  | Any | SFm | 2011 | CZ11 | rDXGF | Household | 1 | 1948.8 | None | 144 | 0.024 | 10.8 | 24.3 | 0.006 | 4.36 | 144 | 0.024 | 10.8 | 24.3 | 0.006 | 4.36 | DEER:Res:ClothesDishWasher | Annual | 1719 |  | Appl-CW-Top-ElecDHW-GasDry-Tier1DEER2018 | Appl-CW-Top-ElecDHW-GasDry-Tier1AnySFm2011CZ11DEER2018 | 10239
Appl-CW-Top-ElecDHW-GasDry-Tier1 | DEER2018 | D17 v3 |  | Any | DMo | MH85 | CZ11 | rDXGF | Household | 1 | 1242 | None | 122 | 0.024 | 8.59 | 22.5 | 0.007 | 3.49 | 122 | 0.024 | 8.59 | 22.5 | 0.007 | 3.49 | DEER:Res:ClothesDishWasher | Annual | 1719 |  | Appl-CW-Top-ElecDHW-GasDry-Tier1DEER2018 | Appl-CW-Top-ElecDHW-GasDry-Tier1AnyDMoMH85CZ11DEER2018 | 10240
Appl-CW-Top-ElecDHW-GasDry-Tier1 | DEER2018 | D17 v3 |  | Any | MFm | 2015 | CZ01 | rDXGF | Household | 1 | 998.7 | None | 113 | 0.016 | 8.74 | 11.3 | 0.002 | 3.48 | 113 | 0.016 | 8.74 | 11.3 | 0.002 | 3.48 | DEER:Res:ClothesDishWasher | Annual | 1719 |  | Appl-CW-Top-ElecDHW-GasDry-Tier1DEER2018 | Appl-CW-Top-ElecDHW-GasDry-Tier1AnyMFm2015CZ01DEER2018 | 10241
Appl-CW-Top-ElecDHW-GasDry-Tier1 | DEER2018 | D17 v3 |  | Any | SFm | 2007 | CZ08 | rDXGF | Household | 1 | 2392.9 | None | 146 | 0.024 | 11.9 | 26 | 0.005 | 4.89 | 146 | 0.024 | 11.9 | 26 | 0.005 | 4.89 | DEER:Res:ClothesDishWasher | Annual | 1719 |  | Appl-CW-Top-ElecDHW-GasDry-Tier1DEER2018 | Appl-CW-Top-ElecDHW-GasDry-Tier1AnySFm2007CZ08DEER2018 | 10242
Appl-CW-Top-ElecDHW-GasDry-Tier1 | DEER2018 | D17 v3 |  | Any | MFm | 2007 | CZ12 | rDXGF | Household | 1 | 1073.2 | None | 116 | 0.02 | 9.7 | 18 | 0.005 | 4.01 | 116 | 0.02 | 9.7 | 18 | 0.005 | 4.01 | DEER:Res:ClothesDishWasher | Annual | 1719 |  | Appl-CW-Top-ElecDHW-GasDry-Tier1DEER2018 | Appl-CW-Top-ElecDHW-GasDry-Tier1AnyMFm2007CZ12DEER2018 | 10243
Appl-CW-Top-ElecDHW-GasDry-Tier1 | DEER2018 | D17 v3 |  | Any | DMo | MH85 | CZ16 | rDXGF | Household | 1 | 1242 | None | 122 | 0.024 | 7.88 | 16.8 | 0.006 | 3.13 | 122 | 0.024 | 7.88 | 16.8 | 0.006 | 3.13 | DEER:Res:ClothesDishWasher | Annual | 1719 |  | Appl-CW-Top-ElecDHW-GasDry-Tier1DEER2018 | Appl-CW-Top-ElecDHW-GasDry-Tier1AnyDMoMH85CZ16DEER2018 | 10244
Appl-CW-Top-ElecDHW-GasDry-Tier1 | DEER2018 | D17 v3 |  | Any | SFm | 2011 | CZ16 | rDXGF | Household | 1 | 2295.6 | None | 148 | 0.027 | 11.4 | 18.4 | 0.006 | 4.67 | 148 | 0.027 | 11.4 | 18.4 | 0.006 | 4.67 | DEER:Res:ClothesDishWasher | Annual | 1719 |  | Appl-CW-Top-ElecDHW-GasDry-Tier1DEER2018 | Appl-CW-Top-ElecDHW-GasDry-Tier1AnySFm2011CZ16DEER2018 | 10245
Appl-CW-Top-ElecDHW-GasDry-Tier1 | DEER2018 | D17 v3 |  | Any | MFm | 2015 | CZ02 | rDXGF | Household | 1 | 1073.2 | None | 115 | 0.021 | 9.74 | 15.5 | 0.005 | 3.98 | 115 | 0.021 | 9.74 | 15.5 | 0.005 | 3.98 | DEER:Res:ClothesDishWasher | Annual | 1719 |  | Appl-CW-Top-ElecDHW-GasDry-Tier1DEER2018 | Appl-CW-Top-ElecDHW-GasDry-Tier1AnyMFm2015CZ02DEER2018 | 10246
Appl-CW-Top-ElecDHW-GasDry-Tier1 | DEER2018 | D17 v3 |  | Any | MFm | 2007 | CZ13 | rDXGF | Household | 1 | 1073.2 | None | 115 | 0.019 | 9.64 | 19.2 | 0.005 | 3.98 | 115 | 0.019 | 9.64 | 19.2 | 0.005 | 3.98 | DEER:Res:ClothesDishWasher | Annual | 1719 |  | Appl-CW-Top-ElecDHW-GasDry-Tier1DEER2018 | Appl-CW-Top-ElecDHW-GasDry-Tier1AnyMFm2007CZ13DEER2018 | 10247
Appl-CW-Top-ElecDHW-GasDry-Tier1 | DEER2018 | D17 v3 |  | Any | DMo | MH72 | CZ14 | rDXGF | Household | 1 | 1196 | None | 125 | 0.023 | 9.21 | 23.6 | 0.007 | 3.77 | 125 | 0.023 | 9.21 | 23.6 | 0.007 | 3.77 | DEER:Res:ClothesDishWasher | Annual | 1719 |  | Appl-CW-Top-ElecDHW-GasDry-Tier1DEER2018 | Appl-CW-Top-ElecDHW-GasDry-Tier1AnyDMoMH72CZ14DEER2018 | 10248
Appl-CW-Top-ElecDHW-GasDry-Tier1 | DEER2018 | D17 v3 |  | Any | SFm | 2003 | CZ05 | rDXGF | Household | 1 | 2295.6 | None | 138 | 0.032 | 9.51 | 15.7 | 0.008 | 3.76 | 138 | 0.032 | 9.51 | 15.7 | 0.008 | 3.76 | DEER:Res:ClothesDishWasher | Annual | 1719 |  | Appl-CW-Top-ElecDHW-GasDry-Tier1DEER2018 | Appl-CW-Top-ElecDHW-GasDry-Tier1AnySFm2003CZ05DEER2018 | 10249
Appl-CW-Top-ElecDHW-GasDry-Tier1 | DEER2018 | D17 v3 |  | Any | SFm | 1985 | CZ05 | rDXGF | Household | 1 | 1904 | None | 137 | 0.037 | 8.73 | 15.9 | 0.011 | 3.4 | 137 | 0.037 | 8.73 | 15.9 | 0.011 | 3.4 | DEER:Res:ClothesDishWasher | Annual | 1719 |  | Appl-CW-Top-ElecDHW-GasDry-Tier1DEER2018 | Appl-CW-Top-ElecDHW-GasDry-Tier1AnySFm1985CZ05DEER2018 | 10250
Appl-CW-Top-ElecDHW-GasDry-Tier1 | DEER2018 | D17 v3 |  | Any | DMo | MH72 | CZ04 | rDXGF | Household | 1 | 1196 | None | 121 | 0.026 | 9.06 | 19.6 | 0.008 | 3.69 | 121 | 0.026 | 9.06 | 19.6 | 0.008 | 3.69 | DEER:Res:ClothesDishWasher | Annual | 1719 |  | Appl-CW-Top-ElecDHW-GasDry-Tier1DEER2018 | Appl-CW-Top-ElecDHW-GasDry-Tier1AnyDMoMH72CZ04DEER2018 | 10251
Appl-CW-Top-ElecDHW-GasDry-Tier1 | DEER2018 | D17 v3 |  | Any | MFm | 1975 | CZ05 | rDXGF | Household | 1 | 1070.2 | None | 110 | 0.015 | 8.58 | 12.3 | 0.002 | 3.46 | 110 | 0.015 | 8.58 | 12.3 | 0.002 | 3.46 | DEER:Res:ClothesDishWasher | Annual | 1719 |  | Appl-CW-Top-ElecDHW-GasDry-Tier1DEER2018 | Appl-CW-Top-ElecDHW-GasDry-Tier1AnyMFm1975CZ05DEER2018 | 10252
Appl-CW-Top-ElecDHW-GasDry-Tier1 | DEER2018 | D17 v3 |  | Any | MFm | 1985 | CZ07 | rDXGF | Household | 1 | 1295.2 | None | 111 | 0.02 | 9.97 | 16.6 | 0.004 | 4.14 | 111 | 0.02 | 9.97 | 16.6 | 0.004 | 4.14 | DEER:Res:ClothesDishWasher | Annual | 1719 |  | Appl-CW-Top-ElecDHW-GasDry-Tier1DEER2018 | Appl-CW-Top-ElecDHW-GasDry-Tier1AnyMFm1985CZ07DEER2018 | 10253
Appl-CW-Top-ElecDHW-GasDry-Tier1 | DEER2018 | D17 v3 |  | Any | DMo | MH00 | CZ10 | rDXGF | Household | 1 | 1242 | None | 126 | 0.024 | 9.14 | 25.4 | 0.007 | 3.75 | 126 | 0.024 | 9.14 | 25.4 | 0.007 | 3.75 | DEER:Res:ClothesDishWasher | Annual | 1719 |  | Appl-CW-Top-ElecDHW-GasDry-Tier1DEER2018 | Appl-CW-Top-ElecDHW-GasDry-Tier1AnyDMoMH00CZ10DEER2018 | 10254
Appl-CW-Top-ElecDHW-GasDry-Tier1 | DEER2018 | D17 v3 |  | Any | MFm | 2003 | CZ07 | rDXGF | Household | 1 | 1206 | None | 116 | 0.019 | 9.94 | 18.7 | 0.004 | 4.12 | 116 | 0.019 | 9.94 | 18.7 | 0.004 | 4.12 | DEER:Res:ClothesDishWasher | Annual | 1719 |  | Appl-CW-Top-ElecDHW-GasDry-Tier1DEER2018 | Appl-CW-Top-ElecDHW-GasDry-Tier1AnyMFm2003CZ07DEER2018 | 10255
Appl-CW-Top-ElecDHW-GasDry-Tier1 | DEER2018 | D17 v3 |  | Any | SFm | 1975 | CZ07 | rDXGF | Household | 1 | 1528 | None | 140 | 0.03 | 11.4 | 21.6 | 0.008 | 4.67 | 140 | 0.03 | 11.4 | 21.6 | 0.008 | 4.67 | DEER:Res:ClothesDishWasher | Annual | 1719 |  | Appl-CW-Top-ElecDHW-GasDry-Tier1DEER2018 | Appl-CW-Top-ElecDHW-GasDry-Tier1AnySFm1975CZ07DEER2018 | 10256
Appl-CW-Top-ElecDHW-GasDry-Tier1 | DEER2018 | D17 v3 |  | Any | DMo | MH06 | CZ10 | rDXGF | Household | 1 | 1242 | None | 121 | 0.021 | 9.13 | 23.1 | 0.006 | 3.75 | 121 | 0.021 | 9.13 | 23.1 | 0.006 | 3.75 | DEER:Res:ClothesDishWasher | Annual | 1719 |  | Appl-CW-Top-ElecDHW-GasDry-Tier1DEER2018 | Appl-CW-Top-ElecDHW-GasDry-Tier1AnyDMoMH06CZ10DEER2018 | 10257
Appl-CW-Top-ElecDHW-GasDry-Tier1 | DEER2018 | D17 v3 |  | Any | MFm | 2011 | CZ12 | rDXGF | Household | 1 | 1073.2 | None | 116 | 0.019 | 9.8 | 16.4 | 0.003 | 3.97 | 116 | 0.019 | 9.8 | 16.4 | 0.003 | 3.97 | DEER:Res:ClothesDishWasher | Annual | 1719 |  | Appl-CW-Top-ElecDHW-GasDry-Tier1DEER2018 | Appl-CW-Top-ElecDHW-GasDry-Tier1AnyMFm2011CZ12DEER2018 | 10258
Appl-CW-Top-ElecDHW-GasDry-Tier1 | DEER2018 | D17 v3 |  | Any | SFm | 1996 | CZ01 | rDXGF | Household | 1 | 2193 | None | 139 | 0.02 | 10.6 | 13.9 | 0.003 | 4.26 | 139 | 0.02 | 10.6 | 13.9 | 0.003 | 4.26 | DEER:Res:ClothesDishWasher | Annual | 1719 |  | Appl-CW-Top-ElecDHW-GasDry-Tier1DEER2018 | Appl-CW-Top-ElecDHW-GasDry-Tier1AnySFm1996CZ01DEER2018 | 10259
Appl-CW-Top-ElecDHW-GasDry-Tier1 | DEER2018 | D17 v3 |  | Any | SFm | 2011 | CZ08 | rDXGF | Household | 1 | 2392.9 | None | 151 | 0.023 | 12.1 | 26.5 | 0.005 | 5.01 | 151 | 0.023 | 12.1 | 26.5 | 0.005 | 5.01 | DEER:Res:ClothesDishWasher | Annual | 1719 |  | Appl-CW-Top-ElecDHW-GasDry-Tier1DEER2018 | Appl-CW-Top-ElecDHW-GasDry-Tier1AnySFm2011CZ08DEER2018 | 10260
Appl-CW-Top-ElecDHW-GasDry-Tier1 | DEER2018 | D17 v3 |  | Any | DMo | MH85 | CZ08 | rDXGF | Household | 1 | 1242 | None | 122 | 0.022 | 9.3 | 22.7 | 0.006 | 3.82 | 122 | 0.022 | 9.3 | 22.7 | 0.006 | 3.82 | DEER:Res:ClothesDishWasher | Annual | 1719 |  | Appl-CW-Top-ElecDHW-GasDry-Tier1DEER2018 | Appl-CW-Top-ElecDHW-GasDry-Tier1AnyDMoMH85CZ08DEER2018 | 10261
Appl-CW-Top-ElecDHW-GasDry-Tier1 | DEER2018 | D17 v3 |  | Any | DMo | MH15 | CZ01 | rDXGF | Household | 1 | 1242 | None | 112 | 0.015 | 7.78 | 11.5 | 0.001 | 3.11 | 112 | 0.015 | 7.78 | 11.5 | 0.001 | 3.11 | DEER:Res:ClothesDishWasher | Annual | 1719 |  | Appl-CW-Top-ElecDHW-GasDry-Tier1DEER2018 | Appl-CW-Top-ElecDHW-GasDry-Tier1AnyDMoMH15CZ01DEER2018 | 10262
Appl-CW-Top-ElecDHW-GasDry-Tier1 | DEER2018 | D17 v3 |  | Any | SFm | 1975 | CZ09 | rDXGF | Household | 1 | 1636 | None | 147 | 0.027 | 11.3 | 26 | 0.007 | 4.63 | 147 | 0.027 | 11.3 | 26 | 0.007 | 4.63 | DEER:Res:ClothesDishWasher | Annual | 1719 |  | Appl-CW-Top-ElecDHW-GasDry-Tier1DEER2018 | Appl-CW-Top-ElecDHW-GasDry-Tier1AnySFm1975CZ09DEER2018 | 10263
Appl-CW-Top-ElecDHW-GasDry-Tier1 | DEER2018 | D17 v3 |  | Any | MFm | 2003 | CZ09 | rDXGF | Household | 1 | 1126.6 | None | 113 | 0.02 | 9.72 | 17.3 | 0.004 | 3.94 | 113 | 0.02 | 9.72 | 17.3 | 0.004 | 3.94 | DEER:Res:ClothesDishWasher | Annual | 1719 |  | Appl-CW-Top-ElecDHW-GasDry-Tier1DEER2018 | Appl-CW-Top-ElecDHW-GasDry-Tier1AnyMFm2003CZ09DEER2018 | 10264
Appl-CW-Top-ElecDHW-GasDry-Tier1 | DEER2018 | D17 v3 |  | Any | SFm | 2007 | CZ11 | rDXGF | Household | 1 | 1948.8 | None | 144 | 0.024 | 10.7 | 23.6 | 0.006 | 4.31 | 144 | 0.024 | 10.7 | 23.6 | 0.006 | 4.31 | DEER:Res:ClothesDishWasher | Annual | 1719 |  | Appl-CW-Top-ElecDHW-GasDry-Tier1DEER2018 | Appl-CW-Top-ElecDHW-GasDry-Tier1AnySFm2007CZ11DEER2018 | 10265
Appl-CW-Top-ElecDHW-GasDry-Tier1 | DEER2018 | D17 v3 |  | Any | MFm | 1985 | CZ09 | rDXGF | Household | 1 | 1438.9 | None | 117 | 0.021 | 9.66 | 19.7 | 0.006 | 3.98 | 117 | 0.021 | 9.66 | 19.7 | 0.006 | 3.98 | DEER:Res:ClothesDishWasher | Annual | 1719 |  | Appl-CW-Top-ElecDHW-GasDry-Tier1DEER2018 | Appl-CW-Top-ElecDHW-GasDry-Tier1AnyMFm1985CZ09DEER2018 | 10266
Appl-CW-Top-ElecDHW-GasDry-Tier1 | DEER2018 | D17 v3 |  | Any | MFm | 2017 | CZ02 | rDXGF | Household | 1 | 1073.2 | None | 114 | 0.02 | 9.66 | 15.6 | 0.004 | 3.99 | 114 | 0.02 | 9.66 | 15.6 | 0.004 | 3.99 | DEER:Res:ClothesDishWasher | Annual | 1719 |  | Appl-CW-Top-ElecDHW-GasDry-Tier1DEER2018 | Appl-CW-Top-ElecDHW-GasDry-Tier1AnyMFm2017CZ02DEER2018 | 10267
Appl-CW-Top-ElecDHW-GasDry-Tier1 | DEER2018 | D17 v3 |  | Any | SFm | 1996 | CZ02 | rDXGF | Household | 1 | 2193 | None | 144 | 0.039 | 10.6 | 18.8 | 0.017 | 4.3 | 144 | 0.039 | 10.6 | 18.8 | 0.017 | 4.3 | DEER:Res:ClothesDishWasher | Annual | 1719 |  | Appl-CW-Top-ElecDHW-GasDry-Tier1DEER2018 | Appl-CW-Top-ElecDHW-GasDry-Tier1AnySFm1996CZ02DEER2018 | 10268
Appl-CW-Top-ElecDHW-GasDry-Tier1 | DEER2018 | D17 v3 |  | Any | DMo | MH00 | CZ04 | rDXGF | Household | 1 | 1242 | None | 120 | 0.033 | 8.49 | 20.8 | 0.014 | 3.43 | 120 | 0.033 | 8.49 | 20.8 | 0.014 | 3.43 | DEER:Res:ClothesDishWasher | Annual | 1719 |  | Appl-CW-Top-ElecDHW-GasDry-Tier1DEER2018 | Appl-CW-Top-ElecDHW-GasDry-Tier1AnyDMoMH00CZ04DEER2018 | 10269
Appl-CW-Top-ElecDHW-GasDry-Tier1 | DEER2018 | D17 v3 |  | Any | DMo | MH15 | CZ02 | rDXGF | Household | 1 | 1242 | None | 119 | 0.023 | 8.32 | 17.8 | 0.004 | 3.36 | 119 | 0.023 | 8.32 | 17.8 | 0.004 | 3.36 | DEER:Res:ClothesDishWasher | Annual | 1719 |  | Appl-CW-Top-ElecDHW-GasDry-Tier1DEER2018 | Appl-CW-Top-ElecDHW-GasDry-Tier1AnyDMoMH15CZ02DEER2018 | 10270
Appl-CW-Top-ElecDHW-GasDry-Tier1 | DEER2018 | D17 v3 |  | Any | MFm | 2011 | CZ13 | rDXGF | Household | 1 | 1073.2 | None | 116 | 0.019 | 9.73 | 19.7 | 0.004 | 4.02 | 116 | 0.019 | 9.73 | 19.7 | 0.004 | 4.02 | DEER:Res:ClothesDishWasher | Annual | 1719 |  | Appl-CW-Top-ElecDHW-GasDry-Tier1DEER2018 | Appl-CW-Top-ElecDHW-GasDry-Tier1AnyMFm2011CZ13DEER2018 | 10271
Appl-CW-Top-ElecDHW-GasDry-Tier1 | DEER2018 | D17 v3 |  | Any | DMo | MH00 | CZ14 | rDXGF | Household | 1 | 1242 | None | 125 | 0.023 | 8.63 | 23.5 | 0.007 | 3.5 | 125 | 0.023 | 8.63 | 23.5 | 0.007 | 3.5 | DEER:Res:ClothesDishWasher | Annual | 1719 |  | Appl-CW-Top-ElecDHW-GasDry-Tier1DEER2018 | Appl-CW-Top-ElecDHW-GasDry-Tier1AnyDMoMH00CZ14DEER2018 | 10272
Appl-CW-Top-ElecDHW-GasDry-Tier1 | DEER2018 | D17 v3 |  | Any | DMo | MH06 | CZ14 | rDXGF | Household | 1 | 1242 | None | 122 | 0.021 | 8.87 | 22.4 | 0.006 | 3.61 | 122 | 0.021 | 8.87 | 22.4 | 0.006 | 3.61 | DEER:Res:ClothesDishWasher | Annual | 1719 |  | Appl-CW-Top-ElecDHW-GasDry-Tier1DEER2018 | Appl-CW-Top-ElecDHW-GasDry-Tier1AnyDMoMH06CZ14DEER2018 | 10273
Appl-CW-Top-ElecDHW-GasDry-Tier1 | DEER2018 | D17 v3 |  | Any | SFm | 2007 | CZ16 | rDXGF | Household | 1 | 2295.6 | None | 147 | 0.028 | 11.3 | 18 | 0.007 | 4.59 | 147 | 0.028 | 11.3 | 18 | 0.007 | 4.59 | DEER:Res:ClothesDishWasher | Annual | 1719 |  | Appl-CW-Top-ElecDHW-GasDry-Tier1DEER2018 | Appl-CW-Top-ElecDHW-GasDry-Tier1AnySFm2007CZ16DEER2018 | 10274
Appl-CW-Top-ElecDHW-GasDry-Tier1 | DEER2018 | D17 v3 |  | Any | MFm | 2017 | CZ01 | rDXGF | Household | 1 | 998.7 | None | 113 | 0.016 | 8.96 | 11.5 | 0.002 | 3.57 | 113 | 0.016 | 8.96 | 11.5 | 0.002 | 3.57 | DEER:Res:ClothesDishWasher | Annual | 1719 |  | Appl-CW-Top-ElecDHW-GasDry-Tier1DEER2018 | Appl-CW-Top-ElecDHW-GasDry-Tier1AnyMFm2017CZ01DEER2018 | 10275
Appl-CW-Top-ElecDHW-GasDry-Tier1 | DEER2018 | D17 v3 |  | Any | DMo | MH06 | CZ04 | rDXGF | Household | 1 | 1242 | None | 119 | 0.023 | 8.82 | 19 | 0.006 | 3.6 | 119 | 0.023 | 8.82 | 19 | 0.006 | 3.6 | DEER:Res:ClothesDishWasher | Annual | 1719 |  | Appl-CW-Top-ElecDHW-GasDry-Tier1DEER2018 | Appl-CW-Top-ElecDHW-GasDry-Tier1AnyDMoMH06CZ04DEER2018 | 10276
Appl-CW-Top-ElecDHW-GasDry-Tier1 | DEER2018 | D17 v3 |  | Any | DMo | MH72 | CZ16 | rDXGF | Household | 1 | 1196 | None | 125 | 0.024 | 8.43 | 17.9 | 0.006 | 3.38 | 125 | 0.024 | 8.43 | 17.9 | 0.006 | 3.38 | DEER:Res:ClothesDishWasher | Annual | 1719 |  | Appl-CW-Top-ElecDHW-GasDry-Tier1DEER2018 | Appl-CW-Top-ElecDHW-GasDry-Tier1AnyDMoMH72CZ16DEER2018 | 10277
Appl-CW-Top-ElecDHW-GasDry-Tier1 | DEER2018 | D17 v3 |  | Any | MFm | 1996 | CZ05 | rDXGF | Household | 1 | 981.6 | None | 111 | 0.017 | 9.16 | 13 | 0.003 | 3.75 | 111 | 0.017 | 9.16 | 13 | 0.003 | 3.75 | DEER:Res:ClothesDishWasher | Annual | 1719 |  | Appl-CW-Top-ElecDHW-GasDry-Tier1DEER2018 | Appl-CW-Top-ElecDHW-GasDry-Tier1AnyMFm1996CZ05DEER2018 | 10278
Appl-CW-Top-ElecDHW-GasDry-Tier1 | DEER2018 | D17 v3 |  | Any | SFm | 2011 | CZ04 | rDXGF | Household | 1 | 2295.6 | None | 145 | 0.031 | 10.9 | 21.9 | 0.009 | 4.43 | 145 | 0.031 | 10.9 | 21.9 | 0.009 | 4.43 | DEER:Res:ClothesDishWasher | Annual | 1719 |  | Appl-CW-Top-ElecDHW-GasDry-Tier1DEER2018 | Appl-CW-Top-ElecDHW-GasDry-Tier1AnySFm2011CZ04DEER2018 | 10279
Appl-CW-Top-ElecDHW-GasDry-Tier1 | DEER2018 | D17 v3 |  | Any | DMo | MH85 | CZ04 | rDXGF | Household | 1 | 1242 | None | 122 | 0.029 | 8.58 | 20.9 | 0.008 | 3.48 | 122 | 0.029 | 8.58 | 20.9 | 0.008 | 3.48 | DEER:Res:ClothesDishWasher | Annual | 1719 |  | Appl-CW-Top-ElecDHW-GasDry-Tier1DEER2018 | Appl-CW-Top-ElecDHW-GasDry-Tier1AnyDMoMH85CZ04DEER2018 | 10280
Appl-CW-Top-ElecDHW-GasDry-Tier1 | DEER2018 | D17 v3 |  | Any | DMo | MH85 | CZ14 | rDXGF | Household | 1 | 1242 | None | 126 | 0.023 | 8.6 | 23.9 | 0.007 | 3.49 | 126 | 0.023 | 8.6 | 23.9 | 0.007 | 3.49 | DEER:Res:ClothesDishWasher | Annual | 1719 |  | Appl-CW-Top-ElecDHW-GasDry-Tier1DEER2018 | Appl-CW-Top-ElecDHW-GasDry-Tier1AnyDMoMH85CZ14DEER2018 | 10281
Appl-CW-Top-ElecDHW-GasDry-Tier1 | DEER2018 | D17 v3 |  | Any | SFm | 2011 | CZ14 | rDXGF | Household | 1 | 2160.9 | None | 147 | 0.023 | 10.7 | 25.4 | 0.006 | 4.35 | 147 | 0.023 | 10.7 | 25.4 | 0.006 | 4.35 | DEER:Res:ClothesDishWasher | Annual | 1719 |  | Appl-CW-Top-ElecDHW-GasDry-Tier1DEER2018 | Appl-CW-Top-ElecDHW-GasDry-Tier1AnySFm2011CZ14DEER2018 | 10282
Appl-CW-Top-ElecDHW-GasDry-Tier1 | DEER2018 | D17 v3 |  | Any | DMo | MH72 | CZ11 | rDXGF | Household | 1 | 1196 | None | 122 | 0.025 | 9.16 | 22.6 | 0.008 | 3.77 | 122 | 0.025 | 9.16 | 22.6 | 0.008 | 3.77 | DEER:Res:ClothesDishWasher | Annual | 1719 |  | Appl-CW-Top-ElecDHW-GasDry-Tier1DEER2018 | Appl-CW-Top-ElecDHW-GasDry-Tier1AnyDMoMH72CZ11DEER2018 | 10283
Appl-CW-Top-ElecDHW-GasDry-Tier1 | DEER2018 | D17 v3 |  | Any | MFm | 2007 | CZ06 | rDXGF | Household | 1 | 1206 | None | 113 | 0.02 | 9.74 | 17 | 0.005 | 4.02 | 113 | 0.02 | 9.74 | 17 | 0.005 | 4.02 | DEER:Res:ClothesDishWasher | Annual | 1719 |  | Appl-CW-Top-ElecDHW-GasDry-Tier1DEER2018 | Appl-CW-Top-ElecDHW-GasDry-Tier1AnyMFm2007CZ06DEER2018 | 10284
Appl-CW-Top-ElecDHW-GasDry-Tier1 | DEER2018 | D17 v3 |  | Any | DMo | MH85 | CZ10 | rDXGF | Household | 1 | 1242 | None | 123 | 0.024 | 9.25 | 23.7 | 0.007 | 3.78 | 123 | 0.024 | 9.25 | 23.7 | 0.007 | 3.78 | DEER:Res:ClothesDishWasher | Annual | 1719 |  | Appl-CW-Top-ElecDHW-GasDry-Tier1DEER2018 | Appl-CW-Top-ElecDHW-GasDry-Tier1AnyDMoMH85CZ10DEER2018 | 10285
Appl-CW-Top-ElecDHW-GasDry-Tier1 | DEER2018 | D17 v3 |  | Any | SFm | 2011 | CZ10 | rDXGF | Household | 1 | 1948.8 | None | 146 | 0.022 | 11.1 | 25.2 | 0.005 | 4.54 | 146 | 0.022 | 11.1 | 25.2 | 0.005 | 4.54 | DEER:Res:ClothesDishWasher | Annual | 1719 |  | Appl-CW-Top-ElecDHW-GasDry-Tier1DEER2018 | Appl-CW-Top-ElecDHW-GasDry-Tier1AnySFm2011CZ10DEER2018 | 10286
Appl-CW-Top-ElecDHW-GasDry-Tier1 | DEER2018 | D17 v3 |  | Any | MFm | 2015 | CZ09 | rDXGF | Household | 1 | 1126.6 | None | 115 | 0.021 | 10 | 18 | 0.005 | 4.14 | 115 | 0.021 | 10 | 18 | 0.005 | 4.14 | DEER:Res:ClothesDishWasher | Annual | 1719 |  | Appl-CW-Top-ElecDHW-GasDry-Tier1DEER2018 | Appl-CW-Top-ElecDHW-GasDry-Tier1AnyMFm2015CZ09DEER2018 | 10287
Appl-CW-Top-ElecDHW-GasDry-Tier1 | DEER2018 | D17 v3 |  | Any | MFm | 2011 | CZ03 | rDXGF | Household | 1 | 998.7 | None | 110 | 0.018 | 9.3 | 13 | 0.003 | 3.81 | 110 | 0.018 | 9.3 | 13 | 0.003 | 3.81 | DEER:Res:ClothesDishWasher | Annual | 1719 |  | Appl-CW-Top-ElecDHW-GasDry-Tier1DEER2018 | Appl-CW-Top-ElecDHW-GasDry-Tier1AnyMFm2011CZ03DEER2018 | 10288
Appl-CW-Top-ElecDHW-GasDry-Tier1 | DEER2018 | D17 v3 |  | Any | DMo | MH00 | CZ08 | rDXGF | Household | 1 | 1242 | None | 121 | 0.024 | 9.27 | 22.4 | 0.007 | 3.81 | 121 | 0.024 | 9.27 | 22.4 | 0.007 | 3.81 | DEER:Res:ClothesDishWasher | Annual | 1719 |  | Appl-CW-Top-ElecDHW-GasDry-Tier1DEER2018 | Appl-CW-Top-ElecDHW-GasDry-Tier1AnyDMoMH00CZ08DEER2018 | 10289
Appl-CW-Top-ElecDHW-GasDry-Tier1 | DEER2018 | D17 v3 |  | Any | SFm | 2017 | CZ05 | rDXGF | Household | 1 | 2295.6 | None | 138 | 0.028 | 10.5 | 16.2 | 0.007 | 4.24 | 138 | 0.028 | 10.5 | 16.2 | 0.007 | 4.24 | DEER:Res:ClothesDishWasher | Annual | 1719 |  | Appl-CW-Top-ElecDHW-GasDry-Tier1DEER2018 | Appl-CW-Top-ElecDHW-GasDry-Tier1AnySFm2017CZ05DEER2018 | 10290
Appl-CW-Top-ElecDHW-GasDry-Tier1 | DEER2018 | D17 v3 |  | Any | MFm | 2015 | CZ07 | rDXGF | Household | 1 | 1206 | None | 116 | 0.019 | 10 | 18.9 | 0.004 | 4.14 | 116 | 0.019 | 10 | 18.9 | 0.004 | 4.14 | DEER:Res:ClothesDishWasher | Annual | 1719 |  | Appl-CW-Top-ElecDHW-GasDry-Tier1DEER2018 | Appl-CW-Top-ElecDHW-GasDry-Tier1AnyMFm2015CZ07DEER2018 | 10291
Appl-CW-Top-ElecDHW-GasDry-Tier1 | DEER2018 | D17 v3 |  | Any | MFm | 2011 | CZ15 | rDXGF | Household | 1 | 1094.6 | None | 111 | 0.017 | 10.5 | 23.2 | 0.005 | 4.38 | 111 | 0.017 | 10.5 | 23.2 | 0.005 | 4.38 | DEER:Res:ClothesDishWasher | Annual | 1719 |  | Appl-CW-Top-ElecDHW-GasDry-Tier1DEER2018 | Appl-CW-Top-ElecDHW-GasDry-Tier1AnyMFm2011CZ15DEER2018 | 10292
Appl-CW-Top-ElecDHW-GasDry-Tier1 | DEER2018 | D17 v3 |  | Any | DMo | MH06 | CZ08 | rDXGF | Household | 1 | 1242 | None | 124 | 0.022 | 9.8 | 23.3 | 0.006 | 4.05 | 124 | 0.022 | 9.8 | 23.3 | 0.006 | 4.05 | DEER:Res:ClothesDishWasher | Annual | 1719 |  | Appl-CW-Top-ElecDHW-GasDry-Tier1DEER2018 | Appl-CW-Top-ElecDHW-GasDry-Tier1AnyDMoMH06CZ08DEER2018 | 10293
Appl-CW-Top-ElecDHW-GasDry-Tier1 | DEER2018 | D17 v3 |  | Any | SFm | 2015 | CZ05 | rDXGF | Household | 1 | 2295.6 | None | 140 | 0.028 | 10.4 | 17 | 0.007 | 4.2 | 140 | 0.028 | 10.4 | 17 | 0.007 | 4.2 | DEER:Res:ClothesDishWasher | Annual | 1719 |  | Appl-CW-Top-ElecDHW-GasDry-Tier1DEER2018 | Appl-CW-Top-ElecDHW-GasDry-Tier1AnySFm2015CZ05DEER2018 | 10294
Appl-CW-Top-ElecDHW-GasDry-Tier1 | DEER2018 | D17 v3 |  | Any | MFm | 2017 | CZ07 | rDXGF | Household | 1 | 1206 | None | 116 | 0.019 | 10 | 19.1 | 0.005 | 4.15 | 116 | 0.019 | 10 | 19.1 | 0.005 | 4.15 | DEER:Res:ClothesDishWasher | Annual | 1719 |  | Appl-CW-Top-ElecDHW-GasDry-Tier1DEER2018 | Appl-CW-Top-ElecDHW-GasDry-Tier1AnyMFm2017CZ07DEER2018 | 10295
Appl-CW-Top-ElecDHW-GasDry-Tier1 | DEER2018 | D17 v3 |  | Any | DMo | MH00 | CZ16 | rDXGF | Household | 1 | 1242 | None | 124 | 0.03 | 8.68 | 17.4 | 0.011 | 3.53 | 124 | 0.03 | 8.68 | 17.4 | 0.011 | 3.53 | DEER:Res:ClothesDishWasher | Annual | 1719 |  | Appl-CW-Top-ElecDHW-GasDry-Tier1DEER2018 | Appl-CW-Top-ElecDHW-GasDry-Tier1AnyDMoMH00CZ16DEER2018 | 10296
Appl-CW-Top-ElecDHW-GasDry-Tier1 | DEER2018 | D17 v3 |  | Any | DMo | MH06 | CZ16 | rDXGF | Household | 1 | 1242 | None | 120 | 0.023 | 8.75 | 15.6 | 0.006 | 3.56 | 120 | 0.023 | 8.75 | 15.6 | 0.006 | 3.56 | DEER:Res:ClothesDishWasher | Annual | 1719 |  | Appl-CW-Top-ElecDHW-GasDry-Tier1DEER2018 | Appl-CW-Top-ElecDHW-GasDry-Tier1AnyDMoMH06CZ16DEER2018 | 10297
Appl-CW-Top-ElecDHW-GasDry-Tier1 | DEER2018 | D17 v3 |  | Any | SFm | 2007 | CZ14 | rDXGF | Household | 1 | 2160.9 | None | 147 | 0.023 | 10.6 | 25.1 | 0.006 | 4.26 | 147 | 0.023 | 10.6 | 25.1 | 0.006 | 4.26 | DEER:Res:ClothesDishWasher | Annual | 1719 |  | Appl-CW-Top-ElecDHW-GasDry-Tier1DEER2018 | Appl-CW-Top-ElecDHW-GasDry-Tier1AnySFm2007CZ14DEER2018 | 10298
Appl-CW-Top-ElecDHW-GasDry-Tier1 | DEER2018 | D17 v3 |  | Any | SFm | 2007 | CZ04 | rDXGF | Household | 1 | 2295.6 | None | 144 | 0.03 | 10.8 | 21.2 | 0.009 | 4.39 | 144 | 0.03 | 10.8 | 21.2 | 0.009 | 4.39 | DEER:Res:ClothesDishWasher | Annual | 1719 |  | Appl-CW-Top-ElecDHW-GasDry-Tier1DEER2018 | Appl-CW-Top-ElecDHW-GasDry-Tier1AnySFm2007CZ04DEER2018 | 10299
Appl-CW-Top-ElecDHW-GasDry-Tier1 | DEER2018 | D17 v3 |  | Any | SFm | 1975 | CZ02 | rDXGF | Household | 1 | 1591 | None | 142 | 0.041 | 10.2 | 18.6 | 0.013 | 4.09 | 142 | 0.041 | 10.2 | 18.6 | 0.013 | 4.09 | DEER:Res:ClothesDishWasher | Annual | 1719 |  | Appl-CW-Top-ElecDHW-GasDry-Tier1DEER2018 | Appl-CW-Top-ElecDHW-GasDry-Tier1AnySFm1975CZ02DEER2018 | 10300
Appl-CW-Top-ElecDHW-GasDry-Tier1 | DEER2018 | D17 v3 |  | Any | MFm | 1985 | CZ02 | rDXGF | Household | 1 | 1152 | None | 112 | 0.018 | 8.71 | 13.1 | 0 | 3.26 | 112 | 0.018 | 8.71 | 13.1 | 0 | 3.26 | DEER:Res:ClothesDishWasher | Annual | 1719 |  | Appl-CW-Top-ElecDHW-GasDry-Tier1DEER2018 | Appl-CW-Top-ElecDHW-GasDry-Tier1AnyMFm1985CZ02DEER2018 | 10301
Appl-CW-Top-ElecDHW-GasDry-Tier1 | DEER2018 | D17 v3 |  | Any | MFm | 2017 | CZ09 | rDXGF | Household | 1 | 1126.6 | None | 113 | 0.02 | 10.1 | 18 | 0.005 | 4.18 | 113 | 0.02 | 10.1 | 18 | 0.005 | 4.18 | DEER:Res:ClothesDishWasher | Annual | 1719 |  | Appl-CW-Top-ElecDHW-GasDry-Tier1DEER2018 | Appl-CW-Top-ElecDHW-GasDry-Tier1AnyMFm2017CZ09DEER2018 | 10302
Appl-CW-Top-ElecDHW-GasDry-Tier1 | DEER2018 | D17 v3 |  | Any | MFm | 2003 | CZ02 | rDXGF | Household | 1 | 1073.2 | None | 113 | 0.022 | 9.57 | 14.8 | 0.005 | 3.93 | 113 | 0.022 | 9.57 | 14.8 | 0.005 | 3.93 | DEER:Res:ClothesDishWasher | Annual | 1719 |  | Appl-CW-Top-ElecDHW-GasDry-Tier1DEER2018 | Appl-CW-Top-ElecDHW-GasDry-Tier1AnyMFm2003CZ02DEER2018 | 10303
Appl-CW-Top-ElecDHW-GasDry-Tier1 | DEER2018 | D17 v3 |  | Any | MFm | 2007 | CZ15 | rDXGF | Household | 1 | 1094.6 | None | 110 | 0.017 | 10.5 | 22.9 | 0.005 | 4.36 | 110 | 0.017 | 10.5 | 22.9 | 0.005 | 4.36 | DEER:Res:ClothesDishWasher | Annual | 1719 |  | Appl-CW-Top-ElecDHW-GasDry-Tier1DEER2018 | Appl-CW-Top-ElecDHW-GasDry-Tier1AnyMFm2007CZ15DEER2018 | 10304
Appl-CW-Top-ElecDHW-GasDry-Tier1 | DEER2018 | D17 v3 |  | Any | DMo | MH00 | CZ11 | rDXGF | Household | 1 | 1242 | None | 123 | 0.026 | 8.73 | 22.7 | 0.008 | 3.54 | 123 | 0.026 | 8.73 | 22.7 | 0.008 | 3.54 | DEER:Res:ClothesDishWasher | Annual | 1719 |  | Appl-CW-Top-ElecDHW-GasDry-Tier1DEER2018 | Appl-CW-Top-ElecDHW-GasDry-Tier1AnyDMoMH00CZ11DEER2018 | 10305
Appl-CW-Top-ElecDHW-GasDry-Tier1 | DEER2018 | D17 v3 |  | Any | DMo | MH15 | CZ07 | rDXGF | Household | 1 | 1242 | None | 122 | 0.02 | 10.1 | 22.2 | 0.005 | 4.24 | 122 | 0.02 | 10.1 | 22.2 | 0.005 | 4.24 | DEER:Res:ClothesDishWasher | Annual | 1719 |  | Appl-CW-Top-ElecDHW-GasDry-Tier1DEER2018 | Appl-CW-Top-ElecDHW-GasDry-Tier1AnyDMoMH15CZ07DEER2018 | 10306
Appl-CW-Top-ElecDHW-GasDry-Tier1 | DEER2018 | D17 v3 |  | Any | DMo | MH06 | CZ11 | rDXGF | Household | 1 | 1242 | None | 119 | 0.024 | 9.11 | 21.6 | 0.007 | 3.72 | 119 | 0.024 | 9.11 | 21.6 | 0.007 | 3.72 | DEER:Res:ClothesDishWasher | Annual | 1719 |  | Appl-CW-Top-ElecDHW-GasDry-Tier1DEER2018 | Appl-CW-Top-ElecDHW-GasDry-Tier1AnyDMoMH06CZ11DEER2018 | 10307
Appl-CW-Top-ElecDHW-GasDry-Tier1 | DEER2018 | D17 v3 |  | Any | SFm | 1996 | CZ09 | rDXGF | Household | 1 | 2186 | None | 148 | 0.026 | 11.6 | 26.4 | 0.007 | 4.76 | 148 | 0.026 | 11.6 | 26.4 | 0.007 | 4.76 | DEER:Res:ClothesDishWasher | Annual | 1719 |  | Appl-CW-Top-ElecDHW-GasDry-Tier1DEER2018 | Appl-CW-Top-ElecDHW-GasDry-Tier1AnySFm1996CZ09DEER2018 | 10308
Appl-CW-Top-ElecDHW-GasDry-Tier1 | DEER2018 | D17 v3 |  | Any | MFm | 2007 | CZ03 | rDXGF | Household | 1 | 998.7 | None | 109 | 0.017 | 9 | 12.7 | 0.003 | 3.71 | 109 | 0.017 | 9 | 12.7 | 0.003 | 3.71 | DEER:Res:ClothesDishWasher | Annual | 1719 |  | Appl-CW-Top-ElecDHW-GasDry-Tier1DEER2018 | Appl-CW-Top-ElecDHW-GasDry-Tier1AnyMFm2007CZ03DEER2018 | 10309
Appl-CW-Top-ElecDHW-GasDry-Tier1 | DEER2018 | D17 v3 |  | Any | DMo | MH15 | CZ09 | rDXGF | Household | 1 | 1242 | None | 119 | 0.021 | 9.46 | 21.5 | 0.005 | 3.9 | 119 | 0.021 | 9.46 | 21.5 | 0.005 | 3.9 | DEER:Res:ClothesDishWasher | Annual | 1719 |  | Appl-CW-Top-ElecDHW-GasDry-Tier1DEER2018 | Appl-CW-Top-ElecDHW-GasDry-Tier1AnyDMoMH15CZ09DEER2018 | 10310
Appl-CW-Top-ElecDHW-GasDry-Tier1 | DEER2018 | D17 v3 |  | Any | SFm | 1975 | CZ01 | rDXGF | Household | 1 | 1591 | None | 139 | 0.019 | 9.97 | 13.7 | 0.002 | 3.96 | 139 | 0.019 | 9.97 | 13.7 | 0.002 | 3.96 | DEER:Res:ClothesDishWasher | Annual | 1719 |  | Appl-CW-Top-ElecDHW-GasDry-Tier1DEER2018 | Appl-CW-Top-ElecDHW-GasDry-Tier1AnySFm1975CZ01DEER2018 | 10311
Appl-CW-Top-ElecDHW-GasDry-Tier1 | DEER2018 | D17 v3 |  | Any | DMo | MH72 | CZ08 | rDXGF | Household | 1 | 1196 | None | 124 | 0.024 | 9.66 | 23.5 | 0.007 | 4 | 124 | 0.024 | 9.66 | 23.5 | 0.007 | 4 | DEER:Res:ClothesDishWasher | Annual | 1719 |  | Appl-CW-Top-ElecDHW-GasDry-Tier1DEER2018 | Appl-CW-Top-ElecDHW-GasDry-Tier1AnyDMoMH72CZ08DEER2018 | 10312
Appl-CW-Top-ElecDHW-GasDry-Tier1 | DEER2018 | D17 v3 |  | Any | SFm | 1996 | CZ07 | rDXGF | Household | 1 | 2297 | None | 151 | 0.048 | 14.2 | 26 | 0.013 | 5.52 | 151 | 0.048 | 14.2 | 26 | 0.013 | 5.52 | DEER:Res:ClothesDishWasher | Annual | 1719 |  | Appl-CW-Top-ElecDHW-GasDry-Tier1DEER2018 | Appl-CW-Top-ElecDHW-GasDry-Tier1AnySFm1996CZ07DEER2018 | 10313
Appl-CW-Top-ElecDHW-GasDry-Tier1 | DEER2018 | D17 v3 |  | Any | SFm | 2007 | CZ10 | rDXGF | Household | 1 | 1948.8 | None | 146 | 0.021 | 11.1 | 25.3 | 0.004 | 4.51 | 146 | 0.021 | 11.1 | 25.3 | 0.004 | 4.51 | DEER:Res:ClothesDishWasher | Annual | 1719 |  | Appl-CW-Top-ElecDHW-GasDry-Tier1DEER2018 | Appl-CW-Top-ElecDHW-GasDry-Tier1AnySFm2007CZ10DEER2018 | 10314
Appl-CW-Top-ElecDHW-GasDry-Tier1 | DEER2018 | D17 v3 |  | Any | MFm | 2003 | CZ01 | rDXGF | Household | 1 | 998.7 | None | 112 | 0.016 | 8.92 | 11.2 | 0.002 | 3.61 | 112 | 0.016 | 8.92 | 11.2 | 0.002 | 3.61 | DEER:Res:ClothesDishWasher | Annual | 1719 |  | Appl-CW-Top-ElecDHW-GasDry-Tier1DEER2018 | Appl-CW-Top-ElecDHW-GasDry-Tier1AnyMFm2003CZ01DEER2018 | 10315
Appl-CW-Top-ElecDHW-GasDry-Tier1 | DEER2018 | D17 v3 |  | Any | MFm | 1985 | CZ01 | rDXGF | Household | 1 | 1152 | None | 112 | 0.016 | 7.82 | 10.9 | 0.002 | 3.1 | 112 | 0.016 | 7.82 | 10.9 | 0.002 | 3.1 | DEER:Res:ClothesDishWasher | Annual | 1719 |  | Appl-CW-Top-ElecDHW-GasDry-Tier1DEER2018 | Appl-CW-Top-ElecDHW-GasDry-Tier1AnyMFm1985CZ01DEER2018 | 10316
Appl-CW-Top-ElecDHW-GasDry-Tier1 | DEER2018 | D17 v3 |  | Any | MFm | 2011 | CZ06 | rDXGF | Household | 1 | 1206 | None | 113 | 0.021 | 9.76 | 17 | 0.005 | 4.02 | 113 | 0.021 | 9.76 | 17 | 0.005 | 4.02 | DEER:Res:ClothesDishWasher | Annual | 1719 |  | Appl-CW-Top-ElecDHW-GasDry-Tier1DEER2018 | Appl-CW-Top-ElecDHW-GasDry-Tier1AnyMFm2011CZ06DEER2018 | 10317
Appl-CW-Top-ElecDHW-GasDry-Tier1 | DEER2018 | D17 v3 |  | Any | SFm | 2015 | CZ04 | rDXGF | Household | 1 | 2295.6 | None | 142 | 0.03 | 10.8 | 20.7 | 0.009 | 4.39 | 142 | 0.03 | 10.8 | 20.7 | 0.009 | 4.39 | DEER:Res:ClothesDishWasher | Annual | 1719 |  | Appl-CW-Top-ElecDHW-GasDry-Tier1DEER2018 | Appl-CW-Top-ElecDHW-GasDry-Tier1AnySFm2015CZ04DEER2018 | 10318
Appl-CW-Top-ElecDHW-GasDry-Tier1 | DEER2018 | D17 v3 |  | Any | SFm | 2015 | CZ14 | rDXGF | Household | 1 | 2160.9 | None | 145 | 0.023 | 10.6 | 24.3 | 0.006 | 4.32 | 145 | 0.023 | 10.6 | 24.3 | 0.006 | 4.32 | DEER:Res:ClothesDishWasher | Annual | 1719 |  | Appl-CW-Top-ElecDHW-GasDry-Tier1DEER2018 | Appl-CW-Top-ElecDHW-GasDry-Tier1AnySFm2015CZ14DEER2018 | 10319
Appl-CW-Top-ElecDHW-GasDry-Tier1 | DEER2018 | D17 v3 |  | Any | SFm | 2007 | CZ05 | rDXGF | Household | 1 | 2295.6 | None | 137 | 0.028 | 9.48 | 15.6 | 0.006 | 3.67 | 137 | 0.028 | 9.48 | 15.6 | 0.006 | 3.67 | DEER:Res:ClothesDishWasher | Annual | 1719 |  | Appl-CW-Top-ElecDHW-GasDry-Tier1DEER2018 | Appl-CW-Top-ElecDHW-GasDry-Tier1AnySFm2007CZ05DEER2018 | 10320
Appl-CW-Top-ElecDHW-GasDry-Tier1 | DEER2018 | D17 v3 |  | Any | MFm | 2003 | CZ13 | rDXGF | Household | 1 | 1073.2 | None | 117 | 0.021 | 9.77 | 20 | 0.006 | 4.04 | 117 | 0.021 | 9.77 | 20 | 0.006 | 4.04 | DEER:Res:ClothesDishWasher | Annual | 1719 |  | Appl-CW-Top-ElecDHW-GasDry-Tier1DEER2018 | Appl-CW-Top-ElecDHW-GasDry-Tier1AnyMFm2003CZ13DEER2018 | 10321
Appl-CW-Top-ElecDHW-GasDry-Tier1 | DEER2018 | D17 v3 |  | Any | MFm | 1985 | CZ13 | rDXGF | Household | 1 | 1150 | None | 116 | 0.024 | 9.25 | 19.5 | 0.007 | 3.79 | 116 | 0.024 | 9.25 | 19.5 | 0.007 | 3.79 | DEER:Res:ClothesDishWasher | Annual | 1719 |  | Appl-CW-Top-ElecDHW-GasDry-Tier1DEER2018 | Appl-CW-Top-ElecDHW-GasDry-Tier1AnyMFm1985CZ13DEER2018 | 10322
Appl-CW-Top-ElecDHW-GasDry-Tier1 | DEER2018 | D17 v3 |  | Any | SFm | 1975 | CZ13 | rDXGF | Household | 1 | 1528 | None | 147 | 0.033 | 10.6 | 25.9 | 0.011 | 4.27 | 147 | 0.033 | 10.6 | 25.9 | 0.011 | 4.27 | DEER:Res:ClothesDishWasher | Annual | 1719 |  | Appl-CW-Top-ElecDHW-GasDry-Tier1DEER2018 | Appl-CW-Top-ElecDHW-GasDry-Tier1AnySFm1975CZ13DEER2018 | 10323
Appl-CW-Top-ElecDHW-GasDry-Tier1 | DEER2018 | D17 v3 |  | Any | MFm | 2017 | CZ06 | rDXGF | Household | 1 | 1206 | None | 112 | 0.019 | 9.75 | 16.5 | 0.004 | 4.03 | 112 | 0.019 | 9.75 | 16.5 | 0.004 | 4.03 | DEER:Res:ClothesDishWasher | Annual | 1719 |  | Appl-CW-Top-ElecDHW-GasDry-Tier1DEER2018 | Appl-CW-Top-ElecDHW-GasDry-Tier1AnyMFm2017CZ06DEER2018 | 10324
Appl-CW-Top-ElecDHW-GasDry-Tier1 | DEER2018 | D17 v3 |  | Any | MFm | 2011 | CZ07 | rDXGF | Household | 1 | 1206 | None | 118 | 0.02 | 10.1 | 19.9 | 0.005 | 4.17 | 118 | 0.02 | 10.1 | 19.9 | 0.005 | 4.17 | DEER:Res:ClothesDishWasher | Annual | 1719 |  | Appl-CW-Top-ElecDHW-GasDry-Tier1DEER2018 | Appl-CW-Top-ElecDHW-GasDry-Tier1AnyMFm2011CZ07DEER2018 | 10325
Appl-CW-Top-ElecDHW-GasDry-Tier1 | DEER2018 | D17 v3 |  | Any | SFm | 1975 | CZ12 | rDXGF | Household | 1 | 1528 | None | 145 | 0.035 | 10.8 | 22.8 | 0.011 | 4.35 | 145 | 0.035 | 10.8 | 22.8 | 0.011 | 4.35 | DEER:Res:ClothesDishWasher | Annual | 1719 |  | Appl-CW-Top-ElecDHW-GasDry-Tier1DEER2018 | Appl-CW-Top-ElecDHW-GasDry-Tier1AnySFm1975CZ12DEER2018 | 10326
Appl-CW-Top-ElecDHW-GasDry-Tier1 | DEER2018 | D17 v3 |  | Any | MFm | 2003 | CZ12 | rDXGF | Household | 1 | 1073.2 | None | 117 | 0.023 | 9.67 | 18.5 | 0.006 | 3.98 | 117 | 0.023 | 9.67 | 18.5 | 0.006 | 3.98 | DEER:Res:ClothesDishWasher | Annual | 1719 |  | Appl-CW-Top-ElecDHW-GasDry-Tier1DEER2018 | Appl-CW-Top-ElecDHW-GasDry-Tier1AnyMFm2003CZ12DEER2018 | 10327
Appl-CW-Top-ElecDHW-GasDry-Tier1 | DEER2018 | D17 v3 |  | Any | MFm | 2015 | CZ15 | rDXGF | Household | 1 | 1094.6 | None | 110 | 0.017 | 10.5 | 22.7 | 0.005 | 4.38 | 110 | 0.017 | 10.5 | 22.7 | 0.005 | 4.38 | DEER:Res:ClothesDishWasher | Annual | 1719 |  | Appl-CW-Top-ElecDHW-GasDry-Tier1DEER2018 | Appl-CW-Top-ElecDHW-GasDry-Tier1AnyMFm2015CZ15DEER2018 | 10328
Appl-CW-Top-ElecDHW-GasDry-Tier1 | DEER2018 | D17 v3 |  | Any | SFm | 1996 | CZ06 | rDXGF | Household | 1 | 2297 | None | 143 | 0.037 | 11.4 | 20 | 0.016 | 4.7 | 143 | 0.037 | 11.4 | 20 | 0.016 | 4.7 | DEER:Res:ClothesDishWasher | Annual | 1719 |  | Appl-CW-Top-ElecDHW-GasDry-Tier1DEER2018 | Appl-CW-Top-ElecDHW-GasDry-Tier1AnySFm1996CZ06DEER2018 | 10329
Appl-CW-Top-ElecDHW-GasDry-Tier1 | DEER2018 | D17 v3 |  | Any | MFm | 1985 | CZ12 | rDXGF | Household | 1 | 1150 | None | 113 | 0.024 | 9.3 | 16.4 | 0.007 | 3.8 | 113 | 0.024 | 9.3 | 16.4 | 0.007 | 3.8 | DEER:Res:ClothesDishWasher | Annual | 1719 |  | Appl-CW-Top-ElecDHW-GasDry-Tier1DEER2018 | Appl-CW-Top-ElecDHW-GasDry-Tier1AnyMFm1985CZ12DEER2018 | 10330
Appl-CW-Top-ElecDHW-GasDry-Tier1 | DEER2018 | D17 v3 |  | Any | SFm | 2003 | CZ08 | rDXGF | Household | 1 | 2392.9 | None | 153 | 0.025 | 11.8 | 28.6 | 0.006 | 4.87 | 153 | 0.025 | 11.8 | 28.6 | 0.006 | 4.87 | DEER:Res:ClothesDishWasher | Annual | 1719 |  | Appl-CW-Top-ElecDHW-GasDry-Tier1DEER2018 | Appl-CW-Top-ElecDHW-GasDry-Tier1AnySFm2003CZ08DEER2018 | 10331
Appl-CW-Top-ElecDHW-GasDry-Tier1 | DEER2018 | D17 v3 |  | Any | DMo | MH15 | CZ06 | rDXGF | Household | 1 | 1242 | None | 119 | 0.02 | 9.09 | 20.2 | 0.005 | 3.68 | 119 | 0.02 | 9.09 | 20.2 | 0.005 | 3.68 | DEER:Res:ClothesDishWasher | Annual | 1719 |  | Appl-CW-Top-ElecDHW-GasDry-Tier1DEER2018 | Appl-CW-Top-ElecDHW-GasDry-Tier1AnyDMoMH15CZ06DEER2018 | 10332
Appl-CW-Top-ElecDHW-GasDry-Tier1 | DEER2018 | D17 v3 |  | Any | SFm | 2015 | CZ10 | rDXGF | Household | 1 | 1948.8 | None | 141 | 0.025 | 11.2 | 22.2 | 0.007 | 4.55 | 141 | 0.025 | 11.2 | 22.2 | 0.007 | 4.55 | DEER:Res:ClothesDishWasher | Annual | 1719 |  | Appl-CW-Top-ElecDHW-GasDry-Tier1DEER2018 | Appl-CW-Top-ElecDHW-GasDry-Tier1AnySFm2015CZ10DEER2018 | 10333
Appl-CW-Top-ElecDHW-GasDry-Tier1 | DEER2018 | D17 v3 |  | Any | SFm | 1985 | CZ08 | rDXGF | Household | 1 | 2064 | None | 148 | 0.026 | 11.2 | 25.5 | 0.007 | 4.58 | 148 | 0.026 | 11.2 | 25.5 | 0.007 | 4.58 | DEER:Res:ClothesDishWasher | Annual | 1719 |  | Appl-CW-Top-ElecDHW-GasDry-Tier1DEER2018 | Appl-CW-Top-ElecDHW-GasDry-Tier1AnySFm1985CZ08DEER2018 | 10334
Appl-CW-Top-ElecDHW-GasDry-Tier1 | DEER2018 | D17 v3 |  | Any | MFm | 2011 | CZ09 | rDXGF | Household | 1 | 1126.6 | None | 114 | 0.02 | 10 | 18.8 | 0.005 | 4.17 | 114 | 0.02 | 10 | 18.8 | 0.005 | 4.17 | DEER:Res:ClothesDishWasher | Annual | 1719 |  | Appl-CW-Top-ElecDHW-GasDry-Tier1DEER2018 | Appl-CW-Top-ElecDHW-GasDry-Tier1AnyMFm2011CZ09DEER2018 | 10335
Appl-CW-Top-ElecDHW-GasDry-Tier1 | DEER2018 | D17 v3 |  | Any | MFm | 2015 | CZ03 | rDXGF | Household | 1 | 998.7 | None | 110 | 0.017 | 9.6 | 13.3 | 0.003 | 3.93 | 110 | 0.017 | 9.6 | 13.3 | 0.003 | 3.93 | DEER:Res:ClothesDishWasher | Annual | 1719 |  | Appl-CW-Top-ElecDHW-GasDry-Tier1DEER2018 | Appl-CW-Top-ElecDHW-GasDry-Tier1AnyMFm2015CZ03DEER2018 | 10336
Appl-CW-Top-ElecDHW-GasDry-Tier1 | DEER2018 | D17 v3 |  | Any | MFm | 1975 | CZ08 | rDXGF | Household | 1 | 1047.7 | None | 114 | 0.023 | 10 | 18.7 | 0.007 | 4.16 | 114 | 0.023 | 10 | 18.7 | 0.007 | 4.16 | DEER:Res:ClothesDishWasher | Annual | 1719 |  | Appl-CW-Top-ElecDHW-GasDry-Tier1DEER2018 | Appl-CW-Top-ElecDHW-GasDry-Tier1AnyMFm1975CZ08DEER2018 | 10337
Appl-CW-Top-ElecDHW-GasDry-Tier1 | DEER2018 | D17 v3 |  | Any | MFm | 1996 | CZ04 | rDXGF | Household | 1 | 981.6 | None | 112 | 0.019 | 9.8 | 15.1 | 0.004 | 4.04 | 112 | 0.019 | 9.8 | 15.1 | 0.004 | 4.04 | DEER:Res:ClothesDishWasher | Annual | 1719 |  | Appl-CW-Top-ElecDHW-GasDry-Tier1DEER2018 | Appl-CW-Top-ElecDHW-GasDry-Tier1AnyMFm1996CZ04DEER2018 | 10338
Appl-CW-Top-ElecDHW-GasDry-Tier1 | DEER2018 | D17 v3 |  | Any | SFm | 1985 | CZ16 | rDXGF | Household | 1 | 1904 | None | 152 | 0.034 | 9.75 | 20.2 | 0.009 | 3.88 | 152 | 0.034 | 9.75 | 20.2 | 0.009 | 3.88 | DEER:Res:ClothesDishWasher | Annual | 1719 |  | Appl-CW-Top-ElecDHW-GasDry-Tier1DEER2018 | Appl-CW-Top-ElecDHW-GasDry-Tier1AnySFm1985CZ16DEER2018 | 10339
Appl-CW-Top-ElecDHW-GasDry-Tier1 | DEER2018 | D17 v3 |  | Any | SFm | 2017 | CZ10 | rDXGF | Household | 1 | 1948.8 | None | 142 | 0.026 | 11.3 | 23.1 | 0.007 | 4.62 | 142 | 0.026 | 11.3 | 23.1 | 0.007 | 4.62 | DEER:Res:ClothesDishWasher | Annual | 1719 |  | Appl-CW-Top-ElecDHW-GasDry-Tier1DEER2018 | Appl-CW-Top-ElecDHW-GasDry-Tier1AnySFm2017CZ10DEER2018 | 10340
Appl-CW-Top-ElecDHW-GasDry-Tier1 | DEER2018 | D17 v3 |  | Any | SFm | 2003 | CZ16 | rDXGF | Household | 1 | 2295.6 | None | 148 | 0.03 | 11.3 | 18.5 | 0.008 | 4.61 | 148 | 0.03 | 11.3 | 18.5 | 0.008 | 4.61 | DEER:Res:ClothesDishWasher | Annual | 1719 |  | Appl-CW-Top-ElecDHW-GasDry-Tier1DEER2018 | Appl-CW-Top-ElecDHW-GasDry-Tier1AnySFm2003CZ16DEER2018 | 10341
Appl-CW-Top-ElecDHW-GasDry-Tier1 | DEER2018 | D17 v3 |  | Any | MFm | 1996 | CZ14 | rDXGF | Household | 1 | 1086 | None | 119 | 0.018 | 9.68 | 20.8 | 0.005 | 4.01 | 119 | 0.018 | 9.68 | 20.8 | 0.005 | 4.01 | DEER:Res:ClothesDishWasher | Annual | 1719 |  | Appl-CW-Top-ElecDHW-GasDry-Tier1DEER2018 | Appl-CW-Top-ElecDHW-GasDry-Tier1AnyMFm1996CZ14DEER2018 | 10342
Appl-CW-Top-ElecDHW-GasDry-Tier1 | DEER2018 | D17 v3 |  | Any | MFm | 2017 | CZ03 | rDXGF | Household | 1 | 998.7 | None | 110 | 0.018 | 9.32 | 13.2 | 0.003 | 3.88 | 110 | 0.018 | 9.32 | 13.2 | 0.003 | 3.88 | DEER:Res:ClothesDishWasher | Annual | 1719 |  | Appl-CW-Top-ElecDHW-GasDry-Tier1DEER2018 | Appl-CW-Top-ElecDHW-GasDry-Tier1AnyMFm2017CZ03DEER2018 | 10343
Appl-CW-Top-ElecDHW-GasDry-Tier1 | DEER2018 | D17 v3 |  | Any | MFm | 1975 | CZ16 | rDXGF | Household | 1 | 1070.2 | None | 120 | 0.021 | 9.13 | 15.1 | 0.004 | 3.73 | 120 | 0.021 | 9.13 | 15.1 | 0.004 | 3.73 | DEER:Res:ClothesDishWasher | Annual | 1719 |  | Appl-CW-Top-ElecDHW-GasDry-Tier1DEER2018 | Appl-CW-Top-ElecDHW-GasDry-Tier1AnyMFm1975CZ16DEER2018 | 10344
Appl-CW-Top-ElecDHW-GasDry-Tier1 | DEER2018 | D17 v3 |  | Any | DMo | MH85 | CZ05 | rDXGF | Household | 1 | 1242 | None | 113 | 0.032 | 7.75 | 13.9 | 0.011 | 3.07 | 113 | 0.032 | 7.75 | 13.9 | 0.011 | 3.07 | DEER:Res:ClothesDishWasher | Annual | 1719 |  | Appl-CW-Top-ElecDHW-GasDry-Tier1DEER2018 | Appl-CW-Top-ElecDHW-GasDry-Tier1AnyDMoMH85CZ05DEER2018 | 10345
Appl-CW-Top-ElecDHW-GasDry-Tier1 | DEER2018 | D17 v3 |  | Any | SFm | 2011 | CZ05 | rDXGF | Household | 1 | 2295.6 | None | 137 | 0.031 | 9.39 | 15.5 | 0.008 | 3.76 | 137 | 0.031 | 9.39 | 15.5 | 0.008 | 3.76 | DEER:Res:ClothesDishWasher | Annual | 1719 |  | Appl-CW-Top-ElecDHW-GasDry-Tier1DEER2018 | Appl-CW-Top-ElecDHW-GasDry-Tier1AnySFm2011CZ05DEER2018 | 10346
Appl-CW-Top-ElecDHW-GasDry-Tier1 | DEER2018 | D17 v3 |  | Any | MFm | 2017 | CZ15 | rDXGF | Household | 1 | 1094.6 | None | 109 | 0.017 | 10.5 | 22.6 | 0.005 | 4.38 | 109 | 0.017 | 10.5 | 22.6 | 0.005 | 4.38 | DEER:Res:ClothesDishWasher | Annual | 1719 |  | Appl-CW-Top-ElecDHW-GasDry-Tier1DEER2018 | Appl-CW-Top-ElecDHW-GasDry-Tier1AnyMFm2017CZ15DEER2018 | 10347
Appl-CW-Top-ElecDHW-GasDry-Tier1 | DEER2018 | D17 v3 |  | Any | SFm | 1985 | CZ11 | rDXGF | Household | 1 | 1704 | None | 148 | 0.031 | 10.1 | 24.9 | 0.009 | 4.02 | 148 | 0.031 | 10.1 | 24.9 | 0.009 | 4.02 | DEER:Res:ClothesDishWasher | Annual | 1719 |  | Appl-CW-Top-ElecDHW-GasDry-Tier1DEER2018 | Appl-CW-Top-ElecDHW-GasDry-Tier1AnySFm1985CZ11DEER2018 | 10348
Appl-CW-Top-ElecDHW-GasDry-Tier1 | DEER2018 | D17 v3 |  | Any | MFm | 2007 | CZ09 | rDXGF | Household | 1 | 1126.6 | None | 113 | 0.021 | 9.9 | 18 | 0.005 | 4.1 | 113 | 0.021 | 9.9 | 18 | 0.005 | 4.1 | DEER:Res:ClothesDishWasher | Annual | 1719 |  | Appl-CW-Top-ElecDHW-GasDry-Tier1DEER2018 | Appl-CW-Top-ElecDHW-GasDry-Tier1AnyMFm2007CZ09DEER2018 | 10349
Appl-CW-Top-ElecDHW-GasDry-Tier1 | DEER2018 | D17 v3 |  | Any | DMo | MH15 | CZ03 | rDXGF | Household | 1 | 1242 | None | 112 | 0.025 | 8.43 | 14.9 | 0.007 | 3.39 | 112 | 0.025 | 8.43 | 14.9 | 0.007 | 3.39 | DEER:Res:ClothesDishWasher | Annual | 1719 |  | Appl-CW-Top-ElecDHW-GasDry-Tier1DEER2018 | Appl-CW-Top-ElecDHW-GasDry-Tier1AnyDMoMH15CZ03DEER2018 | 10350
Appl-CW-Top-ElecDHW-GasDry-Tier1 | DEER2018 | D17 v3 |  | Any | SFm | 2003 | CZ11 | rDXGF | Household | 1 | 1948.8 | None | 147 | 0.03 | 10.9 | 25.6 | 0.009 | 4.39 | 147 | 0.03 | 10.9 | 25.6 | 0.009 | 4.39 | DEER:Res:ClothesDishWasher | Annual | 1719 |  | Appl-CW-Top-ElecDHW-GasDry-Tier1DEER2018 | Appl-CW-Top-ElecDHW-GasDry-Tier1AnySFm2003CZ11DEER2018 | 10351
Appl-CW-Top-ElecDHW-GasDry-Tier1 | DEER2018 | D17 v3 |  | Any | MFm | 1975 | CZ11 | rDXGF | Household | 1 | 1098.9 | None | 114 | 0.022 | 9.31 | 18.4 | 0.006 | 3.81 | 114 | 0.022 | 9.31 | 18.4 | 0.006 | 3.81 | DEER:Res:ClothesDishWasher | Annual | 1719 |  | Appl-CW-Top-ElecDHW-GasDry-Tier1DEER2018 | Appl-CW-Top-ElecDHW-GasDry-Tier1AnyMFm1975CZ11DEER2018 | 10352
Appl-CW-Top-ElecDHW-GasDry-Tier1 | DEER2018 | D17 v3 |  | Any | SFm | 1996 | CZ15 | rDXGF | Household | 1 | 1758 | None | 148 | 0.025 | 12.3 | 33.6 | 0.007 | 5.09 | 148 | 0.025 | 12.3 | 33.6 | 0.007 | 5.09 | DEER:Res:ClothesDishWasher | Annual | 1719 |  | Appl-CW-Top-ElecDHW-GasDry-Tier1DEER2018 | Appl-CW-Top-ElecDHW-GasDry-Tier1AnySFm1996CZ15DEER2018 | 10353
Appl-CW-Top-ElecDHW-GasDry-Tier1 | DEER2018 | D17 v3 |  | Any | MFm | 2015 | CZ06 | rDXGF | Household | 1 | 1206 | None | 112 | 0.021 | 9.81 | 16.6 | 0.005 | 4.02 | 112 | 0.021 | 9.81 | 16.6 | 0.005 | 4.02 | DEER:Res:ClothesDishWasher | Annual | 1719 |  | Appl-CW-Top-ElecDHW-GasDry-Tier1DEER2018 | Appl-CW-Top-ElecDHW-GasDry-Tier1AnyMFm2015CZ06DEER2018 | 10354
Appl-CW-Top-ElecDHW-GasDry-Tier1 | DEER2018 | D17 v3 |  | Any | SFm | 2017 | CZ04 | rDXGF | Household | 1 | 2295.6 | None | 142 | 0.029 | 10.9 | 20.7 | 0.008 | 4.43 | 142 | 0.029 | 10.9 | 20.7 | 0.008 | 4.43 | DEER:Res:ClothesDishWasher | Annual | 1719 |  | Appl-CW-Top-ElecDHW-GasDry-Tier1DEER2018 | Appl-CW-Top-ElecDHW-GasDry-Tier1AnySFm2017CZ04DEER2018 | 10355
Appl-CW-Top-ElecDHW-GasDry-Tier1 | DEER2018 | D17 v3 |  | Any | MFm | 1996 | CZ10 | rDXGF | Household | 1 | 1093.6 | None | 111 | 0.029 | 9.71 | 17.2 | 0.009 | 3.95 | 111 | 0.029 | 9.71 | 17.2 | 0.009 | 3.95 | DEER:Res:ClothesDishWasher | Annual | 1719 |  | Appl-CW-Top-ElecDHW-GasDry-Tier1DEER2018 | Appl-CW-Top-ElecDHW-GasDry-Tier1AnyMFm1996CZ10DEER2018 | 10356
Appl-CW-Top-ElecDHW-GasDry-Tier1 | DEER2018 | D17 v3 |  | Any | DMo | MH15 | CZ15 | rDXGF | Household | 1 | 1242 | None | 118 | 0.019 | 10.2 | 28 | 0.006 | 4.26 | 118 | 0.019 | 10.2 | 28 | 0.006 | 4.26 | DEER:Res:ClothesDishWasher | Annual | 1719 |  | Appl-CW-Top-ElecDHW-GasDry-Tier1DEER2018 | Appl-CW-Top-ElecDHW-GasDry-Tier1AnyDMoMH15CZ15DEER2018 | 10357
Appl-CW-Top-ElecDHW-GasDry-Tier1 | DEER2018 | D17 v3 |  | Any | SFm | 2017 | CZ14 | rDXGF | Household | 1 | 2160.9 | None | 145 | 0.023 | 10.6 | 24.2 | 0.006 | 4.27 | 145 | 0.023 | 10.6 | 24.2 | 0.006 | 4.27 | DEER:Res:ClothesDishWasher | Annual | 1719 |  | Appl-CW-Top-ElecDHW-GasDry-Tier1DEER2018 | Appl-CW-Top-ElecDHW-GasDry-Tier1AnySFm2017CZ14DEER2018 | 10358
Appl-CW-Top-ElecDHW-GasDry-Tier1 | DEER2018 | D17 v3 |  | Any | SFm | 1996 | CZ03 | rDXGF | Household | 1 | 2193 | None | 137 | 0.025 | 10.4 | 16.9 | 0.001 | 4.21 | 137 | 0.025 | 10.4 | 16.9 | 0.001 | 4.21 | DEER:Res:ClothesDishWasher | Annual | 1719 |  | Appl-CW-Top-ElecDHW-GasDry-Tier1DEER2018 | Appl-CW-Top-ElecDHW-GasDry-Tier1AnySFm1996CZ03DEER2018 | 10359
Appl-CW-Top-ElecDHW-GasDry-Tier1 | DEER2018 | D17 v3 |  | Any | MFm | 2007 | CZ07 | rDXGF | Household | 1 | 1206 | None | 114 | 0.016 | 9.68 | 15.6 | 0 | 3.84 | 114 | 0.016 | 9.68 | 15.6 | 0 | 3.84 | DEER:Res:ClothesDishWasher | Annual | 1719 |  | Appl-CW-Top-ElecDHW-GasDry-Tier1DEER2018 | Appl-CW-Top-ElecDHW-GasDry-Tier1AnyMFm2007CZ07DEER2018 | 10360
Appl-CW-Top-ElecDHW-GasDry-Tier1 | DEER2018 | D17 v3 |  | Any | SFm | 2011 | CZ13 | rDXGF | Household | 1 | 1948.8 | None | 145 | 0.025 | 11.3 | 25.3 | 0.006 | 4.6 | 145 | 0.025 | 11.3 | 25.3 | 0.006 | 4.6 | DEER:Res:ClothesDishWasher | Annual | 1719 |  | Appl-CW-Top-ElecDHW-GasDry-Tier1DEER2018 | Appl-CW-Top-ElecDHW-GasDry-Tier1AnySFm2011CZ13DEER2018 | 10361
Appl-CW-Top-ElecDHW-GasDry-Tier1 | DEER2018 | D17 v3 |  | Any | DMo | MH85 | CZ13 | rDXGF | Household | 1 | 1242 | None | 123 | 0.024 | 8.64 | 23.5 | 0.007 | 3.52 | 123 | 0.024 | 8.64 | 23.5 | 0.007 | 3.52 | DEER:Res:ClothesDishWasher | Annual | 1719 |  | Appl-CW-Top-ElecDHW-GasDry-Tier1DEER2018 | Appl-CW-Top-ElecDHW-GasDry-Tier1AnyDMoMH85CZ13DEER2018 | 10362
Appl-CW-Top-ElecDHW-GasDry-Tier1 | DEER2018 | D17 v3 |  | Any | MFm | 2007 | CZ16 | rDXGF | Household | 1 | 998.7 | None | 121 | 0.019 | 9.12 | 15.2 | 0.004 | 3.72 | 121 | 0.019 | 9.12 | 15.2 | 0.004 | 3.72 | DEER:Res:ClothesDishWasher | Annual | 1719 |  | Appl-CW-Top-ElecDHW-GasDry-Tier1DEER2018 | Appl-CW-Top-ElecDHW-GasDry-Tier1AnyMFm2007CZ16DEER2018 | 10363
Appl-CW-Top-ElecDHW-GasDry-Tier1 | DEER2018 | D17 v3 |  | Any | SFm | 2017 | CZ01 | rDXGF | Household | 1 | 2295.6 | None | 140 | 0.019 | 10.9 | 14.3 | 0.002 | 4.41 | 140 | 0.019 | 10.9 | 14.3 | 0.002 | 4.41 | DEER:Res:ClothesDishWasher | Annual | 1719 |  | Appl-CW-Top-ElecDHW-GasDry-Tier1DEER2018 | Appl-CW-Top-ElecDHW-GasDry-Tier1AnySFm2017CZ01DEER2018 | 10364
Appl-CW-Top-ElecDHW-GasDry-Tier1 | DEER2018 | D17 v3 |  | Any | MFm | 1996 | CZ02 | rDXGF | Household | 1 | 981.6 | None | 114 | 0.023 | 9.53 | 14.6 | 0.005 | 3.82 | 114 | 0.023 | 9.53 | 14.6 | 0.005 | 3.82 | DEER:Res:ClothesDishWasher | Annual | 1719 |  | Appl-CW-Top-ElecDHW-GasDry-Tier1DEER2018 | Appl-CW-Top-ElecDHW-GasDry-Tier1AnyMFm1996CZ02DEER2018 | 10365
Appl-CW-Top-ElecDHW-GasDry-Tier1 | DEER2018 | D17 v3 |  | Any | MFm | 2011 | CZ08 | rDXGF | Household | 1 | 1206 | None | 115 | 0.016 | 10.1 | 21.2 | 0.006 | 4.26 | 115 | 0.016 | 10.1 | 21.2 | 0.006 | 4.26 | DEER:Res:ClothesDishWasher | Annual | 1719 |  | Appl-CW-Top-ElecDHW-GasDry-Tier1DEER2018 | Appl-CW-Top-ElecDHW-GasDry-Tier1AnyMFm2011CZ08DEER2018 | 10366
Appl-CW-Top-ElecDHW-GasDry-Tier1 | DEER2018 | D17 v3 |  | Any | DMo | MH06 | CZ15 | rDXGF | Household | 1 | 1242 | None | 119 | 0.02 | 10.2 | 28.2 | 0.006 | 4.28 | 119 | 0.02 | 10.2 | 28.2 | 0.006 | 4.28 | DEER:Res:ClothesDishWasher | Annual | 1719 |  | Appl-CW-Top-ElecDHW-GasDry-Tier1DEER2018 | Appl-CW-Top-ElecDHW-GasDry-Tier1AnyDMoMH06CZ15DEER2018 | 10367
Appl-CW-Top-ElecDHW-GasDry-Tier1 | DEER2018 | D17 v3 |  | Any | MFm | 1975 | CZ09 | rDXGF | Household | 1 | 1216.8 | None | 117 | 0.021 | 9.77 | 19.7 | 0.006 | 4.03 | 117 | 0.021 | 9.77 | 19.7 | 0.006 | 4.03 | DEER:Res:ClothesDishWasher | Annual | 1719 |  | Appl-CW-Top-ElecDHW-GasDry-Tier1DEER2018 | Appl-CW-Top-ElecDHW-GasDry-Tier1AnyMFm1975CZ09DEER2018 | 10368
Appl-CW-Top-ElecDHW-GasDry-Tier1 | DEER2018 | D17 v3 |  | Any | SFm | 2003 | CZ09 | rDXGF | Household | 1 | 2422.9 | None | 145 | 0.021 | 11.5 | 25.4 | 0.006 | 4.71 | 145 | 0.021 | 11.5 | 25.4 | 0.006 | 4.71 | DEER:Res:ClothesDishWasher | Annual | 1719 |  | Appl-CW-Top-ElecDHW-GasDry-Tier1DEER2018 | Appl-CW-Top-ElecDHW-GasDry-Tier1AnySFm2003CZ09DEER2018 | 10369
Appl-CW-Top-ElecDHW-GasDry-Tier1 | DEER2018 | D17 v3 |  | Any | DMo | MH72 | CZ06 | rDXGF | Household | 1 | 1196 | None | 121 | 0.022 | 9.59 | 21.3 | 0.006 | 3.97 | 121 | 0.022 | 9.59 | 21.3 | 0.006 | 3.97 | DEER:Res:ClothesDishWasher | Annual | 1719 |  | Appl-CW-Top-ElecDHW-GasDry-Tier1DEER2018 | Appl-CW-Top-ElecDHW-GasDry-Tier1AnyDMoMH72CZ06DEER2018 | 10370
Appl-CW-Top-ElecDHW-GasDry-Tier1 | DEER2018 | D17 v3 |  | Any | MFm | 2007 | CZ11 | rDXGF | Household | 1 | 1073.2 | None | 115 | 0.019 | 9.53 | 24 | 0.009 | 4.16 | 115 | 0.019 | 9.53 | 24 | 0.009 | 4.16 | DEER:Res:ClothesDishWasher | Annual | 1719 |  | Appl-CW-Top-ElecDHW-GasDry-Tier1DEER2018 | Appl-CW-Top-ElecDHW-GasDry-Tier1AnyMFm2007CZ11DEER2018 | 10371
Appl-CW-Top-ElecDHW-GasDry-Tier1 | DEER2018 | D17 v3 |  | Any | DMo | MH00 | CZ15 | rDXGF | Household | 1 | 1242 | None | 123 | 0.023 | 10.2 | 31.1 | 0.008 | 4.24 | 123 | 0.023 | 10.2 | 31.1 | 0.008 | 4.24 | DEER:Res:ClothesDishWasher | Annual | 1719 |  | Appl-CW-Top-ElecDHW-GasDry-Tier1DEER2018 | Appl-CW-Top-ElecDHW-GasDry-Tier1AnyDMoMH00CZ15DEER2018 | 10372
Appl-CW-Top-ElecDHW-GasDry-Tier1 | DEER2018 | D17 v3 |  | Any | SFm | 2017 | CZ02 | rDXGF | Household | 1 | 1948.8 | None | 142 | 0.03 | 10.2 | 18.8 | 0.008 | 4.09 | 142 | 0.03 | 10.2 | 18.8 | 0.008 | 4.09 | DEER:Res:ClothesDishWasher | Annual | 1719 |  | Appl-CW-Top-ElecDHW-GasDry-Tier1DEER2018 | Appl-CW-Top-ElecDHW-GasDry-Tier1AnySFm2017CZ02DEER2018 | 10373
Appl-CW-Top-ElecDHW-GasDry-Tier1 | DEER2018 | D17 v3 |  | Any | SFm | 1985 | CZ09 | rDXGF | Household | 1 | 1811 | None | 147 | 0.029 | 11.2 | 26.7 | 0.009 | 4.59 | 147 | 0.029 | 11.2 | 26.7 | 0.009 | 4.59 | DEER:Res:ClothesDishWasher | Annual | 1719 |  | Appl-CW-Top-ElecDHW-GasDry-Tier1DEER2018 | Appl-CW-Top-ElecDHW-GasDry-Tier1AnySFm1985CZ09DEER2018 | 10374
Appl-CW-Top-ElecDHW-GasDry-Tier1 | DEER2018 | D17 v3 |  | Any | SFm | 1985 | CZ07 | rDXGF | Household | 1 | 2064 | None | 143 | 0.032 | 11.3 | 22.4 | 0.009 | 4.63 | 143 | 0.032 | 11.3 | 22.4 | 0.009 | 4.63 | DEER:Res:ClothesDishWasher | Annual | 1719 |  | Appl-CW-Top-ElecDHW-GasDry-Tier1DEER2018 | Appl-CW-Top-ElecDHW-GasDry-Tier1AnySFm1985CZ07DEER2018 | 10375
Appl-CW-Top-ElecDHW-GasDry-Tier1 | DEER2018 | D17 v3 |  | Any | DMo | MH06 | CZ03 | rDXGF | Household | 1 | 1242 | None | 116 | 0.028 | 9.31 | 18.1 | 0.01 | 3.82 | 116 | 0.028 | 9.31 | 18.1 | 0.01 | 3.82 | DEER:Res:ClothesDishWasher | Annual | 1719 |  | Appl-CW-Top-ElecDHW-GasDry-Tier1DEER2018 | Appl-CW-Top-ElecDHW-GasDry-Tier1AnyDMoMH06CZ03DEER2018 | 10376
Appl-CW-Top-ElecDHW-GasDry-Tier1 | DEER2018 | D17 v3 |  | Any | SFm | 2003 | CZ07 | rDXGF | Household | 1 | 2392.9 | None | 149 | 0.027 | 11.4 | 26.6 | 0.007 | 4.66 | 149 | 0.027 | 11.4 | 26.6 | 0.007 | 4.66 | DEER:Res:ClothesDishWasher | Annual | 1719 |  | Appl-CW-Top-ElecDHW-GasDry-Tier1DEER2018 | Appl-CW-Top-ElecDHW-GasDry-Tier1AnySFm2003CZ07DEER2018 | 10377
Appl-CW-Top-ElecDHW-GasDry-Tier1 | DEER2018 | D17 v3 |  | Any | MFm | 1996 | CZ01 | rDXGF | Household | 1 | 981.6 | None | 112 | 0.016 | 8.61 | 10.7 | 0.002 | 3.27 | 112 | 0.016 | 8.61 | 10.7 | 0.002 | 3.27 | DEER:Res:ClothesDishWasher | Annual | 1719 |  | Appl-CW-Top-ElecDHW-GasDry-Tier1DEER2018 | Appl-CW-Top-ElecDHW-GasDry-Tier1AnyMFm1996CZ01DEER2018 | 10378
Appl-CW-Top-ElecDHW-GasDry-Tier1 | DEER2018 | D17 v3 |  | Any | SFm | 2011 | CZ12 | rDXGF | Household | 1 | 1948.8 | None | 144 | 0.029 | 11.1 | 22.6 | 0.007 | 4.54 | 144 | 0.029 | 11.1 | 22.6 | 0.007 | 4.54 | DEER:Res:ClothesDishWasher | Annual | 1719 |  | Appl-CW-Top-ElecDHW-GasDry-Tier1DEER2018 | Appl-CW-Top-ElecDHW-GasDry-Tier1AnySFm2011CZ12DEER2018 | 10379
Appl-CW-Top-ElecDHW-GasDry-Tier1 | DEER2018 | D17 v3 |  | Any | DMo | MH85 | CZ12 | rDXGF | Household | 1 | 1242 | None | 120 | 0.026 | 8.34 | 20.7 | 0.01 | 3.36 | 120 | 0.026 | 8.34 | 20.7 | 0.01 | 3.36 | DEER:Res:ClothesDishWasher | Annual | 1719 |  | Appl-CW-Top-ElecDHW-GasDry-Tier1DEER2018 | Appl-CW-Top-ElecDHW-GasDry-Tier1AnyDMoMH85CZ12DEER2018 | 10380
Appl-CW-Top-ElecDHW-GasDry-Tier1 | DEER2018 | D17 v3 |  | Any | MFm | 1975 | CZ07 | rDXGF | Household | 1 | 1047.7 | None | 112 | 0.02 | 10.1 | 16 | 0.004 | 4.16 | 112 | 0.02 | 10.1 | 16 | 0.004 | 4.16 | DEER:Res:ClothesDishWasher | Annual | 1719 |  | Appl-CW-Top-ElecDHW-GasDry-Tier1DEER2018 | Appl-CW-Top-ElecDHW-GasDry-Tier1AnyMFm1975CZ07DEER2018 | 10381
Appl-CW-Top-ElecDHW-GasDry-Tier1 | DEER2018 | D17 v3 |  | Any | DMo | MH00 | CZ03 | rDXGF | Household | 1 | 1242 | None | 113 | 0.029 | 8.1 | 14.7 | 0.009 | 3.28 | 113 | 0.029 | 8.1 | 14.7 | 0.009 | 3.28 | DEER:Res:ClothesDishWasher | Annual | 1719 |  | Appl-CW-Top-ElecDHW-GasDry-Tier1DEER2018 | Appl-CW-Top-ElecDHW-GasDry-Tier1AnyDMoMH00CZ03DEER2018 | 10382
Appl-CW-Top-ElecDHW-GasDry-Tier1 | DEER2018 | D17 v3 |  | Any | MFm | 2003 | CZ05 | rDXGF | Household | 1 | 998.7 | None | 111 | 0.016 | 9.04 | 12.9 | 0.003 | 3.68 | 111 | 0.016 | 9.04 | 12.9 | 0.003 | 3.68 | DEER:Res:ClothesDishWasher | Annual | 1719 |  | Appl-CW-Top-ElecDHW-GasDry-Tier1DEER2018 | Appl-CW-Top-ElecDHW-GasDry-Tier1AnyMFm2003CZ05DEER2018 | 10383
Appl-CW-Top-ElecDHW-GasDry-Tier1 | DEER2018 | D17 v3 |  | Any | MFm | 1985 | CZ05 | rDXGF | Household | 1 | 1152 | None | 111 | 0.019 | 8.88 | 13 | 0.004 | 3.7 | 111 | 0.019 | 8.88 | 13 | 0.004 | 3.7 | DEER:Res:ClothesDishWasher | Annual | 1719 |  | Appl-CW-Top-ElecDHW-GasDry-Tier1DEER2018 | Appl-CW-Top-ElecDHW-GasDry-Tier1AnyMFm1985CZ05DEER2018 | 10384
Appl-CW-Top-ElecDHW-GasDry-Tier1 | DEER2018 | D17 v3 |  | Any | SFm | 1975 | CZ05 | rDXGF | Household | 1 | 1591 | None | 137 | 0.034 | 9.68 | 15.7 | 0.01 | 3.86 | 137 | 0.034 | 9.68 | 15.7 | 0.01 | 3.86 | DEER:Res:ClothesDishWasher | Annual | 1719 |  | Appl-CW-Top-ElecDHW-GasDry-Tier1DEER2018 | Appl-CW-Top-ElecDHW-GasDry-Tier1AnySFm1975CZ05DEER2018 | 10385
Appl-CW-Top-ElecDHW-GasDry-Tier1 | DEER2018 | D17 v3 |  | Any | MFm | 2011 | CZ16 | rDXGF | Household | 1 | 998.7 | None | 121 | 0.019 | 9.16 | 15.3 | 0.004 | 3.74 | 121 | 0.019 | 9.16 | 15.3 | 0.004 | 3.74 | DEER:Res:ClothesDishWasher | Annual | 1719 |  | Appl-CW-Top-ElecDHW-GasDry-Tier1DEER2018 | Appl-CW-Top-ElecDHW-GasDry-Tier1AnyMFm2011CZ16DEER2018 | 10386
Appl-CW-Top-ElecDHW-GasDry-Tier1 | DEER2018 | D17 v3 |  | Any | SFm | 2007 | CZ13 | rDXGF | Household | 1 | 1948.8 | None | 145 | 0.025 | 11.1 | 24.9 | 0.006 | 4.53 | 145 | 0.025 | 11.1 | 24.9 | 0.006 | 4.53 | DEER:Res:ClothesDishWasher | Annual | 1719 |  | Appl-CW-Top-ElecDHW-GasDry-Tier1DEER2018 | Appl-CW-Top-ElecDHW-GasDry-Tier1AnySFm2007CZ13DEER2018 | 10387
Appl-CW-Top-ElecDHW-GasDry-Tier1 | DEER2018 | D17 v3 |  | Any | SFm | 2015 | CZ02 | rDXGF | Household | 1 | 1948.8 | None | 142 | 0.029 | 10.1 | 19 | 0.008 | 4.06 | 142 | 0.029 | 10.1 | 19 | 0.008 | 4.06 | DEER:Res:ClothesDishWasher | Annual | 1719 |  | Appl-CW-Top-ElecDHW-GasDry-Tier1DEER2018 | Appl-CW-Top-ElecDHW-GasDry-Tier1AnySFm2015CZ02DEER2018 | 10388
Appl-CW-Top-ElecDHW-GasDry-Tier1 | DEER2018 | D17 v3 |  | Any | DMo | MH06 | CZ06 | rDXGF | Household | 1 | 1242 | None | 119 | 0.022 | 10.6 | 20.8 | 0.007 | 4.45 | 119 | 0.022 | 10.6 | 20.8 | 0.007 | 4.45 | DEER:Res:ClothesDishWasher | Annual | 1719 |  | Appl-CW-Top-ElecDHW-GasDry-Tier1DEER2018 | Appl-CW-Top-ElecDHW-GasDry-Tier1AnyDMoMH06CZ06DEER2018 | 10389
Appl-CW-Top-ElecDHW-GasDry-Tier1 | DEER2018 | D17 v3 |  | Any | SFm | 2007 | CZ12 | rDXGF | Household | 1 | 1948.8 | None | 144 | 0.029 | 11 | 22 | 0.009 | 4.47 | 144 | 0.029 | 11 | 22 | 0.009 | 4.47 | DEER:Res:ClothesDishWasher | Annual | 1719 |  | Appl-CW-Top-ElecDHW-GasDry-Tier1DEER2018 | Appl-CW-Top-ElecDHW-GasDry-Tier1AnySFm2007CZ12DEER2018 | 10390
Appl-CW-Top-ElecDHW-GasDry-Tier1 | DEER2018 | D17 v3 |  | Any | DMo | MH72 | CZ15 | rDXGF | Household | 1 | 1196 | None | 121 | 0.022 | 10.3 | 28.4 | 0.007 | 4.3 | 121 | 0.022 | 10.3 | 28.4 | 0.007 | 4.3 | DEER:Res:ClothesDishWasher | Annual | 1719 |  | Appl-CW-Top-ElecDHW-GasDry-Tier1DEER2018 | Appl-CW-Top-ElecDHW-GasDry-Tier1AnyDMoMH72CZ15DEER2018 | 10391
Appl-CW-Top-ElecDHW-GasDry-Tier1 | DEER2018 | D17 v3 |  | Any | DMo | MH00 | CZ06 | rDXGF | Household | 1 | 1242 | None | 120 | 0.022 | 8.88 | 20.7 | 0.005 | 3.61 | 120 | 0.022 | 8.88 | 20.7 | 0.005 | 3.61 | DEER:Res:ClothesDishWasher | Annual | 1719 |  | Appl-CW-Top-ElecDHW-GasDry-Tier1DEER2018 | Appl-CW-Top-ElecDHW-GasDry-Tier1AnyDMoMH00CZ06DEER2018 | 10392
Appl-CW-Top-ElecDHW-GasDry-Tier1 | DEER2018 | D17 v3 |  | Any | MFm | 2011 | CZ11 | rDXGF | Household | 1 | 1073.2 | None | 116 | 0.019 | 9.66 | 18.8 | 0.004 | 3.98 | 116 | 0.019 | 9.66 | 18.8 | 0.004 | 3.98 | DEER:Res:ClothesDishWasher | Annual | 1719 |  | Appl-CW-Top-ElecDHW-GasDry-Tier1DEER2018 | Appl-CW-Top-ElecDHW-GasDry-Tier1AnyMFm2011CZ11DEER2018 | 10393
Appl-CW-Top-ElecDHW-GasDry-Tier1 | DEER2018 | D17 v3 |  | Any | SFm | 2015 | CZ01 | rDXGF | Household | 1 | 2295.6 | None | 140 | 0.019 | 10.3 | 14.2 | 0.002 | 4.33 | 140 | 0.019 | 10.3 | 14.2 | 0.002 | 4.33 | DEER:Res:ClothesDishWasher | Annual | 1719 |  | Appl-CW-Top-ElecDHW-GasDry-Tier1DEER2018 | Appl-CW-Top-ElecDHW-GasDry-Tier1AnySFm2015CZ01DEER2018 | 10394
Appl-CW-Top-ElecDHW-GasDry-Tier1 | DEER2018 | D17 v3 |  | Any | DMo | MH72 | CZ03 | rDXGF | Household | 1 | 1196 | None | 117 | 0.03 | 8.73 | 16.7 | 0.009 | 3.55 | 117 | 0.03 | 8.73 | 16.7 | 0.009 | 3.55 | DEER:Res:ClothesDishWasher | Annual | 1719 |  | Appl-CW-Top-ElecDHW-GasDry-Tier1DEER2018 | Appl-CW-Top-ElecDHW-GasDry-Tier1AnyDMoMH72CZ03DEER2018 | 10395
Appl-CW-Top-ElecDHW-GasDry-Tier1 | DEER2018 | D17 v3 |  | Any | MFm | 2007 | CZ08 | rDXGF | Household | 1 | 1206 | None | 112 | 0.015 | 9.84 | 16.3 | 0 | 3.97 | 112 | 0.015 | 9.84 | 16.3 | 0 | 3.97 | DEER:Res:ClothesDishWasher | Annual | 1719 |  | Appl-CW-Top-ElecDHW-GasDry-Tier1DEER2018 | Appl-CW-Top-ElecDHW-GasDry-Tier1AnyMFm2007CZ08DEER2018 | 10396
Appl-CW-Top-ElecDHW-GasDry-Tier1 | DEER2018 | D17 v3 |  | Any | MFm | 1985 | CZ14 | rDXGF | Household | 1 | 1407.2 | None | 118 | 0.021 | 9.55 | 19.8 | 0.006 | 3.93 | 118 | 0.021 | 9.55 | 19.8 | 0.006 | 3.93 | DEER:Res:ClothesDishWasher | Annual | 1719 |  | Appl-CW-Top-ElecDHW-GasDry-Tier1DEER2018 | Appl-CW-Top-ElecDHW-GasDry-Tier1AnyMFm1985CZ14DEER2018 | 10397
Appl-CW-Top-ElecDHW-GasDry-Tier1 | DEER2018 | D17 v3 |  | Any | MFm | 2003 | CZ04 | rDXGF | Household | 1 | 998.7 | None | 114 | 0.021 | 9.74 | 15.8 | 0.004 | 3.98 | 114 | 0.021 | 9.74 | 15.8 | 0.004 | 3.98 | DEER:Res:ClothesDishWasher | Annual | 1719 |  | Appl-CW-Top-ElecDHW-GasDry-Tier1DEER2018 | Appl-CW-Top-ElecDHW-GasDry-Tier1AnyMFm2003CZ04DEER2018 | 10398
Appl-CW-Top-ElecDHW-GasDry-Tier1 | DEER2018 | D17 v3 |  | Any | MFm | 1985 | CZ04 | rDXGF | Household | 1 | 1152 | None | 111 | 0.022 | 9.57 | 14.8 | 0.006 | 3.94 | 111 | 0.022 | 9.57 | 14.8 | 0.006 | 3.94 | DEER:Res:ClothesDishWasher | Annual | 1719 |  | Appl-CW-Top-ElecDHW-GasDry-Tier1DEER2018 | Appl-CW-Top-ElecDHW-GasDry-Tier1AnyMFm1985CZ04DEER2018 | 10399
Appl-CW-Top-ElecDHW-GasDry-Tier1 | DEER2018 | D17 v3 |  | Any | SFm | 1996 | CZ16 | rDXGF | Household | 1 | 2193 | None | 153 | 0.031 | 11.2 | 20.2 | 0.007 | 4.55 | 153 | 0.031 | 11.2 | 20.2 | 0.007 | 4.55 | DEER:Res:ClothesDishWasher | Annual | 1719 |  | Appl-CW-Top-ElecDHW-GasDry-Tier1DEER2018 | Appl-CW-Top-ElecDHW-GasDry-Tier1AnySFm1996CZ16DEER2018 | 10400
Appl-CW-Top-ElecDHW-GasDry-Tier1 | DEER2018 | D17 v3 |  | Any | MFm | 2003 | CZ14 | rDXGF | Household | 1 | 1094.6 | None | 119 | 0.019 | 9.61 | 20.4 | 0.004 | 3.96 | 119 | 0.019 | 9.61 | 20.4 | 0.004 | 3.96 | DEER:Res:ClothesDishWasher | Annual | 1719 |  | Appl-CW-Top-ElecDHW-GasDry-Tier1DEER2018 | Appl-CW-Top-ElecDHW-GasDry-Tier1AnyMFm2003CZ14DEER2018 | 10401
Appl-CW-Top-ElecDHW-GasDry-Tier1 | DEER2018 | D17 v3 |  | Any | SFm | 1975 | CZ14 | rDXGF | Household | 1 | 1555 | None | 153 | 0.028 | 11 | 27.3 | 0.008 | 4.44 | 153 | 0.028 | 11 | 27.3 | 0.008 | 4.44 | DEER:Res:ClothesDishWasher | Annual | 1719 |  | Appl-CW-Top-ElecDHW-GasDry-Tier1DEER2018 | Appl-CW-Top-ElecDHW-GasDry-Tier1AnySFm1975CZ14DEER2018 | 10402
Appl-CW-Top-ElecDHW-GasDry-Tier1 | DEER2018 | D17 v3 |  | Any | SFm | 1975 | CZ04 | rDXGF | Household | 1 | 1591 | None | 143 | 0.037 | 11 | 21.2 | 0.012 | 4.44 | 143 | 0.037 | 11 | 21.2 | 0.012 | 4.44 | DEER:Res:ClothesDishWasher | Annual | 1719 |  | Appl-CW-Top-ElecDHW-GasDry-Tier1DEER2018 | Appl-CW-Top-ElecDHW-GasDry-Tier1AnySFm1975CZ04DEER2018 | 10403
Appl-CW-Top-ElecDHW-GasDry-Tier1 | DEER2018 | D17 v3 |  | Any | SFm | 2007 | CZ02 | rDXGF | Household | 1 | 1948.8 | None | 143 | 0.029 | 9.99 | 19.5 | 0.007 | 3.98 | 143 | 0.029 | 9.99 | 19.5 | 0.007 | 3.98 | DEER:Res:ClothesDishWasher | Annual | 1719 |  | Appl-CW-Top-ElecDHW-GasDry-Tier1DEER2018 | Appl-CW-Top-ElecDHW-GasDry-Tier1AnySFm2007CZ02DEER2018 | 10404
Appl-CW-Top-ElecDHW-GasDry-Tier1 | DEER2018 | D17 v3 |  | Any | SFm | 2015 | CZ13 | rDXGF | Household | 1 | 1948.8 | None | 142 | 0.024 | 11.3 | 23.8 | 0.006 | 4.63 | 142 | 0.024 | 11.3 | 23.8 | 0.006 | 4.63 | DEER:Res:ClothesDishWasher | Annual | 1719 |  | Appl-CW-Top-ElecDHW-GasDry-Tier1DEER2018 | Appl-CW-Top-ElecDHW-GasDry-Tier1AnySFm2015CZ13DEER2018 | 10405
Appl-CW-Top-ElecDHW-GasDry-Tier1 | DEER2018 | D17 v3 |  | Any | MFm | 2017 | CZ11 | rDXGF | Household | 1 | 1073.2 | None | 115 | 0.019 | 9.71 | 18.1 | 0.004 | 4 | 115 | 0.019 | 9.71 | 18.1 | 0.004 | 4 | DEER:Res:ClothesDishWasher | Annual | 1719 |  | Appl-CW-Top-ElecDHW-GasDry-Tier1DEER2018 | Appl-CW-Top-ElecDHW-GasDry-Tier1AnyMFm2017CZ11DEER2018 | 10406
Appl-CW-Top-ElecDHW-GasDry-Tier1 | DEER2018 | D17 v3 |  | Any | DMo | MH15 | CZ16 | rDXGF | Household | 1 | 1242 | None | 119 | 0.022 | 8.68 | 15.4 | 0.004 | 3.53 | 119 | 0.022 | 8.68 | 15.4 | 0.004 | 3.53 | DEER:Res:ClothesDishWasher | Annual | 1719 |  | Appl-CW-Top-ElecDHW-GasDry-Tier1DEER2018 | Appl-CW-Top-ElecDHW-GasDry-Tier1AnyDMoMH15CZ16DEER2018 | 10407
Appl-CW-Top-ElecDHW-GasDry-Tier1 | DEER2018 | D17 v3 |  | Any | MFm | 1975 | CZ15 | rDXGF | Household | 1 | 1409.4 | None | 115 | 0.019 | 10.4 | 25.4 | 0.006 | 4.33 | 115 | 0.019 | 10.4 | 25.4 | 0.006 | 4.33 | DEER:Res:ClothesDishWasher | Annual | 1719 |  | Appl-CW-Top-ElecDHW-GasDry-Tier1DEER2018 | Appl-CW-Top-ElecDHW-GasDry-Tier1AnyMFm1975CZ15DEER2018 | 10408
Appl-CW-Top-ElecDHW-GasDry-Tier1 | DEER2018 | D17 v3 |  | Any | SFm | 1996 | CZ11 | rDXGF | Household | 1 | 2032 | None | 147 | 0.032 | 10.7 | 25.8 | 0.009 | 4.31 | 147 | 0.032 | 10.7 | 25.8 | 0.009 | 4.31 | DEER:Res:ClothesDishWasher | Annual | 1719 |  | Appl-CW-Top-ElecDHW-GasDry-Tier1DEER2018 | Appl-CW-Top-ElecDHW-GasDry-Tier1AnySFm1996CZ11DEER2018 | 10409
Appl-CW-Top-ElecDHW-GasDry-Tier1 | DEER2018 | D17 v3 |  | Any | DMo | MH06 | CZ09 | rDXGF | Household | 1 | 1242 | None | 120 | 0.022 | 9.53 | 21.9 | 0.006 | 3.92 | 120 | 0.022 | 9.53 | 21.9 | 0.006 | 3.92 | DEER:Res:ClothesDishWasher | Annual | 1719 |  | Appl-CW-Top-ElecDHW-GasDry-Tier1DEER2018 | Appl-CW-Top-ElecDHW-GasDry-Tier1AnyDMoMH06CZ09DEER2018 | 10410
Appl-CW-Top-ElecDHW-GasDry-Tier1 | DEER2018 | D17 v3 |  | Any | SFm | 2015 | CZ12 | rDXGF | Household | 1 | 1948.8 | None | 141 | 0.028 | 11.1 | 21.1 | 0.008 | 4.55 | 141 | 0.028 | 11.1 | 21.1 | 0.008 | 4.55 | DEER:Res:ClothesDishWasher | Annual | 1719 |  | Appl-CW-Top-ElecDHW-GasDry-Tier1DEER2018 | Appl-CW-Top-ElecDHW-GasDry-Tier1AnySFm2015CZ12DEER2018 | 10411
Appl-CW-Top-ElecDHW-GasDry-Tier1 | DEER2018 | D17 v3 |  | Any | DMo | MH00 | CZ09 | rDXGF | Household | 1 | 1242 | None | 120 | 0.025 | 9.04 | 21.3 | 0.008 | 3.69 | 120 | 0.025 | 9.04 | 21.3 | 0.008 | 3.69 | DEER:Res:ClothesDishWasher | Annual | 1719 |  | Appl-CW-Top-ElecDHW-GasDry-Tier1DEER2018 | Appl-CW-Top-ElecDHW-GasDry-Tier1AnyDMoMH00CZ09DEER2018 | 10412
Appl-CW-Top-ElecDHW-GasDry-Tier1 | DEER2018 | D17 v3 |  | Any | SFm | 2003 | CZ15 | rDXGF | Household | 1 | 2160.9 | None | 144 | 0.025 | 12.3 | 33.6 | 0.008 | 5.09 | 144 | 0.025 | 12.3 | 33.6 | 0.008 | 5.09 | DEER:Res:ClothesDishWasher | Annual | 1719 |  | Appl-CW-Top-ElecDHW-GasDry-Tier1DEER2018 | Appl-CW-Top-ElecDHW-GasDry-Tier1AnySFm2003CZ15DEER2018 | 10413
Appl-CW-Top-ElecDHW-GasDry-Tier1 | DEER2018 | D17 v3 |  | Any | SFm | 1985 | CZ15 | rDXGF | Household | 1 | 1741 | None | 147 | 0.027 | 12.2 | 33.1 | 0.009 | 5.05 | 147 | 0.027 | 12.2 | 33.1 | 0.009 | 5.05 | DEER:Res:ClothesDishWasher | Annual | 1719 |  | Appl-CW-Top-ElecDHW-GasDry-Tier1DEER2018 | Appl-CW-Top-ElecDHW-GasDry-Tier1AnySFm1985CZ15DEER2018 | 10414
Appl-CW-Top-ElecDHW-GasDry-Tier1 | DEER2018 | D17 v3 |  | Any | MFm | 2015 | CZ08 | rDXGF | Household | 1 | 1206 | None | 116 | 0.021 | 10.2 | 20.3 | 0.007 | 4.25 | 116 | 0.021 | 10.2 | 20.3 | 0.007 | 4.25 | DEER:Res:ClothesDishWasher | Annual | 1719 |  | Appl-CW-Top-ElecDHW-GasDry-Tier1DEER2018 | Appl-CW-Top-ElecDHW-GasDry-Tier1AnyMFm2015CZ08DEER2018 | 10415
Appl-CW-Top-ElecDHW-GasDry-Tier1 | DEER2018 | D17 v3 |  | Any | MFm | 1985 | CZ10 | rDXGF | Household | 1 | 1438.9 | None | 118 | 0.028 | 9.94 | 25.2 | 0.019 | 4.73 | 118 | 0.028 | 9.94 | 25.2 | 0.019 | 4.73 | DEER:Res:ClothesDishWasher | Annual | 1719 |  | Appl-CW-Top-ElecDHW-GasDry-Tier1DEER2018 | Appl-CW-Top-ElecDHW-GasDry-Tier1AnyMFm1985CZ10DEER2018 | 10416
Appl-CW-Top-ElecDHW-GasDry-Tier1 | DEER2018 | D17 v3 |  | Any | MFm | 2017 | CZ16 | rDXGF | Household | 1 | 998.7 | None | 120 | 0.02 | 9.07 | 14.8 | 0.004 | 3.7 | 120 | 0.02 | 9.07 | 14.8 | 0.004 | 3.7 | DEER:Res:ClothesDishWasher | Annual | 1719 |  | Appl-CW-Top-ElecDHW-GasDry-Tier1DEER2018 | Appl-CW-Top-ElecDHW-GasDry-Tier1AnyMFm2017CZ16DEER2018 | 10417
Appl-CW-Top-ElecDHW-GasDry-Tier1 | DEER2018 | D17 v3 |  | Any | MFm | 1975 | CZ03 | rDXGF | Household | 1 | 1070.2 | None | 111 | 0.018 | 9.28 | 13.7 | 0.004 | 3.83 | 111 | 0.018 | 9.28 | 13.7 | 0.004 | 3.83 | DEER:Res:ClothesDishWasher | Annual | 1719 |  | Appl-CW-Top-ElecDHW-GasDry-Tier1DEER2018 | Appl-CW-Top-ElecDHW-GasDry-Tier1AnyMFm1975CZ03DEER2018 | 10418
Appl-CW-Top-ElecDHW-GasDry-Tier1 | DEER2018 | D17 v3 |  | Any | DMo | MH00 | CZ07 | rDXGF | Household | 1 | 1242 | None | 119 | 0.024 | 9.27 | 20.5 | 0.006 | 3.81 | 119 | 0.024 | 9.27 | 20.5 | 0.006 | 3.81 | DEER:Res:ClothesDishWasher | Annual | 1719 |  | Appl-CW-Top-ElecDHW-GasDry-Tier1DEER2018 | Appl-CW-Top-ElecDHW-GasDry-Tier1AnyDMoMH00CZ07DEER2018 | 10419
Appl-CW-Top-ElecDHW-GasDry-Tier1 | DEER2018 | D17 v3 |  | Any | SFm | 2007 | CZ01 | rDXGF | Household | 1 | 2295.6 | None | 139 | 0.019 | 10.2 | 13.9 | 0.002 | 4.11 | 139 | 0.019 | 10.2 | 13.9 | 0.002 | 4.11 | DEER:Res:ClothesDishWasher | Annual | 1719 |  | Appl-CW-Top-ElecDHW-GasDry-Tier1DEER2018 | Appl-CW-Top-ElecDHW-GasDry-Tier1AnySFm2007CZ01DEER2018 | 10420
Appl-CW-Top-ElecDHW-GasDry-Tier1 | DEER2018 | D17 v3 |  | Any | MFm | 2003 | CZ10 | rDXGF | Household | 1 | 1073.2 | None | 113 | 0.025 | 10.2 | 17.6 | 0.006 | 4.2 | 113 | 0.025 | 10.2 | 17.6 | 0.006 | 4.2 | DEER:Res:ClothesDishWasher | Annual | 1719 |  | Appl-CW-Top-ElecDHW-GasDry-Tier1DEER2018 | Appl-CW-Top-ElecDHW-GasDry-Tier1AnyMFm2003CZ10DEER2018 | 10421
Appl-CW-Top-ElecDHW-GasDry-Tier1 | DEER2018 | D17 v3 |  | Any | SFm | 1975 | CZ10 | rDXGF | Household | 1 | 1636 | None | 143 | 0.036 | 10.9 | 24 | 0.012 | 4.41 | 143 | 0.036 | 10.9 | 24 | 0.012 | 4.41 | DEER:Res:ClothesDishWasher | Annual | 1719 |  | Appl-CW-Top-ElecDHW-GasDry-Tier1DEER2018 | Appl-CW-Top-ElecDHW-GasDry-Tier1AnySFm1975CZ10DEER2018 | 10422
Appl-CW-Top-ElecDHW-GasDry-Tier1 | DEER2018 | D17 v3 |  | Any | SFm | 2003 | CZ03 | rDXGF | Household | 1 | 2295.6 | None | 137 | 0.032 | 10.4 | 16.2 | 0.009 | 4.16 | 137 | 0.032 | 10.4 | 16.2 | 0.009 | 4.16 | DEER:Res:ClothesDishWasher | Annual | 1719 |  | Appl-CW-Top-ElecDHW-GasDry-Tier1DEER2018 | Appl-CW-Top-ElecDHW-GasDry-Tier1AnySFm2003CZ03DEER2018 | 10423
Appl-CW-Top-ElecDHW-GasDry-Tier1 | DEER2018 | D17 v3 |  | Any | DMo | MH15 | CZ11 | rDXGF | Household | 1 | 1242 | None | 118 | 0.02 | 8.92 | 20.9 | 0.005 | 3.61 | 118 | 0.02 | 8.92 | 20.9 | 0.005 | 3.61 | DEER:Res:ClothesDishWasher | Annual | 1719 |  | Appl-CW-Top-ElecDHW-GasDry-Tier1DEER2018 | Appl-CW-Top-ElecDHW-GasDry-Tier1AnyDMoMH15CZ11DEER2018 | 10424
Appl-CW-Top-ElecDHW-GasDry-Tier1 | DEER2018 | D17 v3 |  | Any | DMo | MH06 | CZ07 | rDXGF | Household | 1 | 1242 | None | 126 | 0.022 | 10.2 | 24.1 | 0.006 | 4.29 | 126 | 0.022 | 10.2 | 24.1 | 0.006 | 4.29 | DEER:Res:ClothesDishWasher | Annual | 1719 |  | Appl-CW-Top-ElecDHW-GasDry-Tier1DEER2018 | Appl-CW-Top-ElecDHW-GasDry-Tier1AnyDMoMH06CZ07DEER2018 | 10425
Appl-CW-Top-ElecDHW-GasDry-Tier1 | DEER2018 | D17 v3 |  | Any | SFm | 1985 | CZ03 | rDXGF | Household | 1 | 1904 | None | 137 | 0.035 | 9.18 | 16.8 | 0.01 | 3.59 | 137 | 0.035 | 9.18 | 16.8 | 0.01 | 3.59 | DEER:Res:ClothesDishWasher | Annual | 1719 |  | Appl-CW-Top-ElecDHW-GasDry-Tier1DEER2018 | Appl-CW-Top-ElecDHW-GasDry-Tier1AnySFm1985CZ03DEER2018 | 10426
Appl-CW-Top-ElecDHW-GasDry-Tier1 | DEER2018 | D17 v3 |  | Any | MFm | 2017 | CZ08 | rDXGF | Household | 1 | 1206 | None | 115 | 0.018 | 10.2 | 18.9 | 0.004 | 4.25 | 115 | 0.018 | 10.2 | 18.9 | 0.004 | 4.25 | DEER:Res:ClothesDishWasher | Annual | 1719 |  | Appl-CW-Top-ElecDHW-GasDry-Tier1DEER2018 | Appl-CW-Top-ElecDHW-GasDry-Tier1AnyMFm2017CZ08DEER2018 | 10427
Appl-CW-Top-ElecDHW-GasDry-Tier1 | DEER2018 | D17 v3 |  | Any | MFm | 2015 | CZ16 | rDXGF | Household | 1 | 998.7 | None | 120 | 0.019 | 9.01 | 15 | 0.004 | 3.68 | 120 | 0.019 | 9.01 | 15 | 0.004 | 3.68 | DEER:Res:ClothesDishWasher | Annual | 1719 |  | Appl-CW-Top-ElecDHW-GasDry-Tier1DEER2018 | Appl-CW-Top-ElecDHW-GasDry-Tier1AnyMFm2015CZ16DEER2018 | 10428
Appl-CW-Top-ElecDHW-GasDry-Tier1 | DEER2018 | D17 v3 |  | Any | DMo | MH85 | CZ02 | rDXGF | Household | 1 | 1242 | None | 116 | 0.036 | 7.97 | 15.8 | 0.012 | 3.18 | 116 | 0.036 | 7.97 | 15.8 | 0.012 | 3.18 | DEER:Res:ClothesDishWasher | Annual | 1719 |  | Appl-CW-Top-ElecDHW-GasDry-Tier1DEER2018 | Appl-CW-Top-ElecDHW-GasDry-Tier1AnyDMoMH85CZ02DEER2018 | 10429
Appl-CW-Top-ElecDHW-GasDry-Tier1 | DEER2018 | D17 v3 |  | Any | SFm | 2011 | CZ02 | rDXGF | Household | 1 | 1948.8 | None | 143 | 0.03 | 10.1 | 19.6 | 0.008 | 4.04 | 143 | 0.03 | 10.1 | 19.6 | 0.008 | 4.04 | DEER:Res:ClothesDishWasher | Annual | 1719 |  | Appl-CW-Top-ElecDHW-GasDry-Tier1DEER2018 | Appl-CW-Top-ElecDHW-GasDry-Tier1AnySFm2011CZ02DEER2018 | 10430
Appl-CW-Top-ElecDHW-GasDry-Tier1 | DEER2018 | D17 v3 |  | Any | MFm | 1996 | CZ13 | rDXGF | Household | 1 | 1031.9 | None | 116 | 0.024 | 9.62 | 19.8 | 0.007 | 3.97 | 116 | 0.024 | 9.62 | 19.8 | 0.007 | 3.97 | DEER:Res:ClothesDishWasher | Annual | 1719 |  | Appl-CW-Top-ElecDHW-GasDry-Tier1DEER2018 | Appl-CW-Top-ElecDHW-GasDry-Tier1AnyMFm1996CZ13DEER2018 | 10431
Appl-CW-Top-ElecDHW-GasDry-Tier1 | DEER2018 | D17 v3 |  | Any | SFm | 2017 | CZ12 | rDXGF | Household | 1 | 1948.8 | None | 140 | 0.029 | 11.2 | 20.7 | 0.008 | 4.59 | 140 | 0.029 | 11.2 | 20.7 | 0.008 | 4.59 | DEER:Res:ClothesDishWasher | Annual | 1719 |  | Appl-CW-Top-ElecDHW-GasDry-Tier1DEER2018 | Appl-CW-Top-ElecDHW-GasDry-Tier1AnySFm2017CZ12DEER2018 | 10432
Appl-CW-Top-ElecDHW-GasDry-Tier1 | DEER2018 | D17 v3 |  | Any | SFm | 2017 | CZ13 | rDXGF | Household | 1 | 1948.8 | None | 141 | 0.024 | 11.4 | 23.2 | 0.006 | 4.64 | 141 | 0.024 | 11.4 | 23.2 | 0.006 | 4.64 | DEER:Res:ClothesDishWasher | Annual | 1719 |  | Appl-CW-Top-ElecDHW-GasDry-Tier1DEER2018 | Appl-CW-Top-ElecDHW-GasDry-Tier1AnySFm2017CZ13DEER2018 | 10433
Appl-CW-Top-ElecDHW-GasDry-Tier1 | DEER2018 | D17 v3 |  | Any | MFm | 1975 | CZ06 | rDXGF | Household | 1 | 1047.7 | None | 115 | 0.023 | 9.7 | 17.5 | 0.006 | 4 | 115 | 0.023 | 9.7 | 17.5 | 0.006 | 4 | DEER:Res:ClothesDishWasher | Annual | 1719 |  | Appl-CW-Top-ElecDHW-GasDry-Tier1DEER2018 | Appl-CW-Top-ElecDHW-GasDry-Tier1AnyMFm1975CZ06DEER2018 | 10434
Appl-CW-Top-ElecDHW-GasDry-Tier1 | DEER2018 | D17 v3 |  | Any | MFm | 2015 | CZ11 | rDXGF | Household | 1 | 1073.2 | None | 115 | 0.019 | 9.68 | 18.6 | 0.005 | 3.99 | 115 | 0.019 | 9.68 | 18.6 | 0.005 | 3.99 | DEER:Res:ClothesDishWasher | Annual | 1719 |  | Appl-CW-Top-ElecDHW-GasDry-Tier1DEER2018 | Appl-CW-Top-ElecDHW-GasDry-Tier1AnyMFm2015CZ11DEER2018 | 10435
Appl-CW-Top-ElecDHW-GasDry-Tier1 | DEER2018 | D17 v3 |  | Any | SFm | 1985 | CZ06 | rDXGF | Household | 1 | 2064 | None | 143 | 0.035 | 11.1 | 21.6 | 0.014 | 4.53 | 143 | 0.035 | 11.1 | 21.6 | 0.014 | 4.53 | DEER:Res:ClothesDishWasher | Annual | 1719 |  | Appl-CW-Top-ElecDHW-GasDry-Tier1DEER2018 | Appl-CW-Top-ElecDHW-GasDry-Tier1AnySFm1985CZ06DEER2018 | 10436
Appl-CW-Top-ElecDHW-GasDry-Tier1 | DEER2018 | D17 v3 |  | Any | SFm | 2011 | CZ01 | rDXGF | Household | 1 | 2295.6 | None | 140 | 0.019 | 10.4 | 14 | 0.002 | 4.21 | 140 | 0.019 | 10.4 | 14 | 0.002 | 4.21 | DEER:Res:ClothesDishWasher | Annual | 1719 |  | Appl-CW-Top-ElecDHW-GasDry-Tier1DEER2018 | Appl-CW-Top-ElecDHW-GasDry-Tier1AnySFm2011CZ01DEER2018 | 10437
Appl-CW-Top-ElecDHW-GasDry-Tier1 | DEER2018 | D17 v3 |  | Any | MFm | 1996 | CZ12 | rDXGF | Household | 1 | 1031.9 | None | 115 | 0.025 | 9.43 | 17.5 | 0.007 | 3.87 | 115 | 0.025 | 9.43 | 17.5 | 0.007 | 3.87 | DEER:Res:ClothesDishWasher | Annual | 1719 |  | Appl-CW-Top-ElecDHW-GasDry-Tier1DEER2018 | Appl-CW-Top-ElecDHW-GasDry-Tier1AnyMFm1996CZ12DEER2018 | 10438
Appl-CW-Top-ElecDHW-GasDry-Tier1 | DEER2018 | D17 v3 |  | Any | DMo | MH85 | CZ01 | rDXGF | Household | 1 | 1242 | None | 111 | 0.015 | 7.5 | 11.1 | 0.002 | 2.96 | 111 | 0.015 | 7.5 | 11.1 | 0.002 | 2.96 | DEER:Res:ClothesDishWasher | Annual | 1719 |  | Appl-CW-Top-ElecDHW-GasDry-Tier1DEER2018 | Appl-CW-Top-ElecDHW-GasDry-Tier1AnyDMoMH85CZ01DEER2018 | 10439
Appl-CW-Top-ElecDHW-GasDry-Tier1 | DEER2018 | D17 v3 |  | Any | DMo | MH15 | CZ08 | rDXGF | Household | 1 | 1242 | None | 122 | 0.021 | 9.77 | 22.8 | 0.005 | 4.04 | 122 | 0.021 | 9.77 | 22.8 | 0.005 | 4.04 | DEER:Res:ClothesDishWasher | Annual | 1719 |  | Appl-CW-Top-ElecDHW-GasDry-Tier1DEER2018 | Appl-CW-Top-ElecDHW-GasDry-Tier1AnyDMoMH15CZ08DEER2018 | 10440
Appl-CW-Top-ElecDHW-GasDry-Tier1 | DEER2018 | D17 v3 |  | Any | DMo | MH72 | CZ09 | rDXGF | Household | 1 | 1196 | None | 126 | 0.023 | 9.53 | 25 | 0.006 | 3.95 | 126 | 0.023 | 9.53 | 25 | 0.006 | 3.95 | DEER:Res:ClothesDishWasher | Annual | 1719 |  | Appl-CW-Top-ElecDHW-GasDry-Tier1DEER2018 | Appl-CW-Top-ElecDHW-GasDry-Tier1AnyDMoMH72CZ09DEER2018 | 10441
Appl-CW-Top-ElecDHW-GasDry-Tier1 | DEER2018 | D17 v3 |  | Any | SFm | 2003 | CZ06 | rDXGF | Household | 1 | 2392.9 | None | 149 | 0.033 | 11.8 | 25.3 | 0.008 | 4.85 | 149 | 0.033 | 11.8 | 25.3 | 0.008 | 4.85 | DEER:Res:ClothesDishWasher | Annual | 1719 |  | Appl-CW-Top-ElecDHW-GasDry-Tier1DEER2018 | Appl-CW-Top-ElecDHW-GasDry-Tier1AnySFm2003CZ06DEER2018 | 10442
Appl-CW-Top-ElecDHW-GasDry-Tier1 | DEER2018 | D17 v3 |  | Any | SFm | 1996 | CZ08 | rDXGF | Household | 1 | 2297 | None | 144 | 0.026 | 11.8 | 24.2 | 0 | 4.84 | 144 | 0.026 | 11.8 | 24.2 | 0 | 4.84 | DEER:Res:ClothesDishWasher | Annual | 1719 |  | Appl-CW-Top-ElecDHW-GasDry-Tier1DEER2018 | Appl-CW-Top-ElecDHW-GasDry-Tier1AnySFm1996CZ08DEER2018 | 10443
Appl-CW-Top-ElecDHW-GasDry-Tier1 | DEER2018 | D17 v3 |  | Any | DMo | MH72 | CZ07 | rDXGF | Household | 1 | 1196 | None | 122 | 0.021 | 9.62 | 21.3 | 0.006 | 3.94 | 122 | 0.021 | 9.62 | 21.3 | 0.006 | 3.94 | DEER:Res:ClothesDishWasher | Annual | 1719 |  | Appl-CW-Top-ElecDHW-GasDry-Tier1DEER2018 | Appl-CW-Top-ElecDHW-GasDry-Tier1AnyDMoMH72CZ07DEER2018 | 10444
Appl-CW-Top-ElecDHW-GasDry-Tier1 | DEER2018 | D17 v3 |  | Any | MFm | 2017 | CZ04 | rDXGF | Household | 1 | 998.7 | None | 115 | 0.019 | 10.2 | 16.9 | 0.004 | 4.22 | 115 | 0.019 | 10.2 | 16.9 | 0.004 | 4.22 | DEER:Res:ClothesDishWasher | Annual | 1719 |  | Appl-CW-Top-ElecDHW-GasDry-Tier1DEER2018 | Appl-CW-Top-ElecDHW-GasDry-Tier1AnyMFm2017CZ04DEER2018 | 10445
Appl-CW-Top-ElecDHW-GasDry-Tier1 | DEER2018 | D17 v3 |  | Any | MFm | 2017 | CZ14 | rDXGF | Household | 1 | 1094.6 | None | 118 | 0.019 | 9.73 | 19.5 | 0.004 | 4.01 | 118 | 0.019 | 9.73 | 19.5 | 0.004 | 4.01 | DEER:Res:ClothesDishWasher | Annual | 1719 |  | Appl-CW-Top-ElecDHW-GasDry-Tier1DEER2018 | Appl-CW-Top-ElecDHW-GasDry-Tier1AnyMFm2017CZ14DEER2018 | 10446
Appl-CW-Top-ElecDHW-GasDry-Tier1 | DEER2018 | D17 v3 |  | Any | SFm | 1996 | CZ10 | rDXGF | Household | 1 | 2186 | None | 148 | 0.028 | 11.1 | 26.3 | 0.008 | 4.51 | 148 | 0.028 | 11.1 | 26.3 | 0.008 | 4.51 | DEER:Res:ClothesDishWasher | Annual | 1719 |  | Appl-CW-Top-ElecDHW-GasDry-Tier1DEER2018 | Appl-CW-Top-ElecDHW-GasDry-Tier1AnySFm1996CZ10DEER2018 | 10447
Appl-CW-Top-ElecDHW-GasDry-Tier1 | DEER2018 | D17 v3 |  | Any | DMo | MH06 | CZ01 | rDXGF | Household | 1 | 1242 | None | 111 | 0.015 | 7.49 | 11.2 | 0.001 | 2.97 | 111 | 0.015 | 7.49 | 11.2 | 0.001 | 2.97 | DEER:Res:ClothesDishWasher | Annual | 1719 |  | Appl-CW-Top-ElecDHW-GasDry-Tier1DEER2018 | Appl-CW-Top-ElecDHW-GasDry-Tier1AnyDMoMH06CZ01DEER2018 | 10448
Appl-CW-Top-ElecDHW-GasDry-Tier1 | DEER2018 | D17 v3 |  | Any | DMo | MH00 | CZ01 | rDXGF | Household | 1 | 1242 | None | 112 | 0.015 | 8.16 | 11.4 | 0.002 | 3.28 | 112 | 0.015 | 8.16 | 11.4 | 0.002 | 3.28 | DEER:Res:ClothesDishWasher | Annual | 1719 |  | Appl-CW-Top-ElecDHW-GasDry-Tier1DEER2018 | Appl-CW-Top-ElecDHW-GasDry-Tier1AnyDMoMH00CZ01DEER2018 | 10449
Appl-CW-Top-ElecDHW-GasDry-Tier1 | DEER2018 | D17 v3 |  | Any | SFm | 2007 | CZ07 | rDXGF | Household | 1 | 2392.9 | None | 147 | 0.027 | 11.8 | 25.1 | 0.008 | 4.85 | 147 | 0.027 | 11.8 | 25.1 | 0.008 | 4.85 | DEER:Res:ClothesDishWasher | Annual | 1719 |  | Appl-CW-Top-ElecDHW-GasDry-Tier1DEER2018 | Appl-CW-Top-ElecDHW-GasDry-Tier1AnySFm2007CZ07DEER2018 | 10450
Appl-CW-Top-ElecDHW-GasDry-Tier1 | DEER2018 | D17 v3 |  | Any | MFm | 1996 | CZ03 | rDXGF | Household | 1 | 981.6 | None | 112 | 0.02 | 9.53 | 13.7 | 0.004 | 3.88 | 112 | 0.02 | 9.53 | 13.7 | 0.004 | 3.88 | DEER:Res:ClothesDishWasher | Annual | 1719 |  | Appl-CW-Top-ElecDHW-GasDry-Tier1DEER2018 | Appl-CW-Top-ElecDHW-GasDry-Tier1AnyMFm1996CZ03DEER2018 | 10451
Appl-CW-Top-ElecDHW-GasDry-Tier1 | DEER2018 | D17 v3 |  | Any | MFm | 1985 | CZ11 | rDXGF | Household | 1 | 1150 | None | 114 | 0.023 | 9.31 | 18.5 | 0.007 | 3.82 | 114 | 0.023 | 9.31 | 18.5 | 0.007 | 3.82 | DEER:Res:ClothesDishWasher | Annual | 1719 |  | Appl-CW-Top-ElecDHW-GasDry-Tier1DEER2018 | Appl-CW-Top-ElecDHW-GasDry-Tier1AnyMFm1985CZ11DEER2018 | 10452
Appl-CW-Top-ElecDHW-GasDry-Tier1 | DEER2018 | D17 v3 |  | Any | SFm | 2007 | CZ09 | rDXGF | Household | 1 | 2422.9 | None | 144 | 0.02 | 11.7 | 24 | 0.004 | 4.79 | 144 | 0.02 | 11.7 | 24 | 0.004 | 4.79 | DEER:Res:ClothesDishWasher | Annual | 1719 |  | Appl-CW-Top-ElecDHW-GasDry-Tier1DEER2018 | Appl-CW-Top-ElecDHW-GasDry-Tier1AnySFm2007CZ09DEER2018 | 10453
Appl-CW-Top-ElecDHW-GasDry-Tier1 | DEER2018 | D17 v3 |  | Any | MFm | 2003 | CZ11 | rDXGF | Household | 1 | 1073.2 | None | 117 | 0.02 | 9.56 | 19.7 | 0.005 | 3.93 | 117 | 0.02 | 9.56 | 19.7 | 0.005 | 3.93 | DEER:Res:ClothesDishWasher | Annual | 1719 |  | Appl-CW-Top-ElecDHW-GasDry-Tier1DEER2018 | Appl-CW-Top-ElecDHW-GasDry-Tier1AnyMFm2003CZ11DEER2018 | 10454
Appl-CW-Top-ElecDHW-GasDry-Tier1 | DEER2018 | D17 v3 |  | Any | SFm | 1975 | CZ11 | rDXGF | Household | 1 | 1528 | None | 148 | 0.035 | 10.9 | 25.8 | 0.011 | 4.42 | 148 | 0.035 | 10.9 | 25.8 | 0.011 | 4.42 | DEER:Res:ClothesDishWasher | Annual | 1719 |  | Appl-CW-Top-ElecDHW-GasDry-Tier1DEER2018 | Appl-CW-Top-ElecDHW-GasDry-Tier1AnySFm1975CZ11DEER2018 | 10455
Appl-CW-Top-ElecDHW-GasDry-Tier1 | DEER2018 | D17 v3 |  | Any | SFm | 2015 | CZ06 | rDXGF | Household | 1 | 2392.9 | None | 140 | 0.034 | 11.2 | 20.6 | 0.008 | 4.61 | 140 | 0.034 | 11.2 | 20.6 | 0.008 | 4.61 | DEER:Res:ClothesDishWasher | Annual | 1719 |  | Appl-CW-Top-ElecDHW-GasDry-Tier1DEER2018 | Appl-CW-Top-ElecDHW-GasDry-Tier1AnySFm2015CZ06DEER2018 | 10456
Appl-CW-Top-ElecDHW-GasDry-Tier1 | DEER2018 | D17 v3 |  | Any | DMo | MH15 | CZ04 | rDXGF | Household | 1 | 1242 | None | 118 | 0.022 | 8.66 | 18.8 | 0.005 | 3.53 | 118 | 0.022 | 8.66 | 18.8 | 0.005 | 3.53 | DEER:Res:ClothesDishWasher | Annual | 1719 |  | Appl-CW-Top-ElecDHW-GasDry-Tier1DEER2018 | Appl-CW-Top-ElecDHW-GasDry-Tier1AnyDMoMH15CZ04DEER2018 | 10457
Appl-CW-Top-ElecDHW-GasDry-Tier1 | DEER2018 | D17 v3 |  | Any | MFm | 1985 | CZ16 | rDXGF | Household | 1 | 1152 | None | 122 | 0.022 | 9.06 | 15.9 | 0.005 | 3.7 | 122 | 0.022 | 9.06 | 15.9 | 0.005 | 3.7 | DEER:Res:ClothesDishWasher | Annual | 1719 |  | Appl-CW-Top-ElecDHW-GasDry-Tier1DEER2018 | Appl-CW-Top-ElecDHW-GasDry-Tier1AnyMFm1985CZ16DEER2018 | 10458
Appl-CW-Top-ElecDHW-GasDry-Tier1 | DEER2018 | D17 v3 |  | Any | SFm | 1996 | CZ04 | rDXGF | Household | 1 | 2193 | None | 144 | 0.036 | 10.9 | 21.7 | 0.012 | 4.41 | 144 | 0.036 | 10.9 | 21.7 | 0.012 | 4.41 | DEER:Res:ClothesDishWasher | Annual | 1719 |  | Appl-CW-Top-ElecDHW-GasDry-Tier1DEER2018 | Appl-CW-Top-ElecDHW-GasDry-Tier1AnySFm1996CZ04DEER2018 | 10459
Appl-CW-Top-ElecDHW-GasDry-Tier1 | DEER2018 | D17 v3 |  | Any | MFm | 1985 | CZ08 | rDXGF | Household | 1 | 1295.2 | None | 115 | 0.023 | 9.98 | 19.5 | 0.007 | 4.18 | 115 | 0.023 | 9.98 | 19.5 | 0.007 | 4.18 | DEER:Res:ClothesDishWasher | Annual | 1719 |  | Appl-CW-Top-ElecDHW-GasDry-Tier1DEER2018 | Appl-CW-Top-ElecDHW-GasDry-Tier1AnyMFm1985CZ08DEER2018 | 10460
Appl-CW-Top-ElecDHW-GasDry-Tier1 | DEER2018 | D17 v3 |  | Any | SFm | 2011 | CZ07 | rDXGF | Household | 1 | 2392.9 | None | 153 | 0.034 | 12.7 | 24.3 | 0.005 | 5.01 | 153 | 0.034 | 12.7 | 24.3 | 0.005 | 5.01 | DEER:Res:ClothesDishWasher | Annual | 1719 |  | Appl-CW-Top-ElecDHW-GasDry-Tier1DEER2018 | Appl-CW-Top-ElecDHW-GasDry-Tier1AnySFm2011CZ07DEER2018 | 10461
Appl-CW-Top-ElecDHW-GasDry-Tier1 | DEER2018 | D17 v3 |  | Any | DMo | MH85 | CZ07 | rDXGF | Household | 1 | 1242 | None | 122 | 0.024 | 9.35 | 21.7 | 0.007 | 3.85 | 122 | 0.024 | 9.35 | 21.7 | 0.007 | 3.85 | DEER:Res:ClothesDishWasher | Annual | 1719 |  | Appl-CW-Top-ElecDHW-GasDry-Tier1DEER2018 | Appl-CW-Top-ElecDHW-GasDry-Tier1AnyDMoMH85CZ07DEER2018 | 10462
Appl-CW-Top-ElecDHW-GasDry-Tier1 | DEER2018 | D17 v3 |  | Any | SFm | 1985 | CZ12 | rDXGF | Household | 1 | 1704 | None | 145 | 0.037 | 10.1 | 22.4 | 0.011 | 4.02 | 145 | 0.037 | 10.1 | 22.4 | 0.011 | 4.02 | DEER:Res:ClothesDishWasher | Annual | 1719 |  | Appl-CW-Top-ElecDHW-GasDry-Tier1DEER2018 | Appl-CW-Top-ElecDHW-GasDry-Tier1AnySFm1985CZ12DEER2018 | 10463
Appl-CW-Top-ElecDHW-GasDry-Tier1 | DEER2018 | D17 v3 |  | Any | MFm | 1996 | CZ06 | rDXGF | Household | 1 | 1169.1 | None | 114 | 0.023 | 9.65 | 17.9 | 0.006 | 4 | 114 | 0.023 | 9.65 | 17.9 | 0.006 | 4 | DEER:Res:ClothesDishWasher | Annual | 1719 |  | Appl-CW-Top-ElecDHW-GasDry-Tier1DEER2018 | Appl-CW-Top-ElecDHW-GasDry-Tier1AnyMFm1996CZ06DEER2018 | 10464
Appl-CW-Top-ElecDHW-GasDry-Tier1 | DEER2018 | D17 v3 |  | Any | SFm | 2003 | CZ13 | rDXGF | Household | 1 | 1948.8 | None | 146 | 0.03 | 10.7 | 25.5 | 0.009 | 4.35 | 146 | 0.03 | 10.7 | 25.5 | 0.009 | 4.35 | DEER:Res:ClothesDishWasher | Annual | 1719 |  | Appl-CW-Top-ElecDHW-GasDry-Tier1DEER2018 | Appl-CW-Top-ElecDHW-GasDry-Tier1AnySFm2003CZ13DEER2018 | 10465
Appl-CW-Top-ElecDHW-GasDry-Tier1 | DEER2018 | D17 v3 |  | Any | MFm | 1975 | CZ13 | rDXGF | Household | 1 | 1098.9 | None | 116 | 0.024 | 9.44 | 19.7 | 0.007 | 3.88 | 116 | 0.024 | 9.44 | 19.7 | 0.007 | 3.88 | DEER:Res:ClothesDishWasher | Annual | 1719 |  | Appl-CW-Top-ElecDHW-GasDry-Tier1DEER2018 | Appl-CW-Top-ElecDHW-GasDry-Tier1AnyMFm1975CZ13DEER2018 | 10466
Appl-CW-Top-ElecDHW-GasDry-Tier1 | DEER2018 | D17 v3 |  | Any | SFm | 2017 | CZ06 | rDXGF | Household | 1 | 2392.9 | None | 139 | 0.035 | 11.3 | 19.8 | 0.01 | 4.61 | 139 | 0.035 | 11.3 | 19.8 | 0.01 | 4.61 | DEER:Res:ClothesDishWasher | Annual | 1719 |  | Appl-CW-Top-ElecDHW-GasDry-Tier1DEER2018 | Appl-CW-Top-ElecDHW-GasDry-Tier1AnySFm2017CZ06DEER2018 | 10467
Appl-CW-Top-ElecDHW-GasDry-Tier1 | DEER2018 | D17 v3 |  | Any | MFm | 2015 | CZ04 | rDXGF | Household | 1 | 998.7 | None | 117 | 0.021 | 10.1 | 17.8 | 0.006 | 4.17 | 117 | 0.021 | 10.1 | 17.8 | 0.006 | 4.17 | DEER:Res:ClothesDishWasher | Annual | 1719 |  | Appl-CW-Top-ElecDHW-GasDry-Tier1DEER2018 | Appl-CW-Top-ElecDHW-GasDry-Tier1AnyMFm2015CZ04DEER2018 | 10468
Appl-CW-Top-ElecDHW-GasDry-Tier1 | DEER2018 | D17 v3 |  | Any | MFm | 2007 | CZ05 | rDXGF | Household | 1 | 998.7 | None | 111 | 0.018 | 9.34 | 13.1 | 0.003 | 3.83 | 111 | 0.018 | 9.34 | 13.1 | 0.003 | 3.83 | DEER:Res:ClothesDishWasher | Annual | 1719 |  | Appl-CW-Top-ElecDHW-GasDry-Tier1DEER2018 | Appl-CW-Top-ElecDHW-GasDry-Tier1AnyMFm2007CZ05DEER2018 | 10469
Appl-CW-Top-ElecDHW-GasDry-Tier1 | DEER2018 | D17 v3 |  | Any | MFm | 1975 | CZ01 | rDXGF | Household | 1 | 1070.2 | None | 112 | 0.015 | 8.21 | 11 | 0.001 | 3.3 | 112 | 0.015 | 8.21 | 11 | 0.001 | 3.3 | DEER:Res:ClothesDishWasher | Annual | 1719 |  | Appl-CW-Top-ElecDHW-GasDry-Tier1DEER2018 | Appl-CW-Top-ElecDHW-GasDry-Tier1AnyMFm1975CZ01DEER2018 | 10470
Appl-CW-Top-ElecDHW-GasDry-Tier1 | DEER2018 | D17 v3 |  | Any | SFm | 2003 | CZ01 | rDXGF | Household | 1 | 2295.6 | None | 139 | 0.019 | 10.3 | 13.8 | 0.002 | 4.11 | 139 | 0.019 | 10.3 | 13.8 | 0.002 | 4.11 | DEER:Res:ClothesDishWasher | Annual | 1719 |  | Appl-CW-Top-ElecDHW-GasDry-Tier1DEER2018 | Appl-CW-Top-ElecDHW-GasDry-Tier1AnySFm2003CZ01DEER2018 | 10471
Appl-CW-Top-ElecDHW-GasDry-Tier1 | DEER2018 | D17 v3 |  | Any | MFm | 1996 | CZ09 | rDXGF | Household | 1 | 1093.6 | None | 118 | 0.021 | 10.1 | 20.7 | 0.006 | 4.19 | 118 | 0.021 | 10.1 | 20.7 | 0.006 | 4.19 | DEER:Res:ClothesDishWasher | Annual | 1719 |  | Appl-CW-Top-ElecDHW-GasDry-Tier1DEER2018 | Appl-CW-Top-ElecDHW-GasDry-Tier1AnyMFm1996CZ09DEER2018 | 10472
Appl-CW-Top-ElecDHW-GasDry-Tier1 | DEER2018 | D17 v3 |  | Any | DMo | MH72 | CZ12 | rDXGF | Household | 1 | 1196 | None | 122 | 0.029 | 8.88 | 21.5 | 0.01 | 3.63 | 122 | 0.029 | 8.88 | 21.5 | 0.01 | 3.63 | DEER:Res:ClothesDishWasher | Annual | 1719 |  | Appl-CW-Top-ElecDHW-GasDry-Tier1DEER2018 | Appl-CW-Top-ElecDHW-GasDry-Tier1AnyDMoMH72CZ12DEER2018 | 10473
Appl-CW-Top-ElecDHW-GasDry-Tier1 | DEER2018 | D17 v3 |  | Any | MFm | 1975 | CZ02 | rDXGF | Household | 1 | 1070.2 | None | 114 | 0.025 | 9.21 | 14.8 | 0.007 | 3.76 | 114 | 0.025 | 9.21 | 14.8 | 0.007 | 3.76 | DEER:Res:ClothesDishWasher | Annual | 1719 |  | Appl-CW-Top-ElecDHW-GasDry-Tier1DEER2018 | Appl-CW-Top-ElecDHW-GasDry-Tier1AnyMFm1975CZ02DEER2018 | 10474
Appl-CW-Top-ElecDHW-GasDry-Tier1 | DEER2018 | D17 v3 |  | Any | SFm | 2017 | CZ09 | rDXGF | Household | 1 | 2422.9 | None | 137 | 0.024 | 11.8 | 20 | 0.006 | 4.82 | 137 | 0.024 | 11.8 | 20 | 0.006 | 4.82 | DEER:Res:ClothesDishWasher | Annual | 1719 |  | Appl-CW-Top-ElecDHW-GasDry-Tier1DEER2018 | Appl-CW-Top-ElecDHW-GasDry-Tier1AnySFm2017CZ09DEER2018 | 10475
Appl-CW-Top-ElecDHW-GasDry-Tier1 | DEER2018 | D17 v3 |  | Any | SFm | 2003 | CZ02 | rDXGF | Household | 1 | 1948.8 | None | 145 | 0.035 | 10.6 | 19.7 | 0.002 | 4.3 | 145 | 0.035 | 10.6 | 19.7 | 0.002 | 4.3 | DEER:Res:ClothesDishWasher | Annual | 1719 |  | Appl-CW-Top-ElecDHW-GasDry-Tier1DEER2018 | Appl-CW-Top-ElecDHW-GasDry-Tier1AnySFm2003CZ02DEER2018 | 10476
Appl-CW-Top-ElecDHW-GasDry-Tier1 | DEER2018 | D17 v3 |  | Any | MFm | 2015 | CZ05 | rDXGF | Household | 1 | 998.7 | None | 113 | 0.018 | 9.95 | 14.1 | 0.003 | 4.12 | 113 | 0.018 | 9.95 | 14.1 | 0.003 | 4.12 | DEER:Res:ClothesDishWasher | Annual | 1719 |  | Appl-CW-Top-ElecDHW-GasDry-Tier1DEER2018 | Appl-CW-Top-ElecDHW-GasDry-Tier1AnyMFm2015CZ05DEER2018 | 10477
Appl-CW-Top-ElecDHW-GasDry-Tier1 | DEER2018 | D17 v3 |  | Any | MFm | 2007 | CZ04 | rDXGF | Household | 1 | 998.7 | None | 115 | 0.019 | 9.83 | 17 | 0.005 | 4.07 | 115 | 0.019 | 9.83 | 17 | 0.005 | 4.07 | DEER:Res:ClothesDishWasher | Annual | 1719 |  | Appl-CW-Top-ElecDHW-GasDry-Tier1DEER2018 | Appl-CW-Top-ElecDHW-GasDry-Tier1AnyMFm2007CZ04DEER2018 | 10478
Appl-CW-Top-ElecDHW-GasDry-Tier1 | DEER2018 | D17 v3 |  | Any | MFm | 2017 | CZ05 | rDXGF | Household | 1 | 998.7 | None | 114 | 0.018 | 9.99 | 14.3 | 0.003 | 4.16 | 114 | 0.018 | 9.99 | 14.3 | 0.003 | 4.16 | DEER:Res:ClothesDishWasher | Annual | 1719 |  | Appl-CW-Top-ElecDHW-GasDry-Tier1DEER2018 | Appl-CW-Top-ElecDHW-GasDry-Tier1AnyMFm2017CZ05DEER2018 | 10479
Appl-CW-Top-ElecDHW-GasDry-Tier1 | DEER2018 | D17 v3 |  | Any | SFm | 2011 | CZ15 | rDXGF | Household | 1 | 2160.9 | None | 141 | 0.023 | 12.4 | 30.8 | 0.007 | 5.16 | 141 | 0.023 | 12.4 | 30.8 | 0.007 | 5.16 | DEER:Res:ClothesDishWasher | Annual | 1719 |  | Appl-CW-Top-ElecDHW-GasDry-Tier1DEER2018 | Appl-CW-Top-ElecDHW-GasDry-Tier1AnySFm2011CZ15DEER2018 | 10480
Appl-CW-Top-ElecDHW-GasDry-Tier1 | DEER2018 | D17 v3 |  | Any | DMo | MH85 | CZ15 | rDXGF | Household | 1 | 1242 | None | 118 | 0.021 | 10.1 | 29.2 | 0.007 | 4.19 | 118 | 0.021 | 10.1 | 29.2 | 0.007 | 4.19 | DEER:Res:ClothesDishWasher | Annual | 1719 |  | Appl-CW-Top-ElecDHW-GasDry-Tier1DEER2018 | Appl-CW-Top-ElecDHW-GasDry-Tier1AnyDMoMH85CZ15DEER2018 | 10481
Appl-CW-Top-ElecDHW-GasDry-Tier1 | DEER2018 | D17 v3 |  | Any | SFm | 2007 | CZ06 | rDXGF | Household | 1 | 2392.9 | None | 144 | 0.029 | 11.4 | 23.1 | 0.007 | 4.67 | 144 | 0.029 | 11.4 | 23.1 | 0.007 | 4.67 | DEER:Res:ClothesDishWasher | Annual | 1719 |  | Appl-CW-Top-ElecDHW-GasDry-Tier1DEER2018 | Appl-CW-Top-ElecDHW-GasDry-Tier1AnySFm2007CZ06DEER2018 | 10482
Appl-CW-Top-ElecDHW-GasDry-Tier1 | DEER2018 | D17 v3 |  | Any | DMo | MH06 | CZ12 | rDXGF | Household | 1 | 1242 | None | 120 | 0.024 | 8.61 | 19.9 | 0.007 | 3.49 | 120 | 0.024 | 8.61 | 19.9 | 0.007 | 3.49 | DEER:Res:ClothesDishWasher | Annual | 1719 |  | Appl-CW-Top-ElecDHW-GasDry-Tier1DEER2018 | Appl-CW-Top-ElecDHW-GasDry-Tier1AnyDMoMH06CZ12DEER2018 | 10483
Appl-CW-Top-ElecDHW-GasDry-Tier1 | DEER2018 | D17 v3 |  | Any | MFm | 2011 | CZ10 | rDXGF | Household | 1 | 1073.2 | None | 116 | 0.022 | 10.2 | 18.8 | 0.005 | 4.23 | 116 | 0.022 | 10.2 | 18.8 | 0.005 | 4.23 | DEER:Res:ClothesDishWasher | Annual | 1719 |  | Appl-CW-Top-ElecDHW-GasDry-Tier1DEER2018 | Appl-CW-Top-ElecDHW-GasDry-Tier1AnyMFm2011CZ10DEER2018 | 10484
Appl-CW-Top-ElecDHW-GasDry-Tier1 | DEER2018 | D17 v3 |  | Any | DMo | MH85 | CZ03 | rDXGF | Household | 1 | 1242 | None | 116 | 0.028 | 7.96 | 17.5 | 0.008 | 3.18 | 116 | 0.028 | 7.96 | 17.5 | 0.008 | 3.18 | DEER:Res:ClothesDishWasher | Annual | 1719 |  | Appl-CW-Top-ElecDHW-GasDry-Tier1DEER2018 | Appl-CW-Top-ElecDHW-GasDry-Tier1AnyDMoMH85CZ03DEER2018 | 10485
Appl-CW-Top-ElecDHW-GasDry-Tier1 | DEER2018 | D17 v3 |  | Any | SFm | 2011 | CZ03 | rDXGF | Household | 1 | 2295.6 | None | 138 | 0.028 | 10.4 | 16.7 | 0.009 | 4.19 | 138 | 0.028 | 10.4 | 16.7 | 0.009 | 4.19 | DEER:Res:ClothesDishWasher | Annual | 1719 |  | Appl-CW-Top-ElecDHW-GasDry-Tier1DEER2018 | Appl-CW-Top-ElecDHW-GasDry-Tier1AnySFm2011CZ03DEER2018 | 10486
Appl-CW-Top-ElecDHW-GasDry-Tier1 | DEER2018 | D17 v3 |  | Any | SFm | 2015 | CZ09 | rDXGF | Household | 1 | 2422.9 | None | 140 | 0.024 | 11.8 | 22.5 | 0.006 | 4.87 | 140 | 0.024 | 11.8 | 22.5 | 0.006 | 4.87 | DEER:Res:ClothesDishWasher | Annual | 1719 |  | Appl-CW-Top-ElecDHW-GasDry-Tier1DEER2018 | Appl-CW-Top-ElecDHW-GasDry-Tier1AnySFm2015CZ09DEER2018 | 10487
Appl-CW-Top-ElecDHW-GasDry-Tier1 | DEER2018 | D17 v3 |  | Any | DMo | MH00 | CZ12 | rDXGF | Household | 1 | 1242 | None | 125 | 0.027 | 8.51 | 21.7 | 0.009 | 3.45 | 125 | 0.027 | 8.51 | 21.7 | 0.009 | 3.45 | DEER:Res:ClothesDishWasher | Annual | 1719 |  | Appl-CW-Top-ElecDHW-GasDry-Tier1DEER2018 | Appl-CW-Top-ElecDHW-GasDry-Tier1AnyDMoMH00CZ12DEER2018 | 10488
Appl-CW-Top-ElecDHW-GasDry-Tier1 | DEER2018 | D17 v3 |  | Any | MFm | 2011 | CZ14 | rDXGF | Household | 1 | 1094.6 | None | 115 | 0.017 | 9.59 | 19.6 | 0.005 | 4 | 115 | 0.017 | 9.59 | 19.6 | 0.005 | 4 | DEER:Res:ClothesDishWasher | Annual | 1719 |  | Appl-CW-Top-ElecDHW-GasDry-Tier1DEER2018 | Appl-CW-Top-ElecDHW-GasDry-Tier1AnyMFm2011CZ14DEER2018 | 10489
Appl-CW-Top-ElecDHW-GasDry-Tier1 | DEER2018 | D17 v3 |  | Any | DMo | MH15 | CZ05 | rDXGF | Household | 1 | 1242 | None | 114 | 0.025 | 7.96 | 13.9 | 0.007 | 3.26 | 114 | 0.025 | 7.96 | 13.9 | 0.007 | 3.26 | DEER:Res:ClothesDishWasher | Annual | 1719 |  | Appl-CW-Top-ElecDHW-GasDry-Tier1DEER2018 | Appl-CW-Top-ElecDHW-GasDry-Tier1AnyDMoMH15CZ05DEER2018 | 10490
Appl-CW-Top-ElecDHW-GasDry-Tier1 | DEER2018 | D17 v3 |  | Any | SFm | 1996 | CZ05 | rDXGF | Household | 1 | 2193 | None | 137 | 0.032 | 8.95 | 15.3 | 0.009 | 3.51 | 137 | 0.032 | 8.95 | 15.3 | 0.009 | 3.51 | DEER:Res:ClothesDishWasher | Annual | 1719 |  | Appl-CW-Top-ElecDHW-GasDry-Tier1DEER2018 | Appl-CW-Top-ElecDHW-GasDry-Tier1AnySFm1996CZ05DEER2018 | 10491
Appl-CW-Top-ElecDHW-ElecDry-Tier3 | DEER2018 | D17 v3 |  | Any | DMo | MH72 | CZ02 | rDXGF | Household | 1 | 1196 | None | 515 | 0.09 | -2.66 | 250 | 0.046 | -1.51 | 515 | 0.09 | -2.66 | 250 | 0.046 | -1.51 | DEER:Res:ClothesDishWasher | Annual | 1719 |  | Appl-CW-Top-ElecDHW-ElecDry-Tier3DEER2018 | Appl-CW-Top-ElecDHW-ElecDry-Tier3AnyDMoMH72CZ02DEER2018 | 10492
Appl-CW-Top-ElecDHW-ElecDry-Tier3 | DEER2018 | D17 v3 |  | Any | MFm | 1975 | CZ12 | rDXGF | Household | 1 | 1098.9 | None | 512 | 0.079 | -2.19 | 249 | 0.04 | -1.23 | 512 | 0.079 | -2.19 | 249 | 0.04 | -1.23 | DEER:Res:ClothesDishWasher | Annual | 1719 |  | Appl-CW-Top-ElecDHW-ElecDry-Tier3DEER2018 | Appl-CW-Top-ElecDHW-ElecDry-Tier3AnyMFm1975CZ12DEER2018 | 10493
Appl-CW-Top-ElecDHW-ElecDry-Tier3 | DEER2018 | D17 v3 |  | Any | SFm | 2003 | CZ12 | rDXGF | Household | 1 | 1948.8 | None | 639 | 0.103 | -3.39 | 312 | 0.051 | -1.89 | 639 | 0.103 | -3.39 | 312 | 0.051 | -1.89 | DEER:Res:ClothesDishWasher | Annual | 1719 |  | Appl-CW-Top-ElecDHW-ElecDry-Tier3DEER2018 | Appl-CW-Top-ElecDHW-ElecDry-Tier3AnySFm2003CZ12DEER2018 | 10494
Appl-CW-Top-ElecDHW-ElecDry-Tier3 | DEER2018 | D17 v3 |  | Any | SFm | 2015 | CZ15 | rDXGF | Household | 1 | 2160.9 | None | 625 | 0.089 | -1.56 | 310 | 0.045 | -0.88 | 625 | 0.089 | -1.56 | 310 | 0.045 | -0.88 | DEER:Res:ClothesDishWasher | Annual | 1719 |  | Appl-CW-Top-ElecDHW-ElecDry-Tier3DEER2018 | Appl-CW-Top-ElecDHW-ElecDry-Tier3AnySFm2015CZ15DEER2018 | 10495
Appl-CW-Top-ElecDHW-ElecDry-Tier3 | DEER2018 | D17 v3 |  | Any | MFm | 2015 | CZ10 | rDXGF | Household | 1 | 1073.2 | None | 510 | 0.075 | -1.05 | 251 | 0.041 | -0.53 | 510 | 0.075 | -1.05 | 251 | 0.041 | -0.53 | DEER:Res:ClothesDishWasher | Annual | 1719 |  | Appl-CW-Top-ElecDHW-ElecDry-Tier3DEER2018 | Appl-CW-Top-ElecDHW-ElecDry-Tier3AnyMFm2015CZ10DEER2018 | 10496
Appl-CW-Top-ElecDHW-ElecDry-Tier3 | DEER2018 | D17 v3 |  | Any | MFm | 2003 | CZ08 | rDXGF | Household | 1 | 1206 | None | 512 | 0.079 | -1.26 | 250 | 0.04 | -0.71 | 512 | 0.079 | -1.26 | 250 | 0.04 | -0.71 | DEER:Res:ClothesDishWasher | Annual | 1719 |  | Appl-CW-Top-ElecDHW-ElecDry-Tier3DEER2018 | Appl-CW-Top-ElecDHW-ElecDry-Tier3AnyMFm2003CZ08DEER2018 | 10497
Appl-CW-Top-ElecDHW-ElecDry-Tier3 | DEER2018 | D17 v3 |  | Any | DMo | MH72 | CZ01 | rDXGF | Household | 1 | 1196 | None | 509 | 0.07 | -2.87 | 245 | 0.034 | -1.6 | 509 | 0.07 | -2.87 | 245 | 0.034 | -1.6 | DEER:Res:ClothesDishWasher | Annual | 1719 |  | Appl-CW-Top-ElecDHW-ElecDry-Tier3DEER2018 | Appl-CW-Top-ElecDHW-ElecDry-Tier3AnyDMoMH72CZ01DEER2018 | 10498
Appl-CW-Top-ElecDHW-ElecDry-Tier3 | DEER2018 | D17 v3 |  | Any | SFm | 1975 | CZ08 | rDXGF | Household | 1 | 1528 | None | 638 | 0.102 | -2.5 | 312 | 0.052 | -1.39 | 638 | 0.102 | -2.5 | 312 | 0.052 | -1.39 | DEER:Res:ClothesDishWasher | Annual | 1719 |  | Appl-CW-Top-ElecDHW-ElecDry-Tier3DEER2018 | Appl-CW-Top-ElecDHW-ElecDry-Tier3AnySFm1975CZ08DEER2018 | 10499
Appl-CW-Top-ElecDHW-ElecDry-Tier3 | DEER2018 | D17 v3 |  | Any | DMo | MH85 | CZ09 | rDXGF | Household | 1 | 1242 | None | 513 | 0.079 | -2.07 | 252 | 0.039 | -1.17 | 513 | 0.079 | -2.07 | 252 | 0.039 | -1.17 | DEER:Res:ClothesDishWasher | Annual | 1719 |  | Appl-CW-Top-ElecDHW-ElecDry-Tier3DEER2018 | Appl-CW-Top-ElecDHW-ElecDry-Tier3AnyDMoMH85CZ09DEER2018 | 10500
Appl-CW-Top-ElecDHW-ElecDry-Tier3 | DEER2018 | D17 v3 |  | Any | SFm | 2011 | CZ09 | rDXGF | Household | 1 | 2422.9 | None | 640 | 0.092 | -2.02 | 314 | 0.047 | -1.04 | 640 | 0.092 | -2.02 | 314 | 0.047 | -1.04 | DEER:Res:ClothesDishWasher | Annual | 1719 |  | Appl-CW-Top-ElecDHW-ElecDry-Tier3DEER2018 | Appl-CW-Top-ElecDHW-ElecDry-Tier3AnySFm2011CZ09DEER2018 | 10501
Appl-CW-Top-ElecDHW-ElecDry-Tier3 | DEER2018 | D17 v3 |  | Any | SFm | 2015 | CZ03 | rDXGF | Household | 1 | 2295.6 | None | 635 | 0.099 | -3.26 | 307 | 0.05 | -1.79 | 635 | 0.099 | -3.26 | 307 | 0.05 | -1.79 | DEER:Res:ClothesDishWasher | Annual | 1719 |  | Appl-CW-Top-ElecDHW-ElecDry-Tier3DEER2018 | Appl-CW-Top-ElecDHW-ElecDry-Tier3AnySFm2015CZ03DEER2018 | 10502
Appl-CW-Top-ElecDHW-ElecDry-Tier3 | DEER2018 | D17 v3 |  | Any | MFm | 2017 | CZ10 | rDXGF | Household | 1 | 1073.2 | None | 511 | 0.075 | -0.96 | 250 | 0.037 | -0.55 | 511 | 0.075 | -0.96 | 250 | 0.037 | -0.55 | DEER:Res:ClothesDishWasher | Annual | 1719 |  | Appl-CW-Top-ElecDHW-ElecDry-Tier3DEER2018 | Appl-CW-Top-ElecDHW-ElecDry-Tier3AnyMFm2017CZ10DEER2018 | 10503
Appl-CW-Top-ElecDHW-ElecDry-Tier3 | DEER2018 | D17 v3 |  | Any | MFm | 2003 | CZ16 | rDXGF | Household | 1 | 998.7 | None | 526 | 0.078 | -2.22 | 254 | 0.039 | -1.25 | 526 | 0.078 | -2.22 | 254 | 0.039 | -1.25 | DEER:Res:ClothesDishWasher | Annual | 1719 |  | Appl-CW-Top-ElecDHW-ElecDry-Tier3DEER2018 | Appl-CW-Top-ElecDHW-ElecDry-Tier3AnyMFm2003CZ16DEER2018 | 10504
Appl-CW-Top-ElecDHW-ElecDry-Tier3 | DEER2018 | D17 v3 |  | Any | SFm | 1996 | CZ14 | rDXGF | Household | 1 | 1758 | None | 646 | 0.094 | -3.68 | 316 | 0.047 | -2.06 | 646 | 0.094 | -3.68 | 316 | 0.047 | -2.06 | DEER:Res:ClothesDishWasher | Annual | 1719 |  | Appl-CW-Top-ElecDHW-ElecDry-Tier3DEER2018 | Appl-CW-Top-ElecDHW-ElecDry-Tier3AnySFm1996CZ14DEER2018 | 10505
Appl-CW-Top-ElecDHW-ElecDry-Tier3 | DEER2018 | D17 v3 |  | Any | SFm | 1975 | CZ16 | rDXGF | Household | 1 | 1591 | None | 654 | 0.1 | -3.84 | 315 | 0.05 | -2.15 | 654 | 0.1 | -3.84 | 315 | 0.05 | -2.15 | DEER:Res:ClothesDishWasher | Annual | 1719 |  | Appl-CW-Top-ElecDHW-ElecDry-Tier3DEER2018 | Appl-CW-Top-ElecDHW-ElecDry-Tier3AnySFm1975CZ16DEER2018 | 10506
Appl-CW-Top-ElecDHW-ElecDry-Tier3 | DEER2018 | D17 v3 |  | Any | SFm | 2017 | CZ03 | rDXGF | Household | 1 | 2295.6 | None | 633 | 0.098 | -3.32 | 307 | 0.048 | -1.85 | 633 | 0.098 | -3.32 | 307 | 0.048 | -1.85 | DEER:Res:ClothesDishWasher | Annual | 1719 |  | Appl-CW-Top-ElecDHW-ElecDry-Tier3DEER2018 | Appl-CW-Top-ElecDHW-ElecDry-Tier3AnySFm2017CZ03DEER2018 | 10507
Appl-CW-Top-ElecDHW-ElecDry-Tier3 | DEER2018 | D17 v3 |  | Any | DMo | MH06 | CZ02 | rDXGF | Household | 1 | 1242 | None | 515 | 0.08 | -3.09 | 249 | 0.039 | -1.72 | 515 | 0.08 | -3.09 | 249 | 0.039 | -1.72 | DEER:Res:ClothesDishWasher | Annual | 1719 |  | Appl-CW-Top-ElecDHW-ElecDry-Tier3DEER2018 | Appl-CW-Top-ElecDHW-ElecDry-Tier3AnyDMoMH06CZ02DEER2018 | 10508
Appl-CW-Top-ElecDHW-ElecDry-Tier3 | DEER2018 | D17 v3 |  | Any | MFm | 2011 | CZ05 | rDXGF | Household | 1 | 998.7 | None | 512 | 0.073 | -1.93 | 248 | 0.036 | -1.11 | 512 | 0.073 | -1.93 | 248 | 0.036 | -1.11 | DEER:Res:ClothesDishWasher | Annual | 1719 |  | Appl-CW-Top-ElecDHW-ElecDry-Tier3DEER2018 | Appl-CW-Top-ElecDHW-ElecDry-Tier3AnyMFm2011CZ05DEER2018 | 10509
Appl-CW-Top-ElecDHW-ElecDry-Tier3 | DEER2018 | D17 v3 |  | Any | DMo | MH00 | CZ02 | rDXGF | Household | 1 | 1242 | None | 515 | 0.083 | -2.7 | 250 | 0.038 | -1.51 | 515 | 0.083 | -2.7 | 250 | 0.038 | -1.51 | DEER:Res:ClothesDishWasher | Annual | 1719 |  | Appl-CW-Top-ElecDHW-ElecDry-Tier3DEER2018 | Appl-CW-Top-ElecDHW-ElecDry-Tier3AnyDMoMH00CZ02DEER2018 | 10510
Appl-CW-Top-ElecDHW-ElecDry-Tier3 | DEER2018 | D17 v3 |  | Any | DMo | MH15 | CZ14 | rDXGF | Household | 1 | 1242 | None | 514 | 0.074 | -2.52 | 252 | 0.037 | -1.41 | 514 | 0.074 | -2.52 | 252 | 0.037 | -1.41 | DEER:Res:ClothesDishWasher | Annual | 1719 |  | Appl-CW-Top-ElecDHW-ElecDry-Tier3DEER2018 | Appl-CW-Top-ElecDHW-ElecDry-Tier3AnyDMoMH15CZ14DEER2018 | 10511
Appl-CW-Top-ElecDHW-ElecDry-Tier3 | DEER2018 | D17 v3 |  | Any | SFm | 2017 | CZ15 | rDXGF | Household | 1 | 2160.9 | None | 625 | 0.088 | -1.53 | 311 | 0.044 | -0.84 | 625 | 0.088 | -1.53 | 311 | 0.044 | -0.84 | DEER:Res:ClothesDishWasher | Annual | 1719 |  | Appl-CW-Top-ElecDHW-ElecDry-Tier3DEER2018 | Appl-CW-Top-ElecDHW-ElecDry-Tier3AnySFm2017CZ15DEER2018 | 10512
Appl-CW-Top-ElecDHW-ElecDry-Tier3 | DEER2018 | D17 v3 |  | Any | MFm | 1985 | CZ11 | rDXGF | Household | 1 | 1150 | None | 512 | 0.078 | -2.09 | 250 | 0.039 | -1.17 | 512 | 0.078 | -2.09 | 250 | 0.039 | -1.17 | DEER:Res:ClothesDishWasher | Annual | 1719 |  | Appl-CW-Top-ElecDHW-ElecDry-Tier3DEER2018 | Appl-CW-Top-ElecDHW-ElecDry-Tier3AnyMFm1985CZ11DEER2018 | 10513
Appl-CW-Top-ElecDHW-ElecDry-Tier3 | DEER2018 | D17 v3 |  | Any | MFm | 1996 | CZ15 | rDXGF | Household | 1 | 1086 | None | 506 | 0.073 | -0.79 | 251 | 0.037 | -0.44 | 506 | 0.073 | -0.79 | 251 | 0.037 | -0.44 | DEER:Res:ClothesDishWasher | Annual | 1719 |  | Appl-CW-Top-ElecDHW-ElecDry-Tier3DEER2018 | Appl-CW-Top-ElecDHW-ElecDry-Tier3AnyMFm1996CZ15DEER2018 | 10514
Appl-CW-Top-ElecDHW-ElecDry-Tier3 | DEER2018 | D17 v3 |  | Any | DMo | MH15 | CZ10 | rDXGF | Household | 1 | 1242 | None | 513 | 0.075 | -1.92 | 252 | 0.037 | -1.08 | 513 | 0.075 | -1.92 | 252 | 0.037 | -1.08 | DEER:Res:ClothesDishWasher | Annual | 1719 |  | Appl-CW-Top-ElecDHW-ElecDry-Tier3DEER2018 | Appl-CW-Top-ElecDHW-ElecDry-Tier3AnyDMoMH15CZ10DEER2018 | 10515
Appl-CW-Top-ElecDHW-ElecDry-Tier3 | DEER2018 | D17 v3 |  | Any | SFm | 1996 | CZ10 | rDXGF | Household | 1 | 2186 | None | 642 | 0.098 | -3.11 | 315 | 0.05 | -1.73 | 642 | 0.098 | -3.11 | 315 | 0.05 | -1.73 | DEER:Res:ClothesDishWasher | Annual | 1719 |  | Appl-CW-Top-ElecDHW-ElecDry-Tier3DEER2018 | Appl-CW-Top-ElecDHW-ElecDry-Tier3AnySFm1996CZ10DEER2018 | 10516
Appl-CW-Top-ElecDHW-ElecDry-Tier3 | DEER2018 | D17 v3 |  | Any | DMo | MH06 | CZ01 | rDXGF | Household | 1 | 1242 | None | 508 | 0.07 | -3.95 | 244 | 0.033 | -2.19 | 508 | 0.07 | -3.95 | 244 | 0.033 | -2.19 | DEER:Res:ClothesDishWasher | Annual | 1719 |  | Appl-CW-Top-ElecDHW-ElecDry-Tier3DEER2018 | Appl-CW-Top-ElecDHW-ElecDry-Tier3AnyDMoMH06CZ01DEER2018 | 10517
Appl-CW-Top-ElecDHW-ElecDry-Tier3 | DEER2018 | D17 v3 |  | Any | MFm | 2017 | CZ14 | rDXGF | Household | 1 | 1094.6 | None | 517 | 0.074 | -1.58 | 252 | 0.037 | -0.92 | 517 | 0.074 | -1.58 | 252 | 0.037 | -0.92 | DEER:Res:ClothesDishWasher | Annual | 1719 |  | Appl-CW-Top-ElecDHW-ElecDry-Tier3DEER2018 | Appl-CW-Top-ElecDHW-ElecDry-Tier3AnyMFm2017CZ14DEER2018 | 10518
Appl-CW-Top-ElecDHW-ElecDry-Tier3 | DEER2018 | D17 v3 |  | Any | MFm | 1996 | CZ03 | rDXGF | Household | 1 | 981.6 | None | 511 | 0.075 | -1.89 | 247 | 0.037 | -1.09 | 511 | 0.075 | -1.89 | 247 | 0.037 | -1.09 | DEER:Res:ClothesDishWasher | Annual | 1719 |  | Appl-CW-Top-ElecDHW-ElecDry-Tier3DEER2018 | Appl-CW-Top-ElecDHW-ElecDry-Tier3AnyMFm1996CZ03DEER2018 | 10519
Appl-CW-Top-ElecDHW-ElecDry-Tier3 | DEER2018 | D17 v3 |  | Any | DMo | MH00 | CZ01 | rDXGF | Household | 1 | 1242 | None | 509 | 0.07 | -3.19 | 245 | 0.034 | -1.78 | 509 | 0.07 | -3.19 | 245 | 0.034 | -1.78 | DEER:Res:ClothesDishWasher | Annual | 1719 |  | Appl-CW-Top-ElecDHW-ElecDry-Tier3DEER2018 | Appl-CW-Top-ElecDHW-ElecDry-Tier3AnyDMoMH00CZ01DEER2018 | 10520
Appl-CW-Top-ElecDHW-ElecDry-Tier3 | DEER2018 | D17 v3 |  | Any | SFm | 2007 | CZ07 | rDXGF | Household | 1 | 2392.9 | None | 640 | 0.096 | -2.31 | 312 | 0.049 | -1.3 | 640 | 0.096 | -2.31 | 312 | 0.049 | -1.3 | DEER:Res:ClothesDishWasher | Annual | 1719 |  | Appl-CW-Top-ElecDHW-ElecDry-Tier3DEER2018 | Appl-CW-Top-ElecDHW-ElecDry-Tier3AnySFm2007CZ07DEER2018 | 10521
Appl-CW-Top-ElecDHW-ElecDry-Tier3 | DEER2018 | D17 v3 |  | Any | MFm | 2011 | CZ04 | rDXGF | Household | 1 | 998.7 | None | 515 | 0.074 | -1.25 | 250 | 0.036 | -0.72 | 515 | 0.074 | -1.25 | 250 | 0.036 | -0.72 | DEER:Res:ClothesDishWasher | Annual | 1719 |  | Appl-CW-Top-ElecDHW-ElecDry-Tier3DEER2018 | Appl-CW-Top-ElecDHW-ElecDry-Tier3AnyMFm2011CZ04DEER2018 | 10522
Appl-CW-Top-ElecDHW-ElecDry-Tier3 | DEER2018 | D17 v3 |  | Any | DMo | MH00 | CZ13 | rDXGF | Household | 1 | 1242 | None | 518 | 0.081 | -2.62 | 254 | 0.04 | -1.48 | 518 | 0.081 | -2.62 | 254 | 0.04 | -1.48 | DEER:Res:ClothesDishWasher | Annual | 1719 |  | Appl-CW-Top-ElecDHW-ElecDry-Tier3DEER2018 | Appl-CW-Top-ElecDHW-ElecDry-Tier3AnyDMoMH00CZ13DEER2018 | 10523
Appl-CW-Top-ElecDHW-ElecDry-Tier3 | DEER2018 | D17 v3 |  | Any | DMo | MH06 | CZ13 | rDXGF | Household | 1 | 1242 | None | 515 | 0.076 | -2.24 | 253 | 0.038 | -1.27 | 515 | 0.076 | -2.24 | 253 | 0.038 | -1.27 | DEER:Res:ClothesDishWasher | Annual | 1719 |  | Appl-CW-Top-ElecDHW-ElecDry-Tier3DEER2018 | Appl-CW-Top-ElecDHW-ElecDry-Tier3AnyDMoMH06CZ13DEER2018 | 10524
Appl-CW-Top-ElecDHW-ElecDry-Tier3 | DEER2018 | D17 v3 |  | Any | SFm | 2015 | CZ07 | rDXGF | Household | 1 | 2392.9 | None | 639 | 0.094 | -1.91 | 313 | 0.047 | -1.08 | 639 | 0.094 | -1.91 | 313 | 0.047 | -1.08 | DEER:Res:ClothesDishWasher | Annual | 1719 |  | Appl-CW-Top-ElecDHW-ElecDry-Tier3DEER2018 | Appl-CW-Top-ElecDHW-ElecDry-Tier3AnySFm2015CZ07DEER2018 | 10525
Appl-CW-Top-ElecDHW-ElecDry-Tier3 | DEER2018 | D17 v3 |  | Any | SFm | 2017 | CZ07 | rDXGF | Household | 1 | 2392.9 | None | 640 | 0.096 | -1.87 | 310 | 0.044 | -1.21 | 640 | 0.096 | -1.87 | 310 | 0.044 | -1.21 | DEER:Res:ClothesDishWasher | Annual | 1719 |  | Appl-CW-Top-ElecDHW-ElecDry-Tier3DEER2018 | Appl-CW-Top-ElecDHW-ElecDry-Tier3AnySFm2017CZ07DEER2018 | 10526
Appl-CW-Top-ElecDHW-ElecDry-Tier3 | DEER2018 | D17 v3 |  | Any | MFm | 2007 | CZ14 | rDXGF | Household | 1 | 1094.6 | None | 514 | 0.072 | -1.79 | 252 | 0.036 | -0.97 | 514 | 0.072 | -1.79 | 252 | 0.036 | -0.97 | DEER:Res:ClothesDishWasher | Annual | 1719 |  | Appl-CW-Top-ElecDHW-ElecDry-Tier3DEER2018 | Appl-CW-Top-ElecDHW-ElecDry-Tier3AnyMFm2007CZ14DEER2018 | 10527
Appl-CW-Top-ElecDHW-ElecDry-Tier3 | DEER2018 | D17 v3 |  | Any | DMo | MH72 | CZ13 | rDXGF | Household | 1 | 1196 | None | 516 | 0.08 | -2.25 | 254 | 0.04 | -1.26 | 516 | 0.08 | -2.25 | 254 | 0.04 | -1.26 | DEER:Res:ClothesDishWasher | Annual | 1719 |  | Appl-CW-Top-ElecDHW-ElecDry-Tier3DEER2018 | Appl-CW-Top-ElecDHW-ElecDry-Tier3AnyDMoMH72CZ13DEER2018 | 10528
Appl-CW-Top-ElecDHW-ElecDry-Tier3 | DEER2018 | D17 v3 |  | Any | SFm | 1985 | CZ02 | rDXGF | Household | 1 | 1904 | None | 636 | 0.103 | -4.96 | 308 | 0.052 | -2.8 | 636 | 0.103 | -4.96 | 308 | 0.052 | -2.8 | DEER:Res:ClothesDishWasher | Annual | 1719 |  | Appl-CW-Top-ElecDHW-ElecDry-Tier3DEER2018 | Appl-CW-Top-ElecDHW-ElecDry-Tier3AnySFm1985CZ02DEER2018 | 10529
Appl-CW-Top-ElecDHW-ElecDry-Tier3 | DEER2018 | D17 v3 |  | Any | SFm | 2007 | CZ15 | rDXGF | Household | 1 | 2160.9 | None | 628 | 0.089 | -1.59 | 312 | 0.045 | -0.89 | 628 | 0.089 | -1.59 | 312 | 0.045 | -0.89 | DEER:Res:ClothesDishWasher | Annual | 1719 |  | Appl-CW-Top-ElecDHW-ElecDry-Tier3DEER2018 | Appl-CW-Top-ElecDHW-ElecDry-Tier3AnySFm2007CZ15DEER2018 | 10530
Appl-CW-Top-ElecDHW-ElecDry-Tier3 | DEER2018 | D17 v3 |  | Any | SFm | 2007 | CZ03 | rDXGF | Household | 1 | 2295.6 | None | 633 | 0.101 | -4.02 | 306 | 0.05 | -2.25 | 633 | 0.101 | -4.02 | 306 | 0.05 | -2.25 | DEER:Res:ClothesDishWasher | Annual | 1719 |  | Appl-CW-Top-ElecDHW-ElecDry-Tier3DEER2018 | Appl-CW-Top-ElecDHW-ElecDry-Tier3AnySFm2007CZ03DEER2018 | 10531
Appl-CW-Top-ElecDHW-ElecDry-Tier3 | DEER2018 | D17 v3 |  | Any | MFm | 1996 | CZ07 | rDXGF | Household | 1 | 1169.1 | None | 512 | 0.077 | -0.75 | 250 | 0.037 | -0.43 | 512 | 0.077 | -0.75 | 250 | 0.037 | -0.43 | DEER:Res:ClothesDishWasher | Annual | 1719 |  | Appl-CW-Top-ElecDHW-ElecDry-Tier3DEER2018 | Appl-CW-Top-ElecDHW-ElecDry-Tier3AnyMFm1996CZ07DEER2018 | 10532
Appl-CW-Top-ElecDHW-ElecDry-Tier3 | DEER2018 | D17 v3 |  | Any | SFm | 1985 | CZ01 | rDXGF | Household | 1 | 1904 | None | 636 | 0.088 | -5.76 | 306 | 0.043 | -3.24 | 636 | 0.088 | -5.76 | 306 | 0.043 | -3.24 | DEER:Res:ClothesDishWasher | Annual | 1719 |  | Appl-CW-Top-ElecDHW-ElecDry-Tier3DEER2018 | Appl-CW-Top-ElecDHW-ElecDry-Tier3AnySFm1985CZ01DEER2018 | 10533
Appl-CW-Top-ElecDHW-ElecDry-Tier3 | DEER2018 | D17 v3 |  | Any | DMo | MH85 | CZ06 | rDXGF | Household | 1 | 1242 | None | 513 | 0.078 | -2.18 | 251 | 0.039 | -1.25 | 513 | 0.078 | -2.18 | 251 | 0.039 | -1.25 | DEER:Res:ClothesDishWasher | Annual | 1719 |  | Appl-CW-Top-ElecDHW-ElecDry-Tier3DEER2018 | Appl-CW-Top-ElecDHW-ElecDry-Tier3AnyDMoMH85CZ06DEER2018 | 10534
Appl-CW-Top-ElecDHW-ElecDry-Tier3 | DEER2018 | D17 v3 |  | Any | SFm | 2011 | CZ06 | rDXGF | Household | 1 | 2392.9 | None | 634 | 0.098 | -2.91 | 308 | 0.048 | -1.65 | 634 | 0.098 | -2.91 | 308 | 0.048 | -1.65 | DEER:Res:ClothesDishWasher | Annual | 1719 |  | Appl-CW-Top-ElecDHW-ElecDry-Tier3DEER2018 | Appl-CW-Top-ElecDHW-ElecDry-Tier3AnySFm2011CZ06DEER2018 | 10535
Appl-CW-Top-ElecDHW-ElecDry-Tier3 | DEER2018 | D17 v3 |  | Any | MFm | 2007 | CZ10 | rDXGF | Household | 1 | 1073.2 | None | 511 | 0.075 | -1.22 | 250 | 0.039 | -0.65 | 511 | 0.075 | -1.22 | 250 | 0.039 | -0.65 | DEER:Res:ClothesDishWasher | Annual | 1719 |  | Appl-CW-Top-ElecDHW-ElecDry-Tier3DEER2018 | Appl-CW-Top-ElecDHW-ElecDry-Tier3AnyMFm2007CZ10DEER2018 | 10536
Appl-CW-Top-ElecDHW-ElecDry-Tier3 | DEER2018 | D17 v3 |  | Any | SFm | 1985 | CZ04 | rDXGF | Household | 1 | 1904 | None | 640 | 0.106 | -4.04 | 311 | 0.054 | -2.27 | 640 | 0.106 | -4.04 | 311 | 0.054 | -2.27 | DEER:Res:ClothesDishWasher | Annual | 1719 |  | Appl-CW-Top-ElecDHW-ElecDry-Tier3DEER2018 | Appl-CW-Top-ElecDHW-ElecDry-Tier3AnySFm1985CZ04DEER2018 | 10537
Appl-CW-Top-ElecDHW-ElecDry-Tier3 | DEER2018 | D17 v3 |  | Any | MFm | 1996 | CZ16 | rDXGF | Household | 1 | 981.6 | None | 526 | 0.078 | -2.34 | 254 | 0.038 | -1.31 | 526 | 0.078 | -2.34 | 254 | 0.038 | -1.31 | DEER:Res:ClothesDishWasher | Annual | 1719 |  | Appl-CW-Top-ElecDHW-ElecDry-Tier3DEER2018 | Appl-CW-Top-ElecDHW-ElecDry-Tier3AnyMFm1996CZ16DEER2018 | 10538
Appl-CW-Top-ElecDHW-ElecDry-Tier3 | DEER2018 | D17 v3 |  | Any | SFm | 2003 | CZ14 | rDXGF | Household | 1 | 2160.9 | None | 648 | 0.093 | -3.55 | 317 | 0.046 | -2 | 648 | 0.093 | -3.55 | 317 | 0.046 | -2 | DEER:Res:ClothesDishWasher | Annual | 1719 |  | Appl-CW-Top-ElecDHW-ElecDry-Tier3DEER2018 | Appl-CW-Top-ElecDHW-ElecDry-Tier3AnySFm2003CZ14DEER2018 | 10539
Appl-CW-Top-ElecDHW-ElecDry-Tier3 | DEER2018 | D17 v3 |  | Any | DMo | MH72 | CZ05 | rDXGF | Household | 1 | 1196 | None | 511 | 0.091 | -3.21 | 247 | 0.043 | -1.91 | 511 | 0.091 | -3.21 | 247 | 0.043 | -1.91 | DEER:Res:ClothesDishWasher | Annual | 1719 |  | Appl-CW-Top-ElecDHW-ElecDry-Tier3DEER2018 | Appl-CW-Top-ElecDHW-ElecDry-Tier3AnyDMoMH72CZ05DEER2018 | 10540
Appl-CW-Top-ElecDHW-ElecDry-Tier3 | DEER2018 | D17 v3 |  | Any | SFm | 1985 | CZ14 | rDXGF | Household | 1 | 1741 | None | 647 | 0.096 | -4.15 | 317 | 0.048 | -2.32 | 647 | 0.096 | -4.15 | 317 | 0.048 | -2.32 | DEER:Res:ClothesDishWasher | Annual | 1719 |  | Appl-CW-Top-ElecDHW-ElecDry-Tier3DEER2018 | Appl-CW-Top-ElecDHW-ElecDry-Tier3AnySFm1985CZ14DEER2018 | 10541
Appl-CW-Top-ElecDHW-ElecDry-Tier3 | DEER2018 | D17 v3 |  | Any | SFm | 2003 | CZ04 | rDXGF | Household | 1 | 2295.6 | None | 642 | 0.105 | -3.13 | 312 | 0.052 | -1.75 | 642 | 0.105 | -3.13 | 312 | 0.052 | -1.75 | DEER:Res:ClothesDishWasher | Annual | 1719 |  | Appl-CW-Top-ElecDHW-ElecDry-Tier3DEER2018 | Appl-CW-Top-ElecDHW-ElecDry-Tier3AnySFm2003CZ04DEER2018 | 10542
Appl-CW-Top-ElecDHW-ElecDry-Tier3 | DEER2018 | D17 v3 |  | Any | MFm | 1975 | CZ04 | rDXGF | Household | 1 | 1070.2 | None | 512 | 0.08 | -1.9 | 248 | 0.04 | -1.07 | 512 | 0.08 | -1.9 | 248 | 0.04 | -1.07 | DEER:Res:ClothesDishWasher | Annual | 1719 |  | Appl-CW-Top-ElecDHW-ElecDry-Tier3DEER2018 | Appl-CW-Top-ElecDHW-ElecDry-Tier3AnyMFm1975CZ04DEER2018 | 10543
Appl-CW-Top-ElecDHW-ElecDry-Tier3 | DEER2018 | D17 v3 |  | Any | MFm | 1975 | CZ14 | rDXGF | Household | 1 | 1409.4 | None | 516 | 0.073 | -2.08 | 253 | 0.037 | -1.13 | 516 | 0.073 | -2.08 | 253 | 0.037 | -1.13 | DEER:Res:ClothesDishWasher | Annual | 1719 |  | Appl-CW-Top-ElecDHW-ElecDry-Tier3DEER2018 | Appl-CW-Top-ElecDHW-ElecDry-Tier3AnyMFm1975CZ14DEER2018 | 10544
Appl-CW-Top-ElecDHW-ElecDry-Tier3 | DEER2018 | D17 v3 |  | Any | SFm | 2017 | CZ11 | rDXGF | Household | 1 | 1948.8 | None | 634 | 0.096 | -3.28 | 310 | 0.047 | -1.86 | 634 | 0.096 | -3.28 | 310 | 0.047 | -1.86 | DEER:Res:ClothesDishWasher | Annual | 1719 |  | Appl-CW-Top-ElecDHW-ElecDry-Tier3DEER2018 | Appl-CW-Top-ElecDHW-ElecDry-Tier3AnySFm2017CZ11DEER2018 | 10545
Appl-CW-Top-ElecDHW-ElecDry-Tier3 | DEER2018 | D17 v3 |  | Any | MFm | 2007 | CZ02 | rDXGF | Household | 1 | 1073.2 | None | 515 | 0.078 | -1.79 | 249 | 0.039 | -1 | 515 | 0.078 | -1.79 | 249 | 0.039 | -1 | DEER:Res:ClothesDishWasher | Annual | 1719 |  | Appl-CW-Top-ElecDHW-ElecDry-Tier3DEER2018 | Appl-CW-Top-ElecDHW-ElecDry-Tier3AnyMFm2007CZ02DEER2018 | 10546
Appl-CW-Top-ElecDHW-ElecDry-Tier3 | DEER2018 | D17 v3 |  | Any | MFm | 2015 | CZ13 | rDXGF | Household | 1 | 1073.2 | None | 512 | 0.073 | -1.57 | 250 | 0.036 | -0.88 | 512 | 0.073 | -1.57 | 250 | 0.036 | -0.88 | DEER:Res:ClothesDishWasher | Annual | 1719 |  | Appl-CW-Top-ElecDHW-ElecDry-Tier3DEER2018 | Appl-CW-Top-ElecDHW-ElecDry-Tier3AnyMFm2015CZ13DEER2018 | 10547
Appl-CW-Top-ElecDHW-ElecDry-Tier3 | DEER2018 | D17 v3 |  | Any | SFm | 1975 | CZ15 | rDXGF | Household | 1 | 1555 | None | 633 | 0.092 | -1.58 | 315 | 0.047 | -0.89 | 633 | 0.092 | -1.58 | 315 | 0.047 | -0.89 | DEER:Res:ClothesDishWasher | Annual | 1719 |  | Appl-CW-Top-ElecDHW-ElecDry-Tier3DEER2018 | Appl-CW-Top-ElecDHW-ElecDry-Tier3AnySFm1975CZ15DEER2018 | 10548
Appl-CW-Top-ElecDHW-ElecDry-Tier3 | DEER2018 | D17 v3 |  | Any | MFm | 1996 | CZ11 | rDXGF | Household | 1 | 1031.9 | None | 514 | 0.077 | -1.5 | 252 | 0.039 | -0.82 | 514 | 0.077 | -1.5 | 252 | 0.039 | -0.82 | DEER:Res:ClothesDishWasher | Annual | 1719 |  | Appl-CW-Top-ElecDHW-ElecDry-Tier3DEER2018 | Appl-CW-Top-ElecDHW-ElecDry-Tier3AnyMFm1996CZ11DEER2018 | 10549
Appl-CW-Top-ElecDHW-ElecDry-Tier3 | DEER2018 | D17 v3 |  | Any | MFm | 1985 | CZ15 | rDXGF | Household | 1 | 1407.2 | None | 507 | 0.074 | -0.89 | 252 | 0.037 | -0.49 | 507 | 0.074 | -0.89 | 252 | 0.037 | -0.49 | DEER:Res:ClothesDishWasher | Annual | 1719 |  | Appl-CW-Top-ElecDHW-ElecDry-Tier3DEER2018 | Appl-CW-Top-ElecDHW-ElecDry-Tier3AnyMFm1985CZ15DEER2018 | 10550
Appl-CW-Top-ElecDHW-ElecDry-Tier3 | DEER2018 | D17 v3 |  | Any | MFm | 2015 | CZ12 | rDXGF | Household | 1 | 1073.2 | None | 515 | 0.075 | -1.53 | 250 | 0.037 | -0.86 | 515 | 0.075 | -1.53 | 250 | 0.037 | -0.86 | DEER:Res:ClothesDishWasher | Annual | 1719 |  | Appl-CW-Top-ElecDHW-ElecDry-Tier3DEER2018 | Appl-CW-Top-ElecDHW-ElecDry-Tier3AnyMFm2015CZ12DEER2018 | 10551
Appl-CW-Top-ElecDHW-ElecDry-Tier3 | DEER2018 | D17 v3 |  | Any | MFm | 2003 | CZ15 | rDXGF | Household | 1 | 1094.6 | None | 506 | 0.073 | -0.77 | 251 | 0.037 | -0.43 | 506 | 0.073 | -0.77 | 251 | 0.037 | -0.43 | DEER:Res:ClothesDishWasher | Annual | 1719 |  | Appl-CW-Top-ElecDHW-ElecDry-Tier3DEER2018 | Appl-CW-Top-ElecDHW-ElecDry-Tier3AnyMFm2003CZ15DEER2018 | 10552
Appl-CW-Top-ElecDHW-ElecDry-Tier3 | DEER2018 | D17 v3 |  | Any | SFm | 1975 | CZ03 | rDXGF | Household | 1 | 1591 | None | 633 | 0.107 | -3.97 | 306 | 0.054 | -2.21 | 633 | 0.107 | -3.97 | 306 | 0.054 | -2.21 | DEER:Res:ClothesDishWasher | Annual | 1719 |  | Appl-CW-Top-ElecDHW-ElecDry-Tier3DEER2018 | Appl-CW-Top-ElecDHW-ElecDry-Tier3AnySFm1975CZ03DEER2018 | 10553
Appl-CW-Top-ElecDHW-ElecDry-Tier3 | DEER2018 | D17 v3 |  | Any | SFm | 2017 | CZ16 | rDXGF | Household | 1 | 2295.6 | None | 643 | 0.096 | -3.19 | 309 | 0.047 | -1.78 | 643 | 0.096 | -3.19 | 309 | 0.047 | -1.78 | DEER:Res:ClothesDishWasher | Annual | 1719 |  | Appl-CW-Top-ElecDHW-ElecDry-Tier3DEER2018 | Appl-CW-Top-ElecDHW-ElecDry-Tier3AnySFm2017CZ16DEER2018 | 10554
Appl-CW-Top-ElecDHW-ElecDry-Tier3 | DEER2018 | D17 v3 |  | Any | MFm | 2007 | CZ01 | rDXGF | Household | 1 | 998.7 | None | 514 | 0.071 | -3.15 | 247 | 0.034 | -1.81 | 514 | 0.071 | -3.15 | 247 | 0.034 | -1.81 | DEER:Res:ClothesDishWasher | Annual | 1719 |  | Appl-CW-Top-ElecDHW-ElecDry-Tier3DEER2018 | Appl-CW-Top-ElecDHW-ElecDry-Tier3AnyMFm2007CZ01DEER2018 | 10555
Appl-CW-Top-ElecDHW-ElecDry-Tier3 | DEER2018 | D17 v3 |  | Any | SFm | 2003 | CZ10 | rDXGF | Household | 1 | 1948.8 | None | 642 | 0.093 | -3.1 | 314 | 0.047 | -1.73 | 642 | 0.093 | -3.1 | 314 | 0.047 | -1.73 | DEER:Res:ClothesDishWasher | Annual | 1719 |  | Appl-CW-Top-ElecDHW-ElecDry-Tier3DEER2018 | Appl-CW-Top-ElecDHW-ElecDry-Tier3AnySFm2003CZ10DEER2018 | 10556
Appl-CW-Top-ElecDHW-ElecDry-Tier3 | DEER2018 | D17 v3 |  | Any | SFm | 1985 | CZ10 | rDXGF | Household | 1 | 1811 | None | 639 | 0.103 | -3.39 | 313 | 0.051 | -1.9 | 639 | 0.103 | -3.39 | 313 | 0.051 | -1.9 | DEER:Res:ClothesDishWasher | Annual | 1719 |  | Appl-CW-Top-ElecDHW-ElecDry-Tier3DEER2018 | Appl-CW-Top-ElecDHW-ElecDry-Tier3AnySFm1985CZ10DEER2018 | 10557
Appl-CW-Top-ElecDHW-ElecDry-Tier3 | DEER2018 | D17 v3 |  | Any | SFm | 2015 | CZ08 | rDXGF | Household | 1 | 2392.9 | None | 635 | 0.09 | -2.01 | 310 | 0.043 | -1.14 | 635 | 0.09 | -2.01 | 310 | 0.043 | -1.14 | DEER:Res:ClothesDishWasher | Annual | 1719 |  | Appl-CW-Top-ElecDHW-ElecDry-Tier3DEER2018 | Appl-CW-Top-ElecDHW-ElecDry-Tier3AnySFm2015CZ08DEER2018 | 10558
Appl-CW-Top-ElecDHW-ElecDry-Tier3 | DEER2018 | D17 v3 |  | Any | MFm | 1985 | CZ03 | rDXGF | Household | 1 | 1152 | None | 510 | 0.074 | -2.37 | 247 | 0.036 | -1.34 | 510 | 0.074 | -2.37 | 247 | 0.036 | -1.34 | DEER:Res:ClothesDishWasher | Annual | 1719 |  | Appl-CW-Top-ElecDHW-ElecDry-Tier3DEER2018 | Appl-CW-Top-ElecDHW-ElecDry-Tier3AnyMFm1985CZ03DEER2018 | 10559
Appl-CW-Top-ElecDHW-ElecDry-Tier3 | DEER2018 | D17 v3 |  | Any | MFm | 1975 | CZ10 | rDXGF | Household | 1 | 1216.8 | None | 512 | 0.083 | -1.59 | 251 | 0.043 | -0.81 | 512 | 0.083 | -1.59 | 251 | 0.043 | -0.81 | DEER:Res:ClothesDishWasher | Annual | 1719 |  | Appl-CW-Top-ElecDHW-ElecDry-Tier3DEER2018 | Appl-CW-Top-ElecDHW-ElecDry-Tier3AnyMFm1975CZ10DEER2018 | 10560
Appl-CW-Top-ElecDHW-ElecDry-Tier3 | DEER2018 | D17 v3 |  | Any | MFm | 2003 | CZ03 | rDXGF | Household | 1 | 998.7 | None | 510 | 0.072 | -2.03 | 246 | 0.035 | -1.27 | 510 | 0.072 | -2.03 | 246 | 0.035 | -1.27 | DEER:Res:ClothesDishWasher | Annual | 1719 |  | Appl-CW-Top-ElecDHW-ElecDry-Tier3DEER2018 | Appl-CW-Top-ElecDHW-ElecDry-Tier3AnyMFm2003CZ03DEER2018 | 10561
Appl-CW-Top-ElecDHW-ElecDry-Tier3 | DEER2018 | D17 v3 |  | Any | SFm | 2015 | CZ16 | rDXGF | Household | 1 | 2295.6 | None | 643 | 0.096 | -3.34 | 310 | 0.048 | -1.87 | 643 | 0.096 | -3.34 | 310 | 0.048 | -1.87 | DEER:Res:ClothesDishWasher | Annual | 1719 |  | Appl-CW-Top-ElecDHW-ElecDry-Tier3DEER2018 | Appl-CW-Top-ElecDHW-ElecDry-Tier3AnySFm2015CZ16DEER2018 | 10562
Appl-CW-Top-ElecDHW-ElecDry-Tier3 | DEER2018 | D17 v3 |  | Any | DMo | MH00 | CZ05 | rDXGF | Household | 1 | 1242 | None | 507 | 0.083 | -4.69 | 245 | 0.041 | -2.62 | 507 | 0.083 | -4.69 | 245 | 0.041 | -2.62 | DEER:Res:ClothesDishWasher | Annual | 1719 |  | Appl-CW-Top-ElecDHW-ElecDry-Tier3DEER2018 | Appl-CW-Top-ElecDHW-ElecDry-Tier3AnyDMoMH00CZ05DEER2018 | 10563
Appl-CW-Top-ElecDHW-ElecDry-Tier3 | DEER2018 | D17 v3 |  | Any | SFm | 2017 | CZ08 | rDXGF | Household | 1 | 2392.9 | None | 636 | 0.1 | -1.66 | 311 | 0.051 | -0.85 | 636 | 0.1 | -1.66 | 311 | 0.051 | -0.85 | DEER:Res:ClothesDishWasher | Annual | 1719 |  | Appl-CW-Top-ElecDHW-ElecDry-Tier3DEER2018 | Appl-CW-Top-ElecDHW-ElecDry-Tier3AnySFm2017CZ08DEER2018 | 10564
Appl-CW-Top-ElecDHW-ElecDry-Tier3 | DEER2018 | D17 v3 |  | Any | DMo | MH06 | CZ05 | rDXGF | Household | 1 | 1242 | None | 511 | 0.081 | -3.14 | 247 | 0.04 | -1.75 | 511 | 0.081 | -3.14 | 247 | 0.04 | -1.75 | DEER:Res:ClothesDishWasher | Annual | 1719 |  | Appl-CW-Top-ElecDHW-ElecDry-Tier3DEER2018 | Appl-CW-Top-ElecDHW-ElecDry-Tier3AnyDMoMH06CZ05DEER2018 | 10565
Appl-CW-Top-ElecDHW-ElecDry-Tier3 | DEER2018 | D17 v3 |  | Any | MFm | 2011 | CZ02 | rDXGF | Household | 1 | 1073.2 | None | 516 | 0.077 | -1.67 | 250 | 0.038 | -0.88 | 516 | 0.077 | -1.67 | 250 | 0.038 | -0.88 | DEER:Res:ClothesDishWasher | Annual | 1719 |  | Appl-CW-Top-ElecDHW-ElecDry-Tier3DEER2018 | Appl-CW-Top-ElecDHW-ElecDry-Tier3AnyMFm2011CZ02DEER2018 | 10566
Appl-CW-Top-ElecDHW-ElecDry-Tier3 | DEER2018 | D17 v3 |  | Any | DMo | MH15 | CZ13 | rDXGF | Household | 1 | 1242 | None | 513 | 0.076 | -2.12 | 252 | 0.038 | -1.2 | 513 | 0.076 | -2.12 | 252 | 0.038 | -1.2 | DEER:Res:ClothesDishWasher | Annual | 1719 |  | Appl-CW-Top-ElecDHW-ElecDry-Tier3DEER2018 | Appl-CW-Top-ElecDHW-ElecDry-Tier3AnyDMoMH15CZ13DEER2018 | 10567
Appl-CW-Top-ElecDHW-ElecDry-Tier3 | DEER2018 | D17 v3 |  | Any | SFm | 1996 | CZ13 | rDXGF | Household | 1 | 2032 | None | 641 | 0.1 | -3.77 | 315 | 0.05 | -2.12 | 641 | 0.1 | -3.77 | 315 | 0.05 | -2.12 | DEER:Res:ClothesDishWasher | Annual | 1719 |  | Appl-CW-Top-ElecDHW-ElecDry-Tier3DEER2018 | Appl-CW-Top-ElecDHW-ElecDry-Tier3AnySFm1996CZ13DEER2018 | 10568
Appl-CW-Top-ElecDHW-ElecDry-Tier3 | DEER2018 | D17 v3 |  | Any | MFm | 2017 | CZ12 | rDXGF | Household | 1 | 1073.2 | None | 514 | 0.075 | -1.5 | 251 | 0.038 | -0.78 | 514 | 0.075 | -1.5 | 251 | 0.038 | -0.78 | DEER:Res:ClothesDishWasher | Annual | 1719 |  | Appl-CW-Top-ElecDHW-ElecDry-Tier3DEER2018 | Appl-CW-Top-ElecDHW-ElecDry-Tier3AnyMFm2017CZ12DEER2018 | 10569
Appl-CW-Top-ElecDHW-ElecDry-Tier3 | DEER2018 | D17 v3 |  | Any | SFm | 2015 | CZ11 | rDXGF | Household | 1 | 1948.8 | None | 635 | 0.094 | -3.38 | 310 | 0.045 | -1.91 | 635 | 0.094 | -3.38 | 310 | 0.045 | -1.91 | DEER:Res:ClothesDishWasher | Annual | 1719 |  | Appl-CW-Top-ElecDHW-ElecDry-Tier3DEER2018 | Appl-CW-Top-ElecDHW-ElecDry-Tier3AnySFm2015CZ11DEER2018 | 10570
Appl-CW-Top-ElecDHW-ElecDry-Tier3 | DEER2018 | D17 v3 |  | Any | MFm | 2017 | CZ13 | rDXGF | Household | 1 | 1073.2 | None | 513 | 0.075 | -1.49 | 251 | 0.038 | -0.83 | 513 | 0.075 | -1.49 | 251 | 0.038 | -0.83 | DEER:Res:ClothesDishWasher | Annual | 1719 |  | Appl-CW-Top-ElecDHW-ElecDry-Tier3DEER2018 | Appl-CW-Top-ElecDHW-ElecDry-Tier3AnyMFm2017CZ13DEER2018 | 10571
Appl-CW-Top-ElecDHW-ElecDry-Tier3 | DEER2018 | D17 v3 |  | Any | SFm | 1975 | CZ06 | rDXGF | Household | 1 | 1528 | None | 637 | 0.103 | -2.5 | 310 | 0.05 | -1.42 | 637 | 0.103 | -2.5 | 310 | 0.05 | -1.42 | DEER:Res:ClothesDishWasher | Annual | 1719 |  | Appl-CW-Top-ElecDHW-ElecDry-Tier3DEER2018 | Appl-CW-Top-ElecDHW-ElecDry-Tier3AnySFm1975CZ06DEER2018 | 10572
Appl-CW-Top-ElecDHW-ElecDry-Tier3 | DEER2018 | D17 v3 |  | Any | MFm | 2003 | CZ06 | rDXGF | Household | 1 | 1206 | None | 510 | 0.079 | -1.44 | 249 | 0.039 | -0.81 | 510 | 0.079 | -1.44 | 249 | 0.039 | -0.81 | DEER:Res:ClothesDishWasher | Annual | 1719 |  | Appl-CW-Top-ElecDHW-ElecDry-Tier3DEER2018 | Appl-CW-Top-ElecDHW-ElecDry-Tier3AnyMFm2003CZ06DEER2018 | 10573
Appl-CW-Top-ElecDHW-ElecDry-Tier3 | DEER2018 | D17 v3 |  | Any | MFm | 1985 | CZ06 | rDXGF | Household | 1 | 1295.2 | None | 512 | 0.085 | -0.95 | 250 | 0.042 | -0.53 | 512 | 0.085 | -0.95 | 250 | 0.042 | -0.53 | DEER:Res:ClothesDishWasher | Annual | 1719 |  | Appl-CW-Top-ElecDHW-ElecDry-Tier3DEER2018 | Appl-CW-Top-ElecDHW-ElecDry-Tier3AnyMFm1985CZ06DEER2018 | 10574
Appl-CW-Top-ElecDHW-ElecDry-Tier3 | DEER2018 | D17 v3 |  | Any | SFm | 1996 | CZ12 | rDXGF | Household | 1 | 2032 | None | 642 | 0.103 | -3.47 | 313 | 0.051 | -1.97 | 642 | 0.103 | -3.47 | 313 | 0.051 | -1.97 | DEER:Res:ClothesDishWasher | Annual | 1719 |  | Appl-CW-Top-ElecDHW-ElecDry-Tier3DEER2018 | Appl-CW-Top-ElecDHW-ElecDry-Tier3AnySFm1996CZ12DEER2018 | 10575
Appl-CW-Top-ElecDHW-ElecDry-Tier3 | DEER2018 | D17 v3 |  | Any | MFm | 2011 | CZ01 | rDXGF | Household | 1 | 998.7 | None | 515 | 0.071 | -2.91 | 247 | 0.034 | -1.58 | 515 | 0.071 | -2.91 | 247 | 0.034 | -1.58 | DEER:Res:ClothesDishWasher | Annual | 1719 |  | Appl-CW-Top-ElecDHW-ElecDry-Tier3DEER2018 | Appl-CW-Top-ElecDHW-ElecDry-Tier3AnyMFm2011CZ01DEER2018 | 10576
Appl-CW-Top-ElecDHW-ElecDry-Tier3 | DEER2018 | D17 v3 |  | Any | DMo | MH15 | CZ12 | rDXGF | Household | 1 | 1242 | None | 513 | 0.078 | -2.51 | 250 | 0.039 | -1.39 | 513 | 0.078 | -2.51 | 250 | 0.039 | -1.39 | DEER:Res:ClothesDishWasher | Annual | 1719 |  | Appl-CW-Top-ElecDHW-ElecDry-Tier3DEER2018 | Appl-CW-Top-ElecDHW-ElecDry-Tier3AnyDMoMH15CZ12DEER2018 | 10577
Appl-CW-Top-ElecDHW-ElecDry-Tier3 | DEER2018 | D17 v3 |  | Any | MFm | 1996 | CZ08 | rDXGF | Household | 1 | 1169.1 | None | 512 | 0.076 | -1.25 | 250 | 0.038 | -0.71 | 512 | 0.076 | -1.25 | 250 | 0.038 | -0.71 | DEER:Res:ClothesDishWasher | Annual | 1719 |  | Appl-CW-Top-ElecDHW-ElecDry-Tier3DEER2018 | Appl-CW-Top-ElecDHW-ElecDry-Tier3AnyMFm1996CZ08DEER2018 | 10578
Appl-CW-Top-ElecDHW-ElecDry-Tier3 | DEER2018 | D17 v3 |  | Any | DMo | MH00 | CZ14 | rDXGF | Household | 1 | 1242 | None | 522 | 0.078 | -2.69 | 257 | 0.039 | -1.5 | 522 | 0.078 | -2.69 | 257 | 0.039 | -1.5 | DEER:Res:ClothesDishWasher | Annual | 1719 |  | Appl-CW-Top-ElecDHW-ElecDry-Tier3DEER2018 | Appl-CW-Top-ElecDHW-ElecDry-Tier3AnyDMoMH00CZ14DEER2018 | 10579
Appl-CW-Top-ElecDHW-ElecDry-Tier3 | DEER2018 | D17 v3 |  | Any | DMo | MH00 | CZ04 | rDXGF | Household | 1 | 1242 | None | 515 | 0.088 | -2.86 | 251 | 0.047 | -1.62 | 515 | 0.088 | -2.86 | 251 | 0.047 | -1.62 | DEER:Res:ClothesDishWasher | Annual | 1719 |  | Appl-CW-Top-ElecDHW-ElecDry-Tier3DEER2018 | Appl-CW-Top-ElecDHW-ElecDry-Tier3AnyDMoMH00CZ04DEER2018 | 10580
Appl-CW-Top-ElecDHW-ElecDry-Tier3 | DEER2018 | D17 v3 |  | Any | DMo | MH15 | CZ02 | rDXGF | Household | 1 | 1242 | None | 514 | 0.079 | -3.04 | 249 | 0.037 | -1.69 | 514 | 0.079 | -3.04 | 249 | 0.037 | -1.69 | DEER:Res:ClothesDishWasher | Annual | 1719 |  | Appl-CW-Top-ElecDHW-ElecDry-Tier3DEER2018 | Appl-CW-Top-ElecDHW-ElecDry-Tier3AnyDMoMH15CZ02DEER2018 | 10581
Appl-CW-Top-ElecDHW-ElecDry-Tier3 | DEER2018 | D17 v3 |  | Any | MFm | 2011 | CZ13 | rDXGF | Household | 1 | 1073.2 | None | 513 | 0.074 | -1.6 | 251 | 0.037 | -0.9 | 513 | 0.074 | -1.6 | 251 | 0.037 | -0.9 | DEER:Res:ClothesDishWasher | Annual | 1719 |  | Appl-CW-Top-ElecDHW-ElecDry-Tier3DEER2018 | Appl-CW-Top-ElecDHW-ElecDry-Tier3AnyMFm2011CZ13DEER2018 | 10582
Appl-CW-Top-ElecDHW-ElecDry-Tier3 | DEER2018 | D17 v3 |  | Any | DMo | MH06 | CZ04 | rDXGF | Household | 1 | 1242 | None | 513 | 0.082 | -2.45 | 250 | 0.043 | -1.35 | 513 | 0.082 | -2.45 | 250 | 0.043 | -1.35 | DEER:Res:ClothesDishWasher | Annual | 1719 |  | Appl-CW-Top-ElecDHW-ElecDry-Tier3DEER2018 | Appl-CW-Top-ElecDHW-ElecDry-Tier3AnyDMoMH06CZ04DEER2018 | 10583
Appl-CW-Top-ElecDHW-ElecDry-Tier3 | DEER2018 | D17 v3 |  | Any | SFm | 2007 | CZ16 | rDXGF | Household | 1 | 2295.6 | None | 648 | 0.097 | -2.89 | 313 | 0.048 | -1.61 | 648 | 0.097 | -2.89 | 313 | 0.048 | -1.61 | DEER:Res:ClothesDishWasher | Annual | 1719 |  | Appl-CW-Top-ElecDHW-ElecDry-Tier3DEER2018 | Appl-CW-Top-ElecDHW-ElecDry-Tier3AnySFm2007CZ16DEER2018 | 10584
Appl-CW-Top-ElecDHW-ElecDry-Tier3 | DEER2018 | D17 v3 |  | Any | MFm | 2017 | CZ01 | rDXGF | Household | 1 | 998.7 | None | 516 | 0.071 | -2.65 | 248 | 0.034 | -1.41 | 516 | 0.071 | -2.65 | 248 | 0.034 | -1.41 | DEER:Res:ClothesDishWasher | Annual | 1719 |  | Appl-CW-Top-ElecDHW-ElecDry-Tier3DEER2018 | Appl-CW-Top-ElecDHW-ElecDry-Tier3AnyMFm2017CZ01DEER2018 | 10585
Appl-CW-Top-ElecDHW-ElecDry-Tier3 | DEER2018 | D17 v3 |  | Any | DMo | MH06 | CZ14 | rDXGF | Household | 1 | 1242 | None | 516 | 0.075 | -2.43 | 253 | 0.038 | -1.37 | 516 | 0.075 | -2.43 | 253 | 0.038 | -1.37 | DEER:Res:ClothesDishWasher | Annual | 1719 |  | Appl-CW-Top-ElecDHW-ElecDry-Tier3DEER2018 | Appl-CW-Top-ElecDHW-ElecDry-Tier3AnyDMoMH06CZ14DEER2018 | 10586
Appl-CW-Top-ElecDHW-ElecDry-Tier3 | DEER2018 | D17 v3 |  | Any | SFm | 1996 | CZ02 | rDXGF | Household | 1 | 2193 | None | 640 | 0.106 | -3.62 | 309 | 0.059 | -2.02 | 640 | 0.106 | -3.62 | 309 | 0.059 | -2.02 | DEER:Res:ClothesDishWasher | Annual | 1719 |  | Appl-CW-Top-ElecDHW-ElecDry-Tier3DEER2018 | Appl-CW-Top-ElecDHW-ElecDry-Tier3AnySFm1996CZ02DEER2018 | 10587
Appl-CW-Top-ElecDHW-ElecDry-Tier3 | DEER2018 | D17 v3 |  | Any | SFm | 1975 | CZ09 | rDXGF | Household | 1 | 1636 | None | 642 | 0.095 | -2.82 | 314 | 0.047 | -1.59 | 642 | 0.095 | -2.82 | 314 | 0.047 | -1.59 | DEER:Res:ClothesDishWasher | Annual | 1719 |  | Appl-CW-Top-ElecDHW-ElecDry-Tier3DEER2018 | Appl-CW-Top-ElecDHW-ElecDry-Tier3AnySFm1975CZ09DEER2018 | 10588
Appl-CW-Top-ElecDHW-ElecDry-Tier3 | DEER2018 | D17 v3 |  | Any | DMo | MH15 | CZ01 | rDXGF | Household | 1 | 1242 | None | 509 | 0.071 | -3.62 | 244 | 0.034 | -2.01 | 509 | 0.071 | -3.62 | 244 | 0.034 | -2.01 | DEER:Res:ClothesDishWasher | Annual | 1719 |  | Appl-CW-Top-ElecDHW-ElecDry-Tier3DEER2018 | Appl-CW-Top-ElecDHW-ElecDry-Tier3AnyDMoMH15CZ01DEER2018 | 10589
Appl-CW-Top-ElecDHW-ElecDry-Tier3 | DEER2018 | D17 v3 |  | Any | SFm | 2011 | CZ08 | rDXGF | Household | 1 | 2392.9 | None | 643 | 0.091 | -1.99 | 313 | 0.046 | -1.13 | 643 | 0.091 | -1.99 | 313 | 0.046 | -1.13 | DEER:Res:ClothesDishWasher | Annual | 1719 |  | Appl-CW-Top-ElecDHW-ElecDry-Tier3DEER2018 | Appl-CW-Top-ElecDHW-ElecDry-Tier3AnySFm2011CZ08DEER2018 | 10590
Appl-CW-Top-ElecDHW-ElecDry-Tier3 | DEER2018 | D17 v3 |  | Any | DMo | MH85 | CZ08 | rDXGF | Household | 1 | 1242 | None | 515 | 0.078 | -1.92 | 253 | 0.039 | -1.08 | 515 | 0.078 | -1.92 | 253 | 0.039 | -1.08 | DEER:Res:ClothesDishWasher | Annual | 1719 |  | Appl-CW-Top-ElecDHW-ElecDry-Tier3DEER2018 | Appl-CW-Top-ElecDHW-ElecDry-Tier3AnyDMoMH85CZ08DEER2018 | 10591
Appl-CW-Top-ElecDHW-ElecDry-Tier3 | DEER2018 | D17 v3 |  | Any | MFm | 2017 | CZ02 | rDXGF | Household | 1 | 1073.2 | None | 516 | 0.077 | -1.6 | 249 | 0.038 | -0.98 | 516 | 0.077 | -1.6 | 249 | 0.038 | -0.98 | DEER:Res:ClothesDishWasher | Annual | 1719 |  | Appl-CW-Top-ElecDHW-ElecDry-Tier3DEER2018 | Appl-CW-Top-ElecDHW-ElecDry-Tier3AnyMFm2017CZ02DEER2018 | 10592
Appl-CW-Top-ElecDHW-ElecDry-Tier3 | DEER2018 | D17 v3 |  | Any | MFm | 1985 | CZ09 | rDXGF | Household | 1 | 1438.9 | None | 515 | 0.076 | -1.69 | 251 | 0.038 | -0.95 | 515 | 0.076 | -1.69 | 251 | 0.038 | -0.95 | DEER:Res:ClothesDishWasher | Annual | 1719 |  | Appl-CW-Top-ElecDHW-ElecDry-Tier3DEER2018 | Appl-CW-Top-ElecDHW-ElecDry-Tier3AnyMFm1985CZ09DEER2018 | 10593
Appl-CW-Top-ElecDHW-ElecDry-Tier3 | DEER2018 | D17 v3 |  | Any | MFm | 2003 | CZ09 | rDXGF | Household | 1 | 1126.6 | None | 510 | 0.076 | -1.54 | 252 | 0.042 | -0.73 | 510 | 0.076 | -1.54 | 252 | 0.042 | -0.73 | DEER:Res:ClothesDishWasher | Annual | 1719 |  | Appl-CW-Top-ElecDHW-ElecDry-Tier3DEER2018 | Appl-CW-Top-ElecDHW-ElecDry-Tier3AnyMFm2003CZ09DEER2018 | 10594
Appl-CW-Top-ElecDHW-ElecDry-Tier3 | DEER2018 | D17 v3 |  | Any | SFm | 2007 | CZ11 | rDXGF | Household | 1 | 1948.8 | None | 637 | 0.093 | -3.58 | 311 | 0.046 | -2.01 | 637 | 0.093 | -3.58 | 311 | 0.046 | -2.01 | DEER:Res:ClothesDishWasher | Annual | 1719 |  | Appl-CW-Top-ElecDHW-ElecDry-Tier3DEER2018 | Appl-CW-Top-ElecDHW-ElecDry-Tier3AnySFm2007CZ11DEER2018 | 10595
Appl-CW-Top-ElecDHW-ElecDry-Tier3 | DEER2018 | D17 v3 |  | Any | MFm | 2003 | CZ07 | rDXGF | Household | 1 | 1206 | None | 514 | 0.075 | -1.32 | 251 | 0.037 | -0.72 | 514 | 0.075 | -1.32 | 251 | 0.037 | -0.72 | DEER:Res:ClothesDishWasher | Annual | 1719 |  | Appl-CW-Top-ElecDHW-ElecDry-Tier3DEER2018 | Appl-CW-Top-ElecDHW-ElecDry-Tier3AnyMFm2003CZ07DEER2018 | 10596
Appl-CW-Top-ElecDHW-ElecDry-Tier3 | DEER2018 | D17 v3 |  | Any | DMo | MH00 | CZ10 | rDXGF | Household | 1 | 1242 | None | 519 | 0.079 | -2.11 | 254 | 0.039 | -1.18 | 519 | 0.079 | -2.11 | 254 | 0.039 | -1.18 | DEER:Res:ClothesDishWasher | Annual | 1719 |  | Appl-CW-Top-ElecDHW-ElecDry-Tier3DEER2018 | Appl-CW-Top-ElecDHW-ElecDry-Tier3AnyDMoMH00CZ10DEER2018 | 10597
Appl-CW-Top-ElecDHW-ElecDry-Tier3 | DEER2018 | D17 v3 |  | Any | MFm | 1985 | CZ07 | rDXGF | Household | 1 | 1295.2 | None | 509 | 0.076 | -1.34 | 248 | 0.038 | -0.75 | 509 | 0.076 | -1.34 | 248 | 0.038 | -0.75 | DEER:Res:ClothesDishWasher | Annual | 1719 |  | Appl-CW-Top-ElecDHW-ElecDry-Tier3DEER2018 | Appl-CW-Top-ElecDHW-ElecDry-Tier3AnyMFm1985CZ07DEER2018 | 10598
Appl-CW-Top-ElecDHW-ElecDry-Tier3 | DEER2018 | D17 v3 |  | Any | DMo | MH06 | CZ10 | rDXGF | Household | 1 | 1242 | None | 515 | 0.075 | -2.1 | 253 | 0.037 | -1.17 | 515 | 0.075 | -2.1 | 253 | 0.037 | -1.17 | DEER:Res:ClothesDishWasher | Annual | 1719 |  | Appl-CW-Top-ElecDHW-ElecDry-Tier3DEER2018 | Appl-CW-Top-ElecDHW-ElecDry-Tier3AnyDMoMH06CZ10DEER2018 | 10599
Appl-CW-Top-ElecDHW-ElecDry-Tier3 | DEER2018 | D17 v3 |  | Any | MFm | 2011 | CZ12 | rDXGF | Household | 1 | 1073.2 | None | 515 | 0.074 | -1.54 | 251 | 0.037 | -0.86 | 515 | 0.074 | -1.54 | 251 | 0.037 | -0.86 | DEER:Res:ClothesDishWasher | Annual | 1719 |  | Appl-CW-Top-ElecDHW-ElecDry-Tier3DEER2018 | Appl-CW-Top-ElecDHW-ElecDry-Tier3AnyMFm2011CZ12DEER2018 | 10600
Appl-CW-Top-ElecDHW-ElecDry-Tier3 | DEER2018 | D17 v3 |  | Any | SFm | 1996 | CZ01 | rDXGF | Household | 1 | 2193 | None | 638 | 0.088 | -3.71 | 307 | 0.043 | -2.08 | 638 | 0.088 | -3.71 | 307 | 0.043 | -2.08 | DEER:Res:ClothesDishWasher | Annual | 1719 |  | Appl-CW-Top-ElecDHW-ElecDry-Tier3DEER2018 | Appl-CW-Top-ElecDHW-ElecDry-Tier3AnySFm1996CZ01DEER2018 | 10601
Appl-CW-Top-ElecDHW-ElecDry-Tier3 | DEER2018 | D17 v3 |  | Any | SFm | 1975 | CZ07 | rDXGF | Household | 1 | 1528 | None | 633 | 0.099 | -2.73 | 309 | 0.05 | -1.54 | 633 | 0.099 | -2.73 | 309 | 0.05 | -1.54 | DEER:Res:ClothesDishWasher | Annual | 1719 |  | Appl-CW-Top-ElecDHW-ElecDry-Tier3DEER2018 | Appl-CW-Top-ElecDHW-ElecDry-Tier3AnySFm1975CZ07DEER2018 | 10602
Appl-CW-Top-ElecDHW-ElecDry-Tier3 | DEER2018 | D17 v3 |  | Any | DMo | MH72 | CZ04 | rDXGF | Household | 1 | 1196 | None | 516 | 0.082 | -2.19 | 251 | 0.042 | -1.23 | 516 | 0.082 | -2.19 | 251 | 0.042 | -1.23 | DEER:Res:ClothesDishWasher | Annual | 1719 |  | Appl-CW-Top-ElecDHW-ElecDry-Tier3DEER2018 | Appl-CW-Top-ElecDHW-ElecDry-Tier3AnyDMoMH72CZ04DEER2018 | 10603
Appl-CW-Top-ElecDHW-ElecDry-Tier3 | DEER2018 | D17 v3 |  | Any | SFm | 1985 | CZ05 | rDXGF | Household | 1 | 1904 | None | 633 | 0.107 | -5.79 | 306 | 0.053 | -3.22 | 633 | 0.107 | -5.79 | 306 | 0.053 | -3.22 | DEER:Res:ClothesDishWasher | Annual | 1719 |  | Appl-CW-Top-ElecDHW-ElecDry-Tier3DEER2018 | Appl-CW-Top-ElecDHW-ElecDry-Tier3AnySFm1985CZ05DEER2018 | 10604
Appl-CW-Top-ElecDHW-ElecDry-Tier3 | DEER2018 | D17 v3 |  | Any | SFm | 2003 | CZ05 | rDXGF | Household | 1 | 2295.6 | None | 634 | 0.102 | -4.93 | 306 | 0.051 | -2.78 | 634 | 0.102 | -4.93 | 306 | 0.051 | -2.78 | DEER:Res:ClothesDishWasher | Annual | 1719 |  | Appl-CW-Top-ElecDHW-ElecDry-Tier3DEER2018 | Appl-CW-Top-ElecDHW-ElecDry-Tier3AnySFm2003CZ05DEER2018 | 10605
Appl-CW-Top-ElecDHW-ElecDry-Tier3 | DEER2018 | D17 v3 |  | Any | DMo | MH72 | CZ14 | rDXGF | Household | 1 | 1196 | None | 519 | 0.078 | -2.01 | 254 | 0.039 | -1.13 | 519 | 0.078 | -2.01 | 254 | 0.039 | -1.13 | DEER:Res:ClothesDishWasher | Annual | 1719 |  | Appl-CW-Top-ElecDHW-ElecDry-Tier3DEER2018 | Appl-CW-Top-ElecDHW-ElecDry-Tier3AnyDMoMH72CZ14DEER2018 | 10606
Appl-CW-Top-ElecDHW-ElecDry-Tier3 | DEER2018 | D17 v3 |  | Any | MFm | 1975 | CZ05 | rDXGF | Household | 1 | 1070.2 | None | 510 | 0.071 | -2.93 | 246 | 0.034 | -1.65 | 510 | 0.071 | -2.93 | 246 | 0.034 | -1.65 | DEER:Res:ClothesDishWasher | Annual | 1719 |  | Appl-CW-Top-ElecDHW-ElecDry-Tier3DEER2018 | Appl-CW-Top-ElecDHW-ElecDry-Tier3AnyMFm1975CZ05DEER2018 | 10607
Appl-CW-Top-ElecDHW-ElecDry-Tier3 | DEER2018 | D17 v3 |  | Any | DMo | MH85 | CZ16 | rDXGF | Household | 1 | 1242 | None | 521 | 0.08 | -3.54 | 251 | 0.039 | -2 | 521 | 0.08 | -3.54 | 251 | 0.039 | -2 | DEER:Res:ClothesDishWasher | Annual | 1719 |  | Appl-CW-Top-ElecDHW-ElecDry-Tier3DEER2018 | Appl-CW-Top-ElecDHW-ElecDry-Tier3AnyDMoMH85CZ16DEER2018 | 10608
Appl-CW-Top-ElecDHW-ElecDry-Tier3 | DEER2018 | D17 v3 |  | Any | SFm | 2011 | CZ16 | rDXGF | Household | 1 | 2295.6 | None | 650 | 0.097 | -2.73 | 314 | 0.048 | -1.55 | 650 | 0.097 | -2.73 | 314 | 0.048 | -1.55 | DEER:Res:ClothesDishWasher | Annual | 1719 |  | Appl-CW-Top-ElecDHW-ElecDry-Tier3DEER2018 | Appl-CW-Top-ElecDHW-ElecDry-Tier3AnySFm2011CZ16DEER2018 | 10609
Appl-CW-Top-ElecDHW-ElecDry-Tier3 | DEER2018 | D17 v3 |  | Any | MFm | 2007 | CZ13 | rDXGF | Household | 1 | 1073.2 | None | 512 | 0.073 | -1.71 | 250 | 0.036 | -0.96 | 512 | 0.073 | -1.71 | 250 | 0.036 | -0.96 | DEER:Res:ClothesDishWasher | Annual | 1719 |  | Appl-CW-Top-ElecDHW-ElecDry-Tier3DEER2018 | Appl-CW-Top-ElecDHW-ElecDry-Tier3AnyMFm2007CZ13DEER2018 | 10610
Appl-CW-Top-ElecDHW-ElecDry-Tier3 | DEER2018 | D17 v3 |  | Any | MFm | 2015 | CZ02 | rDXGF | Household | 1 | 1073.2 | None | 515 | 0.076 | -1.64 | 249 | 0.037 | -0.98 | 515 | 0.076 | -1.64 | 249 | 0.037 | -0.98 | DEER:Res:ClothesDishWasher | Annual | 1719 |  | Appl-CW-Top-ElecDHW-ElecDry-Tier3DEER2018 | Appl-CW-Top-ElecDHW-ElecDry-Tier3AnyMFm2015CZ02DEER2018 | 10611
Appl-CW-Top-ElecDHW-ElecDry-Tier3 | DEER2018 | D17 v3 |  | Any | MFm | 2007 | CZ12 | rDXGF | Household | 1 | 1073.2 | None | 515 | 0.075 | -1.63 | 251 | 0.037 | -0.92 | 515 | 0.075 | -1.63 | 251 | 0.037 | -0.92 | DEER:Res:ClothesDishWasher | Annual | 1719 |  | Appl-CW-Top-ElecDHW-ElecDry-Tier3DEER2018 | Appl-CW-Top-ElecDHW-ElecDry-Tier3AnyMFm2007CZ12DEER2018 | 10612
Appl-CW-Top-ElecDHW-ElecDry-Tier3 | DEER2018 | D17 v3 |  | Any | SFm | 2011 | CZ11 | rDXGF | Household | 1 | 1948.8 | None | 638 | 0.092 | -3.44 | 312 | 0.046 | -1.92 | 638 | 0.092 | -3.44 | 312 | 0.046 | -1.92 | DEER:Res:ClothesDishWasher | Annual | 1719 |  | Appl-CW-Top-ElecDHW-ElecDry-Tier3DEER2018 | Appl-CW-Top-ElecDHW-ElecDry-Tier3AnySFm2011CZ11DEER2018 | 10613
Appl-CW-Top-ElecDHW-ElecDry-Tier3 | DEER2018 | D17 v3 |  | Any | DMo | MH85 | CZ11 | rDXGF | Household | 1 | 1242 | None | 516 | 0.079 | -2.71 | 253 | 0.039 | -1.51 | 516 | 0.079 | -2.71 | 253 | 0.039 | -1.51 | DEER:Res:ClothesDishWasher | Annual | 1719 |  | Appl-CW-Top-ElecDHW-ElecDry-Tier3DEER2018 | Appl-CW-Top-ElecDHW-ElecDry-Tier3AnyDMoMH85CZ11DEER2018 | 10614
Appl-CW-Top-ElecDHW-ElecDry-Tier3 | DEER2018 | D17 v3 |  | Any | DMo | MH72 | CZ10 | rDXGF | Household | 1 | 1196 | None | 516 | 0.08 | -1.64 | 253 | 0.041 | -0.92 | 516 | 0.08 | -1.64 | 253 | 0.041 | -0.92 | DEER:Res:ClothesDishWasher | Annual | 1719 |  | Appl-CW-Top-ElecDHW-ElecDry-Tier3DEER2018 | Appl-CW-Top-ElecDHW-ElecDry-Tier3AnyDMoMH72CZ10DEER2018 | 10615
Appl-CW-Top-ElecDHW-ElecDry-Tier3 | DEER2018 | D17 v3 |  | Any | SFm | 2007 | CZ08 | rDXGF | Household | 1 | 2392.9 | None | 640 | 0.091 | -2.18 | 314 | 0.045 | -1.22 | 640 | 0.091 | -2.18 | 314 | 0.045 | -1.22 | DEER:Res:ClothesDishWasher | Annual | 1719 |  | Appl-CW-Top-ElecDHW-ElecDry-Tier3DEER2018 | Appl-CW-Top-ElecDHW-ElecDry-Tier3AnySFm2007CZ08DEER2018 | 10616
Appl-CW-Top-ElecDHW-ElecDry-Tier3 | DEER2018 | D17 v3 |  | Any | MFm | 2015 | CZ01 | rDXGF | Household | 1 | 998.7 | None | 516 | 0.072 | -2.67 | 248 | 0.035 | -1.4 | 516 | 0.072 | -2.67 | 248 | 0.035 | -1.4 | DEER:Res:ClothesDishWasher | Annual | 1719 |  | Appl-CW-Top-ElecDHW-ElecDry-Tier3DEER2018 | Appl-CW-Top-ElecDHW-ElecDry-Tier3AnyMFm2015CZ01DEER2018 | 10617
Appl-CW-Top-ElecDHW-ElecDry-Tier3 | DEER2018 | D17 v3 |  | Any | SFm | 1996 | CZ07 | rDXGF | Household | 1 | 2297 | None | 642 | 0.129 | -0.6 | 314 | 0.073 | -0.64 | 642 | 0.129 | -0.6 | 314 | 0.073 | -0.64 | DEER:Res:ClothesDishWasher | Annual | 1719 |  | Appl-CW-Top-ElecDHW-ElecDry-Tier3DEER2018 | Appl-CW-Top-ElecDHW-ElecDry-Tier3AnySFm1996CZ07DEER2018 | 10618
Appl-CW-Top-ElecDHW-ElecDry-Tier3 | DEER2018 | D17 v3 |  | Any | DMo | MH72 | CZ08 | rDXGF | Household | 1 | 1196 | None | 517 | 0.079 | -1.52 | 253 | 0.039 | -0.86 | 517 | 0.079 | -1.52 | 253 | 0.039 | -0.86 | DEER:Res:ClothesDishWasher | Annual | 1719 |  | Appl-CW-Top-ElecDHW-ElecDry-Tier3DEER2018 | Appl-CW-Top-ElecDHW-ElecDry-Tier3AnyDMoMH72CZ08DEER2018 | 10619
Appl-CW-Top-ElecDHW-ElecDry-Tier3 | DEER2018 | D17 v3 |  | Any | MFm | 2007 | CZ03 | rDXGF | Household | 1 | 998.7 | None | 509 | 0.073 | -2.31 | 246 | 0.036 | -1.31 | 509 | 0.073 | -2.31 | 246 | 0.036 | -1.31 | DEER:Res:ClothesDishWasher | Annual | 1719 |  | Appl-CW-Top-ElecDHW-ElecDry-Tier3DEER2018 | Appl-CW-Top-ElecDHW-ElecDry-Tier3AnyMFm2007CZ03DEER2018 | 10620
Appl-CW-Top-ElecDHW-ElecDry-Tier3 | DEER2018 | D17 v3 |  | Any | SFm | 1975 | CZ01 | rDXGF | Household | 1 | 1591 | None | 638 | 0.088 | -4.37 | 306 | 0.043 | -2.48 | 638 | 0.088 | -4.37 | 306 | 0.043 | -2.48 | DEER:Res:ClothesDishWasher | Annual | 1719 |  | Appl-CW-Top-ElecDHW-ElecDry-Tier3DEER2018 | Appl-CW-Top-ElecDHW-ElecDry-Tier3AnySFm1975CZ01DEER2018 | 10621
Appl-CW-Top-ElecDHW-ElecDry-Tier3 | DEER2018 | D17 v3 |  | Any | DMo | MH15 | CZ09 | rDXGF | Household | 1 | 1242 | None | 512 | 0.075 | -1.71 | 251 | 0.038 | -0.96 | 512 | 0.075 | -1.71 | 251 | 0.038 | -0.96 | DEER:Res:ClothesDishWasher | Annual | 1719 |  | Appl-CW-Top-ElecDHW-ElecDry-Tier3DEER2018 | Appl-CW-Top-ElecDHW-ElecDry-Tier3AnyDMoMH15CZ09DEER2018 | 10622
Appl-CW-Top-ElecDHW-ElecDry-Tier3 | DEER2018 | D17 v3 |  | Any | MFm | 2011 | CZ06 | rDXGF | Household | 1 | 1206 | None | 512 | 0.077 | -1.48 | 249 | 0.038 | -0.8 | 512 | 0.077 | -1.48 | 249 | 0.038 | -0.8 | DEER:Res:ClothesDishWasher | Annual | 1719 |  | Appl-CW-Top-ElecDHW-ElecDry-Tier3DEER2018 | Appl-CW-Top-ElecDHW-ElecDry-Tier3AnyMFm2011CZ06DEER2018 | 10623
Appl-CW-Top-ElecDHW-ElecDry-Tier3 | DEER2018 | D17 v3 |  | Any | MFm | 1985 | CZ01 | rDXGF | Household | 1 | 1152 | None | 514 | 0.071 | -3.78 | 247 | 0.034 | -2.13 | 514 | 0.071 | -3.78 | 247 | 0.034 | -2.13 | DEER:Res:ClothesDishWasher | Annual | 1719 |  | Appl-CW-Top-ElecDHW-ElecDry-Tier3DEER2018 | Appl-CW-Top-ElecDHW-ElecDry-Tier3AnyMFm1985CZ01DEER2018 | 10624
Appl-CW-Top-ElecDHW-ElecDry-Tier3 | DEER2018 | D17 v3 |  | Any | MFm | 2003 | CZ01 | rDXGF | Household | 1 | 998.7 | None | 515 | 0.071 | -2.71 | 247 | 0.034 | -1.52 | 515 | 0.071 | -2.71 | 247 | 0.034 | -1.52 | DEER:Res:ClothesDishWasher | Annual | 1719 |  | Appl-CW-Top-ElecDHW-ElecDry-Tier3DEER2018 | Appl-CW-Top-ElecDHW-ElecDry-Tier3AnyMFm2003CZ01DEER2018 | 10625
Appl-CW-Top-ElecDHW-ElecDry-Tier3 | DEER2018 | D17 v3 |  | Any | SFm | 2007 | CZ10 | rDXGF | Household | 1 | 1948.8 | None | 639 | 0.09 | -3.12 | 312 | 0.044 | -1.77 | 639 | 0.09 | -3.12 | 312 | 0.044 | -1.77 | DEER:Res:ClothesDishWasher | Annual | 1719 |  | Appl-CW-Top-ElecDHW-ElecDry-Tier3DEER2018 | Appl-CW-Top-ElecDHW-ElecDry-Tier3AnySFm2007CZ10DEER2018 | 10626
Appl-CW-Top-ElecDHW-ElecDry-Tier3 | DEER2018 | D17 v3 |  | Any | DMo | MH00 | CZ11 | rDXGF | Household | 1 | 1242 | None | 516 | 0.081 | -2.55 | 252 | 0.041 | -1.44 | 516 | 0.081 | -2.55 | 252 | 0.041 | -1.44 | DEER:Res:ClothesDishWasher | Annual | 1719 |  | Appl-CW-Top-ElecDHW-ElecDry-Tier3DEER2018 | Appl-CW-Top-ElecDHW-ElecDry-Tier3AnyDMoMH00CZ11DEER2018 | 10627
Appl-CW-Top-ElecDHW-ElecDry-Tier3 | DEER2018 | D17 v3 |  | Any | MFm | 2007 | CZ15 | rDXGF | Household | 1 | 1094.6 | None | 503 | 0.071 | -0.77 | 249 | 0.035 | -0.43 | 503 | 0.071 | -0.77 | 249 | 0.035 | -0.43 | DEER:Res:ClothesDishWasher | Annual | 1719 |  | Appl-CW-Top-ElecDHW-ElecDry-Tier3DEER2018 | Appl-CW-Top-ElecDHW-ElecDry-Tier3AnyMFm2007CZ15DEER2018 | 10628
Appl-CW-Top-ElecDHW-ElecDry-Tier3 | DEER2018 | D17 v3 |  | Any | SFm | 1996 | CZ09 | rDXGF | Household | 1 | 2186 | None | 641 | 0.095 | -2.53 | 314 | 0.047 | -1.41 | 641 | 0.095 | -2.53 | 314 | 0.047 | -1.41 | DEER:Res:ClothesDishWasher | Annual | 1719 |  | Appl-CW-Top-ElecDHW-ElecDry-Tier3DEER2018 | Appl-CW-Top-ElecDHW-ElecDry-Tier3AnySFm1996CZ09DEER2018 | 10629
Appl-CW-Top-ElecDHW-ElecDry-Tier3 | DEER2018 | D17 v3 |  | Any | DMo | MH15 | CZ07 | rDXGF | Household | 1 | 1242 | None | 516 | 0.075 | -0.99 | 252 | 0.037 | -0.54 | 516 | 0.075 | -0.99 | 252 | 0.037 | -0.54 | DEER:Res:ClothesDishWasher | Annual | 1719 |  | Appl-CW-Top-ElecDHW-ElecDry-Tier3DEER2018 | Appl-CW-Top-ElecDHW-ElecDry-Tier3AnyDMoMH15CZ07DEER2018 | 10630
Appl-CW-Top-ElecDHW-ElecDry-Tier3 | DEER2018 | D17 v3 |  | Any | DMo | MH06 | CZ11 | rDXGF | Household | 1 | 1242 | None | 512 | 0.08 | -2.12 | 251 | 0.04 | -1.18 | 512 | 0.08 | -2.12 | 251 | 0.04 | -1.18 | DEER:Res:ClothesDishWasher | Annual | 1719 |  | Appl-CW-Top-ElecDHW-ElecDry-Tier3DEER2018 | Appl-CW-Top-ElecDHW-ElecDry-Tier3AnyDMoMH06CZ11DEER2018 | 10631
Appl-CW-Top-ElecDHW-ElecDry-Tier3 | DEER2018 | D17 v3 |  | Any | SFm | 1975 | CZ02 | rDXGF | Household | 1 | 1591 | None | 638 | 0.112 | -4.12 | 309 | 0.057 | -2.31 | 638 | 0.112 | -4.12 | 309 | 0.057 | -2.31 | DEER:Res:ClothesDishWasher | Annual | 1719 |  | Appl-CW-Top-ElecDHW-ElecDry-Tier3DEER2018 | Appl-CW-Top-ElecDHW-ElecDry-Tier3AnySFm1975CZ02DEER2018 | 10632
Appl-CW-Top-ElecDHW-ElecDry-Tier3 | DEER2018 | D17 v3 |  | Any | MFm | 2003 | CZ02 | rDXGF | Household | 1 | 1073.2 | None | 513 | 0.078 | -1.89 | 249 | 0.04 | -0.86 | 513 | 0.078 | -1.89 | 249 | 0.04 | -0.86 | DEER:Res:ClothesDishWasher | Annual | 1719 |  | Appl-CW-Top-ElecDHW-ElecDry-Tier3DEER2018 | Appl-CW-Top-ElecDHW-ElecDry-Tier3AnyMFm2003CZ02DEER2018 | 10633
Appl-CW-Top-ElecDHW-ElecDry-Tier3 | DEER2018 | D17 v3 |  | Any | MFm | 2017 | CZ09 | rDXGF | Household | 1 | 1126.6 | None | 510 | 0.075 | -1.22 | 249 | 0.037 | -0.69 | 510 | 0.075 | -1.22 | 249 | 0.037 | -0.69 | DEER:Res:ClothesDishWasher | Annual | 1719 |  | Appl-CW-Top-ElecDHW-ElecDry-Tier3DEER2018 | Appl-CW-Top-ElecDHW-ElecDry-Tier3AnyMFm2017CZ09DEER2018 | 10634
Appl-CW-Top-ElecDHW-ElecDry-Tier3 | DEER2018 | D17 v3 |  | Any | MFm | 1985 | CZ02 | rDXGF | Household | 1 | 1152 | None | 514 | 0.082 | -2.14 | 249 | 0.041 | -1.18 | 514 | 0.082 | -2.14 | 249 | 0.041 | -1.18 | DEER:Res:ClothesDishWasher | Annual | 1719 |  | Appl-CW-Top-ElecDHW-ElecDry-Tier3DEER2018 | Appl-CW-Top-ElecDHW-ElecDry-Tier3AnyMFm1985CZ02DEER2018 | 10635
Appl-CW-Top-ElecDHW-ElecDry-Tier3 | DEER2018 | D17 v3 |  | Any | DMo | MH00 | CZ16 | rDXGF | Household | 1 | 1242 | None | 522 | 0.087 | -2.63 | 252 | 0.044 | -1.47 | 522 | 0.087 | -2.63 | 252 | 0.044 | -1.47 | DEER:Res:ClothesDishWasher | Annual | 1719 |  | Appl-CW-Top-ElecDHW-ElecDry-Tier3DEER2018 | Appl-CW-Top-ElecDHW-ElecDry-Tier3AnyDMoMH00CZ16DEER2018 | 10636
Appl-CW-Top-ElecDHW-ElecDry-Tier3 | DEER2018 | D17 v3 |  | Any | MFm | 2017 | CZ07 | rDXGF | Household | 1 | 1206 | None | 514 | 0.075 | -1.28 | 251 | 0.037 | -0.72 | 514 | 0.075 | -1.28 | 251 | 0.037 | -0.72 | DEER:Res:ClothesDishWasher | Annual | 1719 |  | Appl-CW-Top-ElecDHW-ElecDry-Tier3DEER2018 | Appl-CW-Top-ElecDHW-ElecDry-Tier3AnyMFm2017CZ07DEER2018 | 10637
Appl-CW-Top-ElecDHW-ElecDry-Tier3 | DEER2018 | D17 v3 |  | Any | SFm | 2015 | CZ05 | rDXGF | Household | 1 | 2295.6 | None | 636 | 0.098 | -3.86 | 307 | 0.048 | -2.16 | 636 | 0.098 | -3.86 | 307 | 0.048 | -2.16 | DEER:Res:ClothesDishWasher | Annual | 1719 |  | Appl-CW-Top-ElecDHW-ElecDry-Tier3DEER2018 | Appl-CW-Top-ElecDHW-ElecDry-Tier3AnySFm2015CZ05DEER2018 | 10638
Appl-CW-Top-ElecDHW-ElecDry-Tier3 | DEER2018 | D17 v3 |  | Any | SFm | 2007 | CZ04 | rDXGF | Household | 1 | 2295.6 | None | 639 | 0.099 | -3.4 | 311 | 0.049 | -1.91 | 639 | 0.099 | -3.4 | 311 | 0.049 | -1.91 | DEER:Res:ClothesDishWasher | Annual | 1719 |  | Appl-CW-Top-ElecDHW-ElecDry-Tier3DEER2018 | Appl-CW-Top-ElecDHW-ElecDry-Tier3AnySFm2007CZ04DEER2018 | 10639
Appl-CW-Top-ElecDHW-ElecDry-Tier3 | DEER2018 | D17 v3 |  | Any | SFm | 2007 | CZ14 | rDXGF | Household | 1 | 2160.9 | None | 641 | 0.09 | -3.66 | 313 | 0.045 | -2.05 | 641 | 0.09 | -3.66 | 313 | 0.045 | -2.05 | DEER:Res:ClothesDishWasher | Annual | 1719 |  | Appl-CW-Top-ElecDHW-ElecDry-Tier3DEER2018 | Appl-CW-Top-ElecDHW-ElecDry-Tier3AnySFm2007CZ14DEER2018 | 10640
Appl-CW-Top-ElecDHW-ElecDry-Tier3 | DEER2018 | D17 v3 |  | Any | DMo | MH06 | CZ16 | rDXGF | Household | 1 | 1242 | None | 518 | 0.079 | -2.55 | 250 | 0.039 | -1.43 | 518 | 0.079 | -2.55 | 250 | 0.039 | -1.43 | DEER:Res:ClothesDishWasher | Annual | 1719 |  | Appl-CW-Top-ElecDHW-ElecDry-Tier3DEER2018 | Appl-CW-Top-ElecDHW-ElecDry-Tier3AnyDMoMH06CZ16DEER2018 | 10641
Appl-CW-Top-ElecDHW-ElecDry-Tier3 | DEER2018 | D17 v3 |  | Any | MFm | 2015 | CZ07 | rDXGF | Household | 1 | 1206 | None | 514 | 0.074 | -1.29 | 251 | 0.036 | -0.73 | 514 | 0.074 | -1.29 | 251 | 0.036 | -0.73 | DEER:Res:ClothesDishWasher | Annual | 1719 |  | Appl-CW-Top-ElecDHW-ElecDry-Tier3DEER2018 | Appl-CW-Top-ElecDHW-ElecDry-Tier3AnyMFm2015CZ07DEER2018 | 10642
Appl-CW-Top-ElecDHW-ElecDry-Tier3 | DEER2018 | D17 v3 |  | Any | SFm | 2017 | CZ05 | rDXGF | Household | 1 | 2295.6 | None | 635 | 0.099 | -3.74 | 307 | 0.049 | -2.03 | 635 | 0.099 | -3.74 | 307 | 0.049 | -2.03 | DEER:Res:ClothesDishWasher | Annual | 1719 |  | Appl-CW-Top-ElecDHW-ElecDry-Tier3DEER2018 | Appl-CW-Top-ElecDHW-ElecDry-Tier3AnySFm2017CZ05DEER2018 | 10643
Appl-CW-Top-ElecDHW-ElecDry-Tier3 | DEER2018 | D17 v3 |  | Any | DMo | MH00 | CZ08 | rDXGF | Household | 1 | 1242 | None | 515 | 0.079 | -1.96 | 253 | 0.04 | -1.1 | 515 | 0.079 | -1.96 | 253 | 0.04 | -1.1 | DEER:Res:ClothesDishWasher | Annual | 1719 |  | Appl-CW-Top-ElecDHW-ElecDry-Tier3DEER2018 | Appl-CW-Top-ElecDHW-ElecDry-Tier3AnyDMoMH00CZ08DEER2018 | 10644
Appl-CW-Top-ElecDHW-ElecDry-Tier3 | DEER2018 | D17 v3 |  | Any | DMo | MH06 | CZ08 | rDXGF | Household | 1 | 1242 | None | 517 | 0.076 | -1.35 | 253 | 0.038 | -0.78 | 517 | 0.076 | -1.35 | 253 | 0.038 | -0.78 | DEER:Res:ClothesDishWasher | Annual | 1719 |  | Appl-CW-Top-ElecDHW-ElecDry-Tier3DEER2018 | Appl-CW-Top-ElecDHW-ElecDry-Tier3AnyDMoMH06CZ08DEER2018 | 10645
Appl-CW-Top-ElecDHW-ElecDry-Tier3 | DEER2018 | D17 v3 |  | Any | MFm | 2011 | CZ15 | rDXGF | Household | 1 | 1094.6 | None | 502 | 0.072 | -0.74 | 249 | 0.036 | -0.41 | 502 | 0.072 | -0.74 | 249 | 0.036 | -0.41 | DEER:Res:ClothesDishWasher | Annual | 1719 |  | Appl-CW-Top-ElecDHW-ElecDry-Tier3DEER2018 | Appl-CW-Top-ElecDHW-ElecDry-Tier3AnyMFm2011CZ15DEER2018 | 10646
Appl-CW-Top-ElecDHW-ElecDry-Tier3 | DEER2018 | D17 v3 |  | Any | DMo | MH85 | CZ10 | rDXGF | Household | 1 | 1242 | None | 517 | 0.08 | -1.98 | 254 | 0.04 | -1.12 | 517 | 0.08 | -1.98 | 254 | 0.04 | -1.12 | DEER:Res:ClothesDishWasher | Annual | 1719 |  | Appl-CW-Top-ElecDHW-ElecDry-Tier3DEER2018 | Appl-CW-Top-ElecDHW-ElecDry-Tier3AnyDMoMH85CZ10DEER2018 | 10647
Appl-CW-Top-ElecDHW-ElecDry-Tier3 | DEER2018 | D17 v3 |  | Any | SFm | 2011 | CZ10 | rDXGF | Household | 1 | 1948.8 | None | 639 | 0.091 | -3.05 | 313 | 0.045 | -1.7 | 639 | 0.091 | -3.05 | 313 | 0.045 | -1.7 | DEER:Res:ClothesDishWasher | Annual | 1719 |  | Appl-CW-Top-ElecDHW-ElecDry-Tier3DEER2018 | Appl-CW-Top-ElecDHW-ElecDry-Tier3AnySFm2011CZ10DEER2018 | 10648
Appl-CW-Top-ElecDHW-ElecDry-Tier3 | DEER2018 | D17 v3 |  | Any | MFm | 2007 | CZ06 | rDXGF | Household | 1 | 1206 | None | 510 | 0.074 | -1.72 | 248 | 0.036 | -1.03 | 510 | 0.074 | -1.72 | 248 | 0.036 | -1.03 | DEER:Res:ClothesDishWasher | Annual | 1719 |  | Appl-CW-Top-ElecDHW-ElecDry-Tier3DEER2018 | Appl-CW-Top-ElecDHW-ElecDry-Tier3AnyMFm2007CZ06DEER2018 | 10649
Appl-CW-Top-ElecDHW-ElecDry-Tier3 | DEER2018 | D17 v3 |  | Any | DMo | MH72 | CZ11 | rDXGF | Household | 1 | 1196 | None | 516 | 0.081 | -2.09 | 253 | 0.041 | -1.16 | 516 | 0.081 | -2.09 | 253 | 0.041 | -1.16 | DEER:Res:ClothesDishWasher | Annual | 1719 |  | Appl-CW-Top-ElecDHW-ElecDry-Tier3DEER2018 | Appl-CW-Top-ElecDHW-ElecDry-Tier3AnyDMoMH72CZ11DEER2018 | 10650
Appl-CW-Top-ElecDHW-ElecDry-Tier3 | DEER2018 | D17 v3 |  | Any | MFm | 2011 | CZ03 | rDXGF | Household | 1 | 998.7 | None | 509 | 0.073 | -2.42 | 246 | 0.036 | -1.49 | 509 | 0.073 | -2.42 | 246 | 0.036 | -1.49 | DEER:Res:ClothesDishWasher | Annual | 1719 |  | Appl-CW-Top-ElecDHW-ElecDry-Tier3DEER2018 | Appl-CW-Top-ElecDHW-ElecDry-Tier3AnyMFm2011CZ03DEER2018 | 10651
Appl-CW-Top-ElecDHW-ElecDry-Tier3 | DEER2018 | D17 v3 |  | Any | MFm | 2015 | CZ09 | rDXGF | Household | 1 | 1126.6 | None | 511 | 0.076 | -1.29 | 250 | 0.038 | -0.71 | 511 | 0.076 | -1.29 | 250 | 0.038 | -0.71 | DEER:Res:ClothesDishWasher | Annual | 1719 |  | Appl-CW-Top-ElecDHW-ElecDry-Tier3DEER2018 | Appl-CW-Top-ElecDHW-ElecDry-Tier3AnyMFm2015CZ09DEER2018 | 10652
Appl-CW-Top-ElecDHW-ElecDry-Tier3 | DEER2018 | D17 v3 |  | Any | DMo | MH85 | CZ14 | rDXGF | Household | 1 | 1242 | None | 520 | 0.077 | -2.71 | 254 | 0.038 | -1.51 | 520 | 0.077 | -2.71 | 254 | 0.038 | -1.51 | DEER:Res:ClothesDishWasher | Annual | 1719 |  | Appl-CW-Top-ElecDHW-ElecDry-Tier3DEER2018 | Appl-CW-Top-ElecDHW-ElecDry-Tier3AnyDMoMH85CZ14DEER2018 | 10653
Appl-CW-Top-ElecDHW-ElecDry-Tier3 | DEER2018 | D17 v3 |  | Any | SFm | 2011 | CZ14 | rDXGF | Household | 1 | 2160.9 | None | 644 | 0.091 | -3.46 | 316 | 0.046 | -1.92 | 644 | 0.091 | -3.46 | 316 | 0.046 | -1.92 | DEER:Res:ClothesDishWasher | Annual | 1719 |  | Appl-CW-Top-ElecDHW-ElecDry-Tier3DEER2018 | Appl-CW-Top-ElecDHW-ElecDry-Tier3AnySFm2011CZ14DEER2018 | 10654
Appl-CW-Top-ElecDHW-ElecDry-Tier3 | DEER2018 | D17 v3 |  | Any | SFm | 2011 | CZ04 | rDXGF | Household | 1 | 2295.6 | None | 640 | 0.102 | -3.32 | 311 | 0.052 | -1.86 | 640 | 0.102 | -3.32 | 311 | 0.052 | -1.86 | DEER:Res:ClothesDishWasher | Annual | 1719 |  | Appl-CW-Top-ElecDHW-ElecDry-Tier3DEER2018 | Appl-CW-Top-ElecDHW-ElecDry-Tier3AnySFm2011CZ04DEER2018 | 10655
Appl-CW-Top-ElecDHW-ElecDry-Tier3 | DEER2018 | D17 v3 |  | Any | DMo | MH85 | CZ04 | rDXGF | Household | 1 | 1242 | None | 518 | 0.085 | -2.75 | 252 | 0.04 | -1.54 | 518 | 0.085 | -2.75 | 252 | 0.04 | -1.54 | DEER:Res:ClothesDishWasher | Annual | 1719 |  | Appl-CW-Top-ElecDHW-ElecDry-Tier3DEER2018 | Appl-CW-Top-ElecDHW-ElecDry-Tier3AnyDMoMH85CZ04DEER2018 | 10656
Appl-CW-Top-ElecDHW-ElecDry-Tier3 | DEER2018 | D17 v3 |  | Any | MFm | 1996 | CZ05 | rDXGF | Household | 1 | 981.6 | None | 512 | 0.071 | -2.26 | 247 | 0.035 | -1.28 | 512 | 0.071 | -2.26 | 247 | 0.035 | -1.28 | DEER:Res:ClothesDishWasher | Annual | 1719 |  | Appl-CW-Top-ElecDHW-ElecDry-Tier3DEER2018 | Appl-CW-Top-ElecDHW-ElecDry-Tier3AnyMFm1996CZ05DEER2018 | 10657
Appl-CW-Top-ElecDHW-ElecDry-Tier3 | DEER2018 | D17 v3 |  | Any | DMo | MH72 | CZ16 | rDXGF | Household | 1 | 1196 | None | 524 | 0.08 | -2.92 | 253 | 0.04 | -1.65 | 524 | 0.08 | -2.92 | 253 | 0.04 | -1.65 | DEER:Res:ClothesDishWasher | Annual | 1719 |  | Appl-CW-Top-ElecDHW-ElecDry-Tier3DEER2018 | Appl-CW-Top-ElecDHW-ElecDry-Tier3AnyDMoMH72CZ16DEER2018 | 10658
Appl-CW-Top-ElecDHW-ElecDry-Tier3 | DEER2018 | D17 v3 |  | Any | DMo | MH15 | CZ15 | rDXGF | Household | 1 | 1242 | None | 506 | 0.073 | -0.88 | 252 | 0.037 | -0.49 | 506 | 0.073 | -0.88 | 252 | 0.037 | -0.49 | DEER:Res:ClothesDishWasher | Annual | 1719 |  | Appl-CW-Top-ElecDHW-ElecDry-Tier3DEER2018 | Appl-CW-Top-ElecDHW-ElecDry-Tier3AnyDMoMH15CZ15DEER2018 | 10659
Appl-CW-Top-ElecDHW-ElecDry-Tier3 | DEER2018 | D17 v3 |  | Any | SFm | 2017 | CZ14 | rDXGF | Household | 1 | 2160.9 | None | 639 | 0.09 | -3.66 | 312 | 0.045 | -2.04 | 639 | 0.09 | -3.66 | 312 | 0.045 | -2.04 | DEER:Res:ClothesDishWasher | Annual | 1719 |  | Appl-CW-Top-ElecDHW-ElecDry-Tier3DEER2018 | Appl-CW-Top-ElecDHW-ElecDry-Tier3AnySFm2017CZ14DEER2018 | 10660
Appl-CW-Top-ElecDHW-ElecDry-Tier3 | DEER2018 | D17 v3 |  | Any | MFm | 1996 | CZ10 | rDXGF | Household | 1 | 1093.6 | None | 508 | 0.084 | -1.69 | 248 | 0.042 | -1.03 | 508 | 0.084 | -1.69 | 248 | 0.042 | -1.03 | DEER:Res:ClothesDishWasher | Annual | 1719 |  | Appl-CW-Top-ElecDHW-ElecDry-Tier3DEER2018 | Appl-CW-Top-ElecDHW-ElecDry-Tier3AnyMFm1996CZ10DEER2018 | 10661
Appl-CW-Top-ElecDHW-ElecDry-Tier3 | DEER2018 | D17 v3 |  | Any | SFm | 2017 | CZ04 | rDXGF | Household | 1 | 2295.6 | None | 637 | 0.097 | -3.3 | 310 | 0.049 | -1.85 | 637 | 0.097 | -3.3 | 310 | 0.049 | -1.85 | DEER:Res:ClothesDishWasher | Annual | 1719 |  | Appl-CW-Top-ElecDHW-ElecDry-Tier3DEER2018 | Appl-CW-Top-ElecDHW-ElecDry-Tier3AnySFm2017CZ04DEER2018 | 10662
Appl-CW-Top-ElecDHW-ElecDry-Tier3 | DEER2018 | D17 v3 |  | Any | MFm | 2007 | CZ07 | rDXGF | Household | 1 | 1206 | None | 512 | 0.072 | -1.66 | 249 | 0.035 | -1 | 512 | 0.072 | -1.66 | 249 | 0.035 | -1 | DEER:Res:ClothesDishWasher | Annual | 1719 |  | Appl-CW-Top-ElecDHW-ElecDry-Tier3DEER2018 | Appl-CW-Top-ElecDHW-ElecDry-Tier3AnyMFm2007CZ07DEER2018 | 10663
Appl-CW-Top-ElecDHW-ElecDry-Tier3 | DEER2018 | D17 v3 |  | Any | SFm | 1996 | CZ03 | rDXGF | Household | 1 | 2193 | None | 633 | 0.096 | -3.89 | 306 | 0.043 | -2.16 | 633 | 0.096 | -3.89 | 306 | 0.043 | -2.16 | DEER:Res:ClothesDishWasher | Annual | 1719 |  | Appl-CW-Top-ElecDHW-ElecDry-Tier3DEER2018 | Appl-CW-Top-ElecDHW-ElecDry-Tier3AnySFm1996CZ03DEER2018 | 10664
Appl-CW-Top-ElecDHW-ElecDry-Tier3 | DEER2018 | D17 v3 |  | Any | MFm | 2007 | CZ09 | rDXGF | Household | 1 | 1126.6 | None | 510 | 0.076 | -1.41 | 249 | 0.038 | -0.79 | 510 | 0.076 | -1.41 | 249 | 0.038 | -0.79 | DEER:Res:ClothesDishWasher | Annual | 1719 |  | Appl-CW-Top-ElecDHW-ElecDry-Tier3DEER2018 | Appl-CW-Top-ElecDHW-ElecDry-Tier3AnyMFm2007CZ09DEER2018 | 10665
Appl-CW-Top-ElecDHW-ElecDry-Tier3 | DEER2018 | D17 v3 |  | Any | DMo | MH15 | CZ03 | rDXGF | Household | 1 | 1242 | None | 507 | 0.081 | -2.94 | 246 | 0.041 | -1.68 | 507 | 0.081 | -2.94 | 246 | 0.041 | -1.68 | DEER:Res:ClothesDishWasher | Annual | 1719 |  | Appl-CW-Top-ElecDHW-ElecDry-Tier3DEER2018 | Appl-CW-Top-ElecDHW-ElecDry-Tier3AnyDMoMH15CZ03DEER2018 | 10666
Appl-CW-Top-ElecDHW-ElecDry-Tier3 | DEER2018 | D17 v3 |  | Any | SFm | 2003 | CZ11 | rDXGF | Household | 1 | 1948.8 | None | 641 | 0.098 | -3.38 | 313 | 0.049 | -1.91 | 641 | 0.098 | -3.38 | 313 | 0.049 | -1.91 | DEER:Res:ClothesDishWasher | Annual | 1719 |  | Appl-CW-Top-ElecDHW-ElecDry-Tier3DEER2018 | Appl-CW-Top-ElecDHW-ElecDry-Tier3AnySFm2003CZ11DEER2018 | 10667
Appl-CW-Top-ElecDHW-ElecDry-Tier3 | DEER2018 | D17 v3 |  | Any | SFm | 1985 | CZ11 | rDXGF | Household | 1 | 1704 | None | 642 | 0.101 | -4.27 | 313 | 0.05 | -2.41 | 642 | 0.101 | -4.27 | 313 | 0.05 | -2.41 | DEER:Res:ClothesDishWasher | Annual | 1719 |  | Appl-CW-Top-ElecDHW-ElecDry-Tier3DEER2018 | Appl-CW-Top-ElecDHW-ElecDry-Tier3AnySFm1985CZ11DEER2018 | 10668
Appl-CW-Top-ElecDHW-ElecDry-Tier3 | DEER2018 | D17 v3 |  | Any | MFm | 2015 | CZ06 | rDXGF | Household | 1 | 1206 | None | 510 | 0.076 | -1.57 | 248 | 0.037 | -0.89 | 510 | 0.076 | -1.57 | 248 | 0.037 | -0.89 | DEER:Res:ClothesDishWasher | Annual | 1719 |  | Appl-CW-Top-ElecDHW-ElecDry-Tier3DEER2018 | Appl-CW-Top-ElecDHW-ElecDry-Tier3AnyMFm2015CZ06DEER2018 | 10669
Appl-CW-Top-ElecDHW-ElecDry-Tier3 | DEER2018 | D17 v3 |  | Any | SFm | 1996 | CZ15 | rDXGF | Household | 1 | 1758 | None | 635 | 0.093 | -1.74 | 315 | 0.047 | -0.96 | 635 | 0.093 | -1.74 | 315 | 0.047 | -0.96 | DEER:Res:ClothesDishWasher | Annual | 1719 |  | Appl-CW-Top-ElecDHW-ElecDry-Tier3DEER2018 | Appl-CW-Top-ElecDHW-ElecDry-Tier3AnySFm1996CZ15DEER2018 | 10670
Appl-CW-Top-ElecDHW-ElecDry-Tier3 | DEER2018 | D17 v3 |  | Any | MFm | 1975 | CZ11 | rDXGF | Household | 1 | 1098.9 | None | 512 | 0.078 | -2.09 | 250 | 0.039 | -1.18 | 512 | 0.078 | -2.09 | 250 | 0.039 | -1.18 | DEER:Res:ClothesDishWasher | Annual | 1719 |  | Appl-CW-Top-ElecDHW-ElecDry-Tier3DEER2018 | Appl-CW-Top-ElecDHW-ElecDry-Tier3AnyMFm1975CZ11DEER2018 | 10671
Appl-CW-Top-ElecDHW-ElecDry-Tier3 | DEER2018 | D17 v3 |  | Any | DMo | MH85 | CZ05 | rDXGF | Household | 1 | 1242 | None | 509 | 0.088 | -3.7 | 246 | 0.044 | -2.09 | 509 | 0.088 | -3.7 | 246 | 0.044 | -2.09 | DEER:Res:ClothesDishWasher | Annual | 1719 |  | Appl-CW-Top-ElecDHW-ElecDry-Tier3DEER2018 | Appl-CW-Top-ElecDHW-ElecDry-Tier3AnyDMoMH85CZ05DEER2018 | 10672
Appl-CW-Top-ElecDHW-ElecDry-Tier3 | DEER2018 | D17 v3 |  | Any | SFm | 2011 | CZ05 | rDXGF | Household | 1 | 2295.6 | None | 632 | 0.099 | -4.96 | 305 | 0.049 | -2.73 | 632 | 0.099 | -4.96 | 305 | 0.049 | -2.73 | DEER:Res:ClothesDishWasher | Annual | 1719 |  | Appl-CW-Top-ElecDHW-ElecDry-Tier3DEER2018 | Appl-CW-Top-ElecDHW-ElecDry-Tier3AnySFm2011CZ05DEER2018 | 10673
Appl-CW-Top-ElecDHW-ElecDry-Tier3 | DEER2018 | D17 v3 |  | Any | MFm | 2017 | CZ15 | rDXGF | Household | 1 | 1094.6 | None | 502 | 0.071 | -0.73 | 249 | 0.036 | -0.41 | 502 | 0.071 | -0.73 | 249 | 0.036 | -0.41 | DEER:Res:ClothesDishWasher | Annual | 1719 |  | Appl-CW-Top-ElecDHW-ElecDry-Tier3DEER2018 | Appl-CW-Top-ElecDHW-ElecDry-Tier3AnyMFm2017CZ15DEER2018 | 10674
Appl-CW-Top-ElecDHW-ElecDry-Tier3 | DEER2018 | D17 v3 |  | Any | SFm | 2003 | CZ16 | rDXGF | Household | 1 | 2295.6 | None | 648 | 0.1 | -2.86 | 312 | 0.049 | -1.61 | 648 | 0.1 | -2.86 | 312 | 0.049 | -1.61 | DEER:Res:ClothesDishWasher | Annual | 1719 |  | Appl-CW-Top-ElecDHW-ElecDry-Tier3DEER2018 | Appl-CW-Top-ElecDHW-ElecDry-Tier3AnySFm2003CZ16DEER2018 | 10675
Appl-CW-Top-ElecDHW-ElecDry-Tier3 | DEER2018 | D17 v3 |  | Any | MFm | 1996 | CZ14 | rDXGF | Household | 1 | 1086 | None | 518 | 0.073 | -1.65 | 254 | 0.036 | -0.91 | 518 | 0.073 | -1.65 | 254 | 0.036 | -0.91 | DEER:Res:ClothesDishWasher | Annual | 1719 |  | Appl-CW-Top-ElecDHW-ElecDry-Tier3DEER2018 | Appl-CW-Top-ElecDHW-ElecDry-Tier3AnyMFm1996CZ14DEER2018 | 10676
Appl-CW-Top-ElecDHW-ElecDry-Tier3 | DEER2018 | D17 v3 |  | Any | SFm | 2017 | CZ10 | rDXGF | Household | 1 | 1948.8 | None | 634 | 0.094 | -2.87 | 309 | 0.047 | -1.6 | 634 | 0.094 | -2.87 | 309 | 0.047 | -1.6 | DEER:Res:ClothesDishWasher | Annual | 1719 |  | Appl-CW-Top-ElecDHW-ElecDry-Tier3DEER2018 | Appl-CW-Top-ElecDHW-ElecDry-Tier3AnySFm2017CZ10DEER2018 | 10677
Appl-CW-Top-ElecDHW-ElecDry-Tier3 | DEER2018 | D17 v3 |  | Any | SFm | 1985 | CZ16 | rDXGF | Household | 1 | 1904 | None | 653 | 0.103 | -4.64 | 315 | 0.051 | -2.61 | 653 | 0.103 | -4.64 | 315 | 0.051 | -2.61 | DEER:Res:ClothesDishWasher | Annual | 1719 |  | Appl-CW-Top-ElecDHW-ElecDry-Tier3DEER2018 | Appl-CW-Top-ElecDHW-ElecDry-Tier3AnySFm1985CZ16DEER2018 | 10678
Appl-CW-Top-ElecDHW-ElecDry-Tier3 | DEER2018 | D17 v3 |  | Any | MFm | 1996 | CZ04 | rDXGF | Household | 1 | 981.6 | None | 510 | 0.075 | -1.52 | 248 | 0.036 | -0.87 | 510 | 0.075 | -1.52 | 248 | 0.036 | -0.87 | DEER:Res:ClothesDishWasher | Annual | 1719 |  | Appl-CW-Top-ElecDHW-ElecDry-Tier3DEER2018 | Appl-CW-Top-ElecDHW-ElecDry-Tier3AnyMFm1996CZ04DEER2018 | 10679
Appl-CW-Top-ElecDHW-ElecDry-Tier3 | DEER2018 | D17 v3 |  | Any | MFm | 2017 | CZ03 | rDXGF | Household | 1 | 998.7 | None | 510 | 0.073 | -1.94 | 247 | 0.036 | -1.12 | 510 | 0.073 | -1.94 | 247 | 0.036 | -1.12 | DEER:Res:ClothesDishWasher | Annual | 1719 |  | Appl-CW-Top-ElecDHW-ElecDry-Tier3DEER2018 | Appl-CW-Top-ElecDHW-ElecDry-Tier3AnyMFm2017CZ03DEER2018 | 10680
Appl-CW-Top-ElecDHW-ElecDry-Tier3 | DEER2018 | D17 v3 |  | Any | MFm | 1975 | CZ16 | rDXGF | Household | 1 | 1070.2 | None | 524 | 0.077 | -2.28 | 252 | 0.038 | -1.28 | 524 | 0.077 | -2.28 | 252 | 0.038 | -1.28 | DEER:Res:ClothesDishWasher | Annual | 1719 |  | Appl-CW-Top-ElecDHW-ElecDry-Tier3DEER2018 | Appl-CW-Top-ElecDHW-ElecDry-Tier3AnyMFm1975CZ16DEER2018 | 10681
Appl-CW-Top-ElecDHW-ElecDry-Tier3 | DEER2018 | D17 v3 |  | Any | SFm | 2015 | CZ10 | rDXGF | Household | 1 | 1948.8 | None | 633 | 0.093 | -3 | 309 | 0.046 | -1.69 | 633 | 0.093 | -3 | 309 | 0.046 | -1.69 | DEER:Res:ClothesDishWasher | Annual | 1719 |  | Appl-CW-Top-ElecDHW-ElecDry-Tier3DEER2018 | Appl-CW-Top-ElecDHW-ElecDry-Tier3AnySFm2015CZ10DEER2018 | 10682
Appl-CW-Top-ElecDHW-ElecDry-Tier3 | DEER2018 | D17 v3 |  | Any | SFm | 1985 | CZ08 | rDXGF | Household | 1 | 2064 | None | 642 | 0.096 | -2.95 | 313 | 0.048 | -1.66 | 642 | 0.096 | -2.95 | 313 | 0.048 | -1.66 | DEER:Res:ClothesDishWasher | Annual | 1719 |  | Appl-CW-Top-ElecDHW-ElecDry-Tier3DEER2018 | Appl-CW-Top-ElecDHW-ElecDry-Tier3AnySFm1985CZ08DEER2018 | 10683
Appl-CW-Top-ElecDHW-ElecDry-Tier3 | DEER2018 | D17 v3 |  | Any | DMo | MH15 | CZ06 | rDXGF | Household | 1 | 1242 | None | 511 | 0.075 | -2.14 | 249 | 0.037 | -1.24 | 511 | 0.075 | -2.14 | 249 | 0.037 | -1.24 | DEER:Res:ClothesDishWasher | Annual | 1719 |  | Appl-CW-Top-ElecDHW-ElecDry-Tier3DEER2018 | Appl-CW-Top-ElecDHW-ElecDry-Tier3AnyDMoMH15CZ06DEER2018 | 10684
Appl-CW-Top-ElecDHW-ElecDry-Tier3 | DEER2018 | D17 v3 |  | Any | SFm | 2003 | CZ08 | rDXGF | Household | 1 | 2392.9 | None | 647 | 0.093 | -2.23 | 317 | 0.046 | -1.24 | 647 | 0.093 | -2.23 | 317 | 0.046 | -1.24 | DEER:Res:ClothesDishWasher | Annual | 1719 |  | Appl-CW-Top-ElecDHW-ElecDry-Tier3DEER2018 | Appl-CW-Top-ElecDHW-ElecDry-Tier3AnySFm2003CZ08DEER2018 | 10685
Appl-CW-Top-ElecDHW-ElecDry-Tier3 | DEER2018 | D17 v3 |  | Any | MFm | 1975 | CZ08 | rDXGF | Household | 1 | 1047.7 | None | 512 | 0.079 | -1.28 | 250 | 0.04 | -0.72 | 512 | 0.079 | -1.28 | 250 | 0.04 | -0.72 | DEER:Res:ClothesDishWasher | Annual | 1719 |  | Appl-CW-Top-ElecDHW-ElecDry-Tier3DEER2018 | Appl-CW-Top-ElecDHW-ElecDry-Tier3AnyMFm1975CZ08DEER2018 | 10686
Appl-CW-Top-ElecDHW-ElecDry-Tier3 | DEER2018 | D17 v3 |  | Any | MFm | 2015 | CZ03 | rDXGF | Household | 1 | 998.7 | None | 510 | 0.072 | -1.86 | 247 | 0.035 | -0.98 | 510 | 0.072 | -1.86 | 247 | 0.035 | -0.98 | DEER:Res:ClothesDishWasher | Annual | 1719 |  | Appl-CW-Top-ElecDHW-ElecDry-Tier3DEER2018 | Appl-CW-Top-ElecDHW-ElecDry-Tier3AnyMFm2015CZ03DEER2018 | 10687
Appl-CW-Top-ElecDHW-ElecDry-Tier3 | DEER2018 | D17 v3 |  | Any | MFm | 2011 | CZ09 | rDXGF | Household | 1 | 1126.6 | None | 512 | 0.076 | -1.26 | 250 | 0.038 | -0.71 | 512 | 0.076 | -1.26 | 250 | 0.038 | -0.71 | DEER:Res:ClothesDishWasher | Annual | 1719 |  | Appl-CW-Top-ElecDHW-ElecDry-Tier3DEER2018 | Appl-CW-Top-ElecDHW-ElecDry-Tier3AnyMFm2011CZ09DEER2018 | 10688
Appl-CW-Top-ElecDHW-ElecDry-Tier3 | DEER2018 | D17 v3 |  | Any | SFm | 1975 | CZ12 | rDXGF | Household | 1 | 1528 | None | 640 | 0.106 | -3.51 | 312 | 0.054 | -1.97 | 640 | 0.106 | -3.51 | 312 | 0.054 | -1.97 | DEER:Res:ClothesDishWasher | Annual | 1719 |  | Appl-CW-Top-ElecDHW-ElecDry-Tier3DEER2018 | Appl-CW-Top-ElecDHW-ElecDry-Tier3AnySFm1975CZ12DEER2018 | 10689
Appl-CW-Top-ElecDHW-ElecDry-Tier3 | DEER2018 | D17 v3 |  | Any | MFm | 2011 | CZ07 | rDXGF | Household | 1 | 1206 | None | 517 | 0.075 | -1.23 | 253 | 0.037 | -0.68 | 517 | 0.075 | -1.23 | 253 | 0.037 | -0.68 | DEER:Res:ClothesDishWasher | Annual | 1719 |  | Appl-CW-Top-ElecDHW-ElecDry-Tier3DEER2018 | Appl-CW-Top-ElecDHW-ElecDry-Tier3AnyMFm2011CZ07DEER2018 | 10690
Appl-CW-Top-ElecDHW-ElecDry-Tier3 | DEER2018 | D17 v3 |  | Any | MFm | 1985 | CZ12 | rDXGF | Household | 1 | 1150 | None | 512 | 0.079 | -2.09 | 249 | 0.039 | -1.18 | 512 | 0.079 | -2.09 | 249 | 0.039 | -1.18 | DEER:Res:ClothesDishWasher | Annual | 1719 |  | Appl-CW-Top-ElecDHW-ElecDry-Tier3DEER2018 | Appl-CW-Top-ElecDHW-ElecDry-Tier3AnyMFm1985CZ12DEER2018 | 10691
Appl-CW-Top-ElecDHW-ElecDry-Tier3 | DEER2018 | D17 v3 |  | Any | SFm | 1996 | CZ06 | rDXGF | Household | 1 | 2297 | None | 635 | 0.106 | -2.7 | 305 | 0.057 | -1.5 | 635 | 0.106 | -2.7 | 305 | 0.057 | -1.5 | DEER:Res:ClothesDishWasher | Annual | 1719 |  | Appl-CW-Top-ElecDHW-ElecDry-Tier3DEER2018 | Appl-CW-Top-ElecDHW-ElecDry-Tier3AnySFm1996CZ06DEER2018 | 10692
Appl-CW-Top-ElecDHW-ElecDry-Tier3 | DEER2018 | D17 v3 |  | Any | MFm | 2015 | CZ15 | rDXGF | Household | 1 | 1094.6 | None | 501 | 0.07 | -0.74 | 248 | 0.035 | -0.42 | 501 | 0.07 | -0.74 | 248 | 0.035 | -0.42 | DEER:Res:ClothesDishWasher | Annual | 1719 |  | Appl-CW-Top-ElecDHW-ElecDry-Tier3DEER2018 | Appl-CW-Top-ElecDHW-ElecDry-Tier3AnyMFm2015CZ15DEER2018 | 10693
Appl-CW-Top-ElecDHW-ElecDry-Tier3 | DEER2018 | D17 v3 |  | Any | MFm | 2003 | CZ12 | rDXGF | Household | 1 | 1073.2 | None | 515 | 0.079 | -1.67 | 251 | 0.04 | -0.94 | 515 | 0.079 | -1.67 | 251 | 0.04 | -0.94 | DEER:Res:ClothesDishWasher | Annual | 1719 |  | Appl-CW-Top-ElecDHW-ElecDry-Tier3DEER2018 | Appl-CW-Top-ElecDHW-ElecDry-Tier3AnyMFm2003CZ12DEER2018 | 10694
Appl-CW-Top-ElecDHW-ElecDry-Tier3 | DEER2018 | D17 v3 |  | Any | MFm | 1985 | CZ13 | rDXGF | Household | 1 | 1150 | None | 513 | 0.08 | -2.16 | 251 | 0.04 | -1.21 | 513 | 0.08 | -2.16 | 251 | 0.04 | -1.21 | DEER:Res:ClothesDishWasher | Annual | 1719 |  | Appl-CW-Top-ElecDHW-ElecDry-Tier3DEER2018 | Appl-CW-Top-ElecDHW-ElecDry-Tier3AnyMFm1985CZ13DEER2018 | 10695
Appl-CW-Top-ElecDHW-ElecDry-Tier3 | DEER2018 | D17 v3 |  | Any | MFm | 2003 | CZ13 | rDXGF | Household | 1 | 1073.2 | None | 515 | 0.076 | -1.55 | 252 | 0.038 | -0.87 | 515 | 0.076 | -1.55 | 252 | 0.038 | -0.87 | DEER:Res:ClothesDishWasher | Annual | 1719 |  | Appl-CW-Top-ElecDHW-ElecDry-Tier3DEER2018 | Appl-CW-Top-ElecDHW-ElecDry-Tier3AnyMFm2003CZ13DEER2018 | 10696
Appl-CW-Top-ElecDHW-ElecDry-Tier3 | DEER2018 | D17 v3 |  | Any | SFm | 1975 | CZ13 | rDXGF | Household | 1 | 1528 | None | 640 | 0.101 | -3.71 | 313 | 0.051 | -2.08 | 640 | 0.101 | -3.71 | 313 | 0.051 | -2.08 | DEER:Res:ClothesDishWasher | Annual | 1719 |  | Appl-CW-Top-ElecDHW-ElecDry-Tier3DEER2018 | Appl-CW-Top-ElecDHW-ElecDry-Tier3AnySFm1975CZ13DEER2018 | 10697
Appl-CW-Top-ElecDHW-ElecDry-Tier3 | DEER2018 | D17 v3 |  | Any | MFm | 2017 | CZ06 | rDXGF | Household | 1 | 1206 | None | 509 | 0.076 | -1.57 | 248 | 0.038 | -0.88 | 509 | 0.076 | -1.57 | 248 | 0.038 | -0.88 | DEER:Res:ClothesDishWasher | Annual | 1719 |  | Appl-CW-Top-ElecDHW-ElecDry-Tier3DEER2018 | Appl-CW-Top-ElecDHW-ElecDry-Tier3AnyMFm2017CZ06DEER2018 | 10698
Appl-CW-Top-ElecDHW-ElecDry-Tier3 | DEER2018 | D17 v3 |  | Any | SFm | 2015 | CZ14 | rDXGF | Household | 1 | 2160.9 | None | 639 | 0.091 | -3.6 | 312 | 0.046 | -2.01 | 639 | 0.091 | -3.6 | 312 | 0.046 | -2.01 | DEER:Res:ClothesDishWasher | Annual | 1719 |  | Appl-CW-Top-ElecDHW-ElecDry-Tier3DEER2018 | Appl-CW-Top-ElecDHW-ElecDry-Tier3AnySFm2015CZ14DEER2018 | 10699
Appl-CW-Top-ElecDHW-ElecDry-Tier3 | DEER2018 | D17 v3 |  | Any | SFm | 2015 | CZ04 | rDXGF | Household | 1 | 2295.6 | None | 637 | 0.099 | -3.39 | 310 | 0.049 | -1.9 | 637 | 0.099 | -3.39 | 310 | 0.049 | -1.9 | DEER:Res:ClothesDishWasher | Annual | 1719 |  | Appl-CW-Top-ElecDHW-ElecDry-Tier3DEER2018 | Appl-CW-Top-ElecDHW-ElecDry-Tier3AnySFm2015CZ04DEER2018 | 10700
Appl-CW-Top-ElecDHW-ElecDry-Tier3 | DEER2018 | D17 v3 |  | Any | SFm | 2007 | CZ05 | rDXGF | Household | 1 | 2295.6 | None | 633 | 0.098 | -4.95 | 306 | 0.048 | -2.87 | 633 | 0.098 | -4.95 | 306 | 0.048 | -2.87 | DEER:Res:ClothesDishWasher | Annual | 1719 |  | Appl-CW-Top-ElecDHW-ElecDry-Tier3DEER2018 | Appl-CW-Top-ElecDHW-ElecDry-Tier3AnySFm2007CZ05DEER2018 | 10701
Appl-CW-Top-ElecDHW-ElecDry-Tier3 | DEER2018 | D17 v3 |  | Any | MFm | 2011 | CZ11 | rDXGF | Household | 1 | 1073.2 | None | 514 | 0.074 | -1.67 | 251 | 0.037 | -0.95 | 514 | 0.074 | -1.67 | 251 | 0.037 | -0.95 | DEER:Res:ClothesDishWasher | Annual | 1719 |  | Appl-CW-Top-ElecDHW-ElecDry-Tier3DEER2018 | Appl-CW-Top-ElecDHW-ElecDry-Tier3AnyMFm2011CZ11DEER2018 | 10702
Appl-CW-Top-ElecDHW-ElecDry-Tier3 | DEER2018 | D17 v3 |  | Any | MFm | 2007 | CZ08 | rDXGF | Household | 1 | 1206 | None | 509 | 0.068 | -1.47 | 247 | 0.03 | -0.91 | 509 | 0.068 | -1.47 | 247 | 0.03 | -0.91 | DEER:Res:ClothesDishWasher | Annual | 1719 |  | Appl-CW-Top-ElecDHW-ElecDry-Tier3DEER2018 | Appl-CW-Top-ElecDHW-ElecDry-Tier3AnyMFm2007CZ08DEER2018 | 10703
Appl-CW-Top-ElecDHW-ElecDry-Tier3 | DEER2018 | D17 v3 |  | Any | DMo | MH72 | CZ03 | rDXGF | Household | 1 | 1196 | None | 512 | 0.085 | -2.57 | 248 | 0.042 | -1.44 | 512 | 0.085 | -2.57 | 248 | 0.042 | -1.44 | DEER:Res:ClothesDishWasher | Annual | 1719 |  | Appl-CW-Top-ElecDHW-ElecDry-Tier3DEER2018 | Appl-CW-Top-ElecDHW-ElecDry-Tier3AnyDMoMH72CZ03DEER2018 | 10704
Appl-CW-Top-ElecDHW-ElecDry-Tier3 | DEER2018 | D17 v3 |  | Any | SFm | 2015 | CZ01 | rDXGF | Household | 1 | 2295.6 | None | 639 | 0.088 | -3.96 | 307 | 0.043 | -1.98 | 639 | 0.088 | -3.96 | 307 | 0.043 | -1.98 | DEER:Res:ClothesDishWasher | Annual | 1719 |  | Appl-CW-Top-ElecDHW-ElecDry-Tier3DEER2018 | Appl-CW-Top-ElecDHW-ElecDry-Tier3AnySFm2015CZ01DEER2018 | 10705
Appl-CW-Top-ElecDHW-ElecDry-Tier3 | DEER2018 | D17 v3 |  | Any | SFm | 2007 | CZ12 | rDXGF | Household | 1 | 1948.8 | None | 638 | 0.097 | -3.19 | 310 | 0.048 | -1.8 | 638 | 0.097 | -3.19 | 310 | 0.048 | -1.8 | DEER:Res:ClothesDishWasher | Annual | 1719 |  | Appl-CW-Top-ElecDHW-ElecDry-Tier3DEER2018 | Appl-CW-Top-ElecDHW-ElecDry-Tier3AnySFm2007CZ12DEER2018 | 10706
Appl-CW-Top-ElecDHW-ElecDry-Tier3 | DEER2018 | D17 v3 |  | Any | DMo | MH06 | CZ06 | rDXGF | Household | 1 | 1242 | None | 513 | 0.077 | -0.4 | 251 | 0.039 | -0.23 | 513 | 0.077 | -0.4 | 251 | 0.039 | -0.23 | DEER:Res:ClothesDishWasher | Annual | 1719 |  | Appl-CW-Top-ElecDHW-ElecDry-Tier3DEER2018 | Appl-CW-Top-ElecDHW-ElecDry-Tier3AnyDMoMH06CZ06DEER2018 | 10707
Appl-CW-Top-ElecDHW-ElecDry-Tier3 | DEER2018 | D17 v3 |  | Any | DMo | MH00 | CZ06 | rDXGF | Household | 1 | 1242 | None | 514 | 0.078 | -2.41 | 251 | 0.039 | -1.36 | 514 | 0.078 | -2.41 | 251 | 0.039 | -1.36 | DEER:Res:ClothesDishWasher | Annual | 1719 |  | Appl-CW-Top-ElecDHW-ElecDry-Tier3DEER2018 | Appl-CW-Top-ElecDHW-ElecDry-Tier3AnyDMoMH00CZ06DEER2018 | 10708
Appl-CW-Top-ElecDHW-ElecDry-Tier3 | DEER2018 | D17 v3 |  | Any | DMo | MH72 | CZ15 | rDXGF | Household | 1 | 1196 | None | 510 | 0.075 | -0.76 | 254 | 0.038 | -0.42 | 510 | 0.075 | -0.76 | 254 | 0.038 | -0.42 | DEER:Res:ClothesDishWasher | Annual | 1719 |  | Appl-CW-Top-ElecDHW-ElecDry-Tier3DEER2018 | Appl-CW-Top-ElecDHW-ElecDry-Tier3AnyDMoMH72CZ15DEER2018 | 10709
Appl-CW-Top-ElecDHW-ElecDry-Tier3 | DEER2018 | D17 v3 |  | Any | MFm | 2011 | CZ16 | rDXGF | Household | 1 | 998.7 | None | 524 | 0.075 | -2.25 | 253 | 0.037 | -1.26 | 524 | 0.075 | -2.25 | 253 | 0.037 | -1.26 | DEER:Res:ClothesDishWasher | Annual | 1719 |  | Appl-CW-Top-ElecDHW-ElecDry-Tier3DEER2018 | Appl-CW-Top-ElecDHW-ElecDry-Tier3AnyMFm2011CZ16DEER2018 | 10710
Appl-CW-Top-ElecDHW-ElecDry-Tier3 | DEER2018 | D17 v3 |  | Any | SFm | 2015 | CZ02 | rDXGF | Household | 1 | 1948.8 | None | 638 | 0.099 | -4.2 | 309 | 0.049 | -2.35 | 638 | 0.099 | -4.2 | 309 | 0.049 | -2.35 | DEER:Res:ClothesDishWasher | Annual | 1719 |  | Appl-CW-Top-ElecDHW-ElecDry-Tier3DEER2018 | Appl-CW-Top-ElecDHW-ElecDry-Tier3AnySFm2015CZ02DEER2018 | 10711
Appl-CW-Top-ElecDHW-ElecDry-Tier3 | DEER2018 | D17 v3 |  | Any | SFm | 2007 | CZ13 | rDXGF | Household | 1 | 1948.8 | None | 638 | 0.094 | -3.04 | 312 | 0.047 | -1.7 | 638 | 0.094 | -3.04 | 312 | 0.047 | -1.7 | DEER:Res:ClothesDishWasher | Annual | 1719 |  | Appl-CW-Top-ElecDHW-ElecDry-Tier3DEER2018 | Appl-CW-Top-ElecDHW-ElecDry-Tier3AnySFm2007CZ13DEER2018 | 10712
Appl-CW-Top-ElecDHW-ElecDry-Tier3 | DEER2018 | D17 v3 |  | Any | MFm | 1985 | CZ05 | rDXGF | Household | 1 | 1152 | None | 511 | 0.076 | -2.61 | 247 | 0.037 | -1.39 | 511 | 0.076 | -2.61 | 247 | 0.037 | -1.39 | DEER:Res:ClothesDishWasher | Annual | 1719 |  | Appl-CW-Top-ElecDHW-ElecDry-Tier3DEER2018 | Appl-CW-Top-ElecDHW-ElecDry-Tier3AnyMFm1985CZ05DEER2018 | 10713
Appl-CW-Top-ElecDHW-ElecDry-Tier3 | DEER2018 | D17 v3 |  | Any | MFm | 2003 | CZ05 | rDXGF | Household | 1 | 998.7 | None | 512 | 0.072 | -2.41 | 247 | 0.035 | -1.36 | 512 | 0.072 | -2.41 | 247 | 0.035 | -1.36 | DEER:Res:ClothesDishWasher | Annual | 1719 |  | Appl-CW-Top-ElecDHW-ElecDry-Tier3DEER2018 | Appl-CW-Top-ElecDHW-ElecDry-Tier3AnyMFm2003CZ05DEER2018 | 10714
Appl-CW-Top-ElecDHW-ElecDry-Tier3 | DEER2018 | D17 v3 |  | Any | SFm | 1975 | CZ05 | rDXGF | Household | 1 | 1591 | None | 633 | 0.105 | -4.71 | 306 | 0.052 | -2.63 | 633 | 0.105 | -4.71 | 306 | 0.052 | -2.63 | DEER:Res:ClothesDishWasher | Annual | 1719 |  | Appl-CW-Top-ElecDHW-ElecDry-Tier3DEER2018 | Appl-CW-Top-ElecDHW-ElecDry-Tier3AnySFm1975CZ05DEER2018 | 10715
Appl-CW-Top-ElecDHW-ElecDry-Tier3 | DEER2018 | D17 v3 |  | Any | DMo | MH06 | CZ03 | rDXGF | Household | 1 | 1242 | None | 512 | 0.084 | -1.92 | 248 | 0.04 | -1.08 | 512 | 0.084 | -1.92 | 248 | 0.04 | -1.08 | DEER:Res:ClothesDishWasher | Annual | 1719 |  | Appl-CW-Top-ElecDHW-ElecDry-Tier3DEER2018 | Appl-CW-Top-ElecDHW-ElecDry-Tier3AnyDMoMH06CZ03DEER2018 | 10716
Appl-CW-Top-ElecDHW-ElecDry-Tier3 | DEER2018 | D17 v3 |  | Any | SFm | 2003 | CZ07 | rDXGF | Household | 1 | 2392.9 | None | 644 | 0.096 | -2.75 | 316 | 0.047 | -1.53 | 644 | 0.096 | -2.75 | 316 | 0.047 | -1.53 | DEER:Res:ClothesDishWasher | Annual | 1719 |  | Appl-CW-Top-ElecDHW-ElecDry-Tier3DEER2018 | Appl-CW-Top-ElecDHW-ElecDry-Tier3AnySFm2003CZ07DEER2018 | 10717
Appl-CW-Top-ElecDHW-ElecDry-Tier3 | DEER2018 | D17 v3 |  | Any | SFm | 1985 | CZ07 | rDXGF | Household | 1 | 2064 | None | 637 | 0.101 | -2.87 | 310 | 0.05 | -1.61 | 637 | 0.101 | -2.87 | 310 | 0.05 | -1.61 | DEER:Res:ClothesDishWasher | Annual | 1719 |  | Appl-CW-Top-ElecDHW-ElecDry-Tier3DEER2018 | Appl-CW-Top-ElecDHW-ElecDry-Tier3AnySFm1985CZ07DEER2018 | 10718
Appl-CW-Top-ElecDHW-ElecDry-Tier3 | DEER2018 | D17 v3 |  | Any | DMo | MH00 | CZ03 | rDXGF | Household | 1 | 1242 | None | 507 | 0.085 | -3.25 | 246 | 0.043 | -1.81 | 507 | 0.085 | -3.25 | 246 | 0.043 | -1.81 | DEER:Res:ClothesDishWasher | Annual | 1719 |  | Appl-CW-Top-ElecDHW-ElecDry-Tier3DEER2018 | Appl-CW-Top-ElecDHW-ElecDry-Tier3AnyDMoMH00CZ03DEER2018 | 10719
Appl-CW-Top-ElecDHW-ElecDry-Tier3 | DEER2018 | D17 v3 |  | Any | MFm | 1975 | CZ07 | rDXGF | Household | 1 | 1047.7 | None | 507 | 0.073 | -1.53 | 246 | 0.035 | -0.97 | 507 | 0.073 | -1.53 | 246 | 0.035 | -0.97 | DEER:Res:ClothesDishWasher | Annual | 1719 |  | Appl-CW-Top-ElecDHW-ElecDry-Tier3DEER2018 | Appl-CW-Top-ElecDHW-ElecDry-Tier3AnyMFm1975CZ07DEER2018 | 10720
Appl-CW-Top-ElecDHW-ElecDry-Tier3 | DEER2018 | D17 v3 |  | Any | MFm | 1996 | CZ01 | rDXGF | Household | 1 | 981.6 | None | 514 | 0.071 | -3.52 | 247 | 0.034 | -1.74 | 514 | 0.071 | -3.52 | 247 | 0.034 | -1.74 | DEER:Res:ClothesDishWasher | Annual | 1719 |  | Appl-CW-Top-ElecDHW-ElecDry-Tier3DEER2018 | Appl-CW-Top-ElecDHW-ElecDry-Tier3AnyMFm1996CZ01DEER2018 | 10721
Appl-CW-Top-ElecDHW-ElecDry-Tier3 | DEER2018 | D17 v3 |  | Any | SFm | 2011 | CZ12 | rDXGF | Household | 1 | 1948.8 | None | 639 | 0.098 | -3.05 | 311 | 0.048 | -1.71 | 639 | 0.098 | -3.05 | 311 | 0.048 | -1.71 | DEER:Res:ClothesDishWasher | Annual | 1719 |  | Appl-CW-Top-ElecDHW-ElecDry-Tier3DEER2018 | Appl-CW-Top-ElecDHW-ElecDry-Tier3AnySFm2011CZ12DEER2018 | 10722
Appl-CW-Top-ElecDHW-ElecDry-Tier3 | DEER2018 | D17 v3 |  | Any | DMo | MH85 | CZ12 | rDXGF | Household | 1 | 1242 | None | 515 | 0.081 | -3 | 252 | 0.043 | -1.67 | 515 | 0.081 | -3 | 252 | 0.043 | -1.67 | DEER:Res:ClothesDishWasher | Annual | 1719 |  | Appl-CW-Top-ElecDHW-ElecDry-Tier3DEER2018 | Appl-CW-Top-ElecDHW-ElecDry-Tier3AnyDMoMH85CZ12DEER2018 | 10723
Appl-CW-Top-ElecDHW-ElecDry-Tier3 | DEER2018 | D17 v3 |  | Any | MFm | 1975 | CZ09 | rDXGF | Household | 1 | 1216.8 | None | 515 | 0.076 | -1.56 | 252 | 0.038 | -0.88 | 515 | 0.076 | -1.56 | 252 | 0.038 | -0.88 | DEER:Res:ClothesDishWasher | Annual | 1719 |  | Appl-CW-Top-ElecDHW-ElecDry-Tier3DEER2018 | Appl-CW-Top-ElecDHW-ElecDry-Tier3AnyMFm1975CZ09DEER2018 | 10724
Appl-CW-Top-ElecDHW-ElecDry-Tier3 | DEER2018 | D17 v3 |  | Any | DMo | MH06 | CZ15 | rDXGF | Household | 1 | 1242 | None | 507 | 0.073 | -0.85 | 253 | 0.037 | -0.48 | 507 | 0.073 | -0.85 | 253 | 0.037 | -0.48 | DEER:Res:ClothesDishWasher | Annual | 1719 |  | Appl-CW-Top-ElecDHW-ElecDry-Tier3DEER2018 | Appl-CW-Top-ElecDHW-ElecDry-Tier3AnyDMoMH06CZ15DEER2018 | 10725
Appl-CW-Top-ElecDHW-ElecDry-Tier3 | DEER2018 | D17 v3 |  | Any | MFm | 2011 | CZ08 | rDXGF | Household | 1 | 1206 | None | 514 | 0.074 | -1.11 | 253 | 0.038 | -0.6 | 514 | 0.074 | -1.11 | 253 | 0.038 | -0.6 | DEER:Res:ClothesDishWasher | Annual | 1719 |  | Appl-CW-Top-ElecDHW-ElecDry-Tier3DEER2018 | Appl-CW-Top-ElecDHW-ElecDry-Tier3AnyMFm2011CZ08DEER2018 | 10726
Appl-CW-Top-ElecDHW-ElecDry-Tier3 | DEER2018 | D17 v3 |  | Any | SFm | 1985 | CZ09 | rDXGF | Household | 1 | 1811 | None | 641 | 0.098 | -2.98 | 314 | 0.05 | -1.64 | 641 | 0.098 | -2.98 | 314 | 0.05 | -1.64 | DEER:Res:ClothesDishWasher | Annual | 1719 |  | Appl-CW-Top-ElecDHW-ElecDry-Tier3DEER2018 | Appl-CW-Top-ElecDHW-ElecDry-Tier3AnySFm1985CZ09DEER2018 | 10727
Appl-CW-Top-ElecDHW-ElecDry-Tier3 | DEER2018 | D17 v3 |  | Any | SFm | 2017 | CZ02 | rDXGF | Household | 1 | 1948.8 | None | 638 | 0.1 | -4.07 | 309 | 0.049 | -2.28 | 638 | 0.1 | -4.07 | 309 | 0.049 | -2.28 | DEER:Res:ClothesDishWasher | Annual | 1719 |  | Appl-CW-Top-ElecDHW-ElecDry-Tier3DEER2018 | Appl-CW-Top-ElecDHW-ElecDry-Tier3AnySFm2017CZ02DEER2018 | 10728
Appl-CW-Top-ElecDHW-ElecDry-Tier3 | DEER2018 | D17 v3 |  | Any | DMo | MH00 | CZ15 | rDXGF | Household | 1 | 1242 | None | 513 | 0.076 | -0.92 | 257 | 0.039 | -0.51 | 513 | 0.076 | -0.92 | 257 | 0.039 | -0.51 | DEER:Res:ClothesDishWasher | Annual | 1719 |  | Appl-CW-Top-ElecDHW-ElecDry-Tier3DEER2018 | Appl-CW-Top-ElecDHW-ElecDry-Tier3AnyDMoMH00CZ15DEER2018 | 10729
Appl-CW-Top-ElecDHW-ElecDry-Tier3 | DEER2018 | D17 v3 |  | Any | SFm | 2003 | CZ09 | rDXGF | Household | 1 | 2422.9 | None | 638 | 0.092 | -2.69 | 312 | 0.047 | -1.51 | 638 | 0.092 | -2.69 | 312 | 0.047 | -1.51 | DEER:Res:ClothesDishWasher | Annual | 1719 |  | Appl-CW-Top-ElecDHW-ElecDry-Tier3DEER2018 | Appl-CW-Top-ElecDHW-ElecDry-Tier3AnySFm2003CZ09DEER2018 | 10730
Appl-CW-Top-ElecDHW-ElecDry-Tier3 | DEER2018 | D17 v3 |  | Any | MFm | 2007 | CZ11 | rDXGF | Household | 1 | 1073.2 | None | 513 | 0.073 | -1.81 | 253 | 0.038 | -0.9 | 513 | 0.073 | -1.81 | 253 | 0.038 | -0.9 | DEER:Res:ClothesDishWasher | Annual | 1719 |  | Appl-CW-Top-ElecDHW-ElecDry-Tier3DEER2018 | Appl-CW-Top-ElecDHW-ElecDry-Tier3AnyMFm2007CZ11DEER2018 | 10731
Appl-CW-Top-ElecDHW-ElecDry-Tier3 | DEER2018 | D17 v3 |  | Any | DMo | MH72 | CZ06 | rDXGF | Household | 1 | 1196 | None | 515 | 0.077 | -1.59 | 252 | 0.038 | -0.88 | 515 | 0.077 | -1.59 | 252 | 0.038 | -0.88 | DEER:Res:ClothesDishWasher | Annual | 1719 |  | Appl-CW-Top-ElecDHW-ElecDry-Tier3DEER2018 | Appl-CW-Top-ElecDHW-ElecDry-Tier3AnyDMoMH72CZ06DEER2018 | 10732
Appl-CW-Top-ElecDHW-ElecDry-Tier3 | DEER2018 | D17 v3 |  | Any | MFm | 1996 | CZ02 | rDXGF | Household | 1 | 981.6 | None | 515 | 0.082 | -1.64 | 249 | 0.039 | -1.02 | 515 | 0.082 | -1.64 | 249 | 0.039 | -1.02 | DEER:Res:ClothesDishWasher | Annual | 1719 |  | Appl-CW-Top-ElecDHW-ElecDry-Tier3DEER2018 | Appl-CW-Top-ElecDHW-ElecDry-Tier3AnyMFm1996CZ02DEER2018 | 10733
Appl-CW-Top-ElecDHW-ElecDry-Tier3 | DEER2018 | D17 v3 |  | Any | SFm | 2011 | CZ13 | rDXGF | Household | 1 | 1948.8 | None | 638 | 0.094 | -2.88 | 312 | 0.047 | -1.63 | 638 | 0.094 | -2.88 | 312 | 0.047 | -1.63 | DEER:Res:ClothesDishWasher | Annual | 1719 |  | Appl-CW-Top-ElecDHW-ElecDry-Tier3DEER2018 | Appl-CW-Top-ElecDHW-ElecDry-Tier3AnySFm2011CZ13DEER2018 | 10734
Appl-CW-Top-ElecDHW-ElecDry-Tier3 | DEER2018 | D17 v3 |  | Any | DMo | MH85 | CZ13 | rDXGF | Household | 1 | 1242 | None | 516 | 0.08 | -2.66 | 253 | 0.04 | -1.47 | 516 | 0.08 | -2.66 | 253 | 0.04 | -1.47 | DEER:Res:ClothesDishWasher | Annual | 1719 |  | Appl-CW-Top-ElecDHW-ElecDry-Tier3DEER2018 | Appl-CW-Top-ElecDHW-ElecDry-Tier3AnyDMoMH85CZ13DEER2018 | 10735
Appl-CW-Top-ElecDHW-ElecDry-Tier3 | DEER2018 | D17 v3 |  | Any | MFm | 2007 | CZ16 | rDXGF | Household | 1 | 998.7 | None | 524 | 0.076 | -2.29 | 252 | 0.037 | -1.29 | 524 | 0.076 | -2.29 | 252 | 0.037 | -1.29 | DEER:Res:ClothesDishWasher | Annual | 1719 |  | Appl-CW-Top-ElecDHW-ElecDry-Tier3DEER2018 | Appl-CW-Top-ElecDHW-ElecDry-Tier3AnyMFm2007CZ16DEER2018 | 10736
Appl-CW-Top-ElecDHW-ElecDry-Tier3 | DEER2018 | D17 v3 |  | Any | SFm | 2017 | CZ01 | rDXGF | Household | 1 | 2295.6 | None | 639 | 0.088 | -3.32 | 307 | 0.043 | -1.87 | 639 | 0.088 | -3.32 | 307 | 0.043 | -1.87 | DEER:Res:ClothesDishWasher | Annual | 1719 |  | Appl-CW-Top-ElecDHW-ElecDry-Tier3DEER2018 | Appl-CW-Top-ElecDHW-ElecDry-Tier3AnySFm2017CZ01DEER2018 | 10737
Appl-CW-Top-ElecDHW-ElecDry-Tier3 | DEER2018 | D17 v3 |  | Any | DMo | MH72 | CZ07 | rDXGF | Household | 1 | 1196 | None | 516 | 0.078 | -1.57 | 252 | 0.041 | -0.9 | 516 | 0.078 | -1.57 | 252 | 0.041 | -0.9 | DEER:Res:ClothesDishWasher | Annual | 1719 |  | Appl-CW-Top-ElecDHW-ElecDry-Tier3DEER2018 | Appl-CW-Top-ElecDHW-ElecDry-Tier3AnyDMoMH72CZ07DEER2018 | 10738
Appl-CW-Top-ElecDHW-ElecDry-Tier3 | DEER2018 | D17 v3 |  | Any | SFm | 1996 | CZ08 | rDXGF | Household | 1 | 2297 | None | 639 | 0.093 | -2.34 | 313 | 0.039 | -1.32 | 639 | 0.093 | -2.34 | 313 | 0.039 | -1.32 | DEER:Res:ClothesDishWasher | Annual | 1719 |  | Appl-CW-Top-ElecDHW-ElecDry-Tier3DEER2018 | Appl-CW-Top-ElecDHW-ElecDry-Tier3AnySFm1996CZ08DEER2018 | 10739
Appl-CW-Top-ElecDHW-ElecDry-Tier3 | DEER2018 | D17 v3 |  | Any | MFm | 2015 | CZ11 | rDXGF | Household | 1 | 1073.2 | None | 513 | 0.074 | -1.66 | 251 | 0.037 | -0.93 | 513 | 0.074 | -1.66 | 251 | 0.037 | -0.93 | DEER:Res:ClothesDishWasher | Annual | 1719 |  | Appl-CW-Top-ElecDHW-ElecDry-Tier3DEER2018 | Appl-CW-Top-ElecDHW-ElecDry-Tier3AnyMFm2015CZ11DEER2018 | 10740
Appl-CW-Top-ElecDHW-ElecDry-Tier3 | DEER2018 | D17 v3 |  | Any | SFm | 2017 | CZ13 | rDXGF | Household | 1 | 1948.8 | None | 634 | 0.092 | -2.76 | 310 | 0.046 | -1.55 | 634 | 0.092 | -2.76 | 310 | 0.046 | -1.55 | DEER:Res:ClothesDishWasher | Annual | 1719 |  | Appl-CW-Top-ElecDHW-ElecDry-Tier3DEER2018 | Appl-CW-Top-ElecDHW-ElecDry-Tier3AnySFm2017CZ13DEER2018 | 10741
Appl-CW-Top-ElecDHW-ElecDry-Tier3 | DEER2018 | D17 v3 |  | Any | MFm | 1975 | CZ06 | rDXGF | Household | 1 | 1047.7 | None | 513 | 0.078 | -1.65 | 250 | 0.038 | -0.93 | 513 | 0.078 | -1.65 | 250 | 0.038 | -0.93 | DEER:Res:ClothesDishWasher | Annual | 1719 |  | Appl-CW-Top-ElecDHW-ElecDry-Tier3DEER2018 | Appl-CW-Top-ElecDHW-ElecDry-Tier3AnyMFm1975CZ06DEER2018 | 10742
Appl-CW-Top-ElecDHW-ElecDry-Tier3 | DEER2018 | D17 v3 |  | Any | DMo | MH72 | CZ09 | rDXGF | Household | 1 | 1196 | None | 520 | 0.078 | -1.67 | 255 | 0.039 | -0.92 | 520 | 0.078 | -1.67 | 255 | 0.039 | -0.92 | DEER:Res:ClothesDishWasher | Annual | 1719 |  | Appl-CW-Top-ElecDHW-ElecDry-Tier3DEER2018 | Appl-CW-Top-ElecDHW-ElecDry-Tier3AnyDMoMH72CZ09DEER2018 | 10743
Appl-CW-Top-ElecDHW-ElecDry-Tier3 | DEER2018 | D17 v3 |  | Any | SFm | 2003 | CZ06 | rDXGF | Household | 1 | 2392.9 | None | 641 | 0.098 | -2.32 | 312 | 0.047 | -1.3 | 641 | 0.098 | -2.32 | 312 | 0.047 | -1.3 | DEER:Res:ClothesDishWasher | Annual | 1719 |  | Appl-CW-Top-ElecDHW-ElecDry-Tier3DEER2018 | Appl-CW-Top-ElecDHW-ElecDry-Tier3AnySFm2003CZ06DEER2018 | 10744
Appl-CW-Top-ElecDHW-ElecDry-Tier3 | DEER2018 | D17 v3 |  | Any | DMo | MH15 | CZ08 | rDXGF | Household | 1 | 1242 | None | 515 | 0.075 | -1.39 | 252 | 0.038 | -0.8 | 515 | 0.075 | -1.39 | 252 | 0.038 | -0.8 | DEER:Res:ClothesDishWasher | Annual | 1719 |  | Appl-CW-Top-ElecDHW-ElecDry-Tier3DEER2018 | Appl-CW-Top-ElecDHW-ElecDry-Tier3AnyDMoMH15CZ08DEER2018 | 10745
Appl-CW-Top-ElecDHW-ElecDry-Tier3 | DEER2018 | D17 v3 |  | Any | SFm | 2011 | CZ01 | rDXGF | Household | 1 | 2295.6 | None | 639 | 0.088 | -3.85 | 307 | 0.042 | -2.15 | 639 | 0.088 | -3.85 | 307 | 0.042 | -2.15 | DEER:Res:ClothesDishWasher | Annual | 1719 |  | Appl-CW-Top-ElecDHW-ElecDry-Tier3DEER2018 | Appl-CW-Top-ElecDHW-ElecDry-Tier3AnySFm2011CZ01DEER2018 | 10746
Appl-CW-Top-ElecDHW-ElecDry-Tier3 | DEER2018 | D17 v3 |  | Any | MFm | 1996 | CZ12 | rDXGF | Household | 1 | 1031.9 | None | 514 | 0.08 | -1.94 | 250 | 0.04 | -1.1 | 514 | 0.08 | -1.94 | 250 | 0.04 | -1.1 | DEER:Res:ClothesDishWasher | Annual | 1719 |  | Appl-CW-Top-ElecDHW-ElecDry-Tier3DEER2018 | Appl-CW-Top-ElecDHW-ElecDry-Tier3AnyMFm1996CZ12DEER2018 | 10747
Appl-CW-Top-ElecDHW-ElecDry-Tier3 | DEER2018 | D17 v3 |  | Any | DMo | MH85 | CZ01 | rDXGF | Household | 1 | 1242 | None | 508 | 0.07 | -3.97 | 244 | 0.034 | -2.22 | 508 | 0.07 | -3.97 | 244 | 0.034 | -2.22 | DEER:Res:ClothesDishWasher | Annual | 1719 |  | Appl-CW-Top-ElecDHW-ElecDry-Tier3DEER2018 | Appl-CW-Top-ElecDHW-ElecDry-Tier3AnyDMoMH85CZ01DEER2018 | 10748
Appl-CW-Top-ElecDHW-ElecDry-Tier3 | DEER2018 | D17 v3 |  | Any | SFm | 1985 | CZ06 | rDXGF | Household | 1 | 2064 | None | 637 | 0.109 | -3.08 | 310 | 0.056 | -1.73 | 637 | 0.109 | -3.08 | 310 | 0.056 | -1.73 | DEER:Res:ClothesDishWasher | Annual | 1719 |  | Appl-CW-Top-ElecDHW-ElecDry-Tier3DEER2018 | Appl-CW-Top-ElecDHW-ElecDry-Tier3AnySFm1985CZ06DEER2018 | 10749
Appl-CW-Top-ElecDHW-ElecDry-Tier3 | DEER2018 | D17 v3 |  | Any | MFm | 1996 | CZ13 | rDXGF | Household | 1 | 1031.9 | None | 514 | 0.079 | -1.68 | 252 | 0.04 | -0.93 | 514 | 0.079 | -1.68 | 252 | 0.04 | -0.93 | DEER:Res:ClothesDishWasher | Annual | 1719 |  | Appl-CW-Top-ElecDHW-ElecDry-Tier3DEER2018 | Appl-CW-Top-ElecDHW-ElecDry-Tier3AnyMFm1996CZ13DEER2018 | 10750
Appl-CW-Top-ElecDHW-ElecDry-Tier3 | DEER2018 | D17 v3 |  | Any | SFm | 2017 | CZ12 | rDXGF | Household | 1 | 1948.8 | None | 634 | 0.097 | -2.93 | 309 | 0.048 | -1.64 | 634 | 0.097 | -2.93 | 309 | 0.048 | -1.64 | DEER:Res:ClothesDishWasher | Annual | 1719 |  | Appl-CW-Top-ElecDHW-ElecDry-Tier3DEER2018 | Appl-CW-Top-ElecDHW-ElecDry-Tier3AnySFm2017CZ12DEER2018 | 10751
Appl-CW-Top-ElecDHW-ElecDry-Tier3 | DEER2018 | D17 v3 |  | Any | MFm | 2015 | CZ16 | rDXGF | Household | 1 | 998.7 | None | 523 | 0.075 | -2.41 | 252 | 0.037 | -1.35 | 523 | 0.075 | -2.41 | 252 | 0.037 | -1.35 | DEER:Res:ClothesDishWasher | Annual | 1719 |  | Appl-CW-Top-ElecDHW-ElecDry-Tier3DEER2018 | Appl-CW-Top-ElecDHW-ElecDry-Tier3AnyMFm2015CZ16DEER2018 | 10752
Appl-CW-Top-ElecDHW-ElecDry-Tier3 | DEER2018 | D17 v3 |  | Any | MFm | 2017 | CZ08 | rDXGF | Household | 1 | 1206 | None | 512 | 0.073 | -1.04 | 250 | 0.036 | -0.59 | 512 | 0.073 | -1.04 | 250 | 0.036 | -0.59 | DEER:Res:ClothesDishWasher | Annual | 1719 |  | Appl-CW-Top-ElecDHW-ElecDry-Tier3DEER2018 | Appl-CW-Top-ElecDHW-ElecDry-Tier3AnyMFm2017CZ08DEER2018 | 10753
Appl-CW-Top-ElecDHW-ElecDry-Tier3 | DEER2018 | D17 v3 |  | Any | DMo | MH85 | CZ02 | rDXGF | Household | 1 | 1242 | None | 515 | 0.093 | -3.42 | 251 | 0.048 | -1.94 | 515 | 0.093 | -3.42 | 251 | 0.048 | -1.94 | DEER:Res:ClothesDishWasher | Annual | 1719 |  | Appl-CW-Top-ElecDHW-ElecDry-Tier3DEER2018 | Appl-CW-Top-ElecDHW-ElecDry-Tier3AnyDMoMH85CZ02DEER2018 | 10754
Appl-CW-Top-ElecDHW-ElecDry-Tier3 | DEER2018 | D17 v3 |  | Any | SFm | 2011 | CZ02 | rDXGF | Household | 1 | 1948.8 | None | 640 | 0.1 | -4.2 | 310 | 0.049 | -2.36 | 640 | 0.1 | -4.2 | 310 | 0.049 | -2.36 | DEER:Res:ClothesDishWasher | Annual | 1719 |  | Appl-CW-Top-ElecDHW-ElecDry-Tier3DEER2018 | Appl-CW-Top-ElecDHW-ElecDry-Tier3AnySFm2011CZ02DEER2018 | 10755
Appl-CW-Top-ElecDHW-ElecDry-Tier3 | DEER2018 | D17 v3 |  | Any | MFm | 2003 | CZ10 | rDXGF | Household | 1 | 1073.2 | None | 510 | 0.08 | -1.07 | 250 | 0.041 | -0.6 | 510 | 0.08 | -1.07 | 250 | 0.041 | -0.6 | DEER:Res:ClothesDishWasher | Annual | 1719 |  | Appl-CW-Top-ElecDHW-ElecDry-Tier3DEER2018 | Appl-CW-Top-ElecDHW-ElecDry-Tier3AnyMFm2003CZ10DEER2018 | 10756
Appl-CW-Top-ElecDHW-ElecDry-Tier3 | DEER2018 | D17 v3 |  | Any | DMo | MH00 | CZ07 | rDXGF | Household | 1 | 1242 | None | 513 | 0.079 | -1.95 | 251 | 0.04 | -1.08 | 513 | 0.079 | -1.95 | 251 | 0.04 | -1.08 | DEER:Res:ClothesDishWasher | Annual | 1719 |  | Appl-CW-Top-ElecDHW-ElecDry-Tier3DEER2018 | Appl-CW-Top-ElecDHW-ElecDry-Tier3AnyDMoMH00CZ07DEER2018 | 10757
Appl-CW-Top-ElecDHW-ElecDry-Tier3 | DEER2018 | D17 v3 |  | Any | MFm | 2017 | CZ16 | rDXGF | Household | 1 | 998.7 | None | 523 | 0.075 | -2.34 | 252 | 0.037 | -1.31 | 523 | 0.075 | -2.34 | 252 | 0.037 | -1.31 | DEER:Res:ClothesDishWasher | Annual | 1719 |  | Appl-CW-Top-ElecDHW-ElecDry-Tier3DEER2018 | Appl-CW-Top-ElecDHW-ElecDry-Tier3AnyMFm2017CZ16DEER2018 | 10758
Appl-CW-Top-ElecDHW-ElecDry-Tier3 | DEER2018 | D17 v3 |  | Any | MFm | 1975 | CZ03 | rDXGF | Household | 1 | 1070.2 | None | 511 | 0.074 | -2.12 | 247 | 0.036 | -1.4 | 511 | 0.074 | -2.12 | 247 | 0.036 | -1.4 | DEER:Res:ClothesDishWasher | Annual | 1719 |  | Appl-CW-Top-ElecDHW-ElecDry-Tier3DEER2018 | Appl-CW-Top-ElecDHW-ElecDry-Tier3AnyMFm1975CZ03DEER2018 | 10759
Appl-CW-Top-ElecDHW-ElecDry-Tier3 | DEER2018 | D17 v3 |  | Any | SFm | 2007 | CZ01 | rDXGF | Household | 1 | 2295.6 | None | 638 | 0.088 | -4.05 | 307 | 0.042 | -2.27 | 638 | 0.088 | -4.05 | 307 | 0.042 | -2.27 | DEER:Res:ClothesDishWasher | Annual | 1719 |  | Appl-CW-Top-ElecDHW-ElecDry-Tier3DEER2018 | Appl-CW-Top-ElecDHW-ElecDry-Tier3AnySFm2007CZ01DEER2018 | 10760
Appl-CW-Top-ElecDHW-ElecDry-Tier3 | DEER2018 | D17 v3 |  | Any | MFm | 2015 | CZ08 | rDXGF | Household | 1 | 1206 | None | 514 | 0.075 | -1.11 | 252 | 0.038 | -0.61 | 514 | 0.075 | -1.11 | 252 | 0.038 | -0.61 | DEER:Res:ClothesDishWasher | Annual | 1719 |  | Appl-CW-Top-ElecDHW-ElecDry-Tier3DEER2018 | Appl-CW-Top-ElecDHW-ElecDry-Tier3AnyMFm2015CZ08DEER2018 | 10761
Appl-CW-Top-ElecDHW-ElecDry-Tier3 | DEER2018 | D17 v3 |  | Any | MFm | 1985 | CZ10 | rDXGF | Household | 1 | 1438.9 | None | 516 | 0.084 | -1.29 | 254 | 0.045 | -0.6 | 516 | 0.084 | -1.29 | 254 | 0.045 | -0.6 | DEER:Res:ClothesDishWasher | Annual | 1719 |  | Appl-CW-Top-ElecDHW-ElecDry-Tier3DEER2018 | Appl-CW-Top-ElecDHW-ElecDry-Tier3AnyMFm1985CZ10DEER2018 | 10762
Appl-CW-Top-ElecDHW-ElecDry-Tier3 | DEER2018 | D17 v3 |  | Any | SFm | 1985 | CZ03 | rDXGF | Household | 1 | 1904 | None | 633 | 0.105 | -5.3 | 306 | 0.052 | -2.98 | 633 | 0.105 | -5.3 | 306 | 0.052 | -2.98 | DEER:Res:ClothesDishWasher | Annual | 1719 |  | Appl-CW-Top-ElecDHW-ElecDry-Tier3DEER2018 | Appl-CW-Top-ElecDHW-ElecDry-Tier3AnySFm1985CZ03DEER2018 | 10763
Appl-CW-Top-ElecDHW-ElecDry-Tier3 | DEER2018 | D17 v3 |  | Any | SFm | 2003 | CZ03 | rDXGF | Household | 1 | 2295.6 | None | 632 | 0.102 | -3.94 | 306 | 0.051 | -2.21 | 632 | 0.102 | -3.94 | 306 | 0.051 | -2.21 | DEER:Res:ClothesDishWasher | Annual | 1719 |  | Appl-CW-Top-ElecDHW-ElecDry-Tier3DEER2018 | Appl-CW-Top-ElecDHW-ElecDry-Tier3AnySFm2003CZ03DEER2018 | 10764
Appl-CW-Top-ElecDHW-ElecDry-Tier3 | DEER2018 | D17 v3 |  | Any | DMo | MH15 | CZ11 | rDXGF | Household | 1 | 1242 | None | 511 | 0.074 | -2.33 | 250 | 0.037 | -1.31 | 511 | 0.074 | -2.33 | 250 | 0.037 | -1.31 | DEER:Res:ClothesDishWasher | Annual | 1719 |  | Appl-CW-Top-ElecDHW-ElecDry-Tier3DEER2018 | Appl-CW-Top-ElecDHW-ElecDry-Tier3AnyDMoMH15CZ11DEER2018 | 10765
Appl-CW-Top-ElecDHW-ElecDry-Tier3 | DEER2018 | D17 v3 |  | Any | DMo | MH06 | CZ07 | rDXGF | Household | 1 | 1242 | None | 520 | 0.076 | -0.85 | 255 | 0.039 | -0.46 | 520 | 0.076 | -0.85 | 255 | 0.039 | -0.46 | DEER:Res:ClothesDishWasher | Annual | 1719 |  | Appl-CW-Top-ElecDHW-ElecDry-Tier3DEER2018 | Appl-CW-Top-ElecDHW-ElecDry-Tier3AnyDMoMH06CZ07DEER2018 | 10766
Appl-CW-Top-ElecDHW-ElecDry-Tier3 | DEER2018 | D17 v3 |  | Any | SFm | 1975 | CZ10 | rDXGF | Household | 1 | 1636 | None | 636 | 0.106 | -3.3 | 311 | 0.053 | -1.86 | 636 | 0.106 | -3.3 | 311 | 0.053 | -1.86 | DEER:Res:ClothesDishWasher | Annual | 1719 |  | Appl-CW-Top-ElecDHW-ElecDry-Tier3DEER2018 | Appl-CW-Top-ElecDHW-ElecDry-Tier3AnySFm1975CZ10DEER2018 | 10767
Appl-CW-Top-ElecDHW-ElecDry-Tier3 | DEER2018 | D17 v3 |  | Any | DMo | MH06 | CZ09 | rDXGF | Household | 1 | 1242 | None | 513 | 0.077 | -1.64 | 252 | 0.038 | -0.92 | 513 | 0.077 | -1.64 | 252 | 0.038 | -0.92 | DEER:Res:ClothesDishWasher | Annual | 1719 |  | Appl-CW-Top-ElecDHW-ElecDry-Tier3DEER2018 | Appl-CW-Top-ElecDHW-ElecDry-Tier3AnyDMoMH06CZ09DEER2018 | 10768
Appl-CW-Top-ElecDHW-ElecDry-Tier3 | DEER2018 | D17 v3 |  | Any | SFm | 1996 | CZ11 | rDXGF | Household | 1 | 2032 | None | 641 | 0.102 | -3.58 | 314 | 0.051 | -2.01 | 641 | 0.102 | -3.58 | 314 | 0.051 | -2.01 | DEER:Res:ClothesDishWasher | Annual | 1719 |  | Appl-CW-Top-ElecDHW-ElecDry-Tier3DEER2018 | Appl-CW-Top-ElecDHW-ElecDry-Tier3AnySFm1996CZ11DEER2018 | 10769
Appl-CW-Top-ElecDHW-ElecDry-Tier3 | DEER2018 | D17 v3 |  | Any | MFm | 1975 | CZ15 | rDXGF | Household | 1 | 1409.4 | None | 508 | 0.073 | -0.88 | 252 | 0.037 | -0.5 | 508 | 0.073 | -0.88 | 252 | 0.037 | -0.5 | DEER:Res:ClothesDishWasher | Annual | 1719 |  | Appl-CW-Top-ElecDHW-ElecDry-Tier3DEER2018 | Appl-CW-Top-ElecDHW-ElecDry-Tier3AnyMFm1975CZ15DEER2018 | 10770
Appl-CW-Top-ElecDHW-ElecDry-Tier3 | DEER2018 | D17 v3 |  | Any | SFm | 1985 | CZ15 | rDXGF | Household | 1 | 1741 | None | 634 | 0.093 | -1.83 | 315 | 0.047 | -1.02 | 634 | 0.093 | -1.83 | 315 | 0.047 | -1.02 | DEER:Res:ClothesDishWasher | Annual | 1719 |  | Appl-CW-Top-ElecDHW-ElecDry-Tier3DEER2018 | Appl-CW-Top-ElecDHW-ElecDry-Tier3AnySFm1985CZ15DEER2018 | 10771
Appl-CW-Top-ElecDHW-ElecDry-Tier3 | DEER2018 | D17 v3 |  | Any | SFm | 2003 | CZ15 | rDXGF | Household | 1 | 2160.9 | None | 631 | 0.093 | -1.73 | 314 | 0.048 | -0.96 | 631 | 0.093 | -1.73 | 314 | 0.048 | -0.96 | DEER:Res:ClothesDishWasher | Annual | 1719 |  | Appl-CW-Top-ElecDHW-ElecDry-Tier3DEER2018 | Appl-CW-Top-ElecDHW-ElecDry-Tier3AnySFm2003CZ15DEER2018 | 10772
Appl-CW-Top-ElecDHW-ElecDry-Tier3 | DEER2018 | D17 v3 |  | Any | SFm | 2015 | CZ12 | rDXGF | Household | 1 | 1948.8 | None | 635 | 0.098 | -3.03 | 309 | 0.049 | -1.69 | 635 | 0.098 | -3.03 | 309 | 0.049 | -1.69 | DEER:Res:ClothesDishWasher | Annual | 1719 |  | Appl-CW-Top-ElecDHW-ElecDry-Tier3DEER2018 | Appl-CW-Top-ElecDHW-ElecDry-Tier3AnySFm2015CZ12DEER2018 | 10773
Appl-CW-Top-ElecDHW-ElecDry-Tier3 | DEER2018 | D17 v3 |  | Any | DMo | MH00 | CZ09 | rDXGF | Household | 1 | 1242 | None | 515 | 0.081 | -2.18 | 253 | 0.041 | -1.23 | 515 | 0.081 | -2.18 | 253 | 0.041 | -1.23 | DEER:Res:ClothesDishWasher | Annual | 1719 |  | Appl-CW-Top-ElecDHW-ElecDry-Tier3DEER2018 | Appl-CW-Top-ElecDHW-ElecDry-Tier3AnyDMoMH00CZ09DEER2018 | 10774
Appl-CW-Top-ElecDHW-ElecDry-Tier3 | DEER2018 | D17 v3 |  | Any | MFm | 2017 | CZ11 | rDXGF | Household | 1 | 1073.2 | None | 512 | 0.073 | -1.62 | 250 | 0.036 | -0.92 | 512 | 0.073 | -1.62 | 250 | 0.036 | -0.92 | DEER:Res:ClothesDishWasher | Annual | 1719 |  | Appl-CW-Top-ElecDHW-ElecDry-Tier3DEER2018 | Appl-CW-Top-ElecDHW-ElecDry-Tier3AnyMFm2017CZ11DEER2018 | 10775
Appl-CW-Top-ElecDHW-ElecDry-Tier3 | DEER2018 | D17 v3 |  | Any | SFm | 2015 | CZ13 | rDXGF | Household | 1 | 1948.8 | None | 635 | 0.092 | -2.8 | 311 | 0.046 | -1.57 | 635 | 0.092 | -2.8 | 311 | 0.046 | -1.57 | DEER:Res:ClothesDishWasher | Annual | 1719 |  | Appl-CW-Top-ElecDHW-ElecDry-Tier3DEER2018 | Appl-CW-Top-ElecDHW-ElecDry-Tier3AnySFm2015CZ13DEER2018 | 10776
Appl-CW-Top-ElecDHW-ElecDry-Tier3 | DEER2018 | D17 v3 |  | Any | SFm | 2007 | CZ02 | rDXGF | Household | 1 | 1948.8 | None | 639 | 0.098 | -4.35 | 310 | 0.049 | -2.45 | 639 | 0.098 | -4.35 | 310 | 0.049 | -2.45 | DEER:Res:ClothesDishWasher | Annual | 1719 |  | Appl-CW-Top-ElecDHW-ElecDry-Tier3DEER2018 | Appl-CW-Top-ElecDHW-ElecDry-Tier3AnySFm2007CZ02DEER2018 | 10777
Appl-CW-Top-ElecDHW-ElecDry-Tier3 | DEER2018 | D17 v3 |  | Any | DMo | MH15 | CZ16 | rDXGF | Household | 1 | 1242 | None | 517 | 0.077 | -2.61 | 249 | 0.037 | -1.46 | 517 | 0.077 | -2.61 | 249 | 0.037 | -1.46 | DEER:Res:ClothesDishWasher | Annual | 1719 |  | Appl-CW-Top-ElecDHW-ElecDry-Tier3DEER2018 | Appl-CW-Top-ElecDHW-ElecDry-Tier3AnyDMoMH15CZ16DEER2018 | 10778
Appl-CW-Top-ElecDHW-ElecDry-Tier3 | DEER2018 | D17 v3 |  | Any | SFm | 1996 | CZ16 | rDXGF | Household | 1 | 2193 | None | 654 | 0.102 | -2.99 | 316 | 0.05 | -1.67 | 654 | 0.102 | -2.99 | 316 | 0.05 | -1.67 | DEER:Res:ClothesDishWasher | Annual | 1719 |  | Appl-CW-Top-ElecDHW-ElecDry-Tier3DEER2018 | Appl-CW-Top-ElecDHW-ElecDry-Tier3AnySFm1996CZ16DEER2018 | 10779
Appl-CW-Top-ElecDHW-ElecDry-Tier3 | DEER2018 | D17 v3 |  | Any | MFm | 1985 | CZ04 | rDXGF | Household | 1 | 1152 | None | 510 | 0.077 | -1.79 | 248 | 0.038 | -1.01 | 510 | 0.077 | -1.79 | 248 | 0.038 | -1.01 | DEER:Res:ClothesDishWasher | Annual | 1719 |  | Appl-CW-Top-ElecDHW-ElecDry-Tier3DEER2018 | Appl-CW-Top-ElecDHW-ElecDry-Tier3AnyMFm1985CZ04DEER2018 | 10780
Appl-CW-Top-ElecDHW-ElecDry-Tier3 | DEER2018 | D17 v3 |  | Any | MFm | 2003 | CZ14 | rDXGF | Household | 1 | 1094.6 | None | 517 | 0.074 | -1.72 | 253 | 0.037 | -0.96 | 517 | 0.074 | -1.72 | 253 | 0.037 | -0.96 | DEER:Res:ClothesDishWasher | Annual | 1719 |  | Appl-CW-Top-ElecDHW-ElecDry-Tier3DEER2018 | Appl-CW-Top-ElecDHW-ElecDry-Tier3AnyMFm2003CZ14DEER2018 | 10781
Appl-CW-Top-ElecDHW-ElecDry-Tier3 | DEER2018 | D17 v3 |  | Any | MFm | 1985 | CZ14 | rDXGF | Household | 1 | 1407.2 | None | 516 | 0.076 | -1.83 | 252 | 0.038 | -1.03 | 516 | 0.076 | -1.83 | 252 | 0.038 | -1.03 | DEER:Res:ClothesDishWasher | Annual | 1719 |  | Appl-CW-Top-ElecDHW-ElecDry-Tier3DEER2018 | Appl-CW-Top-ElecDHW-ElecDry-Tier3AnyMFm1985CZ14DEER2018 | 10782
Appl-CW-Top-ElecDHW-ElecDry-Tier3 | DEER2018 | D17 v3 |  | Any | MFm | 2003 | CZ04 | rDXGF | Household | 1 | 998.7 | None | 515 | 0.079 | -1.52 | 253 | 0.044 | -0.72 | 515 | 0.079 | -1.52 | 253 | 0.044 | -0.72 | DEER:Res:ClothesDishWasher | Annual | 1719 |  | Appl-CW-Top-ElecDHW-ElecDry-Tier3DEER2018 | Appl-CW-Top-ElecDHW-ElecDry-Tier3AnyMFm2003CZ04DEER2018 | 10783
Appl-CW-Top-ElecDHW-ElecDry-Tier3 | DEER2018 | D17 v3 |  | Any | SFm | 1975 | CZ04 | rDXGF | Household | 1 | 1591 | None | 638 | 0.108 | -3.18 | 310 | 0.057 | -1.81 | 638 | 0.108 | -3.18 | 310 | 0.057 | -1.81 | DEER:Res:ClothesDishWasher | Annual | 1719 |  | Appl-CW-Top-ElecDHW-ElecDry-Tier3DEER2018 | Appl-CW-Top-ElecDHW-ElecDry-Tier3AnySFm1975CZ04DEER2018 | 10784
Appl-CW-Top-ElecDHW-ElecDry-Tier3 | DEER2018 | D17 v3 |  | Any | SFm | 1975 | CZ14 | rDXGF | Household | 1 | 1555 | None | 647 | 0.097 | -3.26 | 316 | 0.048 | -1.82 | 647 | 0.097 | -3.26 | 316 | 0.048 | -1.82 | DEER:Res:ClothesDishWasher | Annual | 1719 |  | Appl-CW-Top-ElecDHW-ElecDry-Tier3DEER2018 | Appl-CW-Top-ElecDHW-ElecDry-Tier3AnySFm1975CZ14DEER2018 | 10785
Appl-CW-Top-ElecDHW-ElecDry-Tier3 | DEER2018 | D17 v3 |  | Any | MFm | 2015 | CZ14 | rDXGF | Household | 1 | 1094.6 | None | 515 | 0.073 | -1.71 | 252 | 0.036 | -0.95 | 515 | 0.073 | -1.71 | 252 | 0.036 | -0.95 | DEER:Res:ClothesDishWasher | Annual | 1719 |  | Appl-CW-Top-ElecDHW-ElecDry-Tier3DEER2018 | Appl-CW-Top-ElecDHW-ElecDry-Tier3AnyMFm2015CZ14DEER2018 | 10786
Appl-CW-Top-ElecDHW-ElecDry-Tier3 | DEER2018 | D17 v3 |  | Any | MFm | 2015 | CZ04 | rDXGF | Household | 1 | 998.7 | None | 516 | 0.076 | -1.24 | 251 | 0.039 | -0.69 | 516 | 0.076 | -1.24 | 251 | 0.039 | -0.69 | DEER:Res:ClothesDishWasher | Annual | 1719 |  | Appl-CW-Top-ElecDHW-ElecDry-Tier3DEER2018 | Appl-CW-Top-ElecDHW-ElecDry-Tier3AnyMFm2015CZ04DEER2018 | 10787
Appl-CW-Top-ElecDHW-ElecDry-Tier3 | DEER2018 | D17 v3 |  | Any | MFm | 2007 | CZ05 | rDXGF | Household | 1 | 998.7 | None | 512 | 0.074 | -2.05 | 247 | 0.036 | -1.15 | 512 | 0.074 | -2.05 | 247 | 0.036 | -1.15 | DEER:Res:ClothesDishWasher | Annual | 1719 |  | Appl-CW-Top-ElecDHW-ElecDry-Tier3DEER2018 | Appl-CW-Top-ElecDHW-ElecDry-Tier3AnyMFm2007CZ05DEER2018 | 10788
Appl-CW-Top-ElecDHW-ElecDry-Tier3 | DEER2018 | D17 v3 |  | Any | SFm | 1985 | CZ13 | rDXGF | Household | 1 | 1704 | None | 642 | 0.101 | -4.22 | 314 | 0.05 | -2.39 | 642 | 0.101 | -4.22 | 314 | 0.05 | -2.39 | DEER:Res:ClothesDishWasher | Annual | 1719 |  | Appl-CW-Top-ElecDHW-ElecDry-Tier3DEER2018 | Appl-CW-Top-ElecDHW-ElecDry-Tier3AnySFm1985CZ13DEER2018 | 10789
Appl-CW-Top-ElecDHW-ElecDry-Tier3 | DEER2018 | D17 v3 |  | Any | SFm | 2003 | CZ13 | rDXGF | Household | 1 | 1948.8 | None | 640 | 0.1 | -3.5 | 313 | 0.051 | -1.95 | 640 | 0.1 | -3.5 | 313 | 0.051 | -1.95 | DEER:Res:ClothesDishWasher | Annual | 1719 |  | Appl-CW-Top-ElecDHW-ElecDry-Tier3DEER2018 | Appl-CW-Top-ElecDHW-ElecDry-Tier3AnySFm2003CZ13DEER2018 | 10790
Appl-CW-Top-ElecDHW-ElecDry-Tier3 | DEER2018 | D17 v3 |  | Any | MFm | 1975 | CZ13 | rDXGF | Household | 1 | 1098.9 | None | 513 | 0.08 | -1.93 | 251 | 0.04 | -1.08 | 513 | 0.08 | -1.93 | 251 | 0.04 | -1.08 | DEER:Res:ClothesDishWasher | Annual | 1719 |  | Appl-CW-Top-ElecDHW-ElecDry-Tier3DEER2018 | Appl-CW-Top-ElecDHW-ElecDry-Tier3AnyMFm1975CZ13DEER2018 | 10791
Appl-CW-Top-ElecDHW-ElecDry-Tier3 | DEER2018 | D17 v3 |  | Any | SFm | 2017 | CZ06 | rDXGF | Household | 1 | 2392.9 | None | 633 | 0.102 | -2.89 | 308 | 0.052 | -1.62 | 633 | 0.102 | -2.89 | 308 | 0.052 | -1.62 | DEER:Res:ClothesDishWasher | Annual | 1719 |  | Appl-CW-Top-ElecDHW-ElecDry-Tier3DEER2018 | Appl-CW-Top-ElecDHW-ElecDry-Tier3AnySFm2017CZ06DEER2018 | 10792
Appl-CW-Top-ElecDHW-ElecDry-Tier3 | DEER2018 | D17 v3 |  | Any | SFm | 2011 | CZ07 | rDXGF | Household | 1 | 2392.9 | None | 648 | 0.103 | -1.34 | 313 | 0.046 | -1.06 | 648 | 0.103 | -1.34 | 313 | 0.046 | -1.06 | DEER:Res:ClothesDishWasher | Annual | 1719 |  | Appl-CW-Top-ElecDHW-ElecDry-Tier3DEER2018 | Appl-CW-Top-ElecDHW-ElecDry-Tier3AnySFm2011CZ07DEER2018 | 10793
Appl-CW-Top-ElecDHW-ElecDry-Tier3 | DEER2018 | D17 v3 |  | Any | DMo | MH85 | CZ07 | rDXGF | Household | 1 | 1242 | None | 515 | 0.078 | -1.86 | 252 | 0.039 | -1.04 | 515 | 0.078 | -1.86 | 252 | 0.039 | -1.04 | DEER:Res:ClothesDishWasher | Annual | 1719 |  | Appl-CW-Top-ElecDHW-ElecDry-Tier3DEER2018 | Appl-CW-Top-ElecDHW-ElecDry-Tier3AnyDMoMH85CZ07DEER2018 | 10794
Appl-CW-Top-ElecDHW-ElecDry-Tier3 | DEER2018 | D17 v3 |  | Any | MFm | 1996 | CZ06 | rDXGF | Household | 1 | 1169.1 | None | 512 | 0.08 | -1.69 | 250 | 0.04 | -0.95 | 512 | 0.08 | -1.69 | 250 | 0.04 | -0.95 | DEER:Res:ClothesDishWasher | Annual | 1719 |  | Appl-CW-Top-ElecDHW-ElecDry-Tier3DEER2018 | Appl-CW-Top-ElecDHW-ElecDry-Tier3AnyMFm1996CZ06DEER2018 | 10795
Appl-CW-Top-ElecDHW-ElecDry-Tier3 | DEER2018 | D17 v3 |  | Any | SFm | 1985 | CZ12 | rDXGF | Household | 1 | 1704 | None | 639 | 0.108 | -4.25 | 311 | 0.053 | -2.39 | 639 | 0.108 | -4.25 | 311 | 0.053 | -2.39 | DEER:Res:ClothesDishWasher | Annual | 1719 |  | Appl-CW-Top-ElecDHW-ElecDry-Tier3DEER2018 | Appl-CW-Top-ElecDHW-ElecDry-Tier3AnySFm1985CZ12DEER2018 | 10796
Appl-CW-Top-ElecDHW-ElecDry-Tier3 | DEER2018 | D17 v3 |  | Any | MFm | 1985 | CZ08 | rDXGF | Household | 1 | 1295.2 | None | 513 | 0.079 | -1.34 | 250 | 0.039 | -0.81 | 513 | 0.079 | -1.34 | 250 | 0.039 | -0.81 | DEER:Res:ClothesDishWasher | Annual | 1719 |  | Appl-CW-Top-ElecDHW-ElecDry-Tier3DEER2018 | Appl-CW-Top-ElecDHW-ElecDry-Tier3AnyMFm1985CZ08DEER2018 | 10797
Appl-CW-Top-ElecDHW-ElecDry-Tier3 | DEER2018 | D17 v3 |  | Any | SFm | 1996 | CZ04 | rDXGF | Household | 1 | 2193 | None | 639 | 0.106 | -3.37 | 311 | 0.053 | -1.9 | 639 | 0.106 | -3.37 | 311 | 0.053 | -1.9 | DEER:Res:ClothesDishWasher | Annual | 1719 |  | Appl-CW-Top-ElecDHW-ElecDry-Tier3DEER2018 | Appl-CW-Top-ElecDHW-ElecDry-Tier3AnySFm1996CZ04DEER2018 | 10798
Appl-CW-Top-ElecDHW-ElecDry-Tier3 | DEER2018 | D17 v3 |  | Any | MFm | 1985 | CZ16 | rDXGF | Household | 1 | 1152 | None | 526 | 0.077 | -2.36 | 254 | 0.038 | -1.32 | 526 | 0.077 | -2.36 | 254 | 0.038 | -1.32 | DEER:Res:ClothesDishWasher | Annual | 1719 |  | Appl-CW-Top-ElecDHW-ElecDry-Tier3DEER2018 | Appl-CW-Top-ElecDHW-ElecDry-Tier3AnyMFm1985CZ16DEER2018 | 10799
Appl-CW-Top-ElecDHW-ElecDry-Tier3 | DEER2018 | D17 v3 |  | Any | DMo | MH15 | CZ04 | rDXGF | Household | 1 | 1242 | None | 512 | 0.079 | -2.6 | 250 | 0.04 | -1.42 | 512 | 0.079 | -2.6 | 250 | 0.04 | -1.42 | DEER:Res:ClothesDishWasher | Annual | 1719 |  | Appl-CW-Top-ElecDHW-ElecDry-Tier3DEER2018 | Appl-CW-Top-ElecDHW-ElecDry-Tier3AnyDMoMH15CZ04DEER2018 | 10800
Appl-CW-Top-ElecDHW-ElecDry-Tier3 | DEER2018 | D17 v3 |  | Any | SFm | 2007 | CZ09 | rDXGF | Household | 1 | 2422.9 | None | 637 | 0.088 | -2.39 | 311 | 0.043 | -1.33 | 637 | 0.088 | -2.39 | 311 | 0.043 | -1.33 | DEER:Res:ClothesDishWasher | Annual | 1719 |  | Appl-CW-Top-ElecDHW-ElecDry-Tier3DEER2018 | Appl-CW-Top-ElecDHW-ElecDry-Tier3AnySFm2007CZ09DEER2018 | 10801
Appl-CW-Top-ElecDHW-ElecDry-Tier3 | DEER2018 | D17 v3 |  | Any | MFm | 2003 | CZ11 | rDXGF | Household | 1 | 1073.2 | None | 515 | 0.075 | -1.78 | 252 | 0.037 | -1 | 515 | 0.075 | -1.78 | 252 | 0.037 | -1 | DEER:Res:ClothesDishWasher | Annual | 1719 |  | Appl-CW-Top-ElecDHW-ElecDry-Tier3DEER2018 | Appl-CW-Top-ElecDHW-ElecDry-Tier3AnyMFm2003CZ11DEER2018 | 10802
Appl-CW-Top-ElecDHW-ElecDry-Tier3 | DEER2018 | D17 v3 |  | Any | SFm | 2015 | CZ06 | rDXGF | Household | 1 | 2392.9 | None | 632 | 0.104 | -2.91 | 307 | 0.05 | -1.62 | 632 | 0.104 | -2.91 | 307 | 0.05 | -1.62 | DEER:Res:ClothesDishWasher | Annual | 1719 |  | Appl-CW-Top-ElecDHW-ElecDry-Tier3DEER2018 | Appl-CW-Top-ElecDHW-ElecDry-Tier3AnySFm2015CZ06DEER2018 | 10803
Appl-CW-Top-ElecDHW-ElecDry-Tier3 | DEER2018 | D17 v3 |  | Any | SFm | 1975 | CZ11 | rDXGF | Household | 1 | 1528 | None | 641 | 0.105 | -3.35 | 313 | 0.053 | -1.86 | 641 | 0.105 | -3.35 | 313 | 0.053 | -1.86 | DEER:Res:ClothesDishWasher | Annual | 1719 |  | Appl-CW-Top-ElecDHW-ElecDry-Tier3DEER2018 | Appl-CW-Top-ElecDHW-ElecDry-Tier3AnySFm1975CZ11DEER2018 | 10804
Appl-CW-Top-ElecDHW-ElecDry-Tier3 | DEER2018 | D17 v3 |  | Any | MFm | 2017 | CZ04 | rDXGF | Household | 1 | 998.7 | None | 516 | 0.078 | -1.11 | 250 | 0.038 | -0.63 | 516 | 0.078 | -1.11 | 250 | 0.038 | -0.63 | DEER:Res:ClothesDishWasher | Annual | 1719 |  | Appl-CW-Top-ElecDHW-ElecDry-Tier3DEER2018 | Appl-CW-Top-ElecDHW-ElecDry-Tier3AnyMFm2017CZ04DEER2018 | 10805
Appl-CW-Top-ElecDHW-ElecDry-Tier3 | DEER2018 | D17 v3 |  | Any | SFm | 1996 | CZ05 | rDXGF | Household | 1 | 2193 | None | 633 | 0.102 | -5.56 | 306 | 0.05 | -3.12 | 633 | 0.102 | -5.56 | 306 | 0.05 | -3.12 | DEER:Res:ClothesDishWasher | Annual | 1719 |  | Appl-CW-Top-ElecDHW-ElecDry-Tier3DEER2018 | Appl-CW-Top-ElecDHW-ElecDry-Tier3AnySFm1996CZ05DEER2018 | 10806
Appl-CW-Top-ElecDHW-ElecDry-Tier3 | DEER2018 | D17 v3 |  | Any | MFm | 2011 | CZ14 | rDXGF | Household | 1 | 1094.6 | None | 515 | 0.072 | -1.63 | 252 | 0.036 | -0.92 | 515 | 0.072 | -1.63 | 252 | 0.036 | -0.92 | DEER:Res:ClothesDishWasher | Annual | 1719 |  | Appl-CW-Top-ElecDHW-ElecDry-Tier3DEER2018 | Appl-CW-Top-ElecDHW-ElecDry-Tier3AnyMFm2011CZ14DEER2018 | 10807
Appl-CW-Top-ElecDHW-ElecDry-Tier1 | DEER2018 | D17 v3 |  | Any | SFm | 2017 | CZ03 | rDXGF | Household | 1 | 2295.6 | None | 494 | 0.078 | -2.8 | 167 | 0.028 | -1.33 | 494 | 0.078 | -2.8 | 167 | 0.028 | -1.33 | DEER:Res:ClothesDishWasher | Annual | 1719 |  | Appl-CW-Top-ElecDHW-ElecDry-Tier1DEER2018 | Appl-CW-Top-ElecDHW-ElecDry-Tier1AnySFm2017CZ03DEER2018 | 10808
Appl-CW-Top-ElecDHW-ElecDry-Tier3 | DEER2018 | D17 v3 |  | Any | DMo | MH15 | CZ05 | rDXGF | Household | 1 | 1242 | None | 510 | 0.08 | -3.55 | 246 | 0.039 | -1.96 | 510 | 0.08 | -3.55 | 246 | 0.039 | -1.96 | DEER:Res:ClothesDishWasher | Annual | 1719 |  | Appl-CW-Top-ElecDHW-ElecDry-Tier3DEER2018 | Appl-CW-Top-ElecDHW-ElecDry-Tier3AnyDMoMH15CZ05DEER2018 | 10809
Appl-CW-Top-ElecDHW-ElecDry-Tier1 | DEER2018 | D17 v3 |  | Any | DMo | MH06 | CZ02 | rDXGF | Household | 1 | 1242 | None | 403 | 0.063 | -2.59 | 137 | 0.022 | -1.22 | 403 | 0.063 | -2.59 | 137 | 0.022 | -1.22 | DEER:Res:ClothesDishWasher | Annual | 1719 |  | Appl-CW-Top-ElecDHW-ElecDry-Tier1DEER2018 | Appl-CW-Top-ElecDHW-ElecDry-Tier1AnyDMoMH06CZ02DEER2018 | 10810
Appl-CW-Top-ElecDHW-ElecDry-Tier3 | DEER2018 | D17 v3 |  | Any | DMo | MH06 | CZ12 | rDXGF | Household | 1 | 1242 | None | 515 | 0.078 | -2.7 | 250 | 0.039 | -1.5 | 515 | 0.078 | -2.7 | 250 | 0.039 | -1.5 | DEER:Res:ClothesDishWasher | Annual | 1719 |  | Appl-CW-Top-ElecDHW-ElecDry-Tier3DEER2018 | Appl-CW-Top-ElecDHW-ElecDry-Tier3AnyDMoMH06CZ12DEER2018 | 10811
Appl-CW-Top-ElecDHW-ElecDry-Tier3 | DEER2018 | D17 v3 |  | Any | MFm | 2011 | CZ10 | rDXGF | Household | 1 | 1073.2 | None | 512 | 0.077 | -1.06 | 250 | 0.038 | -0.61 | 512 | 0.077 | -1.06 | 250 | 0.038 | -0.61 | DEER:Res:ClothesDishWasher | Annual | 1719 |  | Appl-CW-Top-ElecDHW-ElecDry-Tier3DEER2018 | Appl-CW-Top-ElecDHW-ElecDry-Tier3AnyMFm2011CZ10DEER2018 | 10812
Appl-CW-Top-ElecDHW-ElecDry-Tier3 | DEER2018 | D17 v3 |  | Any | SFm | 2007 | CZ06 | rDXGF | Household | 1 | 2392.9 | None | 638 | 0.099 | -2.76 | 312 | 0.049 | -1.56 | 638 | 0.099 | -2.76 | 312 | 0.049 | -1.56 | DEER:Res:ClothesDishWasher | Annual | 1719 |  | Appl-CW-Top-ElecDHW-ElecDry-Tier3DEER2018 | Appl-CW-Top-ElecDHW-ElecDry-Tier3AnySFm2007CZ06DEER2018 | 10813
Appl-CW-Top-ElecDHW-ElecDry-Tier3 | DEER2018 | D17 v3 |  | Any | SFm | 2015 | CZ09 | rDXGF | Household | 1 | 2422.9 | None | 633 | 0.091 | -2.34 | 309 | 0.045 | -1.29 | 633 | 0.091 | -2.34 | 309 | 0.045 | -1.29 | DEER:Res:ClothesDishWasher | Annual | 1719 |  | Appl-CW-Top-ElecDHW-ElecDry-Tier3DEER2018 | Appl-CW-Top-ElecDHW-ElecDry-Tier3AnySFm2015CZ09DEER2018 | 10814
Appl-CW-Top-ElecDHW-ElecDry-Tier3 | DEER2018 | D17 v3 |  | Any | DMo | MH00 | CZ12 | rDXGF | Household | 1 | 1242 | None | 519 | 0.082 | -2.79 | 253 | 0.042 | -1.56 | 519 | 0.082 | -2.79 | 253 | 0.042 | -1.56 | DEER:Res:ClothesDishWasher | Annual | 1719 |  | Appl-CW-Top-ElecDHW-ElecDry-Tier3DEER2018 | Appl-CW-Top-ElecDHW-ElecDry-Tier3AnyDMoMH00CZ12DEER2018 | 10815
Appl-CW-Top-ElecDHW-ElecDry-Tier3 | DEER2018 | D17 v3 |  | Any | DMo | MH85 | CZ03 | rDXGF | Household | 1 | 1242 | None | 510 | 0.084 | -3.47 | 246 | 0.042 | -1.95 | 510 | 0.084 | -3.47 | 246 | 0.042 | -1.95 | DEER:Res:ClothesDishWasher | Annual | 1719 |  | Appl-CW-Top-ElecDHW-ElecDry-Tier3DEER2018 | Appl-CW-Top-ElecDHW-ElecDry-Tier3AnyDMoMH85CZ03DEER2018 | 10816
Appl-CW-Top-ElecDHW-ElecDry-Tier1 | DEER2018 | D17 v3 |  | Any | MFm | 2011 | CZ05 | rDXGF | Household | 1 | 998.7 | None | 399 | 0.057 | -1.63 | 134 | 0.02 | -0.81 | 399 | 0.057 | -1.63 | 134 | 0.02 | -0.81 | DEER:Res:ClothesDishWasher | Annual | 1719 |  | Appl-CW-Top-ElecDHW-ElecDry-Tier1DEER2018 | Appl-CW-Top-ElecDHW-ElecDry-Tier1AnyMFm2011CZ05DEER2018 | 10817
Appl-CW-Top-ElecDHW-ElecDry-Tier3 | DEER2018 | D17 v3 |  | Any | SFm | 2011 | CZ03 | rDXGF | Household | 1 | 2295.6 | None | 634 | 0.098 | -3.88 | 307 | 0.051 | -2.19 | 634 | 0.098 | -3.88 | 307 | 0.051 | -2.19 | DEER:Res:ClothesDishWasher | Annual | 1719 |  | Appl-CW-Top-ElecDHW-ElecDry-Tier3DEER2018 | Appl-CW-Top-ElecDHW-ElecDry-Tier3AnySFm2011CZ03DEER2018 | 10818
Appl-CW-Top-ElecDHW-ElecDry-Tier3 | DEER2018 | D17 v3 |  | Any | MFm | 2017 | CZ05 | rDXGF | Household | 1 | 998.7 | None | 514 | 0.074 | -1.3 | 249 | 0.037 | -0.72 | 514 | 0.074 | -1.3 | 249 | 0.037 | -0.72 | DEER:Res:ClothesDishWasher | Annual | 1719 |  | Appl-CW-Top-ElecDHW-ElecDry-Tier3DEER2018 | Appl-CW-Top-ElecDHW-ElecDry-Tier3AnyMFm2017CZ05DEER2018 | 10819
Appl-CW-Top-ElecDHW-ElecDry-Tier3 | DEER2018 | D17 v3 |  | Any | SFm | 2011 | CZ15 | rDXGF | Household | 1 | 2160.9 | None | 628 | 0.089 | -1.55 | 311 | 0.045 | -0.87 | 628 | 0.089 | -1.55 | 311 | 0.045 | -0.87 | DEER:Res:ClothesDishWasher | Annual | 1719 |  | Appl-CW-Top-ElecDHW-ElecDry-Tier3DEER2018 | Appl-CW-Top-ElecDHW-ElecDry-Tier3AnySFm2011CZ15DEER2018 | 10820
Appl-CW-Top-ElecDHW-ElecDry-Tier3 | DEER2018 | D17 v3 |  | Any | DMo | MH85 | CZ15 | rDXGF | Household | 1 | 1242 | None | 507 | 0.074 | -1 | 255 | 0.038 | -0.57 | 507 | 0.074 | -1 | 255 | 0.038 | -0.57 | DEER:Res:ClothesDishWasher | Annual | 1719 |  | Appl-CW-Top-ElecDHW-ElecDry-Tier3DEER2018 | Appl-CW-Top-ElecDHW-ElecDry-Tier3AnyDMoMH85CZ15DEER2018 | 10821
Appl-CW-Top-ElecDHW-ElecDry-Tier3 | DEER2018 | D17 v3 |  | Any | MFm | 2015 | CZ05 | rDXGF | Household | 1 | 998.7 | None | 514 | 0.074 | -1.34 | 249 | 0.035 | -0.77 | 514 | 0.074 | -1.34 | 249 | 0.035 | -0.77 | DEER:Res:ClothesDishWasher | Annual | 1719 |  | Appl-CW-Top-ElecDHW-ElecDry-Tier3DEER2018 | Appl-CW-Top-ElecDHW-ElecDry-Tier3AnyMFm2015CZ05DEER2018 | 10822
Appl-CW-Top-ElecDHW-ElecDry-Tier3 | DEER2018 | D17 v3 |  | Any | MFm | 2007 | CZ04 | rDXGF | Household | 1 | 998.7 | None | 514 | 0.076 | -1.49 | 250 | 0.038 | -0.83 | 514 | 0.076 | -1.49 | 250 | 0.038 | -0.83 | DEER:Res:ClothesDishWasher | Annual | 1719 |  | Appl-CW-Top-ElecDHW-ElecDry-Tier3DEER2018 | Appl-CW-Top-ElecDHW-ElecDry-Tier3AnyMFm2007CZ04DEER2018 | 10823
Appl-CW-Top-ElecDHW-ElecDry-Tier3 | DEER2018 | D17 v3 |  | Any | MFm | 1975 | CZ02 | rDXGF | Household | 1 | 1070.2 | None | 514 | 0.081 | -2.2 | 249 | 0.041 | -1.24 | 514 | 0.081 | -2.2 | 249 | 0.041 | -1.24 | DEER:Res:ClothesDishWasher | Annual | 1719 |  | Appl-CW-Top-ElecDHW-ElecDry-Tier3DEER2018 | Appl-CW-Top-ElecDHW-ElecDry-Tier3AnyMFm1975CZ02DEER2018 | 10824
Appl-CW-Top-ElecDHW-ElecDry-Tier1 | DEER2018 | D17 v3 |  | Any | DMo | MH15 | CZ14 | rDXGF | Household | 1 | 1242 | None | 403 | 0.059 | -2.12 | 141 | 0.022 | -1.01 | 403 | 0.059 | -2.12 | 141 | 0.022 | -1.01 | DEER:Res:ClothesDishWasher | Annual | 1719 |  | Appl-CW-Top-ElecDHW-ElecDry-Tier1DEER2018 | Appl-CW-Top-ElecDHW-ElecDry-Tier1AnyDMoMH15CZ14DEER2018 | 10825
Appl-CW-Top-ElecDHW-ElecDry-Tier3 | DEER2018 | D17 v3 |  | Any | SFm | 2003 | CZ02 | rDXGF | Household | 1 | 1948.8 | None | 641 | 0.105 | -3.62 | 310 | 0.052 | -2.02 | 641 | 0.105 | -3.62 | 310 | 0.052 | -2.02 | DEER:Res:ClothesDishWasher | Annual | 1719 |  | Appl-CW-Top-ElecDHW-ElecDry-Tier3DEER2018 | Appl-CW-Top-ElecDHW-ElecDry-Tier3AnySFm2003CZ02DEER2018 | 10826
Appl-CW-Top-ElecDHW-ElecDry-Tier3 | DEER2018 | D17 v3 |  | Any | SFm | 2017 | CZ09 | rDXGF | Household | 1 | 2422.9 | None | 630 | 0.092 | -2.31 | 307 | 0.046 | -1.31 | 630 | 0.092 | -2.31 | 307 | 0.046 | -1.31 | DEER:Res:ClothesDishWasher | Annual | 1719 |  | Appl-CW-Top-ElecDHW-ElecDry-Tier3DEER2018 | Appl-CW-Top-ElecDHW-ElecDry-Tier3AnySFm2017CZ09DEER2018 | 10827
Appl-CW-Top-ElecDHW-ElecDry-Tier3 | DEER2018 | D17 v3 |  | Any | DMo | MH72 | CZ12 | rDXGF | Household | 1 | 1196 | None | 516 | 0.085 | -2.39 | 252 | 0.043 | -1.33 | 516 | 0.085 | -2.39 | 252 | 0.043 | -1.33 | DEER:Res:ClothesDishWasher | Annual | 1719 |  | Appl-CW-Top-ElecDHW-ElecDry-Tier3DEER2018 | Appl-CW-Top-ElecDHW-ElecDry-Tier3AnyDMoMH72CZ12DEER2018 | 10828
Appl-CW-Top-ElecDHW-ElecDry-Tier3 | DEER2018 | D17 v3 |  | Any | MFm | 1996 | CZ09 | rDXGF | Household | 1 | 1093.6 | None | 516 | 0.076 | -1.21 | 253 | 0.038 | -0.68 | 516 | 0.076 | -1.21 | 253 | 0.038 | -0.68 | DEER:Res:ClothesDishWasher | Annual | 1719 |  | Appl-CW-Top-ElecDHW-ElecDry-Tier3DEER2018 | Appl-CW-Top-ElecDHW-ElecDry-Tier3AnyMFm1996CZ09DEER2018 | 10829
Appl-CW-Top-ElecDHW-ElecDry-Tier3 | DEER2018 | D17 v3 |  | Any | MFm | 1975 | CZ01 | rDXGF | Household | 1 | 1070.2 | None | 515 | 0.071 | -3.34 | 247 | 0.034 | -1.88 | 515 | 0.071 | -3.34 | 247 | 0.034 | -1.88 | DEER:Res:ClothesDishWasher | Annual | 1719 |  | Appl-CW-Top-ElecDHW-ElecDry-Tier3DEER2018 | Appl-CW-Top-ElecDHW-ElecDry-Tier3AnyMFm1975CZ01DEER2018 | 10830
Appl-CW-Top-ElecDHW-ElecDry-Tier1 | DEER2018 | D17 v3 |  | Any | SFm | 2017 | CZ15 | rDXGF | Household | 1 | 2160.9 | None | 494 | 0.07 | -1.3 | 180 | 0.026 | -0.61 | 494 | 0.07 | -1.3 | 180 | 0.026 | -0.61 | DEER:Res:ClothesDishWasher | Annual | 1719 |  | Appl-CW-Top-ElecDHW-ElecDry-Tier1DEER2018 | Appl-CW-Top-ElecDHW-ElecDry-Tier1AnySFm2017CZ15DEER2018 | 10831
Appl-CW-Top-ElecDHW-ElecDry-Tier3 | DEER2018 | D17 v3 |  | Any | SFm | 2003 | CZ01 | rDXGF | Household | 1 | 2295.6 | None | 638 | 0.088 | -4.03 | 307 | 0.042 | -2.26 | 638 | 0.088 | -4.03 | 307 | 0.042 | -2.26 | DEER:Res:ClothesDishWasher | Annual | 1719 |  | Appl-CW-Top-ElecDHW-ElecDry-Tier3DEER2018 | Appl-CW-Top-ElecDHW-ElecDry-Tier3AnySFm2003CZ01DEER2018 | 10832
Appl-CW-Top-ElecDHW-ElecDry-Tier2 | DEER2018 | D17 v3 |  | Any | DMo | MH15 | CZ15 | rDXGF | Household | 1 | 1242 | None | 443 | 0.063 | -0.77 | 189 | 0.027 | -0.38 | 443 | 0.063 | -0.77 | 189 | 0.027 | -0.38 | DEER:Res:ClothesDishWasher | Annual | 1719 |  | Appl-CW-Top-ElecDHW-ElecDry-Tier2DEER2018 | Appl-CW-Top-ElecDHW-ElecDry-Tier2AnyDMoMH15CZ15DEER2018 | 10833
Appl-CW-Top-ElecDHW-ElecDry-Tier2 | DEER2018 | D17 v3 |  | Any | SFm | 2017 | CZ14 | rDXGF | Household | 1 | 2160.9 | None | 562 | 0.079 | -3.2 | 236 | 0.034 | -1.58 | 562 | 0.079 | -3.2 | 236 | 0.034 | -1.58 | DEER:Res:ClothesDishWasher | Annual | 1719 |  | Appl-CW-Top-ElecDHW-ElecDry-Tier2DEER2018 | Appl-CW-Top-ElecDHW-ElecDry-Tier2AnySFm2017CZ14DEER2018 | 10834
Appl-CW-Top-ElecDHW-ElecDry-Tier2 | DEER2018 | D17 v3 |  | Any | MFm | 1996 | CZ10 | rDXGF | Household | 1 | 1093.6 | None | 447 | 0.074 | -1.43 | 187 | 0.032 | -0.77 | 447 | 0.074 | -1.43 | 187 | 0.032 | -0.77 | DEER:Res:ClothesDishWasher | Annual | 1719 |  | Appl-CW-Top-ElecDHW-ElecDry-Tier2DEER2018 | Appl-CW-Top-ElecDHW-ElecDry-Tier2AnyMFm1996CZ10DEER2018 | 10835
Appl-CW-Top-ElecDHW-ElecDry-Tier2 | DEER2018 | D17 v3 |  | Any | MFm | 1975 | CZ16 | rDXGF | Household | 1 | 1070.2 | None | 463 | 0.068 | -1.99 | 192 | 0.029 | -0.99 | 463 | 0.068 | -1.99 | 192 | 0.029 | -0.99 | DEER:Res:ClothesDishWasher | Annual | 1719 |  | Appl-CW-Top-ElecDHW-ElecDry-Tier2DEER2018 | Appl-CW-Top-ElecDHW-ElecDry-Tier2AnyMFm1975CZ16DEER2018 | 10836
Appl-CW-Top-ElecDHW-ElecDry-Tier2 | DEER2018 | D17 v3 |  | Any | MFm | 2017 | CZ03 | rDXGF | Household | 1 | 998.7 | None | 450 | 0.064 | -1.72 | 187 | 0.027 | -0.9 | 450 | 0.064 | -1.72 | 187 | 0.027 | -0.9 | DEER:Res:ClothesDishWasher | Annual | 1719 |  | Appl-CW-Top-ElecDHW-ElecDry-Tier2DEER2018 | Appl-CW-Top-ElecDHW-ElecDry-Tier2AnyMFm2017CZ03DEER2018 | 10837
Appl-CW-Top-ElecDHW-ElecDry-Tier2 | DEER2018 | D17 v3 |  | Any | SFm | 2003 | CZ16 | rDXGF | Household | 1 | 2295.6 | None | 573 | 0.088 | -2.49 | 238 | 0.037 | -1.24 | 573 | 0.088 | -2.49 | 238 | 0.037 | -1.24 | DEER:Res:ClothesDishWasher | Annual | 1719 |  | Appl-CW-Top-ElecDHW-ElecDry-Tier2DEER2018 | Appl-CW-Top-ElecDHW-ElecDry-Tier2AnySFm2003CZ16DEER2018 | 10838
Appl-CW-Top-ElecDHW-ElecDry-Tier2 | DEER2018 | D17 v3 |  | Any | MFm | 1996 | CZ14 | rDXGF | Household | 1 | 1086 | None | 456 | 0.064 | -1.44 | 191 | 0.027 | -0.7 | 456 | 0.064 | -1.44 | 191 | 0.027 | -0.7 | DEER:Res:ClothesDishWasher | Annual | 1719 |  | Appl-CW-Top-ElecDHW-ElecDry-Tier2DEER2018 | Appl-CW-Top-ElecDHW-ElecDry-Tier2AnyMFm1996CZ14DEER2018 | 10839
Appl-CW-Top-ElecDHW-ElecDry-Tier2 | DEER2018 | D17 v3 |  | Any | SFm | 2017 | CZ10 | rDXGF | Household | 1 | 1948.8 | None | 558 | 0.082 | -2.5 | 234 | 0.035 | -1.23 | 558 | 0.082 | -2.5 | 234 | 0.035 | -1.23 | DEER:Res:ClothesDishWasher | Annual | 1719 |  | Appl-CW-Top-ElecDHW-ElecDry-Tier2DEER2018 | Appl-CW-Top-ElecDHW-ElecDry-Tier2AnySFm2017CZ10DEER2018 | 10840
Appl-CW-Top-ElecDHW-ElecDry-Tier2 | DEER2018 | D17 v3 |  | Any | MFm | 2017 | CZ15 | rDXGF | Household | 1 | 1094.6 | None | 440 | 0.062 | -0.62 | 187 | 0.027 | -0.3 | 440 | 0.062 | -0.62 | 187 | 0.027 | -0.3 | DEER:Res:ClothesDishWasher | Annual | 1719 |  | Appl-CW-Top-ElecDHW-ElecDry-Tier2DEER2018 | Appl-CW-Top-ElecDHW-ElecDry-Tier2AnyMFm2017CZ15DEER2018 | 10841
Appl-CW-Top-ElecDHW-ElecDry-Tier2 | DEER2018 | D17 v3 |  | Any | SFm | 2011 | CZ05 | rDXGF | Household | 1 | 2295.6 | None | 558 | 0.087 | -4.33 | 231 | 0.037 | -2.1 | 558 | 0.087 | -4.33 | 231 | 0.037 | -2.1 | DEER:Res:ClothesDishWasher | Annual | 1719 |  | Appl-CW-Top-ElecDHW-ElecDry-Tier2DEER2018 | Appl-CW-Top-ElecDHW-ElecDry-Tier2AnySFm2011CZ05DEER2018 | 10842
Appl-CW-Top-ElecDHW-ElecDry-Tier2 | DEER2018 | D17 v3 |  | Any | DMo | MH85 | CZ05 | rDXGF | Household | 1 | 1242 | None | 450 | 0.078 | -3.23 | 187 | 0.034 | -1.62 | 450 | 0.078 | -3.23 | 187 | 0.034 | -1.62 | DEER:Res:ClothesDishWasher | Annual | 1719 |  | Appl-CW-Top-ElecDHW-ElecDry-Tier2DEER2018 | Appl-CW-Top-ElecDHW-ElecDry-Tier2AnyDMoMH85CZ05DEER2018 | 10843
Appl-CW-Top-ElecDHW-ElecDry-Tier2 | DEER2018 | D17 v3 |  | Any | MFm | 2015 | CZ15 | rDXGF | Household | 1 | 1094.6 | None | 439 | 0.061 | -0.65 | 186 | 0.026 | -0.33 | 439 | 0.061 | -0.65 | 186 | 0.026 | -0.33 | DEER:Res:ClothesDishWasher | Annual | 1719 |  | Appl-CW-Top-ElecDHW-ElecDry-Tier2DEER2018 | Appl-CW-Top-ElecDHW-ElecDry-Tier2AnyMFm2015CZ15DEER2018 | 10844
Appl-CW-Top-ElecDHW-ElecDry-Tier2 | DEER2018 | D17 v3 |  | Any | MFm | 2003 | CZ12 | rDXGF | Household | 1 | 1073.2 | None | 454 | 0.069 | -1.46 | 190 | 0.03 | -0.73 | 454 | 0.069 | -1.46 | 190 | 0.03 | -0.73 | DEER:Res:ClothesDishWasher | Annual | 1719 |  | Appl-CW-Top-ElecDHW-ElecDry-Tier2DEER2018 | Appl-CW-Top-ElecDHW-ElecDry-Tier2AnyMFm2003CZ12DEER2018 | 10845
Appl-CW-Top-ElecDHW-ElecDry-Tier2 | DEER2018 | D17 v3 |  | Any | SFm | 1975 | CZ12 | rDXGF | Household | 1 | 1528 | None | 563 | 0.093 | -3.06 | 236 | 0.041 | -1.52 | 563 | 0.093 | -3.06 | 236 | 0.041 | -1.52 | DEER:Res:ClothesDishWasher | Annual | 1719 |  | Appl-CW-Top-ElecDHW-ElecDry-Tier2DEER2018 | Appl-CW-Top-ElecDHW-ElecDry-Tier2AnySFm1975CZ12DEER2018 | 10846
Appl-CW-Top-ElecDHW-ElecDry-Tier2 | DEER2018 | D17 v3 |  | Any | MFm | 2015 | CZ03 | rDXGF | Household | 1 | 998.7 | None | 450 | 0.064 | -1.61 | 187 | 0.027 | -0.73 | 450 | 0.064 | -1.61 | 187 | 0.027 | -0.73 | DEER:Res:ClothesDishWasher | Annual | 1719 |  | Appl-CW-Top-ElecDHW-ElecDry-Tier2DEER2018 | Appl-CW-Top-ElecDHW-ElecDry-Tier2AnyMFm2015CZ03DEER2018 | 10847
Appl-CW-Top-ElecDHW-ElecDry-Tier2 | DEER2018 | D17 v3 |  | Any | MFm | 2011 | CZ09 | rDXGF | Household | 1 | 1126.6 | None | 450 | 0.066 | -1.09 | 189 | 0.028 | -0.54 | 450 | 0.066 | -1.09 | 189 | 0.028 | -0.54 | DEER:Res:ClothesDishWasher | Annual | 1719 |  | Appl-CW-Top-ElecDHW-ElecDry-Tier2DEER2018 | Appl-CW-Top-ElecDHW-ElecDry-Tier2AnyMFm2011CZ09DEER2018 | 10848
Appl-CW-Top-ElecDHW-ElecDry-Tier2 | DEER2018 | D17 v3 |  | Any | MFm | 1975 | CZ08 | rDXGF | Household | 1 | 1047.7 | None | 450 | 0.069 | -1.11 | 189 | 0.03 | -0.55 | 450 | 0.069 | -1.11 | 189 | 0.03 | -0.55 | DEER:Res:ClothesDishWasher | Annual | 1719 |  | Appl-CW-Top-ElecDHW-ElecDry-Tier2DEER2018 | Appl-CW-Top-ElecDHW-ElecDry-Tier2AnyMFm1975CZ08DEER2018 | 10849
Appl-CW-Top-ElecDHW-ElecDry-Tier2 | DEER2018 | D17 v3 |  | Any | SFm | 2003 | CZ08 | rDXGF | Household | 1 | 2392.9 | None | 570 | 0.082 | -1.96 | 240 | 0.035 | -0.97 | 570 | 0.082 | -1.96 | 240 | 0.035 | -0.97 | DEER:Res:ClothesDishWasher | Annual | 1719 |  | Appl-CW-Top-ElecDHW-ElecDry-Tier2DEER2018 | Appl-CW-Top-ElecDHW-ElecDry-Tier2AnySFm2003CZ08DEER2018 | 10850
Appl-CW-Top-ElecDHW-ElecDry-Tier2 | DEER2018 | D17 v3 |  | Any | SFm | 2015 | CZ10 | rDXGF | Household | 1 | 1948.8 | None | 557 | 0.082 | -2.61 | 233 | 0.035 | -1.3 | 557 | 0.082 | -2.61 | 233 | 0.035 | -1.3 | DEER:Res:ClothesDishWasher | Annual | 1719 |  | Appl-CW-Top-ElecDHW-ElecDry-Tier2DEER2018 | Appl-CW-Top-ElecDHW-ElecDry-Tier2AnySFm2015CZ10DEER2018 | 10851
Appl-CW-Top-ElecDHW-ElecDry-Tier2 | DEER2018 | D17 v3 |  | Any | SFm | 2015 | CZ14 | rDXGF | Household | 1 | 2160.9 | None | 563 | 0.08 | -3.15 | 236 | 0.035 | -1.56 | 563 | 0.08 | -3.15 | 236 | 0.035 | -1.56 | DEER:Res:ClothesDishWasher | Annual | 1719 |  | Appl-CW-Top-ElecDHW-ElecDry-Tier2DEER2018 | Appl-CW-Top-ElecDHW-ElecDry-Tier2AnySFm2015CZ14DEER2018 | 10852
Appl-CW-Top-ElecDHW-ElecDry-Tier2 | DEER2018 | D17 v3 |  | Any | MFm | 1985 | CZ13 | rDXGF | Household | 1 | 1150 | None | 452 | 0.07 | -1.88 | 189 | 0.03 | -0.93 | 452 | 0.07 | -1.88 | 189 | 0.03 | -0.93 | DEER:Res:ClothesDishWasher | Annual | 1719 |  | Appl-CW-Top-ElecDHW-ElecDry-Tier2DEER2018 | Appl-CW-Top-ElecDHW-ElecDry-Tier2AnyMFm1985CZ13DEER2018 | 10853
Appl-CW-Top-ElecDHW-ElecDry-Tier2 | DEER2018 | D17 v3 |  | Any | DMo | MH15 | CZ07 | rDXGF | Household | 1 | 1242 | None | 454 | 0.066 | -0.85 | 191 | 0.028 | -0.4 | 454 | 0.066 | -0.85 | 191 | 0.028 | -0.4 | DEER:Res:ClothesDishWasher | Annual | 1719 |  | Appl-CW-Top-ElecDHW-ElecDry-Tier2DEER2018 | Appl-CW-Top-ElecDHW-ElecDry-Tier2AnyDMoMH15CZ07DEER2018 | 10854
Appl-CW-Top-ElecDHW-ElecDry-Tier2 | DEER2018 | D17 v3 |  | Any | DMo | MH06 | CZ11 | rDXGF | Household | 1 | 1242 | None | 451 | 0.069 | -1.87 | 190 | 0.029 | -0.93 | 451 | 0.069 | -1.87 | 190 | 0.029 | -0.93 | DEER:Res:ClothesDishWasher | Annual | 1719 |  | Appl-CW-Top-ElecDHW-ElecDry-Tier2DEER2018 | Appl-CW-Top-ElecDHW-ElecDry-Tier2AnyDMoMH06CZ11DEER2018 | 10855
Appl-CW-Top-ElecDHW-ElecDry-Tier2 | DEER2018 | D17 v3 |  | Any | DMo | MH00 | CZ11 | rDXGF | Household | 1 | 1242 | None | 454 | 0.071 | -2.23 | 191 | 0.031 | -1.12 | 454 | 0.071 | -2.23 | 191 | 0.031 | -1.12 | DEER:Res:ClothesDishWasher | Annual | 1719 |  | Appl-CW-Top-ElecDHW-ElecDry-Tier2DEER2018 | Appl-CW-Top-ElecDHW-ElecDry-Tier2AnyDMoMH00CZ11DEER2018 | 10856
Appl-CW-Top-ElecDHW-ElecDry-Tier2 | DEER2018 | D17 v3 |  | Any | MFm | 2007 | CZ15 | rDXGF | Household | 1 | 1094.6 | None | 440 | 0.062 | -0.68 | 186 | 0.026 | -0.34 | 440 | 0.062 | -0.68 | 186 | 0.026 | -0.34 | DEER:Res:ClothesDishWasher | Annual | 1719 |  | Appl-CW-Top-ElecDHW-ElecDry-Tier2DEER2018 | Appl-CW-Top-ElecDHW-ElecDry-Tier2AnyMFm2007CZ15DEER2018 | 10857
Appl-CW-Top-ElecDHW-ElecDry-Tier2 | DEER2018 | D17 v3 |  | Any | SFm | 2007 | CZ10 | rDXGF | Household | 1 | 1948.8 | None | 562 | 0.079 | -2.72 | 236 | 0.033 | -1.37 | 562 | 0.079 | -2.72 | 236 | 0.033 | -1.37 | DEER:Res:ClothesDishWasher | Annual | 1719 |  | Appl-CW-Top-ElecDHW-ElecDry-Tier2DEER2018 | Appl-CW-Top-ElecDHW-ElecDry-Tier2AnySFm2007CZ10DEER2018 | 10858
Appl-CW-Top-ElecDHW-ElecDry-Tier2 | DEER2018 | D17 v3 |  | Any | MFm | 2011 | CZ06 | rDXGF | Household | 1 | 1206 | None | 450 | 0.067 | -1.36 | 188 | 0.028 | -0.68 | 450 | 0.067 | -1.36 | 188 | 0.028 | -0.68 | DEER:Res:ClothesDishWasher | Annual | 1719 |  | Appl-CW-Top-ElecDHW-ElecDry-Tier2DEER2018 | Appl-CW-Top-ElecDHW-ElecDry-Tier2AnyMFm2011CZ06DEER2018 | 10859
Appl-CW-Top-ElecDHW-ElecDry-Tier2 | DEER2018 | D17 v3 |  | Any | MFm | 1985 | CZ01 | rDXGF | Household | 1 | 1152 | None | 455 | 0.063 | -3.29 | 188 | 0.026 | -1.64 | 455 | 0.063 | -3.29 | 188 | 0.026 | -1.64 | DEER:Res:ClothesDishWasher | Annual | 1719 |  | Appl-CW-Top-ElecDHW-ElecDry-Tier2DEER2018 | Appl-CW-Top-ElecDHW-ElecDry-Tier2AnyMFm1985CZ01DEER2018 | 10860
Appl-CW-Top-ElecDHW-ElecDry-Tier2 | DEER2018 | D17 v3 |  | Any | SFm | 1996 | CZ07 | rDXGF | Household | 1 | 2297 | None | 567 | 0.117 | -0.31 | 238 | 0.061 | -0.35 | 567 | 0.117 | -0.31 | 238 | 0.061 | -0.35 | DEER:Res:ClothesDishWasher | Annual | 1719 |  | Appl-CW-Top-ElecDHW-ElecDry-Tier2DEER2018 | Appl-CW-Top-ElecDHW-ElecDry-Tier2AnySFm1996CZ07DEER2018 | 10861
Appl-CW-Top-ElecDHW-ElecDry-Tier2 | DEER2018 | D17 v3 |  | Any | MFm | 2007 | CZ03 | rDXGF | Household | 1 | 998.7 | None | 449 | 0.064 | -2.02 | 186 | 0.027 | -1.02 | 449 | 0.064 | -2.02 | 186 | 0.027 | -1.02 | DEER:Res:ClothesDishWasher | Annual | 1719 |  | Appl-CW-Top-ElecDHW-ElecDry-Tier2DEER2018 | Appl-CW-Top-ElecDHW-ElecDry-Tier2AnyMFm2007CZ03DEER2018 | 10862
Appl-CW-Top-ElecDHW-ElecDry-Tier2 | DEER2018 | D17 v3 |  | Any | SFm | 2007 | CZ14 | rDXGF | Household | 1 | 2160.9 | None | 564 | 0.079 | -3.21 | 237 | 0.034 | -1.6 | 564 | 0.079 | -3.21 | 237 | 0.034 | -1.6 | DEER:Res:ClothesDishWasher | Annual | 1719 |  | Appl-CW-Top-ElecDHW-ElecDry-Tier2DEER2018 | Appl-CW-Top-ElecDHW-ElecDry-Tier2AnySFm2007CZ14DEER2018 | 10863
Appl-CW-Top-ElecDHW-ElecDry-Tier2 | DEER2018 | D17 v3 |  | Any | MFm | 2017 | CZ07 | rDXGF | Household | 1 | 1206 | None | 453 | 0.066 | -1.12 | 190 | 0.028 | -0.56 | 453 | 0.066 | -1.12 | 190 | 0.028 | -0.56 | DEER:Res:ClothesDishWasher | Annual | 1719 |  | Appl-CW-Top-ElecDHW-ElecDry-Tier2DEER2018 | Appl-CW-Top-ElecDHW-ElecDry-Tier2AnyMFm2017CZ07DEER2018 | 10864
Appl-CW-Top-ElecDHW-ElecDry-Tier2 | DEER2018 | D17 v3 |  | Any | MFm | 1985 | CZ02 | rDXGF | Household | 1 | 1152 | None | 452 | 0.065 | -2.41 | 187 | 0.024 | -1.45 | 452 | 0.065 | -2.41 | 187 | 0.024 | -1.45 | DEER:Res:ClothesDishWasher | Annual | 1719 |  | Appl-CW-Top-ElecDHW-ElecDry-Tier2DEER2018 | Appl-CW-Top-ElecDHW-ElecDry-Tier2AnyMFm1985CZ02DEER2018 | 10865
Appl-CW-Top-ElecDHW-ElecDry-Tier2 | DEER2018 | D17 v3 |  | Any | DMo | MH72 | CZ11 | rDXGF | Household | 1 | 1196 | None | 454 | 0.071 | -1.83 | 191 | 0.031 | -0.9 | 454 | 0.071 | -1.83 | 191 | 0.031 | -0.9 | DEER:Res:ClothesDishWasher | Annual | 1719 |  | Appl-CW-Top-ElecDHW-ElecDry-Tier2DEER2018 | Appl-CW-Top-ElecDHW-ElecDry-Tier2AnyDMoMH72CZ11DEER2018 | 10866
Appl-CW-Top-ElecDHW-ElecDry-Tier2 | DEER2018 | D17 v3 |  | Any | MFm | 2015 | CZ07 | rDXGF | Household | 1 | 1206 | None | 453 | 0.065 | -1.13 | 189 | 0.027 | -0.57 | 453 | 0.065 | -1.13 | 189 | 0.027 | -0.57 | DEER:Res:ClothesDishWasher | Annual | 1719 |  | Appl-CW-Top-ElecDHW-ElecDry-Tier2DEER2018 | Appl-CW-Top-ElecDHW-ElecDry-Tier2AnyMFm2015CZ07DEER2018 | 10867
Appl-CW-Top-ElecDHW-ElecDry-Tier2 | DEER2018 | D17 v3 |  | Any | DMo | MH85 | CZ04 | rDXGF | Household | 1 | 1242 | None | 456 | 0.075 | -2.39 | 190 | 0.03 | -1.18 | 456 | 0.075 | -2.39 | 190 | 0.03 | -1.18 | DEER:Res:ClothesDishWasher | Annual | 1719 |  | Appl-CW-Top-ElecDHW-ElecDry-Tier2DEER2018 | Appl-CW-Top-ElecDHW-ElecDry-Tier2AnyDMoMH85CZ04DEER2018 | 10868
Appl-CW-Top-ElecDHW-ElecDry-Tier2 | DEER2018 | D17 v3 |  | Any | SFm | 2011 | CZ04 | rDXGF | Household | 1 | 2295.6 | None | 564 | 0.096 | -2.9 | 235 | 0.046 | -1.44 | 564 | 0.096 | -2.9 | 235 | 0.046 | -1.44 | DEER:Res:ClothesDishWasher | Annual | 1719 |  | Appl-CW-Top-ElecDHW-ElecDry-Tier2DEER2018 | Appl-CW-Top-ElecDHW-ElecDry-Tier2AnySFm2011CZ04DEER2018 | 10869
Appl-CW-Top-ElecDHW-ElecDry-Tier2 | DEER2018 | D17 v3 |  | Any | DMo | MH85 | CZ01 | rDXGF | Household | 1 | 1242 | None | 450 | 0.062 | -3.48 | 186 | 0.026 | -1.73 | 450 | 0.062 | -3.48 | 186 | 0.026 | -1.73 | DEER:Res:ClothesDishWasher | Annual | 1719 |  | Appl-CW-Top-ElecDHW-ElecDry-Tier2DEER2018 | Appl-CW-Top-ElecDHW-ElecDry-Tier2AnyDMoMH85CZ01DEER2018 | 10870
Appl-CW-Top-ElecDHW-ElecDry-Tier2 | DEER2018 | D17 v3 |  | Any | SFm | 2011 | CZ01 | rDXGF | Household | 1 | 2295.6 | None | 565 | 0.078 | -3.35 | 233 | 0.032 | -1.65 | 565 | 0.078 | -3.35 | 233 | 0.032 | -1.65 | DEER:Res:ClothesDishWasher | Annual | 1719 |  | Appl-CW-Top-ElecDHW-ElecDry-Tier2DEER2018 | Appl-CW-Top-ElecDHW-ElecDry-Tier2AnySFm2011CZ01DEER2018 | 10871
Appl-CW-Top-ElecDHW-ElecDry-Tier2 | DEER2018 | D17 v3 |  | Any | MFm | 1996 | CZ12 | rDXGF | Household | 1 | 1031.9 | None | 453 | 0.07 | -1.69 | 189 | 0.03 | -0.85 | 453 | 0.07 | -1.69 | 189 | 0.03 | -0.85 | DEER:Res:ClothesDishWasher | Annual | 1719 |  | Appl-CW-Top-ElecDHW-ElecDry-Tier2DEER2018 | Appl-CW-Top-ElecDHW-ElecDry-Tier2AnyMFm1996CZ12DEER2018 | 10872
Appl-CW-Top-ElecDHW-ElecDry-Tier2 | DEER2018 | D17 v3 |  | Any | SFm | 1985 | CZ06 | rDXGF | Household | 1 | 2064 | None | 561 | 0.096 | -2.69 | 234 | 0.043 | -1.34 | 561 | 0.096 | -2.69 | 234 | 0.043 | -1.34 | DEER:Res:ClothesDishWasher | Annual | 1719 |  | Appl-CW-Top-ElecDHW-ElecDry-Tier2DEER2018 | Appl-CW-Top-ElecDHW-ElecDry-Tier2AnySFm1985CZ06DEER2018 | 10873
Appl-CW-Top-ElecDHW-ElecDry-Tier2 | DEER2018 | D17 v3 |  | Any | DMo | MH72 | CZ09 | rDXGF | Household | 1 | 1196 | None | 458 | 0.068 | -1.45 | 192 | 0.029 | -0.7 | 458 | 0.068 | -1.45 | 192 | 0.029 | -0.7 | DEER:Res:ClothesDishWasher | Annual | 1719 |  | Appl-CW-Top-ElecDHW-ElecDry-Tier2DEER2018 | Appl-CW-Top-ElecDHW-ElecDry-Tier2AnyDMoMH72CZ09DEER2018 | 10874
Appl-CW-Top-ElecDHW-ElecDry-Tier2 | DEER2018 | D17 v3 |  | Any | SFm | 2003 | CZ06 | rDXGF | Household | 1 | 2392.9 | None | 562 | 0.085 | -2.01 | 233 | 0.034 | -0.99 | 562 | 0.085 | -2.01 | 233 | 0.034 | -0.99 | DEER:Res:ClothesDishWasher | Annual | 1719 |  | Appl-CW-Top-ElecDHW-ElecDry-Tier2DEER2018 | Appl-CW-Top-ElecDHW-ElecDry-Tier2AnySFm2003CZ06DEER2018 | 10875
Appl-CW-Top-ElecDHW-ElecDry-Tier2 | DEER2018 | D17 v3 |  | Any | DMo | MH15 | CZ08 | rDXGF | Household | 1 | 1242 | None | 453 | 0.066 | -1.22 | 190 | 0.029 | -0.63 | 453 | 0.066 | -1.22 | 190 | 0.029 | -0.63 | DEER:Res:ClothesDishWasher | Annual | 1719 |  | Appl-CW-Top-ElecDHW-ElecDry-Tier2DEER2018 | Appl-CW-Top-ElecDHW-ElecDry-Tier2AnyDMoMH15CZ08DEER2018 | 10876
Appl-CW-Top-ElecDHW-ElecDry-Tier2 | DEER2018 | D17 v3 |  | Any | SFm | 2017 | CZ13 | rDXGF | Household | 1 | 1948.8 | None | 558 | 0.081 | -2.42 | 234 | 0.035 | -1.21 | 558 | 0.081 | -2.42 | 234 | 0.035 | -1.21 | DEER:Res:ClothesDishWasher | Annual | 1719 |  | Appl-CW-Top-ElecDHW-ElecDry-Tier2DEER2018 | Appl-CW-Top-ElecDHW-ElecDry-Tier2AnySFm2017CZ13DEER2018 | 10877
Appl-CW-Top-ElecDHW-ElecDry-Tier2 | DEER2018 | D17 v3 |  | Any | MFm | 1975 | CZ06 | rDXGF | Household | 1 | 1047.7 | None | 452 | 0.069 | -1.43 | 189 | 0.029 | -0.71 | 452 | 0.069 | -1.43 | 189 | 0.029 | -0.71 | DEER:Res:ClothesDishWasher | Annual | 1719 |  | Appl-CW-Top-ElecDHW-ElecDry-Tier2DEER2018 | Appl-CW-Top-ElecDHW-ElecDry-Tier2AnyMFm1975CZ06DEER2018 | 10878
Appl-CW-Top-ElecDHW-ElecDry-Tier2 | DEER2018 | D17 v3 |  | Any | MFm | 2015 | CZ11 | rDXGF | Household | 1 | 1073.2 | None | 451 | 0.064 | -1.46 | 189 | 0.027 | -0.73 | 451 | 0.064 | -1.46 | 189 | 0.027 | -0.73 | DEER:Res:ClothesDishWasher | Annual | 1719 |  | Appl-CW-Top-ElecDHW-ElecDry-Tier2DEER2018 | Appl-CW-Top-ElecDHW-ElecDry-Tier2AnyMFm2015CZ11DEER2018 | 10879
Appl-CW-Top-ElecDHW-ElecDry-Tier2 | DEER2018 | D17 v3 |  | Any | SFm | 1996 | CZ08 | rDXGF | Household | 1 | 2297 | None | 562 | 0.081 | -2.04 | 236 | 0.027 | -1.02 | 562 | 0.081 | -2.04 | 236 | 0.027 | -1.02 | DEER:Res:ClothesDishWasher | Annual | 1719 |  | Appl-CW-Top-ElecDHW-ElecDry-Tier2DEER2018 | Appl-CW-Top-ElecDHW-ElecDry-Tier2AnySFm1996CZ08DEER2018 | 10880
Appl-CW-Top-ElecDHW-ElecDry-Tier2 | DEER2018 | D17 v3 |  | Any | DMo | MH72 | CZ07 | rDXGF | Household | 1 | 1196 | None | 454 | 0.068 | -1.37 | 190 | 0.031 | -0.7 | 454 | 0.068 | -1.37 | 190 | 0.031 | -0.7 | DEER:Res:ClothesDishWasher | Annual | 1719 |  | Appl-CW-Top-ElecDHW-ElecDry-Tier2DEER2018 | Appl-CW-Top-ElecDHW-ElecDry-Tier2AnyDMoMH72CZ07DEER2018 | 10881
Appl-CW-Top-ElecDHW-ElecDry-Tier2 | DEER2018 | D17 v3 |  | Any | SFm | 2011 | CZ02 | rDXGF | Household | 1 | 1948.8 | None | 565 | 0.088 | -3.66 | 235 | 0.037 | -1.82 | 565 | 0.088 | -3.66 | 235 | 0.037 | -1.82 | DEER:Res:ClothesDishWasher | Annual | 1719 |  | Appl-CW-Top-ElecDHW-ElecDry-Tier2DEER2018 | Appl-CW-Top-ElecDHW-ElecDry-Tier2AnySFm2011CZ02DEER2018 | 10882
Appl-CW-Top-ElecDHW-ElecDry-Tier2 | DEER2018 | D17 v3 |  | Any | DMo | MH85 | CZ02 | rDXGF | Household | 1 | 1242 | None | 451 | 0.081 | -2.99 | 187 | 0.036 | -1.51 | 451 | 0.081 | -2.99 | 187 | 0.036 | -1.51 | DEER:Res:ClothesDishWasher | Annual | 1719 |  | Appl-CW-Top-ElecDHW-ElecDry-Tier2DEER2018 | Appl-CW-Top-ElecDHW-ElecDry-Tier2AnyDMoMH85CZ02DEER2018 | 10883
Appl-CW-Top-ElecDHW-ElecDry-Tier2 | DEER2018 | D17 v3 |  | Any | MFm | 2017 | CZ08 | rDXGF | Household | 1 | 1206 | None | 451 | 0.064 | -0.91 | 189 | 0.027 | -0.46 | 451 | 0.064 | -0.91 | 189 | 0.027 | -0.46 | DEER:Res:ClothesDishWasher | Annual | 1719 |  | Appl-CW-Top-ElecDHW-ElecDry-Tier2DEER2018 | Appl-CW-Top-ElecDHW-ElecDry-Tier2AnyMFm2017CZ08DEER2018 | 10884
Appl-CW-Top-ElecDHW-ElecDry-Tier2 | DEER2018 | D17 v3 |  | Any | MFm | 2015 | CZ16 | rDXGF | Household | 1 | 998.7 | None | 463 | 0.066 | -2.1 | 192 | 0.028 | -1.04 | 463 | 0.066 | -2.1 | 192 | 0.028 | -1.04 | DEER:Res:ClothesDishWasher | Annual | 1719 |  | Appl-CW-Top-ElecDHW-ElecDry-Tier2DEER2018 | Appl-CW-Top-ElecDHW-ElecDry-Tier2AnyMFm2015CZ16DEER2018 | 10885
Appl-CW-Top-ElecDHW-ElecDry-Tier2 | DEER2018 | D17 v3 |  | Any | SFm | 2017 | CZ12 | rDXGF | Household | 1 | 1948.8 | None | 559 | 0.086 | -2.55 | 233 | 0.037 | -1.26 | 559 | 0.086 | -2.55 | 233 | 0.037 | -1.26 | DEER:Res:ClothesDishWasher | Annual | 1719 |  | Appl-CW-Top-ElecDHW-ElecDry-Tier2DEER2018 | Appl-CW-Top-ElecDHW-ElecDry-Tier2AnySFm2017CZ12DEER2018 | 10886
Appl-CW-Top-ElecDHW-ElecDry-Tier2 | DEER2018 | D17 v3 |  | Any | MFm | 1996 | CZ13 | rDXGF | Household | 1 | 1031.9 | None | 452 | 0.069 | -1.48 | 190 | 0.03 | -0.73 | 452 | 0.069 | -1.48 | 190 | 0.03 | -0.73 | DEER:Res:ClothesDishWasher | Annual | 1719 |  | Appl-CW-Top-ElecDHW-ElecDry-Tier2DEER2018 | Appl-CW-Top-ElecDHW-ElecDry-Tier2AnyMFm1996CZ13DEER2018 | 10887
Appl-CW-Top-ElecDHW-ElecDry-Tier2 | DEER2018 | D17 v3 |  | Any | SFm | 2003 | CZ15 | rDXGF | Household | 1 | 2160.9 | None | 552 | 0.081 | -1.51 | 235 | 0.036 | -0.74 | 552 | 0.081 | -1.51 | 235 | 0.036 | -0.74 | DEER:Res:ClothesDishWasher | Annual | 1719 |  | Appl-CW-Top-ElecDHW-ElecDry-Tier2DEER2018 | Appl-CW-Top-ElecDHW-ElecDry-Tier2AnySFm2003CZ15DEER2018 | 10888
Appl-CW-Top-ElecDHW-ElecDry-Tier2 | DEER2018 | D17 v3 |  | Any | SFm | 2015 | CZ12 | rDXGF | Household | 1 | 1948.8 | None | 559 | 0.086 | -2.65 | 234 | 0.037 | -1.31 | 559 | 0.086 | -2.65 | 234 | 0.037 | -1.31 | DEER:Res:ClothesDishWasher | Annual | 1719 |  | Appl-CW-Top-ElecDHW-ElecDry-Tier2DEER2018 | Appl-CW-Top-ElecDHW-ElecDry-Tier2AnySFm2015CZ12DEER2018 | 10889
Appl-CW-Top-ElecDHW-ElecDry-Tier2 | DEER2018 | D17 v3 |  | Any | DMo | MH00 | CZ09 | rDXGF | Household | 1 | 1242 | None | 452 | 0.071 | -1.92 | 189 | 0.031 | -0.97 | 452 | 0.071 | -1.92 | 189 | 0.031 | -0.97 | DEER:Res:ClothesDishWasher | Annual | 1719 |  | Appl-CW-Top-ElecDHW-ElecDry-Tier2DEER2018 | Appl-CW-Top-ElecDHW-ElecDry-Tier2AnyDMoMH00CZ09DEER2018 | 10890
Appl-CW-Top-ElecDHW-ElecDry-Tier2 | DEER2018 | D17 v3 |  | Any | SFm | 1985 | CZ15 | rDXGF | Household | 1 | 1741 | None | 555 | 0.081 | -1.6 | 235 | 0.035 | -0.79 | 555 | 0.081 | -1.6 | 235 | 0.035 | -0.79 | DEER:Res:ClothesDishWasher | Annual | 1719 |  | Appl-CW-Top-ElecDHW-ElecDry-Tier2DEER2018 | Appl-CW-Top-ElecDHW-ElecDry-Tier2AnySFm1985CZ15DEER2018 | 10891
Appl-CW-Top-ElecDHW-ElecDry-Tier2 | DEER2018 | D17 v3 |  | Any | DMo | MH06 | CZ09 | rDXGF | Household | 1 | 1242 | None | 451 | 0.068 | -1.44 | 190 | 0.029 | -0.72 | 451 | 0.068 | -1.44 | 190 | 0.029 | -0.72 | DEER:Res:ClothesDishWasher | Annual | 1719 |  | Appl-CW-Top-ElecDHW-ElecDry-Tier2DEER2018 | Appl-CW-Top-ElecDHW-ElecDry-Tier2AnyDMoMH06CZ09DEER2018 | 10892
Appl-CW-Top-ElecDHW-ElecDry-Tier2 | DEER2018 | D17 v3 |  | Any | MFm | 1975 | CZ15 | rDXGF | Household | 1 | 1409.4 | None | 444 | 0.064 | -0.77 | 189 | 0.028 | -0.39 | 444 | 0.064 | -0.77 | 189 | 0.028 | -0.39 | DEER:Res:ClothesDishWasher | Annual | 1719 |  | Appl-CW-Top-ElecDHW-ElecDry-Tier2DEER2018 | Appl-CW-Top-ElecDHW-ElecDry-Tier2AnyMFm1975CZ15DEER2018 | 10893
Appl-CW-Top-ElecDHW-ElecDry-Tier2 | DEER2018 | D17 v3 |  | Any | SFm | 1996 | CZ11 | rDXGF | Household | 1 | 2032 | None | 565 | 0.089 | -3.12 | 237 | 0.038 | -1.55 | 565 | 0.089 | -3.12 | 237 | 0.038 | -1.55 | DEER:Res:ClothesDishWasher | Annual | 1719 |  | Appl-CW-Top-ElecDHW-ElecDry-Tier2DEER2018 | Appl-CW-Top-ElecDHW-ElecDry-Tier2AnySFm1996CZ11DEER2018 | 10894
Appl-CW-Top-ElecDHW-ElecDry-Tier2 | DEER2018 | D17 v3 |  | Any | DMo | MH15 | CZ11 | rDXGF | Household | 1 | 1242 | None | 450 | 0.065 | -2.04 | 189 | 0.028 | -1.02 | 450 | 0.065 | -2.04 | 189 | 0.028 | -1.02 | DEER:Res:ClothesDishWasher | Annual | 1719 |  | Appl-CW-Top-ElecDHW-ElecDry-Tier2DEER2018 | Appl-CW-Top-ElecDHW-ElecDry-Tier2AnyDMoMH15CZ11DEER2018 | 10895
Appl-CW-Top-ElecDHW-ElecDry-Tier2 | DEER2018 | D17 v3 |  | Any | SFm | 2003 | CZ03 | rDXGF | Household | 1 | 2295.6 | None | 558 | 0.09 | -3.44 | 232 | 0.039 | -1.71 | 558 | 0.09 | -3.44 | 232 | 0.039 | -1.71 | DEER:Res:ClothesDishWasher | Annual | 1719 |  | Appl-CW-Top-ElecDHW-ElecDry-Tier2DEER2018 | Appl-CW-Top-ElecDHW-ElecDry-Tier2AnySFm2003CZ03DEER2018 | 10896
Appl-CW-Top-ElecDHW-ElecDry-Tier2 | DEER2018 | D17 v3 |  | Any | DMo | MH06 | CZ07 | rDXGF | Household | 1 | 1242 | None | 458 | 0.066 | -0.74 | 193 | 0.029 | -0.35 | 458 | 0.066 | -0.74 | 193 | 0.029 | -0.35 | DEER:Res:ClothesDishWasher | Annual | 1719 |  | Appl-CW-Top-ElecDHW-ElecDry-Tier2DEER2018 | Appl-CW-Top-ElecDHW-ElecDry-Tier2AnyDMoMH06CZ07DEER2018 | 10897
Appl-CW-Top-ElecDHW-ElecDry-Tier2 | DEER2018 | D17 v3 |  | Any | SFm | 1975 | CZ10 | rDXGF | Household | 1 | 1636 | None | 559 | 0.093 | -2.89 | 235 | 0.04 | -1.45 | 559 | 0.093 | -2.89 | 235 | 0.04 | -1.45 | DEER:Res:ClothesDishWasher | Annual | 1719 |  | Appl-CW-Top-ElecDHW-ElecDry-Tier2DEER2018 | Appl-CW-Top-ElecDHW-ElecDry-Tier2AnySFm1975CZ10DEER2018 | 10898
Appl-CW-Top-ElecDHW-ElecDry-Tier2 | DEER2018 | D17 v3 |  | Any | SFm | 1985 | CZ03 | rDXGF | Household | 1 | 1904 | None | 559 | 0.093 | -4.62 | 232 | 0.04 | -2.3 | 559 | 0.093 | -4.62 | 232 | 0.04 | -2.3 | DEER:Res:ClothesDishWasher | Annual | 1719 |  | Appl-CW-Top-ElecDHW-ElecDry-Tier2DEER2018 | Appl-CW-Top-ElecDHW-ElecDry-Tier2AnySFm1985CZ03DEER2018 | 10899
Appl-CW-Top-ElecDHW-ElecDry-Tier2 | DEER2018 | D17 v3 |  | Any | MFm | 1985 | CZ10 | rDXGF | Household | 1 | 1438.9 | None | 456 | 0.08 | -0.73 | 194 | 0.041 | -0.04 | 456 | 0.08 | -0.73 | 194 | 0.041 | -0.04 | DEER:Res:ClothesDishWasher | Annual | 1719 |  | Appl-CW-Top-ElecDHW-ElecDry-Tier2DEER2018 | Appl-CW-Top-ElecDHW-ElecDry-Tier2AnyMFm1985CZ10DEER2018 | 10900
Appl-CW-Top-ElecDHW-ElecDry-Tier2 | DEER2018 | D17 v3 |  | Any | MFm | 2015 | CZ08 | rDXGF | Household | 1 | 1206 | None | 452 | 0.067 | -0.96 | 190 | 0.03 | -0.46 | 452 | 0.067 | -0.96 | 190 | 0.03 | -0.46 | DEER:Res:ClothesDishWasher | Annual | 1719 |  | Appl-CW-Top-ElecDHW-ElecDry-Tier2DEER2018 | Appl-CW-Top-ElecDHW-ElecDry-Tier2AnyMFm2015CZ08DEER2018 | 10901
Appl-CW-Top-ElecDHW-ElecDry-Tier2 | DEER2018 | D17 v3 |  | Any | MFm | 2003 | CZ10 | rDXGF | Household | 1 | 1073.2 | None | 449 | 0.07 | -0.93 | 188 | 0.031 | -0.46 | 449 | 0.07 | -0.93 | 188 | 0.031 | -0.46 | DEER:Res:ClothesDishWasher | Annual | 1719 |  | Appl-CW-Top-ElecDHW-ElecDry-Tier2DEER2018 | Appl-CW-Top-ElecDHW-ElecDry-Tier2AnyMFm2003CZ10DEER2018 | 10902
Appl-CW-Top-ElecDHW-ElecDry-Tier2 | DEER2018 | D17 v3 |  | Any | MFm | 1975 | CZ03 | rDXGF | Household | 1 | 1070.2 | None | 451 | 0.065 | -1.84 | 187 | 0.027 | -1.12 | 451 | 0.065 | -1.84 | 187 | 0.027 | -1.12 | DEER:Res:ClothesDishWasher | Annual | 1719 |  | Appl-CW-Top-ElecDHW-ElecDry-Tier2DEER2018 | Appl-CW-Top-ElecDHW-ElecDry-Tier2AnyMFm1975CZ03DEER2018 | 10903
Appl-CW-Top-ElecDHW-ElecDry-Tier2 | DEER2018 | D17 v3 |  | Any | MFm | 2017 | CZ16 | rDXGF | Household | 1 | 998.7 | None | 463 | 0.066 | -2.04 | 192 | 0.028 | -1.01 | 463 | 0.066 | -2.04 | 192 | 0.028 | -1.01 | DEER:Res:ClothesDishWasher | Annual | 1719 |  | Appl-CW-Top-ElecDHW-ElecDry-Tier2DEER2018 | Appl-CW-Top-ElecDHW-ElecDry-Tier2AnyMFm2017CZ16DEER2018 | 10904
Appl-CW-Top-ElecDHW-ElecDry-Tier2 | DEER2018 | D17 v3 |  | Any | DMo | MH00 | CZ07 | rDXGF | Household | 1 | 1242 | None | 452 | 0.069 | -1.7 | 189 | 0.03 | -0.83 | 452 | 0.069 | -1.7 | 189 | 0.03 | -0.83 | DEER:Res:ClothesDishWasher | Annual | 1719 |  | Appl-CW-Top-ElecDHW-ElecDry-Tier2DEER2018 | Appl-CW-Top-ElecDHW-ElecDry-Tier2AnyDMoMH00CZ07DEER2018 | 10905
Appl-CW-Top-ElecDHW-ElecDry-Tier2 | DEER2018 | D17 v3 |  | Any | SFm | 2007 | CZ01 | rDXGF | Household | 1 | 2295.6 | None | 565 | 0.078 | -3.53 | 233 | 0.032 | -1.75 | 565 | 0.078 | -3.53 | 233 | 0.032 | -1.75 | DEER:Res:ClothesDishWasher | Annual | 1719 |  | Appl-CW-Top-ElecDHW-ElecDry-Tier2DEER2018 | Appl-CW-Top-ElecDHW-ElecDry-Tier2AnySFm2007CZ01DEER2018 | 10906
Appl-CW-Top-ElecDHW-ElecDry-Tier2 | DEER2018 | D17 v3 |  | Any | SFm | 1975 | CZ14 | rDXGF | Household | 1 | 1555 | None | 570 | 0.085 | -2.85 | 239 | 0.036 | -1.41 | 570 | 0.085 | -2.85 | 239 | 0.036 | -1.41 | DEER:Res:ClothesDishWasher | Annual | 1719 |  | Appl-CW-Top-ElecDHW-ElecDry-Tier2DEER2018 | Appl-CW-Top-ElecDHW-ElecDry-Tier2AnySFm1975CZ14DEER2018 | 10907
Appl-CW-Top-ElecDHW-ElecDry-Tier2 | DEER2018 | D17 v3 |  | Any | SFm | 1975 | CZ04 | rDXGF | Household | 1 | 1591 | None | 563 | 0.093 | -2.79 | 234 | 0.042 | -1.42 | 563 | 0.093 | -2.79 | 234 | 0.042 | -1.42 | DEER:Res:ClothesDishWasher | Annual | 1719 |  | Appl-CW-Top-ElecDHW-ElecDry-Tier2DEER2018 | Appl-CW-Top-ElecDHW-ElecDry-Tier2AnySFm1975CZ04DEER2018 | 10908
Appl-CW-Top-ElecDHW-ElecDry-Tier2 | DEER2018 | D17 v3 |  | Any | MFm | 1985 | CZ14 | rDXGF | Household | 1 | 1407.2 | None | 455 | 0.066 | -1.59 | 190 | 0.028 | -0.79 | 455 | 0.066 | -1.59 | 190 | 0.028 | -0.79 | DEER:Res:ClothesDishWasher | Annual | 1719 |  | Appl-CW-Top-ElecDHW-ElecDry-Tier2DEER2018 | Appl-CW-Top-ElecDHW-ElecDry-Tier2AnyMFm1985CZ14DEER2018 | 10909
Appl-CW-Top-ElecDHW-ElecDry-Tier2 | DEER2018 | D17 v3 |  | Any | MFm | 2003 | CZ04 | rDXGF | Household | 1 | 998.7 | None | 453 | 0.068 | -1.38 | 191 | 0.033 | -0.58 | 453 | 0.068 | -1.38 | 191 | 0.033 | -0.58 | DEER:Res:ClothesDishWasher | Annual | 1719 |  | Appl-CW-Top-ElecDHW-ElecDry-Tier2DEER2018 | Appl-CW-Top-ElecDHW-ElecDry-Tier2AnyMFm2003CZ04DEER2018 | 10910
Appl-CW-Top-ElecDHW-ElecDry-Tier2 | DEER2018 | D17 v3 |  | Any | MFm | 1985 | CZ04 | rDXGF | Household | 1 | 1152 | None | 450 | 0.068 | -1.56 | 187 | 0.029 | -0.78 | 450 | 0.068 | -1.56 | 187 | 0.029 | -0.78 | DEER:Res:ClothesDishWasher | Annual | 1719 |  | Appl-CW-Top-ElecDHW-ElecDry-Tier2DEER2018 | Appl-CW-Top-ElecDHW-ElecDry-Tier2AnyMFm1985CZ04DEER2018 | 10911
Appl-CW-Top-ElecDHW-ElecDry-Tier2 | DEER2018 | D17 v3 |  | Any | SFm | 1996 | CZ16 | rDXGF | Household | 1 | 2193 | None | 578 | 0.089 | -2.62 | 240 | 0.037 | -1.3 | 578 | 0.089 | -2.62 | 240 | 0.037 | -1.3 | DEER:Res:ClothesDishWasher | Annual | 1719 |  | Appl-CW-Top-ElecDHW-ElecDry-Tier2DEER2018 | Appl-CW-Top-ElecDHW-ElecDry-Tier2AnySFm1996CZ16DEER2018 | 10912
Appl-CW-Top-ElecDHW-ElecDry-Tier2 | DEER2018 | D17 v3 |  | Any | MFm | 2003 | CZ14 | rDXGF | Household | 1 | 1094.6 | None | 455 | 0.065 | -1.51 | 191 | 0.028 | -0.75 | 455 | 0.065 | -1.51 | 191 | 0.028 | -0.75 | DEER:Res:ClothesDishWasher | Annual | 1719 |  | Appl-CW-Top-ElecDHW-ElecDry-Tier2DEER2018 | Appl-CW-Top-ElecDHW-ElecDry-Tier2AnyMFm2003CZ14DEER2018 | 10913
Appl-CW-Top-ElecDHW-ElecDry-Tier2 | DEER2018 | D17 v3 |  | Any | DMo | MH15 | CZ16 | rDXGF | Household | 1 | 1242 | None | 457 | 0.067 | -2.29 | 190 | 0.027 | -1.14 | 457 | 0.067 | -2.29 | 190 | 0.027 | -1.14 | DEER:Res:ClothesDishWasher | Annual | 1719 |  | Appl-CW-Top-ElecDHW-ElecDry-Tier2DEER2018 | Appl-CW-Top-ElecDHW-ElecDry-Tier2AnyDMoMH15CZ16DEER2018 | 10914
Appl-CW-Top-ElecDHW-ElecDry-Tier2 | DEER2018 | D17 v3 |  | Any | SFm | 2015 | CZ13 | rDXGF | Household | 1 | 1948.8 | None | 558 | 0.081 | -2.44 | 234 | 0.035 | -1.21 | 558 | 0.081 | -2.44 | 234 | 0.035 | -1.21 | DEER:Res:ClothesDishWasher | Annual | 1719 |  | Appl-CW-Top-ElecDHW-ElecDry-Tier2DEER2018 | Appl-CW-Top-ElecDHW-ElecDry-Tier2AnySFm2015CZ13DEER2018 | 10915
Appl-CW-Top-ElecDHW-ElecDry-Tier2 | DEER2018 | D17 v3 |  | Any | SFm | 2007 | CZ02 | rDXGF | Household | 1 | 1948.8 | None | 564 | 0.086 | -3.79 | 235 | 0.037 | -1.89 | 564 | 0.086 | -3.79 | 235 | 0.037 | -1.89 | DEER:Res:ClothesDishWasher | Annual | 1719 |  | Appl-CW-Top-ElecDHW-ElecDry-Tier2DEER2018 | Appl-CW-Top-ElecDHW-ElecDry-Tier2AnySFm2007CZ02DEER2018 | 10916
Appl-CW-Top-ElecDHW-ElecDry-Tier2 | DEER2018 | D17 v3 |  | Any | MFm | 2017 | CZ11 | rDXGF | Household | 1 | 1073.2 | None | 451 | 0.064 | -1.41 | 188 | 0.027 | -0.71 | 451 | 0.064 | -1.41 | 188 | 0.027 | -0.71 | DEER:Res:ClothesDishWasher | Annual | 1719 |  | Appl-CW-Top-ElecDHW-ElecDry-Tier2DEER2018 | Appl-CW-Top-ElecDHW-ElecDry-Tier2AnyMFm2017CZ11DEER2018 | 10917
Appl-CW-Top-ElecDHW-ElecDry-Tier2 | DEER2018 | D17 v3 |  | Any | DMo | MH00 | CZ06 | rDXGF | Household | 1 | 1242 | None | 452 | 0.068 | -2.1 | 189 | 0.029 | -1.05 | 452 | 0.068 | -2.1 | 189 | 0.029 | -1.05 | DEER:Res:ClothesDishWasher | Annual | 1719 |  | Appl-CW-Top-ElecDHW-ElecDry-Tier2DEER2018 | Appl-CW-Top-ElecDHW-ElecDry-Tier2AnyDMoMH00CZ06DEER2018 | 10918
Appl-CW-Top-ElecDHW-ElecDry-Tier2 | DEER2018 | D17 v3 |  | Any | DMo | MH72 | CZ15 | rDXGF | Household | 1 | 1196 | None | 446 | 0.065 | -0.65 | 190 | 0.028 | -0.31 | 446 | 0.065 | -0.65 | 190 | 0.028 | -0.31 | DEER:Res:ClothesDishWasher | Annual | 1719 |  | Appl-CW-Top-ElecDHW-ElecDry-Tier2DEER2018 | Appl-CW-Top-ElecDHW-ElecDry-Tier2AnyDMoMH72CZ15DEER2018 | 10919
Appl-CW-Top-ElecDHW-ElecDry-Tier2 | DEER2018 | D17 v3 |  | Any | DMo | MH06 | CZ06 | rDXGF | Household | 1 | 1242 | None | 451 | 0.068 | -0.35 | 189 | 0.03 | -0.18 | 451 | 0.068 | -0.35 | 189 | 0.03 | -0.18 | DEER:Res:ClothesDishWasher | Annual | 1719 |  | Appl-CW-Top-ElecDHW-ElecDry-Tier2DEER2018 | Appl-CW-Top-ElecDHW-ElecDry-Tier2AnyDMoMH06CZ06DEER2018 | 10920
Appl-CW-Top-ElecDHW-ElecDry-Tier2 | DEER2018 | D17 v3 |  | Any | SFm | 2007 | CZ12 | rDXGF | Household | 1 | 1948.8 | None | 562 | 0.086 | -2.78 | 235 | 0.037 | -1.39 | 562 | 0.086 | -2.78 | 235 | 0.037 | -1.39 | DEER:Res:ClothesDishWasher | Annual | 1719 |  | Appl-CW-Top-ElecDHW-ElecDry-Tier2DEER2018 | Appl-CW-Top-ElecDHW-ElecDry-Tier2AnySFm2007CZ12DEER2018 | 10921
Appl-CW-Top-ElecDHW-ElecDry-Tier2 | DEER2018 | D17 v3 |  | Any | SFm | 2015 | CZ01 | rDXGF | Household | 1 | 2295.6 | None | 565 | 0.078 | -3.51 | 234 | 0.033 | -1.53 | 565 | 0.078 | -3.51 | 234 | 0.033 | -1.53 | DEER:Res:ClothesDishWasher | Annual | 1719 |  | Appl-CW-Top-ElecDHW-ElecDry-Tier2DEER2018 | Appl-CW-Top-ElecDHW-ElecDry-Tier2AnySFm2015CZ01DEER2018 | 10922
Appl-CW-Top-ElecDHW-ElecDry-Tier2 | DEER2018 | D17 v3 |  | Any | MFm | 2007 | CZ08 | rDXGF | Household | 1 | 1206 | None | 447 | 0.058 | -1.34 | 185 | 0.02 | -0.78 | 447 | 0.058 | -1.34 | 185 | 0.02 | -0.78 | DEER:Res:ClothesDishWasher | Annual | 1719 |  | Appl-CW-Top-ElecDHW-ElecDry-Tier2DEER2018 | Appl-CW-Top-ElecDHW-ElecDry-Tier2AnyMFm2007CZ08DEER2018 | 10923
Appl-CW-Top-ElecDHW-ElecDry-Tier2 | DEER2018 | D17 v3 |  | Any | DMo | MH72 | CZ03 | rDXGF | Household | 1 | 1196 | None | 452 | 0.075 | -2.25 | 188 | 0.032 | -1.12 | 452 | 0.075 | -2.25 | 188 | 0.032 | -1.12 | DEER:Res:ClothesDishWasher | Annual | 1719 |  | Appl-CW-Top-ElecDHW-ElecDry-Tier2DEER2018 | Appl-CW-Top-ElecDHW-ElecDry-Tier2AnyDMoMH72CZ03DEER2018 | 10924
Appl-CW-Top-ElecDHW-ElecDry-Tier2 | DEER2018 | D17 v3 |  | Any | MFm | 2011 | CZ11 | rDXGF | Household | 1 | 1073.2 | None | 452 | 0.065 | -1.46 | 189 | 0.028 | -0.74 | 452 | 0.065 | -1.46 | 189 | 0.028 | -0.74 | DEER:Res:ClothesDishWasher | Annual | 1719 |  | Appl-CW-Top-ElecDHW-ElecDry-Tier2DEER2018 | Appl-CW-Top-ElecDHW-ElecDry-Tier2AnyMFm2011CZ11DEER2018 | 10925
Appl-CW-Top-ElecDHW-ElecDry-Tier2 | DEER2018 | D17 v3 |  | Any | SFm | 1975 | CZ05 | rDXGF | Household | 1 | 1591 | None | 559 | 0.092 | -4.1 | 232 | 0.039 | -2.02 | 559 | 0.092 | -4.1 | 232 | 0.039 | -2.02 | DEER:Res:ClothesDishWasher | Annual | 1719 |  | Appl-CW-Top-ElecDHW-ElecDry-Tier2DEER2018 | Appl-CW-Top-ElecDHW-ElecDry-Tier2AnySFm1975CZ05DEER2018 | 10926
Appl-CW-Top-ElecDHW-ElecDry-Tier2 | DEER2018 | D17 v3 |  | Any | MFm | 2003 | CZ05 | rDXGF | Household | 1 | 998.7 | None | 452 | 0.063 | -2.1 | 187 | 0.026 | -1.05 | 452 | 0.063 | -2.1 | 187 | 0.026 | -1.05 | DEER:Res:ClothesDishWasher | Annual | 1719 |  | Appl-CW-Top-ElecDHW-ElecDry-Tier2DEER2018 | Appl-CW-Top-ElecDHW-ElecDry-Tier2AnyMFm2003CZ05DEER2018 | 10927
Appl-CW-Top-ElecDHW-ElecDry-Tier2 | DEER2018 | D17 v3 |  | Any | MFm | 1985 | CZ05 | rDXGF | Household | 1 | 1152 | None | 452 | 0.067 | -2.26 | 187 | 0.028 | -1.04 | 452 | 0.067 | -2.26 | 187 | 0.028 | -1.04 | DEER:Res:ClothesDishWasher | Annual | 1719 |  | Appl-CW-Top-ElecDHW-ElecDry-Tier2DEER2018 | Appl-CW-Top-ElecDHW-ElecDry-Tier2AnyMFm1985CZ05DEER2018 | 10928
Appl-CW-Top-ElecDHW-ElecDry-Tier2 | DEER2018 | D17 v3 |  | Any | SFm | 2015 | CZ02 | rDXGF | Household | 1 | 1948.8 | None | 563 | 0.087 | -3.67 | 234 | 0.037 | -1.82 | 563 | 0.087 | -3.67 | 234 | 0.037 | -1.82 | DEER:Res:ClothesDishWasher | Annual | 1719 |  | Appl-CW-Top-ElecDHW-ElecDry-Tier2DEER2018 | Appl-CW-Top-ElecDHW-ElecDry-Tier2AnySFm2015CZ02DEER2018 | 10929
Appl-CW-Top-ElecDHW-ElecDry-Tier2 | DEER2018 | D17 v3 |  | Any | SFm | 2007 | CZ13 | rDXGF | Household | 1 | 1948.8 | None | 561 | 0.082 | -2.65 | 236 | 0.035 | -1.31 | 561 | 0.082 | -2.65 | 236 | 0.035 | -1.31 | DEER:Res:ClothesDishWasher | Annual | 1719 |  | Appl-CW-Top-ElecDHW-ElecDry-Tier2DEER2018 | Appl-CW-Top-ElecDHW-ElecDry-Tier2AnySFm2007CZ13DEER2018 | 10930
Appl-CW-Top-ElecDHW-ElecDry-Tier2 | DEER2018 | D17 v3 |  | Any | MFm | 2011 | CZ16 | rDXGF | Household | 1 | 998.7 | None | 464 | 0.066 | -1.96 | 192 | 0.028 | -0.97 | 464 | 0.066 | -1.96 | 192 | 0.028 | -0.97 | DEER:Res:ClothesDishWasher | Annual | 1719 |  | Appl-CW-Top-ElecDHW-ElecDry-Tier2DEER2018 | Appl-CW-Top-ElecDHW-ElecDry-Tier2AnyMFm2011CZ16DEER2018 | 10931
Appl-CW-Top-ElecDHW-ElecDry-Tier2 | DEER2018 | D17 v3 |  | Any | DMo | MH00 | CZ15 | rDXGF | Household | 1 | 1242 | None | 448 | 0.066 | -0.82 | 192 | 0.029 | -0.41 | 448 | 0.066 | -0.82 | 192 | 0.029 | -0.41 | DEER:Res:ClothesDishWasher | Annual | 1719 |  | Appl-CW-Top-ElecDHW-ElecDry-Tier2DEER2018 | Appl-CW-Top-ElecDHW-ElecDry-Tier2AnyDMoMH00CZ15DEER2018 | 10932
Appl-CW-Top-ElecDHW-ElecDry-Tier2 | DEER2018 | D17 v3 |  | Any | SFm | 2003 | CZ09 | rDXGF | Household | 1 | 2422.9 | None | 562 | 0.079 | -2.34 | 236 | 0.034 | -1.16 | 562 | 0.079 | -2.34 | 236 | 0.034 | -1.16 | DEER:Res:ClothesDishWasher | Annual | 1719 |  | Appl-CW-Top-ElecDHW-ElecDry-Tier2DEER2018 | Appl-CW-Top-ElecDHW-ElecDry-Tier2AnySFm2003CZ09DEER2018 | 10933
Appl-CW-Top-ElecDHW-ElecDry-Tier2 | DEER2018 | D17 v3 |  | Any | MFm | 2007 | CZ11 | rDXGF | Household | 1 | 1073.2 | None | 452 | 0.065 | -1.57 | 192 | 0.03 | -0.66 | 452 | 0.065 | -1.57 | 192 | 0.03 | -0.66 | DEER:Res:ClothesDishWasher | Annual | 1719 |  | Appl-CW-Top-ElecDHW-ElecDry-Tier2DEER2018 | Appl-CW-Top-ElecDHW-ElecDry-Tier2AnyMFm2007CZ11DEER2018 | 10934
Appl-CW-Top-ElecDHW-ElecDry-Tier2 | DEER2018 | D17 v3 |  | Any | DMo | MH72 | CZ06 | rDXGF | Household | 1 | 1196 | None | 454 | 0.068 | -1.39 | 190 | 0.029 | -0.68 | 454 | 0.068 | -1.39 | 190 | 0.029 | -0.68 | DEER:Res:ClothesDishWasher | Annual | 1719 |  | Appl-CW-Top-ElecDHW-ElecDry-Tier2DEER2018 | Appl-CW-Top-ElecDHW-ElecDry-Tier2AnyDMoMH72CZ06DEER2018 | 10935
Appl-CW-Top-ElecDHW-ElecDry-Tier2 | DEER2018 | D17 v3 |  | Any | SFm | 1985 | CZ09 | rDXGF | Household | 1 | 1811 | None | 564 | 0.086 | -2.6 | 237 | 0.038 | -1.26 | 564 | 0.086 | -2.6 | 237 | 0.038 | -1.26 | DEER:Res:ClothesDishWasher | Annual | 1719 |  | Appl-CW-Top-ElecDHW-ElecDry-Tier2DEER2018 | Appl-CW-Top-ElecDHW-ElecDry-Tier2AnySFm1985CZ09DEER2018 | 10936
Appl-CW-Top-ElecDHW-ElecDry-Tier2 | DEER2018 | D17 v3 |  | Any | SFm | 2017 | CZ02 | rDXGF | Household | 1 | 1948.8 | None | 563 | 0.088 | -3.55 | 234 | 0.037 | -1.76 | 563 | 0.088 | -3.55 | 234 | 0.037 | -1.76 | DEER:Res:ClothesDishWasher | Annual | 1719 |  | Appl-CW-Top-ElecDHW-ElecDry-Tier2DEER2018 | Appl-CW-Top-ElecDHW-ElecDry-Tier2AnySFm2017CZ02DEER2018 | 10937
Appl-CW-Top-ElecDHW-ElecDry-Tier2 | DEER2018 | D17 v3 |  | Any | MFm | 2011 | CZ08 | rDXGF | Household | 1 | 1206 | None | 452 | 0.065 | -0.97 | 191 | 0.029 | -0.46 | 452 | 0.065 | -0.97 | 191 | 0.029 | -0.46 | DEER:Res:ClothesDishWasher | Annual | 1719 |  | Appl-CW-Top-ElecDHW-ElecDry-Tier2DEER2018 | Appl-CW-Top-ElecDHW-ElecDry-Tier2AnyMFm2011CZ08DEER2018 | 10938
Appl-CW-Top-ElecDHW-ElecDry-Tier2 | DEER2018 | D17 v3 |  | Any | MFm | 1975 | CZ09 | rDXGF | Household | 1 | 1216.8 | None | 453 | 0.067 | -1.36 | 190 | 0.029 | -0.68 | 453 | 0.067 | -1.36 | 190 | 0.029 | -0.68 | DEER:Res:ClothesDishWasher | Annual | 1719 |  | Appl-CW-Top-ElecDHW-ElecDry-Tier2DEER2018 | Appl-CW-Top-ElecDHW-ElecDry-Tier2AnyMFm1975CZ09DEER2018 | 10939
Appl-CW-Top-ElecDHW-ElecDry-Tier2 | DEER2018 | D17 v3 |  | Any | DMo | MH06 | CZ15 | rDXGF | Household | 1 | 1242 | None | 444 | 0.064 | -0.74 | 189 | 0.028 | -0.37 | 444 | 0.064 | -0.74 | 189 | 0.028 | -0.37 | DEER:Res:ClothesDishWasher | Annual | 1719 |  | Appl-CW-Top-ElecDHW-ElecDry-Tier2DEER2018 | Appl-CW-Top-ElecDHW-ElecDry-Tier2AnyDMoMH06CZ15DEER2018 | 10940
Appl-CW-Top-ElecDHW-ElecDry-Tier2 | DEER2018 | D17 v3 |  | Any | MFm | 1975 | CZ07 | rDXGF | Household | 1 | 1047.7 | None | 448 | 0.065 | -1.32 | 186 | 0.027 | -0.76 | 448 | 0.065 | -1.32 | 186 | 0.027 | -0.76 | DEER:Res:ClothesDishWasher | Annual | 1719 |  | Appl-CW-Top-ElecDHW-ElecDry-Tier2DEER2018 | Appl-CW-Top-ElecDHW-ElecDry-Tier2AnyMFm1975CZ07DEER2018 | 10941
Appl-CW-Top-ElecDHW-ElecDry-Tier2 | DEER2018 | D17 v3 |  | Any | DMo | MH00 | CZ03 | rDXGF | Household | 1 | 1242 | None | 447 | 0.075 | -2.81 | 187 | 0.033 | -1.37 | 447 | 0.075 | -2.81 | 187 | 0.033 | -1.37 | DEER:Res:ClothesDishWasher | Annual | 1719 |  | Appl-CW-Top-ElecDHW-ElecDry-Tier2DEER2018 | Appl-CW-Top-ElecDHW-ElecDry-Tier2AnyDMoMH00CZ03DEER2018 | 10942
Appl-CW-Top-ElecDHW-ElecDry-Tier2 | DEER2018 | D17 v3 |  | Any | DMo | MH85 | CZ12 | rDXGF | Household | 1 | 1242 | None | 453 | 0.071 | -2.63 | 190 | 0.033 | -1.3 | 453 | 0.071 | -2.63 | 190 | 0.033 | -1.3 | DEER:Res:ClothesDishWasher | Annual | 1719 |  | Appl-CW-Top-ElecDHW-ElecDry-Tier2DEER2018 | Appl-CW-Top-ElecDHW-ElecDry-Tier2AnyDMoMH85CZ12DEER2018 | 10943
Appl-CW-Top-ElecDHW-ElecDry-Tier2 | DEER2018 | D17 v3 |  | Any | MFm | 1996 | CZ01 | rDXGF | Household | 1 | 981.6 | None | 454 | 0.063 | -3.07 | 188 | 0.026 | -1.29 | 454 | 0.063 | -3.07 | 188 | 0.026 | -1.29 | DEER:Res:ClothesDishWasher | Annual | 1719 |  | Appl-CW-Top-ElecDHW-ElecDry-Tier2DEER2018 | Appl-CW-Top-ElecDHW-ElecDry-Tier2AnyMFm1996CZ01DEER2018 | 10944
Appl-CW-Top-ElecDHW-ElecDry-Tier2 | DEER2018 | D17 v3 |  | Any | SFm | 2011 | CZ12 | rDXGF | Household | 1 | 1948.8 | None | 563 | 0.086 | -2.66 | 235 | 0.036 | -1.32 | 563 | 0.086 | -2.66 | 235 | 0.036 | -1.32 | DEER:Res:ClothesDishWasher | Annual | 1719 |  | Appl-CW-Top-ElecDHW-ElecDry-Tier2DEER2018 | Appl-CW-Top-ElecDHW-ElecDry-Tier2AnySFm2011CZ12DEER2018 | 10945
Appl-CW-Top-ElecDHW-ElecDry-Tier2 | DEER2018 | D17 v3 |  | Any | SFm | 1985 | CZ07 | rDXGF | Household | 1 | 2064 | None | 561 | 0.089 | -2.51 | 235 | 0.038 | -1.25 | 561 | 0.089 | -2.51 | 235 | 0.038 | -1.25 | DEER:Res:ClothesDishWasher | Annual | 1719 |  | Appl-CW-Top-ElecDHW-ElecDry-Tier2DEER2018 | Appl-CW-Top-ElecDHW-ElecDry-Tier2AnySFm1985CZ07DEER2018 | 10946
Appl-CW-Top-ElecDHW-ElecDry-Tier2 | DEER2018 | D17 v3 |  | Any | DMo | MH06 | CZ03 | rDXGF | Household | 1 | 1242 | None | 451 | 0.074 | -1.68 | 187 | 0.03 | -0.84 | 451 | 0.074 | -1.68 | 187 | 0.03 | -0.84 | DEER:Res:ClothesDishWasher | Annual | 1719 |  | Appl-CW-Top-ElecDHW-ElecDry-Tier2DEER2018 | Appl-CW-Top-ElecDHW-ElecDry-Tier2AnyDMoMH06CZ03DEER2018 | 10947
Appl-CW-Top-ElecDHW-ElecDry-Tier2 | DEER2018 | D17 v3 |  | Any | SFm | 2003 | CZ07 | rDXGF | Household | 1 | 2392.9 | None | 567 | 0.084 | -2.4 | 238 | 0.035 | -1.18 | 567 | 0.084 | -2.4 | 238 | 0.035 | -1.18 | DEER:Res:ClothesDishWasher | Annual | 1719 |  | Appl-CW-Top-ElecDHW-ElecDry-Tier2DEER2018 | Appl-CW-Top-ElecDHW-ElecDry-Tier2AnySFm2003CZ07DEER2018 | 10948
Appl-CW-Top-ElecDHW-ElecDry-Tier2 | DEER2018 | D17 v3 |  | Any | MFm | 2007 | CZ16 | rDXGF | Household | 1 | 998.7 | None | 463 | 0.067 | -2 | 192 | 0.028 | -1 | 463 | 0.067 | -2 | 192 | 0.028 | -1 | DEER:Res:ClothesDishWasher | Annual | 1719 |  | Appl-CW-Top-ElecDHW-ElecDry-Tier2DEER2018 | Appl-CW-Top-ElecDHW-ElecDry-Tier2AnyMFm2007CZ16DEER2018 | 10949
Appl-CW-Top-ElecDHW-ElecDry-Tier2 | DEER2018 | D17 v3 |  | Any | SFm | 2017 | CZ01 | rDXGF | Household | 1 | 2295.6 | None | 566 | 0.078 | -2.9 | 234 | 0.033 | -1.45 | 566 | 0.078 | -2.9 | 234 | 0.033 | -1.45 | DEER:Res:ClothesDishWasher | Annual | 1719 |  | Appl-CW-Top-ElecDHW-ElecDry-Tier2DEER2018 | Appl-CW-Top-ElecDHW-ElecDry-Tier2AnySFm2017CZ01DEER2018 | 10950
Appl-CW-Top-ElecDHW-ElecDry-Tier2 | DEER2018 | D17 v3 |  | Any | DMo | MH85 | CZ13 | rDXGF | Household | 1 | 1242 | None | 454 | 0.07 | -2.33 | 191 | 0.03 | -1.14 | 454 | 0.07 | -2.33 | 191 | 0.03 | -1.14 | DEER:Res:ClothesDishWasher | Annual | 1719 |  | Appl-CW-Top-ElecDHW-ElecDry-Tier2DEER2018 | Appl-CW-Top-ElecDHW-ElecDry-Tier2AnyDMoMH85CZ13DEER2018 | 10951
Appl-CW-Top-ElecDHW-ElecDry-Tier2 | DEER2018 | D17 v3 |  | Any | SFm | 2011 | CZ13 | rDXGF | Household | 1 | 1948.8 | None | 561 | 0.082 | -2.51 | 236 | 0.035 | -1.26 | 561 | 0.082 | -2.51 | 236 | 0.035 | -1.26 | DEER:Res:ClothesDishWasher | Annual | 1719 |  | Appl-CW-Top-ElecDHW-ElecDry-Tier2DEER2018 | Appl-CW-Top-ElecDHW-ElecDry-Tier2AnySFm2011CZ13DEER2018 | 10952
Appl-CW-Top-ElecDHW-ElecDry-Tier2 | DEER2018 | D17 v3 |  | Any | MFm | 1996 | CZ02 | rDXGF | Household | 1 | 981.6 | None | 454 | 0.072 | -1.4 | 189 | 0.029 | -0.78 | 454 | 0.072 | -1.4 | 189 | 0.029 | -0.78 | DEER:Res:ClothesDishWasher | Annual | 1719 |  | Appl-CW-Top-ElecDHW-ElecDry-Tier2DEER2018 | Appl-CW-Top-ElecDHW-ElecDry-Tier2AnyMFm1996CZ02DEER2018 | 10953
Appl-CW-Top-ElecDHW-ElecDry-Tier2 | DEER2018 | D17 v3 |  | Any | DMo | MH06 | CZ13 | rDXGF | Household | 1 | 1242 | None | 454 | 0.067 | -1.96 | 191 | 0.029 | -0.99 | 454 | 0.067 | -1.96 | 191 | 0.029 | -0.99 | DEER:Res:ClothesDishWasher | Annual | 1719 |  | Appl-CW-Top-ElecDHW-ElecDry-Tier2DEER2018 | Appl-CW-Top-ElecDHW-ElecDry-Tier2AnyDMoMH06CZ13DEER2018 | 10954
Appl-CW-Top-ElecDHW-ElecDry-Tier2 | DEER2018 | D17 v3 |  | Any | DMo | MH15 | CZ05 | rDXGF | Household | 1 | 1242 | None | 450 | 0.071 | -3 | 186 | 0.03 | -1.41 | 450 | 0.071 | -3 | 186 | 0.03 | -1.41 | DEER:Res:ClothesDishWasher | Annual | 1719 |  | Appl-CW-Top-ElecDHW-ElecDry-Tier2DEER2018 | Appl-CW-Top-ElecDHW-ElecDry-Tier2AnyDMoMH15CZ05DEER2018 | 10955
Appl-CW-Top-ElecDHW-ElecDry-Tier2 | DEER2018 | D17 v3 |  | Any | MFm | 2011 | CZ04 | rDXGF | Household | 1 | 998.7 | None | 454 | 0.065 | -1.1 | 189 | 0.027 | -0.57 | 454 | 0.065 | -1.1 | 189 | 0.027 | -0.57 | DEER:Res:ClothesDishWasher | Annual | 1719 |  | Appl-CW-Top-ElecDHW-ElecDry-Tier2DEER2018 | Appl-CW-Top-ElecDHW-ElecDry-Tier2AnyMFm2011CZ04DEER2018 | 10956
Appl-CW-Top-ElecDHW-ElecDry-Tier2 | DEER2018 | D17 v3 |  | Any | DMo | MH00 | CZ13 | rDXGF | Household | 1 | 1242 | None | 456 | 0.071 | -2.3 | 192 | 0.03 | -1.16 | 456 | 0.071 | -2.3 | 192 | 0.03 | -1.16 | DEER:Res:ClothesDishWasher | Annual | 1719 |  | Appl-CW-Top-ElecDHW-ElecDry-Tier2DEER2018 | Appl-CW-Top-ElecDHW-ElecDry-Tier2AnyDMoMH00CZ13DEER2018 | 10957
Appl-CW-Top-ElecDHW-ElecDry-Tier2 | DEER2018 | D17 v3 |  | Any | MFm | 2011 | CZ14 | rDXGF | Household | 1 | 1094.6 | None | 453 | 0.063 | -1.42 | 190 | 0.027 | -0.71 | 453 | 0.063 | -1.42 | 190 | 0.027 | -0.71 | DEER:Res:ClothesDishWasher | Annual | 1719 |  | Appl-CW-Top-ElecDHW-ElecDry-Tier2DEER2018 | Appl-CW-Top-ElecDHW-ElecDry-Tier2AnyMFm2011CZ14DEER2018 | 10958
Appl-CW-Top-ElecDHW-ElecDry-Tier2 | DEER2018 | D17 v3 |  | Any | SFm | 1996 | CZ05 | rDXGF | Household | 1 | 2193 | None | 559 | 0.09 | -4.84 | 232 | 0.038 | -2.4 | 559 | 0.09 | -4.84 | 232 | 0.038 | -2.4 | DEER:Res:ClothesDishWasher | Annual | 1719 |  | Appl-CW-Top-ElecDHW-ElecDry-Tier2DEER2018 | Appl-CW-Top-ElecDHW-ElecDry-Tier2AnySFm1996CZ05DEER2018 | 10959
Appl-CW-Top-ElecDHW-ElecDry-Tier2 | DEER2018 | D17 v3 |  | Any | DMo | MH85 | CZ15 | rDXGF | Household | 1 | 1242 | None | 442 | 0.064 | -0.89 | 190 | 0.028 | -0.46 | 442 | 0.064 | -0.89 | 190 | 0.028 | -0.46 | DEER:Res:ClothesDishWasher | Annual | 1719 |  | Appl-CW-Top-ElecDHW-ElecDry-Tier2DEER2018 | Appl-CW-Top-ElecDHW-ElecDry-Tier2AnyDMoMH85CZ15DEER2018 | 10960
Appl-CW-Top-ElecDHW-ElecDry-Tier2 | DEER2018 | D17 v3 |  | Any | SFm | 2011 | CZ15 | rDXGF | Household | 1 | 2160.9 | None | 549 | 0.078 | -1.36 | 232 | 0.034 | -0.68 | 549 | 0.078 | -1.36 | 232 | 0.034 | -0.68 | DEER:Res:ClothesDishWasher | Annual | 1719 |  | Appl-CW-Top-ElecDHW-ElecDry-Tier2DEER2018 | Appl-CW-Top-ElecDHW-ElecDry-Tier2AnySFm2011CZ15DEER2018 | 10961
Appl-CW-Top-ElecDHW-ElecDry-Tier2 | DEER2018 | D17 v3 |  | Any | MFm | 2017 | CZ05 | rDXGF | Household | 1 | 998.7 | None | 454 | 0.065 | -1.14 | 189 | 0.028 | -0.56 | 454 | 0.065 | -1.14 | 189 | 0.028 | -0.56 | DEER:Res:ClothesDishWasher | Annual | 1719 |  | Appl-CW-Top-ElecDHW-ElecDry-Tier2DEER2018 | Appl-CW-Top-ElecDHW-ElecDry-Tier2AnyMFm2017CZ05DEER2018 | 10962
Appl-CW-Top-ElecDHW-ElecDry-Tier2 | DEER2018 | D17 v3 |  | Any | SFm | 2015 | CZ07 | rDXGF | Household | 1 | 2392.9 | None | 563 | 0.083 | -1.67 | 237 | 0.036 | -0.84 | 563 | 0.083 | -1.67 | 237 | 0.036 | -0.84 | DEER:Res:ClothesDishWasher | Annual | 1719 |  | Appl-CW-Top-ElecDHW-ElecDry-Tier2DEER2018 | Appl-CW-Top-ElecDHW-ElecDry-Tier2AnySFm2015CZ07DEER2018 | 10963
Appl-CW-Top-ElecDHW-ElecDry-Tier2 | DEER2018 | D17 v3 |  | Any | SFm | 2015 | CZ09 | rDXGF | Household | 1 | 2422.9 | None | 557 | 0.08 | -2.04 | 233 | 0.034 | -0.99 | 557 | 0.08 | -2.04 | 233 | 0.034 | -0.99 | DEER:Res:ClothesDishWasher | Annual | 1719 |  | Appl-CW-Top-ElecDHW-ElecDry-Tier2DEER2018 | Appl-CW-Top-ElecDHW-ElecDry-Tier2AnySFm2015CZ09DEER2018 | 10964
Appl-CW-Top-ElecDHW-ElecDry-Tier2 | DEER2018 | D17 v3 |  | Any | DMo | MH00 | CZ12 | rDXGF | Household | 1 | 1242 | None | 458 | 0.072 | -2.44 | 191 | 0.032 | -1.21 | 458 | 0.072 | -2.44 | 191 | 0.032 | -1.21 | DEER:Res:ClothesDishWasher | Annual | 1719 |  | Appl-CW-Top-ElecDHW-ElecDry-Tier2DEER2018 | Appl-CW-Top-ElecDHW-ElecDry-Tier2AnyDMoMH00CZ12DEER2018 | 10965
Appl-CW-Top-ElecDHW-ElecDry-Tier2 | DEER2018 | D17 v3 |  | Any | SFm | 2011 | CZ03 | rDXGF | Household | 1 | 2295.6 | None | 559 | 0.086 | -3.38 | 232 | 0.039 | -1.69 | 559 | 0.086 | -3.38 | 232 | 0.039 | -1.69 | DEER:Res:ClothesDishWasher | Annual | 1719 |  | Appl-CW-Top-ElecDHW-ElecDry-Tier2DEER2018 | Appl-CW-Top-ElecDHW-ElecDry-Tier2AnySFm2011CZ03DEER2018 | 10966
Appl-CW-Top-ElecDHW-ElecDry-Tier2 | DEER2018 | D17 v3 |  | Any | DMo | MH85 | CZ03 | rDXGF | Household | 1 | 1242 | None | 451 | 0.073 | -3 | 187 | 0.031 | -1.48 | 451 | 0.073 | -3 | 187 | 0.031 | -1.48 | DEER:Res:ClothesDishWasher | Annual | 1719 |  | Appl-CW-Top-ElecDHW-ElecDry-Tier2DEER2018 | Appl-CW-Top-ElecDHW-ElecDry-Tier2AnyDMoMH85CZ03DEER2018 | 10967
Appl-CW-Top-ElecDHW-ElecDry-Tier2 | DEER2018 | D17 v3 |  | Any | SFm | 2007 | CZ06 | rDXGF | Household | 1 | 2392.9 | None | 562 | 0.087 | -2.41 | 236 | 0.037 | -1.21 | 562 | 0.087 | -2.41 | 236 | 0.037 | -1.21 | DEER:Res:ClothesDishWasher | Annual | 1719 |  | Appl-CW-Top-ElecDHW-ElecDry-Tier2DEER2018 | Appl-CW-Top-ElecDHW-ElecDry-Tier2AnySFm2007CZ06DEER2018 | 10968
Appl-CW-Top-ElecDHW-ElecDry-Tier2 | DEER2018 | D17 v3 |  | Any | DMo | MH06 | CZ12 | rDXGF | Household | 1 | 1242 | None | 453 | 0.068 | -2.35 | 189 | 0.029 | -1.15 | 453 | 0.068 | -2.35 | 189 | 0.029 | -1.15 | DEER:Res:ClothesDishWasher | Annual | 1719 |  | Appl-CW-Top-ElecDHW-ElecDry-Tier2DEER2018 | Appl-CW-Top-ElecDHW-ElecDry-Tier2AnyDMoMH06CZ12DEER2018 | 10969
Appl-CW-Top-ElecDHW-ElecDry-Tier2 | DEER2018 | D17 v3 |  | Any | MFm | 2011 | CZ10 | rDXGF | Household | 1 | 1073.2 | None | 451 | 0.067 | -0.92 | 189 | 0.028 | -0.47 | 451 | 0.067 | -0.92 | 189 | 0.028 | -0.47 | DEER:Res:ClothesDishWasher | Annual | 1719 |  | Appl-CW-Top-ElecDHW-ElecDry-Tier2DEER2018 | Appl-CW-Top-ElecDHW-ElecDry-Tier2AnyMFm2011CZ10DEER2018 | 10970
Appl-CW-Top-ElecDHW-ElecDry-Tier2 | DEER2018 | D17 v3 |  | Any | SFm | 1985 | CZ02 | rDXGF | Household | 1 | 1904 | None | 562 | 0.091 | -4.33 | 233 | 0.04 | -2.17 | 562 | 0.091 | -4.33 | 233 | 0.04 | -2.17 | DEER:Res:ClothesDishWasher | Annual | 1719 |  | Appl-CW-Top-ElecDHW-ElecDry-Tier2DEER2018 | Appl-CW-Top-ElecDHW-ElecDry-Tier2AnySFm1985CZ02DEER2018 | 10971
Appl-CW-Top-ElecDHW-ElecDry-Tier2 | DEER2018 | D17 v3 |  | Any | SFm | 2017 | CZ09 | rDXGF | Household | 1 | 2422.9 | None | 554 | 0.081 | -2.04 | 231 | 0.035 | -1.04 | 554 | 0.081 | -2.04 | 231 | 0.035 | -1.04 | DEER:Res:ClothesDishWasher | Annual | 1719 |  | Appl-CW-Top-ElecDHW-ElecDry-Tier2DEER2018 | Appl-CW-Top-ElecDHW-ElecDry-Tier2AnySFm2017CZ09DEER2018 | 10972
Appl-CW-Top-ElecDHW-ElecDry-Tier2 | DEER2018 | D17 v3 |  | Any | SFm | 2003 | CZ02 | rDXGF | Household | 1 | 1948.8 | None | 566 | 0.093 | -3.16 | 235 | 0.04 | -1.56 | 566 | 0.093 | -3.16 | 235 | 0.04 | -1.56 | DEER:Res:ClothesDishWasher | Annual | 1719 |  | Appl-CW-Top-ElecDHW-ElecDry-Tier2DEER2018 | Appl-CW-Top-ElecDHW-ElecDry-Tier2AnySFm2003CZ02DEER2018 | 10973
Appl-CW-Top-ElecDHW-ElecDry-Tier2 | DEER2018 | D17 v3 |  | Any | MFm | 1975 | CZ02 | rDXGF | Household | 1 | 1070.2 | None | 453 | 0.071 | -1.92 | 188 | 0.031 | -0.96 | 453 | 0.071 | -1.92 | 188 | 0.031 | -0.96 | DEER:Res:ClothesDishWasher | Annual | 1719 |  | Appl-CW-Top-ElecDHW-ElecDry-Tier2DEER2018 | Appl-CW-Top-ElecDHW-ElecDry-Tier2AnyMFm1975CZ02DEER2018 | 10974
Appl-CW-Top-ElecDHW-ElecDry-Tier2 | DEER2018 | D17 v3 |  | Any | DMo | MH72 | CZ13 | rDXGF | Household | 1 | 1196 | None | 454 | 0.07 | -1.97 | 192 | 0.03 | -0.98 | 454 | 0.07 | -1.97 | 192 | 0.03 | -0.98 | DEER:Res:ClothesDishWasher | Annual | 1719 |  | Appl-CW-Top-ElecDHW-ElecDry-Tier2DEER2018 | Appl-CW-Top-ElecDHW-ElecDry-Tier2AnyDMoMH72CZ13DEER2018 | 10975
Appl-CW-Top-ElecDHW-ElecDry-Tier2 | DEER2018 | D17 v3 |  | Any | MFm | 2007 | CZ14 | rDXGF | Household | 1 | 1094.6 | None | 453 | 0.063 | -1.57 | 190 | 0.027 | -0.75 | 453 | 0.063 | -1.57 | 190 | 0.027 | -0.75 | DEER:Res:ClothesDishWasher | Annual | 1719 |  | Appl-CW-Top-ElecDHW-ElecDry-Tier2DEER2018 | Appl-CW-Top-ElecDHW-ElecDry-Tier2AnyMFm2007CZ14DEER2018 | 10976
Appl-CW-Top-ElecDHW-ElecDry-Tier2 | DEER2018 | D17 v3 |  | Any | MFm | 2007 | CZ04 | rDXGF | Household | 1 | 998.7 | None | 453 | 0.066 | -1.3 | 189 | 0.028 | -0.64 | 453 | 0.066 | -1.3 | 189 | 0.028 | -0.64 | DEER:Res:ClothesDishWasher | Annual | 1719 |  | Appl-CW-Top-ElecDHW-ElecDry-Tier2DEER2018 | Appl-CW-Top-ElecDHW-ElecDry-Tier2AnyMFm2007CZ04DEER2018 | 10977
Appl-CW-Top-ElecDHW-ElecDry-Tier2 | DEER2018 | D17 v3 |  | Any | MFm | 2015 | CZ05 | rDXGF | Household | 1 | 998.7 | None | 454 | 0.066 | -1.16 | 189 | 0.027 | -0.59 | 454 | 0.066 | -1.16 | 189 | 0.027 | -0.59 | DEER:Res:ClothesDishWasher | Annual | 1719 |  | Appl-CW-Top-ElecDHW-ElecDry-Tier2DEER2018 | Appl-CW-Top-ElecDHW-ElecDry-Tier2AnyMFm2015CZ05DEER2018 | 10978
Appl-CW-Top-ElecDHW-ElecDry-Tier2 | DEER2018 | D17 v3 |  | Any | SFm | 2017 | CZ07 | rDXGF | Household | 1 | 2392.9 | None | 564 | 0.086 | -1.59 | 234 | 0.034 | -0.93 | 564 | 0.086 | -1.59 | 234 | 0.034 | -0.93 | DEER:Res:ClothesDishWasher | Annual | 1719 |  | Appl-CW-Top-ElecDHW-ElecDry-Tier2DEER2018 | Appl-CW-Top-ElecDHW-ElecDry-Tier2AnySFm2017CZ07DEER2018 | 10979
Appl-CW-Top-ElecDHW-ElecDry-Tier2 | DEER2018 | D17 v3 |  | Any | MFm | 2007 | CZ10 | rDXGF | Household | 1 | 1073.2 | None | 449 | 0.065 | -1.08 | 188 | 0.029 | -0.51 | 449 | 0.065 | -1.08 | 188 | 0.029 | -0.51 | DEER:Res:ClothesDishWasher | Annual | 1719 |  | Appl-CW-Top-ElecDHW-ElecDry-Tier2DEER2018 | Appl-CW-Top-ElecDHW-ElecDry-Tier2AnyMFm2007CZ10DEER2018 | 10980
Appl-CW-Top-ElecDHW-ElecDry-Tier2 | DEER2018 | D17 v3 |  | Any | SFm | 2003 | CZ01 | rDXGF | Household | 1 | 2295.6 | None | 565 | 0.078 | -3.53 | 233 | 0.032 | -1.76 | 565 | 0.078 | -3.53 | 233 | 0.032 | -1.76 | DEER:Res:ClothesDishWasher | Annual | 1719 |  | Appl-CW-Top-ElecDHW-ElecDry-Tier2DEER2018 | Appl-CW-Top-ElecDHW-ElecDry-Tier2AnySFm2003CZ01DEER2018 | 10981
Appl-CW-Top-ElecDHW-ElecDry-Tier2 | DEER2018 | D17 v3 |  | Any | SFm | 1985 | CZ01 | rDXGF | Household | 1 | 1904 | None | 563 | 0.078 | -5.03 | 232 | 0.033 | -2.51 | 563 | 0.078 | -5.03 | 232 | 0.033 | -2.51 | DEER:Res:ClothesDishWasher | Annual | 1719 |  | Appl-CW-Top-ElecDHW-ElecDry-Tier2DEER2018 | Appl-CW-Top-ElecDHW-ElecDry-Tier2AnySFm1985CZ01DEER2018 | 10982
Appl-CW-Top-ElecDHW-ElecDry-Tier2 | DEER2018 | D17 v3 |  | Any | SFm | 2011 | CZ06 | rDXGF | Household | 1 | 2392.9 | None | 558 | 0.086 | -2.53 | 233 | 0.036 | -1.27 | 558 | 0.086 | -2.53 | 233 | 0.036 | -1.27 | DEER:Res:ClothesDishWasher | Annual | 1719 |  | Appl-CW-Top-ElecDHW-ElecDry-Tier2DEER2018 | Appl-CW-Top-ElecDHW-ElecDry-Tier2AnySFm2011CZ06DEER2018 | 10983
Appl-CW-Top-ElecDHW-ElecDry-Tier2 | DEER2018 | D17 v3 |  | Any | DMo | MH85 | CZ06 | rDXGF | Household | 1 | 1242 | None | 452 | 0.068 | -1.89 | 190 | 0.029 | -0.96 | 452 | 0.068 | -1.89 | 190 | 0.029 | -0.96 | DEER:Res:ClothesDishWasher | Annual | 1719 |  | Appl-CW-Top-ElecDHW-ElecDry-Tier2DEER2018 | Appl-CW-Top-ElecDHW-ElecDry-Tier2AnyDMoMH85CZ06DEER2018 | 10984
Appl-CW-Top-ElecDHW-ElecDry-Tier2 | DEER2018 | D17 v3 |  | Any | SFm | 2007 | CZ03 | rDXGF | Household | 1 | 2295.6 | None | 559 | 0.088 | -3.51 | 232 | 0.037 | -1.74 | 559 | 0.088 | -3.51 | 232 | 0.037 | -1.74 | DEER:Res:ClothesDishWasher | Annual | 1719 |  | Appl-CW-Top-ElecDHW-ElecDry-Tier2DEER2018 | Appl-CW-Top-ElecDHW-ElecDry-Tier2AnySFm2007CZ03DEER2018 | 10985
Appl-CW-Top-ElecDHW-ElecDry-Tier2 | DEER2018 | D17 v3 |  | Any | MFm | 1975 | CZ01 | rDXGF | Household | 1 | 1070.2 | None | 455 | 0.063 | -2.91 | 188 | 0.026 | -1.45 | 455 | 0.063 | -2.91 | 188 | 0.026 | -1.45 | DEER:Res:ClothesDishWasher | Annual | 1719 |  | Appl-CW-Top-ElecDHW-ElecDry-Tier2DEER2018 | Appl-CW-Top-ElecDHW-ElecDry-Tier2AnyMFm1975CZ01DEER2018 | 10986
Appl-CW-Top-ElecDHW-ElecDry-Tier2 | DEER2018 | D17 v3 |  | Any | MFm | 1996 | CZ07 | rDXGF | Household | 1 | 1169.1 | None | 451 | 0.068 | -0.65 | 189 | 0.028 | -0.33 | 451 | 0.068 | -0.65 | 189 | 0.028 | -0.33 | DEER:Res:ClothesDishWasher | Annual | 1719 |  | Appl-CW-Top-ElecDHW-ElecDry-Tier2DEER2018 | Appl-CW-Top-ElecDHW-ElecDry-Tier2AnyMFm1996CZ07DEER2018 | 10987
Appl-CW-Top-ElecDHW-ElecDry-Tier2 | DEER2018 | D17 v3 |  | Any | MFm | 1996 | CZ09 | rDXGF | Household | 1 | 1093.6 | None | 454 | 0.067 | -1.06 | 191 | 0.029 | -0.53 | 454 | 0.067 | -1.06 | 191 | 0.029 | -0.53 | DEER:Res:ClothesDishWasher | Annual | 1719 |  | Appl-CW-Top-ElecDHW-ElecDry-Tier2DEER2018 | Appl-CW-Top-ElecDHW-ElecDry-Tier2AnyMFm1996CZ09DEER2018 | 10988
Appl-CW-Top-ElecDHW-ElecDry-Tier2 | DEER2018 | D17 v3 |  | Any | DMo | MH72 | CZ12 | rDXGF | Household | 1 | 1196 | None | 455 | 0.074 | -2.09 | 191 | 0.032 | -1.03 | 455 | 0.074 | -2.09 | 191 | 0.032 | -1.03 | DEER:Res:ClothesDishWasher | Annual | 1719 |  | Appl-CW-Top-ElecDHW-ElecDry-Tier2DEER2018 | Appl-CW-Top-ElecDHW-ElecDry-Tier2AnyDMoMH72CZ12DEER2018 | 10989
Appl-CW-Top-ElecDHW-ElecDry-Tier2 | DEER2018 | D17 v3 |  | Any | SFm | 2007 | CZ15 | rDXGF | Household | 1 | 2160.9 | None | 549 | 0.077 | -1.39 | 233 | 0.033 | -0.69 | 549 | 0.077 | -1.39 | 233 | 0.033 | -0.69 | DEER:Res:ClothesDishWasher | Annual | 1719 |  | Appl-CW-Top-ElecDHW-ElecDry-Tier2DEER2018 | Appl-CW-Top-ElecDHW-ElecDry-Tier2AnySFm2007CZ15DEER2018 | 10990
Appl-CW-Top-ElecDHW-ElecDry-Tier2 | DEER2018 | D17 v3 |  | Any | DMo | MH72 | CZ02 | rDXGF | Household | 1 | 1196 | None | 455 | 0.078 | -2.32 | 189 | 0.034 | -1.17 | 455 | 0.078 | -2.32 | 189 | 0.034 | -1.17 | DEER:Res:ClothesDishWasher | Annual | 1719 |  | Appl-CW-Top-ElecDHW-ElecDry-Tier2DEER2018 | Appl-CW-Top-ElecDHW-ElecDry-Tier2AnyDMoMH72CZ02DEER2018 | 10991
Appl-CW-Top-ElecDHW-ElecDry-Tier2 | DEER2018 | D17 v3 |  | Any | MFm | 1975 | CZ13 | rDXGF | Household | 1 | 1098.9 | None | 452 | 0.07 | -1.69 | 189 | 0.03 | -0.84 | 452 | 0.07 | -1.69 | 189 | 0.03 | -0.84 | DEER:Res:ClothesDishWasher | Annual | 1719 |  | Appl-CW-Top-ElecDHW-ElecDry-Tier2DEER2018 | Appl-CW-Top-ElecDHW-ElecDry-Tier2AnyMFm1975CZ13DEER2018 | 10992
Appl-CW-Top-ElecDHW-ElecDry-Tier2 | DEER2018 | D17 v3 |  | Any | SFm | 2017 | CZ06 | rDXGF | Household | 1 | 2392.9 | None | 557 | 0.09 | -2.52 | 232 | 0.04 | -1.25 | 557 | 0.09 | -2.52 | 232 | 0.04 | -1.25 | DEER:Res:ClothesDishWasher | Annual | 1719 |  | Appl-CW-Top-ElecDHW-ElecDry-Tier2DEER2018 | Appl-CW-Top-ElecDHW-ElecDry-Tier2AnySFm2017CZ06DEER2018 | 10993
Appl-CW-Top-ElecDHW-ElecDry-Tier2 | DEER2018 | D17 v3 |  | Any | SFm | 2003 | CZ13 | rDXGF | Household | 1 | 1948.8 | None | 563 | 0.087 | -3.06 | 236 | 0.038 | -1.51 | 563 | 0.087 | -3.06 | 236 | 0.038 | -1.51 | DEER:Res:ClothesDishWasher | Annual | 1719 |  | Appl-CW-Top-ElecDHW-ElecDry-Tier2DEER2018 | Appl-CW-Top-ElecDHW-ElecDry-Tier2AnySFm2003CZ13DEER2018 | 10994
Appl-CW-Top-ElecDHW-ElecDry-Tier2 | DEER2018 | D17 v3 |  | Any | SFm | 1985 | CZ13 | rDXGF | Household | 1 | 1704 | None | 565 | 0.089 | -3.68 | 237 | 0.038 | -1.85 | 565 | 0.089 | -3.68 | 237 | 0.038 | -1.85 | DEER:Res:ClothesDishWasher | Annual | 1719 |  | Appl-CW-Top-ElecDHW-ElecDry-Tier2DEER2018 | Appl-CW-Top-ElecDHW-ElecDry-Tier2AnySFm1985CZ13DEER2018 | 10995
Appl-CW-Top-ElecDHW-ElecDry-Tier2 | DEER2018 | D17 v3 |  | Any | MFm | 2007 | CZ05 | rDXGF | Household | 1 | 998.7 | None | 452 | 0.065 | -1.79 | 187 | 0.027 | -0.89 | 452 | 0.065 | -1.79 | 187 | 0.027 | -0.89 | DEER:Res:ClothesDishWasher | Annual | 1719 |  | Appl-CW-Top-ElecDHW-ElecDry-Tier2DEER2018 | Appl-CW-Top-ElecDHW-ElecDry-Tier2AnyMFm2007CZ05DEER2018 | 10996
Appl-CW-Top-ElecDHW-ElecDry-Tier2 | DEER2018 | D17 v3 |  | Any | MFm | 2015 | CZ04 | rDXGF | Household | 1 | 998.7 | None | 455 | 0.067 | -1.08 | 190 | 0.03 | -0.53 | 455 | 0.067 | -1.08 | 190 | 0.03 | -0.53 | DEER:Res:ClothesDishWasher | Annual | 1719 |  | Appl-CW-Top-ElecDHW-ElecDry-Tier2DEER2018 | Appl-CW-Top-ElecDHW-ElecDry-Tier2AnyMFm2015CZ04DEER2018 | 10997
Appl-CW-Top-ElecDHW-ElecDry-Tier2 | DEER2018 | D17 v3 |  | Any | MFm | 2015 | CZ14 | rDXGF | Household | 1 | 1094.6 | None | 453 | 0.064 | -1.49 | 190 | 0.027 | -0.73 | 453 | 0.064 | -1.49 | 190 | 0.027 | -0.73 | DEER:Res:ClothesDishWasher | Annual | 1719 |  | Appl-CW-Top-ElecDHW-ElecDry-Tier2DEER2018 | Appl-CW-Top-ElecDHW-ElecDry-Tier2AnyMFm2015CZ14DEER2018 | 10998
Appl-CW-Top-ElecDHW-ElecDry-Tier2 | DEER2018 | D17 v3 |  | Any | SFm | 2011 | CZ09 | rDXGF | Household | 1 | 2422.9 | None | 561 | 0.079 | -1.98 | 235 | 0.034 | -1 | 561 | 0.079 | -1.98 | 235 | 0.034 | -1 | DEER:Res:ClothesDishWasher | Annual | 1719 |  | Appl-CW-Top-ElecDHW-ElecDry-Tier2DEER2018 | Appl-CW-Top-ElecDHW-ElecDry-Tier2AnySFm2011CZ09DEER2018 | 10999
Appl-CW-Top-ElecDHW-ElecDry-Tier2 | DEER2018 | D17 v3 |  | Any | DMo | MH85 | CZ09 | rDXGF | Household | 1 | 1242 | None | 451 | 0.069 | -1.81 | 190 | 0.029 | -0.91 | 451 | 0.069 | -1.81 | 190 | 0.029 | -0.91 | DEER:Res:ClothesDishWasher | Annual | 1719 |  | Appl-CW-Top-ElecDHW-ElecDry-Tier2DEER2018 | Appl-CW-Top-ElecDHW-ElecDry-Tier2AnyDMoMH85CZ09DEER2018 | 11000
Appl-CW-Top-ElecDHW-ElecDry-Tier2 | DEER2018 | D17 v3 |  | Any | SFm | 2015 | CZ03 | rDXGF | Household | 1 | 2295.6 | None | 560 | 0.086 | -2.9 | 233 | 0.037 | -1.43 | 560 | 0.086 | -2.9 | 233 | 0.037 | -1.43 | DEER:Res:ClothesDishWasher | Annual | 1719 |  | Appl-CW-Top-ElecDHW-ElecDry-Tier2DEER2018 | Appl-CW-Top-ElecDHW-ElecDry-Tier2AnySFm2015CZ03DEER2018 | 11001
Appl-CW-Top-ElecDHW-ElecDry-Tier2 | DEER2018 | D17 v3 |  | Any | DMo | MH72 | CZ01 | rDXGF | Household | 1 | 1196 | None | 450 | 0.062 | -2.52 | 186 | 0.026 | -1.25 | 450 | 0.062 | -2.52 | 186 | 0.026 | -1.25 | DEER:Res:ClothesDishWasher | Annual | 1719 |  | Appl-CW-Top-ElecDHW-ElecDry-Tier2DEER2018 | Appl-CW-Top-ElecDHW-ElecDry-Tier2AnyDMoMH72CZ01DEER2018 | 11002
Appl-CW-Top-ElecDHW-ElecDry-Tier2 | DEER2018 | D17 v3 |  | Any | SFm | 1975 | CZ08 | rDXGF | Household | 1 | 1528 | None | 561 | 0.09 | -2.18 | 235 | 0.04 | -1.07 | 561 | 0.09 | -2.18 | 235 | 0.04 | -1.07 | DEER:Res:ClothesDishWasher | Annual | 1719 |  | Appl-CW-Top-ElecDHW-ElecDry-Tier2DEER2018 | Appl-CW-Top-ElecDHW-ElecDry-Tier2AnySFm1975CZ08DEER2018 | 11003
Appl-CW-Top-ElecDHW-ElecDry-Tier2 | DEER2018 | D17 v3 |  | Any | MFm | 2003 | CZ08 | rDXGF | Household | 1 | 1206 | None | 451 | 0.069 | -1.1 | 189 | 0.03 | -0.55 | 451 | 0.069 | -1.1 | 189 | 0.03 | -0.55 | DEER:Res:ClothesDishWasher | Annual | 1719 |  | Appl-CW-Top-ElecDHW-ElecDry-Tier2DEER2018 | Appl-CW-Top-ElecDHW-ElecDry-Tier2AnyMFm2003CZ08DEER2018 | 11004
Appl-CW-Top-ElecDHW-ElecDry-Tier2 | DEER2018 | D17 v3 |  | Any | MFm | 2015 | CZ10 | rDXGF | Household | 1 | 1073.2 | None | 449 | 0.065 | -0.92 | 190 | 0.031 | -0.4 | 449 | 0.065 | -0.92 | 190 | 0.031 | -0.4 | DEER:Res:ClothesDishWasher | Annual | 1719 |  | Appl-CW-Top-ElecDHW-ElecDry-Tier2DEER2018 | Appl-CW-Top-ElecDHW-ElecDry-Tier2AnyMFm2015CZ10DEER2018 | 11005
Appl-CW-Top-ElecDHW-ElecDry-Tier2 | DEER2018 | D17 v3 |  | Any | MFm | 1985 | CZ08 | rDXGF | Household | 1 | 1295.2 | None | 451 | 0.069 | -1.15 | 189 | 0.029 | -0.62 | 451 | 0.069 | -1.15 | 189 | 0.029 | -0.62 | DEER:Res:ClothesDishWasher | Annual | 1719 |  | Appl-CW-Top-ElecDHW-ElecDry-Tier2DEER2018 | Appl-CW-Top-ElecDHW-ElecDry-Tier2AnyMFm1985CZ08DEER2018 | 11006
Appl-CW-Top-ElecDHW-ElecDry-Tier2 | DEER2018 | D17 v3 |  | Any | SFm | 2003 | CZ12 | rDXGF | Household | 1 | 1948.8 | None | 563 | 0.09 | -2.96 | 236 | 0.038 | -1.46 | 563 | 0.09 | -2.96 | 236 | 0.038 | -1.46 | DEER:Res:ClothesDishWasher | Annual | 1719 |  | Appl-CW-Top-ElecDHW-ElecDry-Tier2DEER2018 | Appl-CW-Top-ElecDHW-ElecDry-Tier2AnySFm2003CZ12DEER2018 | 11007
Appl-CW-Top-ElecDHW-ElecDry-Tier2 | DEER2018 | D17 v3 |  | Any | SFm | 2015 | CZ15 | rDXGF | Household | 1 | 2160.9 | None | 547 | 0.077 | -1.36 | 232 | 0.033 | -0.68 | 547 | 0.077 | -1.36 | 232 | 0.033 | -0.68 | DEER:Res:ClothesDishWasher | Annual | 1719 |  | Appl-CW-Top-ElecDHW-ElecDry-Tier2DEER2018 | Appl-CW-Top-ElecDHW-ElecDry-Tier2AnySFm2015CZ15DEER2018 | 11008
Appl-CW-Top-ElecDHW-ElecDry-Tier2 | DEER2018 | D17 v3 |  | Any | MFm | 1996 | CZ06 | rDXGF | Household | 1 | 1169.1 | None | 452 | 0.07 | -1.43 | 189 | 0.03 | -0.69 | 452 | 0.07 | -1.43 | 189 | 0.03 | -0.69 | DEER:Res:ClothesDishWasher | Annual | 1719 |  | Appl-CW-Top-ElecDHW-ElecDry-Tier2DEER2018 | Appl-CW-Top-ElecDHW-ElecDry-Tier2AnyMFm1996CZ06DEER2018 | 11009
Appl-CW-Top-ElecDHW-ElecDry-Tier2 | DEER2018 | D17 v3 |  | Any | SFm | 1985 | CZ12 | rDXGF | Household | 1 | 1704 | None | 563 | 0.095 | -3.72 | 236 | 0.04 | -1.86 | 563 | 0.095 | -3.72 | 236 | 0.04 | -1.86 | DEER:Res:ClothesDishWasher | Annual | 1719 |  | Appl-CW-Top-ElecDHW-ElecDry-Tier2DEER2018 | Appl-CW-Top-ElecDHW-ElecDry-Tier2AnySFm1985CZ12DEER2018 | 11010
Appl-CW-Top-ElecDHW-ElecDry-Tier2 | DEER2018 | D17 v3 |  | Any | DMo | MH85 | CZ07 | rDXGF | Household | 1 | 1242 | None | 454 | 0.069 | -1.61 | 190 | 0.03 | -0.79 | 454 | 0.069 | -1.61 | 190 | 0.03 | -0.79 | DEER:Res:ClothesDishWasher | Annual | 1719 |  | Appl-CW-Top-ElecDHW-ElecDry-Tier2DEER2018 | Appl-CW-Top-ElecDHW-ElecDry-Tier2AnyDMoMH85CZ07DEER2018 | 11011
Appl-CW-Top-ElecDHW-ElecDry-Tier2 | DEER2018 | D17 v3 |  | Any | SFm | 2011 | CZ07 | rDXGF | Household | 1 | 2392.9 | None | 571 | 0.092 | -1.09 | 236 | 0.035 | -0.81 | 571 | 0.092 | -1.09 | 236 | 0.035 | -0.81 | DEER:Res:ClothesDishWasher | Annual | 1719 |  | Appl-CW-Top-ElecDHW-ElecDry-Tier2DEER2018 | Appl-CW-Top-ElecDHW-ElecDry-Tier2AnySFm2011CZ07DEER2018 | 11012
Appl-CW-Top-ElecDHW-ElecDry-Tier2 | DEER2018 | D17 v3 |  | Any | MFm | 1975 | CZ12 | rDXGF | Household | 1 | 1098.9 | None | 451 | 0.069 | -1.91 | 188 | 0.03 | -0.95 | 451 | 0.069 | -1.91 | 188 | 0.03 | -0.95 | DEER:Res:ClothesDishWasher | Annual | 1719 |  | Appl-CW-Top-ElecDHW-ElecDry-Tier2DEER2018 | Appl-CW-Top-ElecDHW-ElecDry-Tier2AnyMFm1975CZ12DEER2018 | 11013
Appl-CW-Top-ElecDHW-ElecDry-Tier2 | DEER2018 | D17 v3 |  | Any | DMo | MH15 | CZ14 | rDXGF | Household | 1 | 1242 | None | 452 | 0.065 | -2.21 | 190 | 0.028 | -1.1 | 452 | 0.065 | -2.21 | 190 | 0.028 | -1.1 | DEER:Res:ClothesDishWasher | Annual | 1719 |  | Appl-CW-Top-ElecDHW-ElecDry-Tier2DEER2018 | Appl-CW-Top-ElecDHW-ElecDry-Tier2AnyDMoMH15CZ14DEER2018 | 11014
Appl-CW-Top-ElecDHW-ElecDry-Tier2 | DEER2018 | D17 v3 |  | Any | SFm | 2017 | CZ15 | rDXGF | Household | 1 | 2160.9 | None | 547 | 0.077 | -1.34 | 232 | 0.033 | -0.65 | 547 | 0.077 | -1.34 | 232 | 0.033 | -0.65 | DEER:Res:ClothesDishWasher | Annual | 1719 |  | Appl-CW-Top-ElecDHW-ElecDry-Tier2DEER2018 | Appl-CW-Top-ElecDHW-ElecDry-Tier2AnySFm2017CZ15DEER2018 | 11015
Appl-CW-Top-ElecDHW-ElecDry-Tier2 | DEER2018 | D17 v3 |  | Any | DMo | MH15 | CZ04 | rDXGF | Household | 1 | 1242 | None | 451 | 0.068 | -2.28 | 189 | 0.029 | -1.1 | 451 | 0.068 | -2.28 | 189 | 0.029 | -1.1 | DEER:Res:ClothesDishWasher | Annual | 1719 |  | Appl-CW-Top-ElecDHW-ElecDry-Tier2DEER2018 | Appl-CW-Top-ElecDHW-ElecDry-Tier2AnyDMoMH15CZ04DEER2018 | 11016
Appl-CW-Top-ElecDHW-ElecDry-Tier2 | DEER2018 | D17 v3 |  | Any | DMo | MH00 | CZ02 | rDXGF | Household | 1 | 1242 | None | 454 | 0.072 | -2.36 | 189 | 0.027 | -1.17 | 454 | 0.072 | -2.36 | 189 | 0.027 | -1.17 | DEER:Res:ClothesDishWasher | Annual | 1719 |  | Appl-CW-Top-ElecDHW-ElecDry-Tier2DEER2018 | Appl-CW-Top-ElecDHW-ElecDry-Tier2AnyDMoMH00CZ02DEER2018 | 11017
Appl-CW-Top-ElecDHW-ElecDry-Tier2 | DEER2018 | D17 v3 |  | Any | DMo | MH06 | CZ02 | rDXGF | Household | 1 | 1242 | None | 455 | 0.07 | -2.67 | 189 | 0.029 | -1.3 | 455 | 0.07 | -2.67 | 189 | 0.029 | -1.3 | DEER:Res:ClothesDishWasher | Annual | 1719 |  | Appl-CW-Top-ElecDHW-ElecDry-Tier2DEER2018 | Appl-CW-Top-ElecDHW-ElecDry-Tier2AnyDMoMH06CZ02DEER2018 | 11018
Appl-CW-Top-ElecDHW-ElecDry-Tier2 | DEER2018 | D17 v3 |  | Any | MFm | 2011 | CZ05 | rDXGF | Household | 1 | 998.7 | None | 453 | 0.064 | -1.69 | 188 | 0.027 | -0.87 | 453 | 0.064 | -1.69 | 188 | 0.027 | -0.87 | DEER:Res:ClothesDishWasher | Annual | 1719 |  | Appl-CW-Top-ElecDHW-ElecDry-Tier2DEER2018 | Appl-CW-Top-ElecDHW-ElecDry-Tier2AnyMFm2011CZ05DEER2018 | 11019
Appl-CW-Top-ElecDHW-ElecDry-Tier2 | DEER2018 | D17 v3 |  | Any | SFm | 2017 | CZ03 | rDXGF | Household | 1 | 2295.6 | None | 559 | 0.087 | -2.89 | 232 | 0.037 | -1.42 | 559 | 0.087 | -2.89 | 232 | 0.037 | -1.42 | DEER:Res:ClothesDishWasher | Annual | 1719 |  | Appl-CW-Top-ElecDHW-ElecDry-Tier2DEER2018 | Appl-CW-Top-ElecDHW-ElecDry-Tier2AnySFm2017CZ03DEER2018 | 11020
Appl-CW-Top-ElecDHW-ElecDry-Tier2 | DEER2018 | D17 v3 |  | Any | SFm | 1975 | CZ16 | rDXGF | Household | 1 | 1591 | None | 579 | 0.088 | -3.35 | 240 | 0.038 | -1.66 | 579 | 0.088 | -3.35 | 240 | 0.038 | -1.66 | DEER:Res:ClothesDishWasher | Annual | 1719 |  | Appl-CW-Top-ElecDHW-ElecDry-Tier2DEER2018 | Appl-CW-Top-ElecDHW-ElecDry-Tier2AnySFm1975CZ16DEER2018 | 11021
Appl-CW-Top-ElecDHW-ElecDry-Tier2 | DEER2018 | D17 v3 |  | Any | MFm | 1985 | CZ16 | rDXGF | Household | 1 | 1152 | None | 465 | 0.068 | -2.07 | 193 | 0.029 | -1.03 | 465 | 0.068 | -2.07 | 193 | 0.029 | -1.03 | DEER:Res:ClothesDishWasher | Annual | 1719 |  | Appl-CW-Top-ElecDHW-ElecDry-Tier2DEER2018 | Appl-CW-Top-ElecDHW-ElecDry-Tier2AnyMFm1985CZ16DEER2018 | 11022
Appl-CW-Top-ElecDHW-ElecDry-Tier2 | DEER2018 | D17 v3 |  | Any | SFm | 1996 | CZ04 | rDXGF | Household | 1 | 2193 | None | 563 | 0.094 | -2.94 | 235 | 0.041 | -1.47 | 563 | 0.094 | -2.94 | 235 | 0.041 | -1.47 | DEER:Res:ClothesDishWasher | Annual | 1719 |  | Appl-CW-Top-ElecDHW-ElecDry-Tier2DEER2018 | Appl-CW-Top-ElecDHW-ElecDry-Tier2AnySFm1996CZ04DEER2018 | 11023
Appl-CW-Top-ElecDHW-ElecDry-Tier2 | DEER2018 | D17 v3 |  | Any | MFm | 2017 | CZ10 | rDXGF | Household | 1 | 1073.2 | None | 449 | 0.066 | -0.83 | 188 | 0.028 | -0.42 | 449 | 0.066 | -0.83 | 188 | 0.028 | -0.42 | DEER:Res:ClothesDishWasher | Annual | 1719 |  | Appl-CW-Top-ElecDHW-ElecDry-Tier2DEER2018 | Appl-CW-Top-ElecDHW-ElecDry-Tier2AnyMFm2017CZ10DEER2018 | 11024
Appl-CW-Top-ElecDHW-ElecDry-Tier2 | DEER2018 | D17 v3 |  | Any | MFm | 2003 | CZ16 | rDXGF | Household | 1 | 998.7 | None | 465 | 0.068 | -1.94 | 193 | 0.029 | -0.97 | 465 | 0.068 | -1.94 | 193 | 0.029 | -0.97 | DEER:Res:ClothesDishWasher | Annual | 1719 |  | Appl-CW-Top-ElecDHW-ElecDry-Tier2DEER2018 | Appl-CW-Top-ElecDHW-ElecDry-Tier2AnyMFm2003CZ16DEER2018 | 11025
Appl-CW-Top-ElecDHW-ElecDry-Tier2 | DEER2018 | D17 v3 |  | Any | SFm | 1996 | CZ14 | rDXGF | Household | 1 | 1758 | None | 569 | 0.082 | -3.21 | 239 | 0.035 | -1.59 | 569 | 0.082 | -3.21 | 239 | 0.035 | -1.59 | DEER:Res:ClothesDishWasher | Annual | 1719 |  | Appl-CW-Top-ElecDHW-ElecDry-Tier2DEER2018 | Appl-CW-Top-ElecDHW-ElecDry-Tier2AnySFm1996CZ14DEER2018 | 11026
Appl-CW-Top-ElecDHW-ElecDry-Tier2 | DEER2018 | D17 v3 |  | Any | MFm | 1996 | CZ03 | rDXGF | Household | 1 | 981.6 | None | 452 | 0.066 | -1.61 | 188 | 0.028 | -0.81 | 452 | 0.066 | -1.61 | 188 | 0.028 | -0.81 | DEER:Res:ClothesDishWasher | Annual | 1719 |  | Appl-CW-Top-ElecDHW-ElecDry-Tier2DEER2018 | Appl-CW-Top-ElecDHW-ElecDry-Tier2AnyMFm1996CZ03DEER2018 | 11027
Appl-CW-Top-ElecDHW-ElecDry-Tier2 | DEER2018 | D17 v3 |  | Any | DMo | MH00 | CZ01 | rDXGF | Household | 1 | 1242 | None | 450 | 0.062 | -2.79 | 186 | 0.026 | -1.38 | 450 | 0.062 | -2.79 | 186 | 0.026 | -1.38 | DEER:Res:ClothesDishWasher | Annual | 1719 |  | Appl-CW-Top-ElecDHW-ElecDry-Tier2DEER2018 | Appl-CW-Top-ElecDHW-ElecDry-Tier2AnyDMoMH00CZ01DEER2018 | 11028
Appl-CW-Top-ElecDHW-ElecDry-Tier2 | DEER2018 | D17 v3 |  | Any | SFm | 2007 | CZ07 | rDXGF | Household | 1 | 2392.9 | None | 564 | 0.084 | -2.02 | 236 | 0.037 | -1.01 | 564 | 0.084 | -2.02 | 236 | 0.037 | -1.01 | DEER:Res:ClothesDishWasher | Annual | 1719 |  | Appl-CW-Top-ElecDHW-ElecDry-Tier2DEER2018 | Appl-CW-Top-ElecDHW-ElecDry-Tier2AnySFm2007CZ07DEER2018 | 11029
Appl-CW-Top-ElecDHW-ElecDry-Tier2 | DEER2018 | D17 v3 |  | Any | MFm | 2017 | CZ04 | rDXGF | Household | 1 | 998.7 | None | 455 | 0.068 | -0.96 | 189 | 0.028 | -0.48 | 455 | 0.068 | -0.96 | 189 | 0.028 | -0.48 | DEER:Res:ClothesDishWasher | Annual | 1719 |  | Appl-CW-Top-ElecDHW-ElecDry-Tier2DEER2018 | Appl-CW-Top-ElecDHW-ElecDry-Tier2AnyMFm2017CZ04DEER2018 | 11030
Appl-CW-Top-ElecDHW-ElecDry-Tier2 | DEER2018 | D17 v3 |  | Any | SFm | 1996 | CZ10 | rDXGF | Household | 1 | 2186 | None | 565 | 0.086 | -2.74 | 237 | 0.038 | -1.36 | 565 | 0.086 | -2.74 | 237 | 0.038 | -1.36 | DEER:Res:ClothesDishWasher | Annual | 1719 |  | Appl-CW-Top-ElecDHW-ElecDry-Tier2DEER2018 | Appl-CW-Top-ElecDHW-ElecDry-Tier2AnySFm1996CZ10DEER2018 | 11031
Appl-CW-Top-ElecDHW-ElecDry-Tier2 | DEER2018 | D17 v3 |  | Any | DMo | MH06 | CZ01 | rDXGF | Household | 1 | 1242 | None | 450 | 0.062 | -3.46 | 186 | 0.025 | -1.7 | 450 | 0.062 | -3.46 | 186 | 0.025 | -1.7 | DEER:Res:ClothesDishWasher | Annual | 1719 |  | Appl-CW-Top-ElecDHW-ElecDry-Tier2DEER2018 | Appl-CW-Top-ElecDHW-ElecDry-Tier2AnyDMoMH06CZ01DEER2018 | 11032
Appl-CW-Top-ElecDHW-ElecDry-Tier2 | DEER2018 | D17 v3 |  | Any | MFm | 2017 | CZ14 | rDXGF | Household | 1 | 1094.6 | None | 455 | 0.065 | -1.37 | 190 | 0.028 | -0.71 | 455 | 0.065 | -1.37 | 190 | 0.028 | -0.71 | DEER:Res:ClothesDishWasher | Annual | 1719 |  | Appl-CW-Top-ElecDHW-ElecDry-Tier2DEER2018 | Appl-CW-Top-ElecDHW-ElecDry-Tier2AnyMFm2017CZ14DEER2018 | 11033
Appl-CW-Top-ElecDHW-ElecDry-Tier2 | DEER2018 | D17 v3 |  | Any | MFm | 1996 | CZ15 | rDXGF | Household | 1 | 1086 | None | 443 | 0.064 | -0.69 | 188 | 0.028 | -0.34 | 443 | 0.064 | -0.69 | 188 | 0.028 | -0.34 | DEER:Res:ClothesDishWasher | Annual | 1719 |  | Appl-CW-Top-ElecDHW-ElecDry-Tier2DEER2018 | Appl-CW-Top-ElecDHW-ElecDry-Tier2AnyMFm1996CZ15DEER2018 | 11034
Appl-CW-Top-ElecDHW-ElecDry-Tier2 | DEER2018 | D17 v3 |  | Any | SFm | 1975 | CZ11 | rDXGF | Household | 1 | 1528 | None | 564 | 0.092 | -2.92 | 236 | 0.04 | -1.43 | 564 | 0.092 | -2.92 | 236 | 0.04 | -1.43 | DEER:Res:ClothesDishWasher | Annual | 1719 |  | Appl-CW-Top-ElecDHW-ElecDry-Tier2DEER2018 | Appl-CW-Top-ElecDHW-ElecDry-Tier2AnySFm1975CZ11DEER2018 | 11035
Appl-CW-Top-ElecDHW-ElecDry-Tier2 | DEER2018 | D17 v3 |  | Any | DMo | MH15 | CZ10 | rDXGF | Household | 1 | 1242 | None | 452 | 0.065 | -1.67 | 190 | 0.027 | -0.83 | 452 | 0.065 | -1.67 | 190 | 0.027 | -0.83 | DEER:Res:ClothesDishWasher | Annual | 1719 |  | Appl-CW-Top-ElecDHW-ElecDry-Tier2DEER2018 | Appl-CW-Top-ElecDHW-ElecDry-Tier2AnyDMoMH15CZ10DEER2018 | 11036
Appl-CW-Top-ElecDHW-ElecDry-Tier2 | DEER2018 | D17 v3 |  | Any | SFm | 2015 | CZ06 | rDXGF | Household | 1 | 2392.9 | None | 557 | 0.092 | -2.55 | 231 | 0.038 | -1.26 | 557 | 0.092 | -2.55 | 231 | 0.038 | -1.26 | DEER:Res:ClothesDishWasher | Annual | 1719 |  | Appl-CW-Top-ElecDHW-ElecDry-Tier2DEER2018 | Appl-CW-Top-ElecDHW-ElecDry-Tier2AnySFm2015CZ06DEER2018 | 11037
Appl-CW-Top-ElecDHW-ElecDry-Tier2 | DEER2018 | D17 v3 |  | Any | MFm | 1985 | CZ11 | rDXGF | Household | 1 | 1150 | None | 451 | 0.069 | -1.82 | 189 | 0.03 | -0.9 | 451 | 0.069 | -1.82 | 189 | 0.03 | -0.9 | DEER:Res:ClothesDishWasher | Annual | 1719 |  | Appl-CW-Top-ElecDHW-ElecDry-Tier2DEER2018 | Appl-CW-Top-ElecDHW-ElecDry-Tier2AnyMFm1985CZ11DEER2018 | 11038
Appl-CW-Top-ElecDHW-ElecDry-Tier2 | DEER2018 | D17 v3 |  | Any | SFm | 2007 | CZ09 | rDXGF | Household | 1 | 2422.9 | None | 560 | 0.077 | -2.11 | 235 | 0.032 | -1.05 | 560 | 0.077 | -2.11 | 235 | 0.032 | -1.05 | DEER:Res:ClothesDishWasher | Annual | 1719 |  | Appl-CW-Top-ElecDHW-ElecDry-Tier2DEER2018 | Appl-CW-Top-ElecDHW-ElecDry-Tier2AnySFm2007CZ09DEER2018 | 11039
Appl-CW-Top-ElecDHW-ElecDry-Tier2 | DEER2018 | D17 v3 |  | Any | MFm | 2003 | CZ11 | rDXGF | Household | 1 | 1073.2 | None | 453 | 0.066 | -1.56 | 190 | 0.028 | -0.78 | 453 | 0.066 | -1.56 | 190 | 0.028 | -0.78 | DEER:Res:ClothesDishWasher | Annual | 1719 |  | Appl-CW-Top-ElecDHW-ElecDry-Tier2DEER2018 | Appl-CW-Top-ElecDHW-ElecDry-Tier2AnyMFm2003CZ11DEER2018 | 11040
Appl-CW-Top-ElecDHW-ElecDry-Tier2 | DEER2018 | D17 v3 |  | Any | SFm | 1996 | CZ02 | rDXGF | Household | 1 | 2193 | None | 565 | 0.093 | -3.16 | 234 | 0.046 | -1.56 | 565 | 0.093 | -3.16 | 234 | 0.046 | -1.56 | DEER:Res:ClothesDishWasher | Annual | 1719 |  | Appl-CW-Top-ElecDHW-ElecDry-Tier2DEER2018 | Appl-CW-Top-ElecDHW-ElecDry-Tier2AnySFm1996CZ02DEER2018 | 11041
Appl-CW-Top-ElecDHW-ElecDry-Tier2 | DEER2018 | D17 v3 |  | Any | SFm | 2007 | CZ16 | rDXGF | Household | 1 | 2295.6 | None | 573 | 0.085 | -2.52 | 238 | 0.036 | -1.24 | 573 | 0.085 | -2.52 | 238 | 0.036 | -1.24 | DEER:Res:ClothesDishWasher | Annual | 1719 |  | Appl-CW-Top-ElecDHW-ElecDry-Tier2DEER2018 | Appl-CW-Top-ElecDHW-ElecDry-Tier2AnySFm2007CZ16DEER2018 | 11042
Appl-CW-Top-ElecDHW-ElecDry-Tier2 | DEER2018 | D17 v3 |  | Any | MFm | 2017 | CZ01 | rDXGF | Household | 1 | 998.7 | None | 457 | 0.063 | -2.23 | 189 | 0.026 | -0.99 | 457 | 0.063 | -2.23 | 189 | 0.026 | -0.99 | DEER:Res:ClothesDishWasher | Annual | 1719 |  | Appl-CW-Top-ElecDHW-ElecDry-Tier2DEER2018 | Appl-CW-Top-ElecDHW-ElecDry-Tier2AnyMFm2017CZ01DEER2018 | 11043
Appl-CW-Top-ElecDHW-ElecDry-Tier2 | DEER2018 | D17 v3 |  | Any | DMo | MH06 | CZ14 | rDXGF | Household | 1 | 1242 | None | 454 | 0.065 | -2.11 | 191 | 0.028 | -1.05 | 454 | 0.065 | -2.11 | 191 | 0.028 | -1.05 | DEER:Res:ClothesDishWasher | Annual | 1719 |  | Appl-CW-Top-ElecDHW-ElecDry-Tier2DEER2018 | Appl-CW-Top-ElecDHW-ElecDry-Tier2AnyDMoMH06CZ14DEER2018 | 11044
Appl-CW-Top-ElecDHW-ElecDry-Tier2 | DEER2018 | D17 v3 |  | Any | DMo | MH06 | CZ04 | rDXGF | Household | 1 | 1242 | None | 453 | 0.068 | -2.14 | 189 | 0.029 | -1.04 | 453 | 0.068 | -2.14 | 189 | 0.029 | -1.04 | DEER:Res:ClothesDishWasher | Annual | 1719 |  | Appl-CW-Top-ElecDHW-ElecDry-Tier2DEER2018 | Appl-CW-Top-ElecDHW-ElecDry-Tier2AnyDMoMH06CZ04DEER2018 | 11045
Appl-CW-Top-ElecDHW-ElecDry-Tier2 | DEER2018 | D17 v3 |  | Any | DMo | MH00 | CZ04 | rDXGF | Household | 1 | 1242 | None | 454 | 0.078 | -2.48 | 190 | 0.037 | -1.24 | 454 | 0.078 | -2.48 | 190 | 0.037 | -1.24 | DEER:Res:ClothesDishWasher | Annual | 1719 |  | Appl-CW-Top-ElecDHW-ElecDry-Tier2DEER2018 | Appl-CW-Top-ElecDHW-ElecDry-Tier2AnyDMoMH00CZ04DEER2018 | 11046
Appl-CW-Top-ElecDHW-ElecDry-Tier2 | DEER2018 | D17 v3 |  | Any | MFm | 2011 | CZ13 | rDXGF | Household | 1 | 1073.2 | None | 452 | 0.065 | -1.4 | 189 | 0.028 | -0.7 | 452 | 0.065 | -1.4 | 189 | 0.028 | -0.7 | DEER:Res:ClothesDishWasher | Annual | 1719 |  | Appl-CW-Top-ElecDHW-ElecDry-Tier2DEER2018 | Appl-CW-Top-ElecDHW-ElecDry-Tier2AnyMFm2011CZ13DEER2018 | 11047
Appl-CW-Top-ElecDHW-ElecDry-Tier2 | DEER2018 | D17 v3 |  | Any | DMo | MH15 | CZ02 | rDXGF | Household | 1 | 1242 | None | 454 | 0.069 | -2.65 | 189 | 0.027 | -1.3 | 454 | 0.069 | -2.65 | 189 | 0.027 | -1.3 | DEER:Res:ClothesDishWasher | Annual | 1719 |  | Appl-CW-Top-ElecDHW-ElecDry-Tier2DEER2018 | Appl-CW-Top-ElecDHW-ElecDry-Tier2AnyDMoMH15CZ02DEER2018 | 11048
Appl-CW-Top-ElecDHW-ElecDry-Tier2 | DEER2018 | D17 v3 |  | Any | DMo | MH00 | CZ14 | rDXGF | Household | 1 | 1242 | None | 456 | 0.069 | -2.34 | 192 | 0.03 | -1.15 | 456 | 0.069 | -2.34 | 192 | 0.03 | -1.15 | DEER:Res:ClothesDishWasher | Annual | 1719 |  | Appl-CW-Top-ElecDHW-ElecDry-Tier2DEER2018 | Appl-CW-Top-ElecDHW-ElecDry-Tier2AnyDMoMH00CZ14DEER2018 | 11049
Appl-CW-Top-ElecDHW-ElecDry-Tier2 | DEER2018 | D17 v3 |  | Any | DMo | MH06 | CZ10 | rDXGF | Household | 1 | 1242 | None | 453 | 0.066 | -1.84 | 191 | 0.028 | -0.91 | 453 | 0.066 | -1.84 | 191 | 0.028 | -0.91 | DEER:Res:ClothesDishWasher | Annual | 1719 |  | Appl-CW-Top-ElecDHW-ElecDry-Tier2DEER2018 | Appl-CW-Top-ElecDHW-ElecDry-Tier2AnyDMoMH06CZ10DEER2018 | 11050
Appl-CW-Top-ElecDHW-ElecDry-Tier2 | DEER2018 | D17 v3 |  | Any | MFm | 2011 | CZ12 | rDXGF | Household | 1 | 1073.2 | None | 454 | 0.065 | -1.34 | 190 | 0.028 | -0.66 | 454 | 0.065 | -1.34 | 190 | 0.028 | -0.66 | DEER:Res:ClothesDishWasher | Annual | 1719 |  | Appl-CW-Top-ElecDHW-ElecDry-Tier2DEER2018 | Appl-CW-Top-ElecDHW-ElecDry-Tier2AnyMFm2011CZ12DEER2018 | 11051
Appl-CW-Top-ElecDHW-ElecDry-Tier2 | DEER2018 | D17 v3 |  | Any | SFm | 1996 | CZ01 | rDXGF | Household | 1 | 2193 | None | 565 | 0.077 | -3.24 | 233 | 0.032 | -1.61 | 565 | 0.077 | -3.24 | 233 | 0.032 | -1.61 | DEER:Res:ClothesDishWasher | Annual | 1719 |  | Appl-CW-Top-ElecDHW-ElecDry-Tier2DEER2018 | Appl-CW-Top-ElecDHW-ElecDry-Tier2AnySFm1996CZ01DEER2018 | 11052
Appl-CW-Top-ElecDHW-ElecDry-Tier2 | DEER2018 | D17 v3 |  | Any | SFm | 1975 | CZ07 | rDXGF | Household | 1 | 1528 | None | 557 | 0.087 | -2.39 | 233 | 0.038 | -1.2 | 557 | 0.087 | -2.39 | 233 | 0.038 | -1.2 | DEER:Res:ClothesDishWasher | Annual | 1719 |  | Appl-CW-Top-ElecDHW-ElecDry-Tier2DEER2018 | Appl-CW-Top-ElecDHW-ElecDry-Tier2AnySFm1975CZ07DEER2018 | 11053
Appl-CW-Top-ElecDHW-ElecDry-Tier2 | DEER2018 | D17 v3 |  | Any | MFm | 1985 | CZ07 | rDXGF | Household | 1 | 1295.2 | None | 448 | 0.066 | -1.16 | 187 | 0.028 | -0.57 | 448 | 0.066 | -1.16 | 187 | 0.028 | -0.57 | DEER:Res:ClothesDishWasher | Annual | 1719 |  | Appl-CW-Top-ElecDHW-ElecDry-Tier2DEER2018 | Appl-CW-Top-ElecDHW-ElecDry-Tier2AnyMFm1985CZ07DEER2018 | 11054
Appl-CW-Top-ElecDHW-ElecDry-Tier2 | DEER2018 | D17 v3 |  | Any | MFm | 2003 | CZ07 | rDXGF | Household | 1 | 1206 | None | 453 | 0.066 | -1.14 | 190 | 0.028 | -0.54 | 453 | 0.066 | -1.14 | 190 | 0.028 | -0.54 | DEER:Res:ClothesDishWasher | Annual | 1719 |  | Appl-CW-Top-ElecDHW-ElecDry-Tier2DEER2018 | Appl-CW-Top-ElecDHW-ElecDry-Tier2AnyMFm2003CZ07DEER2018 | 11055
Appl-CW-Top-ElecDHW-ElecDry-Tier2 | DEER2018 | D17 v3 |  | Any | DMo | MH00 | CZ10 | rDXGF | Household | 1 | 1242 | None | 457 | 0.069 | -1.83 | 192 | 0.029 | -0.9 | 457 | 0.069 | -1.83 | 192 | 0.029 | -0.9 | DEER:Res:ClothesDishWasher | Annual | 1719 |  | Appl-CW-Top-ElecDHW-ElecDry-Tier2DEER2018 | Appl-CW-Top-ElecDHW-ElecDry-Tier2AnyDMoMH00CZ10DEER2018 | 11056
Appl-CW-Top-ElecDHW-ElecDry-Tier2 | DEER2018 | D17 v3 |  | Any | MFm | 2003 | CZ09 | rDXGF | Household | 1 | 1126.6 | None | 447 | 0.064 | -1.48 | 189 | 0.03 | -0.67 | 447 | 0.064 | -1.48 | 189 | 0.03 | -0.67 | DEER:Res:ClothesDishWasher | Annual | 1719 |  | Appl-CW-Top-ElecDHW-ElecDry-Tier2DEER2018 | Appl-CW-Top-ElecDHW-ElecDry-Tier2AnyMFm2003CZ09DEER2018 | 11057
Appl-CW-Top-ElecDHW-ElecDry-Tier2 | DEER2018 | D17 v3 |  | Any | SFm | 2007 | CZ11 | rDXGF | Household | 1 | 1948.8 | None | 561 | 0.081 | -3.12 | 235 | 0.034 | -1.55 | 561 | 0.081 | -3.12 | 235 | 0.034 | -1.55 | DEER:Res:ClothesDishWasher | Annual | 1719 |  | Appl-CW-Top-ElecDHW-ElecDry-Tier2DEER2018 | Appl-CW-Top-ElecDHW-ElecDry-Tier2AnySFm2007CZ11DEER2018 | 11058
Appl-CW-Top-ElecDHW-ElecDry-Tier2 | DEER2018 | D17 v3 |  | Any | MFm | 2017 | CZ02 | rDXGF | Household | 1 | 1073.2 | None | 455 | 0.068 | -1.39 | 189 | 0.029 | -0.77 | 455 | 0.068 | -1.39 | 189 | 0.029 | -0.77 | DEER:Res:ClothesDishWasher | Annual | 1719 |  | Appl-CW-Top-ElecDHW-ElecDry-Tier2DEER2018 | Appl-CW-Top-ElecDHW-ElecDry-Tier2AnyMFm2017CZ02DEER2018 | 11059
Appl-CW-Top-ElecDHW-ElecDry-Tier2 | DEER2018 | D17 v3 |  | Any | MFm | 1985 | CZ09 | rDXGF | Household | 1 | 1438.9 | None | 453 | 0.067 | -1.47 | 190 | 0.029 | -0.73 | 453 | 0.067 | -1.47 | 190 | 0.029 | -0.73 | DEER:Res:ClothesDishWasher | Annual | 1719 |  | Appl-CW-Top-ElecDHW-ElecDry-Tier2DEER2018 | Appl-CW-Top-ElecDHW-ElecDry-Tier2AnyMFm1985CZ09DEER2018 | 11060
Appl-CW-Top-ElecDHW-ElecDry-Tier2 | DEER2018 | D17 v3 |  | Any | DMo | MH85 | CZ08 | rDXGF | Household | 1 | 1242 | None | 453 | 0.068 | -1.68 | 190 | 0.029 | -0.84 | 453 | 0.068 | -1.68 | 190 | 0.029 | -0.84 | DEER:Res:ClothesDishWasher | Annual | 1719 |  | Appl-CW-Top-ElecDHW-ElecDry-Tier2DEER2018 | Appl-CW-Top-ElecDHW-ElecDry-Tier2AnyDMoMH85CZ08DEER2018 | 11061
Appl-CW-Top-ElecDHW-ElecDry-Tier2 | DEER2018 | D17 v3 |  | Any | SFm | 2011 | CZ08 | rDXGF | Household | 1 | 2392.9 | None | 567 | 0.079 | -1.71 | 237 | 0.034 | -0.85 | 567 | 0.079 | -1.71 | 237 | 0.034 | -0.85 | DEER:Res:ClothesDishWasher | Annual | 1719 |  | Appl-CW-Top-ElecDHW-ElecDry-Tier2DEER2018 | Appl-CW-Top-ElecDHW-ElecDry-Tier2AnySFm2011CZ08DEER2018 | 11062
Appl-CW-Top-ElecDHW-ElecDry-Tier2 | DEER2018 | D17 v3 |  | Any | DMo | MH15 | CZ01 | rDXGF | Household | 1 | 1242 | None | 450 | 0.062 | -3.18 | 186 | 0.025 | -1.57 | 450 | 0.062 | -3.18 | 186 | 0.025 | -1.57 | DEER:Res:ClothesDishWasher | Annual | 1719 |  | Appl-CW-Top-ElecDHW-ElecDry-Tier2DEER2018 | Appl-CW-Top-ElecDHW-ElecDry-Tier2AnyDMoMH15CZ01DEER2018 | 11063
Appl-CW-Top-ElecDHW-ElecDry-Tier2 | DEER2018 | D17 v3 |  | Any | SFm | 1975 | CZ09 | rDXGF | Household | 1 | 1636 | None | 564 | 0.083 | -2.46 | 236 | 0.035 | -1.23 | 564 | 0.083 | -2.46 | 236 | 0.035 | -1.23 | DEER:Res:ClothesDishWasher | Annual | 1719 |  | Appl-CW-Top-ElecDHW-ElecDry-Tier2DEER2018 | Appl-CW-Top-ElecDHW-ElecDry-Tier2AnySFm1975CZ09DEER2018 | 11064
Appl-CW-Top-ElecDHW-ElecDry-Tier2 | DEER2018 | D17 v3 |  | Any | MFm | 2007 | CZ13 | rDXGF | Household | 1 | 1073.2 | None | 451 | 0.064 | -1.49 | 189 | 0.027 | -0.74 | 451 | 0.064 | -1.49 | 189 | 0.027 | -0.74 | DEER:Res:ClothesDishWasher | Annual | 1719 |  | Appl-CW-Top-ElecDHW-ElecDry-Tier2DEER2018 | Appl-CW-Top-ElecDHW-ElecDry-Tier2AnyMFm2007CZ13DEER2018 | 11065
Appl-CW-Top-ElecDHW-ElecDry-Tier2 | DEER2018 | D17 v3 |  | Any | MFm | 2015 | CZ02 | rDXGF | Household | 1 | 1073.2 | None | 455 | 0.067 | -1.44 | 189 | 0.028 | -0.78 | 455 | 0.067 | -1.44 | 189 | 0.028 | -0.78 | DEER:Res:ClothesDishWasher | Annual | 1719 |  | Appl-CW-Top-ElecDHW-ElecDry-Tier2DEER2018 | Appl-CW-Top-ElecDHW-ElecDry-Tier2AnyMFm2015CZ02DEER2018 | 11066
Appl-CW-Top-ElecDHW-ElecDry-Tier2 | DEER2018 | D17 v3 |  | Any | SFm | 2011 | CZ16 | rDXGF | Household | 1 | 2295.6 | None | 573 | 0.085 | -2.37 | 238 | 0.036 | -1.19 | 573 | 0.085 | -2.37 | 238 | 0.036 | -1.19 | DEER:Res:ClothesDishWasher | Annual | 1719 |  | Appl-CW-Top-ElecDHW-ElecDry-Tier2DEER2018 | Appl-CW-Top-ElecDHW-ElecDry-Tier2AnySFm2011CZ16DEER2018 | 11067
Appl-CW-Top-ElecDHW-ElecDry-Tier2 | DEER2018 | D17 v3 |  | Any | DMo | MH85 | CZ16 | rDXGF | Household | 1 | 1242 | None | 461 | 0.071 | -3.1 | 191 | 0.03 | -1.56 | 461 | 0.071 | -3.1 | 191 | 0.03 | -1.56 | DEER:Res:ClothesDishWasher | Annual | 1719 |  | Appl-CW-Top-ElecDHW-ElecDry-Tier2DEER2018 | Appl-CW-Top-ElecDHW-ElecDry-Tier2AnyDMoMH85CZ16DEER2018 | 11068
Appl-CW-Top-ElecDHW-ElecDry-Tier2 | DEER2018 | D17 v3 |  | Any | MFm | 1975 | CZ05 | rDXGF | Household | 1 | 1070.2 | None | 450 | 0.063 | -2.55 | 187 | 0.026 | -1.27 | 450 | 0.063 | -2.55 | 187 | 0.026 | -1.27 | DEER:Res:ClothesDishWasher | Annual | 1719 |  | Appl-CW-Top-ElecDHW-ElecDry-Tier2DEER2018 | Appl-CW-Top-ElecDHW-ElecDry-Tier2AnyMFm1975CZ05DEER2018 | 11069
Appl-CW-Top-ElecDHW-ElecDry-Tier2 | DEER2018 | D17 v3 |  | Any | SFm | 2003 | CZ05 | rDXGF | Household | 1 | 2295.6 | None | 560 | 0.089 | -4.3 | 232 | 0.038 | -2.15 | 560 | 0.089 | -4.3 | 232 | 0.038 | -2.15 | DEER:Res:ClothesDishWasher | Annual | 1719 |  | Appl-CW-Top-ElecDHW-ElecDry-Tier2DEER2018 | Appl-CW-Top-ElecDHW-ElecDry-Tier2AnySFm2003CZ05DEER2018 | 11070
Appl-CW-Top-ElecDHW-ElecDry-Tier2 | DEER2018 | D17 v3 |  | Any | DMo | MH72 | CZ14 | rDXGF | Household | 1 | 1196 | None | 457 | 0.068 | -1.76 | 192 | 0.029 | -0.88 | 457 | 0.068 | -1.76 | 192 | 0.029 | -0.88 | DEER:Res:ClothesDishWasher | Annual | 1719 |  | Appl-CW-Top-ElecDHW-ElecDry-Tier2DEER2018 | Appl-CW-Top-ElecDHW-ElecDry-Tier2AnyDMoMH72CZ14DEER2018 | 11071
Appl-CW-Top-ElecDHW-ElecDry-Tier2 | DEER2018 | D17 v3 |  | Any | DMo | MH72 | CZ04 | rDXGF | Household | 1 | 1196 | None | 455 | 0.072 | -1.92 | 189 | 0.032 | -0.96 | 455 | 0.072 | -1.92 | 189 | 0.032 | -0.96 | DEER:Res:ClothesDishWasher | Annual | 1719 |  | Appl-CW-Top-ElecDHW-ElecDry-Tier2DEER2018 | Appl-CW-Top-ElecDHW-ElecDry-Tier2AnyDMoMH72CZ04DEER2018 | 11072
Appl-CW-Top-ElecDHW-ElecDry-Tier2 | DEER2018 | D17 v3 |  | Any | SFm | 1985 | CZ05 | rDXGF | Household | 1 | 1904 | None | 560 | 0.095 | -5.06 | 232 | 0.041 | -2.49 | 560 | 0.095 | -5.06 | 232 | 0.041 | -2.49 | DEER:Res:ClothesDishWasher | Annual | 1719 |  | Appl-CW-Top-ElecDHW-ElecDry-Tier2DEER2018 | Appl-CW-Top-ElecDHW-ElecDry-Tier2AnySFm1985CZ05DEER2018 | 11073
Appl-CW-Top-ElecDHW-ElecDry-Tier2 | DEER2018 | D17 v3 |  | Any | MFm | 2015 | CZ01 | rDXGF | Household | 1 | 998.7 | None | 456 | 0.063 | -2.36 | 189 | 0.026 | -1.09 | 456 | 0.063 | -2.36 | 189 | 0.026 | -1.09 | DEER:Res:ClothesDishWasher | Annual | 1719 |  | Appl-CW-Top-ElecDHW-ElecDry-Tier2DEER2018 | Appl-CW-Top-ElecDHW-ElecDry-Tier2AnyMFm2015CZ01DEER2018 | 11074
Appl-CW-Top-ElecDHW-ElecDry-Tier2 | DEER2018 | D17 v3 |  | Any | SFm | 2007 | CZ08 | rDXGF | Household | 1 | 2392.9 | None | 563 | 0.079 | -1.92 | 237 | 0.033 | -0.96 | 563 | 0.079 | -1.92 | 237 | 0.033 | -0.96 | DEER:Res:ClothesDishWasher | Annual | 1719 |  | Appl-CW-Top-ElecDHW-ElecDry-Tier2DEER2018 | Appl-CW-Top-ElecDHW-ElecDry-Tier2AnySFm2007CZ08DEER2018 | 11075
Appl-CW-Top-ElecDHW-ElecDry-Tier2 | DEER2018 | D17 v3 |  | Any | DMo | MH72 | CZ10 | rDXGF | Household | 1 | 1196 | None | 454 | 0.07 | -1.43 | 190 | 0.031 | -0.71 | 454 | 0.07 | -1.43 | 190 | 0.031 | -0.71 | DEER:Res:ClothesDishWasher | Annual | 1719 |  | Appl-CW-Top-ElecDHW-ElecDry-Tier2DEER2018 | Appl-CW-Top-ElecDHW-ElecDry-Tier2AnyDMoMH72CZ10DEER2018 | 11076
Appl-CW-Top-ElecDHW-ElecDry-Tier2 | DEER2018 | D17 v3 |  | Any | DMo | MH85 | CZ11 | rDXGF | Household | 1 | 1242 | None | 453 | 0.07 | -2.37 | 190 | 0.03 | -1.17 | 453 | 0.07 | -2.37 | 190 | 0.03 | -1.17 | DEER:Res:ClothesDishWasher | Annual | 1719 |  | Appl-CW-Top-ElecDHW-ElecDry-Tier2DEER2018 | Appl-CW-Top-ElecDHW-ElecDry-Tier2AnyDMoMH85CZ11DEER2018 | 11077
Appl-CW-Top-ElecDHW-ElecDry-Tier2 | DEER2018 | D17 v3 |  | Any | SFm | 2011 | CZ11 | rDXGF | Household | 1 | 1948.8 | None | 561 | 0.081 | -3 | 236 | 0.035 | -1.48 | 561 | 0.081 | -3 | 236 | 0.035 | -1.48 | DEER:Res:ClothesDishWasher | Annual | 1719 |  | Appl-CW-Top-ElecDHW-ElecDry-Tier2DEER2018 | Appl-CW-Top-ElecDHW-ElecDry-Tier2AnySFm2011CZ11DEER2018 | 11078
Appl-CW-Top-ElecDHW-ElecDry-Tier2 | DEER2018 | D17 v3 |  | Any | MFm | 2007 | CZ12 | rDXGF | Household | 1 | 1073.2 | None | 453 | 0.066 | -1.43 | 189 | 0.028 | -0.72 | 453 | 0.066 | -1.43 | 189 | 0.028 | -0.72 | DEER:Res:ClothesDishWasher | Annual | 1719 |  | Appl-CW-Top-ElecDHW-ElecDry-Tier2DEER2018 | Appl-CW-Top-ElecDHW-ElecDry-Tier2AnyMFm2007CZ12DEER2018 | 11079
Appl-CW-Top-ElecDHW-ElecDry-Tier2 | DEER2018 | D17 v3 |  | Any | MFm | 2007 | CZ02 | rDXGF | Household | 1 | 1073.2 | None | 454 | 0.068 | -1.63 | 189 | 0.029 | -0.84 | 454 | 0.068 | -1.63 | 189 | 0.029 | -0.84 | DEER:Res:ClothesDishWasher | Annual | 1719 |  | Appl-CW-Top-ElecDHW-ElecDry-Tier2DEER2018 | Appl-CW-Top-ElecDHW-ElecDry-Tier2AnyMFm2007CZ02DEER2018 | 11080
Appl-CW-Top-ElecDHW-ElecDry-Tier2 | DEER2018 | D17 v3 |  | Any | MFm | 2015 | CZ13 | rDXGF | Household | 1 | 1073.2 | None | 450 | 0.064 | -1.37 | 189 | 0.027 | -0.68 | 450 | 0.064 | -1.37 | 189 | 0.027 | -0.68 | DEER:Res:ClothesDishWasher | Annual | 1719 |  | Appl-CW-Top-ElecDHW-ElecDry-Tier2DEER2018 | Appl-CW-Top-ElecDHW-ElecDry-Tier2AnyMFm2015CZ13DEER2018 | 11081
Appl-CW-Top-ElecDHW-ElecDry-Tier2 | DEER2018 | D17 v3 |  | Any | SFm | 2017 | CZ11 | rDXGF | Household | 1 | 1948.8 | None | 558 | 0.084 | -2.85 | 233 | 0.035 | -1.43 | 558 | 0.084 | -2.85 | 233 | 0.035 | -1.43 | DEER:Res:ClothesDishWasher | Annual | 1719 |  | Appl-CW-Top-ElecDHW-ElecDry-Tier2DEER2018 | Appl-CW-Top-ElecDHW-ElecDry-Tier2AnySFm2017CZ11DEER2018 | 11082
Appl-CW-Top-ElecDHW-ElecDry-Tier2 | DEER2018 | D17 v3 |  | Any | MFm | 1975 | CZ14 | rDXGF | Household | 1 | 1409.4 | None | 454 | 0.063 | -1.82 | 191 | 0.027 | -0.87 | 454 | 0.063 | -1.82 | 191 | 0.027 | -0.87 | DEER:Res:ClothesDishWasher | Annual | 1719 |  | Appl-CW-Top-ElecDHW-ElecDry-Tier2DEER2018 | Appl-CW-Top-ElecDHW-ElecDry-Tier2AnyMFm1975CZ14DEER2018 | 11083
Appl-CW-Top-ElecDHW-ElecDry-Tier2 | DEER2018 | D17 v3 |  | Any | MFm | 1975 | CZ04 | rDXGF | Household | 1 | 1070.2 | None | 451 | 0.07 | -1.65 | 188 | 0.03 | -0.82 | 451 | 0.07 | -1.65 | 188 | 0.03 | -0.82 | DEER:Res:ClothesDishWasher | Annual | 1719 |  | Appl-CW-Top-ElecDHW-ElecDry-Tier2DEER2018 | Appl-CW-Top-ElecDHW-ElecDry-Tier2AnyMFm1975CZ04DEER2018 | 11084
Appl-CW-Top-ElecDHW-ElecDry-Tier2 | DEER2018 | D17 v3 |  | Any | SFm | 1985 | CZ14 | rDXGF | Household | 1 | 1741 | None | 570 | 0.084 | -3.62 | 239 | 0.036 | -1.79 | 570 | 0.084 | -3.62 | 239 | 0.036 | -1.79 | DEER:Res:ClothesDishWasher | Annual | 1719 |  | Appl-CW-Top-ElecDHW-ElecDry-Tier2DEER2018 | Appl-CW-Top-ElecDHW-ElecDry-Tier2AnySFm1985CZ14DEER2018 | 11085
Appl-CW-Top-ElecDHW-ElecDry-Tier2 | DEER2018 | D17 v3 |  | Any | SFm | 2003 | CZ04 | rDXGF | Household | 1 | 2295.6 | None | 566 | 0.093 | -2.74 | 236 | 0.04 | -1.36 | 566 | 0.093 | -2.74 | 236 | 0.04 | -1.36 | DEER:Res:ClothesDishWasher | Annual | 1719 |  | Appl-CW-Top-ElecDHW-ElecDry-Tier2DEER2018 | Appl-CW-Top-ElecDHW-ElecDry-Tier2AnySFm2003CZ04DEER2018 | 11086
Appl-CW-Top-ElecDHW-ElecDry-Tier2 | DEER2018 | D17 v3 |  | Any | MFm | 1996 | CZ16 | rDXGF | Household | 1 | 981.6 | None | 465 | 0.069 | -2.04 | 193 | 0.029 | -1.01 | 465 | 0.069 | -2.04 | 193 | 0.029 | -1.01 | DEER:Res:ClothesDishWasher | Annual | 1719 |  | Appl-CW-Top-ElecDHW-ElecDry-Tier2DEER2018 | Appl-CW-Top-ElecDHW-ElecDry-Tier2AnyMFm1996CZ16DEER2018 | 11087
Appl-CW-Top-ElecDHW-ElecDry-Tier2 | DEER2018 | D17 v3 |  | Any | SFm | 1985 | CZ04 | rDXGF | Household | 1 | 1904 | None | 565 | 0.093 | -3.53 | 236 | 0.041 | -1.76 | 565 | 0.093 | -3.53 | 236 | 0.041 | -1.76 | DEER:Res:ClothesDishWasher | Annual | 1719 |  | Appl-CW-Top-ElecDHW-ElecDry-Tier2DEER2018 | Appl-CW-Top-ElecDHW-ElecDry-Tier2AnySFm1985CZ04DEER2018 | 11088
Appl-CW-Top-ElecDHW-ElecDry-Tier2 | DEER2018 | D17 v3 |  | Any | SFm | 2003 | CZ14 | rDXGF | Household | 1 | 2160.9 | None | 570 | 0.081 | -3.12 | 239 | 0.034 | -1.57 | 570 | 0.081 | -3.12 | 239 | 0.034 | -1.57 | DEER:Res:ClothesDishWasher | Annual | 1719 |  | Appl-CW-Top-ElecDHW-ElecDry-Tier2DEER2018 | Appl-CW-Top-ElecDHW-ElecDry-Tier2AnySFm2003CZ14DEER2018 | 11089
Appl-CW-Top-ElecDHW-ElecDry-Tier2 | DEER2018 | D17 v3 |  | Any | DMo | MH72 | CZ05 | rDXGF | Household | 1 | 1196 | None | 452 | 0.08 | -2.76 | 187 | 0.032 | -1.46 | 452 | 0.08 | -2.76 | 187 | 0.032 | -1.46 | DEER:Res:ClothesDishWasher | Annual | 1719 |  | Appl-CW-Top-ElecDHW-ElecDry-Tier2DEER2018 | Appl-CW-Top-ElecDHW-ElecDry-Tier2AnyDMoMH72CZ05DEER2018 | 11090
Appl-CW-Top-ElecDHW-ElecDry-Tier2 | DEER2018 | D17 v3 |  | Any | MFm | 1975 | CZ10 | rDXGF | Household | 1 | 1216.8 | None | 449 | 0.071 | -1.55 | 188 | 0.031 | -0.77 | 449 | 0.071 | -1.55 | 188 | 0.031 | -0.77 | DEER:Res:ClothesDishWasher | Annual | 1719 |  | Appl-CW-Top-ElecDHW-ElecDry-Tier2DEER2018 | Appl-CW-Top-ElecDHW-ElecDry-Tier2AnyMFm1975CZ10DEER2018 | 11091
Appl-CW-Top-ElecDHW-ElecDry-Tier2 | DEER2018 | D17 v3 |  | Any | MFm | 2003 | CZ03 | rDXGF | Household | 1 | 998.7 | None | 450 | 0.064 | -1.74 | 187 | 0.027 | -0.98 | 450 | 0.064 | -1.74 | 187 | 0.027 | -0.98 | DEER:Res:ClothesDishWasher | Annual | 1719 |  | Appl-CW-Top-ElecDHW-ElecDry-Tier2DEER2018 | Appl-CW-Top-ElecDHW-ElecDry-Tier2AnyMFm2003CZ03DEER2018 | 11092
Appl-CW-Top-ElecDHW-ElecDry-Tier2 | DEER2018 | D17 v3 |  | Any | MFm | 1985 | CZ03 | rDXGF | Household | 1 | 1152 | None | 448 | 0.062 | -3.31 | 185 | 0.024 | -2.28 | 448 | 0.062 | -3.31 | 185 | 0.024 | -2.28 | DEER:Res:ClothesDishWasher | Annual | 1719 |  | Appl-CW-Top-ElecDHW-ElecDry-Tier2DEER2018 | Appl-CW-Top-ElecDHW-ElecDry-Tier2AnyMFm1985CZ03DEER2018 | 11093
Appl-CW-Top-ElecDHW-ElecDry-Tier2 | DEER2018 | D17 v3 |  | Any | SFm | 2015 | CZ08 | rDXGF | Household | 1 | 2392.9 | None | 560 | 0.078 | -1.74 | 234 | 0.031 | -0.87 | 560 | 0.078 | -1.74 | 234 | 0.031 | -0.87 | DEER:Res:ClothesDishWasher | Annual | 1719 |  | Appl-CW-Top-ElecDHW-ElecDry-Tier2DEER2018 | Appl-CW-Top-ElecDHW-ElecDry-Tier2AnySFm2015CZ08DEER2018 | 11094
Appl-CW-Top-ElecDHW-ElecDry-Tier2 | DEER2018 | D17 v3 |  | Any | SFm | 1985 | CZ10 | rDXGF | Household | 1 | 1811 | None | 562 | 0.091 | -2.96 | 236 | 0.039 | -1.47 | 562 | 0.091 | -2.96 | 236 | 0.039 | -1.47 | DEER:Res:ClothesDishWasher | Annual | 1719 |  | Appl-CW-Top-ElecDHW-ElecDry-Tier2DEER2018 | Appl-CW-Top-ElecDHW-ElecDry-Tier2AnySFm1985CZ10DEER2018 | 11095
Appl-CW-Top-ElecDHW-ElecDry-Tier2 | DEER2018 | D17 v3 |  | Any | SFm | 2017 | CZ16 | rDXGF | Household | 1 | 2295.6 | None | 569 | 0.085 | -2.8 | 235 | 0.036 | -1.39 | 569 | 0.085 | -2.8 | 235 | 0.036 | -1.39 | DEER:Res:ClothesDishWasher | Annual | 1719 |  | Appl-CW-Top-ElecDHW-ElecDry-Tier2DEER2018 | Appl-CW-Top-ElecDHW-ElecDry-Tier2AnySFm2017CZ16DEER2018 | 11096
Appl-CW-Top-ElecDHW-ElecDry-Tier2 | DEER2018 | D17 v3 |  | Any | SFm | 1975 | CZ03 | rDXGF | Household | 1 | 1591 | None | 559 | 0.095 | -3.47 | 232 | 0.042 | -1.71 | 559 | 0.095 | -3.47 | 232 | 0.042 | -1.71 | DEER:Res:ClothesDishWasher | Annual | 1719 |  | Appl-CW-Top-ElecDHW-ElecDry-Tier2DEER2018 | Appl-CW-Top-ElecDHW-ElecDry-Tier2AnySFm1975CZ03DEER2018 | 11097
Appl-CW-Top-ElecDHW-ElecDry-Tier2 | DEER2018 | D17 v3 |  | Any | MFm | 2007 | CZ01 | rDXGF | Household | 1 | 998.7 | None | 455 | 0.063 | -2.81 | 188 | 0.026 | -1.47 | 455 | 0.063 | -2.81 | 188 | 0.026 | -1.47 | DEER:Res:ClothesDishWasher | Annual | 1719 |  | Appl-CW-Top-ElecDHW-ElecDry-Tier2DEER2018 | Appl-CW-Top-ElecDHW-ElecDry-Tier2AnyMFm2007CZ01DEER2018 | 11098
Appl-CW-Top-ElecDHW-ElecDry-Tier2 | DEER2018 | D17 v3 |  | Any | SFm | 2003 | CZ10 | rDXGF | Household | 1 | 1948.8 | None | 565 | 0.081 | -2.7 | 237 | 0.035 | -1.33 | 565 | 0.081 | -2.7 | 237 | 0.035 | -1.33 | DEER:Res:ClothesDishWasher | Annual | 1719 |  | Appl-CW-Top-ElecDHW-ElecDry-Tier2DEER2018 | Appl-CW-Top-ElecDHW-ElecDry-Tier2AnySFm2003CZ10DEER2018 | 11099
Appl-CW-Top-ElecDHW-ElecDry-Tier2 | DEER2018 | D17 v3 |  | Any | MFm | 2015 | CZ12 | rDXGF | Household | 1 | 1073.2 | None | 453 | 0.066 | -1.34 | 189 | 0.028 | -0.67 | 453 | 0.066 | -1.34 | 189 | 0.028 | -0.67 | DEER:Res:ClothesDishWasher | Annual | 1719 |  | Appl-CW-Top-ElecDHW-ElecDry-Tier2DEER2018 | Appl-CW-Top-ElecDHW-ElecDry-Tier2AnyMFm2015CZ12DEER2018 | 11100
Appl-CW-Top-ElecDHW-ElecDry-Tier2 | DEER2018 | D17 v3 |  | Any | MFm | 2003 | CZ15 | rDXGF | Household | 1 | 1094.6 | None | 443 | 0.064 | -0.67 | 188 | 0.028 | -0.33 | 443 | 0.064 | -0.67 | 188 | 0.028 | -0.33 | DEER:Res:ClothesDishWasher | Annual | 1719 |  | Appl-CW-Top-ElecDHW-ElecDry-Tier2DEER2018 | Appl-CW-Top-ElecDHW-ElecDry-Tier2AnyMFm2003CZ15DEER2018 | 11101
Appl-CW-Top-ElecDHW-ElecDry-Tier2 | DEER2018 | D17 v3 |  | Any | MFm | 1985 | CZ15 | rDXGF | Household | 1 | 1407.2 | None | 444 | 0.064 | -0.78 | 189 | 0.027 | -0.38 | 444 | 0.064 | -0.78 | 189 | 0.027 | -0.38 | DEER:Res:ClothesDishWasher | Annual | 1719 |  | Appl-CW-Top-ElecDHW-ElecDry-Tier2DEER2018 | Appl-CW-Top-ElecDHW-ElecDry-Tier2AnyMFm1985CZ15DEER2018 | 11102
Appl-CW-Top-ElecDHW-ElecDry-Tier2 | DEER2018 | D17 v3 |  | Any | MFm | 1996 | CZ11 | rDXGF | Household | 1 | 1031.9 | None | 452 | 0.067 | -1.31 | 191 | 0.029 | -0.63 | 452 | 0.067 | -1.31 | 191 | 0.029 | -0.63 | DEER:Res:ClothesDishWasher | Annual | 1719 |  | Appl-CW-Top-ElecDHW-ElecDry-Tier2DEER2018 | Appl-CW-Top-ElecDHW-ElecDry-Tier2AnyMFm1996CZ11DEER2018 | 11103
Appl-CW-Top-ElecDHW-ElecDry-Tier2 | DEER2018 | D17 v3 |  | Any | SFm | 1975 | CZ15 | rDXGF | Household | 1 | 1555 | None | 554 | 0.08 | -1.37 | 236 | 0.035 | -0.68 | 554 | 0.08 | -1.37 | 236 | 0.035 | -0.68 | DEER:Res:ClothesDishWasher | Annual | 1719 |  | Appl-CW-Top-ElecDHW-ElecDry-Tier2DEER2018 | Appl-CW-Top-ElecDHW-ElecDry-Tier2AnySFm1975CZ15DEER2018 | 11104
Appl-CW-Top-ElecDHW-ElecDry-Tier2 | DEER2018 | D17 v3 |  | Any | MFm | 2017 | CZ12 | rDXGF | Household | 1 | 1073.2 | None | 453 | 0.065 | -1.32 | 190 | 0.028 | -0.6 | 453 | 0.065 | -1.32 | 190 | 0.028 | -0.6 | DEER:Res:ClothesDishWasher | Annual | 1719 |  | Appl-CW-Top-ElecDHW-ElecDry-Tier2DEER2018 | Appl-CW-Top-ElecDHW-ElecDry-Tier2AnyMFm2017CZ12DEER2018 | 11105
Appl-CW-Top-ElecDHW-ElecDry-Tier2 | DEER2018 | D17 v3 |  | Any | SFm | 1996 | CZ13 | rDXGF | Household | 1 | 2032 | None | 564 | 0.087 | -3.29 | 238 | 0.037 | -1.64 | 564 | 0.087 | -3.29 | 238 | 0.037 | -1.64 | DEER:Res:ClothesDishWasher | Annual | 1719 |  | Appl-CW-Top-ElecDHW-ElecDry-Tier2DEER2018 | Appl-CW-Top-ElecDHW-ElecDry-Tier2AnySFm1996CZ13DEER2018 | 11106
Appl-CW-Top-ElecDHW-ElecDry-Tier2 | DEER2018 | D17 v3 |  | Any | DMo | MH06 | CZ05 | rDXGF | Household | 1 | 1242 | None | 451 | 0.072 | -2.74 | 187 | 0.031 | -1.35 | 451 | 0.072 | -2.74 | 187 | 0.031 | -1.35 | DEER:Res:ClothesDishWasher | Annual | 1719 |  | Appl-CW-Top-ElecDHW-ElecDry-Tier2DEER2018 | Appl-CW-Top-ElecDHW-ElecDry-Tier2AnyDMoMH06CZ05DEER2018 | 11107
Appl-CW-Top-ElecDHW-ElecDry-Tier2 | DEER2018 | D17 v3 |  | Any | DMo | MH15 | CZ13 | rDXGF | Household | 1 | 1242 | None | 452 | 0.066 | -1.85 | 191 | 0.028 | -0.93 | 452 | 0.066 | -1.85 | 191 | 0.028 | -0.93 | DEER:Res:ClothesDishWasher | Annual | 1719 |  | Appl-CW-Top-ElecDHW-ElecDry-Tier2DEER2018 | Appl-CW-Top-ElecDHW-ElecDry-Tier2AnyDMoMH15CZ13DEER2018 | 11108
Appl-CW-Top-ElecDHW-ElecDry-Tier2 | DEER2018 | D17 v3 |  | Any | MFm | 2011 | CZ02 | rDXGF | Household | 1 | 1073.2 | None | 456 | 0.068 | -1.42 | 190 | 0.029 | -0.63 | 456 | 0.068 | -1.42 | 190 | 0.029 | -0.63 | DEER:Res:ClothesDishWasher | Annual | 1719 |  | Appl-CW-Top-ElecDHW-ElecDry-Tier2DEER2018 | Appl-CW-Top-ElecDHW-ElecDry-Tier2AnyMFm2011CZ02DEER2018 | 11109
Appl-CW-Top-ElecDHW-ElecDry-Tier2 | DEER2018 | D17 v3 |  | Any | DMo | MH00 | CZ05 | rDXGF | Household | 1 | 1242 | None | 447 | 0.072 | -4.09 | 185 | 0.03 | -2.02 | 447 | 0.072 | -4.09 | 185 | 0.03 | -2.02 | DEER:Res:ClothesDishWasher | Annual | 1719 |  | Appl-CW-Top-ElecDHW-ElecDry-Tier2DEER2018 | Appl-CW-Top-ElecDHW-ElecDry-Tier2AnyDMoMH00CZ05DEER2018 | 11110
Appl-CW-Top-ElecDHW-ElecDry-Tier2 | DEER2018 | D17 v3 |  | Any | SFm | 2017 | CZ08 | rDXGF | Household | 1 | 2392.9 | None | 558 | 0.084 | -1.61 | 233 | 0.035 | -0.8 | 558 | 0.084 | -1.61 | 233 | 0.035 | -0.8 | DEER:Res:ClothesDishWasher | Annual | 1719 |  | Appl-CW-Top-ElecDHW-ElecDry-Tier2DEER2018 | Appl-CW-Top-ElecDHW-ElecDry-Tier2AnySFm2017CZ08DEER2018 | 11111
Appl-CW-Top-ElecDHW-ElecDry-Tier2 | DEER2018 | D17 v3 |  | Any | SFm | 2015 | CZ16 | rDXGF | Household | 1 | 2295.6 | None | 570 | 0.085 | -2.92 | 236 | 0.037 | -1.45 | 570 | 0.085 | -2.92 | 236 | 0.037 | -1.45 | DEER:Res:ClothesDishWasher | Annual | 1719 |  | Appl-CW-Top-ElecDHW-ElecDry-Tier2DEER2018 | Appl-CW-Top-ElecDHW-ElecDry-Tier2AnySFm2015CZ16DEER2018 | 11112
Appl-CW-Top-ElecDHW-ElecDry-Tier2 | DEER2018 | D17 v3 |  | Any | MFm | 1996 | CZ08 | rDXGF | Household | 1 | 1169.1 | None | 450 | 0.067 | -1.09 | 189 | 0.029 | -0.55 | 450 | 0.067 | -1.09 | 189 | 0.029 | -0.55 | DEER:Res:ClothesDishWasher | Annual | 1719 |  | Appl-CW-Top-ElecDHW-ElecDry-Tier2DEER2018 | Appl-CW-Top-ElecDHW-ElecDry-Tier2AnyMFm1996CZ08DEER2018 | 11113
Appl-CW-Top-ElecDHW-ElecDry-Tier2 | DEER2018 | D17 v3 |  | Any | DMo | MH15 | CZ12 | rDXGF | Household | 1 | 1242 | None | 452 | 0.068 | -2.18 | 189 | 0.029 | -1.06 | 452 | 0.068 | -2.18 | 189 | 0.029 | -1.06 | DEER:Res:ClothesDishWasher | Annual | 1719 |  | Appl-CW-Top-ElecDHW-ElecDry-Tier2DEER2018 | Appl-CW-Top-ElecDHW-ElecDry-Tier2AnyDMoMH15CZ12DEER2018 | 11114
Appl-CW-Top-ElecDHW-ElecDry-Tier2 | DEER2018 | D17 v3 |  | Any | MFm | 1985 | CZ06 | rDXGF | Household | 1 | 1295.2 | None | 451 | 0.073 | -0.97 | 188 | 0.03 | -0.55 | 451 | 0.073 | -0.97 | 188 | 0.03 | -0.55 | DEER:Res:ClothesDishWasher | Annual | 1719 |  | Appl-CW-Top-ElecDHW-ElecDry-Tier2DEER2018 | Appl-CW-Top-ElecDHW-ElecDry-Tier2AnyMFm1985CZ06DEER2018 | 11115
Appl-CW-Top-ElecDHW-ElecDry-Tier2 | DEER2018 | D17 v3 |  | Any | SFm | 1996 | CZ12 | rDXGF | Household | 1 | 2032 | None | 566 | 0.091 | -3.02 | 236 | 0.039 | -1.52 | 566 | 0.091 | -3.02 | 236 | 0.039 | -1.52 | DEER:Res:ClothesDishWasher | Annual | 1719 |  | Appl-CW-Top-ElecDHW-ElecDry-Tier2DEER2018 | Appl-CW-Top-ElecDHW-ElecDry-Tier2AnySFm1996CZ12DEER2018 | 11116
Appl-CW-Top-ElecDHW-ElecDry-Tier2 | DEER2018 | D17 v3 |  | Any | MFm | 2011 | CZ01 | rDXGF | Household | 1 | 998.7 | None | 456 | 0.063 | -2.56 | 188 | 0.026 | -1.23 | 456 | 0.063 | -2.56 | 188 | 0.026 | -1.23 | DEER:Res:ClothesDishWasher | Annual | 1719 |  | Appl-CW-Top-ElecDHW-ElecDry-Tier2DEER2018 | Appl-CW-Top-ElecDHW-ElecDry-Tier2AnyMFm2011CZ01DEER2018 | 11117
Appl-CW-Top-ElecDHW-ElecDry-Tier2 | DEER2018 | D17 v3 |  | Any | MFm | 2003 | CZ06 | rDXGF | Household | 1 | 1206 | None | 450 | 0.07 | -1.25 | 188 | 0.03 | -0.62 | 450 | 0.07 | -1.25 | 188 | 0.03 | -0.62 | DEER:Res:ClothesDishWasher | Annual | 1719 |  | Appl-CW-Top-ElecDHW-ElecDry-Tier2DEER2018 | Appl-CW-Top-ElecDHW-ElecDry-Tier2AnyMFm2003CZ06DEER2018 | 11118
Appl-CW-Top-ElecDHW-ElecDry-Tier2 | DEER2018 | D17 v3 |  | Any | MFm | 2017 | CZ13 | rDXGF | Household | 1 | 1073.2 | None | 452 | 0.066 | -1.3 | 190 | 0.029 | -0.64 | 452 | 0.066 | -1.3 | 190 | 0.029 | -0.64 | DEER:Res:ClothesDishWasher | Annual | 1719 |  | Appl-CW-Top-ElecDHW-ElecDry-Tier2DEER2018 | Appl-CW-Top-ElecDHW-ElecDry-Tier2AnyMFm2017CZ13DEER2018 | 11119
Appl-CW-Top-ElecDHW-ElecDry-Tier2 | DEER2018 | D17 v3 |  | Any | SFm | 1975 | CZ06 | rDXGF | Household | 1 | 1528 | None | 561 | 0.091 | -2.17 | 234 | 0.038 | -1.09 | 561 | 0.091 | -2.17 | 234 | 0.038 | -1.09 | DEER:Res:ClothesDishWasher | Annual | 1719 |  | Appl-CW-Top-ElecDHW-ElecDry-Tier2DEER2018 | Appl-CW-Top-ElecDHW-ElecDry-Tier2AnySFm1975CZ06DEER2018 | 11120
Appl-CW-Top-ElecDHW-ElecDry-Tier2 | DEER2018 | D17 v3 |  | Any | SFm | 2015 | CZ11 | rDXGF | Household | 1 | 1948.8 | None | 559 | 0.084 | -2.94 | 234 | 0.035 | -1.47 | 559 | 0.084 | -2.94 | 234 | 0.035 | -1.47 | DEER:Res:ClothesDishWasher | Annual | 1719 |  | Appl-CW-Top-ElecDHW-ElecDry-Tier2DEER2018 | Appl-CW-Top-ElecDHW-ElecDry-Tier2AnySFm2015CZ11DEER2018 | 11121
Appl-CW-Top-ElecDHW-ElecDry-Tier2 | DEER2018 | D17 v3 |  | Any | MFm | 1975 | CZ11 | rDXGF | Household | 1 | 1098.9 | None | 450 | 0.068 | -1.82 | 189 | 0.029 | -0.91 | 450 | 0.068 | -1.82 | 189 | 0.029 | -0.91 | DEER:Res:ClothesDishWasher | Annual | 1719 |  | Appl-CW-Top-ElecDHW-ElecDry-Tier2DEER2018 | Appl-CW-Top-ElecDHW-ElecDry-Tier2AnyMFm1975CZ11DEER2018 | 11122
Appl-CW-Top-ElecDHW-ElecDry-Tier2 | DEER2018 | D17 v3 |  | Any | SFm | 1996 | CZ15 | rDXGF | Household | 1 | 1758 | None | 556 | 0.081 | -1.52 | 236 | 0.035 | -0.74 | 556 | 0.081 | -1.52 | 236 | 0.035 | -0.74 | DEER:Res:ClothesDishWasher | Annual | 1719 |  | Appl-CW-Top-ElecDHW-ElecDry-Tier2DEER2018 | Appl-CW-Top-ElecDHW-ElecDry-Tier2AnySFm1996CZ15DEER2018 | 11123
Appl-CW-Top-ElecDHW-ElecDry-Tier2 | DEER2018 | D17 v3 |  | Any | MFm | 2015 | CZ06 | rDXGF | Household | 1 | 1206 | None | 449 | 0.067 | -1.38 | 188 | 0.028 | -0.7 | 449 | 0.067 | -1.38 | 188 | 0.028 | -0.7 | DEER:Res:ClothesDishWasher | Annual | 1719 |  | Appl-CW-Top-ElecDHW-ElecDry-Tier2DEER2018 | Appl-CW-Top-ElecDHW-ElecDry-Tier2AnyMFm2015CZ06DEER2018 | 11124
Appl-CW-Top-ElecDHW-ElecDry-Tier2 | DEER2018 | D17 v3 |  | Any | SFm | 1985 | CZ11 | rDXGF | Household | 1 | 1704 | None | 565 | 0.089 | -3.71 | 236 | 0.038 | -1.85 | 565 | 0.089 | -3.71 | 236 | 0.038 | -1.85 | DEER:Res:ClothesDishWasher | Annual | 1719 |  | Appl-CW-Top-ElecDHW-ElecDry-Tier2DEER2018 | Appl-CW-Top-ElecDHW-ElecDry-Tier2AnySFm1985CZ11DEER2018 | 11125
Appl-CW-Top-ElecDHW-ElecDry-Tier2 | DEER2018 | D17 v3 |  | Any | MFm | 2007 | CZ09 | rDXGF | Household | 1 | 1126.6 | None | 449 | 0.067 | -1.23 | 188 | 0.029 | -0.61 | 449 | 0.067 | -1.23 | 188 | 0.029 | -0.61 | DEER:Res:ClothesDishWasher | Annual | 1719 |  | Appl-CW-Top-ElecDHW-ElecDry-Tier2DEER2018 | Appl-CW-Top-ElecDHW-ElecDry-Tier2AnyMFm2007CZ09DEER2018 | 11126
Appl-CW-Top-ElecDHW-ElecDry-Tier2 | DEER2018 | D17 v3 |  | Any | SFm | 2003 | CZ11 | rDXGF | Household | 1 | 1948.8 | None | 564 | 0.086 | -2.95 | 237 | 0.037 | -1.48 | 564 | 0.086 | -2.95 | 237 | 0.037 | -1.48 | DEER:Res:ClothesDishWasher | Annual | 1719 |  | Appl-CW-Top-ElecDHW-ElecDry-Tier2DEER2018 | Appl-CW-Top-ElecDHW-ElecDry-Tier2AnySFm2003CZ11DEER2018 | 11127
Appl-CW-Top-ElecDHW-ElecDry-Tier2 | DEER2018 | D17 v3 |  | Any | DMo | MH15 | CZ03 | rDXGF | Household | 1 | 1242 | None | 447 | 0.071 | -2.55 | 186 | 0.031 | -1.29 | 447 | 0.071 | -2.55 | 186 | 0.031 | -1.29 | DEER:Res:ClothesDishWasher | Annual | 1719 |  | Appl-CW-Top-ElecDHW-ElecDry-Tier2DEER2018 | Appl-CW-Top-ElecDHW-ElecDry-Tier2AnyDMoMH15CZ03DEER2018 | 11128
Appl-CW-Top-ElecDHW-ElecDry-Tier2 | DEER2018 | D17 v3 |  | Any | MFm | 2007 | CZ07 | rDXGF | Household | 1 | 1206 | None | 450 | 0.062 | -1.5 | 187 | 0.025 | -0.84 | 450 | 0.062 | -1.5 | 187 | 0.025 | -0.84 | DEER:Res:ClothesDishWasher | Annual | 1719 |  | Appl-CW-Top-ElecDHW-ElecDry-Tier2DEER2018 | Appl-CW-Top-ElecDHW-ElecDry-Tier2AnyMFm2007CZ07DEER2018 | 11129
Appl-CW-Top-ElecDHW-ElecDry-Tier2 | DEER2018 | D17 v3 |  | Any | SFm | 1996 | CZ03 | rDXGF | Household | 1 | 2193 | None | 559 | 0.083 | -3.4 | 232 | 0.03 | -1.67 | 559 | 0.083 | -3.4 | 232 | 0.03 | -1.67 | DEER:Res:ClothesDishWasher | Annual | 1719 |  | Appl-CW-Top-ElecDHW-ElecDry-Tier2DEER2018 | Appl-CW-Top-ElecDHW-ElecDry-Tier2AnySFm1996CZ03DEER2018 | 11130
Appl-CW-Top-ElecDHW-ElecDry-Tier2 | DEER2018 | D17 v3 |  | Any | SFm | 2017 | CZ04 | rDXGF | Household | 1 | 2295.6 | None | 562 | 0.086 | -2.88 | 234 | 0.038 | -1.43 | 562 | 0.086 | -2.88 | 234 | 0.038 | -1.43 | DEER:Res:ClothesDishWasher | Annual | 1719 |  | Appl-CW-Top-ElecDHW-ElecDry-Tier2DEER2018 | Appl-CW-Top-ElecDHW-ElecDry-Tier2AnySFm2017CZ04DEER2018 | 11131
Appl-CW-Top-ElecDHW-ElecDry-Tier2 | DEER2018 | D17 v3 |  | Any | MFm | 1996 | CZ04 | rDXGF | Household | 1 | 981.6 | None | 450 | 0.066 | -1.32 | 187 | 0.027 | -0.67 | 450 | 0.066 | -1.32 | 187 | 0.027 | -0.67 | DEER:Res:ClothesDishWasher | Annual | 1719 |  | Appl-CW-Top-ElecDHW-ElecDry-Tier2DEER2018 | Appl-CW-Top-ElecDHW-ElecDry-Tier2AnyMFm1996CZ04DEER2018 | 11132
Appl-CW-Top-ElecDHW-ElecDry-Tier2 | DEER2018 | D17 v3 |  | Any | SFm | 1985 | CZ16 | rDXGF | Household | 1 | 1904 | None | 578 | 0.091 | -4.04 | 239 | 0.039 | -2.01 | 578 | 0.091 | -4.04 | 239 | 0.039 | -2.01 | DEER:Res:ClothesDishWasher | Annual | 1719 |  | Appl-CW-Top-ElecDHW-ElecDry-Tier2DEER2018 | Appl-CW-Top-ElecDHW-ElecDry-Tier2AnySFm1985CZ16DEER2018 | 11133
Appl-CW-Top-ElecDHW-ElecDry-Tier2 | DEER2018 | D17 v3 |  | Any | MFm | 1985 | CZ12 | rDXGF | Household | 1 | 1150 | None | 451 | 0.07 | -1.83 | 188 | 0.03 | -0.92 | 451 | 0.07 | -1.83 | 188 | 0.03 | -0.92 | DEER:Res:ClothesDishWasher | Annual | 1719 |  | Appl-CW-Top-ElecDHW-ElecDry-Tier2DEER2018 | Appl-CW-Top-ElecDHW-ElecDry-Tier2AnyMFm1985CZ12DEER2018 | 11134
Appl-CW-Top-ElecDHW-ElecDry-Tier2 | DEER2018 | D17 v3 |  | Any | SFm | 1996 | CZ06 | rDXGF | Household | 1 | 2297 | None | 559 | 0.093 | -2.36 | 229 | 0.044 | -1.16 | 559 | 0.093 | -2.36 | 229 | 0.044 | -1.16 | DEER:Res:ClothesDishWasher | Annual | 1719 |  | Appl-CW-Top-ElecDHW-ElecDry-Tier2DEER2018 | Appl-CW-Top-ElecDHW-ElecDry-Tier2AnySFm1996CZ06DEER2018 | 11135
Appl-CW-Top-ElecDHW-ElecDry-Tier2 | DEER2018 | D17 v3 |  | Any | MFm | 2011 | CZ07 | rDXGF | Household | 1 | 1206 | None | 455 | 0.066 | -1.07 | 191 | 0.028 | -0.52 | 455 | 0.066 | -1.07 | 191 | 0.028 | -0.52 | DEER:Res:ClothesDishWasher | Annual | 1719 |  | Appl-CW-Top-ElecDHW-ElecDry-Tier2DEER2018 | Appl-CW-Top-ElecDHW-ElecDry-Tier2AnyMFm2011CZ07DEER2018 | 11136
Appl-CW-Top-ElecDHW-ElecDry-Tier2 | DEER2018 | D17 v3 |  | Any | DMo | MH15 | CZ06 | rDXGF | Household | 1 | 1242 | None | 450 | 0.066 | -1.87 | 189 | 0.028 | -0.97 | 450 | 0.066 | -1.87 | 189 | 0.028 | -0.97 | DEER:Res:ClothesDishWasher | Annual | 1719 |  | Appl-CW-Top-ElecDHW-ElecDry-Tier2DEER2018 | Appl-CW-Top-ElecDHW-ElecDry-Tier2AnyDMoMH15CZ06DEER2018 | 11137
Appl-CW-Top-ElecDHW-ElecDry-Tier2 | DEER2018 | D17 v3 |  | Any | SFm | 1985 | CZ08 | rDXGF | Household | 1 | 2064 | None | 565 | 0.084 | -2.57 | 236 | 0.036 | -1.28 | 565 | 0.084 | -2.57 | 236 | 0.036 | -1.28 | DEER:Res:ClothesDishWasher | Annual | 1719 |  | Appl-CW-Top-ElecDHW-ElecDry-Tier2DEER2018 | Appl-CW-Top-ElecDHW-ElecDry-Tier2AnySFm1985CZ08DEER2018 | 11138
Appl-CW-Top-ElecDHW-ElecDry-Tier2 | DEER2018 | D17 v3 |  | Any | SFm | 2007 | CZ05 | rDXGF | Household | 1 | 2295.6 | None | 559 | 0.086 | -4.31 | 232 | 0.036 | -2.23 | 559 | 0.086 | -4.31 | 232 | 0.036 | -2.23 | DEER:Res:ClothesDishWasher | Annual | 1719 |  | Appl-CW-Top-ElecDHW-ElecDry-Tier2DEER2018 | Appl-CW-Top-ElecDHW-ElecDry-Tier2AnySFm2007CZ05DEER2018 | 11139
Appl-CW-Top-ElecDHW-ElecDry-Tier2 | DEER2018 | D17 v3 |  | Any | SFm | 2015 | CZ04 | rDXGF | Household | 1 | 2295.6 | None | 562 | 0.087 | -2.97 | 234 | 0.037 | -1.48 | 562 | 0.087 | -2.97 | 234 | 0.037 | -1.48 | DEER:Res:ClothesDishWasher | Annual | 1719 |  | Appl-CW-Top-ElecDHW-ElecDry-Tier2DEER2018 | Appl-CW-Top-ElecDHW-ElecDry-Tier2AnySFm2015CZ04DEER2018 | 11140
Appl-CW-Top-ElecDHW-ElecDry-Tier2 | DEER2018 | D17 v3 |  | Any | SFm | 1975 | CZ13 | rDXGF | Household | 1 | 1528 | None | 563 | 0.089 | -3.23 | 236 | 0.039 | -1.6 | 563 | 0.089 | -3.23 | 236 | 0.039 | -1.6 | DEER:Res:ClothesDishWasher | Annual | 1719 |  | Appl-CW-Top-ElecDHW-ElecDry-Tier2DEER2018 | Appl-CW-Top-ElecDHW-ElecDry-Tier2AnySFm1975CZ13DEER2018 | 11141
Appl-CW-Top-ElecDHW-ElecDry-Tier2 | DEER2018 | D17 v3 |  | Any | MFm | 2017 | CZ06 | rDXGF | Household | 1 | 1206 | None | 448 | 0.066 | -1.47 | 187 | 0.028 | -0.78 | 448 | 0.066 | -1.47 | 187 | 0.028 | -0.78 | DEER:Res:ClothesDishWasher | Annual | 1719 |  | Appl-CW-Top-ElecDHW-ElecDry-Tier2DEER2018 | Appl-CW-Top-ElecDHW-ElecDry-Tier2AnyMFm2017CZ06DEER2018 | 11142
Appl-CW-Top-ElecDHW-ElecDry-Tier2 | DEER2018 | D17 v3 |  | Any | MFm | 2003 | CZ13 | rDXGF | Household | 1 | 1073.2 | None | 453 | 0.066 | -1.35 | 190 | 0.028 | -0.67 | 453 | 0.066 | -1.35 | 190 | 0.028 | -0.67 | DEER:Res:ClothesDishWasher | Annual | 1719 |  | Appl-CW-Top-ElecDHW-ElecDry-Tier2DEER2018 | Appl-CW-Top-ElecDHW-ElecDry-Tier2AnyMFm2003CZ13DEER2018 | 11143
Appl-CW-Top-ElecDHW-ElecDry-Tier2 | DEER2018 | D17 v3 |  | Any | SFm | 1996 | CZ09 | rDXGF | Household | 1 | 2186 | None | 564 | 0.084 | -2.21 | 237 | 0.036 | -1.09 | 564 | 0.084 | -2.21 | 237 | 0.036 | -1.09 | DEER:Res:ClothesDishWasher | Annual | 1719 |  | Appl-CW-Top-ElecDHW-ElecDry-Tier2DEER2018 | Appl-CW-Top-ElecDHW-ElecDry-Tier2AnySFm1996CZ09DEER2018 | 11144
Appl-CW-Top-ElecDHW-ElecDry-Tier2 | DEER2018 | D17 v3 |  | Any | MFm | 2003 | CZ01 | rDXGF | Household | 1 | 998.7 | None | 456 | 0.063 | -2.31 | 188 | 0.026 | -1.12 | 456 | 0.063 | -2.31 | 188 | 0.026 | -1.12 | DEER:Res:ClothesDishWasher | Annual | 1719 |  | Appl-CW-Top-ElecDHW-ElecDry-Tier2DEER2018 | Appl-CW-Top-ElecDHW-ElecDry-Tier2AnyMFm2003CZ01DEER2018 | 11145
Appl-CW-Top-ElecDHW-ElecDry-Tier2 | DEER2018 | D17 v3 |  | Any | DMo | MH72 | CZ08 | rDXGF | Household | 1 | 1196 | None | 455 | 0.07 | -1.32 | 191 | 0.03 | -0.66 | 455 | 0.07 | -1.32 | 191 | 0.03 | -0.66 | DEER:Res:ClothesDishWasher | Annual | 1719 |  | Appl-CW-Top-ElecDHW-ElecDry-Tier2DEER2018 | Appl-CW-Top-ElecDHW-ElecDry-Tier2AnyDMoMH72CZ08DEER2018 | 11146
Appl-CW-Top-ElecDHW-ElecDry-Tier2 | DEER2018 | D17 v3 |  | Any | DMo | MH15 | CZ09 | rDXGF | Household | 1 | 1242 | None | 450 | 0.065 | -1.5 | 189 | 0.028 | -0.75 | 450 | 0.065 | -1.5 | 189 | 0.028 | -0.75 | DEER:Res:ClothesDishWasher | Annual | 1719 |  | Appl-CW-Top-ElecDHW-ElecDry-Tier2DEER2018 | Appl-CW-Top-ElecDHW-ElecDry-Tier2AnyDMoMH15CZ09DEER2018 | 11147
Appl-CW-Top-ElecDHW-ElecDry-Tier2 | DEER2018 | D17 v3 |  | Any | SFm | 1975 | CZ01 | rDXGF | Household | 1 | 1591 | None | 564 | 0.077 | -3.8 | 233 | 0.032 | -1.91 | 564 | 0.077 | -3.8 | 233 | 0.032 | -1.91 | DEER:Res:ClothesDishWasher | Annual | 1719 |  | Appl-CW-Top-ElecDHW-ElecDry-Tier2DEER2018 | Appl-CW-Top-ElecDHW-ElecDry-Tier2AnySFm1975CZ01DEER2018 | 11148
Appl-CW-Top-ElecDHW-ElecDry-Tier2 | DEER2018 | D17 v3 |  | Any | DMo | MH06 | CZ16 | rDXGF | Household | 1 | 1242 | None | 458 | 0.069 | -2.23 | 190 | 0.029 | -1.11 | 458 | 0.069 | -2.23 | 190 | 0.029 | -1.11 | DEER:Res:ClothesDishWasher | Annual | 1719 |  | Appl-CW-Top-ElecDHW-ElecDry-Tier2DEER2018 | Appl-CW-Top-ElecDHW-ElecDry-Tier2AnyDMoMH06CZ16DEER2018 | 11149
Appl-CW-Top-ElecDHW-ElecDry-Tier2 | DEER2018 | D17 v3 |  | Any | SFm | 2007 | CZ04 | rDXGF | Household | 1 | 2295.6 | None | 564 | 0.087 | -2.97 | 235 | 0.037 | -1.48 | 564 | 0.087 | -2.97 | 235 | 0.037 | -1.48 | DEER:Res:ClothesDishWasher | Annual | 1719 |  | Appl-CW-Top-ElecDHW-ElecDry-Tier2DEER2018 | Appl-CW-Top-ElecDHW-ElecDry-Tier2AnySFm2007CZ04DEER2018 | 11150
Appl-CW-Top-ElecDHW-ElecDry-Tier2 | DEER2018 | D17 v3 |  | Any | SFm | 2015 | CZ05 | rDXGF | Household | 1 | 2295.6 | None | 562 | 0.087 | -3.39 | 233 | 0.037 | -1.69 | 562 | 0.087 | -3.39 | 233 | 0.037 | -1.69 | DEER:Res:ClothesDishWasher | Annual | 1719 |  | Appl-CW-Top-ElecDHW-ElecDry-Tier2DEER2018 | Appl-CW-Top-ElecDHW-ElecDry-Tier2AnySFm2015CZ05DEER2018 | 11151
Appl-CW-Top-ElecDHW-ElecDry-Tier2 | DEER2018 | D17 v3 |  | Any | DMo | MH00 | CZ16 | rDXGF | Household | 1 | 1242 | None | 462 | 0.077 | -2.3 | 192 | 0.034 | -1.14 | 462 | 0.077 | -2.3 | 192 | 0.034 | -1.14 | DEER:Res:ClothesDishWasher | Annual | 1719 |  | Appl-CW-Top-ElecDHW-ElecDry-Tier2DEER2018 | Appl-CW-Top-ElecDHW-ElecDry-Tier2AnyDMoMH00CZ16DEER2018 | 11152
Appl-CW-Top-ElecDHW-ElecDry-Tier2 | DEER2018 | D17 v3 |  | Any | MFm | 2017 | CZ09 | rDXGF | Household | 1 | 1126.6 | None | 449 | 0.066 | -1.06 | 188 | 0.028 | -0.53 | 449 | 0.066 | -1.06 | 188 | 0.028 | -0.53 | DEER:Res:ClothesDishWasher | Annual | 1719 |  | Appl-CW-Top-ElecDHW-ElecDry-Tier2DEER2018 | Appl-CW-Top-ElecDHW-ElecDry-Tier2AnyMFm2017CZ09DEER2018 | 11153
Appl-CW-Top-ElecDHW-ElecDry-Tier2 | DEER2018 | D17 v3 |  | Any | MFm | 2003 | CZ02 | rDXGF | Household | 1 | 1073.2 | None | 453 | 0.068 | -1.67 | 189 | 0.03 | -0.64 | 453 | 0.068 | -1.67 | 189 | 0.03 | -0.64 | DEER:Res:ClothesDishWasher | Annual | 1719 |  | Appl-CW-Top-ElecDHW-ElecDry-Tier2DEER2018 | Appl-CW-Top-ElecDHW-ElecDry-Tier2AnyMFm2003CZ02DEER2018 | 11154
Appl-CW-Top-ElecDHW-ElecDry-Tier2 | DEER2018 | D17 v3 |  | Any | SFm | 1975 | CZ02 | rDXGF | Household | 1 | 1591 | None | 563 | 0.098 | -3.6 | 234 | 0.043 | -1.79 | 563 | 0.098 | -3.6 | 234 | 0.043 | -1.79 | DEER:Res:ClothesDishWasher | Annual | 1719 |  | Appl-CW-Top-ElecDHW-ElecDry-Tier2DEER2018 | Appl-CW-Top-ElecDHW-ElecDry-Tier2AnySFm1975CZ02DEER2018 | 11155
Appl-CW-Top-ElecDHW-ElecDry-Tier2 | DEER2018 | D17 v3 |  | Any | MFm | 2011 | CZ03 | rDXGF | Household | 1 | 998.7 | None | 450 | 0.064 | -1.83 | 187 | 0.027 | -0.9 | 450 | 0.064 | -1.83 | 187 | 0.027 | -0.9 | DEER:Res:ClothesDishWasher | Annual | 1719 |  | Appl-CW-Top-ElecDHW-ElecDry-Tier2DEER2018 | Appl-CW-Top-ElecDHW-ElecDry-Tier2AnyMFm2011CZ03DEER2018 | 11156
Appl-CW-Top-ElecDHW-ElecDry-Tier2 | DEER2018 | D17 v3 |  | Any | MFm | 2015 | CZ09 | rDXGF | Household | 1 | 1126.6 | None | 450 | 0.066 | -1.12 | 189 | 0.028 | -0.54 | 450 | 0.066 | -1.12 | 189 | 0.028 | -0.54 | DEER:Res:ClothesDishWasher | Annual | 1719 |  | Appl-CW-Top-ElecDHW-ElecDry-Tier2DEER2018 | Appl-CW-Top-ElecDHW-ElecDry-Tier2AnyMFm2015CZ09DEER2018 | 11157
Appl-CW-Top-ElecDHW-ElecDry-Tier2 | DEER2018 | D17 v3 |  | Any | MFm | 2007 | CZ06 | rDXGF | Household | 1 | 1206 | None | 449 | 0.065 | -1.56 | 187 | 0.027 | -0.87 | 449 | 0.065 | -1.56 | 187 | 0.027 | -0.87 | DEER:Res:ClothesDishWasher | Annual | 1719 |  | Appl-CW-Top-ElecDHW-ElecDry-Tier2DEER2018 | Appl-CW-Top-ElecDHW-ElecDry-Tier2AnyMFm2007CZ06DEER2018 | 11158
Appl-CW-Top-ElecDHW-ElecDry-Tier2 | DEER2018 | D17 v3 |  | Any | SFm | 2011 | CZ10 | rDXGF | Household | 1 | 1948.8 | None | 562 | 0.08 | -2.66 | 236 | 0.034 | -1.31 | 562 | 0.08 | -2.66 | 236 | 0.034 | -1.31 | DEER:Res:ClothesDishWasher | Annual | 1719 |  | Appl-CW-Top-ElecDHW-ElecDry-Tier2DEER2018 | Appl-CW-Top-ElecDHW-ElecDry-Tier2AnySFm2011CZ10DEER2018 | 11159
Appl-CW-Top-ElecDHW-ElecDry-Tier2 | DEER2018 | D17 v3 |  | Any | DMo | MH85 | CZ10 | rDXGF | Household | 1 | 1242 | None | 455 | 0.07 | -1.74 | 191 | 0.03 | -0.88 | 455 | 0.07 | -1.74 | 191 | 0.03 | -0.88 | DEER:Res:ClothesDishWasher | Annual | 1719 |  | Appl-CW-Top-ElecDHW-ElecDry-Tier2DEER2018 | Appl-CW-Top-ElecDHW-ElecDry-Tier2AnyDMoMH85CZ10DEER2018 | 11160
Appl-CW-Top-ElecDHW-ElecDry-Tier2 | DEER2018 | D17 v3 |  | Any | MFm | 2011 | CZ15 | rDXGF | Household | 1 | 1094.6 | None | 440 | 0.062 | -0.65 | 186 | 0.026 | -0.32 | 440 | 0.062 | -0.65 | 186 | 0.026 | -0.32 | DEER:Res:ClothesDishWasher | Annual | 1719 |  | Appl-CW-Top-ElecDHW-ElecDry-Tier2DEER2018 | Appl-CW-Top-ElecDHW-ElecDry-Tier2AnyMFm2011CZ15DEER2018 | 11161
Appl-CW-Top-ElecDHW-ElecDry-Tier2 | DEER2018 | D17 v3 |  | Any | DMo | MH06 | CZ08 | rDXGF | Household | 1 | 1242 | None | 455 | 0.066 | -1.19 | 191 | 0.028 | -0.62 | 455 | 0.066 | -1.19 | 191 | 0.028 | -0.62 | DEER:Res:ClothesDishWasher | Annual | 1719 |  | Appl-CW-Top-ElecDHW-ElecDry-Tier2DEER2018 | Appl-CW-Top-ElecDHW-ElecDry-Tier2AnyDMoMH06CZ08DEER2018 | 11162
Appl-CW-Top-ElecDHW-ElecDry-Tier2 | DEER2018 | D17 v3 |  | Any | SFm | 2017 | CZ05 | rDXGF | Household | 1 | 2295.6 | None | 561 | 0.087 | -3.34 | 233 | 0.037 | -1.63 | 561 | 0.087 | -3.34 | 233 | 0.037 | -1.63 | DEER:Res:ClothesDishWasher | Annual | 1719 |  | Appl-CW-Top-ElecDHW-ElecDry-Tier2DEER2018 | Appl-CW-Top-ElecDHW-ElecDry-Tier2AnySFm2017CZ05DEER2018 | 11163
Appl-CW-Top-ElecDHW-ElecDry-Tier2 | DEER2018 | D17 v3 |  | Any | DMo | MH00 | CZ08 | rDXGF | Household | 1 | 1242 | None | 451 | 0.069 | -1.71 | 189 | 0.03 | -0.85 | 451 | 0.069 | -1.71 | 189 | 0.03 | -0.85 | DEER:Res:ClothesDishWasher | Annual | 1719 |  | Appl-CW-Top-ElecDHW-ElecDry-Tier2DEER2018 | Appl-CW-Top-ElecDHW-ElecDry-Tier2AnyDMoMH00CZ08DEER2018 | 11164
Appl-CW-Top-ElecDHW-ElecDry-Tier2 | DEER2018 | D17 v3 |  | Any | MFm | 1996 | CZ05 | rDXGF | Household | 1 | 981.6 | None | 452 | 0.063 | -1.96 | 187 | 0.027 | -0.98 | 452 | 0.063 | -1.96 | 187 | 0.027 | -0.98 | DEER:Res:ClothesDishWasher | Annual | 1719 |  | Appl-CW-Top-ElecDHW-ElecDry-Tier2DEER2018 | Appl-CW-Top-ElecDHW-ElecDry-Tier2AnyMFm1996CZ05DEER2018 | 11165
Appl-CW-Top-ElecDHW-ElecDry-Tier2 | DEER2018 | D17 v3 |  | Any | DMo | MH72 | CZ16 | rDXGF | Household | 1 | 1196 | None | 463 | 0.07 | -2.55 | 192 | 0.03 | -1.28 | 463 | 0.07 | -2.55 | 192 | 0.03 | -1.28 | DEER:Res:ClothesDishWasher | Annual | 1719 |  | Appl-CW-Top-ElecDHW-ElecDry-Tier2DEER2018 | Appl-CW-Top-ElecDHW-ElecDry-Tier2AnyDMoMH72CZ16DEER2018 | 11166
Appl-CW-Top-ElecDHW-ElecDry-Tier2 | DEER2018 | D17 v3 |  | Any | SFm | 2011 | CZ14 | rDXGF | Household | 1 | 2160.9 | None | 565 | 0.079 | -3.05 | 237 | 0.034 | -1.51 | 565 | 0.079 | -3.05 | 237 | 0.034 | -1.51 | DEER:Res:ClothesDishWasher | Annual | 1719 |  | Appl-CW-Top-ElecDHW-ElecDry-Tier2DEER2018 | Appl-CW-Top-ElecDHW-ElecDry-Tier2AnySFm2011CZ14DEER2018 | 11167
Appl-CW-Top-ElecDHW-ElecDry-Tier2 | DEER2018 | D17 v3 |  | Any | DMo | MH85 | CZ14 | rDXGF | Household | 1 | 1242 | None | 458 | 0.068 | -2.37 | 192 | 0.029 | -1.17 | 458 | 0.068 | -2.37 | 192 | 0.029 | -1.17 | DEER:Res:ClothesDishWasher | Annual | 1719 |  | Appl-CW-Top-ElecDHW-ElecDry-Tier2DEER2018 | Appl-CW-Top-ElecDHW-ElecDry-Tier2AnyDMoMH85CZ14DEER2018 | 11168
Appl-CW-Top-ElecDHW-ElecDry-Tier1 | DEER2018 | D17 v3 |  | Any | SFm | 2011 | CZ15 | rDXGF | Household | 1 | 2160.9 | None | 496 | 0.071 | -1.31 | 180 | 0.027 | -0.63 | 496 | 0.071 | -1.31 | 180 | 0.027 | -0.63 | DEER:Res:ClothesDishWasher | Annual | 1719 |  | Appl-CW-Top-ElecDHW-ElecDry-Tier1DEER2018 | Appl-CW-Top-ElecDHW-ElecDry-Tier1AnySFm2011CZ15DEER2018 | 11169
Appl-CW-Top-ElecDHW-ElecDry-Tier1 | DEER2018 | D17 v3 |  | Any | DMo | MH85 | CZ15 | rDXGF | Household | 1 | 1242 | None | 400 | 0.059 | -0.87 | 148 | 0.023 | -0.44 | 400 | 0.059 | -0.87 | 148 | 0.023 | -0.44 | DEER:Res:ClothesDishWasher | Annual | 1719 |  | Appl-CW-Top-ElecDHW-ElecDry-Tier1DEER2018 | Appl-CW-Top-ElecDHW-ElecDry-Tier1AnyDMoMH85CZ15DEER2018 | 11170
Appl-CW-Top-ElecDHW-ElecDry-Tier1 | DEER2018 | D17 v3 |  | Any | SFm | 1996 | CZ05 | rDXGF | Household | 1 | 2193 | None | 493 | 0.081 | -4.68 | 166 | 0.029 | -2.24 | 493 | 0.081 | -4.68 | 166 | 0.029 | -2.24 | DEER:Res:ClothesDishWasher | Annual | 1719 |  | Appl-CW-Top-ElecDHW-ElecDry-Tier1DEER2018 | Appl-CW-Top-ElecDHW-ElecDry-Tier1AnySFm1996CZ05DEER2018 | 11171
Appl-CW-Top-ElecDHW-ElecDry-Tier1 | DEER2018 | D17 v3 |  | Any | MFm | 2011 | CZ14 | rDXGF | Household | 1 | 1094.6 | None | 403 | 0.057 | -1.37 | 140 | 0.021 | -0.66 | 403 | 0.057 | -1.37 | 140 | 0.021 | -0.66 | DEER:Res:ClothesDishWasher | Annual | 1719 |  | Appl-CW-Top-ElecDHW-ElecDry-Tier1DEER2018 | Appl-CW-Top-ElecDHW-ElecDry-Tier1AnyMFm2011CZ14DEER2018 | 11172
Appl-CW-Top-ElecDHW-ElecDry-Tier1 | DEER2018 | D17 v3 |  | Any | DMo | MH15 | CZ05 | rDXGF | Household | 1 | 1242 | None | 397 | 0.064 | -2.9 | 133 | 0.023 | -1.31 | 397 | 0.064 | -2.9 | 133 | 0.023 | -1.31 | DEER:Res:ClothesDishWasher | Annual | 1719 |  | Appl-CW-Top-ElecDHW-ElecDry-Tier1DEER2018 | Appl-CW-Top-ElecDHW-ElecDry-Tier1AnyDMoMH15CZ05DEER2018 | 11173
Appl-CW-Top-ElecDHW-ElecDry-Tier1 | DEER2018 | D17 v3 |  | Any | MFm | 1996 | CZ09 | rDXGF | Household | 1 | 1093.6 | None | 405 | 0.06 | -1.02 | 142 | 0.022 | -0.49 | 405 | 0.06 | -1.02 | 142 | 0.022 | -0.49 | DEER:Res:ClothesDishWasher | Annual | 1719 |  | Appl-CW-Top-ElecDHW-ElecDry-Tier1DEER2018 | Appl-CW-Top-ElecDHW-ElecDry-Tier1AnyMFm1996CZ09DEER2018 | 11174
Appl-CW-Top-ElecDHW-ElecDry-Tier1 | DEER2018 | D17 v3 |  | Any | DMo | MH72 | CZ12 | rDXGF | Household | 1 | 1196 | None | 405 | 0.067 | -2.02 | 140 | 0.025 | -0.96 | 405 | 0.067 | -2.02 | 140 | 0.025 | -0.96 | DEER:Res:ClothesDishWasher | Annual | 1719 |  | Appl-CW-Top-ElecDHW-ElecDry-Tier1DEER2018 | Appl-CW-Top-ElecDHW-ElecDry-Tier1AnyDMoMH72CZ12DEER2018 | 11175
Appl-CW-Top-ElecDHW-ElecDry-Tier1 | DEER2018 | D17 v3 |  | Any | MFm | 1975 | CZ01 | rDXGF | Household | 1 | 1070.2 | None | 399 | 0.055 | -2.82 | 132 | 0.018 | -1.36 | 399 | 0.055 | -2.82 | 132 | 0.018 | -1.36 | DEER:Res:ClothesDishWasher | Annual | 1719 |  | Appl-CW-Top-ElecDHW-ElecDry-Tier1DEER2018 | Appl-CW-Top-ElecDHW-ElecDry-Tier1AnyMFm1975CZ01DEER2018 | 11176
Appl-CW-Top-ElecDHW-ElecDry-Tier1 | DEER2018 | D17 v3 |  | Any | SFm | 2003 | CZ01 | rDXGF | Household | 1 | 2295.6 | None | 495 | 0.069 | -3.41 | 164 | 0.023 | -1.64 | 495 | 0.069 | -3.41 | 164 | 0.023 | -1.64 | DEER:Res:ClothesDishWasher | Annual | 1719 |  | Appl-CW-Top-ElecDHW-ElecDry-Tier1DEER2018 | Appl-CW-Top-ElecDHW-ElecDry-Tier1AnySFm2003CZ01DEER2018 | 11177
Appl-CW-Top-ElecDHW-ElecDry-Tier1 | DEER2018 | D17 v3 |  | Any | MFm | 2015 | CZ05 | rDXGF | Household | 1 | 998.7 | None | 401 | 0.059 | -1.12 | 135 | 0.02 | -0.55 | 401 | 0.059 | -1.12 | 135 | 0.02 | -0.55 | DEER:Res:ClothesDishWasher | Annual | 1719 |  | Appl-CW-Top-ElecDHW-ElecDry-Tier1DEER2018 | Appl-CW-Top-ElecDHW-ElecDry-Tier1AnyMFm2015CZ05DEER2018 | 11178
Appl-CW-Top-ElecDHW-ElecDry-Tier1 | DEER2018 | D17 v3 |  | Any | MFm | 2007 | CZ04 | rDXGF | Household | 1 | 998.7 | None | 402 | 0.06 | -1.25 | 138 | 0.022 | -0.59 | 402 | 0.06 | -1.25 | 138 | 0.022 | -0.59 | DEER:Res:ClothesDishWasher | Annual | 1719 |  | Appl-CW-Top-ElecDHW-ElecDry-Tier1DEER2018 | Appl-CW-Top-ElecDHW-ElecDry-Tier1AnyMFm2007CZ04DEER2018 | 11179
Appl-CW-Top-ElecDHW-ElecDry-Tier1 | DEER2018 | D17 v3 |  | Any | MFm | 1975 | CZ02 | rDXGF | Household | 1 | 1070.2 | None | 401 | 0.064 | -1.86 | 136 | 0.024 | -0.9 | 401 | 0.064 | -1.86 | 136 | 0.024 | -0.9 | DEER:Res:ClothesDishWasher | Annual | 1719 |  | Appl-CW-Top-ElecDHW-ElecDry-Tier1DEER2018 | Appl-CW-Top-ElecDHW-ElecDry-Tier1AnyMFm1975CZ02DEER2018 | 11180
Appl-CW-Top-ElecDHW-ElecDry-Tier1 | DEER2018 | D17 v3 |  | Any | SFm | 2017 | CZ09 | rDXGF | Household | 1 | 2422.9 | None | 493 | 0.072 | -1.96 | 170 | 0.026 | -0.96 | 493 | 0.072 | -1.96 | 170 | 0.026 | -0.96 | DEER:Res:ClothesDishWasher | Annual | 1719 |  | Appl-CW-Top-ElecDHW-ElecDry-Tier1DEER2018 | Appl-CW-Top-ElecDHW-ElecDry-Tier1AnySFm2017CZ09DEER2018 | 11181
Appl-CW-Top-ElecDHW-ElecDry-Tier1 | DEER2018 | D17 v3 |  | Any | SFm | 2003 | CZ02 | rDXGF | Household | 1 | 1948.8 | None | 500 | 0.083 | -3.06 | 170 | 0.03 | -1.46 | 500 | 0.083 | -3.06 | 170 | 0.03 | -1.46 | DEER:Res:ClothesDishWasher | Annual | 1719 |  | Appl-CW-Top-ElecDHW-ElecDry-Tier1DEER2018 | Appl-CW-Top-ElecDHW-ElecDry-Tier1AnySFm2003CZ02DEER2018 | 11182
Appl-CW-Top-ElecDHW-ElecDry-Tier1 | DEER2018 | D17 v3 |  | Any | SFm | 2011 | CZ07 | rDXGF | Household | 1 | 2392.9 | None | 509 | 0.082 | -1.03 | 174 | 0.025 | -0.75 | 509 | 0.082 | -1.03 | 174 | 0.025 | -0.75 | DEER:Res:ClothesDishWasher | Annual | 1719 |  | Appl-CW-Top-ElecDHW-ElecDry-Tier1DEER2018 | Appl-CW-Top-ElecDHW-ElecDry-Tier1AnySFm2011CZ07DEER2018 | 11183
Appl-CW-Top-ElecDHW-ElecDry-Tier1 | DEER2018 | D17 v3 |  | Any | DMo | MH85 | CZ07 | rDXGF | Household | 1 | 1242 | None | 404 | 0.061 | -1.56 | 141 | 0.022 | -0.74 | 404 | 0.061 | -1.56 | 141 | 0.022 | -0.74 | DEER:Res:ClothesDishWasher | Annual | 1719 |  | Appl-CW-Top-ElecDHW-ElecDry-Tier1DEER2018 | Appl-CW-Top-ElecDHW-ElecDry-Tier1AnyDMoMH85CZ07DEER2018 | 11184
Appl-CW-Top-ElecDHW-ElecDry-Tier1 | DEER2018 | D17 v3 |  | Any | SFm | 1985 | CZ12 | rDXGF | Household | 1 | 1704 | None | 500 | 0.086 | -3.6 | 173 | 0.031 | -1.74 | 500 | 0.086 | -3.6 | 173 | 0.031 | -1.74 | DEER:Res:ClothesDishWasher | Annual | 1719 |  | Appl-CW-Top-ElecDHW-ElecDry-Tier1DEER2018 | Appl-CW-Top-ElecDHW-ElecDry-Tier1AnySFm1985CZ12DEER2018 | 11185
Appl-CW-Top-ElecDHW-ElecDry-Tier1 | DEER2018 | D17 v3 |  | Any | MFm | 1996 | CZ06 | rDXGF | Household | 1 | 1169.1 | None | 401 | 0.063 | -1.42 | 139 | 0.023 | -0.68 | 401 | 0.063 | -1.42 | 139 | 0.023 | -0.68 | DEER:Res:ClothesDishWasher | Annual | 1719 |  | Appl-CW-Top-ElecDHW-ElecDry-Tier1DEER2018 | Appl-CW-Top-ElecDHW-ElecDry-Tier1AnyMFm1996CZ06DEER2018 | 11186
Appl-CW-Top-ElecDHW-ElecDry-Tier1 | DEER2018 | D17 v3 |  | Any | MFm | 1985 | CZ08 | rDXGF | Household | 1 | 1295.2 | None | 402 | 0.062 | -1.11 | 140 | 0.022 | -0.58 | 402 | 0.062 | -1.11 | 140 | 0.022 | -0.58 | DEER:Res:ClothesDishWasher | Annual | 1719 |  | Appl-CW-Top-ElecDHW-ElecDry-Tier1DEER2018 | Appl-CW-Top-ElecDHW-ElecDry-Tier1AnyMFm1985CZ08DEER2018 | 11187
Appl-CW-Top-ElecDHW-ElecDry-Tier1 | DEER2018 | D17 v3 |  | Any | MFm | 2015 | CZ04 | rDXGF | Household | 1 | 998.7 | None | 403 | 0.06 | -1.04 | 139 | 0.023 | -0.49 | 403 | 0.06 | -1.04 | 139 | 0.023 | -0.49 | DEER:Res:ClothesDishWasher | Annual | 1719 |  | Appl-CW-Top-ElecDHW-ElecDry-Tier1DEER2018 | Appl-CW-Top-ElecDHW-ElecDry-Tier1AnyMFm2015CZ04DEER2018 | 11188
Appl-CW-Top-ElecDHW-ElecDry-Tier1 | DEER2018 | D17 v3 |  | Any | MFm | 2007 | CZ05 | rDXGF | Household | 1 | 998.7 | None | 399 | 0.058 | -1.73 | 134 | 0.02 | -0.83 | 399 | 0.058 | -1.73 | 134 | 0.02 | -0.83 | DEER:Res:ClothesDishWasher | Annual | 1719 |  | Appl-CW-Top-ElecDHW-ElecDry-Tier1DEER2018 | Appl-CW-Top-ElecDHW-ElecDry-Tier1AnyMFm2007CZ05DEER2018 | 11189
Appl-CW-Top-ElecDHW-ElecDry-Tier1 | DEER2018 | D17 v3 |  | Any | SFm | 2003 | CZ13 | rDXGF | Household | 1 | 1948.8 | None | 502 | 0.079 | -2.96 | 175 | 0.03 | -1.41 | 502 | 0.079 | -2.96 | 175 | 0.03 | -1.41 | DEER:Res:ClothesDishWasher | Annual | 1719 |  | Appl-CW-Top-ElecDHW-ElecDry-Tier1DEER2018 | Appl-CW-Top-ElecDHW-ElecDry-Tier1AnySFm2003CZ13DEER2018 | 11190
Appl-CW-Top-ElecDHW-ElecDry-Tier1 | DEER2018 | D17 v3 |  | Any | MFm | 1975 | CZ13 | rDXGF | Household | 1 | 1098.9 | None | 403 | 0.063 | -1.63 | 140 | 0.023 | -0.78 | 403 | 0.063 | -1.63 | 140 | 0.023 | -0.78 | DEER:Res:ClothesDishWasher | Annual | 1719 |  | Appl-CW-Top-ElecDHW-ElecDry-Tier1DEER2018 | Appl-CW-Top-ElecDHW-ElecDry-Tier1AnyMFm1975CZ13DEER2018 | 11191
Appl-CW-Top-ElecDHW-ElecDry-Tier1 | DEER2018 | D17 v3 |  | Any | SFm | 2017 | CZ06 | rDXGF | Household | 1 | 2392.9 | None | 495 | 0.081 | -2.44 | 170 | 0.031 | -1.17 | 495 | 0.081 | -2.44 | 170 | 0.031 | -1.17 | DEER:Res:ClothesDishWasher | Annual | 1719 |  | Appl-CW-Top-ElecDHW-ElecDry-Tier1DEER2018 | Appl-CW-Top-ElecDHW-ElecDry-Tier1AnySFm2017CZ06DEER2018 | 11192
Appl-CW-Top-ElecDHW-ElecDry-Tier1 | DEER2018 | D17 v3 |  | Any | SFm | 2007 | CZ09 | rDXGF | Household | 1 | 2422.9 | None | 499 | 0.069 | -2.04 | 174 | 0.024 | -0.98 | 499 | 0.069 | -2.04 | 174 | 0.024 | -0.98 | DEER:Res:ClothesDishWasher | Annual | 1719 |  | Appl-CW-Top-ElecDHW-ElecDry-Tier1DEER2018 | Appl-CW-Top-ElecDHW-ElecDry-Tier1AnySFm2007CZ09DEER2018 | 11193
Appl-CW-Top-ElecDHW-ElecDry-Tier1 | DEER2018 | D17 v3 |  | Any | MFm | 2003 | CZ11 | rDXGF | Household | 1 | 1073.2 | None | 404 | 0.059 | -1.5 | 140 | 0.021 | -0.72 | 404 | 0.059 | -1.5 | 140 | 0.021 | -0.72 | DEER:Res:ClothesDishWasher | Annual | 1719 |  | Appl-CW-Top-ElecDHW-ElecDry-Tier1DEER2018 | Appl-CW-Top-ElecDHW-ElecDry-Tier1AnyMFm2003CZ11DEER2018 | 11194
Appl-CW-Top-ElecDHW-ElecDry-Tier1 | DEER2018 | D17 v3 |  | Any | SFm | 1975 | CZ11 | rDXGF | Household | 1 | 1528 | None | 503 | 0.084 | -2.83 | 175 | 0.032 | -1.34 | 503 | 0.084 | -2.83 | 175 | 0.032 | -1.34 | DEER:Res:ClothesDishWasher | Annual | 1719 |  | Appl-CW-Top-ElecDHW-ElecDry-Tier1DEER2018 | Appl-CW-Top-ElecDHW-ElecDry-Tier1AnySFm1975CZ11DEER2018 | 11195
Appl-CW-Top-ElecDHW-ElecDry-Tier1 | DEER2018 | D17 v3 |  | Any | SFm | 2015 | CZ06 | rDXGF | Household | 1 | 2392.9 | None | 496 | 0.083 | -2.45 | 170 | 0.029 | -1.16 | 496 | 0.083 | -2.45 | 170 | 0.029 | -1.16 | DEER:Res:ClothesDishWasher | Annual | 1719 |  | Appl-CW-Top-ElecDHW-ElecDry-Tier1DEER2018 | Appl-CW-Top-ElecDHW-ElecDry-Tier1AnySFm2015CZ06DEER2018 | 11196
Appl-CW-Top-ElecDHW-ElecDry-Tier1 | DEER2018 | D17 v3 |  | Any | MFm | 2017 | CZ04 | rDXGF | Household | 1 | 998.7 | None | 404 | 0.062 | -0.93 | 138 | 0.022 | -0.45 | 404 | 0.062 | -0.93 | 138 | 0.022 | -0.45 | DEER:Res:ClothesDishWasher | Annual | 1719 |  | Appl-CW-Top-ElecDHW-ElecDry-Tier1DEER2018 | Appl-CW-Top-ElecDHW-ElecDry-Tier1AnyMFm2017CZ04DEER2018 | 11197
Appl-CW-Top-ElecDHW-ElecDry-Tier1 | DEER2018 | D17 v3 |  | Any | MFm | 1985 | CZ16 | rDXGF | Household | 1 | 1152 | None | 409 | 0.061 | -2 | 137 | 0.022 | -0.96 | 409 | 0.061 | -2 | 137 | 0.022 | -0.96 | DEER:Res:ClothesDishWasher | Annual | 1719 |  | Appl-CW-Top-ElecDHW-ElecDry-Tier1DEER2018 | Appl-CW-Top-ElecDHW-ElecDry-Tier1AnyMFm1985CZ16DEER2018 | 11198
Appl-CW-Top-ElecDHW-ElecDry-Tier1 | DEER2018 | D17 v3 |  | Any | SFm | 1996 | CZ04 | rDXGF | Household | 1 | 2193 | None | 499 | 0.085 | -2.84 | 172 | 0.032 | -1.37 | 499 | 0.085 | -2.84 | 172 | 0.032 | -1.37 | DEER:Res:ClothesDishWasher | Annual | 1719 |  | Appl-CW-Top-ElecDHW-ElecDry-Tier1DEER2018 | Appl-CW-Top-ElecDHW-ElecDry-Tier1AnySFm1996CZ04DEER2018 | 11199
Appl-CW-Top-ElecDHW-ElecDry-Tier1 | DEER2018 | D17 v3 |  | Any | DMo | MH15 | CZ04 | rDXGF | Household | 1 | 1242 | None | 401 | 0.061 | -2.21 | 138 | 0.022 | -1.03 | 401 | 0.061 | -2.21 | 138 | 0.022 | -1.03 | DEER:Res:ClothesDishWasher | Annual | 1719 |  | Appl-CW-Top-ElecDHW-ElecDry-Tier1DEER2018 | Appl-CW-Top-ElecDHW-ElecDry-Tier1AnyDMoMH15CZ04DEER2018 | 11200
Appl-CW-Top-ElecDHW-ElecDry-Tier1 | DEER2018 | D17 v3 |  | Any | SFm | 2011 | CZ08 | rDXGF | Household | 1 | 2392.9 | None | 506 | 0.072 | -1.64 | 176 | 0.027 | -0.78 | 506 | 0.072 | -1.64 | 176 | 0.027 | -0.78 | DEER:Res:ClothesDishWasher | Annual | 1719 |  | Appl-CW-Top-ElecDHW-ElecDry-Tier1DEER2018 | Appl-CW-Top-ElecDHW-ElecDry-Tier1AnySFm2011CZ08DEER2018 | 11201
Appl-CW-Top-ElecDHW-ElecDry-Tier1 | DEER2018 | D17 v3 |  | Any | DMo | MH85 | CZ08 | rDXGF | Household | 1 | 1242 | None | 404 | 0.061 | -1.63 | 142 | 0.022 | -0.79 | 404 | 0.061 | -1.63 | 142 | 0.022 | -0.79 | DEER:Res:ClothesDishWasher | Annual | 1719 |  | Appl-CW-Top-ElecDHW-ElecDry-Tier1DEER2018 | Appl-CW-Top-ElecDHW-ElecDry-Tier1AnyDMoMH85CZ08DEER2018 | 11202
Appl-CW-Top-ElecDHW-ElecDry-Tier1 | DEER2018 | D17 v3 |  | Any | DMo | MH15 | CZ01 | rDXGF | Household | 1 | 1242 | None | 395 | 0.055 | -3.07 | 131 | 0.018 | -1.46 | 395 | 0.055 | -3.07 | 131 | 0.018 | -1.46 | DEER:Res:ClothesDishWasher | Annual | 1719 |  | Appl-CW-Top-ElecDHW-ElecDry-Tier1DEER2018 | Appl-CW-Top-ElecDHW-ElecDry-Tier1AnyDMoMH15CZ01DEER2018 | 11203
Appl-CW-Top-ElecDHW-ElecDry-Tier1 | DEER2018 | D17 v3 |  | Any | SFm | 1975 | CZ09 | rDXGF | Household | 1 | 1636 | None | 503 | 0.075 | -2.39 | 175 | 0.027 | -1.16 | 503 | 0.075 | -2.39 | 175 | 0.027 | -1.16 | DEER:Res:ClothesDishWasher | Annual | 1719 |  | Appl-CW-Top-ElecDHW-ElecDry-Tier1DEER2018 | Appl-CW-Top-ElecDHW-ElecDry-Tier1AnySFm1975CZ09DEER2018 | 11204
Appl-CW-Top-ElecDHW-ElecDry-Tier1 | DEER2018 | D17 v3 |  | Any | MFm | 2003 | CZ09 | rDXGF | Household | 1 | 1126.6 | None | 400 | 0.06 | -1.37 | 142 | 0.026 | -0.56 | 400 | 0.06 | -1.37 | 142 | 0.026 | -0.56 | DEER:Res:ClothesDishWasher | Annual | 1719 |  | Appl-CW-Top-ElecDHW-ElecDry-Tier1DEER2018 | Appl-CW-Top-ElecDHW-ElecDry-Tier1AnyMFm2003CZ09DEER2018 | 11205
Appl-CW-Top-ElecDHW-ElecDry-Tier1 | DEER2018 | D17 v3 |  | Any | SFm | 2007 | CZ11 | rDXGF | Household | 1 | 1948.8 | None | 499 | 0.073 | -3.02 | 174 | 0.026 | -1.45 | 499 | 0.073 | -3.02 | 174 | 0.026 | -1.45 | DEER:Res:ClothesDishWasher | Annual | 1719 |  | Appl-CW-Top-ElecDHW-ElecDry-Tier1DEER2018 | Appl-CW-Top-ElecDHW-ElecDry-Tier1AnySFm2007CZ11DEER2018 | 11206
Appl-CW-Top-ElecDHW-ElecDry-Tier1 | DEER2018 | D17 v3 |  | Any | MFm | 1985 | CZ09 | rDXGF | Household | 1 | 1438.9 | None | 404 | 0.06 | -1.43 | 140 | 0.022 | -0.69 | 404 | 0.06 | -1.43 | 140 | 0.022 | -0.69 | DEER:Res:ClothesDishWasher | Annual | 1719 |  | Appl-CW-Top-ElecDHW-ElecDry-Tier1DEER2018 | Appl-CW-Top-ElecDHW-ElecDry-Tier1AnyMFm1985CZ09DEER2018 | 11207
Appl-CW-Top-ElecDHW-ElecDry-Tier1 | DEER2018 | D17 v3 |  | Any | MFm | 2017 | CZ02 | rDXGF | Household | 1 | 1073.2 | None | 402 | 0.06 | -1.35 | 136 | 0.021 | -0.73 | 402 | 0.06 | -1.35 | 136 | 0.021 | -0.73 | DEER:Res:ClothesDishWasher | Annual | 1719 |  | Appl-CW-Top-ElecDHW-ElecDry-Tier1DEER2018 | Appl-CW-Top-ElecDHW-ElecDry-Tier1AnyMFm2017CZ02DEER2018 | 11208
Appl-CW-Top-ElecDHW-ElecDry-Tier1 | DEER2018 | D17 v3 |  | Any | MFm | 1985 | CZ07 | rDXGF | Household | 1 | 1295.2 | None | 398 | 0.059 | -1.12 | 138 | 0.021 | -0.53 | 398 | 0.059 | -1.12 | 138 | 0.021 | -0.53 | DEER:Res:ClothesDishWasher | Annual | 1719 |  | Appl-CW-Top-ElecDHW-ElecDry-Tier1DEER2018 | Appl-CW-Top-ElecDHW-ElecDry-Tier1AnyMFm1985CZ07DEER2018 | 11209
Appl-CW-Top-ElecDHW-ElecDry-Tier1 | DEER2018 | D17 v3 |  | Any | DMo | MH00 | CZ10 | rDXGF | Household | 1 | 1242 | None | 408 | 0.063 | -1.77 | 144 | 0.023 | -0.84 | 408 | 0.063 | -1.77 | 144 | 0.023 | -0.84 | DEER:Res:ClothesDishWasher | Annual | 1719 |  | Appl-CW-Top-ElecDHW-ElecDry-Tier1DEER2018 | Appl-CW-Top-ElecDHW-ElecDry-Tier1AnyDMoMH00CZ10DEER2018 | 11210
Appl-CW-Top-ElecDHW-ElecDry-Tier1 | DEER2018 | D17 v3 |  | Any | MFm | 2003 | CZ07 | rDXGF | Household | 1 | 1206 | None | 403 | 0.059 | -1.1 | 140 | 0.021 | -0.5 | 403 | 0.059 | -1.1 | 140 | 0.021 | -0.5 | DEER:Res:ClothesDishWasher | Annual | 1719 |  | Appl-CW-Top-ElecDHW-ElecDry-Tier1DEER2018 | Appl-CW-Top-ElecDHW-ElecDry-Tier1AnyMFm2003CZ07DEER2018 | 11211
Appl-CW-Top-ElecDHW-ElecDry-Tier1 | DEER2018 | D17 v3 |  | Any | SFm | 1975 | CZ07 | rDXGF | Household | 1 | 1528 | None | 496 | 0.078 | -2.31 | 171 | 0.029 | -1.12 | 496 | 0.078 | -2.31 | 171 | 0.029 | -1.12 | DEER:Res:ClothesDishWasher | Annual | 1719 |  | Appl-CW-Top-ElecDHW-ElecDry-Tier1DEER2018 | Appl-CW-Top-ElecDHW-ElecDry-Tier1AnySFm1975CZ07DEER2018 | 11212
Appl-CW-Top-ElecDHW-ElecDry-Tier1 | DEER2018 | D17 v3 |  | Any | DMo | MH06 | CZ10 | rDXGF | Household | 1 | 1242 | None | 405 | 0.06 | -1.78 | 143 | 0.022 | -0.85 | 405 | 0.06 | -1.78 | 143 | 0.022 | -0.85 | DEER:Res:ClothesDishWasher | Annual | 1719 |  | Appl-CW-Top-ElecDHW-ElecDry-Tier1DEER2018 | Appl-CW-Top-ElecDHW-ElecDry-Tier1AnyDMoMH06CZ10DEER2018 | 11213
Appl-CW-Top-ElecDHW-ElecDry-Tier1 | DEER2018 | D17 v3 |  | Any | SFm | 1996 | CZ01 | rDXGF | Household | 1 | 2193 | None | 496 | 0.068 | -3.12 | 164 | 0.023 | -1.49 | 496 | 0.068 | -3.12 | 164 | 0.023 | -1.49 | DEER:Res:ClothesDishWasher | Annual | 1719 |  | Appl-CW-Top-ElecDHW-ElecDry-Tier1DEER2018 | Appl-CW-Top-ElecDHW-ElecDry-Tier1AnySFm1996CZ01DEER2018 | 11214
Appl-CW-Top-ElecDHW-ElecDry-Tier1 | DEER2018 | D17 v3 |  | Any | MFm | 2011 | CZ12 | rDXGF | Household | 1 | 1073.2 | None | 403 | 0.059 | -1.3 | 139 | 0.022 | -0.62 | 403 | 0.059 | -1.3 | 139 | 0.022 | -0.62 | DEER:Res:ClothesDishWasher | Annual | 1719 |  | Appl-CW-Top-ElecDHW-ElecDry-Tier1DEER2018 | Appl-CW-Top-ElecDHW-ElecDry-Tier1AnyMFm2011CZ12DEER2018 | 11215
Appl-CW-Top-ElecDHW-ElecDry-Tier1 | DEER2018 | D17 v3 |  | Any | DMo | MH00 | CZ04 | rDXGF | Household | 1 | 1242 | None | 403 | 0.071 | -2.4 | 139 | 0.03 | -1.16 | 403 | 0.071 | -2.4 | 139 | 0.03 | -1.16 | DEER:Res:ClothesDishWasher | Annual | 1719 |  | Appl-CW-Top-ElecDHW-ElecDry-Tier1DEER2018 | Appl-CW-Top-ElecDHW-ElecDry-Tier1AnyDMoMH00CZ04DEER2018 | 11216
Appl-CW-Top-ElecDHW-ElecDry-Tier1 | DEER2018 | D17 v3 |  | Any | DMo | MH15 | CZ02 | rDXGF | Household | 1 | 1242 | None | 402 | 0.062 | -2.57 | 137 | 0.02 | -1.22 | 402 | 0.062 | -2.57 | 137 | 0.02 | -1.22 | DEER:Res:ClothesDishWasher | Annual | 1719 |  | Appl-CW-Top-ElecDHW-ElecDry-Tier1DEER2018 | Appl-CW-Top-ElecDHW-ElecDry-Tier1AnyDMoMH15CZ02DEER2018 | 11217
Appl-CW-Top-ElecDHW-ElecDry-Tier1 | DEER2018 | D17 v3 |  | Any | MFm | 2011 | CZ13 | rDXGF | Household | 1 | 1073.2 | None | 403 | 0.059 | -1.35 | 140 | 0.022 | -0.65 | 403 | 0.059 | -1.35 | 140 | 0.022 | -0.65 | DEER:Res:ClothesDishWasher | Annual | 1719 |  | Appl-CW-Top-ElecDHW-ElecDry-Tier1DEER2018 | Appl-CW-Top-ElecDHW-ElecDry-Tier1AnyMFm2011CZ13DEER2018 | 11218
Appl-CW-Top-ElecDHW-ElecDry-Tier1 | DEER2018 | D17 v3 |  | Any | DMo | MH00 | CZ14 | rDXGF | Household | 1 | 1242 | None | 407 | 0.062 | -2.26 | 142 | 0.023 | -1.07 | 407 | 0.062 | -2.26 | 142 | 0.023 | -1.07 | DEER:Res:ClothesDishWasher | Annual | 1719 |  | Appl-CW-Top-ElecDHW-ElecDry-Tier1DEER2018 | Appl-CW-Top-ElecDHW-ElecDry-Tier1AnyDMoMH00CZ14DEER2018 | 11219
Appl-CW-Top-ElecDHW-ElecDry-Tier1 | DEER2018 | D17 v3 |  | Any | DMo | MH06 | CZ14 | rDXGF | Household | 1 | 1242 | None | 404 | 0.059 | -2.04 | 141 | 0.022 | -0.98 | 404 | 0.059 | -2.04 | 141 | 0.022 | -0.98 | DEER:Res:ClothesDishWasher | Annual | 1719 |  | Appl-CW-Top-ElecDHW-ElecDry-Tier1DEER2018 | Appl-CW-Top-ElecDHW-ElecDry-Tier1AnyDMoMH06CZ14DEER2018 | 11220
Appl-CW-Top-ElecDHW-ElecDry-Tier1 | DEER2018 | D17 v3 |  | Any | SFm | 2007 | CZ16 | rDXGF | Household | 1 | 2295.6 | None | 504 | 0.076 | -2.44 | 168 | 0.027 | -1.16 | 504 | 0.076 | -2.44 | 168 | 0.027 | -1.16 | DEER:Res:ClothesDishWasher | Annual | 1719 |  | Appl-CW-Top-ElecDHW-ElecDry-Tier1DEER2018 | Appl-CW-Top-ElecDHW-ElecDry-Tier1AnySFm2007CZ16DEER2018 | 11221
Appl-CW-Top-ElecDHW-ElecDry-Tier1 | DEER2018 | D17 v3 |  | Any | MFm | 2017 | CZ01 | rDXGF | Household | 1 | 998.7 | None | 401 | 0.056 | -2.15 | 133 | 0.019 | -0.91 | 401 | 0.056 | -2.15 | 133 | 0.019 | -0.91 | DEER:Res:ClothesDishWasher | Annual | 1719 |  | Appl-CW-Top-ElecDHW-ElecDry-Tier1DEER2018 | Appl-CW-Top-ElecDHW-ElecDry-Tier1AnyMFm2017CZ01DEER2018 | 11222
Appl-CW-Top-ElecDHW-ElecDry-Tier1 | DEER2018 | D17 v3 |  | Any | DMo | MH06 | CZ04 | rDXGF | Household | 1 | 1242 | None | 401 | 0.061 | -2.07 | 138 | 0.022 | -0.97 | 401 | 0.061 | -2.07 | 138 | 0.022 | -0.97 | DEER:Res:ClothesDishWasher | Annual | 1719 |  | Appl-CW-Top-ElecDHW-ElecDry-Tier1DEER2018 | Appl-CW-Top-ElecDHW-ElecDry-Tier1AnyDMoMH06CZ04DEER2018 | 11223
Appl-CW-Top-ElecDHW-ElecDry-Tier1 | DEER2018 | D17 v3 |  | Any | SFm | 1996 | CZ02 | rDXGF | Household | 1 | 2193 | None | 500 | 0.083 | -3.06 | 168 | 0.036 | -1.46 | 500 | 0.083 | -3.06 | 168 | 0.036 | -1.46 | DEER:Res:ClothesDishWasher | Annual | 1719 |  | Appl-CW-Top-ElecDHW-ElecDry-Tier1DEER2018 | Appl-CW-Top-ElecDHW-ElecDry-Tier1AnySFm1996CZ02DEER2018 | 11224
Appl-CW-Top-ElecDHW-ElecDry-Tier1 | DEER2018 | D17 v3 |  | Any | MFm | 2007 | CZ12 | rDXGF | Household | 1 | 1073.2 | None | 403 | 0.059 | -1.38 | 139 | 0.021 | -0.67 | 403 | 0.059 | -1.38 | 139 | 0.021 | -0.67 | DEER:Res:ClothesDishWasher | Annual | 1719 |  | Appl-CW-Top-ElecDHW-ElecDry-Tier1DEER2018 | Appl-CW-Top-ElecDHW-ElecDry-Tier1AnyMFm2007CZ12DEER2018 | 11225
Appl-CW-Top-ElecDHW-ElecDry-Tier1 | DEER2018 | D17 v3 |  | Any | DMo | MH72 | CZ10 | rDXGF | Household | 1 | 1196 | None | 405 | 0.063 | -1.39 | 142 | 0.024 | -0.67 | 405 | 0.063 | -1.39 | 142 | 0.024 | -0.67 | DEER:Res:ClothesDishWasher | Annual | 1719 |  | Appl-CW-Top-ElecDHW-ElecDry-Tier1DEER2018 | Appl-CW-Top-ElecDHW-ElecDry-Tier1AnyDMoMH72CZ10DEER2018 | 11226
Appl-CW-Top-ElecDHW-ElecDry-Tier1 | DEER2018 | D17 v3 |  | Any | SFm | 2011 | CZ11 | rDXGF | Household | 1 | 1948.8 | None | 500 | 0.073 | -2.91 | 174 | 0.027 | -1.39 | 500 | 0.073 | -2.91 | 174 | 0.027 | -1.39 | DEER:Res:ClothesDishWasher | Annual | 1719 |  | Appl-CW-Top-ElecDHW-ElecDry-Tier1DEER2018 | Appl-CW-Top-ElecDHW-ElecDry-Tier1AnySFm2011CZ11DEER2018 | 11227
Appl-CW-Top-ElecDHW-ElecDry-Tier1 | DEER2018 | D17 v3 |  | Any | DMo | MH85 | CZ11 | rDXGF | Household | 1 | 1242 | None | 404 | 0.063 | -2.3 | 141 | 0.023 | -1.1 | 404 | 0.063 | -2.3 | 141 | 0.023 | -1.1 | DEER:Res:ClothesDishWasher | Annual | 1719 |  | Appl-CW-Top-ElecDHW-ElecDry-Tier1DEER2018 | Appl-CW-Top-ElecDHW-ElecDry-Tier1AnyDMoMH85CZ11DEER2018 | 11228
Appl-CW-Top-ElecDHW-ElecDry-Tier1 | DEER2018 | D17 v3 |  | Any | MFm | 2015 | CZ01 | rDXGF | Household | 1 | 998.7 | None | 400 | 0.056 | -2.27 | 133 | 0.019 | -1 | 400 | 0.056 | -2.27 | 133 | 0.019 | -1 | DEER:Res:ClothesDishWasher | Annual | 1719 |  | Appl-CW-Top-ElecDHW-ElecDry-Tier1DEER2018 | Appl-CW-Top-ElecDHW-ElecDry-Tier1AnyMFm2015CZ01DEER2018 | 11229
Appl-CW-Top-ElecDHW-ElecDry-Tier1 | DEER2018 | D17 v3 |  | Any | SFm | 2007 | CZ08 | rDXGF | Household | 1 | 2392.9 | None | 502 | 0.072 | -1.85 | 176 | 0.026 | -0.89 | 502 | 0.072 | -1.85 | 176 | 0.026 | -0.89 | DEER:Res:ClothesDishWasher | Annual | 1719 |  | Appl-CW-Top-ElecDHW-ElecDry-Tier1DEER2018 | Appl-CW-Top-ElecDHW-ElecDry-Tier1AnySFm2007CZ08DEER2018 | 11230
Appl-CW-Top-ElecDHW-ElecDry-Tier1 | DEER2018 | D17 v3 |  | Any | DMo | MH72 | CZ14 | rDXGF | Household | 1 | 1196 | None | 407 | 0.062 | -1.7 | 143 | 0.023 | -0.82 | 407 | 0.062 | -1.7 | 143 | 0.023 | -0.82 | DEER:Res:ClothesDishWasher | Annual | 1719 |  | Appl-CW-Top-ElecDHW-ElecDry-Tier1DEER2018 | Appl-CW-Top-ElecDHW-ElecDry-Tier1AnyDMoMH72CZ14DEER2018 | 11231
Appl-CW-Top-ElecDHW-ElecDry-Tier1 | DEER2018 | D17 v3 |  | Any | SFm | 2003 | CZ05 | rDXGF | Household | 1 | 2295.6 | None | 494 | 0.08 | -4.16 | 166 | 0.029 | -2.01 | 494 | 0.08 | -4.16 | 166 | 0.029 | -2.01 | DEER:Res:ClothesDishWasher | Annual | 1719 |  | Appl-CW-Top-ElecDHW-ElecDry-Tier1DEER2018 | Appl-CW-Top-ElecDHW-ElecDry-Tier1AnySFm2003CZ05DEER2018 | 11232
Appl-CW-Top-ElecDHW-ElecDry-Tier1 | DEER2018 | D17 v3 |  | Any | SFm | 1985 | CZ05 | rDXGF | Household | 1 | 1904 | None | 493 | 0.085 | -4.9 | 166 | 0.031 | -2.33 | 493 | 0.085 | -4.9 | 166 | 0.031 | -2.33 | DEER:Res:ClothesDishWasher | Annual | 1719 |  | Appl-CW-Top-ElecDHW-ElecDry-Tier1DEER2018 | Appl-CW-Top-ElecDHW-ElecDry-Tier1AnySFm1985CZ05DEER2018 | 11233
Appl-CW-Top-ElecDHW-ElecDry-Tier1 | DEER2018 | D17 v3 |  | Any | DMo | MH72 | CZ04 | rDXGF | Household | 1 | 1196 | None | 404 | 0.065 | -1.85 | 138 | 0.025 | -0.89 | 404 | 0.065 | -1.85 | 138 | 0.025 | -0.89 | DEER:Res:ClothesDishWasher | Annual | 1719 |  | Appl-CW-Top-ElecDHW-ElecDry-Tier1DEER2018 | Appl-CW-Top-ElecDHW-ElecDry-Tier1AnyDMoMH72CZ04DEER2018 | 11234
Appl-CW-Top-ElecDHW-ElecDry-Tier1 | DEER2018 | D17 v3 |  | Any | MFm | 1975 | CZ05 | rDXGF | Household | 1 | 1070.2 | None | 397 | 0.055 | -2.47 | 133 | 0.018 | -1.19 | 397 | 0.055 | -2.47 | 133 | 0.018 | -1.19 | DEER:Res:ClothesDishWasher | Annual | 1719 |  | Appl-CW-Top-ElecDHW-ElecDry-Tier1DEER2018 | Appl-CW-Top-ElecDHW-ElecDry-Tier1AnyMFm1975CZ05DEER2018 | 11235
Appl-CW-Top-ElecDHW-ElecDry-Tier1 | DEER2018 | D17 v3 |  | Any | DMo | MH85 | CZ16 | rDXGF | Household | 1 | 1242 | None | 405 | 0.063 | -2.99 | 136 | 0.022 | -1.45 | 405 | 0.063 | -2.99 | 136 | 0.022 | -1.45 | DEER:Res:ClothesDishWasher | Annual | 1719 |  | Appl-CW-Top-ElecDHW-ElecDry-Tier1DEER2018 | Appl-CW-Top-ElecDHW-ElecDry-Tier1AnyDMoMH85CZ16DEER2018 | 11236
Appl-CW-Top-ElecDHW-ElecDry-Tier1 | DEER2018 | D17 v3 |  | Any | SFm | 2011 | CZ16 | rDXGF | Household | 1 | 2295.6 | None | 504 | 0.076 | -2.29 | 168 | 0.027 | -1.11 | 504 | 0.076 | -2.29 | 168 | 0.027 | -1.11 | DEER:Res:ClothesDishWasher | Annual | 1719 |  | Appl-CW-Top-ElecDHW-ElecDry-Tier1DEER2018 | Appl-CW-Top-ElecDHW-ElecDry-Tier1AnySFm2011CZ16DEER2018 | 11237
Appl-CW-Top-ElecDHW-ElecDry-Tier1 | DEER2018 | D17 v3 |  | Any | MFm | 2015 | CZ02 | rDXGF | Household | 1 | 1073.2 | None | 402 | 0.06 | -1.39 | 136 | 0.021 | -0.73 | 402 | 0.06 | -1.39 | 136 | 0.021 | -0.73 | DEER:Res:ClothesDishWasher | Annual | 1719 |  | Appl-CW-Top-ElecDHW-ElecDry-Tier1DEER2018 | Appl-CW-Top-ElecDHW-ElecDry-Tier1AnyMFm2015CZ02DEER2018 | 11238
Appl-CW-Top-ElecDHW-ElecDry-Tier1 | DEER2018 | D17 v3 |  | Any | MFm | 2007 | CZ13 | rDXGF | Household | 1 | 1073.2 | None | 402 | 0.058 | -1.44 | 140 | 0.021 | -0.69 | 402 | 0.058 | -1.44 | 140 | 0.021 | -0.69 | DEER:Res:ClothesDishWasher | Annual | 1719 |  | Appl-CW-Top-ElecDHW-ElecDry-Tier1DEER2018 | Appl-CW-Top-ElecDHW-ElecDry-Tier1AnyMFm2007CZ13DEER2018 | 11239
Appl-CW-Top-ElecDHW-ElecDry-Tier1 | DEER2018 | D17 v3 |  | Any | MFm | 1996 | CZ11 | rDXGF | Household | 1 | 1031.9 | None | 403 | 0.061 | -1.26 | 141 | 0.023 | -0.58 | 403 | 0.061 | -1.26 | 141 | 0.023 | -0.58 | DEER:Res:ClothesDishWasher | Annual | 1719 |  | Appl-CW-Top-ElecDHW-ElecDry-Tier1DEER2018 | Appl-CW-Top-ElecDHW-ElecDry-Tier1AnyMFm1996CZ11DEER2018 | 11240
Appl-CW-Top-ElecDHW-ElecDry-Tier1 | DEER2018 | D17 v3 |  | Any | SFm | 1975 | CZ15 | rDXGF | Household | 1 | 1555 | None | 501 | 0.074 | -1.32 | 183 | 0.029 | -0.63 | 501 | 0.074 | -1.32 | 183 | 0.029 | -0.63 | DEER:Res:ClothesDishWasher | Annual | 1719 |  | Appl-CW-Top-ElecDHW-ElecDry-Tier1DEER2018 | Appl-CW-Top-ElecDHW-ElecDry-Tier1AnySFm1975CZ15DEER2018 | 11241
Appl-CW-Top-ElecDHW-ElecDry-Tier1 | DEER2018 | D17 v3 |  | Any | MFm | 2003 | CZ15 | rDXGF | Household | 1 | 1094.6 | None | 400 | 0.059 | -0.65 | 145 | 0.023 | -0.31 | 400 | 0.059 | -0.65 | 145 | 0.023 | -0.31 | DEER:Res:ClothesDishWasher | Annual | 1719 |  | Appl-CW-Top-ElecDHW-ElecDry-Tier1DEER2018 | Appl-CW-Top-ElecDHW-ElecDry-Tier1AnyMFm2003CZ15DEER2018 | 11242
Appl-CW-Top-ElecDHW-ElecDry-Tier1 | DEER2018 | D17 v3 |  | Any | MFm | 2015 | CZ12 | rDXGF | Household | 1 | 1073.2 | None | 403 | 0.059 | -1.29 | 138 | 0.021 | -0.62 | 403 | 0.059 | -1.29 | 138 | 0.021 | -0.62 | DEER:Res:ClothesDishWasher | Annual | 1719 |  | Appl-CW-Top-ElecDHW-ElecDry-Tier1DEER2018 | Appl-CW-Top-ElecDHW-ElecDry-Tier1AnyMFm2015CZ12DEER2018 | 11243
Appl-CW-Top-ElecDHW-ElecDry-Tier1 | DEER2018 | D17 v3 |  | Any | MFm | 1985 | CZ15 | rDXGF | Household | 1 | 1407.2 | None | 401 | 0.059 | -0.76 | 146 | 0.022 | -0.36 | 401 | 0.059 | -0.76 | 146 | 0.022 | -0.36 | DEER:Res:ClothesDishWasher | Annual | 1719 |  | Appl-CW-Top-ElecDHW-ElecDry-Tier1DEER2018 | Appl-CW-Top-ElecDHW-ElecDry-Tier1AnyMFm1985CZ15DEER2018 | 11244
Appl-CW-Top-ElecDHW-ElecDry-Tier1 | DEER2018 | D17 v3 |  | Any | SFm | 1985 | CZ10 | rDXGF | Household | 1 | 1811 | None | 501 | 0.083 | -2.86 | 175 | 0.031 | -1.37 | 501 | 0.083 | -2.86 | 175 | 0.031 | -1.37 | DEER:Res:ClothesDishWasher | Annual | 1719 |  | Appl-CW-Top-ElecDHW-ElecDry-Tier1DEER2018 | Appl-CW-Top-ElecDHW-ElecDry-Tier1AnySFm1985CZ10DEER2018 | 11245
Appl-CW-Top-ElecDHW-ElecDry-Tier1 | DEER2018 | D17 v3 |  | Any | SFm | 2015 | CZ08 | rDXGF | Household | 1 | 2392.9 | None | 499 | 0.07 | -1.67 | 173 | 0.023 | -0.8 | 499 | 0.07 | -1.67 | 173 | 0.023 | -0.8 | DEER:Res:ClothesDishWasher | Annual | 1719 |  | Appl-CW-Top-ElecDHW-ElecDry-Tier1DEER2018 | Appl-CW-Top-ElecDHW-ElecDry-Tier1AnySFm2015CZ08DEER2018 | 11246
Appl-CW-Top-ElecDHW-ElecDry-Tier1 | DEER2018 | D17 v3 |  | Any | SFm | 2003 | CZ10 | rDXGF | Household | 1 | 1948.8 | None | 504 | 0.073 | -2.62 | 176 | 0.027 | -1.25 | 504 | 0.073 | -2.62 | 176 | 0.027 | -1.25 | DEER:Res:ClothesDishWasher | Annual | 1719 |  | Appl-CW-Top-ElecDHW-ElecDry-Tier1DEER2018 | Appl-CW-Top-ElecDHW-ElecDry-Tier1AnySFm2003CZ10DEER2018 | 11247
Appl-CW-Top-ElecDHW-ElecDry-Tier1 | DEER2018 | D17 v3 |  | Any | SFm | 1975 | CZ03 | rDXGF | Household | 1 | 1591 | None | 494 | 0.085 | -3.36 | 167 | 0.032 | -1.6 | 494 | 0.085 | -3.36 | 167 | 0.032 | -1.6 | DEER:Res:ClothesDishWasher | Annual | 1719 |  | Appl-CW-Top-ElecDHW-ElecDry-Tier1DEER2018 | Appl-CW-Top-ElecDHW-ElecDry-Tier1AnySFm1975CZ03DEER2018 | 11248
Appl-CW-Top-ElecDHW-ElecDry-Tier1 | DEER2018 | D17 v3 |  | Any | SFm | 2017 | CZ16 | rDXGF | Household | 1 | 2295.6 | None | 500 | 0.076 | -2.71 | 166 | 0.027 | -1.3 | 500 | 0.076 | -2.71 | 166 | 0.027 | -1.3 | DEER:Res:ClothesDishWasher | Annual | 1719 |  | Appl-CW-Top-ElecDHW-ElecDry-Tier1DEER2018 | Appl-CW-Top-ElecDHW-ElecDry-Tier1AnySFm2017CZ16DEER2018 | 11249
Appl-CW-Top-ElecDHW-ElecDry-Tier1 | DEER2018 | D17 v3 |  | Any | MFm | 2007 | CZ01 | rDXGF | Household | 1 | 998.7 | None | 399 | 0.055 | -2.82 | 132 | 0.018 | -1.48 | 399 | 0.055 | -2.82 | 132 | 0.018 | -1.48 | DEER:Res:ClothesDishWasher | Annual | 1719 |  | Appl-CW-Top-ElecDHW-ElecDry-Tier1DEER2018 | Appl-CW-Top-ElecDHW-ElecDry-Tier1AnyMFm2007CZ01DEER2018 | 11250
Appl-CW-Top-ElecDHW-ElecDry-Tier1 | DEER2018 | D17 v3 |  | Any | MFm | 2003 | CZ03 | rDXGF | Household | 1 | 998.7 | None | 397 | 0.057 | -1.73 | 134 | 0.02 | -0.97 | 397 | 0.057 | -1.73 | 134 | 0.02 | -0.97 | DEER:Res:ClothesDishWasher | Annual | 1719 |  | Appl-CW-Top-ElecDHW-ElecDry-Tier1DEER2018 | Appl-CW-Top-ElecDHW-ElecDry-Tier1AnyMFm2003CZ03DEER2018 | 11251
Appl-CW-Top-ElecDHW-ElecDry-Tier1 | DEER2018 | D17 v3 |  | Any | MFm | 1975 | CZ10 | rDXGF | Household | 1 | 1216.8 | None | 401 | 0.064 | -1.49 | 139 | 0.024 | -0.71 | 401 | 0.064 | -1.49 | 139 | 0.024 | -0.71 | DEER:Res:ClothesDishWasher | Annual | 1719 |  | Appl-CW-Top-ElecDHW-ElecDry-Tier1DEER2018 | Appl-CW-Top-ElecDHW-ElecDry-Tier1AnyMFm1975CZ10DEER2018 | 11252
Appl-CW-Top-ElecDHW-ElecDry-Tier1 | DEER2018 | D17 v3 |  | Any | MFm | 1985 | CZ03 | rDXGF | Household | 1 | 1152 | None | 395 | 0.054 | -3.31 | 132 | 0.016 | -2.28 | 395 | 0.054 | -3.31 | 132 | 0.016 | -2.28 | DEER:Res:ClothesDishWasher | Annual | 1719 |  | Appl-CW-Top-ElecDHW-ElecDry-Tier1DEER2018 | Appl-CW-Top-ElecDHW-ElecDry-Tier1AnyMFm1985CZ03DEER2018 | 11253
Appl-CW-Top-ElecDHW-ElecDry-Tier1 | DEER2018 | D17 v3 |  | Any | SFm | 1985 | CZ14 | rDXGF | Household | 1 | 1741 | None | 508 | 0.076 | -3.5 | 177 | 0.028 | -1.67 | 508 | 0.076 | -3.5 | 177 | 0.028 | -1.67 | DEER:Res:ClothesDishWasher | Annual | 1719 |  | Appl-CW-Top-ElecDHW-ElecDry-Tier1DEER2018 | Appl-CW-Top-ElecDHW-ElecDry-Tier1AnySFm1985CZ14DEER2018 | 11254
Appl-CW-Top-ElecDHW-ElecDry-Tier1 | DEER2018 | D17 v3 |  | Any | SFm | 2003 | CZ04 | rDXGF | Household | 1 | 2295.6 | None | 503 | 0.084 | -2.65 | 172 | 0.031 | -1.27 | 503 | 0.084 | -2.65 | 172 | 0.031 | -1.27 | DEER:Res:ClothesDishWasher | Annual | 1719 |  | Appl-CW-Top-ElecDHW-ElecDry-Tier1DEER2018 | Appl-CW-Top-ElecDHW-ElecDry-Tier1AnySFm2003CZ04DEER2018 | 11255
Appl-CW-Top-ElecDHW-ElecDry-Tier1 | DEER2018 | D17 v3 |  | Any | DMo | MH72 | CZ05 | rDXGF | Household | 1 | 1196 | None | 398 | 0.071 | -2.64 | 133 | 0.023 | -1.34 | 398 | 0.071 | -2.64 | 133 | 0.023 | -1.34 | DEER:Res:ClothesDishWasher | Annual | 1719 |  | Appl-CW-Top-ElecDHW-ElecDry-Tier1DEER2018 | Appl-CW-Top-ElecDHW-ElecDry-Tier1AnyDMoMH72CZ05DEER2018 | 11256
Appl-CW-Top-ElecDHW-ElecDry-Tier1 | DEER2018 | D17 v3 |  | Any | MFm | 1996 | CZ16 | rDXGF | Household | 1 | 981.6 | None | 409 | 0.062 | -1.97 | 137 | 0.022 | -0.94 | 409 | 0.062 | -1.97 | 137 | 0.022 | -0.94 | DEER:Res:ClothesDishWasher | Annual | 1719 |  | Appl-CW-Top-ElecDHW-ElecDry-Tier1DEER2018 | Appl-CW-Top-ElecDHW-ElecDry-Tier1AnyMFm1996CZ16DEER2018 | 11257
Appl-CW-Top-ElecDHW-ElecDry-Tier1 | DEER2018 | D17 v3 |  | Any | SFm | 1985 | CZ04 | rDXGF | Household | 1 | 1904 | None | 501 | 0.084 | -3.41 | 172 | 0.032 | -1.64 | 501 | 0.084 | -3.41 | 172 | 0.032 | -1.64 | DEER:Res:ClothesDishWasher | Annual | 1719 |  | Appl-CW-Top-ElecDHW-ElecDry-Tier1DEER2018 | Appl-CW-Top-ElecDHW-ElecDry-Tier1AnySFm1985CZ04DEER2018 | 11258
Appl-CW-Top-ElecDHW-ElecDry-Tier1 | DEER2018 | D17 v3 |  | Any | SFm | 2003 | CZ14 | rDXGF | Household | 1 | 2160.9 | None | 508 | 0.074 | -3.01 | 177 | 0.027 | -1.46 | 508 | 0.074 | -3.01 | 177 | 0.027 | -1.46 | DEER:Res:ClothesDishWasher | Annual | 1719 |  | Appl-CW-Top-ElecDHW-ElecDry-Tier1DEER2018 | Appl-CW-Top-ElecDHW-ElecDry-Tier1AnySFm2003CZ14DEER2018 | 11259
Appl-CW-Top-ElecDHW-ElecDry-Tier1 | DEER2018 | D17 v3 |  | Any | MFm | 1975 | CZ14 | rDXGF | Household | 1 | 1409.4 | None | 404 | 0.057 | -1.76 | 141 | 0.021 | -0.81 | 404 | 0.057 | -1.76 | 141 | 0.021 | -0.81 | DEER:Res:ClothesDishWasher | Annual | 1719 |  | Appl-CW-Top-ElecDHW-ElecDry-Tier1DEER2018 | Appl-CW-Top-ElecDHW-ElecDry-Tier1AnyMFm1975CZ14DEER2018 | 11260
Appl-CW-Top-ElecDHW-ElecDry-Tier1 | DEER2018 | D17 v3 |  | Any | MFm | 1975 | CZ04 | rDXGF | Household | 1 | 1070.2 | None | 400 | 0.063 | -1.6 | 136 | 0.023 | -0.77 | 400 | 0.063 | -1.6 | 136 | 0.023 | -0.77 | DEER:Res:ClothesDishWasher | Annual | 1719 |  | Appl-CW-Top-ElecDHW-ElecDry-Tier1DEER2018 | Appl-CW-Top-ElecDHW-ElecDry-Tier1AnyMFm1975CZ04DEER2018 | 11261
Appl-CW-Top-ElecDHW-ElecDry-Tier1 | DEER2018 | D17 v3 |  | Any | MFm | 2015 | CZ13 | rDXGF | Household | 1 | 1073.2 | None | 401 | 0.058 | -1.32 | 140 | 0.021 | -0.63 | 401 | 0.058 | -1.32 | 140 | 0.021 | -0.63 | DEER:Res:ClothesDishWasher | Annual | 1719 |  | Appl-CW-Top-ElecDHW-ElecDry-Tier1DEER2018 | Appl-CW-Top-ElecDHW-ElecDry-Tier1AnyMFm2015CZ13DEER2018 | 11262
Appl-CW-Top-ElecDHW-ElecDry-Tier1 | DEER2018 | D17 v3 |  | Any | MFm | 2007 | CZ02 | rDXGF | Household | 1 | 1073.2 | None | 401 | 0.061 | -1.57 | 136 | 0.022 | -0.78 | 401 | 0.061 | -1.57 | 136 | 0.022 | -0.78 | DEER:Res:ClothesDishWasher | Annual | 1719 |  | Appl-CW-Top-ElecDHW-ElecDry-Tier1DEER2018 | Appl-CW-Top-ElecDHW-ElecDry-Tier1AnyMFm2007CZ02DEER2018 | 11263
Appl-CW-Top-ElecDHW-ElecDry-Tier1 | DEER2018 | D17 v3 |  | Any | SFm | 2017 | CZ11 | rDXGF | Household | 1 | 1948.8 | None | 497 | 0.076 | -2.76 | 172 | 0.027 | -1.34 | 497 | 0.076 | -2.76 | 172 | 0.027 | -1.34 | DEER:Res:ClothesDishWasher | Annual | 1719 |  | Appl-CW-Top-ElecDHW-ElecDry-Tier1DEER2018 | Appl-CW-Top-ElecDHW-ElecDry-Tier1AnySFm2017CZ11DEER2018 | 11264
Appl-CW-Top-ElecDHW-ElecDry-Tier1 | DEER2018 | D17 v3 |  | Any | MFm | 2017 | CZ13 | rDXGF | Household | 1 | 1073.2 | None | 403 | 0.059 | -1.26 | 141 | 0.022 | -0.6 | 403 | 0.059 | -1.26 | 141 | 0.022 | -0.6 | DEER:Res:ClothesDishWasher | Annual | 1719 |  | Appl-CW-Top-ElecDHW-ElecDry-Tier1DEER2018 | Appl-CW-Top-ElecDHW-ElecDry-Tier1AnyMFm2017CZ13DEER2018 | 11265
Appl-CW-Top-ElecDHW-ElecDry-Tier1 | DEER2018 | D17 v3 |  | Any | SFm | 1975 | CZ06 | rDXGF | Household | 1 | 1528 | None | 498 | 0.082 | -2.09 | 172 | 0.029 | -1.01 | 498 | 0.082 | -2.09 | 172 | 0.029 | -1.01 | DEER:Res:ClothesDishWasher | Annual | 1719 |  | Appl-CW-Top-ElecDHW-ElecDry-Tier1DEER2018 | Appl-CW-Top-ElecDHW-ElecDry-Tier1AnySFm1975CZ06DEER2018 | 11266
Appl-CW-Top-ElecDHW-ElecDry-Tier1 | DEER2018 | D17 v3 |  | Any | SFm | 2015 | CZ11 | rDXGF | Household | 1 | 1948.8 | None | 498 | 0.076 | -2.84 | 172 | 0.027 | -1.37 | 498 | 0.076 | -2.84 | 172 | 0.027 | -1.37 | DEER:Res:ClothesDishWasher | Annual | 1719 |  | Appl-CW-Top-ElecDHW-ElecDry-Tier1DEER2018 | Appl-CW-Top-ElecDHW-ElecDry-Tier1AnySFm2015CZ11DEER2018 | 11267
Appl-CW-Top-ElecDHW-ElecDry-Tier1 | DEER2018 | D17 v3 |  | Any | MFm | 2011 | CZ01 | rDXGF | Household | 1 | 998.7 | None | 400 | 0.056 | -2.49 | 132 | 0.019 | -1.16 | 400 | 0.056 | -2.49 | 132 | 0.019 | -1.16 | DEER:Res:ClothesDishWasher | Annual | 1719 |  | Appl-CW-Top-ElecDHW-ElecDry-Tier1DEER2018 | Appl-CW-Top-ElecDHW-ElecDry-Tier1AnyMFm2011CZ01DEER2018 | 11268
Appl-CW-Top-ElecDHW-ElecDry-Tier1 | DEER2018 | D17 v3 |  | Any | SFm | 1996 | CZ12 | rDXGF | Household | 1 | 2032 | None | 502 | 0.082 | -2.93 | 173 | 0.03 | -1.43 | 502 | 0.082 | -2.93 | 173 | 0.03 | -1.43 | DEER:Res:ClothesDishWasher | Annual | 1719 |  | Appl-CW-Top-ElecDHW-ElecDry-Tier1DEER2018 | Appl-CW-Top-ElecDHW-ElecDry-Tier1AnySFm1996CZ12DEER2018 | 11269
Appl-CW-Top-ElecDHW-ElecDry-Tier1 | DEER2018 | D17 v3 |  | Any | MFm | 1985 | CZ06 | rDXGF | Household | 1 | 1295.2 | None | 400 | 0.067 | -0.93 | 138 | 0.024 | -0.51 | 400 | 0.067 | -0.93 | 138 | 0.024 | -0.51 | DEER:Res:ClothesDishWasher | Annual | 1719 |  | Appl-CW-Top-ElecDHW-ElecDry-Tier1DEER2018 | Appl-CW-Top-ElecDHW-ElecDry-Tier1AnyMFm1985CZ06DEER2018 | 11270
Appl-CW-Top-ElecDHW-ElecDry-Tier1 | DEER2018 | D17 v3 |  | Any | MFm | 2003 | CZ06 | rDXGF | Household | 1 | 1206 | None | 399 | 0.063 | -1.21 | 138 | 0.023 | -0.58 | 399 | 0.063 | -1.21 | 138 | 0.023 | -0.58 | DEER:Res:ClothesDishWasher | Annual | 1719 |  | Appl-CW-Top-ElecDHW-ElecDry-Tier1DEER2018 | Appl-CW-Top-ElecDHW-ElecDry-Tier1AnyMFm2003CZ06DEER2018 | 11271
Appl-CW-Top-ElecDHW-ElecDry-Tier1 | DEER2018 | D17 v3 |  | Any | MFm | 1996 | CZ08 | rDXGF | Household | 1 | 1169.1 | None | 401 | 0.06 | -1.05 | 139 | 0.022 | -0.51 | 401 | 0.06 | -1.05 | 139 | 0.022 | -0.51 | DEER:Res:ClothesDishWasher | Annual | 1719 |  | Appl-CW-Top-ElecDHW-ElecDry-Tier1DEER2018 | Appl-CW-Top-ElecDHW-ElecDry-Tier1AnyMFm1996CZ08DEER2018 | 11272
Appl-CW-Top-ElecDHW-ElecDry-Tier1 | DEER2018 | D17 v3 |  | Any | DMo | MH15 | CZ12 | rDXGF | Household | 1 | 1242 | None | 401 | 0.062 | -2.11 | 139 | 0.023 | -0.99 | 401 | 0.062 | -2.11 | 139 | 0.023 | -0.99 | DEER:Res:ClothesDishWasher | Annual | 1719 |  | Appl-CW-Top-ElecDHW-ElecDry-Tier1DEER2018 | Appl-CW-Top-ElecDHW-ElecDry-Tier1AnyDMoMH15CZ12DEER2018 | 11273
Appl-CW-Top-ElecDHW-ElecDry-Tier1 | DEER2018 | D17 v3 |  | Any | SFm | 2017 | CZ08 | rDXGF | Household | 1 | 2392.9 | None | 497 | 0.075 | -1.56 | 172 | 0.026 | -0.75 | 497 | 0.075 | -1.56 | 172 | 0.026 | -0.75 | DEER:Res:ClothesDishWasher | Annual | 1719 |  | Appl-CW-Top-ElecDHW-ElecDry-Tier1DEER2018 | Appl-CW-Top-ElecDHW-ElecDry-Tier1AnySFm2017CZ08DEER2018 | 11274
Appl-CW-Top-ElecDHW-ElecDry-Tier1 | DEER2018 | D17 v3 |  | Any | DMo | MH00 | CZ05 | rDXGF | Household | 1 | 1242 | None | 395 | 0.065 | -3.95 | 133 | 0.023 | -1.88 | 395 | 0.065 | -3.95 | 133 | 0.023 | -1.88 | DEER:Res:ClothesDishWasher | Annual | 1719 |  | Appl-CW-Top-ElecDHW-ElecDry-Tier1DEER2018 | Appl-CW-Top-ElecDHW-ElecDry-Tier1AnyDMoMH00CZ05DEER2018 | 11275
Appl-CW-Top-ElecDHW-ElecDry-Tier1 | DEER2018 | D17 v3 |  | Any | SFm | 2015 | CZ16 | rDXGF | Household | 1 | 2295.6 | None | 500 | 0.075 | -2.83 | 167 | 0.027 | -1.36 | 500 | 0.075 | -2.83 | 167 | 0.027 | -1.36 | DEER:Res:ClothesDishWasher | Annual | 1719 |  | Appl-CW-Top-ElecDHW-ElecDry-Tier1DEER2018 | Appl-CW-Top-ElecDHW-ElecDry-Tier1AnySFm2015CZ16DEER2018 | 11276
Appl-CW-Top-ElecDHW-ElecDry-Tier1 | DEER2018 | D17 v3 |  | Any | DMo | MH06 | CZ05 | rDXGF | Household | 1 | 1242 | None | 398 | 0.064 | -2.66 | 135 | 0.023 | -1.27 | 398 | 0.064 | -2.66 | 135 | 0.023 | -1.27 | DEER:Res:ClothesDishWasher | Annual | 1719 |  | Appl-CW-Top-ElecDHW-ElecDry-Tier1DEER2018 | Appl-CW-Top-ElecDHW-ElecDry-Tier1AnyDMoMH06CZ05DEER2018 | 11277
Appl-CW-Top-ElecDHW-ElecDry-Tier1 | DEER2018 | D17 v3 |  | Any | MFm | 2011 | CZ02 | rDXGF | Household | 1 | 1073.2 | None | 403 | 0.061 | -1.41 | 137 | 0.022 | -0.62 | 403 | 0.061 | -1.41 | 137 | 0.022 | -0.62 | DEER:Res:ClothesDishWasher | Annual | 1719 |  | Appl-CW-Top-ElecDHW-ElecDry-Tier1DEER2018 | Appl-CW-Top-ElecDHW-ElecDry-Tier1AnyMFm2011CZ02DEER2018 | 11278
Appl-CW-Top-ElecDHW-ElecDry-Tier1 | DEER2018 | D17 v3 |  | Any | DMo | MH15 | CZ13 | rDXGF | Household | 1 | 1242 | None | 404 | 0.06 | -1.79 | 142 | 0.022 | -0.87 | 404 | 0.06 | -1.79 | 142 | 0.022 | -0.87 | DEER:Res:ClothesDishWasher | Annual | 1719 |  | Appl-CW-Top-ElecDHW-ElecDry-Tier1DEER2018 | Appl-CW-Top-ElecDHW-ElecDry-Tier1AnyDMoMH15CZ13DEER2018 | 11279
Appl-CW-Top-ElecDHW-ElecDry-Tier1 | DEER2018 | D17 v3 |  | Any | SFm | 1996 | CZ13 | rDXGF | Household | 1 | 2032 | None | 503 | 0.08 | -3.18 | 177 | 0.03 | -1.53 | 503 | 0.08 | -3.18 | 177 | 0.03 | -1.53 | DEER:Res:ClothesDishWasher | Annual | 1719 |  | Appl-CW-Top-ElecDHW-ElecDry-Tier1DEER2018 | Appl-CW-Top-ElecDHW-ElecDry-Tier1AnySFm1996CZ13DEER2018 | 11280
Appl-CW-Top-ElecDHW-ElecDry-Tier1 | DEER2018 | D17 v3 |  | Any | MFm | 2017 | CZ12 | rDXGF | Household | 1 | 1073.2 | None | 402 | 0.059 | -1.27 | 139 | 0.022 | -0.55 | 402 | 0.059 | -1.27 | 139 | 0.022 | -0.55 | DEER:Res:ClothesDishWasher | Annual | 1719 |  | Appl-CW-Top-ElecDHW-ElecDry-Tier1DEER2018 | Appl-CW-Top-ElecDHW-ElecDry-Tier1AnyMFm2017CZ12DEER2018 | 11281
Appl-CW-Top-ElecDHW-ElecDry-Tier1 | DEER2018 | D17 v3 |  | Any | DMo | MH85 | CZ05 | rDXGF | Household | 1 | 1242 | None | 396 | 0.071 | -3.12 | 133 | 0.027 | -1.51 | 396 | 0.071 | -3.12 | 133 | 0.027 | -1.51 | DEER:Res:ClothesDishWasher | Annual | 1719 |  | Appl-CW-Top-ElecDHW-ElecDry-Tier1DEER2018 | Appl-CW-Top-ElecDHW-ElecDry-Tier1AnyDMoMH85CZ05DEER2018 | 11282
Appl-CW-Top-ElecDHW-ElecDry-Tier1 | DEER2018 | D17 v3 |  | Any | SFm | 2011 | CZ05 | rDXGF | Household | 1 | 2295.6 | None | 492 | 0.079 | -4.18 | 165 | 0.029 | -1.95 | 492 | 0.079 | -4.18 | 165 | 0.029 | -1.95 | DEER:Res:ClothesDishWasher | Annual | 1719 |  | Appl-CW-Top-ElecDHW-ElecDry-Tier1DEER2018 | Appl-CW-Top-ElecDHW-ElecDry-Tier1AnySFm2011CZ05DEER2018 | 11283
Appl-CW-Top-ElecDHW-ElecDry-Tier1 | DEER2018 | D17 v3 |  | Any | MFm | 2017 | CZ15 | rDXGF | Household | 1 | 1094.6 | None | 398 | 0.057 | -0.6 | 144 | 0.022 | -0.28 | 398 | 0.057 | -0.6 | 144 | 0.022 | -0.28 | DEER:Res:ClothesDishWasher | Annual | 1719 |  | Appl-CW-Top-ElecDHW-ElecDry-Tier1DEER2018 | Appl-CW-Top-ElecDHW-ElecDry-Tier1AnyMFm2017CZ15DEER2018 | 11284
Appl-CW-Top-ElecDHW-ElecDry-Tier1 | DEER2018 | D17 v3 |  | Any | MFm | 1996 | CZ04 | rDXGF | Household | 1 | 981.6 | None | 399 | 0.06 | -1.28 | 136 | 0.021 | -0.63 | 399 | 0.06 | -1.28 | 136 | 0.021 | -0.63 | DEER:Res:ClothesDishWasher | Annual | 1719 |  | Appl-CW-Top-ElecDHW-ElecDry-Tier1DEER2018 | Appl-CW-Top-ElecDHW-ElecDry-Tier1AnyMFm1996CZ04DEER2018 | 11285
Appl-CW-Top-ElecDHW-ElecDry-Tier1 | DEER2018 | D17 v3 |  | Any | SFm | 1985 | CZ16 | rDXGF | Household | 1 | 1904 | None | 508 | 0.082 | -3.91 | 170 | 0.03 | -1.88 | 508 | 0.082 | -3.91 | 170 | 0.03 | -1.88 | DEER:Res:ClothesDishWasher | Annual | 1719 |  | Appl-CW-Top-ElecDHW-ElecDry-Tier1DEER2018 | Appl-CW-Top-ElecDHW-ElecDry-Tier1AnySFm1985CZ16DEER2018 | 11286
Appl-CW-Top-ElecDHW-ElecDry-Tier1 | DEER2018 | D17 v3 |  | Any | SFm | 2017 | CZ10 | rDXGF | Household | 1 | 1948.8 | None | 497 | 0.074 | -2.41 | 173 | 0.027 | -1.14 | 497 | 0.074 | -2.41 | 173 | 0.027 | -1.14 | DEER:Res:ClothesDishWasher | Annual | 1719 |  | Appl-CW-Top-ElecDHW-ElecDry-Tier1DEER2018 | Appl-CW-Top-ElecDHW-ElecDry-Tier1AnySFm2017CZ10DEER2018 | 11287
Appl-CW-Top-ElecDHW-ElecDry-Tier1 | DEER2018 | D17 v3 |  | Any | SFm | 2003 | CZ16 | rDXGF | Household | 1 | 2295.6 | None | 504 | 0.079 | -2.41 | 168 | 0.028 | -1.16 | 504 | 0.079 | -2.41 | 168 | 0.028 | -1.16 | DEER:Res:ClothesDishWasher | Annual | 1719 |  | Appl-CW-Top-ElecDHW-ElecDry-Tier1DEER2018 | Appl-CW-Top-ElecDHW-ElecDry-Tier1AnySFm2003CZ16DEER2018 | 11288
Appl-CW-Top-ElecDHW-ElecDry-Tier1 | DEER2018 | D17 v3 |  | Any | MFm | 1996 | CZ14 | rDXGF | Household | 1 | 1086 | None | 406 | 0.058 | -1.4 | 142 | 0.021 | -0.66 | 406 | 0.058 | -1.4 | 142 | 0.021 | -0.66 | DEER:Res:ClothesDishWasher | Annual | 1719 |  | Appl-CW-Top-ElecDHW-ElecDry-Tier1DEER2018 | Appl-CW-Top-ElecDHW-ElecDry-Tier1AnyMFm1996CZ14DEER2018 | 11289
Appl-CW-Top-ElecDHW-ElecDry-Tier1 | DEER2018 | D17 v3 |  | Any | MFm | 2017 | CZ03 | rDXGF | Household | 1 | 998.7 | None | 397 | 0.057 | -1.67 | 134 | 0.02 | -0.85 | 397 | 0.057 | -1.67 | 134 | 0.02 | -0.85 | DEER:Res:ClothesDishWasher | Annual | 1719 |  | Appl-CW-Top-ElecDHW-ElecDry-Tier1DEER2018 | Appl-CW-Top-ElecDHW-ElecDry-Tier1AnyMFm2017CZ03DEER2018 | 11290
Appl-CW-Top-ElecDHW-ElecDry-Tier1 | DEER2018 | D17 v3 |  | Any | MFm | 1975 | CZ16 | rDXGF | Household | 1 | 1070.2 | None | 407 | 0.061 | -1.93 | 136 | 0.022 | -0.93 | 407 | 0.061 | -1.93 | 136 | 0.022 | -0.93 | DEER:Res:ClothesDishWasher | Annual | 1719 |  | Appl-CW-Top-ElecDHW-ElecDry-Tier1DEER2018 | Appl-CW-Top-ElecDHW-ElecDry-Tier1AnyMFm1975CZ16DEER2018 | 11291
Appl-CW-Top-ElecDHW-ElecDry-Tier1 | DEER2018 | D17 v3 |  | Any | SFm | 2017 | CZ04 | rDXGF | Household | 1 | 2295.6 | None | 498 | 0.077 | -2.78 | 171 | 0.029 | -1.33 | 498 | 0.077 | -2.78 | 171 | 0.029 | -1.33 | DEER:Res:ClothesDishWasher | Annual | 1719 |  | Appl-CW-Top-ElecDHW-ElecDry-Tier1DEER2018 | Appl-CW-Top-ElecDHW-ElecDry-Tier1AnySFm2017CZ04DEER2018 | 11292
Appl-CW-Top-ElecDHW-ElecDry-Tier1 | DEER2018 | D17 v3 |  | Any | MFm | 1996 | CZ10 | rDXGF | Household | 1 | 1093.6 | None | 398 | 0.067 | -1.37 | 138 | 0.025 | -0.71 | 398 | 0.067 | -1.37 | 138 | 0.025 | -0.71 | DEER:Res:ClothesDishWasher | Annual | 1719 |  | Appl-CW-Top-ElecDHW-ElecDry-Tier1DEER2018 | Appl-CW-Top-ElecDHW-ElecDry-Tier1AnyMFm1996CZ10DEER2018 | 11293
Appl-CW-Top-ElecDHW-ElecDry-Tier1 | DEER2018 | D17 v3 |  | Any | DMo | MH15 | CZ15 | rDXGF | Household | 1 | 1242 | None | 401 | 0.058 | -0.74 | 147 | 0.022 | -0.35 | 401 | 0.058 | -0.74 | 147 | 0.022 | -0.35 | DEER:Res:ClothesDishWasher | Annual | 1719 |  | Appl-CW-Top-ElecDHW-ElecDry-Tier1DEER2018 | Appl-CW-Top-ElecDHW-ElecDry-Tier1AnyDMoMH15CZ15DEER2018 | 11294
Appl-CW-Top-ElecDHW-ElecDry-Tier1 | DEER2018 | D17 v3 |  | Any | SFm | 2017 | CZ14 | rDXGF | Household | 1 | 2160.9 | None | 500 | 0.071 | -3.09 | 174 | 0.026 | -1.47 | 500 | 0.071 | -3.09 | 174 | 0.026 | -1.47 | DEER:Res:ClothesDishWasher | Annual | 1719 |  | Appl-CW-Top-ElecDHW-ElecDry-Tier1DEER2018 | Appl-CW-Top-ElecDHW-ElecDry-Tier1AnySFm2017CZ14DEER2018 | 11295
Appl-CW-Top-ElecDHW-ElecDry-Tier1 | DEER2018 | D17 v3 |  | Any | SFm | 1996 | CZ03 | rDXGF | Household | 1 | 2193 | None | 493 | 0.074 | -3.29 | 167 | 0.021 | -1.56 | 493 | 0.074 | -3.29 | 167 | 0.021 | -1.56 | DEER:Res:ClothesDishWasher | Annual | 1719 |  | Appl-CW-Top-ElecDHW-ElecDry-Tier1DEER2018 | Appl-CW-Top-ElecDHW-ElecDry-Tier1AnySFm1996CZ03DEER2018 | 11296
Appl-CW-Top-ElecDHW-ElecDry-Tier1 | DEER2018 | D17 v3 |  | Any | MFm | 2007 | CZ07 | rDXGF | Household | 1 | 1206 | None | 401 | 0.057 | -1.32 | 138 | 0.02 | -0.66 | 401 | 0.057 | -1.32 | 138 | 0.02 | -0.66 | DEER:Res:ClothesDishWasher | Annual | 1719 |  | Appl-CW-Top-ElecDHW-ElecDry-Tier1DEER2018 | Appl-CW-Top-ElecDHW-ElecDry-Tier1AnyMFm2007CZ07DEER2018 | 11297
Appl-CW-Top-ElecDHW-ElecDry-Tier1 | DEER2018 | D17 v3 |  | Any | SFm | 1985 | CZ11 | rDXGF | Household | 1 | 1704 | None | 503 | 0.081 | -3.58 | 174 | 0.03 | -1.72 | 503 | 0.081 | -3.58 | 174 | 0.03 | -1.72 | DEER:Res:ClothesDishWasher | Annual | 1719 |  | Appl-CW-Top-ElecDHW-ElecDry-Tier1DEER2018 | Appl-CW-Top-ElecDHW-ElecDry-Tier1AnySFm1985CZ11DEER2018 | 11298
Appl-CW-Top-ElecDHW-ElecDry-Tier1 | DEER2018 | D17 v3 |  | Any | MFm | 2007 | CZ09 | rDXGF | Household | 1 | 1126.6 | None | 400 | 0.06 | -1.19 | 139 | 0.022 | -0.57 | 400 | 0.06 | -1.19 | 139 | 0.022 | -0.57 | DEER:Res:ClothesDishWasher | Annual | 1719 |  | Appl-CW-Top-ElecDHW-ElecDry-Tier1DEER2018 | Appl-CW-Top-ElecDHW-ElecDry-Tier1AnyMFm2007CZ09DEER2018 | 11299
Appl-CW-Top-ElecDHW-ElecDry-Tier1 | DEER2018 | D17 v3 |  | Any | DMo | MH15 | CZ03 | rDXGF | Household | 1 | 1242 | None | 395 | 0.064 | -2.47 | 134 | 0.024 | -1.21 | 395 | 0.064 | -2.47 | 134 | 0.024 | -1.21 | DEER:Res:ClothesDishWasher | Annual | 1719 |  | Appl-CW-Top-ElecDHW-ElecDry-Tier1DEER2018 | Appl-CW-Top-ElecDHW-ElecDry-Tier1AnyDMoMH15CZ03DEER2018 | 11300
Appl-CW-Top-ElecDHW-ElecDry-Tier1 | DEER2018 | D17 v3 |  | Any | SFm | 2003 | CZ11 | rDXGF | Household | 1 | 1948.8 | None | 503 | 0.078 | -2.84 | 175 | 0.029 | -1.37 | 503 | 0.078 | -2.84 | 175 | 0.029 | -1.37 | DEER:Res:ClothesDishWasher | Annual | 1719 |  | Appl-CW-Top-ElecDHW-ElecDry-Tier1DEER2018 | Appl-CW-Top-ElecDHW-ElecDry-Tier1AnySFm2003CZ11DEER2018 | 11301
Appl-CW-Top-ElecDHW-ElecDry-Tier1 | DEER2018 | D17 v3 |  | Any | MFm | 1975 | CZ11 | rDXGF | Household | 1 | 1098.9 | None | 401 | 0.062 | -1.76 | 139 | 0.023 | -0.85 | 401 | 0.062 | -1.76 | 139 | 0.023 | -0.85 | DEER:Res:ClothesDishWasher | Annual | 1719 |  | Appl-CW-Top-ElecDHW-ElecDry-Tier1DEER2018 | Appl-CW-Top-ElecDHW-ElecDry-Tier1AnyMFm1975CZ11DEER2018 | 11302
Appl-CW-Top-ElecDHW-ElecDry-Tier1 | DEER2018 | D17 v3 |  | Any | SFm | 1996 | CZ15 | rDXGF | Household | 1 | 1758 | None | 503 | 0.075 | -1.48 | 183 | 0.029 | -0.7 | 503 | 0.075 | -1.48 | 183 | 0.029 | -0.7 | DEER:Res:ClothesDishWasher | Annual | 1719 |  | Appl-CW-Top-ElecDHW-ElecDry-Tier1DEER2018 | Appl-CW-Top-ElecDHW-ElecDry-Tier1AnySFm1996CZ15DEER2018 | 11303
Appl-CW-Top-ElecDHW-ElecDry-Tier1 | DEER2018 | D17 v3 |  | Any | MFm | 2015 | CZ06 | rDXGF | Household | 1 | 1206 | None | 399 | 0.06 | -1.33 | 137 | 0.021 | -0.65 | 399 | 0.06 | -1.33 | 137 | 0.021 | -0.65 | DEER:Res:ClothesDishWasher | Annual | 1719 |  | Appl-CW-Top-ElecDHW-ElecDry-Tier1DEER2018 | Appl-CW-Top-ElecDHW-ElecDry-Tier1AnyMFm2015CZ06DEER2018 | 11304
Appl-CW-Top-ElecDHW-ElecDry-Tier1 | DEER2018 | D17 v3 |  | Any | MFm | 2003 | CZ13 | rDXGF | Household | 1 | 1073.2 | None | 404 | 0.06 | -1.31 | 141 | 0.022 | -0.63 | 404 | 0.06 | -1.31 | 141 | 0.022 | -0.63 | DEER:Res:ClothesDishWasher | Annual | 1719 |  | Appl-CW-Top-ElecDHW-ElecDry-Tier1DEER2018 | Appl-CW-Top-ElecDHW-ElecDry-Tier1AnyMFm2003CZ13DEER2018 | 11305
Appl-CW-Top-ElecDHW-ElecDry-Tier1 | DEER2018 | D17 v3 |  | Any | MFm | 1985 | CZ13 | rDXGF | Household | 1 | 1150 | None | 403 | 0.063 | -1.82 | 140 | 0.023 | -0.87 | 403 | 0.063 | -1.82 | 140 | 0.023 | -0.87 | DEER:Res:ClothesDishWasher | Annual | 1719 |  | Appl-CW-Top-ElecDHW-ElecDry-Tier1DEER2018 | Appl-CW-Top-ElecDHW-ElecDry-Tier1AnyMFm1985CZ13DEER2018 | 11306
Appl-CW-Top-ElecDHW-ElecDry-Tier1 | DEER2018 | D17 v3 |  | Any | SFm | 1975 | CZ13 | rDXGF | Household | 1 | 1528 | None | 503 | 0.081 | -3.12 | 176 | 0.031 | -1.49 | 503 | 0.081 | -3.12 | 176 | 0.031 | -1.49 | DEER:Res:ClothesDishWasher | Annual | 1719 |  | Appl-CW-Top-ElecDHW-ElecDry-Tier1DEER2018 | Appl-CW-Top-ElecDHW-ElecDry-Tier1AnySFm1975CZ13DEER2018 | 11307
Appl-CW-Top-ElecDHW-ElecDry-Tier1 | DEER2018 | D17 v3 |  | Any | MFm | 2017 | CZ06 | rDXGF | Household | 1 | 1206 | None | 399 | 0.06 | -1.32 | 137 | 0.022 | -0.63 | 399 | 0.06 | -1.32 | 137 | 0.022 | -0.63 | DEER:Res:ClothesDishWasher | Annual | 1719 |  | Appl-CW-Top-ElecDHW-ElecDry-Tier1DEER2018 | Appl-CW-Top-ElecDHW-ElecDry-Tier1AnyMFm2017CZ06DEER2018 | 11308
Appl-CW-Top-ElecDHW-ElecDry-Tier1 | DEER2018 | D17 v3 |  | Any | SFm | 2015 | CZ04 | rDXGF | Household | 1 | 2295.6 | None | 498 | 0.079 | -2.88 | 171 | 0.029 | -1.39 | 498 | 0.079 | -2.88 | 171 | 0.029 | -1.39 | DEER:Res:ClothesDishWasher | Annual | 1719 |  | Appl-CW-Top-ElecDHW-ElecDry-Tier1DEER2018 | Appl-CW-Top-ElecDHW-ElecDry-Tier1AnySFm2015CZ04DEER2018 | 11309
Appl-CW-Top-ElecDHW-ElecDry-Tier1 | DEER2018 | D17 v3 |  | Any | SFm | 2015 | CZ14 | rDXGF | Household | 1 | 2160.9 | None | 501 | 0.072 | -3.05 | 174 | 0.027 | -1.46 | 501 | 0.072 | -3.05 | 174 | 0.027 | -1.46 | DEER:Res:ClothesDishWasher | Annual | 1719 |  | Appl-CW-Top-ElecDHW-ElecDry-Tier1DEER2018 | Appl-CW-Top-ElecDHW-ElecDry-Tier1AnySFm2015CZ14DEER2018 | 11310
Appl-CW-Top-ElecDHW-ElecDry-Tier1 | DEER2018 | D17 v3 |  | Any | SFm | 2007 | CZ05 | rDXGF | Household | 1 | 2295.6 | None | 493 | 0.077 | -4.17 | 166 | 0.027 | -2.09 | 493 | 0.077 | -4.17 | 166 | 0.027 | -2.09 | DEER:Res:ClothesDishWasher | Annual | 1719 |  | Appl-CW-Top-ElecDHW-ElecDry-Tier1DEER2018 | Appl-CW-Top-ElecDHW-ElecDry-Tier1AnySFm2007CZ05DEER2018 | 11311
Appl-CW-Top-ElecDHW-ElecDry-Tier1 | DEER2018 | D17 v3 |  | Any | SFm | 2003 | CZ08 | rDXGF | Household | 1 | 2392.9 | None | 508 | 0.074 | -1.89 | 178 | 0.027 | -0.9 | 508 | 0.074 | -1.89 | 178 | 0.027 | -0.9 | DEER:Res:ClothesDishWasher | Annual | 1719 |  | Appl-CW-Top-ElecDHW-ElecDry-Tier1DEER2018 | Appl-CW-Top-ElecDHW-ElecDry-Tier1AnySFm2003CZ08DEER2018 | 11312
Appl-CW-Top-ElecDHW-ElecDry-Tier1 | DEER2018 | D17 v3 |  | Any | DMo | MH15 | CZ06 | rDXGF | Household | 1 | 1242 | None | 401 | 0.059 | -1.81 | 139 | 0.021 | -0.91 | 401 | 0.059 | -1.81 | 139 | 0.021 | -0.91 | DEER:Res:ClothesDishWasher | Annual | 1719 |  | Appl-CW-Top-ElecDHW-ElecDry-Tier1DEER2018 | Appl-CW-Top-ElecDHW-ElecDry-Tier1AnyDMoMH15CZ06DEER2018 | 11313
Appl-CW-Top-ElecDHW-ElecDry-Tier1 | DEER2018 | D17 v3 |  | Any | SFm | 2015 | CZ10 | rDXGF | Household | 1 | 1948.8 | None | 497 | 0.074 | -2.52 | 173 | 0.027 | -1.21 | 497 | 0.074 | -2.52 | 173 | 0.027 | -1.21 | DEER:Res:ClothesDishWasher | Annual | 1719 |  | Appl-CW-Top-ElecDHW-ElecDry-Tier1DEER2018 | Appl-CW-Top-ElecDHW-ElecDry-Tier1AnySFm2015CZ10DEER2018 | 11314
Appl-CW-Top-ElecDHW-ElecDry-Tier1 | DEER2018 | D17 v3 |  | Any | SFm | 1985 | CZ08 | rDXGF | Household | 1 | 2064 | None | 504 | 0.076 | -2.49 | 175 | 0.028 | -1.2 | 504 | 0.076 | -2.49 | 175 | 0.028 | -1.2 | DEER:Res:ClothesDishWasher | Annual | 1719 |  | Appl-CW-Top-ElecDHW-ElecDry-Tier1DEER2018 | Appl-CW-Top-ElecDHW-ElecDry-Tier1AnySFm1985CZ08DEER2018 | 11315
Appl-CW-Top-ElecDHW-ElecDry-Tier1 | DEER2018 | D17 v3 |  | Any | MFm | 2011 | CZ09 | rDXGF | Household | 1 | 1126.6 | None | 401 | 0.06 | -1.05 | 139 | 0.022 | -0.5 | 401 | 0.06 | -1.05 | 139 | 0.022 | -0.5 | DEER:Res:ClothesDishWasher | Annual | 1719 |  | Appl-CW-Top-ElecDHW-ElecDry-Tier1DEER2018 | Appl-CW-Top-ElecDHW-ElecDry-Tier1AnyMFm2011CZ09DEER2018 | 11316
Appl-CW-Top-ElecDHW-ElecDry-Tier1 | DEER2018 | D17 v3 |  | Any | MFm | 2015 | CZ03 | rDXGF | Household | 1 | 998.7 | None | 398 | 0.056 | -1.56 | 134 | 0.019 | -0.68 | 398 | 0.056 | -1.56 | 134 | 0.019 | -0.68 | DEER:Res:ClothesDishWasher | Annual | 1719 |  | Appl-CW-Top-ElecDHW-ElecDry-Tier1DEER2018 | Appl-CW-Top-ElecDHW-ElecDry-Tier1AnyMFm2015CZ03DEER2018 | 11317
Appl-CW-Top-ElecDHW-ElecDry-Tier1 | DEER2018 | D17 v3 |  | Any | MFm | 1975 | CZ08 | rDXGF | Household | 1 | 1047.7 | None | 401 | 0.062 | -1.08 | 139 | 0.023 | -0.52 | 401 | 0.062 | -1.08 | 139 | 0.023 | -0.52 | DEER:Res:ClothesDishWasher | Annual | 1719 |  | Appl-CW-Top-ElecDHW-ElecDry-Tier1DEER2018 | Appl-CW-Top-ElecDHW-ElecDry-Tier1AnyMFm1975CZ08DEER2018 | 11318
Appl-CW-Top-ElecDHW-ElecDry-Tier1 | DEER2018 | D17 v3 |  | Any | MFm | 2011 | CZ07 | rDXGF | Household | 1 | 1206 | None | 405 | 0.059 | -1.05 | 141 | 0.021 | -0.5 | 405 | 0.059 | -1.05 | 141 | 0.021 | -0.5 | DEER:Res:ClothesDishWasher | Annual | 1719 |  | Appl-CW-Top-ElecDHW-ElecDry-Tier1DEER2018 | Appl-CW-Top-ElecDHW-ElecDry-Tier1AnyMFm2011CZ07DEER2018 | 11319
Appl-CW-Top-ElecDHW-ElecDry-Tier1 | DEER2018 | D17 v3 |  | Any | SFm | 1975 | CZ12 | rDXGF | Household | 1 | 1528 | None | 500 | 0.084 | -2.95 | 173 | 0.032 | -1.41 | 500 | 0.084 | -2.95 | 173 | 0.032 | -1.41 | DEER:Res:ClothesDishWasher | Annual | 1719 |  | Appl-CW-Top-ElecDHW-ElecDry-Tier1DEER2018 | Appl-CW-Top-ElecDHW-ElecDry-Tier1AnySFm1975CZ12DEER2018 | 11320
Appl-CW-Top-ElecDHW-ElecDry-Tier1 | DEER2018 | D17 v3 |  | Any | MFm | 2003 | CZ12 | rDXGF | Household | 1 | 1073.2 | None | 404 | 0.062 | -1.41 | 139 | 0.023 | -0.68 | 404 | 0.062 | -1.41 | 139 | 0.023 | -0.68 | DEER:Res:ClothesDishWasher | Annual | 1719 |  | Appl-CW-Top-ElecDHW-ElecDry-Tier1DEER2018 | Appl-CW-Top-ElecDHW-ElecDry-Tier1AnyMFm2003CZ12DEER2018 | 11321
Appl-CW-Top-ElecDHW-ElecDry-Tier1 | DEER2018 | D17 v3 |  | Any | MFm | 2015 | CZ15 | rDXGF | Household | 1 | 1094.6 | None | 396 | 0.056 | -0.62 | 143 | 0.021 | -0.3 | 396 | 0.056 | -0.62 | 143 | 0.021 | -0.3 | DEER:Res:ClothesDishWasher | Annual | 1719 |  | Appl-CW-Top-ElecDHW-ElecDry-Tier1DEER2018 | Appl-CW-Top-ElecDHW-ElecDry-Tier1AnyMFm2015CZ15DEER2018 | 11322
Appl-CW-Top-ElecDHW-ElecDry-Tier1 | DEER2018 | D17 v3 |  | Any | SFm | 1996 | CZ06 | rDXGF | Household | 1 | 2297 | None | 500 | 0.084 | -2.28 | 170 | 0.035 | -1.08 | 500 | 0.084 | -2.28 | 170 | 0.035 | -1.08 | DEER:Res:ClothesDishWasher | Annual | 1719 |  | Appl-CW-Top-ElecDHW-ElecDry-Tier1DEER2018 | Appl-CW-Top-ElecDHW-ElecDry-Tier1AnySFm1996CZ06DEER2018 | 11323
Appl-CW-Top-ElecDHW-ElecDry-Tier1 | DEER2018 | D17 v3 |  | Any | MFm | 1985 | CZ12 | rDXGF | Household | 1 | 1150 | None | 400 | 0.063 | -1.77 | 137 | 0.023 | -0.86 | 400 | 0.063 | -1.77 | 137 | 0.023 | -0.86 | DEER:Res:ClothesDishWasher | Annual | 1719 |  | Appl-CW-Top-ElecDHW-ElecDry-Tier1DEER2018 | Appl-CW-Top-ElecDHW-ElecDry-Tier1AnyMFm1985CZ12DEER2018 | 11324
Appl-CW-Top-ElecDHW-ElecDry-Tier1 | DEER2018 | D17 v3 |  | Any | SFm | 1975 | CZ02 | rDXGF | Household | 1 | 1591 | None | 498 | 0.089 | -3.48 | 168 | 0.034 | -1.67 | 498 | 0.089 | -3.48 | 168 | 0.034 | -1.67 | DEER:Res:ClothesDishWasher | Annual | 1719 |  | Appl-CW-Top-ElecDHW-ElecDry-Tier1DEER2018 | Appl-CW-Top-ElecDHW-ElecDry-Tier1AnySFm1975CZ02DEER2018 | 11325
Appl-CW-Top-ElecDHW-ElecDry-Tier1 | DEER2018 | D17 v3 |  | Any | MFm | 1985 | CZ02 | rDXGF | Household | 1 | 1152 | None | 401 | 0.064 | -1.87 | 136 | 0.023 | -0.91 | 401 | 0.064 | -1.87 | 136 | 0.023 | -0.91 | DEER:Res:ClothesDishWasher | Annual | 1719 |  | Appl-CW-Top-ElecDHW-ElecDry-Tier1DEER2018 | Appl-CW-Top-ElecDHW-ElecDry-Tier1AnyMFm1985CZ02DEER2018 | 11326
Appl-CW-Top-ElecDHW-ElecDry-Tier1 | DEER2018 | D17 v3 |  | Any | MFm | 2017 | CZ09 | rDXGF | Household | 1 | 1126.6 | None | 400 | 0.059 | -1.02 | 139 | 0.021 | -0.49 | 400 | 0.059 | -1.02 | 139 | 0.021 | -0.49 | DEER:Res:ClothesDishWasher | Annual | 1719 |  | Appl-CW-Top-ElecDHW-ElecDry-Tier1DEER2018 | Appl-CW-Top-ElecDHW-ElecDry-Tier1AnyMFm2017CZ09DEER2018 | 11327
Appl-CW-Top-ElecDHW-ElecDry-Tier1 | DEER2018 | D17 v3 |  | Any | MFm | 2003 | CZ02 | rDXGF | Household | 1 | 1073.2 | None | 400 | 0.061 | -1.62 | 136 | 0.023 | -0.59 | 400 | 0.061 | -1.62 | 136 | 0.023 | -0.59 | DEER:Res:ClothesDishWasher | Annual | 1719 |  | Appl-CW-Top-ElecDHW-ElecDry-Tier1DEER2018 | Appl-CW-Top-ElecDHW-ElecDry-Tier1AnyMFm2003CZ02DEER2018 | 11328
Appl-CW-Top-ElecDHW-ElecDry-Tier1 | DEER2018 | D17 v3 |  | Any | SFm | 2015 | CZ05 | rDXGF | Household | 1 | 2295.6 | None | 496 | 0.077 | -3.26 | 167 | 0.027 | -1.56 | 496 | 0.077 | -3.26 | 167 | 0.027 | -1.56 | DEER:Res:ClothesDishWasher | Annual | 1719 |  | Appl-CW-Top-ElecDHW-ElecDry-Tier1DEER2018 | Appl-CW-Top-ElecDHW-ElecDry-Tier1AnySFm2015CZ05DEER2018 | 11329
Appl-CW-Top-ElecDHW-ElecDry-Tier1 | DEER2018 | D17 v3 |  | Any | MFm | 2017 | CZ07 | rDXGF | Household | 1 | 1206 | None | 403 | 0.059 | -1.08 | 140 | 0.021 | -0.52 | 403 | 0.059 | -1.08 | 140 | 0.021 | -0.52 | DEER:Res:ClothesDishWasher | Annual | 1719 |  | Appl-CW-Top-ElecDHW-ElecDry-Tier1DEER2018 | Appl-CW-Top-ElecDHW-ElecDry-Tier1AnyMFm2017CZ07DEER2018 | 11330
Appl-CW-Top-ElecDHW-ElecDry-Tier1 | DEER2018 | D17 v3 |  | Any | DMo | MH00 | CZ16 | rDXGF | Household | 1 | 1242 | None | 406 | 0.07 | -2.23 | 136 | 0.027 | -1.07 | 406 | 0.07 | -2.23 | 136 | 0.027 | -1.07 | DEER:Res:ClothesDishWasher | Annual | 1719 |  | Appl-CW-Top-ElecDHW-ElecDry-Tier1DEER2018 | Appl-CW-Top-ElecDHW-ElecDry-Tier1AnyDMoMH00CZ16DEER2018 | 11331
Appl-CW-Top-ElecDHW-ElecDry-Tier1 | DEER2018 | D17 v3 |  | Any | DMo | MH06 | CZ16 | rDXGF | Household | 1 | 1242 | None | 403 | 0.062 | -2.16 | 135 | 0.022 | -1.04 | 403 | 0.062 | -2.16 | 135 | 0.022 | -1.04 | DEER:Res:ClothesDishWasher | Annual | 1719 |  | Appl-CW-Top-ElecDHW-ElecDry-Tier1DEER2018 | Appl-CW-Top-ElecDHW-ElecDry-Tier1AnyDMoMH06CZ16DEER2018 | 11332
Appl-CW-Top-ElecDHW-ElecDry-Tier1 | DEER2018 | D17 v3 |  | Any | SFm | 2007 | CZ14 | rDXGF | Household | 1 | 2160.9 | None | 503 | 0.071 | -3.11 | 175 | 0.026 | -1.5 | 503 | 0.071 | -3.11 | 175 | 0.026 | -1.5 | DEER:Res:ClothesDishWasher | Annual | 1719 |  | Appl-CW-Top-ElecDHW-ElecDry-Tier1DEER2018 | Appl-CW-Top-ElecDHW-ElecDry-Tier1AnySFm2007CZ14DEER2018 | 11333
Appl-CW-Top-ElecDHW-ElecDry-Tier1 | DEER2018 | D17 v3 |  | Any | SFm | 2007 | CZ04 | rDXGF | Household | 1 | 2295.6 | None | 500 | 0.079 | -2.87 | 171 | 0.029 | -1.38 | 500 | 0.079 | -2.87 | 171 | 0.029 | -1.38 | DEER:Res:ClothesDishWasher | Annual | 1719 |  | Appl-CW-Top-ElecDHW-ElecDry-Tier1DEER2018 | Appl-CW-Top-ElecDHW-ElecDry-Tier1AnySFm2007CZ04DEER2018 | 11334
Appl-CW-Top-ElecDHW-ElecDry-Tier1 | DEER2018 | D17 v3 |  | Any | MFm | 2007 | CZ03 | rDXGF | Household | 1 | 998.7 | None | 397 | 0.057 | -1.95 | 134 | 0.02 | -0.95 | 397 | 0.057 | -1.95 | 134 | 0.02 | -0.95 | DEER:Res:ClothesDishWasher | Annual | 1719 |  | Appl-CW-Top-ElecDHW-ElecDry-Tier1DEER2018 | Appl-CW-Top-ElecDHW-ElecDry-Tier1AnyMFm2007CZ03DEER2018 | 11335
Appl-CW-Top-ElecDHW-ElecDry-Tier1 | DEER2018 | D17 v3 |  | Any | DMo | MH15 | CZ09 | rDXGF | Household | 1 | 1242 | None | 401 | 0.059 | -1.46 | 141 | 0.022 | -0.71 | 401 | 0.059 | -1.46 | 141 | 0.022 | -0.71 | DEER:Res:ClothesDishWasher | Annual | 1719 |  | Appl-CW-Top-ElecDHW-ElecDry-Tier1DEER2018 | Appl-CW-Top-ElecDHW-ElecDry-Tier1AnyDMoMH15CZ09DEER2018 | 11336
Appl-CW-Top-ElecDHW-ElecDry-Tier1 | DEER2018 | D17 v3 |  | Any | SFm | 1975 | CZ01 | rDXGF | Household | 1 | 1591 | None | 495 | 0.068 | -3.67 | 164 | 0.023 | -1.78 | 495 | 0.068 | -3.67 | 164 | 0.023 | -1.78 | DEER:Res:ClothesDishWasher | Annual | 1719 |  | Appl-CW-Top-ElecDHW-ElecDry-Tier1DEER2018 | Appl-CW-Top-ElecDHW-ElecDry-Tier1AnySFm1975CZ01DEER2018 | 11337
Appl-CW-Top-ElecDHW-ElecDry-Tier1 | DEER2018 | D17 v3 |  | Any | DMo | MH72 | CZ08 | rDXGF | Household | 1 | 1196 | None | 406 | 0.063 | -1.27 | 142 | 0.023 | -0.61 | 406 | 0.063 | -1.27 | 142 | 0.023 | -0.61 | DEER:Res:ClothesDishWasher | Annual | 1719 |  | Appl-CW-Top-ElecDHW-ElecDry-Tier1DEER2018 | Appl-CW-Top-ElecDHW-ElecDry-Tier1AnyDMoMH72CZ08DEER2018 | 11338
Appl-CW-Top-ElecDHW-ElecDry-Tier1 | DEER2018 | D17 v3 |  | Any | SFm | 1996 | CZ07 | rDXGF | Household | 1 | 2297 | None | 505 | 0.09 | -0.24 | 176 | 0.034 | -0.28 | 505 | 0.09 | -0.24 | 176 | 0.034 | -0.28 | DEER:Res:ClothesDishWasher | Annual | 1719 |  | Appl-CW-Top-ElecDHW-ElecDry-Tier1DEER2018 | Appl-CW-Top-ElecDHW-ElecDry-Tier1AnySFm1996CZ07DEER2018 | 11339
Appl-CW-Top-ElecDHW-ElecDry-Tier1 | DEER2018 | D17 v3 |  | Any | SFm | 2007 | CZ10 | rDXGF | Household | 1 | 1948.8 | None | 501 | 0.071 | -2.63 | 175 | 0.025 | -1.28 | 501 | 0.071 | -2.63 | 175 | 0.025 | -1.28 | DEER:Res:ClothesDishWasher | Annual | 1719 |  | Appl-CW-Top-ElecDHW-ElecDry-Tier1DEER2018 | Appl-CW-Top-ElecDHW-ElecDry-Tier1AnySFm2007CZ10DEER2018 | 11340
Appl-CW-Top-ElecDHW-ElecDry-Tier1 | DEER2018 | D17 v3 |  | Any | MFm | 2003 | CZ01 | rDXGF | Household | 1 | 998.7 | None | 400 | 0.056 | -2.22 | 132 | 0.019 | -1.03 | 400 | 0.056 | -2.22 | 132 | 0.019 | -1.03 | DEER:Res:ClothesDishWasher | Annual | 1719 |  | Appl-CW-Top-ElecDHW-ElecDry-Tier1DEER2018 | Appl-CW-Top-ElecDHW-ElecDry-Tier1AnyMFm2003CZ01DEER2018 | 11341
Appl-CW-Top-ElecDHW-ElecDry-Tier1 | DEER2018 | D17 v3 |  | Any | MFm | 1985 | CZ01 | rDXGF | Household | 1 | 1152 | None | 399 | 0.055 | -3.18 | 132 | 0.018 | -1.53 | 399 | 0.055 | -3.18 | 132 | 0.018 | -1.53 | DEER:Res:ClothesDishWasher | Annual | 1719 |  | Appl-CW-Top-ElecDHW-ElecDry-Tier1DEER2018 | Appl-CW-Top-ElecDHW-ElecDry-Tier1AnyMFm1985CZ01DEER2018 | 11342
Appl-CW-Top-ElecDHW-ElecDry-Tier1 | DEER2018 | D17 v3 |  | Any | MFm | 2011 | CZ06 | rDXGF | Household | 1 | 1206 | None | 400 | 0.06 | -1.32 | 138 | 0.021 | -0.64 | 400 | 0.06 | -1.32 | 138 | 0.021 | -0.64 | DEER:Res:ClothesDishWasher | Annual | 1719 |  | Appl-CW-Top-ElecDHW-ElecDry-Tier1DEER2018 | Appl-CW-Top-ElecDHW-ElecDry-Tier1AnyMFm2011CZ06DEER2018 | 11343
Appl-CW-Top-ElecDHW-ElecDry-Tier1 | DEER2018 | D17 v3 |  | Any | MFm | 2007 | CZ15 | rDXGF | Household | 1 | 1094.6 | None | 397 | 0.057 | -0.65 | 144 | 0.021 | -0.31 | 397 | 0.057 | -0.65 | 144 | 0.021 | -0.31 | DEER:Res:ClothesDishWasher | Annual | 1719 |  | Appl-CW-Top-ElecDHW-ElecDry-Tier1DEER2018 | Appl-CW-Top-ElecDHW-ElecDry-Tier1AnyMFm2007CZ15DEER2018 | 11344
Appl-CW-Top-ElecDHW-ElecDry-Tier1 | DEER2018 | D17 v3 |  | Any | DMo | MH00 | CZ11 | rDXGF | Household | 1 | 1242 | None | 405 | 0.065 | -2.16 | 142 | 0.025 | -1.05 | 405 | 0.065 | -2.16 | 142 | 0.025 | -1.05 | DEER:Res:ClothesDishWasher | Annual | 1719 |  | Appl-CW-Top-ElecDHW-ElecDry-Tier1DEER2018 | Appl-CW-Top-ElecDHW-ElecDry-Tier1AnyDMoMH00CZ11DEER2018 | 11345
Appl-CW-Top-ElecDHW-ElecDry-Tier1 | DEER2018 | D17 v3 |  | Any | DMo | MH15 | CZ07 | rDXGF | Household | 1 | 1242 | None | 405 | 0.059 | -0.82 | 141 | 0.021 | -0.37 | 405 | 0.059 | -0.82 | 141 | 0.021 | -0.37 | DEER:Res:ClothesDishWasher | Annual | 1719 |  | Appl-CW-Top-ElecDHW-ElecDry-Tier1DEER2018 | Appl-CW-Top-ElecDHW-ElecDry-Tier1AnyDMoMH15CZ07DEER2018 | 11346
Appl-CW-Top-ElecDHW-ElecDry-Tier1 | DEER2018 | D17 v3 |  | Any | DMo | MH06 | CZ11 | rDXGF | Household | 1 | 1242 | None | 402 | 0.063 | -1.81 | 141 | 0.023 | -0.87 | 402 | 0.063 | -1.81 | 141 | 0.023 | -0.87 | DEER:Res:ClothesDishWasher | Annual | 1719 |  | Appl-CW-Top-ElecDHW-ElecDry-Tier1DEER2018 | Appl-CW-Top-ElecDHW-ElecDry-Tier1AnyDMoMH06CZ11DEER2018 | 11347
Appl-CW-Top-ElecDHW-ElecDry-Tier1 | DEER2018 | D17 v3 |  | Any | SFm | 1996 | CZ09 | rDXGF | Household | 1 | 2186 | None | 503 | 0.076 | -2.14 | 176 | 0.028 | -1.02 | 503 | 0.076 | -2.14 | 176 | 0.028 | -1.02 | DEER:Res:ClothesDishWasher | Annual | 1719 |  | Appl-CW-Top-ElecDHW-ElecDry-Tier1DEER2018 | Appl-CW-Top-ElecDHW-ElecDry-Tier1AnySFm1996CZ09DEER2018 | 11348
Appl-CW-Top-ElecDHW-ElecDry-Tier1 | DEER2018 | D17 v3 |  | Any | SFm | 2011 | CZ04 | rDXGF | Household | 1 | 2295.6 | None | 500 | 0.084 | -2.8 | 171 | 0.034 | -1.34 | 500 | 0.084 | -2.8 | 171 | 0.034 | -1.34 | DEER:Res:ClothesDishWasher | Annual | 1719 |  | Appl-CW-Top-ElecDHW-ElecDry-Tier1DEER2018 | Appl-CW-Top-ElecDHW-ElecDry-Tier1AnySFm2011CZ04DEER2018 | 11349
Appl-CW-Top-ElecDHW-ElecDry-Tier1 | DEER2018 | D17 v3 |  | Any | DMo | MH85 | CZ04 | rDXGF | Household | 1 | 1242 | None | 405 | 0.068 | -2.31 | 139 | 0.023 | -1.1 | 405 | 0.068 | -2.31 | 139 | 0.023 | -1.1 | DEER:Res:ClothesDishWasher | Annual | 1719 |  | Appl-CW-Top-ElecDHW-ElecDry-Tier1DEER2018 | Appl-CW-Top-ElecDHW-ElecDry-Tier1AnyDMoMH85CZ04DEER2018 | 11350
Appl-CW-Top-ElecDHW-ElecDry-Tier1 | DEER2018 | D17 v3 |  | Any | DMo | MH85 | CZ14 | rDXGF | Household | 1 | 1242 | None | 408 | 0.062 | -2.29 | 143 | 0.023 | -1.09 | 408 | 0.062 | -2.29 | 143 | 0.023 | -1.09 | DEER:Res:ClothesDishWasher | Annual | 1719 |  | Appl-CW-Top-ElecDHW-ElecDry-Tier1DEER2018 | Appl-CW-Top-ElecDHW-ElecDry-Tier1AnyDMoMH85CZ14DEER2018 | 11351
Appl-CW-Top-ElecDHW-ElecDry-Tier1 | DEER2018 | D17 v3 |  | Any | SFm | 2011 | CZ14 | rDXGF | Household | 1 | 2160.9 | None | 503 | 0.072 | -2.95 | 175 | 0.027 | -1.41 | 503 | 0.072 | -2.95 | 175 | 0.027 | -1.41 | DEER:Res:ClothesDishWasher | Annual | 1719 |  | Appl-CW-Top-ElecDHW-ElecDry-Tier1DEER2018 | Appl-CW-Top-ElecDHW-ElecDry-Tier1AnySFm2011CZ14DEER2018 | 11352
Appl-CW-Top-ElecDHW-ElecDry-Tier1 | DEER2018 | D17 v3 |  | Any | DMo | MH72 | CZ16 | rDXGF | Household | 1 | 1196 | None | 408 | 0.063 | -2.46 | 137 | 0.023 | -1.19 | 408 | 0.063 | -2.46 | 137 | 0.023 | -1.19 | DEER:Res:ClothesDishWasher | Annual | 1719 |  | Appl-CW-Top-ElecDHW-ElecDry-Tier1DEER2018 | Appl-CW-Top-ElecDHW-ElecDry-Tier1AnyDMoMH72CZ16DEER2018 | 11353
Appl-CW-Top-ElecDHW-ElecDry-Tier1 | DEER2018 | D17 v3 |  | Any | MFm | 1996 | CZ05 | rDXGF | Household | 1 | 981.6 | None | 399 | 0.056 | -1.9 | 134 | 0.02 | -0.92 | 399 | 0.056 | -1.9 | 134 | 0.02 | -0.92 | DEER:Res:ClothesDishWasher | Annual | 1719 |  | Appl-CW-Top-ElecDHW-ElecDry-Tier1DEER2018 | Appl-CW-Top-ElecDHW-ElecDry-Tier1AnyMFm1996CZ05DEER2018 | 11354
Appl-CW-Top-ElecDHW-ElecDry-Tier1 | DEER2018 | D17 v3 |  | Any | DMo | MH00 | CZ08 | rDXGF | Household | 1 | 1242 | None | 404 | 0.062 | -1.65 | 142 | 0.023 | -0.79 | 404 | 0.062 | -1.65 | 142 | 0.023 | -0.79 | DEER:Res:ClothesDishWasher | Annual | 1719 |  | Appl-CW-Top-ElecDHW-ElecDry-Tier1DEER2018 | Appl-CW-Top-ElecDHW-ElecDry-Tier1AnyDMoMH00CZ08DEER2018 | 11355
Appl-CW-Top-ElecDHW-ElecDry-Tier1 | DEER2018 | D17 v3 |  | Any | SFm | 2017 | CZ05 | rDXGF | Household | 1 | 2295.6 | None | 495 | 0.078 | -3.22 | 166 | 0.028 | -1.51 | 495 | 0.078 | -3.22 | 166 | 0.028 | -1.51 | DEER:Res:ClothesDishWasher | Annual | 1719 |  | Appl-CW-Top-ElecDHW-ElecDry-Tier1DEER2018 | Appl-CW-Top-ElecDHW-ElecDry-Tier1AnySFm2017CZ05DEER2018 | 11356
Appl-CW-Top-ElecDHW-ElecDry-Tier1 | DEER2018 | D17 v3 |  | Any | MFm | 2015 | CZ07 | rDXGF | Household | 1 | 1206 | None | 403 | 0.058 | -1.09 | 140 | 0.02 | -0.53 | 403 | 0.058 | -1.09 | 140 | 0.02 | -0.53 | DEER:Res:ClothesDishWasher | Annual | 1719 |  | Appl-CW-Top-ElecDHW-ElecDry-Tier1DEER2018 | Appl-CW-Top-ElecDHW-ElecDry-Tier1AnyMFm2015CZ07DEER2018 | 11357
Appl-CW-Top-ElecDHW-ElecDry-Tier1 | DEER2018 | D17 v3 |  | Any | MFm | 2011 | CZ15 | rDXGF | Household | 1 | 1094.6 | None | 397 | 0.057 | -0.63 | 144 | 0.021 | -0.3 | 397 | 0.057 | -0.63 | 144 | 0.021 | -0.3 | DEER:Res:ClothesDishWasher | Annual | 1719 |  | Appl-CW-Top-ElecDHW-ElecDry-Tier1DEER2018 | Appl-CW-Top-ElecDHW-ElecDry-Tier1AnyMFm2011CZ15DEER2018 | 11358
Appl-CW-Top-ElecDHW-ElecDry-Tier1 | DEER2018 | D17 v3 |  | Any | DMo | MH06 | CZ08 | rDXGF | Household | 1 | 1242 | None | 406 | 0.06 | -1.14 | 142 | 0.022 | -0.57 | 406 | 0.06 | -1.14 | 142 | 0.022 | -0.57 | DEER:Res:ClothesDishWasher | Annual | 1719 |  | Appl-CW-Top-ElecDHW-ElecDry-Tier1DEER2018 | Appl-CW-Top-ElecDHW-ElecDry-Tier1AnyDMoMH06CZ08DEER2018 | 11359
Appl-CW-Top-ElecDHW-ElecDry-Tier1 | DEER2018 | D17 v3 |  | Any | MFm | 2007 | CZ06 | rDXGF | Household | 1 | 1206 | None | 398 | 0.058 | -1.54 | 136 | 0.02 | -0.85 | 398 | 0.058 | -1.54 | 136 | 0.02 | -0.85 | DEER:Res:ClothesDishWasher | Annual | 1719 |  | Appl-CW-Top-ElecDHW-ElecDry-Tier1DEER2018 | Appl-CW-Top-ElecDHW-ElecDry-Tier1AnyMFm2007CZ06DEER2018 | 11360
Appl-CW-Top-ElecDHW-ElecDry-Tier1 | DEER2018 | D17 v3 |  | Any | DMo | MH72 | CZ11 | rDXGF | Household | 1 | 1196 | None | 405 | 0.064 | -1.76 | 142 | 0.024 | -0.83 | 405 | 0.064 | -1.76 | 142 | 0.024 | -0.83 | DEER:Res:ClothesDishWasher | Annual | 1719 |  | Appl-CW-Top-ElecDHW-ElecDry-Tier1DEER2018 | Appl-CW-Top-ElecDHW-ElecDry-Tier1AnyDMoMH72CZ11DEER2018 | 11361
Appl-CW-Top-ElecDHW-ElecDry-Tier1 | DEER2018 | D17 v3 |  | Any | DMo | MH85 | CZ10 | rDXGF | Household | 1 | 1242 | None | 406 | 0.064 | -1.68 | 143 | 0.024 | -0.82 | 406 | 0.064 | -1.68 | 143 | 0.024 | -0.82 | DEER:Res:ClothesDishWasher | Annual | 1719 |  | Appl-CW-Top-ElecDHW-ElecDry-Tier1DEER2018 | Appl-CW-Top-ElecDHW-ElecDry-Tier1AnyDMoMH85CZ10DEER2018 | 11362
Appl-CW-Top-ElecDHW-ElecDry-Tier1 | DEER2018 | D17 v3 |  | Any | SFm | 2011 | CZ10 | rDXGF | Household | 1 | 1948.8 | None | 501 | 0.072 | -2.58 | 175 | 0.026 | -1.23 | 501 | 0.072 | -2.58 | 175 | 0.026 | -1.23 | DEER:Res:ClothesDishWasher | Annual | 1719 |  | Appl-CW-Top-ElecDHW-ElecDry-Tier1DEER2018 | Appl-CW-Top-ElecDHW-ElecDry-Tier1AnySFm2011CZ10DEER2018 | 11363
Appl-CW-Top-ElecDHW-ElecDry-Tier1 | DEER2018 | D17 v3 |  | Any | MFm | 2015 | CZ09 | rDXGF | Household | 1 | 1126.6 | None | 401 | 0.06 | -1.09 | 140 | 0.022 | -0.51 | 401 | 0.06 | -1.09 | 140 | 0.022 | -0.51 | DEER:Res:ClothesDishWasher | Annual | 1719 |  | Appl-CW-Top-ElecDHW-ElecDry-Tier1DEER2018 | Appl-CW-Top-ElecDHW-ElecDry-Tier1AnyMFm2015CZ09DEER2018 | 11364
Appl-CW-Top-ElecDHW-ElecDry-Tier1 | DEER2018 | D17 v3 |  | Any | MFm | 2011 | CZ03 | rDXGF | Household | 1 | 998.7 | None | 397 | 0.057 | -1.77 | 134 | 0.02 | -0.84 | 397 | 0.057 | -1.77 | 134 | 0.02 | -0.84 | DEER:Res:ClothesDishWasher | Annual | 1719 |  | Appl-CW-Top-ElecDHW-ElecDry-Tier1DEER2018 | Appl-CW-Top-ElecDHW-ElecDry-Tier1AnyMFm2011CZ03DEER2018 | 11365
Appl-CW-Top-ElecDHW-ElecDry-Tier1 | DEER2018 | D17 v3 |  | Any | MFm | 1996 | CZ13 | rDXGF | Household | 1 | 1031.9 | None | 403 | 0.063 | -1.44 | 141 | 0.024 | -0.69 | 403 | 0.063 | -1.44 | 141 | 0.024 | -0.69 | DEER:Res:ClothesDishWasher | Annual | 1719 |  | Appl-CW-Top-ElecDHW-ElecDry-Tier1DEER2018 | Appl-CW-Top-ElecDHW-ElecDry-Tier1AnyMFm1996CZ13DEER2018 | 11366
Appl-CW-Top-ElecDHW-ElecDry-Tier1 | DEER2018 | D17 v3 |  | Any | SFm | 2017 | CZ12 | rDXGF | Household | 1 | 1948.8 | None | 496 | 0.078 | -2.47 | 170 | 0.029 | -1.18 | 496 | 0.078 | -2.47 | 170 | 0.029 | -1.18 | DEER:Res:ClothesDishWasher | Annual | 1719 |  | Appl-CW-Top-ElecDHW-ElecDry-Tier1DEER2018 | Appl-CW-Top-ElecDHW-ElecDry-Tier1AnySFm2017CZ12DEER2018 | 11367
Appl-CW-Top-ElecDHW-ElecDry-Tier1 | DEER2018 | D17 v3 |  | Any | MFm | 2017 | CZ08 | rDXGF | Household | 1 | 1206 | None | 402 | 0.057 | -0.88 | 140 | 0.02 | -0.43 | 402 | 0.057 | -0.88 | 140 | 0.02 | -0.43 | DEER:Res:ClothesDishWasher | Annual | 1719 |  | Appl-CW-Top-ElecDHW-ElecDry-Tier1DEER2018 | Appl-CW-Top-ElecDHW-ElecDry-Tier1AnyMFm2017CZ08DEER2018 | 11368
Appl-CW-Top-ElecDHW-ElecDry-Tier1 | DEER2018 | D17 v3 |  | Any | MFm | 2015 | CZ16 | rDXGF | Household | 1 | 998.7 | None | 407 | 0.058 | -2.03 | 136 | 0.02 | -0.97 | 407 | 0.058 | -2.03 | 136 | 0.02 | -0.97 | DEER:Res:ClothesDishWasher | Annual | 1719 |  | Appl-CW-Top-ElecDHW-ElecDry-Tier1DEER2018 | Appl-CW-Top-ElecDHW-ElecDry-Tier1AnyMFm2015CZ16DEER2018 | 11369
Appl-CW-Top-ElecDHW-ElecDry-Tier1 | DEER2018 | D17 v3 |  | Any | DMo | MH85 | CZ02 | rDXGF | Household | 1 | 1242 | None | 399 | 0.074 | -2.89 | 135 | 0.029 | -1.41 | 399 | 0.074 | -2.89 | 135 | 0.029 | -1.41 | DEER:Res:ClothesDishWasher | Annual | 1719 |  | Appl-CW-Top-ElecDHW-ElecDry-Tier1DEER2018 | Appl-CW-Top-ElecDHW-ElecDry-Tier1AnyDMoMH85CZ02DEER2018 | 11370
Appl-CW-Top-ElecDHW-ElecDry-Tier1 | DEER2018 | D17 v3 |  | Any | SFm | 2011 | CZ02 | rDXGF | Household | 1 | 1948.8 | None | 499 | 0.079 | -3.54 | 170 | 0.028 | -1.7 | 499 | 0.079 | -3.54 | 170 | 0.028 | -1.7 | DEER:Res:ClothesDishWasher | Annual | 1719 |  | Appl-CW-Top-ElecDHW-ElecDry-Tier1DEER2018 | Appl-CW-Top-ElecDHW-ElecDry-Tier1AnySFm2011CZ02DEER2018 | 11371
Appl-CW-Top-ElecDHW-ElecDry-Tier1 | DEER2018 | D17 v3 |  | Any | SFm | 1996 | CZ08 | rDXGF | Household | 1 | 2297 | None | 500 | 0.074 | -1.96 | 174 | 0.02 | -0.94 | 500 | 0.074 | -1.96 | 174 | 0.02 | -0.94 | DEER:Res:ClothesDishWasher | Annual | 1719 |  | Appl-CW-Top-ElecDHW-ElecDry-Tier1DEER2018 | Appl-CW-Top-ElecDHW-ElecDry-Tier1AnySFm1996CZ08DEER2018 | 11372
Appl-CW-Top-ElecDHW-ElecDry-Tier1 | DEER2018 | D17 v3 |  | Any | DMo | MH72 | CZ07 | rDXGF | Household | 1 | 1196 | None | 405 | 0.061 | -1.32 | 141 | 0.024 | -0.65 | 405 | 0.061 | -1.32 | 141 | 0.024 | -0.65 | DEER:Res:ClothesDishWasher | Annual | 1719 |  | Appl-CW-Top-ElecDHW-ElecDry-Tier1DEER2018 | Appl-CW-Top-ElecDHW-ElecDry-Tier1AnyDMoMH72CZ07DEER2018 | 11373
Appl-CW-Top-ElecDHW-ElecDry-Tier1 | DEER2018 | D17 v3 |  | Any | SFm | 2017 | CZ13 | rDXGF | Household | 1 | 1948.8 | None | 497 | 0.073 | -2.34 | 173 | 0.027 | -1.13 | 497 | 0.073 | -2.34 | 173 | 0.027 | -1.13 | DEER:Res:ClothesDishWasher | Annual | 1719 |  | Appl-CW-Top-ElecDHW-ElecDry-Tier1DEER2018 | Appl-CW-Top-ElecDHW-ElecDry-Tier1AnySFm2017CZ13DEER2018 | 11374
Appl-CW-Top-ElecDHW-ElecDry-Tier1 | DEER2018 | D17 v3 |  | Any | MFm | 1975 | CZ06 | rDXGF | Household | 1 | 1047.7 | None | 402 | 0.062 | -1.39 | 138 | 0.022 | -0.67 | 402 | 0.062 | -1.39 | 138 | 0.022 | -0.67 | DEER:Res:ClothesDishWasher | Annual | 1719 |  | Appl-CW-Top-ElecDHW-ElecDry-Tier1DEER2018 | Appl-CW-Top-ElecDHW-ElecDry-Tier1AnyMFm1975CZ06DEER2018 | 11375
Appl-CW-Top-ElecDHW-ElecDry-Tier1 | DEER2018 | D17 v3 |  | Any | MFm | 2015 | CZ11 | rDXGF | Household | 1 | 1073.2 | None | 401 | 0.058 | -1.41 | 139 | 0.021 | -0.68 | 401 | 0.058 | -1.41 | 139 | 0.021 | -0.68 | DEER:Res:ClothesDishWasher | Annual | 1719 |  | Appl-CW-Top-ElecDHW-ElecDry-Tier1DEER2018 | Appl-CW-Top-ElecDHW-ElecDry-Tier1AnyMFm2015CZ11DEER2018 | 11376
Appl-CW-Top-ElecDHW-ElecDry-Tier1 | DEER2018 | D17 v3 |  | Any | SFm | 1985 | CZ06 | rDXGF | Household | 1 | 2064 | None | 498 | 0.087 | -2.6 | 171 | 0.034 | -1.25 | 498 | 0.087 | -2.6 | 171 | 0.034 | -1.25 | DEER:Res:ClothesDishWasher | Annual | 1719 |  | Appl-CW-Top-ElecDHW-ElecDry-Tier1DEER2018 | Appl-CW-Top-ElecDHW-ElecDry-Tier1AnySFm1985CZ06DEER2018 | 11377
Appl-CW-Top-ElecDHW-ElecDry-Tier1 | DEER2018 | D17 v3 |  | Any | MFm | 1996 | CZ12 | rDXGF | Household | 1 | 1031.9 | None | 402 | 0.063 | -1.64 | 138 | 0.023 | -0.8 | 402 | 0.063 | -1.64 | 138 | 0.023 | -0.8 | DEER:Res:ClothesDishWasher | Annual | 1719 |  | Appl-CW-Top-ElecDHW-ElecDry-Tier1DEER2018 | Appl-CW-Top-ElecDHW-ElecDry-Tier1AnyMFm1996CZ12DEER2018 | 11378
Appl-CW-Top-ElecDHW-ElecDry-Tier1 | DEER2018 | D17 v3 |  | Any | SFm | 2011 | CZ01 | rDXGF | Household | 1 | 2295.6 | None | 496 | 0.068 | -3.25 | 164 | 0.022 | -1.55 | 496 | 0.068 | -3.25 | 164 | 0.022 | -1.55 | DEER:Res:ClothesDishWasher | Annual | 1719 |  | Appl-CW-Top-ElecDHW-ElecDry-Tier1DEER2018 | Appl-CW-Top-ElecDHW-ElecDry-Tier1AnySFm2011CZ01DEER2018 | 11379
Appl-CW-Top-ElecDHW-ElecDry-Tier1 | DEER2018 | D17 v3 |  | Any | DMo | MH85 | CZ01 | rDXGF | Household | 1 | 1242 | None | 394 | 0.054 | -3.37 | 131 | 0.018 | -1.62 | 394 | 0.054 | -3.37 | 131 | 0.018 | -1.62 | DEER:Res:ClothesDishWasher | Annual | 1719 |  | Appl-CW-Top-ElecDHW-ElecDry-Tier1DEER2018 | Appl-CW-Top-ElecDHW-ElecDry-Tier1AnyDMoMH85CZ01DEER2018 | 11380
Appl-CW-Top-ElecDHW-ElecDry-Tier1 | DEER2018 | D17 v3 |  | Any | DMo | MH15 | CZ08 | rDXGF | Household | 1 | 1242 | None | 404 | 0.059 | -1.17 | 141 | 0.022 | -0.58 | 404 | 0.059 | -1.17 | 141 | 0.022 | -0.58 | DEER:Res:ClothesDishWasher | Annual | 1719 |  | Appl-CW-Top-ElecDHW-ElecDry-Tier1DEER2018 | Appl-CW-Top-ElecDHW-ElecDry-Tier1AnyDMoMH15CZ08DEER2018 | 11381
Appl-CW-Top-ElecDHW-ElecDry-Tier1 | DEER2018 | D17 v3 |  | Any | DMo | MH72 | CZ09 | rDXGF | Household | 1 | 1196 | None | 408 | 0.062 | -1.4 | 143 | 0.023 | -0.65 | 408 | 0.062 | -1.4 | 143 | 0.023 | -0.65 | DEER:Res:ClothesDishWasher | Annual | 1719 |  | Appl-CW-Top-ElecDHW-ElecDry-Tier1DEER2018 | Appl-CW-Top-ElecDHW-ElecDry-Tier1AnyDMoMH72CZ09DEER2018 | 11382
Appl-CW-Top-ElecDHW-ElecDry-Tier1 | DEER2018 | D17 v3 |  | Any | SFm | 2003 | CZ06 | rDXGF | Household | 1 | 2392.9 | None | 503 | 0.08 | -1.94 | 175 | 0.029 | -0.92 | 503 | 0.08 | -1.94 | 175 | 0.029 | -0.92 | DEER:Res:ClothesDishWasher | Annual | 1719 |  | Appl-CW-Top-ElecDHW-ElecDry-Tier1DEER2018 | Appl-CW-Top-ElecDHW-ElecDry-Tier1AnySFm2003CZ06DEER2018 | 11383
Appl-CW-Top-ElecDHW-ElecDry-Tier1 | DEER2018 | D17 v3 |  | Any | SFm | 2007 | CZ02 | rDXGF | Household | 1 | 1948.8 | None | 499 | 0.077 | -3.67 | 169 | 0.028 | -1.77 | 499 | 0.077 | -3.67 | 169 | 0.028 | -1.77 | DEER:Res:ClothesDishWasher | Annual | 1719 |  | Appl-CW-Top-ElecDHW-ElecDry-Tier1DEER2018 | Appl-CW-Top-ElecDHW-ElecDry-Tier1AnySFm2007CZ02DEER2018 | 11384
Appl-CW-Top-ElecDHW-ElecDry-Tier1 | DEER2018 | D17 v3 |  | Any | SFm | 2015 | CZ13 | rDXGF | Household | 1 | 1948.8 | None | 497 | 0.073 | -2.37 | 174 | 0.027 | -1.14 | 497 | 0.073 | -2.37 | 174 | 0.027 | -1.14 | DEER:Res:ClothesDishWasher | Annual | 1719 |  | Appl-CW-Top-ElecDHW-ElecDry-Tier1DEER2018 | Appl-CW-Top-ElecDHW-ElecDry-Tier1AnySFm2015CZ13DEER2018 | 11385
Appl-CW-Top-ElecDHW-ElecDry-Tier1 | DEER2018 | D17 v3 |  | Any | MFm | 2017 | CZ11 | rDXGF | Household | 1 | 1073.2 | None | 402 | 0.058 | -1.36 | 139 | 0.021 | -0.66 | 402 | 0.058 | -1.36 | 139 | 0.021 | -0.66 | DEER:Res:ClothesDishWasher | Annual | 1719 |  | Appl-CW-Top-ElecDHW-ElecDry-Tier1DEER2018 | Appl-CW-Top-ElecDHW-ElecDry-Tier1AnyMFm2017CZ11DEER2018 | 11386
Appl-CW-Top-ElecDHW-ElecDry-Tier1 | DEER2018 | D17 v3 |  | Any | DMo | MH15 | CZ16 | rDXGF | Household | 1 | 1242 | None | 402 | 0.06 | -2.21 | 135 | 0.02 | -1.06 | 402 | 0.06 | -2.21 | 135 | 0.02 | -1.06 | DEER:Res:ClothesDishWasher | Annual | 1719 |  | Appl-CW-Top-ElecDHW-ElecDry-Tier1DEER2018 | Appl-CW-Top-ElecDHW-ElecDry-Tier1AnyDMoMH15CZ16DEER2018 | 11387
Appl-CW-Top-ElecDHW-ElecDry-Tier1 | DEER2018 | D17 v3 |  | Any | MFm | 1985 | CZ14 | rDXGF | Household | 1 | 1407.2 | None | 405 | 0.06 | -1.54 | 141 | 0.022 | -0.74 | 405 | 0.06 | -1.54 | 141 | 0.022 | -0.74 | DEER:Res:ClothesDishWasher | Annual | 1719 |  | Appl-CW-Top-ElecDHW-ElecDry-Tier1DEER2018 | Appl-CW-Top-ElecDHW-ElecDry-Tier1AnyMFm1985CZ14DEER2018 | 11388
Appl-CW-Top-ElecDHW-ElecDry-Tier1 | DEER2018 | D17 v3 |  | Any | MFm | 2003 | CZ04 | rDXGF | Household | 1 | 998.7 | None | 401 | 0.061 | -1.34 | 140 | 0.026 | -0.54 | 401 | 0.061 | -1.34 | 140 | 0.026 | -0.54 | DEER:Res:ClothesDishWasher | Annual | 1719 |  | Appl-CW-Top-ElecDHW-ElecDry-Tier1DEER2018 | Appl-CW-Top-ElecDHW-ElecDry-Tier1AnyMFm2003CZ04DEER2018 | 11389
Appl-CW-Top-ElecDHW-ElecDry-Tier1 | DEER2018 | D17 v3 |  | Any | MFm | 1985 | CZ04 | rDXGF | Household | 1 | 1152 | None | 398 | 0.061 | -1.51 | 136 | 0.022 | -0.73 | 398 | 0.061 | -1.51 | 136 | 0.022 | -0.73 | DEER:Res:ClothesDishWasher | Annual | 1719 |  | Appl-CW-Top-ElecDHW-ElecDry-Tier1DEER2018 | Appl-CW-Top-ElecDHW-ElecDry-Tier1AnyMFm1985CZ04DEER2018 | 11390
Appl-CW-Top-ElecDHW-ElecDry-Tier1 | DEER2018 | D17 v3 |  | Any | SFm | 1996 | CZ16 | rDXGF | Household | 1 | 2193 | None | 508 | 0.08 | -2.54 | 170 | 0.028 | -1.22 | 508 | 0.08 | -2.54 | 170 | 0.028 | -1.22 | DEER:Res:ClothesDishWasher | Annual | 1719 |  | Appl-CW-Top-ElecDHW-ElecDry-Tier1DEER2018 | Appl-CW-Top-ElecDHW-ElecDry-Tier1AnySFm1996CZ16DEER2018 | 11391
Appl-CW-Top-ElecDHW-ElecDry-Tier1 | DEER2018 | D17 v3 |  | Any | MFm | 2003 | CZ14 | rDXGF | Household | 1 | 1094.6 | None | 406 | 0.058 | -1.46 | 141 | 0.021 | -0.7 | 406 | 0.058 | -1.46 | 141 | 0.021 | -0.7 | DEER:Res:ClothesDishWasher | Annual | 1719 |  | Appl-CW-Top-ElecDHW-ElecDry-Tier1DEER2018 | Appl-CW-Top-ElecDHW-ElecDry-Tier1AnyMFm2003CZ14DEER2018 | 11392
Appl-CW-Top-ElecDHW-ElecDry-Tier1 | DEER2018 | D17 v3 |  | Any | SFm | 1975 | CZ14 | rDXGF | Household | 1 | 1555 | None | 508 | 0.077 | -2.76 | 177 | 0.028 | -1.32 | 508 | 0.077 | -2.76 | 177 | 0.028 | -1.32 | DEER:Res:ClothesDishWasher | Annual | 1719 |  | Appl-CW-Top-ElecDHW-ElecDry-Tier1DEER2018 | Appl-CW-Top-ElecDHW-ElecDry-Tier1AnySFm1975CZ14DEER2018 | 11393
Appl-CW-Top-ElecDHW-ElecDry-Tier1 | DEER2018 | D17 v3 |  | Any | SFm | 1975 | CZ04 | rDXGF | Household | 1 | 1591 | None | 499 | 0.084 | -2.7 | 171 | 0.033 | -1.33 | 499 | 0.084 | -2.7 | 171 | 0.033 | -1.33 | DEER:Res:ClothesDishWasher | Annual | 1719 |  | Appl-CW-Top-ElecDHW-ElecDry-Tier1DEER2018 | Appl-CW-Top-ElecDHW-ElecDry-Tier1AnySFm1975CZ04DEER2018 | 11394
Appl-CW-Top-ElecDHW-ElecDry-Tier1 | DEER2018 | D17 v3 |  | Any | MFm | 2015 | CZ08 | rDXGF | Household | 1 | 1206 | None | 403 | 0.06 | -0.93 | 141 | 0.023 | -0.43 | 403 | 0.06 | -0.93 | 141 | 0.023 | -0.43 | DEER:Res:ClothesDishWasher | Annual | 1719 |  | Appl-CW-Top-ElecDHW-ElecDry-Tier1DEER2018 | Appl-CW-Top-ElecDHW-ElecDry-Tier1AnyMFm2015CZ08DEER2018 | 11395
Appl-CW-Top-ElecDHW-ElecDry-Tier1 | DEER2018 | D17 v3 |  | Any | MFm | 1985 | CZ10 | rDXGF | Household | 1 | 1438.9 | None | 407 | 0.073 | -0.69 | 145 | 0.034 | 0 | 407 | 0.073 | -0.69 | 145 | 0.034 | 0 | DEER:Res:ClothesDishWasher | Annual | 1719 |  | Appl-CW-Top-ElecDHW-ElecDry-Tier1DEER2018 | Appl-CW-Top-ElecDHW-ElecDry-Tier1AnyMFm1985CZ10DEER2018 | 11396
Appl-CW-Top-ElecDHW-ElecDry-Tier1 | DEER2018 | D17 v3 |  | Any | MFm | 2017 | CZ16 | rDXGF | Household | 1 | 998.7 | None | 407 | 0.059 | -1.98 | 136 | 0.021 | -0.95 | 407 | 0.059 | -1.98 | 136 | 0.021 | -0.95 | DEER:Res:ClothesDishWasher | Annual | 1719 |  | Appl-CW-Top-ElecDHW-ElecDry-Tier1DEER2018 | Appl-CW-Top-ElecDHW-ElecDry-Tier1AnyMFm2017CZ16DEER2018 | 11397
Appl-CW-Top-ElecDHW-ElecDry-Tier1 | DEER2018 | D17 v3 |  | Any | MFm | 1975 | CZ03 | rDXGF | Household | 1 | 1070.2 | None | 398 | 0.058 | -1.77 | 134 | 0.02 | -1.05 | 398 | 0.058 | -1.77 | 134 | 0.02 | -1.05 | DEER:Res:ClothesDishWasher | Annual | 1719 |  | Appl-CW-Top-ElecDHW-ElecDry-Tier1DEER2018 | Appl-CW-Top-ElecDHW-ElecDry-Tier1AnyMFm1975CZ03DEER2018 | 11398
Appl-CW-Top-ElecDHW-ElecDry-Tier1 | DEER2018 | D17 v3 |  | Any | DMo | MH00 | CZ07 | rDXGF | Household | 1 | 1242 | None | 401 | 0.062 | -1.64 | 139 | 0.023 | -0.77 | 401 | 0.062 | -1.64 | 139 | 0.023 | -0.77 | DEER:Res:ClothesDishWasher | Annual | 1719 |  | Appl-CW-Top-ElecDHW-ElecDry-Tier1DEER2018 | Appl-CW-Top-ElecDHW-ElecDry-Tier1AnyDMoMH00CZ07DEER2018 | 11399
Appl-CW-Top-ElecDHW-ElecDry-Tier1 | DEER2018 | D17 v3 |  | Any | SFm | 2007 | CZ01 | rDXGF | Household | 1 | 2295.6 | None | 496 | 0.069 | -3.42 | 164 | 0.023 | -1.64 | 496 | 0.069 | -3.42 | 164 | 0.023 | -1.64 | DEER:Res:ClothesDishWasher | Annual | 1719 |  | Appl-CW-Top-ElecDHW-ElecDry-Tier1DEER2018 | Appl-CW-Top-ElecDHW-ElecDry-Tier1AnySFm2007CZ01DEER2018 | 11400
Appl-CW-Top-ElecDHW-ElecDry-Tier1 | DEER2018 | D17 v3 |  | Any | MFm | 2003 | CZ10 | rDXGF | Household | 1 | 1073.2 | None | 400 | 0.064 | -0.9 | 139 | 0.025 | -0.43 | 400 | 0.064 | -0.9 | 139 | 0.025 | -0.43 | DEER:Res:ClothesDishWasher | Annual | 1719 |  | Appl-CW-Top-ElecDHW-ElecDry-Tier1DEER2018 | Appl-CW-Top-ElecDHW-ElecDry-Tier1AnyMFm2003CZ10DEER2018 | 11401
Appl-CW-Top-ElecDHW-ElecDry-Tier1 | DEER2018 | D17 v3 |  | Any | SFm | 1975 | CZ10 | rDXGF | Household | 1 | 1636 | None | 499 | 0.085 | -2.79 | 174 | 0.032 | -1.35 | 499 | 0.085 | -2.79 | 174 | 0.032 | -1.35 | DEER:Res:ClothesDishWasher | Annual | 1719 |  | Appl-CW-Top-ElecDHW-ElecDry-Tier1DEER2018 | Appl-CW-Top-ElecDHW-ElecDry-Tier1AnySFm1975CZ10DEER2018 | 11402
Appl-CW-Top-ElecDHW-ElecDry-Tier1 | DEER2018 | D17 v3 |  | Any | SFm | 2003 | CZ03 | rDXGF | Household | 1 | 2295.6 | None | 493 | 0.081 | -3.33 | 166 | 0.03 | -1.6 | 493 | 0.081 | -3.33 | 166 | 0.03 | -1.6 | DEER:Res:ClothesDishWasher | Annual | 1719 |  | Appl-CW-Top-ElecDHW-ElecDry-Tier1DEER2018 | Appl-CW-Top-ElecDHW-ElecDry-Tier1AnySFm2003CZ03DEER2018 | 11403
Appl-CW-Top-ElecDHW-ElecDry-Tier1 | DEER2018 | D17 v3 |  | Any | DMo | MH15 | CZ11 | rDXGF | Household | 1 | 1242 | None | 401 | 0.059 | -1.98 | 140 | 0.022 | -0.96 | 401 | 0.059 | -1.98 | 140 | 0.022 | -0.96 | DEER:Res:ClothesDishWasher | Annual | 1719 |  | Appl-CW-Top-ElecDHW-ElecDry-Tier1DEER2018 | Appl-CW-Top-ElecDHW-ElecDry-Tier1AnyDMoMH15CZ11DEER2018 | 11404
Appl-CW-Top-ElecDHW-ElecDry-Tier1 | DEER2018 | D17 v3 |  | Any | DMo | MH06 | CZ07 | rDXGF | Household | 1 | 1242 | None | 408 | 0.06 | -0.72 | 143 | 0.023 | -0.33 | 408 | 0.06 | -0.72 | 143 | 0.023 | -0.33 | DEER:Res:ClothesDishWasher | Annual | 1719 |  | Appl-CW-Top-ElecDHW-ElecDry-Tier1DEER2018 | Appl-CW-Top-ElecDHW-ElecDry-Tier1AnyDMoMH06CZ07DEER2018 | 11405
Appl-CW-Top-ElecDHW-ElecDry-Tier1 | DEER2018 | D17 v3 |  | Any | SFm | 1985 | CZ03 | rDXGF | Household | 1 | 1904 | None | 493 | 0.084 | -4.47 | 167 | 0.031 | -2.15 | 493 | 0.084 | -4.47 | 167 | 0.031 | -2.15 | DEER:Res:ClothesDishWasher | Annual | 1719 |  | Appl-CW-Top-ElecDHW-ElecDry-Tier1DEER2018 | Appl-CW-Top-ElecDHW-ElecDry-Tier1AnySFm1985CZ03DEER2018 | 11406
Appl-CW-Top-ElecDHW-ElecDry-Tier1 | DEER2018 | D17 v3 |  | Any | MFm | 1975 | CZ15 | rDXGF | Household | 1 | 1409.4 | None | 402 | 0.058 | -0.74 | 146 | 0.022 | -0.36 | 402 | 0.058 | -0.74 | 146 | 0.022 | -0.36 | DEER:Res:ClothesDishWasher | Annual | 1719 |  | Appl-CW-Top-ElecDHW-ElecDry-Tier1DEER2018 | Appl-CW-Top-ElecDHW-ElecDry-Tier1AnyMFm1975CZ15DEER2018 | 11407
Appl-CW-Top-ElecDHW-ElecDry-Tier1 | DEER2018 | D17 v3 |  | Any | SFm | 1996 | CZ11 | rDXGF | Household | 1 | 2032 | None | 503 | 0.081 | -3.02 | 176 | 0.03 | -1.45 | 503 | 0.081 | -3.02 | 176 | 0.03 | -1.45 | DEER:Res:ClothesDishWasher | Annual | 1719 |  | Appl-CW-Top-ElecDHW-ElecDry-Tier1DEER2018 | Appl-CW-Top-ElecDHW-ElecDry-Tier1AnySFm1996CZ11DEER2018 | 11408
Appl-CW-Top-ElecDHW-ElecDry-Tier1 | DEER2018 | D17 v3 |  | Any | DMo | MH06 | CZ09 | rDXGF | Household | 1 | 1242 | None | 403 | 0.061 | -1.39 | 141 | 0.022 | -0.67 | 403 | 0.061 | -1.39 | 141 | 0.022 | -0.67 | DEER:Res:ClothesDishWasher | Annual | 1719 |  | Appl-CW-Top-ElecDHW-ElecDry-Tier1DEER2018 | Appl-CW-Top-ElecDHW-ElecDry-Tier1AnyDMoMH06CZ09DEER2018 | 11409
Appl-CW-Top-ElecDHW-ElecDry-Tier1 | DEER2018 | D17 v3 |  | Any | SFm | 2015 | CZ12 | rDXGF | Household | 1 | 1948.8 | None | 497 | 0.077 | -2.56 | 171 | 0.028 | -1.22 | 497 | 0.077 | -2.56 | 171 | 0.028 | -1.22 | DEER:Res:ClothesDishWasher | Annual | 1719 |  | Appl-CW-Top-ElecDHW-ElecDry-Tier1DEER2018 | Appl-CW-Top-ElecDHW-ElecDry-Tier1AnySFm2015CZ12DEER2018 | 11410
Appl-CW-Top-ElecDHW-ElecDry-Tier1 | DEER2018 | D17 v3 |  | Any | DMo | MH00 | CZ09 | rDXGF | Household | 1 | 1242 | None | 403 | 0.065 | -1.85 | 141 | 0.025 | -0.9 | 403 | 0.065 | -1.85 | 141 | 0.025 | -0.9 | DEER:Res:ClothesDishWasher | Annual | 1719 |  | Appl-CW-Top-ElecDHW-ElecDry-Tier1DEER2018 | Appl-CW-Top-ElecDHW-ElecDry-Tier1AnyDMoMH00CZ09DEER2018 | 11411
Appl-CW-Top-ElecDHW-ElecDry-Tier1 | DEER2018 | D17 v3 |  | Any | SFm | 2003 | CZ15 | rDXGF | Household | 1 | 2160.9 | None | 499 | 0.074 | -1.46 | 182 | 0.029 | -0.69 | 499 | 0.074 | -1.46 | 182 | 0.029 | -0.69 | DEER:Res:ClothesDishWasher | Annual | 1719 |  | Appl-CW-Top-ElecDHW-ElecDry-Tier1DEER2018 | Appl-CW-Top-ElecDHW-ElecDry-Tier1AnySFm2003CZ15DEER2018 | 11412
Appl-CW-Top-ElecDHW-ElecDry-Tier1 | DEER2018 | D17 v3 |  | Any | SFm | 1985 | CZ15 | rDXGF | Household | 1 | 1741 | None | 502 | 0.075 | -1.55 | 183 | 0.029 | -0.74 | 502 | 0.075 | -1.55 | 183 | 0.029 | -0.74 | DEER:Res:ClothesDishWasher | Annual | 1719 |  | Appl-CW-Top-ElecDHW-ElecDry-Tier1DEER2018 | Appl-CW-Top-ElecDHW-ElecDry-Tier1AnySFm1985CZ15DEER2018 | 11413
Appl-CW-Top-ElecDHW-ElecDry-Tier1 | DEER2018 | D17 v3 |  | Any | MFm | 2011 | CZ16 | rDXGF | Household | 1 | 998.7 | None | 408 | 0.058 | -1.9 | 136 | 0.02 | -0.91 | 408 | 0.058 | -1.9 | 136 | 0.02 | -0.91 | DEER:Res:ClothesDishWasher | Annual | 1719 |  | Appl-CW-Top-ElecDHW-ElecDry-Tier1DEER2018 | Appl-CW-Top-ElecDHW-ElecDry-Tier1AnyMFm2011CZ16DEER2018 | 11414
Appl-CW-Top-ElecDHW-ElecDry-Tier1 | DEER2018 | D17 v3 |  | Any | SFm | 2007 | CZ13 | rDXGF | Household | 1 | 1948.8 | None | 500 | 0.074 | -2.57 | 175 | 0.027 | -1.23 | 500 | 0.074 | -2.57 | 175 | 0.027 | -1.23 | DEER:Res:ClothesDishWasher | Annual | 1719 |  | Appl-CW-Top-ElecDHW-ElecDry-Tier1DEER2018 | Appl-CW-Top-ElecDHW-ElecDry-Tier1AnySFm2007CZ13DEER2018 | 11415
Appl-CW-Top-ElecDHW-ElecDry-Tier1 | DEER2018 | D17 v3 |  | Any | SFm | 2015 | CZ02 | rDXGF | Household | 1 | 1948.8 | None | 498 | 0.078 | -3.55 | 169 | 0.028 | -1.7 | 498 | 0.078 | -3.55 | 169 | 0.028 | -1.7 | DEER:Res:ClothesDishWasher | Annual | 1719 |  | Appl-CW-Top-ElecDHW-ElecDry-Tier1DEER2018 | Appl-CW-Top-ElecDHW-ElecDry-Tier1AnySFm2015CZ02DEER2018 | 11416
Appl-CW-Top-ElecDHW-ElecDry-Tier1 | DEER2018 | D17 v3 |  | Any | MFm | 2003 | CZ05 | rDXGF | Household | 1 | 998.7 | None | 398 | 0.056 | -2.03 | 134 | 0.019 | -0.98 | 398 | 0.056 | -2.03 | 134 | 0.019 | -0.98 | DEER:Res:ClothesDishWasher | Annual | 1719 |  | Appl-CW-Top-ElecDHW-ElecDry-Tier1DEER2018 | Appl-CW-Top-ElecDHW-ElecDry-Tier1AnyMFm2003CZ05DEER2018 | 11417
Appl-CW-Top-ElecDHW-ElecDry-Tier1 | DEER2018 | D17 v3 |  | Any | MFm | 1985 | CZ05 | rDXGF | Household | 1 | 1152 | None | 398 | 0.059 | -2.18 | 134 | 0.02 | -0.96 | 398 | 0.059 | -2.18 | 134 | 0.02 | -0.96 | DEER:Res:ClothesDishWasher | Annual | 1719 |  | Appl-CW-Top-ElecDHW-ElecDry-Tier1DEER2018 | Appl-CW-Top-ElecDHW-ElecDry-Tier1AnyMFm1985CZ05DEER2018 | 11418
Appl-CW-Top-ElecDHW-ElecDry-Tier1 | DEER2018 | D17 v3 |  | Any | SFm | 1975 | CZ05 | rDXGF | Household | 1 | 1591 | None | 493 | 0.083 | -3.96 | 166 | 0.03 | -1.88 | 493 | 0.083 | -3.96 | 166 | 0.03 | -1.88 | DEER:Res:ClothesDishWasher | Annual | 1719 |  | Appl-CW-Top-ElecDHW-ElecDry-Tier1DEER2018 | Appl-CW-Top-ElecDHW-ElecDry-Tier1AnySFm1975CZ05DEER2018 | 11419
Appl-CW-Top-ElecDHW-ElecDry-Tier1 | DEER2018 | D17 v3 |  | Any | MFm | 2011 | CZ11 | rDXGF | Household | 1 | 1073.2 | None | 403 | 0.058 | -1.41 | 140 | 0.021 | -0.69 | 403 | 0.058 | -1.41 | 140 | 0.021 | -0.69 | DEER:Res:ClothesDishWasher | Annual | 1719 |  | Appl-CW-Top-ElecDHW-ElecDry-Tier1DEER2018 | Appl-CW-Top-ElecDHW-ElecDry-Tier1AnyMFm2011CZ11DEER2018 | 11420
Appl-CW-Top-ElecDHW-ElecDry-Tier1 | DEER2018 | D17 v3 |  | Any | SFm | 2015 | CZ01 | rDXGF | Household | 1 | 2295.6 | None | 496 | 0.068 | -3.41 | 164 | 0.023 | -1.43 | 496 | 0.068 | -3.41 | 164 | 0.023 | -1.43 | DEER:Res:ClothesDishWasher | Annual | 1719 |  | Appl-CW-Top-ElecDHW-ElecDry-Tier1DEER2018 | Appl-CW-Top-ElecDHW-ElecDry-Tier1AnySFm2015CZ01DEER2018 | 11421
Appl-CW-Top-ElecDHW-ElecDry-Tier1 | DEER2018 | D17 v3 |  | Any | DMo | MH72 | CZ03 | rDXGF | Household | 1 | 1196 | None | 399 | 0.068 | -2.18 | 136 | 0.025 | -1.05 | 399 | 0.068 | -2.18 | 136 | 0.025 | -1.05 | DEER:Res:ClothesDishWasher | Annual | 1719 |  | Appl-CW-Top-ElecDHW-ElecDry-Tier1DEER2018 | Appl-CW-Top-ElecDHW-ElecDry-Tier1AnyDMoMH72CZ03DEER2018 | 11422
Appl-CW-Top-ElecDHW-ElecDry-Tier1 | DEER2018 | D17 v3 |  | Any | MFm | 2007 | CZ08 | rDXGF | Household | 1 | 1206 | None | 400 | 0.055 | -1.23 | 138 | 0.017 | -0.67 | 400 | 0.055 | -1.23 | 138 | 0.017 | -0.67 | DEER:Res:ClothesDishWasher | Annual | 1719 |  | Appl-CW-Top-ElecDHW-ElecDry-Tier1DEER2018 | Appl-CW-Top-ElecDHW-ElecDry-Tier1AnyMFm2007CZ08DEER2018 | 11423
Appl-CW-Top-ElecDHW-ElecDry-Tier1 | DEER2018 | D17 v3 |  | Any | DMo | MH06 | CZ06 | rDXGF | Household | 1 | 1242 | None | 401 | 0.061 | -0.34 | 139 | 0.023 | -0.17 | 401 | 0.061 | -0.34 | 139 | 0.023 | -0.17 | DEER:Res:ClothesDishWasher | Annual | 1719 |  | Appl-CW-Top-ElecDHW-ElecDry-Tier1DEER2018 | Appl-CW-Top-ElecDHW-ElecDry-Tier1AnyDMoMH06CZ06DEER2018 | 11424
Appl-CW-Top-ElecDHW-ElecDry-Tier1 | DEER2018 | D17 v3 |  | Any | SFm | 2007 | CZ12 | rDXGF | Household | 1 | 1948.8 | None | 499 | 0.078 | -2.69 | 172 | 0.029 | -1.3 | 499 | 0.078 | -2.69 | 172 | 0.029 | -1.3 | DEER:Res:ClothesDishWasher | Annual | 1719 |  | Appl-CW-Top-ElecDHW-ElecDry-Tier1DEER2018 | Appl-CW-Top-ElecDHW-ElecDry-Tier1AnySFm2007CZ12DEER2018 | 11425
Appl-CW-Top-ElecDHW-ElecDry-Tier1 | DEER2018 | D17 v3 |  | Any | DMo | MH72 | CZ15 | rDXGF | Household | 1 | 1196 | None | 404 | 0.06 | -0.63 | 147 | 0.023 | -0.29 | 404 | 0.06 | -0.63 | 147 | 0.023 | -0.29 | DEER:Res:ClothesDishWasher | Annual | 1719 |  | Appl-CW-Top-ElecDHW-ElecDry-Tier1DEER2018 | Appl-CW-Top-ElecDHW-ElecDry-Tier1AnyDMoMH72CZ15DEER2018 | 11426
Appl-CW-Top-ElecDHW-ElecDry-Tier1 | DEER2018 | D17 v3 |  | Any | DMo | MH00 | CZ06 | rDXGF | Household | 1 | 1242 | None | 402 | 0.062 | -2.02 | 140 | 0.023 | -0.97 | 402 | 0.062 | -2.02 | 140 | 0.023 | -0.97 | DEER:Res:ClothesDishWasher | Annual | 1719 |  | Appl-CW-Top-ElecDHW-ElecDry-Tier1DEER2018 | Appl-CW-Top-ElecDHW-ElecDry-Tier1AnyDMoMH00CZ06DEER2018 | 11427
Appl-CW-Top-ElecDHW-ElecDry-Tier1 | DEER2018 | D17 v3 |  | Any | MFm | 1996 | CZ02 | rDXGF | Household | 1 | 981.6 | None | 402 | 0.065 | -1.34 | 136 | 0.022 | -0.72 | 402 | 0.065 | -1.34 | 136 | 0.022 | -0.72 | DEER:Res:ClothesDishWasher | Annual | 1719 |  | Appl-CW-Top-ElecDHW-ElecDry-Tier1DEER2018 | Appl-CW-Top-ElecDHW-ElecDry-Tier1AnyMFm1996CZ02DEER2018 | 11428
Appl-CW-Top-ElecDHW-ElecDry-Tier1 | DEER2018 | D17 v3 |  | Any | SFm | 2011 | CZ13 | rDXGF | Household | 1 | 1948.8 | None | 500 | 0.074 | -2.42 | 175 | 0.027 | -1.17 | 500 | 0.074 | -2.42 | 175 | 0.027 | -1.17 | DEER:Res:ClothesDishWasher | Annual | 1719 |  | Appl-CW-Top-ElecDHW-ElecDry-Tier1DEER2018 | Appl-CW-Top-ElecDHW-ElecDry-Tier1AnySFm2011CZ13DEER2018 | 11429
Appl-CW-Top-ElecDHW-ElecDry-Tier1 | DEER2018 | D17 v3 |  | Any | DMo | MH85 | CZ13 | rDXGF | Household | 1 | 1242 | None | 405 | 0.064 | -2.25 | 143 | 0.024 | -1.06 | 405 | 0.064 | -2.25 | 143 | 0.024 | -1.06 | DEER:Res:ClothesDishWasher | Annual | 1719 |  | Appl-CW-Top-ElecDHW-ElecDry-Tier1DEER2018 | Appl-CW-Top-ElecDHW-ElecDry-Tier1AnyDMoMH85CZ13DEER2018 | 11430
Appl-CW-Top-ElecDHW-ElecDry-Tier1 | DEER2018 | D17 v3 |  | Any | MFm | 2007 | CZ16 | rDXGF | Household | 1 | 998.7 | None | 407 | 0.059 | -1.93 | 136 | 0.02 | -0.93 | 407 | 0.059 | -1.93 | 136 | 0.02 | -0.93 | DEER:Res:ClothesDishWasher | Annual | 1719 |  | Appl-CW-Top-ElecDHW-ElecDry-Tier1DEER2018 | Appl-CW-Top-ElecDHW-ElecDry-Tier1AnyMFm2007CZ16DEER2018 | 11431
Appl-CW-Top-ElecDHW-ElecDry-Tier1 | DEER2018 | D17 v3 |  | Any | SFm | 2017 | CZ01 | rDXGF | Household | 1 | 2295.6 | None | 496 | 0.068 | -2.8 | 164 | 0.023 | -1.35 | 496 | 0.068 | -2.8 | 164 | 0.023 | -1.35 | DEER:Res:ClothesDishWasher | Annual | 1719 |  | Appl-CW-Top-ElecDHW-ElecDry-Tier1DEER2018 | Appl-CW-Top-ElecDHW-ElecDry-Tier1AnySFm2017CZ01DEER2018 | 11432
Appl-CW-Top-ElecDHW-ElecDry-Tier1 | DEER2018 | D17 v3 |  | Any | SFm | 1985 | CZ07 | rDXGF | Household | 1 | 2064 | None | 499 | 0.081 | -2.42 | 173 | 0.03 | -1.16 | 499 | 0.081 | -2.42 | 173 | 0.03 | -1.16 | DEER:Res:ClothesDishWasher | Annual | 1719 |  | Appl-CW-Top-ElecDHW-ElecDry-Tier1DEER2018 | Appl-CW-Top-ElecDHW-ElecDry-Tier1AnySFm1985CZ07DEER2018 | 11433
Appl-CW-Top-ElecDHW-ElecDry-Tier1 | DEER2018 | D17 v3 |  | Any | DMo | MH06 | CZ03 | rDXGF | Household | 1 | 1242 | None | 399 | 0.067 | -1.61 | 135 | 0.023 | -0.77 | 399 | 0.067 | -1.61 | 135 | 0.023 | -0.77 | DEER:Res:ClothesDishWasher | Annual | 1719 |  | Appl-CW-Top-ElecDHW-ElecDry-Tier1DEER2018 | Appl-CW-Top-ElecDHW-ElecDry-Tier1AnyDMoMH06CZ03DEER2018 | 11434
Appl-CW-Top-ElecDHW-ElecDry-Tier1 | DEER2018 | D17 v3 |  | Any | SFm | 2003 | CZ07 | rDXGF | Household | 1 | 2392.9 | None | 505 | 0.076 | -2.32 | 176 | 0.027 | -1.1 | 505 | 0.076 | -2.32 | 176 | 0.027 | -1.1 | DEER:Res:ClothesDishWasher | Annual | 1719 |  | Appl-CW-Top-ElecDHW-ElecDry-Tier1DEER2018 | Appl-CW-Top-ElecDHW-ElecDry-Tier1AnySFm2003CZ07DEER2018 | 11435
Appl-CW-Top-ElecDHW-ElecDry-Tier1 | DEER2018 | D17 v3 |  | Any | SFm | 2011 | CZ12 | rDXGF | Household | 1 | 1948.8 | None | 500 | 0.078 | -2.57 | 172 | 0.028 | -1.23 | 500 | 0.078 | -2.57 | 172 | 0.028 | -1.23 | DEER:Res:ClothesDishWasher | Annual | 1719 |  | Appl-CW-Top-ElecDHW-ElecDry-Tier1DEER2018 | Appl-CW-Top-ElecDHW-ElecDry-Tier1AnySFm2011CZ12DEER2018 | 11436
Appl-CW-Top-ElecDHW-ElecDry-Tier1 | DEER2018 | D17 v3 |  | Any | MFm | 1996 | CZ01 | rDXGF | Household | 1 | 981.6 | None | 399 | 0.056 | -2.97 | 132 | 0.019 | -1.19 | 399 | 0.056 | -2.97 | 132 | 0.019 | -1.19 | DEER:Res:ClothesDishWasher | Annual | 1719 |  | Appl-CW-Top-ElecDHW-ElecDry-Tier1DEER2018 | Appl-CW-Top-ElecDHW-ElecDry-Tier1AnyMFm1996CZ01DEER2018 | 11437
Appl-CW-Top-ElecDHW-ElecDry-Tier1 | DEER2018 | D17 v3 |  | Any | DMo | MH85 | CZ12 | rDXGF | Household | 1 | 1242 | None | 403 | 0.064 | -2.54 | 140 | 0.026 | -1.21 | 403 | 0.064 | -2.54 | 140 | 0.026 | -1.21 | DEER:Res:ClothesDishWasher | Annual | 1719 |  | Appl-CW-Top-ElecDHW-ElecDry-Tier1DEER2018 | Appl-CW-Top-ElecDHW-ElecDry-Tier1AnyDMoMH85CZ12DEER2018 | 11438
Appl-CW-Top-ElecDHW-ElecDry-Tier1 | DEER2018 | D17 v3 |  | Any | MFm | 1975 | CZ07 | rDXGF | Household | 1 | 1047.7 | None | 396 | 0.057 | -1.37 | 135 | 0.019 | -0.81 | 396 | 0.057 | -1.37 | 135 | 0.019 | -0.81 | DEER:Res:ClothesDishWasher | Annual | 1719 |  | Appl-CW-Top-ElecDHW-ElecDry-Tier1DEER2018 | Appl-CW-Top-ElecDHW-ElecDry-Tier1AnyMFm1975CZ07DEER2018 | 11439
Appl-CW-Top-ElecDHW-ElecDry-Tier1 | DEER2018 | D17 v3 |  | Any | DMo | MH00 | CZ03 | rDXGF | Household | 1 | 1242 | None | 395 | 0.068 | -2.73 | 135 | 0.026 | -1.29 | 395 | 0.068 | -2.73 | 135 | 0.026 | -1.29 | DEER:Res:ClothesDishWasher | Annual | 1719 |  | Appl-CW-Top-ElecDHW-ElecDry-Tier1DEER2018 | Appl-CW-Top-ElecDHW-ElecDry-Tier1AnyDMoMH00CZ03DEER2018 | 11440
Appl-CW-Top-ElecDHW-ElecDry-Tier1 | DEER2018 | D17 v3 |  | Any | MFm | 2011 | CZ08 | rDXGF | Household | 1 | 1206 | None | 403 | 0.058 | -0.93 | 142 | 0.022 | -0.42 | 403 | 0.058 | -0.93 | 142 | 0.022 | -0.42 | DEER:Res:ClothesDishWasher | Annual | 1719 |  | Appl-CW-Top-ElecDHW-ElecDry-Tier1DEER2018 | Appl-CW-Top-ElecDHW-ElecDry-Tier1AnyMFm2011CZ08DEER2018 | 11441
Appl-CW-Top-ElecDHW-ElecDry-Tier1 | DEER2018 | D17 v3 |  | Any | DMo | MH06 | CZ15 | rDXGF | Household | 1 | 1242 | None | 402 | 0.058 | -0.72 | 147 | 0.022 | -0.35 | 402 | 0.058 | -0.72 | 147 | 0.022 | -0.35 | DEER:Res:ClothesDishWasher | Annual | 1719 |  | Appl-CW-Top-ElecDHW-ElecDry-Tier1DEER2018 | Appl-CW-Top-ElecDHW-ElecDry-Tier1AnyDMoMH06CZ15DEER2018 | 11442
Appl-CW-Top-ElecDHW-ElecDry-Tier1 | DEER2018 | D17 v3 |  | Any | MFm | 1975 | CZ09 | rDXGF | Household | 1 | 1216.8 | None | 403 | 0.06 | -1.32 | 141 | 0.022 | -0.64 | 403 | 0.06 | -1.32 | 141 | 0.022 | -0.64 | DEER:Res:ClothesDishWasher | Annual | 1719 |  | Appl-CW-Top-ElecDHW-ElecDry-Tier1DEER2018 | Appl-CW-Top-ElecDHW-ElecDry-Tier1AnyMFm1975CZ09DEER2018 | 11443
Appl-CW-Top-ElecDHW-ElecDry-Tier1 | DEER2018 | D17 v3 |  | Any | SFm | 2003 | CZ09 | rDXGF | Household | 1 | 2422.9 | None | 501 | 0.072 | -2.26 | 175 | 0.027 | -1.08 | 501 | 0.072 | -2.26 | 175 | 0.027 | -1.08 | DEER:Res:ClothesDishWasher | Annual | 1719 |  | Appl-CW-Top-ElecDHW-ElecDry-Tier1DEER2018 | Appl-CW-Top-ElecDHW-ElecDry-Tier1AnySFm2003CZ09DEER2018 | 11444
Appl-CW-Top-ElecDHW-ElecDry-Tier1 | DEER2018 | D17 v3 |  | Any | MFm | 2007 | CZ11 | rDXGF | Household | 1 | 1073.2 | None | 402 | 0.058 | -1.53 | 142 | 0.023 | -0.62 | 402 | 0.058 | -1.53 | 142 | 0.023 | -0.62 | DEER:Res:ClothesDishWasher | Annual | 1719 |  | Appl-CW-Top-ElecDHW-ElecDry-Tier1DEER2018 | Appl-CW-Top-ElecDHW-ElecDry-Tier1AnyMFm2007CZ11DEER2018 | 11445
Appl-CW-Top-ElecDHW-ElecDry-Tier1 | DEER2018 | D17 v3 |  | Any | DMo | MH72 | CZ06 | rDXGF | Household | 1 | 1196 | None | 404 | 0.061 | -1.36 | 140 | 0.022 | -0.65 | 404 | 0.061 | -1.36 | 140 | 0.022 | -0.65 | DEER:Res:ClothesDishWasher | Annual | 1719 |  | Appl-CW-Top-ElecDHW-ElecDry-Tier1DEER2018 | Appl-CW-Top-ElecDHW-ElecDry-Tier1AnyDMoMH72CZ06DEER2018 | 11446
Appl-CW-Top-ElecDHW-ElecDry-Tier1 | DEER2018 | D17 v3 |  | Any | DMo | MH00 | CZ15 | rDXGF | Household | 1 | 1242 | None | 405 | 0.061 | -0.79 | 149 | 0.024 | -0.38 | 405 | 0.061 | -0.79 | 149 | 0.024 | -0.38 | DEER:Res:ClothesDishWasher | Annual | 1719 |  | Appl-CW-Top-ElecDHW-ElecDry-Tier1DEER2018 | Appl-CW-Top-ElecDHW-ElecDry-Tier1AnyDMoMH00CZ15DEER2018 | 11447
Appl-CW-Top-ElecDHW-ElecDry-Tier1 | DEER2018 | D17 v3 |  | Any | SFm | 2017 | CZ02 | rDXGF | Household | 1 | 1948.8 | None | 498 | 0.079 | -3.43 | 169 | 0.028 | -1.64 | 498 | 0.079 | -3.43 | 169 | 0.028 | -1.64 | DEER:Res:ClothesDishWasher | Annual | 1719 |  | Appl-CW-Top-ElecDHW-ElecDry-Tier1DEER2018 | Appl-CW-Top-ElecDHW-ElecDry-Tier1AnySFm2017CZ02DEER2018 | 11448
Appl-CW-Top-ElecDHW-ElecDry-Tier1 | DEER2018 | D17 v3 |  | Any | SFm | 1985 | CZ09 | rDXGF | Household | 1 | 1811 | None | 503 | 0.078 | -2.52 | 176 | 0.03 | -1.18 | 503 | 0.078 | -2.52 | 176 | 0.03 | -1.18 | DEER:Res:ClothesDishWasher | Annual | 1719 |  | Appl-CW-Top-ElecDHW-ElecDry-Tier1DEER2018 | Appl-CW-Top-ElecDHW-ElecDry-Tier1AnySFm1985CZ09DEER2018 | 11449
Appl-CW-Top-ElecDHW-ElecDry-Tier1 | DEER2018 | D17 v3 |  | Any | SFm | 2007 | CZ06 | rDXGF | Household | 1 | 2392.9 | None | 500 | 0.078 | -2.32 | 173 | 0.028 | -1.12 | 500 | 0.078 | -2.32 | 173 | 0.028 | -1.12 | DEER:Res:ClothesDishWasher | Annual | 1719 |  | Appl-CW-Top-ElecDHW-ElecDry-Tier1DEER2018 | Appl-CW-Top-ElecDHW-ElecDry-Tier1AnySFm2007CZ06DEER2018 | 11450
Appl-CW-Top-ElecDHW-ElecDry-Tier1 | DEER2018 | D17 v3 |  | Any | DMo | MH06 | CZ12 | rDXGF | Household | 1 | 1242 | None | 403 | 0.062 | -2.27 | 139 | 0.023 | -1.07 | 403 | 0.062 | -2.27 | 139 | 0.023 | -1.07 | DEER:Res:ClothesDishWasher | Annual | 1719 |  | Appl-CW-Top-ElecDHW-ElecDry-Tier1DEER2018 | Appl-CW-Top-ElecDHW-ElecDry-Tier1AnyDMoMH06CZ12DEER2018 | 11451
Appl-CW-Top-ElecDHW-ElecDry-Tier1 | DEER2018 | D17 v3 |  | Any | MFm | 2011 | CZ10 | rDXGF | Household | 1 | 1073.2 | None | 402 | 0.061 | -0.89 | 140 | 0.022 | -0.44 | 402 | 0.061 | -0.89 | 140 | 0.022 | -0.44 | DEER:Res:ClothesDishWasher | Annual | 1719 |  | Appl-CW-Top-ElecDHW-ElecDry-Tier1DEER2018 | Appl-CW-Top-ElecDHW-ElecDry-Tier1AnyMFm2011CZ10DEER2018 | 11452
Appl-CW-Top-ElecDHW-ElecDry-Tier1 | DEER2018 | D17 v3 |  | Any | DMo | MH85 | CZ03 | rDXGF | Household | 1 | 1242 | None | 399 | 0.066 | -2.9 | 135 | 0.024 | -1.38 | 399 | 0.066 | -2.9 | 135 | 0.024 | -1.38 | DEER:Res:ClothesDishWasher | Annual | 1719 |  | Appl-CW-Top-ElecDHW-ElecDry-Tier1DEER2018 | Appl-CW-Top-ElecDHW-ElecDry-Tier1AnyDMoMH85CZ03DEER2018 | 11453
Appl-CW-Top-ElecDHW-ElecDry-Tier1 | DEER2018 | D17 v3 |  | Any | SFm | 2011 | CZ03 | rDXGF | Household | 1 | 2295.6 | None | 494 | 0.077 | -3.27 | 167 | 0.03 | -1.58 | 494 | 0.077 | -3.27 | 167 | 0.03 | -1.58 | DEER:Res:ClothesDishWasher | Annual | 1719 |  | Appl-CW-Top-ElecDHW-ElecDry-Tier1DEER2018 | Appl-CW-Top-ElecDHW-ElecDry-Tier1AnySFm2011CZ03DEER2018 | 11454
Appl-CW-Top-ElecDHW-ElecDry-Tier1 | DEER2018 | D17 v3 |  | Any | SFm | 2015 | CZ09 | rDXGF | Household | 1 | 2422.9 | None | 496 | 0.072 | -1.97 | 172 | 0.026 | -0.92 | 496 | 0.072 | -1.97 | 172 | 0.026 | -0.92 | DEER:Res:ClothesDishWasher | Annual | 1719 |  | Appl-CW-Top-ElecDHW-ElecDry-Tier1DEER2018 | Appl-CW-Top-ElecDHW-ElecDry-Tier1AnySFm2015CZ09DEER2018 | 11455
Appl-CW-Top-ElecDHW-ElecDry-Tier1 | DEER2018 | D17 v3 |  | Any | DMo | MH00 | CZ12 | rDXGF | Household | 1 | 1242 | None | 407 | 0.065 | -2.36 | 141 | 0.025 | -1.13 | 407 | 0.065 | -2.36 | 141 | 0.025 | -1.13 | DEER:Res:ClothesDishWasher | Annual | 1719 |  | Appl-CW-Top-ElecDHW-ElecDry-Tier1DEER2018 | Appl-CW-Top-ElecDHW-ElecDry-Tier1AnyDMoMH00CZ12DEER2018 | 11456
Appl-CW-Top-ElecDHW-ElecDry-Tier1 | DEER2018 | D17 v3 |  | Any | MFm | 2017 | CZ05 | rDXGF | Household | 1 | 998.7 | None | 401 | 0.058 | -1.1 | 135 | 0.021 | -0.52 | 401 | 0.058 | -1.1 | 135 | 0.021 | -0.52 | DEER:Res:ClothesDishWasher | Annual | 1719 |  | Appl-CW-Top-ElecDHW-ElecDry-Tier1DEER2018 | Appl-CW-Top-ElecDHW-ElecDry-Tier1AnyMFm2017CZ05DEER2018 | 11457
Appl-CW-Top-ElecDHW-ElecDry-Tier1 | DEER2018 | D17 v3 |  | Any | SFm | 2015 | CZ07 | rDXGF | Household | 1 | 2392.9 | None | 501 | 0.075 | -1.62 | 175 | 0.028 | -0.79 | 501 | 0.075 | -1.62 | 175 | 0.028 | -0.79 | DEER:Res:ClothesDishWasher | Annual | 1719 |  | Appl-CW-Top-ElecDHW-ElecDry-Tier1DEER2018 | Appl-CW-Top-ElecDHW-ElecDry-Tier1AnySFm2015CZ07DEER2018 | 11458
Appl-CW-Top-ElecDHW-ElecDry-Tier1 | DEER2018 | D17 v3 |  | Any | MFm | 2011 | CZ04 | rDXGF | Household | 1 | 998.7 | None | 402 | 0.058 | -1.07 | 137 | 0.02 | -0.54 | 402 | 0.058 | -1.07 | 137 | 0.02 | -0.54 | DEER:Res:ClothesDishWasher | Annual | 1719 |  | Appl-CW-Top-ElecDHW-ElecDry-Tier1DEER2018 | Appl-CW-Top-ElecDHW-ElecDry-Tier1AnyMFm2011CZ04DEER2018 | 11459
Appl-CW-Top-ElecDHW-ElecDry-Tier1 | DEER2018 | D17 v3 |  | Any | DMo | MH00 | CZ13 | rDXGF | Household | 1 | 1242 | None | 407 | 0.065 | -2.23 | 143 | 0.024 | -1.09 | 407 | 0.065 | -2.23 | 143 | 0.024 | -1.09 | DEER:Res:ClothesDishWasher | Annual | 1719 |  | Appl-CW-Top-ElecDHW-ElecDry-Tier1DEER2018 | Appl-CW-Top-ElecDHW-ElecDry-Tier1AnyDMoMH00CZ13DEER2018 | 11460
Appl-CW-Top-ElecDHW-ElecDry-Tier1 | DEER2018 | D17 v3 |  | Any | DMo | MH06 | CZ13 | rDXGF | Household | 1 | 1242 | None | 405 | 0.06 | -1.89 | 143 | 0.022 | -0.92 | 405 | 0.06 | -1.89 | 143 | 0.022 | -0.92 | DEER:Res:ClothesDishWasher | Annual | 1719 |  | Appl-CW-Top-ElecDHW-ElecDry-Tier1DEER2018 | Appl-CW-Top-ElecDHW-ElecDry-Tier1AnyDMoMH06CZ13DEER2018 | 11461
Appl-CW-Top-ElecDHW-ElecDry-Tier1 | DEER2018 | D17 v3 |  | Any | SFm | 2007 | CZ15 | rDXGF | Household | 1 | 2160.9 | None | 496 | 0.071 | -1.35 | 180 | 0.027 | -0.65 | 496 | 0.071 | -1.35 | 180 | 0.027 | -0.65 | DEER:Res:ClothesDishWasher | Annual | 1719 |  | Appl-CW-Top-ElecDHW-ElecDry-Tier1DEER2018 | Appl-CW-Top-ElecDHW-ElecDry-Tier1AnySFm2007CZ15DEER2018 | 11462
Appl-CW-Top-ElecDHW-ElecDry-Tier1 | DEER2018 | D17 v3 |  | Any | MFm | 1996 | CZ07 | rDXGF | Household | 1 | 1169.1 | None | 401 | 0.061 | -0.63 | 139 | 0.021 | -0.31 | 401 | 0.061 | -0.63 | 139 | 0.021 | -0.31 | DEER:Res:ClothesDishWasher | Annual | 1719 |  | Appl-CW-Top-ElecDHW-ElecDry-Tier1DEER2018 | Appl-CW-Top-ElecDHW-ElecDry-Tier1AnyMFm1996CZ07DEER2018 | 11463
Appl-CW-Top-ElecDHW-ElecDry-Tier1 | DEER2018 | D17 v3 |  | Any | SFm | 2007 | CZ03 | rDXGF | Household | 1 | 2295.6 | None | 493 | 0.079 | -3.4 | 166 | 0.028 | -1.63 | 493 | 0.079 | -3.4 | 166 | 0.028 | -1.63 | DEER:Res:ClothesDishWasher | Annual | 1719 |  | Appl-CW-Top-ElecDHW-ElecDry-Tier1DEER2018 | Appl-CW-Top-ElecDHW-ElecDry-Tier1AnySFm2007CZ03DEER2018 | 11464
Appl-CW-Top-ElecDHW-ElecDry-Tier1 | DEER2018 | D17 v3 |  | Any | MFm | 2007 | CZ10 | rDXGF | Household | 1 | 1073.2 | None | 400 | 0.058 | -1.05 | 139 | 0.022 | -0.48 | 400 | 0.058 | -1.05 | 139 | 0.022 | -0.48 | DEER:Res:ClothesDishWasher | Annual | 1719 |  | Appl-CW-Top-ElecDHW-ElecDry-Tier1DEER2018 | Appl-CW-Top-ElecDHW-ElecDry-Tier1AnyMFm2007CZ10DEER2018 | 11465
Appl-CW-Top-ElecDHW-ElecDry-Tier1 | DEER2018 | D17 v3 |  | Any | DMo | MH85 | CZ06 | rDXGF | Household | 1 | 1242 | None | 402 | 0.062 | -1.82 | 139 | 0.023 | -0.89 | 402 | 0.062 | -1.82 | 139 | 0.023 | -0.89 | DEER:Res:ClothesDishWasher | Annual | 1719 |  | Appl-CW-Top-ElecDHW-ElecDry-Tier1DEER2018 | Appl-CW-Top-ElecDHW-ElecDry-Tier1AnyDMoMH85CZ06DEER2018 | 11466
Appl-CW-Top-ElecDHW-ElecDry-Tier1 | DEER2018 | D17 v3 |  | Any | SFm | 2011 | CZ06 | rDXGF | Household | 1 | 2392.9 | None | 496 | 0.078 | -2.45 | 171 | 0.028 | -1.19 | 496 | 0.078 | -2.45 | 171 | 0.028 | -1.19 | DEER:Res:ClothesDishWasher | Annual | 1719 |  | Appl-CW-Top-ElecDHW-ElecDry-Tier1DEER2018 | Appl-CW-Top-ElecDHW-ElecDry-Tier1AnySFm2011CZ06DEER2018 | 11467
Appl-CW-Top-ElecDHW-ElecDry-Tier1 | DEER2018 | D17 v3 |  | Any | SFm | 1985 | CZ01 | rDXGF | Household | 1 | 1904 | None | 494 | 0.068 | -4.86 | 163 | 0.023 | -2.34 | 494 | 0.068 | -4.86 | 163 | 0.023 | -2.34 | DEER:Res:ClothesDishWasher | Annual | 1719 |  | Appl-CW-Top-ElecDHW-ElecDry-Tier1DEER2018 | Appl-CW-Top-ElecDHW-ElecDry-Tier1AnySFm1985CZ01DEER2018 | 11468
Appl-CW-Top-ElecDHW-ElecDry-Tier1 | DEER2018 | D17 v3 |  | Any | SFm | 2017 | CZ07 | rDXGF | Household | 1 | 2392.9 | None | 503 | 0.078 | -1.54 | 173 | 0.026 | -0.88 | 503 | 0.078 | -1.54 | 173 | 0.026 | -0.88 | DEER:Res:ClothesDishWasher | Annual | 1719 |  | Appl-CW-Top-ElecDHW-ElecDry-Tier1DEER2018 | Appl-CW-Top-ElecDHW-ElecDry-Tier1AnySFm2017CZ07DEER2018 | 11469
Appl-CW-Top-ElecDHW-ElecDry-Tier1 | DEER2018 | D17 v3 |  | Any | MFm | 2007 | CZ14 | rDXGF | Household | 1 | 1094.6 | None | 403 | 0.057 | -1.53 | 140 | 0.021 | -0.71 | 403 | 0.057 | -1.53 | 140 | 0.021 | -0.71 | DEER:Res:ClothesDishWasher | Annual | 1719 |  | Appl-CW-Top-ElecDHW-ElecDry-Tier1DEER2018 | Appl-CW-Top-ElecDHW-ElecDry-Tier1AnyMFm2007CZ14DEER2018 | 11470
Appl-CW-Top-ElecDHW-ElecDry-Tier1 | DEER2018 | D17 v3 |  | Any | DMo | MH72 | CZ13 | rDXGF | Household | 1 | 1196 | None | 406 | 0.063 | -1.9 | 143 | 0.023 | -0.91 | 406 | 0.063 | -1.9 | 143 | 0.023 | -0.91 | DEER:Res:ClothesDishWasher | Annual | 1719 |  | Appl-CW-Top-ElecDHW-ElecDry-Tier1DEER2018 | Appl-CW-Top-ElecDHW-ElecDry-Tier1AnyDMoMH72CZ13DEER2018 | 11471
Appl-CW-Top-ElecDHW-ElecDry-Tier1 | DEER2018 | D17 v3 |  | Any | SFm | 1985 | CZ02 | rDXGF | Household | 1 | 1904 | None | 496 | 0.081 | -4.18 | 168 | 0.03 | -2.02 | 496 | 0.081 | -4.18 | 168 | 0.03 | -2.02 | DEER:Res:ClothesDishWasher | Annual | 1719 |  | Appl-CW-Top-ElecDHW-ElecDry-Tier1DEER2018 | Appl-CW-Top-ElecDHW-ElecDry-Tier1AnySFm1985CZ02DEER2018 | 11472
Appl-CW-Top-ElecDHW-ElecDry-Tier1 | DEER2018 | D17 v3 |  | Any | MFm | 1975 | CZ12 | rDXGF | Household | 1 | 1098.9 | None | 401 | 0.062 | -1.85 | 138 | 0.023 | -0.89 | 401 | 0.062 | -1.85 | 138 | 0.023 | -0.89 | DEER:Res:ClothesDishWasher | Annual | 1719 |  | Appl-CW-Top-ElecDHW-ElecDry-Tier1DEER2018 | Appl-CW-Top-ElecDHW-ElecDry-Tier1AnyMFm1975CZ12DEER2018 | 11473
Appl-CW-Top-ElecDHW-ElecDry-Tier1 | DEER2018 | D17 v3 |  | Any | SFm | 2015 | CZ15 | rDXGF | Household | 1 | 2160.9 | None | 495 | 0.071 | -1.31 | 180 | 0.027 | -0.63 | 495 | 0.071 | -1.31 | 180 | 0.027 | -0.63 | DEER:Res:ClothesDishWasher | Annual | 1719 |  | Appl-CW-Top-ElecDHW-ElecDry-Tier1DEER2018 | Appl-CW-Top-ElecDHW-ElecDry-Tier1AnySFm2015CZ15DEER2018 | 11474
Appl-CW-Top-ElecDHW-ElecDry-Tier1 | DEER2018 | D17 v3 |  | Any | SFm | 2003 | CZ12 | rDXGF | Household | 1 | 1948.8 | None | 500 | 0.082 | -2.86 | 173 | 0.03 | -1.36 | 500 | 0.082 | -2.86 | 173 | 0.03 | -1.36 | DEER:Res:ClothesDishWasher | Annual | 1719 |  | Appl-CW-Top-ElecDHW-ElecDry-Tier1DEER2018 | Appl-CW-Top-ElecDHW-ElecDry-Tier1AnySFm2003CZ12DEER2018 | 11475
Appl-CW-Top-ElecDHW-ElecDry-Tier1 | DEER2018 | D17 v3 |  | Any | MFm | 2003 | CZ08 | rDXGF | Household | 1 | 1206 | None | 402 | 0.062 | -1.06 | 140 | 0.023 | -0.51 | 402 | 0.062 | -1.06 | 140 | 0.023 | -0.51 | DEER:Res:ClothesDishWasher | Annual | 1719 |  | Appl-CW-Top-ElecDHW-ElecDry-Tier1DEER2018 | Appl-CW-Top-ElecDHW-ElecDry-Tier1AnyMFm2003CZ08DEER2018 | 11476
Appl-CW-Top-ElecDHW-ElecDry-Tier1 | DEER2018 | D17 v3 |  | Any | MFm | 2015 | CZ10 | rDXGF | Household | 1 | 1073.2 | None | 400 | 0.059 | -0.89 | 141 | 0.025 | -0.37 | 400 | 0.059 | -0.89 | 141 | 0.025 | -0.37 | DEER:Res:ClothesDishWasher | Annual | 1719 |  | Appl-CW-Top-ElecDHW-ElecDry-Tier1DEER2018 | Appl-CW-Top-ElecDHW-ElecDry-Tier1AnyMFm2015CZ10DEER2018 | 11477
Appl-CW-Top-ElecDHW-ElecDry-Tier1 | DEER2018 | D17 v3 |  | Any | SFm | 2015 | CZ03 | rDXGF | Household | 1 | 2295.6 | None | 495 | 0.077 | -2.8 | 167 | 0.028 | -1.33 | 495 | 0.077 | -2.8 | 167 | 0.028 | -1.33 | DEER:Res:ClothesDishWasher | Annual | 1719 |  | Appl-CW-Top-ElecDHW-ElecDry-Tier1DEER2018 | Appl-CW-Top-ElecDHW-ElecDry-Tier1AnySFm2015CZ03DEER2018 | 11478
Appl-CW-Top-ElecDHW-ElecDry-Tier1 | DEER2018 | D17 v3 |  | Any | DMo | MH85 | CZ09 | rDXGF | Household | 1 | 1242 | None | 402 | 0.063 | -1.75 | 141 | 0.023 | -0.85 | 402 | 0.063 | -1.75 | 141 | 0.023 | -0.85 | DEER:Res:ClothesDishWasher | Annual | 1719 |  | Appl-CW-Top-ElecDHW-ElecDry-Tier1DEER2018 | Appl-CW-Top-ElecDHW-ElecDry-Tier1AnyDMoMH85CZ09DEER2018 | 11479
Appl-CW-Top-ElecDHW-ElecDry-Tier1 | DEER2018 | D17 v3 |  | Any | SFm | 2011 | CZ09 | rDXGF | Household | 1 | 2422.9 | None | 500 | 0.071 | -1.93 | 174 | 0.026 | -0.95 | 500 | 0.071 | -1.93 | 174 | 0.026 | -0.95 | DEER:Res:ClothesDishWasher | Annual | 1719 |  | Appl-CW-Top-ElecDHW-ElecDry-Tier1DEER2018 | Appl-CW-Top-ElecDHW-ElecDry-Tier1AnySFm2011CZ09DEER2018 | 11480
Appl-CW-Top-ElecDHW-ElecDry-Tier1 | DEER2018 | D17 v3 |  | Any | SFm | 1975 | CZ08 | rDXGF | Household | 1 | 1528 | None | 500 | 0.082 | -2.11 | 174 | 0.032 | -1 | 500 | 0.082 | -2.11 | 174 | 0.032 | -1 | DEER:Res:ClothesDishWasher | Annual | 1719 |  | Appl-CW-Top-ElecDHW-ElecDry-Tier1DEER2018 | Appl-CW-Top-ElecDHW-ElecDry-Tier1AnySFm1975CZ08DEER2018 | 11481
Appl-CW-Top-ElecDHW-ElecDry-Tier1 | DEER2018 | D17 v3 |  | Any | DMo | MH72 | CZ01 | rDXGF | Household | 1 | 1196 | None | 395 | 0.054 | -2.44 | 131 | 0.018 | -1.17 | 395 | 0.054 | -2.44 | 131 | 0.018 | -1.17 | DEER:Res:ClothesDishWasher | Annual | 1719 |  | Appl-CW-Top-ElecDHW-ElecDry-Tier1DEER2018 | Appl-CW-Top-ElecDHW-ElecDry-Tier1AnyDMoMH72CZ01DEER2018 | 11482
Appl-CW-Top-ElecDHW-ElecDry-Tier1 | DEER2018 | D17 v3 |  | Any | MFm | 2015 | CZ14 | rDXGF | Household | 1 | 1094.6 | None | 404 | 0.058 | -1.44 | 140 | 0.021 | -0.68 | 404 | 0.058 | -1.44 | 140 | 0.021 | -0.68 | DEER:Res:ClothesDishWasher | Annual | 1719 |  | Appl-CW-Top-ElecDHW-ElecDry-Tier1DEER2018 | Appl-CW-Top-ElecDHW-ElecDry-Tier1AnyMFm2015CZ14DEER2018 | 11483
Appl-CW-Top-ElecDHW-ElecDry-Tier1 | DEER2018 | D17 v3 |  | Any | SFm | 1985 | CZ13 | rDXGF | Household | 1 | 1704 | None | 504 | 0.081 | -3.57 | 176 | 0.03 | -1.74 | 504 | 0.081 | -3.57 | 176 | 0.03 | -1.74 | DEER:Res:ClothesDishWasher | Annual | 1719 |  | Appl-CW-Top-ElecDHW-ElecDry-Tier1DEER2018 | Appl-CW-Top-ElecDHW-ElecDry-Tier1AnySFm1985CZ13DEER2018 | 11484
Appl-CW-Top-ElecDHW-ElecDry-Tier1 | DEER2018 | D17 v3 |  | Any | DMo | MH72 | CZ02 | rDXGF | Household | 1 | 1196 | None | 403 | 0.07 | -2.23 | 137 | 0.026 | -1.08 | 403 | 0.07 | -2.23 | 137 | 0.026 | -1.08 | DEER:Res:ClothesDishWasher | Annual | 1719 |  | Appl-CW-Top-ElecDHW-ElecDry-Tier1DEER2018 | Appl-CW-Top-ElecDHW-ElecDry-Tier1AnyDMoMH72CZ02DEER2018 | 11485
Appl-CW-Top-ElecDHW-ElecDry-Tier1 | DEER2018 | D17 v3 |  | Any | MFm | 1985 | CZ11 | rDXGF | Household | 1 | 1150 | None | 401 | 0.062 | -1.76 | 139 | 0.023 | -0.84 | 401 | 0.062 | -1.76 | 139 | 0.023 | -0.84 | DEER:Res:ClothesDishWasher | Annual | 1719 |  | Appl-CW-Top-ElecDHW-ElecDry-Tier1DEER2018 | Appl-CW-Top-ElecDHW-ElecDry-Tier1AnyMFm1985CZ11DEER2018 | 11486
Appl-CW-Top-ElecDHW-ElecDry-Tier1 | DEER2018 | D17 v3 |  | Any | DMo | MH15 | CZ10 | rDXGF | Household | 1 | 1242 | None | 403 | 0.059 | -1.62 | 141 | 0.021 | -0.78 | 403 | 0.059 | -1.62 | 141 | 0.021 | -0.78 | DEER:Res:ClothesDishWasher | Annual | 1719 |  | Appl-CW-Top-ElecDHW-ElecDry-Tier1DEER2018 | Appl-CW-Top-ElecDHW-ElecDry-Tier1AnyDMoMH15CZ10DEER2018 | 11487
Appl-CW-Top-ElecDHW-ElecDry-Tier1 | DEER2018 | D17 v3 |  | Any | MFm | 1996 | CZ15 | rDXGF | Household | 1 | 1086 | None | 400 | 0.059 | -0.66 | 145 | 0.023 | -0.31 | 400 | 0.059 | -0.66 | 145 | 0.023 | -0.31 | DEER:Res:ClothesDishWasher | Annual | 1719 |  | Appl-CW-Top-ElecDHW-ElecDry-Tier1DEER2018 | Appl-CW-Top-ElecDHW-ElecDry-Tier1AnyMFm1996CZ15DEER2018 | 11488
Appl-CW-Top-ElecDHW-ElecDry-Tier1 | DEER2018 | D17 v3 |  | Any | MFm | 2017 | CZ14 | rDXGF | Household | 1 | 1094.6 | None | 405 | 0.059 | -1.32 | 140 | 0.022 | -0.66 | 405 | 0.059 | -1.32 | 140 | 0.022 | -0.66 | DEER:Res:ClothesDishWasher | Annual | 1719 |  | Appl-CW-Top-ElecDHW-ElecDry-Tier1DEER2018 | Appl-CW-Top-ElecDHW-ElecDry-Tier1AnyMFm2017CZ14DEER2018 | 11489
Appl-CW-Top-ElecDHW-ElecDry-Tier1 | DEER2018 | D17 v3 |  | Any | SFm | 1996 | CZ10 | rDXGF | Household | 1 | 2186 | None | 504 | 0.077 | -2.65 | 176 | 0.029 | -1.27 | 504 | 0.077 | -2.65 | 176 | 0.029 | -1.27 | DEER:Res:ClothesDishWasher | Annual | 1719 |  | Appl-CW-Top-ElecDHW-ElecDry-Tier1DEER2018 | Appl-CW-Top-ElecDHW-ElecDry-Tier1AnySFm1996CZ10DEER2018 | 11490
Appl-CW-Top-ElecDHW-ElecDry-Tier1 | DEER2018 | D17 v3 |  | Any | DMo | MH06 | CZ01 | rDXGF | Household | 1 | 1242 | None | 395 | 0.055 | -3.35 | 131 | 0.018 | -1.59 | 395 | 0.055 | -3.35 | 131 | 0.018 | -1.59 | DEER:Res:ClothesDishWasher | Annual | 1719 |  | Appl-CW-Top-ElecDHW-ElecDry-Tier1DEER2018 | Appl-CW-Top-ElecDHW-ElecDry-Tier1AnyDMoMH06CZ01DEER2018 | 11491
Appl-CW-Top-ElecDHW-ElecDry-Tier1 | DEER2018 | D17 v3 |  | Any | DMo | MH00 | CZ01 | rDXGF | Household | 1 | 1242 | None | 395 | 0.054 | -2.7 | 131 | 0.018 | -1.29 | 395 | 0.054 | -2.7 | 131 | 0.018 | -1.29 | DEER:Res:ClothesDishWasher | Annual | 1719 |  | Appl-CW-Top-ElecDHW-ElecDry-Tier1DEER2018 | Appl-CW-Top-ElecDHW-ElecDry-Tier1AnyDMoMH00CZ01DEER2018 | 11492
Appl-CW-Top-ElecDHW-ElecDry-Tier1 | DEER2018 | D17 v3 |  | Any | SFm | 2007 | CZ07 | rDXGF | Household | 1 | 2392.9 | None | 502 | 0.076 | -1.95 | 174 | 0.029 | -0.94 | 502 | 0.076 | -1.95 | 174 | 0.029 | -0.94 | DEER:Res:ClothesDishWasher | Annual | 1719 |  | Appl-CW-Top-ElecDHW-ElecDry-Tier1DEER2018 | Appl-CW-Top-ElecDHW-ElecDry-Tier1AnySFm2007CZ07DEER2018 | 11493
Appl-CW-Top-ElecDHW-ElecDry-Tier1 | DEER2018 | D17 v3 |  | Any | MFm | 1996 | CZ03 | rDXGF | Household | 1 | 981.6 | None | 399 | 0.059 | -1.54 | 135 | 0.021 | -0.74 | 399 | 0.059 | -1.54 | 135 | 0.021 | -0.74 | DEER:Res:ClothesDishWasher | Annual | 1719 |  | Appl-CW-Top-ElecDHW-ElecDry-Tier1DEER2018 | Appl-CW-Top-ElecDHW-ElecDry-Tier1AnyMFm1996CZ03DEER2018 | 11494
Appl-CW-Top-ElecDHW-ElecDry-Tier1 | DEER2018 | D17 v3 |  | Any | MFm | 2003 | CZ16 | rDXGF | Household | 1 | 998.7 | None | 409 | 0.061 | -1.87 | 137 | 0.022 | -0.9 | 409 | 0.061 | -1.87 | 137 | 0.022 | -0.9 | DEER:Res:ClothesDishWasher | Annual | 1719 |  | Appl-CW-Top-ElecDHW-ElecDry-Tier1DEER2018 | Appl-CW-Top-ElecDHW-ElecDry-Tier1AnyMFm2003CZ16DEER2018 | 11495
Appl-CW-Top-ElecDHW-ElecDry-Tier1 | DEER2018 | D17 v3 |  | Any | SFm | 1996 | CZ14 | rDXGF | Household | 1 | 1758 | None | 507 | 0.075 | -3.11 | 177 | 0.028 | -1.49 | 507 | 0.075 | -3.11 | 177 | 0.028 | -1.49 | DEER:Res:ClothesDishWasher | Annual | 1719 |  | Appl-CW-Top-ElecDHW-ElecDry-Tier1DEER2018 | Appl-CW-Top-ElecDHW-ElecDry-Tier1AnySFm1996CZ14DEER2018 | 11496
Appl-CW-Top-ElecDHW-GasDry-Tier2 | DEER2018 | D17 v3 |  | Any | MFm | 2011 | CZ06 | rDXGF | Household | 1 | 1206 | None | 156 | 0.024 | 9.82 | 60.2 | 0.008 | 4.08 | 156 | 0.024 | 9.82 | 60.2 | 0.008 | 4.08 | DEER:Res:ClothesDishWasher | Annual | 1719 |  | Appl-CW-Top-ElecDHW-GasDry-Tier2DEER2018 | Appl-CW-Top-ElecDHW-GasDry-Tier2AnyMFm2011CZ06DEER2018 | 11497
Appl-CW-Top-ElecDHW-GasDry-Tier2 | DEER2018 | D17 v3 |  | Any | MFm | 1985 | CZ01 | rDXGF | Household | 1 | 1152 | None | 163 | 0.022 | 7.93 | 61.6 | 0.008 | 3.21 | 163 | 0.022 | 7.93 | 61.6 | 0.008 | 3.21 | DEER:Res:ClothesDishWasher | Annual | 1719 |  | Appl-CW-Top-ElecDHW-GasDry-Tier2DEER2018 | Appl-CW-Top-ElecDHW-GasDry-Tier2AnyMFm1985CZ01DEER2018 | 11498
Appl-CW-Top-ElecDHW-GasDry-Tier2 | DEER2018 | D17 v3 |  | Any | DMo | MH72 | CZ08 | rDXGF | Household | 1 | 1196 | None | 167 | 0.03 | 9.83 | 67.2 | 0.013 | 4.17 | 167 | 0.03 | 9.83 | 67.2 | 0.013 | 4.17 | DEER:Res:ClothesDishWasher | Annual | 1719 |  | Appl-CW-Top-ElecDHW-GasDry-Tier2DEER2018 | Appl-CW-Top-ElecDHW-GasDry-Tier2AnyDMoMH72CZ08DEER2018 | 11499
Appl-CW-Top-ElecDHW-GasDry-Tier2 | DEER2018 | D17 v3 |  | Any | SFm | 1996 | CZ07 | rDXGF | Household | 1 | 2297 | None | 206 | 0.056 | 14.4 | 81.4 | 0.021 | 5.72 | 206 | 0.056 | 14.4 | 81.4 | 0.021 | 5.72 | DEER:Res:ClothesDishWasher | Annual | 1719 |  | Appl-CW-Top-ElecDHW-GasDry-Tier2DEER2018 | Appl-CW-Top-ElecDHW-GasDry-Tier2AnySFm1996CZ07DEER2018 | 11500
Appl-CW-Top-ElecDHW-GasDry-Tier2 | DEER2018 | D17 v3 |  | Any | MFm | 2007 | CZ03 | rDXGF | Household | 1 | 998.7 | None | 157 | 0.023 | 9.15 | 60.2 | 0.009 | 3.86 | 157 | 0.023 | 9.15 | 60.2 | 0.009 | 3.86 | DEER:Res:ClothesDishWasher | Annual | 1719 |  | Appl-CW-Top-ElecDHW-GasDry-Tier2DEER2018 | Appl-CW-Top-ElecDHW-GasDry-Tier2AnyMFm2007CZ03DEER2018 | 11501
Appl-CW-Top-ElecDHW-GasDry-Tier2 | DEER2018 | D17 v3 |  | Any | DMo | MH15 | CZ09 | rDXGF | Household | 1 | 1242 | None | 162 | 0.027 | 9.62 | 65.1 | 0.011 | 4.06 | 162 | 0.027 | 9.62 | 65.1 | 0.011 | 4.06 | DEER:Res:ClothesDishWasher | Annual | 1719 |  | Appl-CW-Top-ElecDHW-GasDry-Tier2DEER2018 | Appl-CW-Top-ElecDHW-GasDry-Tier2AnyDMoMH15CZ09DEER2018 | 11502
Appl-CW-Top-ElecDHW-GasDry-Tier2 | DEER2018 | D17 v3 |  | Any | SFm | 2007 | CZ14 | rDXGF | Household | 1 | 2160.9 | None | 203 | 0.03 | 10.7 | 80.6 | 0.013 | 4.43 | 203 | 0.03 | 10.7 | 80.6 | 0.013 | 4.43 | DEER:Res:ClothesDishWasher | Annual | 1719 |  | Appl-CW-Top-ElecDHW-GasDry-Tier2DEER2018 | Appl-CW-Top-ElecDHW-GasDry-Tier2AnySFm2007CZ14DEER2018 | 11503
Appl-CW-Top-ElecDHW-GasDry-Tier2 | DEER2018 | D17 v3 |  | Any | SFm | 1975 | CZ01 | rDXGF | Household | 1 | 1591 | None | 202 | 0.027 | 10.1 | 76.6 | 0.01 | 4.1 | 202 | 0.027 | 10.1 | 76.6 | 0.01 | 4.1 | DEER:Res:ClothesDishWasher | Annual | 1719 |  | Appl-CW-Top-ElecDHW-GasDry-Tier2DEER2018 | Appl-CW-Top-ElecDHW-GasDry-Tier2AnySFm1975CZ01DEER2018 | 11504
Appl-CW-Top-ElecDHW-GasDry-Tier2 | DEER2018 | D17 v3 |  | Any | DMo | MH06 | CZ16 | rDXGF | Household | 1 | 1242 | None | 170 | 0.03 | 8.87 | 65.8 | 0.013 | 3.68 | 170 | 0.03 | 8.87 | 65.8 | 0.013 | 3.68 | DEER:Res:ClothesDishWasher | Annual | 1719 |  | Appl-CW-Top-ElecDHW-GasDry-Tier2DEER2018 | Appl-CW-Top-ElecDHW-GasDry-Tier2AnyDMoMH06CZ16DEER2018 | 11505
Appl-CW-Top-ElecDHW-GasDry-Tier2 | DEER2018 | D17 v3 |  | Any | SFm | 2007 | CZ04 | rDXGF | Household | 1 | 2295.6 | None | 202 | 0.037 | 11 | 78.7 | 0.016 | 4.56 | 202 | 0.037 | 11 | 78.7 | 0.016 | 4.56 | DEER:Res:ClothesDishWasher | Annual | 1719 |  | Appl-CW-Top-ElecDHW-GasDry-Tier2DEER2018 | Appl-CW-Top-ElecDHW-GasDry-Tier2AnySFm2007CZ04DEER2018 | 11506
Appl-CW-Top-ElecDHW-GasDry-Tier2 | DEER2018 | D17 v3 |  | Any | SFm | 2015 | CZ05 | rDXGF | Household | 1 | 2295.6 | None | 200 | 0.037 | 10.6 | 76.9 | 0.016 | 4.34 | 200 | 0.037 | 10.6 | 76.9 | 0.016 | 4.34 | DEER:Res:ClothesDishWasher | Annual | 1719 |  | Appl-CW-Top-ElecDHW-GasDry-Tier2DEER2018 | Appl-CW-Top-ElecDHW-GasDry-Tier2AnySFm2015CZ05DEER2018 | 11507
Appl-CW-Top-ElecDHW-GasDry-Tier2 | DEER2018 | D17 v3 |  | Any | MFm | 2017 | CZ07 | rDXGF | Household | 1 | 1206 | None | 161 | 0.025 | 10.2 | 64 | 0.011 | 4.33 | 161 | 0.025 | 10.2 | 64 | 0.011 | 4.33 | DEER:Res:ClothesDishWasher | Annual | 1719 |  | Appl-CW-Top-ElecDHW-GasDry-Tier2DEER2018 | Appl-CW-Top-ElecDHW-GasDry-Tier2AnyMFm2017CZ07DEER2018 | 11508
Appl-CW-Top-ElecDHW-GasDry-Tier2 | DEER2018 | D17 v3 |  | Any | DMo | MH00 | CZ16 | rDXGF | Household | 1 | 1242 | None | 174 | 0.036 | 8.81 | 67.7 | 0.017 | 3.66 | 174 | 0.036 | 8.81 | 67.7 | 0.017 | 3.66 | DEER:Res:ClothesDishWasher | Annual | 1719 |  | Appl-CW-Top-ElecDHW-GasDry-Tier2DEER2018 | Appl-CW-Top-ElecDHW-GasDry-Tier2AnyDMoMH00CZ16DEER2018 | 11509
Appl-CW-Top-ElecDHW-GasDry-Tier2 | DEER2018 | D17 v3 |  | Any | MFm | 2017 | CZ09 | rDXGF | Household | 1 | 1126.6 | None | 157 | 0.026 | 10.3 | 61.9 | 0.011 | 4.36 | 157 | 0.026 | 10.3 | 61.9 | 0.011 | 4.36 | DEER:Res:ClothesDishWasher | Annual | 1719 |  | Appl-CW-Top-ElecDHW-GasDry-Tier2DEER2018 | Appl-CW-Top-ElecDHW-GasDry-Tier2AnyMFm2017CZ09DEER2018 | 11510
Appl-CW-Top-ElecDHW-GasDry-Tier2 | DEER2018 | D17 v3 |  | Any | MFm | 1985 | CZ02 | rDXGF | Household | 1 | 1152 | None | 161 | 0.031 | 9.36 | 62.6 | 0.013 | 3.91 | 161 | 0.031 | 9.36 | 62.6 | 0.013 | 3.91 | DEER:Res:ClothesDishWasher | Annual | 1719 |  | Appl-CW-Top-ElecDHW-GasDry-Tier2DEER2018 | Appl-CW-Top-ElecDHW-GasDry-Tier2AnyMFm1985CZ02DEER2018 | 11511
Appl-CW-Top-ElecDHW-GasDry-Tier2 | DEER2018 | D17 v3 |  | Any | MFm | 2003 | CZ02 | rDXGF | Household | 1 | 1073.2 | None | 161 | 0.028 | 9.73 | 62.3 | 0.011 | 4.09 | 161 | 0.028 | 9.73 | 62.3 | 0.011 | 4.09 | DEER:Res:ClothesDishWasher | Annual | 1719 |  | Appl-CW-Top-ElecDHW-GasDry-Tier2DEER2018 | Appl-CW-Top-ElecDHW-GasDry-Tier2AnyMFm2003CZ02DEER2018 | 11512
Appl-CW-Top-ElecDHW-GasDry-Tier2 | DEER2018 | D17 v3 |  | Any | SFm | 1975 | CZ02 | rDXGF | Household | 1 | 1591 | None | 201 | 0.05 | 10.3 | 77.6 | 0.022 | 4.24 | 201 | 0.05 | 10.3 | 77.6 | 0.022 | 4.24 | DEER:Res:ClothesDishWasher | Annual | 1719 |  | Appl-CW-Top-ElecDHW-GasDry-Tier2DEER2018 | Appl-CW-Top-ElecDHW-GasDry-Tier2AnySFm1975CZ02DEER2018 | 11513
Appl-CW-Top-ElecDHW-GasDry-Tier2 | DEER2018 | D17 v3 |  | Any | MFm | 2015 | CZ15 | rDXGF | Household | 1 | 1094.6 | None | 147 | 0.021 | 10.7 | 60 | 0.009 | 4.58 | 147 | 0.021 | 10.7 | 60 | 0.009 | 4.58 | DEER:Res:ClothesDishWasher | Annual | 1719 |  | Appl-CW-Top-ElecDHW-GasDry-Tier2DEER2018 | Appl-CW-Top-ElecDHW-GasDry-Tier2AnyMFm2015CZ15DEER2018 | 11514
Appl-CW-Top-ElecDHW-GasDry-Tier2 | DEER2018 | D17 v3 |  | Any | MFm | 2003 | CZ12 | rDXGF | Household | 1 | 1073.2 | None | 162 | 0.029 | 9.84 | 64.1 | 0.012 | 4.15 | 162 | 0.029 | 9.84 | 64.1 | 0.012 | 4.15 | DEER:Res:ClothesDishWasher | Annual | 1719 |  | Appl-CW-Top-ElecDHW-GasDry-Tier2DEER2018 | Appl-CW-Top-ElecDHW-GasDry-Tier2AnyMFm2003CZ12DEER2018 | 11515
Appl-CW-Top-ElecDHW-GasDry-Tier2 | DEER2018 | D17 v3 |  | Any | MFm | 1985 | CZ12 | rDXGF | Household | 1 | 1150 | None | 159 | 0.03 | 9.46 | 62 | 0.013 | 3.96 | 159 | 0.03 | 9.46 | 62 | 0.013 | 3.96 | DEER:Res:ClothesDishWasher | Annual | 1719 |  | Appl-CW-Top-ElecDHW-GasDry-Tier2DEER2018 | Appl-CW-Top-ElecDHW-GasDry-Tier2AnyMFm1985CZ12DEER2018 | 11516
Appl-CW-Top-ElecDHW-GasDry-Tier2 | DEER2018 | D17 v3 |  | Any | SFm | 1996 | CZ06 | rDXGF | Household | 1 | 2297 | None | 197 | 0.045 | 11.6 | 73.8 | 0.024 | 4.89 | 197 | 0.045 | 11.6 | 73.8 | 0.024 | 4.89 | DEER:Res:ClothesDishWasher | Annual | 1719 |  | Appl-CW-Top-ElecDHW-GasDry-Tier2DEER2018 | Appl-CW-Top-ElecDHW-GasDry-Tier2AnySFm1996CZ06DEER2018 | 11517
Appl-CW-Top-ElecDHW-GasDry-Tier2 | DEER2018 | D17 v3 |  | Any | SFm | 1975 | CZ12 | rDXGF | Household | 1 | 1528 | None | 201 | 0.043 | 10.9 | 79.4 | 0.019 | 4.52 | 201 | 0.043 | 10.9 | 79.4 | 0.019 | 4.52 | DEER:Res:ClothesDishWasher | Annual | 1719 |  | Appl-CW-Top-ElecDHW-GasDry-Tier2DEER2018 | Appl-CW-Top-ElecDHW-GasDry-Tier2AnySFm1975CZ12DEER2018 | 11518
Appl-CW-Top-ElecDHW-GasDry-Tier2 | DEER2018 | D17 v3 |  | Any | MFm | 2011 | CZ07 | rDXGF | Household | 1 | 1206 | None | 163 | 0.026 | 10.2 | 64.6 | 0.011 | 4.35 | 163 | 0.026 | 10.2 | 64.6 | 0.011 | 4.35 | DEER:Res:ClothesDishWasher | Annual | 1719 |  | Appl-CW-Top-ElecDHW-GasDry-Tier2DEER2018 | Appl-CW-Top-ElecDHW-GasDry-Tier2AnyMFm2011CZ07DEER2018 | 11519
Appl-CW-Top-ElecDHW-GasDry-Tier2 | DEER2018 | D17 v3 |  | Any | MFm | 2015 | CZ03 | rDXGF | Household | 1 | 998.7 | None | 158 | 0.024 | 9.76 | 60.9 | 0.01 | 4.09 | 158 | 0.024 | 9.76 | 60.9 | 0.01 | 4.09 | DEER:Res:ClothesDishWasher | Annual | 1719 |  | Appl-CW-Top-ElecDHW-GasDry-Tier2DEER2018 | Appl-CW-Top-ElecDHW-GasDry-Tier2AnyMFm2015CZ03DEER2018 | 11520
Appl-CW-Top-ElecDHW-GasDry-Tier2 | DEER2018 | D17 v3 |  | Any | MFm | 2011 | CZ09 | rDXGF | Household | 1 | 1126.6 | None | 158 | 0.026 | 10.2 | 62.8 | 0.011 | 4.35 | 158 | 0.026 | 10.2 | 62.8 | 0.011 | 4.35 | DEER:Res:ClothesDishWasher | Annual | 1719 |  | Appl-CW-Top-ElecDHW-GasDry-Tier2DEER2018 | Appl-CW-Top-ElecDHW-GasDry-Tier2AnyMFm2011CZ09DEER2018 | 11521
Appl-CW-Top-ElecDHW-GasDry-Tier2 | DEER2018 | D17 v3 |  | Any | MFm | 1975 | CZ08 | rDXGF | Household | 1 | 1047.7 | None | 158 | 0.029 | 10.2 | 62.7 | 0.013 | 4.35 | 158 | 0.029 | 10.2 | 62.7 | 0.013 | 4.35 | DEER:Res:ClothesDishWasher | Annual | 1719 |  | Appl-CW-Top-ElecDHW-GasDry-Tier2DEER2018 | Appl-CW-Top-ElecDHW-GasDry-Tier2AnyMFm1975CZ08DEER2018 | 11522
Appl-CW-Top-ElecDHW-GasDry-Tier2 | DEER2018 | D17 v3 |  | Any | DMo | MH15 | CZ06 | rDXGF | Household | 1 | 1242 | None | 163 | 0.026 | 9.24 | 64.7 | 0.011 | 3.83 | 163 | 0.026 | 9.24 | 64.7 | 0.011 | 3.83 | DEER:Res:ClothesDishWasher | Annual | 1719 |  | Appl-CW-Top-ElecDHW-GasDry-Tier2DEER2018 | Appl-CW-Top-ElecDHW-GasDry-Tier2AnyDMoMH15CZ06DEER2018 | 11523
Appl-CW-Top-ElecDHW-GasDry-Tier2 | DEER2018 | D17 v3 |  | Any | SFm | 2003 | CZ08 | rDXGF | Household | 1 | 2392.9 | None | 208 | 0.033 | 12 | 84 | 0.014 | 5.08 | 208 | 0.033 | 12 | 84 | 0.014 | 5.08 | DEER:Res:ClothesDishWasher | Annual | 1719 |  | Appl-CW-Top-ElecDHW-GasDry-Tier2DEER2018 | Appl-CW-Top-ElecDHW-GasDry-Tier2AnySFm2003CZ08DEER2018 | 11524
Appl-CW-Top-ElecDHW-GasDry-Tier2 | DEER2018 | D17 v3 |  | Any | SFm | 1985 | CZ08 | rDXGF | Household | 1 | 2064 | None | 203 | 0.034 | 11.4 | 80.4 | 0.015 | 4.76 | 203 | 0.034 | 11.4 | 80.4 | 0.015 | 4.76 | DEER:Res:ClothesDishWasher | Annual | 1719 |  | Appl-CW-Top-ElecDHW-GasDry-Tier2DEER2018 | Appl-CW-Top-ElecDHW-GasDry-Tier2AnySFm1985CZ08DEER2018 | 11525
Appl-CW-Top-ElecDHW-GasDry-Tier2 | DEER2018 | D17 v3 |  | Any | SFm | 2015 | CZ10 | rDXGF | Household | 1 | 1948.8 | None | 195 | 0.033 | 11.4 | 76.6 | 0.015 | 4.74 | 195 | 0.033 | 11.4 | 76.6 | 0.015 | 4.74 | DEER:Res:ClothesDishWasher | Annual | 1719 |  | Appl-CW-Top-ElecDHW-GasDry-Tier2DEER2018 | Appl-CW-Top-ElecDHW-GasDry-Tier2AnySFm2015CZ10DEER2018 | 11526
Appl-CW-Top-ElecDHW-GasDry-Tier2 | DEER2018 | D17 v3 |  | Any | SFm | 2007 | CZ05 | rDXGF | Household | 1 | 2295.6 | None | 197 | 0.036 | 9.61 | 75.6 | 0.014 | 3.8 | 197 | 0.036 | 9.61 | 75.6 | 0.014 | 3.8 | DEER:Res:ClothesDishWasher | Annual | 1719 |  | Appl-CW-Top-ElecDHW-GasDry-Tier2DEER2018 | Appl-CW-Top-ElecDHW-GasDry-Tier2AnySFm2007CZ05DEER2018 | 11527
Appl-CW-Top-ElecDHW-GasDry-Tier2 | DEER2018 | D17 v3 |  | Any | SFm | 2015 | CZ04 | rDXGF | Household | 1 | 2295.6 | None | 200 | 0.037 | 11 | 78.2 | 0.016 | 4.56 | 200 | 0.037 | 11 | 78.2 | 0.016 | 4.56 | DEER:Res:ClothesDishWasher | Annual | 1719 |  | Appl-CW-Top-ElecDHW-GasDry-Tier2DEER2018 | Appl-CW-Top-ElecDHW-GasDry-Tier2AnySFm2015CZ04DEER2018 | 11528
Appl-CW-Top-ElecDHW-GasDry-Tier2 | DEER2018 | D17 v3 |  | Any | SFm | 2015 | CZ14 | rDXGF | Household | 1 | 2160.9 | None | 201 | 0.03 | 10.8 | 79.7 | 0.013 | 4.48 | 201 | 0.03 | 10.8 | 79.7 | 0.013 | 4.48 | DEER:Res:ClothesDishWasher | Annual | 1719 |  | Appl-CW-Top-ElecDHW-GasDry-Tier2DEER2018 | Appl-CW-Top-ElecDHW-GasDry-Tier2AnySFm2015CZ14DEER2018 | 11529
Appl-CW-Top-ElecDHW-GasDry-Tier2 | DEER2018 | D17 v3 |  | Any | SFm | 1975 | CZ13 | rDXGF | Household | 1 | 1528 | None | 202 | 0.04 | 10.7 | 80.5 | 0.018 | 4.44 | 202 | 0.04 | 10.7 | 80.5 | 0.018 | 4.44 | DEER:Res:ClothesDishWasher | Annual | 1719 |  | Appl-CW-Top-ElecDHW-GasDry-Tier2DEER2018 | Appl-CW-Top-ElecDHW-GasDry-Tier2AnySFm1975CZ13DEER2018 | 11530
Appl-CW-Top-ElecDHW-GasDry-Tier2 | DEER2018 | D17 v3 |  | Any | MFm | 2017 | CZ06 | rDXGF | Household | 1 | 1206 | None | 156 | 0.025 | 9.79 | 60.5 | 0.01 | 4.07 | 156 | 0.025 | 9.79 | 60.5 | 0.01 | 4.07 | DEER:Res:ClothesDishWasher | Annual | 1719 |  | Appl-CW-Top-ElecDHW-GasDry-Tier2DEER2018 | Appl-CW-Top-ElecDHW-GasDry-Tier2AnyMFm2017CZ06DEER2018 | 11531
Appl-CW-Top-ElecDHW-GasDry-Tier2 | DEER2018 | D17 v3 |  | Any | MFm | 2003 | CZ13 | rDXGF | Household | 1 | 1073.2 | None | 161 | 0.026 | 9.94 | 63.9 | 0.011 | 4.21 | 161 | 0.026 | 9.94 | 63.9 | 0.011 | 4.21 | DEER:Res:ClothesDishWasher | Annual | 1719 |  | Appl-CW-Top-ElecDHW-GasDry-Tier2DEER2018 | Appl-CW-Top-ElecDHW-GasDry-Tier2AnyMFm2003CZ13DEER2018 | 11532
Appl-CW-Top-ElecDHW-GasDry-Tier2 | DEER2018 | D17 v3 |  | Any | MFm | 1985 | CZ13 | rDXGF | Household | 1 | 1150 | None | 160 | 0.03 | 9.41 | 63.4 | 0.013 | 3.95 | 160 | 0.03 | 9.41 | 63.4 | 0.013 | 3.95 | DEER:Res:ClothesDishWasher | Annual | 1719 |  | Appl-CW-Top-ElecDHW-GasDry-Tier2DEER2018 | Appl-CW-Top-ElecDHW-GasDry-Tier2AnyMFm1985CZ13DEER2018 | 11533
Appl-CW-Top-ElecDHW-GasDry-Tier2 | DEER2018 | D17 v3 |  | Any | MFm | 1975 | CZ11 | rDXGF | Household | 1 | 1098.9 | None | 158 | 0.028 | 9.47 | 62.7 | 0.012 | 3.97 | 158 | 0.028 | 9.47 | 62.7 | 0.012 | 3.97 | DEER:Res:ClothesDishWasher | Annual | 1719 |  | Appl-CW-Top-ElecDHW-GasDry-Tier2DEER2018 | Appl-CW-Top-ElecDHW-GasDry-Tier2AnyMFm1975CZ11DEER2018 | 11534
Appl-CW-Top-ElecDHW-GasDry-Tier2 | DEER2018 | D17 v3 |  | Any | SFm | 1996 | CZ15 | rDXGF | Household | 1 | 1758 | None | 195 | 0.031 | 12.5 | 80.3 | 0.013 | 5.31 | 195 | 0.031 | 12.5 | 80.3 | 0.013 | 5.31 | DEER:Res:ClothesDishWasher | Annual | 1719 |  | Appl-CW-Top-ElecDHW-GasDry-Tier2DEER2018 | Appl-CW-Top-ElecDHW-GasDry-Tier2AnySFm1996CZ15DEER2018 | 11535
Appl-CW-Top-ElecDHW-GasDry-Tier2 | DEER2018 | D17 v3 |  | Any | MFm | 2015 | CZ06 | rDXGF | Household | 1 | 1206 | None | 157 | 0.027 | 9.98 | 61.7 | 0.011 | 4.19 | 157 | 0.027 | 9.98 | 61.7 | 0.011 | 4.19 | DEER:Res:ClothesDishWasher | Annual | 1719 |  | Appl-CW-Top-ElecDHW-GasDry-Tier2DEER2018 | Appl-CW-Top-ElecDHW-GasDry-Tier2AnyMFm2015CZ06DEER2018 | 11536
Appl-CW-Top-ElecDHW-GasDry-Tier2 | DEER2018 | D17 v3 |  | Any | SFm | 1985 | CZ11 | rDXGF | Household | 1 | 1704 | None | 203 | 0.038 | 10.2 | 80.1 | 0.016 | 4.17 | 203 | 0.038 | 10.2 | 80.1 | 0.016 | 4.17 | DEER:Res:ClothesDishWasher | Annual | 1719 |  | Appl-CW-Top-ElecDHW-GasDry-Tier2DEER2018 | Appl-CW-Top-ElecDHW-GasDry-Tier2AnySFm1985CZ11DEER2018 | 11537
Appl-CW-Top-ElecDHW-GasDry-Tier2 | DEER2018 | D17 v3 |  | Any | MFm | 2007 | CZ09 | rDXGF | Household | 1 | 1126.6 | None | 157 | 0.027 | 10.1 | 62 | 0.011 | 4.28 | 157 | 0.027 | 10.1 | 62 | 0.011 | 4.28 | DEER:Res:ClothesDishWasher | Annual | 1719 |  | Appl-CW-Top-ElecDHW-GasDry-Tier2DEER2018 | Appl-CW-Top-ElecDHW-GasDry-Tier2AnyMFm2007CZ09DEER2018 | 11538
Appl-CW-Top-ElecDHW-GasDry-Tier2 | DEER2018 | D17 v3 |  | Any | SFm | 2003 | CZ11 | rDXGF | Household | 1 | 1948.8 | None | 203 | 0.037 | 11 | 80.7 | 0.016 | 4.56 | 203 | 0.037 | 11 | 80.7 | 0.016 | 4.56 | DEER:Res:ClothesDishWasher | Annual | 1719 |  | Appl-CW-Top-ElecDHW-GasDry-Tier2DEER2018 | Appl-CW-Top-ElecDHW-GasDry-Tier2AnySFm2003CZ11DEER2018 | 11539
Appl-CW-Top-ElecDHW-GasDry-Tier2 | DEER2018 | D17 v3 |  | Any | DMo | MH15 | CZ03 | rDXGF | Household | 1 | 1242 | None | 159 | 0.031 | 8.56 | 61.8 | 0.013 | 3.52 | 159 | 0.031 | 8.56 | 61.8 | 0.013 | 3.52 | DEER:Res:ClothesDishWasher | Annual | 1719 |  | Appl-CW-Top-ElecDHW-GasDry-Tier2DEER2018 | Appl-CW-Top-ElecDHW-GasDry-Tier2AnyDMoMH15CZ03DEER2018 | 11540
Appl-CW-Top-ElecDHW-GasDry-Tier2 | DEER2018 | D17 v3 |  | Any | MFm | 2007 | CZ07 | rDXGF | Household | 1 | 1206 | None | 158 | 0.023 | 9.86 | 60.5 | 0.007 | 4.02 | 158 | 0.023 | 9.86 | 60.5 | 0.007 | 4.02 | DEER:Res:ClothesDishWasher | Annual | 1719 |  | Appl-CW-Top-ElecDHW-GasDry-Tier2DEER2018 | Appl-CW-Top-ElecDHW-GasDry-Tier2AnyMFm2007CZ07DEER2018 | 11541
Appl-CW-Top-ElecDHW-GasDry-Tier2 | DEER2018 | D17 v3 |  | Any | SFm | 1996 | CZ03 | rDXGF | Household | 1 | 2193 | None | 196 | 0.034 | 10.5 | 75.9 | 0.01 | 4.37 | 196 | 0.034 | 10.5 | 75.9 | 0.01 | 4.37 | DEER:Res:ClothesDishWasher | Annual | 1719 |  | Appl-CW-Top-ElecDHW-GasDry-Tier2DEER2018 | Appl-CW-Top-ElecDHW-GasDry-Tier2AnySFm1996CZ03DEER2018 | 11542
Appl-CW-Top-ElecDHW-GasDry-Tier2 | DEER2018 | D17 v3 |  | Any | SFm | 2017 | CZ04 | rDXGF | Household | 1 | 2295.6 | None | 200 | 0.037 | 11.1 | 78.1 | 0.016 | 4.61 | 200 | 0.037 | 11.1 | 78.1 | 0.016 | 4.61 | DEER:Res:ClothesDishWasher | Annual | 1719 |  | Appl-CW-Top-ElecDHW-GasDry-Tier2DEER2018 | Appl-CW-Top-ElecDHW-GasDry-Tier2AnySFm2017CZ04DEER2018 | 11543
Appl-CW-Top-ElecDHW-GasDry-Tier2 | DEER2018 | D17 v3 |  | Any | DMo | MH15 | CZ15 | rDXGF | Household | 1 | 1242 | None | 156 | 0.024 | 10.4 | 65.2 | 0.011 | 4.45 | 156 | 0.024 | 10.4 | 65.2 | 0.011 | 4.45 | DEER:Res:ClothesDishWasher | Annual | 1719 |  | Appl-CW-Top-ElecDHW-GasDry-Tier2DEER2018 | Appl-CW-Top-ElecDHW-GasDry-Tier2AnyDMoMH15CZ15DEER2018 | 11544
Appl-CW-Top-ElecDHW-GasDry-Tier2 | DEER2018 | D17 v3 |  | Any | SFm | 2017 | CZ14 | rDXGF | Household | 1 | 2160.9 | None | 200 | 0.03 | 10.8 | 79.6 | 0.013 | 4.44 | 200 | 0.03 | 10.8 | 79.6 | 0.013 | 4.44 | DEER:Res:ClothesDishWasher | Annual | 1719 |  | Appl-CW-Top-ElecDHW-GasDry-Tier2DEER2018 | Appl-CW-Top-ElecDHW-GasDry-Tier2AnySFm2017CZ14DEER2018 | 11545
Appl-CW-Top-ElecDHW-GasDry-Tier2 | DEER2018 | D17 v3 |  | Any | MFm | 1996 | CZ10 | rDXGF | Household | 1 | 1093.6 | None | 155 | 0.035 | 9.87 | 60.8 | 0.015 | 4.11 | 155 | 0.035 | 9.87 | 60.8 | 0.015 | 4.11 | DEER:Res:ClothesDishWasher | Annual | 1719 |  | Appl-CW-Top-ElecDHW-GasDry-Tier2DEER2018 | Appl-CW-Top-ElecDHW-GasDry-Tier2AnyMFm1996CZ10DEER2018 | 11546
Appl-CW-Top-ElecDHW-GasDry-Tier2 | DEER2018 | D17 v3 |  | Any | MFm | 1975 | CZ16 | rDXGF | Household | 1 | 1070.2 | None | 171 | 0.028 | 9.28 | 65.9 | 0.011 | 3.88 | 171 | 0.028 | 9.28 | 65.9 | 0.011 | 3.88 | DEER:Res:ClothesDishWasher | Annual | 1719 |  | Appl-CW-Top-ElecDHW-GasDry-Tier2DEER2018 | Appl-CW-Top-ElecDHW-GasDry-Tier2AnyMFm1975CZ16DEER2018 | 11547
Appl-CW-Top-ElecDHW-GasDry-Tier2 | DEER2018 | D17 v3 |  | Any | MFm | 2017 | CZ03 | rDXGF | Household | 1 | 998.7 | None | 158 | 0.024 | 9.49 | 60.8 | 0.009 | 4.05 | 158 | 0.024 | 9.49 | 60.8 | 0.009 | 4.05 | DEER:Res:ClothesDishWasher | Annual | 1719 |  | Appl-CW-Top-ElecDHW-GasDry-Tier2DEER2018 | Appl-CW-Top-ElecDHW-GasDry-Tier2AnyMFm2017CZ03DEER2018 | 11548
Appl-CW-Top-ElecDHW-GasDry-Tier2 | DEER2018 | D17 v3 |  | Any | MFm | 1996 | CZ04 | rDXGF | Household | 1 | 981.6 | None | 158 | 0.026 | 9.98 | 61.3 | 0.011 | 4.22 | 158 | 0.026 | 9.98 | 61.3 | 0.011 | 4.22 | DEER:Res:ClothesDishWasher | Annual | 1719 |  | Appl-CW-Top-ElecDHW-GasDry-Tier2DEER2018 | Appl-CW-Top-ElecDHW-GasDry-Tier2AnyMFm1996CZ04DEER2018 | 11549
Appl-CW-Top-ElecDHW-GasDry-Tier2 | DEER2018 | D17 v3 |  | Any | SFm | 1985 | CZ16 | rDXGF | Household | 1 | 1904 | None | 216 | 0.042 | 9.89 | 83.3 | 0.017 | 4.02 | 216 | 0.042 | 9.89 | 83.3 | 0.017 | 4.02 | DEER:Res:ClothesDishWasher | Annual | 1719 |  | Appl-CW-Top-ElecDHW-GasDry-Tier2DEER2018 | Appl-CW-Top-ElecDHW-GasDry-Tier2AnySFm1985CZ16DEER2018 | 11550
Appl-CW-Top-ElecDHW-GasDry-Tier2 | DEER2018 | D17 v3 |  | Any | SFm | 2003 | CZ16 | rDXGF | Household | 1 | 2295.6 | None | 211 | 0.038 | 11.5 | 81.5 | 0.016 | 4.79 | 211 | 0.038 | 11.5 | 81.5 | 0.016 | 4.79 | DEER:Res:ClothesDishWasher | Annual | 1719 |  | Appl-CW-Top-ElecDHW-GasDry-Tier2DEER2018 | Appl-CW-Top-ElecDHW-GasDry-Tier2AnySFm2003CZ16DEER2018 | 11551
Appl-CW-Top-ElecDHW-GasDry-Tier2 | DEER2018 | D17 v3 |  | Any | MFm | 1996 | CZ14 | rDXGF | Household | 1 | 1086 | None | 164 | 0.023 | 9.85 | 65.6 | 0.01 | 4.18 | 164 | 0.023 | 9.85 | 65.6 | 0.01 | 4.18 | DEER:Res:ClothesDishWasher | Annual | 1719 |  | Appl-CW-Top-ElecDHW-GasDry-Tier2DEER2018 | Appl-CW-Top-ElecDHW-GasDry-Tier2AnyMFm1996CZ14DEER2018 | 11552
Appl-CW-Top-ElecDHW-GasDry-Tier2 | DEER2018 | D17 v3 |  | Any | SFm | 2017 | CZ10 | rDXGF | Household | 1 | 1948.8 | None | 196 | 0.033 | 11.5 | 77.5 | 0.014 | 4.8 | 196 | 0.033 | 11.5 | 77.5 | 0.014 | 4.8 | DEER:Res:ClothesDishWasher | Annual | 1719 |  | Appl-CW-Top-ElecDHW-GasDry-Tier2DEER2018 | Appl-CW-Top-ElecDHW-GasDry-Tier2AnySFm2017CZ10DEER2018 | 11553
Appl-CW-Top-ElecDHW-GasDry-Tier2 | DEER2018 | D17 v3 |  | Any | MFm | 2017 | CZ15 | rDXGF | Household | 1 | 1094.6 | None | 146 | 0.021 | 10.7 | 59.9 | 0.009 | 4.58 | 146 | 0.021 | 10.7 | 59.9 | 0.009 | 4.58 | DEER:Res:ClothesDishWasher | Annual | 1719 |  | Appl-CW-Top-ElecDHW-GasDry-Tier2DEER2018 | Appl-CW-Top-ElecDHW-GasDry-Tier2AnyMFm2017CZ15DEER2018 | 11554
Appl-CW-Top-ElecDHW-GasDry-Tier2 | DEER2018 | D17 v3 |  | Any | SFm | 2011 | CZ05 | rDXGF | Household | 1 | 2295.6 | None | 197 | 0.039 | 9.51 | 75.3 | 0.016 | 3.88 | 197 | 0.039 | 9.51 | 75.3 | 0.016 | 3.88 | DEER:Res:ClothesDishWasher | Annual | 1719 |  | Appl-CW-Top-ElecDHW-GasDry-Tier2DEER2018 | Appl-CW-Top-ElecDHW-GasDry-Tier2AnySFm2011CZ05DEER2018 | 11555
Appl-CW-Top-ElecDHW-GasDry-Tier2 | DEER2018 | D17 v3 |  | Any | DMo | MH85 | CZ05 | rDXGF | Household | 1 | 1242 | None | 161 | 0.039 | 7.86 | 61.6 | 0.018 | 3.18 | 161 | 0.039 | 7.86 | 61.6 | 0.018 | 3.18 | DEER:Res:ClothesDishWasher | Annual | 1719 |  | Appl-CW-Top-ElecDHW-GasDry-Tier2DEER2018 | Appl-CW-Top-ElecDHW-GasDry-Tier2AnyDMoMH85CZ05DEER2018 | 11556
Appl-CW-Top-ElecDHW-GasDry-Tier2 | DEER2018 | D17 v3 |  | Any | DMo | MH00 | CZ15 | rDXGF | Household | 1 | 1242 | None | 160 | 0.027 | 10.4 | 68.1 | 0.012 | 4.43 | 160 | 0.027 | 10.4 | 68.1 | 0.012 | 4.43 | DEER:Res:ClothesDishWasher | Annual | 1719 |  | Appl-CW-Top-ElecDHW-GasDry-Tier2DEER2018 | Appl-CW-Top-ElecDHW-GasDry-Tier2AnyDMoMH00CZ15DEER2018 | 11557
Appl-CW-Top-ElecDHW-GasDry-Tier2 | DEER2018 | D17 v3 |  | Any | SFm | 2003 | CZ09 | rDXGF | Household | 1 | 2422.9 | None | 198 | 0.03 | 11.7 | 79 | 0.015 | 4.9 | 198 | 0.03 | 11.7 | 79 | 0.015 | 4.9 | DEER:Res:ClothesDishWasher | Annual | 1719 |  | Appl-CW-Top-ElecDHW-GasDry-Tier2DEER2018 | Appl-CW-Top-ElecDHW-GasDry-Tier2AnySFm2003CZ09DEER2018 | 11558
Appl-CW-Top-ElecDHW-GasDry-Tier2 | DEER2018 | D17 v3 |  | Any | MFm | 2007 | CZ11 | rDXGF | Household | 1 | 1073.2 | None | 159 | 0.024 | 9.7 | 68.3 | 0.014 | 4.33 | 159 | 0.024 | 9.7 | 68.3 | 0.014 | 4.33 | DEER:Res:ClothesDishWasher | Annual | 1719 |  | Appl-CW-Top-ElecDHW-GasDry-Tier2DEER2018 | Appl-CW-Top-ElecDHW-GasDry-Tier2AnyMFm2007CZ11DEER2018 | 11559
Appl-CW-Top-ElecDHW-GasDry-Tier2 | DEER2018 | D17 v3 |  | Any | DMo | MH72 | CZ06 | rDXGF | Household | 1 | 1196 | None | 166 | 0.028 | 9.76 | 66.1 | 0.012 | 4.14 | 166 | 0.028 | 9.76 | 66.1 | 0.012 | 4.14 | DEER:Res:ClothesDishWasher | Annual | 1719 |  | Appl-CW-Top-ElecDHW-GasDry-Tier2DEER2018 | Appl-CW-Top-ElecDHW-GasDry-Tier2AnyDMoMH72CZ06DEER2018 | 11560
Appl-CW-Top-ElecDHW-GasDry-Tier2 | DEER2018 | D17 v3 |  | Any | SFm | 1985 | CZ09 | rDXGF | Household | 1 | 1811 | None | 202 | 0.036 | 11.4 | 81.4 | 0.016 | 4.78 | 202 | 0.036 | 11.4 | 81.4 | 0.016 | 4.78 | DEER:Res:ClothesDishWasher | Annual | 1719 |  | Appl-CW-Top-ElecDHW-GasDry-Tier2DEER2018 | Appl-CW-Top-ElecDHW-GasDry-Tier2AnySFm1985CZ09DEER2018 | 11561
Appl-CW-Top-ElecDHW-GasDry-Tier2 | DEER2018 | D17 v3 |  | Any | SFm | 2017 | CZ02 | rDXGF | Household | 1 | 1948.8 | None | 201 | 0.038 | 10.4 | 77.8 | 0.016 | 4.25 | 201 | 0.038 | 10.4 | 77.8 | 0.016 | 4.25 | DEER:Res:ClothesDishWasher | Annual | 1719 |  | Appl-CW-Top-ElecDHW-GasDry-Tier2DEER2018 | Appl-CW-Top-ElecDHW-GasDry-Tier2AnySFm2017CZ02DEER2018 | 11562
Appl-CW-Top-ElecDHW-GasDry-Tier2 | DEER2018 | D17 v3 |  | Any | MFm | 2011 | CZ08 | rDXGF | Household | 1 | 1206 | None | 159 | 0.022 | 10.3 | 65 | 0.012 | 4.44 | 159 | 0.022 | 10.3 | 65 | 0.012 | 4.44 | DEER:Res:ClothesDishWasher | Annual | 1719 |  | Appl-CW-Top-ElecDHW-GasDry-Tier2DEER2018 | Appl-CW-Top-ElecDHW-GasDry-Tier2AnyMFm2011CZ08DEER2018 | 11563
Appl-CW-Top-ElecDHW-GasDry-Tier2 | DEER2018 | D17 v3 |  | Any | MFm | 1975 | CZ09 | rDXGF | Household | 1 | 1216.8 | None | 161 | 0.027 | 9.95 | 63.8 | 0.012 | 4.21 | 161 | 0.027 | 9.95 | 63.8 | 0.012 | 4.21 | DEER:Res:ClothesDishWasher | Annual | 1719 |  | Appl-CW-Top-ElecDHW-GasDry-Tier2DEER2018 | Appl-CW-Top-ElecDHW-GasDry-Tier2AnyMFm1975CZ09DEER2018 | 11564
Appl-CW-Top-ElecDHW-GasDry-Tier2 | DEER2018 | D17 v3 |  | Any | DMo | MH06 | CZ15 | rDXGF | Household | 1 | 1242 | None | 156 | 0.025 | 10.4 | 65.3 | 0.011 | 4.47 | 156 | 0.025 | 10.4 | 65.3 | 0.011 | 4.47 | DEER:Res:ClothesDishWasher | Annual | 1719 |  | Appl-CW-Top-ElecDHW-GasDry-Tier2DEER2018 | Appl-CW-Top-ElecDHW-GasDry-Tier2AnyDMoMH06CZ15DEER2018 | 11565
Appl-CW-Top-ElecDHW-GasDry-Tier2 | DEER2018 | D17 v3 |  | Any | MFm | 1975 | CZ07 | rDXGF | Household | 1 | 1047.7 | None | 154 | 0.024 | 9.94 | 58.8 | 0.008 | 4.04 | 154 | 0.024 | 9.94 | 58.8 | 0.008 | 4.04 | DEER:Res:ClothesDishWasher | Annual | 1719 |  | Appl-CW-Top-ElecDHW-GasDry-Tier2DEER2018 | Appl-CW-Top-ElecDHW-GasDry-Tier2AnyMFm1975CZ07DEER2018 | 11566
Appl-CW-Top-ElecDHW-GasDry-Tier2 | DEER2018 | D17 v3 |  | Any | DMo | MH00 | CZ03 | rDXGF | Household | 1 | 1242 | None | 160 | 0.036 | 8.22 | 62.3 | 0.016 | 3.4 | 160 | 0.036 | 8.22 | 62.3 | 0.016 | 3.4 | DEER:Res:ClothesDishWasher | Annual | 1719 |  | Appl-CW-Top-ElecDHW-GasDry-Tier2DEER2018 | Appl-CW-Top-ElecDHW-GasDry-Tier2AnyDMoMH00CZ03DEER2018 | 11567
Appl-CW-Top-ElecDHW-GasDry-Tier2 | DEER2018 | D17 v3 |  | Any | DMo | MH85 | CZ12 | rDXGF | Household | 1 | 1242 | None | 165 | 0.032 | 8.47 | 65.8 | 0.016 | 3.49 | 165 | 0.032 | 8.47 | 65.8 | 0.016 | 3.49 | DEER:Res:ClothesDishWasher | Annual | 1719 |  | Appl-CW-Top-ElecDHW-GasDry-Tier2DEER2018 | Appl-CW-Top-ElecDHW-GasDry-Tier2AnyDMoMH85CZ12DEER2018 | 11568
Appl-CW-Top-ElecDHW-GasDry-Tier2 | DEER2018 | D17 v3 |  | Any | SFm | 2011 | CZ12 | rDXGF | Household | 1 | 1948.8 | None | 201 | 0.037 | 11.3 | 79.2 | 0.015 | 4.72 | 201 | 0.037 | 11.3 | 79.2 | 0.015 | 4.72 | DEER:Res:ClothesDishWasher | Annual | 1719 |  | Appl-CW-Top-ElecDHW-GasDry-Tier2DEER2018 | Appl-CW-Top-ElecDHW-GasDry-Tier2AnySFm2011CZ12DEER2018 | 11569
Appl-CW-Top-ElecDHW-GasDry-Tier2 | DEER2018 | D17 v3 |  | Any | MFm | 1996 | CZ01 | rDXGF | Household | 1 | 981.6 | None | 163 | 0.022 | 8.72 | 61.4 | 0.008 | 3.38 | 163 | 0.022 | 8.72 | 61.4 | 0.008 | 3.38 | DEER:Res:ClothesDishWasher | Annual | 1719 |  | Appl-CW-Top-ElecDHW-GasDry-Tier2DEER2018 | Appl-CW-Top-ElecDHW-GasDry-Tier2AnyMFm1996CZ01DEER2018 | 11570
Appl-CW-Top-ElecDHW-GasDry-Tier2 | DEER2018 | D17 v3 |  | Any | SFm | 1985 | CZ07 | rDXGF | Household | 1 | 2064 | None | 199 | 0.039 | 11.5 | 78.5 | 0.016 | 4.8 | 199 | 0.039 | 11.5 | 78.5 | 0.016 | 4.8 | DEER:Res:ClothesDishWasher | Annual | 1719 |  | Appl-CW-Top-ElecDHW-GasDry-Tier2DEER2018 | Appl-CW-Top-ElecDHW-GasDry-Tier2AnySFm1985CZ07DEER2018 | 11571
Appl-CW-Top-ElecDHW-GasDry-Tier2 | DEER2018 | D17 v3 |  | Any | DMo | MH06 | CZ03 | rDXGF | Household | 1 | 1242 | None | 163 | 0.034 | 9.47 | 65.3 | 0.016 | 3.98 | 163 | 0.034 | 9.47 | 65.3 | 0.016 | 3.98 | DEER:Res:ClothesDishWasher | Annual | 1719 |  | Appl-CW-Top-ElecDHW-GasDry-Tier2DEER2018 | Appl-CW-Top-ElecDHW-GasDry-Tier2AnyDMoMH06CZ03DEER2018 | 11572
Appl-CW-Top-ElecDHW-GasDry-Tier2 | DEER2018 | D17 v3 |  | Any | SFm | 2003 | CZ07 | rDXGF | Household | 1 | 2392.9 | None | 205 | 0.034 | 11.6 | 82.1 | 0.014 | 4.85 | 205 | 0.034 | 11.6 | 82.1 | 0.014 | 4.85 | DEER:Res:ClothesDishWasher | Annual | 1719 |  | Appl-CW-Top-ElecDHW-GasDry-Tier2DEER2018 | Appl-CW-Top-ElecDHW-GasDry-Tier2AnySFm2003CZ07DEER2018 | 11573
Appl-CW-Top-ElecDHW-GasDry-Tier2 | DEER2018 | D17 v3 |  | Any | MFm | 2007 | CZ16 | rDXGF | Household | 1 | 998.7 | None | 171 | 0.026 | 9.27 | 66 | 0.011 | 3.87 | 171 | 0.026 | 9.27 | 66 | 0.011 | 3.87 | DEER:Res:ClothesDishWasher | Annual | 1719 |  | Appl-CW-Top-ElecDHW-GasDry-Tier2DEER2018 | Appl-CW-Top-ElecDHW-GasDry-Tier2AnyMFm2007CZ16DEER2018 | 11574
Appl-CW-Top-ElecDHW-GasDry-Tier2 | DEER2018 | D17 v3 |  | Any | SFm | 2017 | CZ01 | rDXGF | Household | 1 | 2295.6 | None | 203 | 0.027 | 11.1 | 77.2 | 0.01 | 4.59 | 203 | 0.027 | 11.1 | 77.2 | 0.01 | 4.59 | DEER:Res:ClothesDishWasher | Annual | 1719 |  | Appl-CW-Top-ElecDHW-GasDry-Tier2DEER2018 | Appl-CW-Top-ElecDHW-GasDry-Tier2AnySFm2017CZ01DEER2018 | 11575
Appl-CW-Top-ElecDHW-GasDry-Tier2 | DEER2018 | D17 v3 |  | Any | DMo | MH85 | CZ13 | rDXGF | Household | 1 | 1242 | None | 166 | 0.03 | 8.78 | 67 | 0.013 | 3.66 | 166 | 0.03 | 8.78 | 67 | 0.013 | 3.66 | DEER:Res:ClothesDishWasher | Annual | 1719 |  | Appl-CW-Top-ElecDHW-GasDry-Tier2DEER2018 | Appl-CW-Top-ElecDHW-GasDry-Tier2AnyDMoMH85CZ13DEER2018 | 11576
Appl-CW-Top-ElecDHW-GasDry-Tier2 | DEER2018 | D17 v3 |  | Any | SFm | 2011 | CZ13 | rDXGF | Household | 1 | 1948.8 | None | 200 | 0.033 | 11.5 | 79.7 | 0.014 | 4.78 | 200 | 0.033 | 11.5 | 79.7 | 0.014 | 4.78 | DEER:Res:ClothesDishWasher | Annual | 1719 |  | Appl-CW-Top-ElecDHW-GasDry-Tier2DEER2018 | Appl-CW-Top-ElecDHW-GasDry-Tier2AnySFm2011CZ13DEER2018 | 11577
Appl-CW-Top-ElecDHW-GasDry-Tier2 | DEER2018 | D17 v3 |  | Any | MFm | 1996 | CZ02 | rDXGF | Household | 1 | 981.6 | None | 161 | 0.029 | 9.7 | 62.2 | 0.011 | 3.99 | 161 | 0.029 | 9.7 | 62.2 | 0.011 | 3.99 | DEER:Res:ClothesDishWasher | Annual | 1719 |  | Appl-CW-Top-ElecDHW-GasDry-Tier2DEER2018 | Appl-CW-Top-ElecDHW-GasDry-Tier2AnyMFm1996CZ02DEER2018 | 11578
Appl-CW-Top-ElecDHW-GasDry-Tier2 | DEER2018 | D17 v3 |  | Any | DMo | MH00 | CZ06 | rDXGF | Household | 1 | 1242 | None | 164 | 0.03 | 9.03 | 65.3 | 0.013 | 3.76 | 164 | 0.03 | 9.03 | 65.3 | 0.013 | 3.76 | DEER:Res:ClothesDishWasher | Annual | 1719 |  | Appl-CW-Top-ElecDHW-GasDry-Tier2DEER2018 | Appl-CW-Top-ElecDHW-GasDry-Tier2AnyDMoMH00CZ06DEER2018 | 11579
Appl-CW-Top-ElecDHW-GasDry-Tier2 | DEER2018 | D17 v3 |  | Any | DMo | MH72 | CZ15 | rDXGF | Household | 1 | 1196 | None | 159 | 0.026 | 10.5 | 65.7 | 0.011 | 4.52 | 159 | 0.026 | 10.5 | 65.7 | 0.011 | 4.52 | DEER:Res:ClothesDishWasher | Annual | 1719 |  | Appl-CW-Top-ElecDHW-GasDry-Tier2DEER2018 | Appl-CW-Top-ElecDHW-GasDry-Tier2AnyDMoMH72CZ15DEER2018 | 11580
Appl-CW-Top-ElecDHW-GasDry-Tier2 | DEER2018 | D17 v3 |  | Any | DMo | MH06 | CZ06 | rDXGF | Household | 1 | 1242 | None | 163 | 0.028 | 10.8 | 65 | 0.013 | 4.66 | 163 | 0.028 | 10.8 | 65 | 0.013 | 4.66 | DEER:Res:ClothesDishWasher | Annual | 1719 |  | Appl-CW-Top-ElecDHW-GasDry-Tier2DEER2018 | Appl-CW-Top-ElecDHW-GasDry-Tier2AnyDMoMH06CZ06DEER2018 | 11581
Appl-CW-Top-ElecDHW-GasDry-Tier2 | DEER2018 | D17 v3 |  | Any | SFm | 2007 | CZ12 | rDXGF | Household | 1 | 1948.8 | None | 200 | 0.036 | 11.2 | 78.6 | 0.016 | 4.64 | 200 | 0.036 | 11.2 | 78.6 | 0.016 | 4.64 | DEER:Res:ClothesDishWasher | Annual | 1719 |  | Appl-CW-Top-ElecDHW-GasDry-Tier2DEER2018 | Appl-CW-Top-ElecDHW-GasDry-Tier2AnySFm2007CZ12DEER2018 | 11582
Appl-CW-Top-ElecDHW-GasDry-Tier2 | DEER2018 | D17 v3 |  | Any | SFm | 2015 | CZ01 | rDXGF | Household | 1 | 2295.6 | None | 203 | 0.027 | 10.4 | 77.2 | 0.01 | 4.5 | 203 | 0.027 | 10.4 | 77.2 | 0.01 | 4.5 | DEER:Res:ClothesDishWasher | Annual | 1719 |  | Appl-CW-Top-ElecDHW-GasDry-Tier2DEER2018 | Appl-CW-Top-ElecDHW-GasDry-Tier2AnySFm2015CZ01DEER2018 | 11583
Appl-CW-Top-ElecDHW-GasDry-Tier2 | DEER2018 | D17 v3 |  | Any | MFm | 2007 | CZ08 | rDXGF | Household | 1 | 1206 | None | 156 | 0.021 | 10 | 60.5 | 0.006 | 4.16 | 156 | 0.021 | 10 | 60.5 | 0.006 | 4.16 | DEER:Res:ClothesDishWasher | Annual | 1719 |  | Appl-CW-Top-ElecDHW-GasDry-Tier2DEER2018 | Appl-CW-Top-ElecDHW-GasDry-Tier2AnyMFm2007CZ08DEER2018 | 11584
Appl-CW-Top-ElecDHW-GasDry-Tier2 | DEER2018 | D17 v3 |  | Any | DMo | MH72 | CZ03 | rDXGF | Household | 1 | 1196 | None | 164 | 0.036 | 8.87 | 63.8 | 0.015 | 3.69 | 164 | 0.036 | 8.87 | 63.8 | 0.015 | 3.69 | DEER:Res:ClothesDishWasher | Annual | 1719 |  | Appl-CW-Top-ElecDHW-GasDry-Tier2DEER2018 | Appl-CW-Top-ElecDHW-GasDry-Tier2AnyDMoMH72CZ03DEER2018 | 11585
Appl-CW-Top-ElecDHW-GasDry-Tier2 | DEER2018 | D17 v3 |  | Any | MFm | 2011 | CZ11 | rDXGF | Household | 1 | 1073.2 | None | 160 | 0.025 | 9.83 | 63.2 | 0.01 | 4.15 | 160 | 0.025 | 9.83 | 63.2 | 0.01 | 4.15 | DEER:Res:ClothesDishWasher | Annual | 1719 |  | Appl-CW-Top-ElecDHW-GasDry-Tier2DEER2018 | Appl-CW-Top-ElecDHW-GasDry-Tier2AnyMFm2011CZ11DEER2018 | 11586
Appl-CW-Top-ElecDHW-GasDry-Tier2 | DEER2018 | D17 v3 |  | Any | SFm | 1975 | CZ05 | rDXGF | Household | 1 | 1591 | None | 197 | 0.042 | 9.81 | 75.5 | 0.018 | 3.99 | 197 | 0.042 | 9.81 | 75.5 | 0.018 | 3.99 | DEER:Res:ClothesDishWasher | Annual | 1719 |  | Appl-CW-Top-ElecDHW-GasDry-Tier2DEER2018 | Appl-CW-Top-ElecDHW-GasDry-Tier2AnySFm1975CZ05DEER2018 | 11587
Appl-CW-Top-ElecDHW-GasDry-Tier2 | DEER2018 | D17 v3 |  | Any | MFm | 2003 | CZ05 | rDXGF | Household | 1 | 998.7 | None | 159 | 0.022 | 9.18 | 61.2 | 0.009 | 3.82 | 159 | 0.022 | 9.18 | 61.2 | 0.009 | 3.82 | DEER:Res:ClothesDishWasher | Annual | 1719 |  | Appl-CW-Top-ElecDHW-GasDry-Tier2DEER2018 | Appl-CW-Top-ElecDHW-GasDry-Tier2AnyMFm2003CZ05DEER2018 | 11588
Appl-CW-Top-ElecDHW-GasDry-Tier2 | DEER2018 | D17 v3 |  | Any | MFm | 1985 | CZ05 | rDXGF | Household | 1 | 1152 | None | 159 | 0.026 | 9.01 | 61.3 | 0.011 | 3.83 | 159 | 0.026 | 9.01 | 61.3 | 0.011 | 3.83 | DEER:Res:ClothesDishWasher | Annual | 1719 |  | Appl-CW-Top-ElecDHW-GasDry-Tier2DEER2018 | Appl-CW-Top-ElecDHW-GasDry-Tier2AnyMFm1985CZ05DEER2018 | 11589
Appl-CW-Top-ElecDHW-GasDry-Tier2 | DEER2018 | D17 v3 |  | Any | SFm | 2015 | CZ02 | rDXGF | Household | 1 | 1948.8 | None | 201 | 0.037 | 10.3 | 77.9 | 0.016 | 4.21 | 201 | 0.037 | 10.3 | 77.9 | 0.016 | 4.21 | DEER:Res:ClothesDishWasher | Annual | 1719 |  | Appl-CW-Top-ElecDHW-GasDry-Tier2DEER2018 | Appl-CW-Top-ElecDHW-GasDry-Tier2AnySFm2015CZ02DEER2018 | 11590
Appl-CW-Top-ElecDHW-GasDry-Tier2 | DEER2018 | D17 v3 |  | Any | SFm | 2007 | CZ13 | rDXGF | Household | 1 | 1948.8 | None | 199 | 0.032 | 11.3 | 79.3 | 0.013 | 4.71 | 199 | 0.032 | 11.3 | 79.3 | 0.013 | 4.71 | DEER:Res:ClothesDishWasher | Annual | 1719 |  | Appl-CW-Top-ElecDHW-GasDry-Tier2DEER2018 | Appl-CW-Top-ElecDHW-GasDry-Tier2AnySFm2007CZ13DEER2018 | 11591
Appl-CW-Top-ElecDHW-GasDry-Tier2 | DEER2018 | D17 v3 |  | Any | MFm | 2011 | CZ16 | rDXGF | Household | 1 | 998.7 | None | 172 | 0.026 | 9.31 | 66.1 | 0.011 | 3.89 | 172 | 0.026 | 9.31 | 66.1 | 0.011 | 3.89 | DEER:Res:ClothesDishWasher | Annual | 1719 |  | Appl-CW-Top-ElecDHW-GasDry-Tier2DEER2018 | Appl-CW-Top-ElecDHW-GasDry-Tier2AnyMFm2011CZ16DEER2018 | 11592
Appl-CW-Top-ElecDHW-GasDry-Tier2 | DEER2018 | D17 v3 |  | Any | SFm | 2003 | CZ15 | rDXGF | Household | 1 | 2160.9 | None | 191 | 0.031 | 12.5 | 80.2 | 0.014 | 5.31 | 191 | 0.031 | 12.5 | 80.2 | 0.014 | 5.31 | DEER:Res:ClothesDishWasher | Annual | 1719 |  | Appl-CW-Top-ElecDHW-GasDry-Tier2DEER2018 | Appl-CW-Top-ElecDHW-GasDry-Tier2AnySFm2003CZ15DEER2018 | 11593
Appl-CW-Top-ElecDHW-GasDry-Tier2 | DEER2018 | D17 v3 |  | Any | SFm | 2015 | CZ12 | rDXGF | Household | 1 | 1948.8 | None | 197 | 0.036 | 11.3 | 77.6 | 0.016 | 4.73 | 197 | 0.036 | 11.3 | 77.6 | 0.016 | 4.73 | DEER:Res:ClothesDishWasher | Annual | 1719 |  | Appl-CW-Top-ElecDHW-GasDry-Tier2DEER2018 | Appl-CW-Top-ElecDHW-GasDry-Tier2AnySFm2015CZ12DEER2018 | 11594
Appl-CW-Top-ElecDHW-GasDry-Tier2 | DEER2018 | D17 v3 |  | Any | DMo | MH00 | CZ09 | rDXGF | Household | 1 | 1242 | None | 163 | 0.031 | 9.19 | 65 | 0.014 | 3.84 | 163 | 0.031 | 9.19 | 65 | 0.014 | 3.84 | DEER:Res:ClothesDishWasher | Annual | 1719 |  | Appl-CW-Top-ElecDHW-GasDry-Tier2DEER2018 | Appl-CW-Top-ElecDHW-GasDry-Tier2AnyDMoMH00CZ09DEER2018 | 11595
Appl-CW-Top-ElecDHW-GasDry-Tier2 | DEER2018 | D17 v3 |  | Any | SFm | 1985 | CZ15 | rDXGF | Household | 1 | 1741 | None | 193 | 0.033 | 12.4 | 79.7 | 0.015 | 5.27 | 193 | 0.033 | 12.4 | 79.7 | 0.015 | 5.27 | DEER:Res:ClothesDishWasher | Annual | 1719 |  | Appl-CW-Top-ElecDHW-GasDry-Tier2DEER2018 | Appl-CW-Top-ElecDHW-GasDry-Tier2AnySFm1985CZ15DEER2018 | 11596
Appl-CW-Top-ElecDHW-GasDry-Tier2 | DEER2018 | D17 v3 |  | Any | DMo | MH06 | CZ09 | rDXGF | Household | 1 | 1242 | None | 164 | 0.028 | 9.7 | 65.5 | 0.012 | 4.09 | 164 | 0.028 | 9.7 | 65.5 | 0.012 | 4.09 | DEER:Res:ClothesDishWasher | Annual | 1719 |  | Appl-CW-Top-ElecDHW-GasDry-Tier2DEER2018 | Appl-CW-Top-ElecDHW-GasDry-Tier2AnyDMoMH06CZ09DEER2018 | 11597
Appl-CW-Top-ElecDHW-GasDry-Tier2 | DEER2018 | D17 v3 |  | Any | MFm | 1975 | CZ15 | rDXGF | Household | 1 | 1409.4 | None | 153 | 0.024 | 10.6 | 62.9 | 0.011 | 4.52 | 153 | 0.024 | 10.6 | 62.9 | 0.011 | 4.52 | DEER:Res:ClothesDishWasher | Annual | 1719 |  | Appl-CW-Top-ElecDHW-GasDry-Tier2DEER2018 | Appl-CW-Top-ElecDHW-GasDry-Tier2AnyMFm1975CZ15DEER2018 | 11598
Appl-CW-Top-ElecDHW-GasDry-Tier2 | DEER2018 | D17 v3 |  | Any | SFm | 1996 | CZ11 | rDXGF | Household | 1 | 2032 | None | 203 | 0.039 | 10.8 | 81.1 | 0.016 | 4.47 | 203 | 0.039 | 10.8 | 81.1 | 0.016 | 4.47 | DEER:Res:ClothesDishWasher | Annual | 1719 |  | Appl-CW-Top-ElecDHW-GasDry-Tier2DEER2018 | Appl-CW-Top-ElecDHW-GasDry-Tier2AnySFm1996CZ11DEER2018 | 11599
Appl-CW-Top-ElecDHW-GasDry-Tier2 | DEER2018 | D17 v3 |  | Any | DMo | MH15 | CZ11 | rDXGF | Household | 1 | 1242 | None | 162 | 0.025 | 9.06 | 64.8 | 0.01 | 3.75 | 162 | 0.025 | 9.06 | 64.8 | 0.01 | 3.75 | DEER:Res:ClothesDishWasher | Annual | 1719 |  | Appl-CW-Top-ElecDHW-GasDry-Tier2DEER2018 | Appl-CW-Top-ElecDHW-GasDry-Tier2AnyDMoMH15CZ11DEER2018 | 11600
Appl-CW-Top-ElecDHW-GasDry-Tier2 | DEER2018 | D17 v3 |  | Any | SFm | 2003 | CZ03 | rDXGF | Household | 1 | 2295.6 | None | 196 | 0.04 | 10.5 | 75.2 | 0.017 | 4.31 | 196 | 0.04 | 10.5 | 75.2 | 0.017 | 4.31 | DEER:Res:ClothesDishWasher | Annual | 1719 |  | Appl-CW-Top-ElecDHW-GasDry-Tier2DEER2018 | Appl-CW-Top-ElecDHW-GasDry-Tier2AnySFm2003CZ03DEER2018 | 11601
Appl-CW-Top-ElecDHW-GasDry-Tier2 | DEER2018 | D17 v3 |  | Any | DMo | MH06 | CZ07 | rDXGF | Household | 1 | 1242 | None | 170 | 0.028 | 10.4 | 68.5 | 0.012 | 4.48 | 170 | 0.028 | 10.4 | 68.5 | 0.012 | 4.48 | DEER:Res:ClothesDishWasher | Annual | 1719 |  | Appl-CW-Top-ElecDHW-GasDry-Tier2DEER2018 | Appl-CW-Top-ElecDHW-GasDry-Tier2AnyDMoMH06CZ07DEER2018 | 11602
Appl-CW-Top-ElecDHW-GasDry-Tier2 | DEER2018 | D17 v3 |  | Any | SFm | 1975 | CZ10 | rDXGF | Household | 1 | 1636 | None | 197 | 0.043 | 11.1 | 78.4 | 0.019 | 4.59 | 197 | 0.043 | 11.1 | 78.4 | 0.019 | 4.59 | DEER:Res:ClothesDishWasher | Annual | 1719 |  | Appl-CW-Top-ElecDHW-GasDry-Tier2DEER2018 | Appl-CW-Top-ElecDHW-GasDry-Tier2AnySFm1975CZ10DEER2018 | 11603
Appl-CW-Top-ElecDHW-GasDry-Tier2 | DEER2018 | D17 v3 |  | Any | SFm | 1985 | CZ03 | rDXGF | Household | 1 | 1904 | None | 196 | 0.043 | 9.29 | 75.8 | 0.018 | 3.7 | 196 | 0.043 | 9.29 | 75.8 | 0.018 | 3.7 | DEER:Res:ClothesDishWasher | Annual | 1719 |  | Appl-CW-Top-ElecDHW-GasDry-Tier2DEER2018 | Appl-CW-Top-ElecDHW-GasDry-Tier2AnySFm1985CZ03DEER2018 | 11604
Appl-CW-Top-ElecDHW-GasDry-Tier2 | DEER2018 | D17 v3 |  | Any | MFm | 1985 | CZ10 | rDXGF | Household | 1 | 1438.9 | None | 159 | 0.028 | 9.74 | 66.4 | 0.019 | 4.53 | 159 | 0.028 | 9.74 | 66.4 | 0.019 | 4.53 | DEER:Res:ClothesDishWasher | Annual | 1719 |  | Appl-CW-Top-ElecDHW-GasDry-Tier2DEER2018 | Appl-CW-Top-ElecDHW-GasDry-Tier2AnyMFm1985CZ10DEER2018 | 11605
Appl-CW-Top-ElecDHW-GasDry-Tier2 | DEER2018 | D17 v3 |  | Any | MFm | 2015 | CZ08 | rDXGF | Household | 1 | 1206 | None | 160 | 0.027 | 10.4 | 64.3 | 0.013 | 4.43 | 160 | 0.027 | 10.4 | 64.3 | 0.013 | 4.43 | DEER:Res:ClothesDishWasher | Annual | 1719 |  | Appl-CW-Top-ElecDHW-GasDry-Tier2DEER2018 | Appl-CW-Top-ElecDHW-GasDry-Tier2AnyMFm2015CZ08DEER2018 | 11606
Appl-CW-Top-ElecDHW-GasDry-Tier2 | DEER2018 | D17 v3 |  | Any | MFm | 2003 | CZ10 | rDXGF | Household | 1 | 1073.2 | None | 157 | 0.031 | 10.4 | 61.3 | 0.012 | 4.38 | 157 | 0.031 | 10.4 | 61.3 | 0.012 | 4.38 | DEER:Res:ClothesDishWasher | Annual | 1719 |  | Appl-CW-Top-ElecDHW-GasDry-Tier2DEER2018 | Appl-CW-Top-ElecDHW-GasDry-Tier2AnyMFm2003CZ10DEER2018 | 11607
Appl-CW-Top-ElecDHW-GasDry-Tier2 | DEER2018 | D17 v3 |  | Any | MFm | 1975 | CZ03 | rDXGF | Household | 1 | 1070.2 | None | 159 | 0.024 | 9.43 | 61.3 | 0.01 | 3.98 | 159 | 0.024 | 9.43 | 61.3 | 0.01 | 3.98 | DEER:Res:ClothesDishWasher | Annual | 1719 |  | Appl-CW-Top-ElecDHW-GasDry-Tier2DEER2018 | Appl-CW-Top-ElecDHW-GasDry-Tier2AnyMFm1975CZ03DEER2018 | 11608
Appl-CW-Top-ElecDHW-GasDry-Tier2 | DEER2018 | D17 v3 |  | Any | MFm | 2017 | CZ16 | rDXGF | Household | 1 | 998.7 | None | 171 | 0.026 | 9.22 | 65.6 | 0.01 | 3.85 | 171 | 0.026 | 9.22 | 65.6 | 0.01 | 3.85 | DEER:Res:ClothesDishWasher | Annual | 1719 |  | Appl-CW-Top-ElecDHW-GasDry-Tier2DEER2018 | Appl-CW-Top-ElecDHW-GasDry-Tier2AnyMFm2017CZ16DEER2018 | 11609
Appl-CW-Top-ElecDHW-GasDry-Tier2 | DEER2018 | D17 v3 |  | Any | DMo | MH00 | CZ07 | rDXGF | Household | 1 | 1242 | None | 164 | 0.03 | 9.43 | 64.8 | 0.012 | 3.97 | 164 | 0.03 | 9.43 | 64.8 | 0.012 | 3.97 | DEER:Res:ClothesDishWasher | Annual | 1719 |  | Appl-CW-Top-ElecDHW-GasDry-Tier2DEER2018 | Appl-CW-Top-ElecDHW-GasDry-Tier2AnyDMoMH00CZ07DEER2018 | 11610
Appl-CW-Top-ElecDHW-GasDry-Tier2 | DEER2018 | D17 v3 |  | Any | SFm | 2007 | CZ01 | rDXGF | Household | 1 | 2295.6 | None | 202 | 0.028 | 10.4 | 76.9 | 0.011 | 4.27 | 202 | 0.028 | 10.4 | 76.9 | 0.011 | 4.27 | DEER:Res:ClothesDishWasher | Annual | 1719 |  | Appl-CW-Top-ElecDHW-GasDry-Tier2DEER2018 | Appl-CW-Top-ElecDHW-GasDry-Tier2AnySFm2007CZ01DEER2018 | 11611
Appl-CW-Top-ElecDHW-GasDry-Tier2 | DEER2018 | D17 v3 |  | Any | SFm | 1975 | CZ14 | rDXGF | Household | 1 | 1555 | None | 208 | 0.035 | 11.1 | 82.9 | 0.015 | 4.61 | 208 | 0.035 | 11.1 | 82.9 | 0.015 | 4.61 | DEER:Res:ClothesDishWasher | Annual | 1719 |  | Appl-CW-Top-ElecDHW-GasDry-Tier2DEER2018 | Appl-CW-Top-ElecDHW-GasDry-Tier2AnySFm1975CZ14DEER2018 | 11612
Appl-CW-Top-ElecDHW-GasDry-Tier2 | DEER2018 | D17 v3 |  | Any | SFm | 1975 | CZ04 | rDXGF | Household | 1 | 1591 | None | 200 | 0.044 | 11.2 | 78.4 | 0.019 | 4.62 | 200 | 0.044 | 11.2 | 78.4 | 0.019 | 4.62 | DEER:Res:ClothesDishWasher | Annual | 1719 |  | Appl-CW-Top-ElecDHW-GasDry-Tier2DEER2018 | Appl-CW-Top-ElecDHW-GasDry-Tier2AnySFm1975CZ04DEER2018 | 11613
Appl-CW-Top-ElecDHW-GasDry-Tier2 | DEER2018 | D17 v3 |  | Any | MFm | 1985 | CZ14 | rDXGF | Household | 1 | 1407.2 | None | 163 | 0.026 | 9.71 | 64.5 | 0.011 | 4.09 | 163 | 0.026 | 9.71 | 64.5 | 0.011 | 4.09 | DEER:Res:ClothesDishWasher | Annual | 1719 |  | Appl-CW-Top-ElecDHW-GasDry-Tier2DEER2018 | Appl-CW-Top-ElecDHW-GasDry-Tier2AnyMFm1985CZ14DEER2018 | 11614
Appl-CW-Top-ElecDHW-GasDry-Tier2 | DEER2018 | D17 v3 |  | Any | MFm | 2003 | CZ04 | rDXGF | Household | 1 | 998.7 | None | 161 | 0.028 | 9.92 | 62.2 | 0.011 | 4.16 | 161 | 0.028 | 9.92 | 62.2 | 0.011 | 4.16 | DEER:Res:ClothesDishWasher | Annual | 1719 |  | Appl-CW-Top-ElecDHW-GasDry-Tier2DEER2018 | Appl-CW-Top-ElecDHW-GasDry-Tier2AnyMFm2003CZ04DEER2018 | 11615
Appl-CW-Top-ElecDHW-GasDry-Tier2 | DEER2018 | D17 v3 |  | Any | MFm | 1985 | CZ04 | rDXGF | Household | 1 | 1152 | None | 157 | 0.028 | 9.73 | 61.1 | 0.012 | 4.1 | 157 | 0.028 | 9.73 | 61.1 | 0.012 | 4.1 | DEER:Res:ClothesDishWasher | Annual | 1719 |  | Appl-CW-Top-ElecDHW-GasDry-Tier2DEER2018 | Appl-CW-Top-ElecDHW-GasDry-Tier2AnyMFm1985CZ04DEER2018 | 11616
Appl-CW-Top-ElecDHW-GasDry-Tier2 | DEER2018 | D17 v3 |  | Any | SFm | 1996 | CZ16 | rDXGF | Household | 1 | 2193 | None | 216 | 0.039 | 11.4 | 83.4 | 0.015 | 4.74 | 216 | 0.039 | 11.4 | 83.4 | 0.015 | 4.74 | DEER:Res:ClothesDishWasher | Annual | 1719 |  | Appl-CW-Top-ElecDHW-GasDry-Tier2DEER2018 | Appl-CW-Top-ElecDHW-GasDry-Tier2AnySFm1996CZ16DEER2018 | 11617
Appl-CW-Top-ElecDHW-GasDry-Tier2 | DEER2018 | D17 v3 |  | Any | MFm | 2003 | CZ14 | rDXGF | Household | 1 | 1094.6 | None | 164 | 0.025 | 9.78 | 65.1 | 0.01 | 4.13 | 164 | 0.025 | 9.78 | 65.1 | 0.01 | 4.13 | DEER:Res:ClothesDishWasher | Annual | 1719 |  | Appl-CW-Top-ElecDHW-GasDry-Tier2DEER2018 | Appl-CW-Top-ElecDHW-GasDry-Tier2AnyMFm2003CZ14DEER2018 | 11618
Appl-CW-Top-ElecDHW-GasDry-Tier2 | DEER2018 | D17 v3 |  | Any | DMo | MH15 | CZ16 | rDXGF | Household | 1 | 1242 | None | 169 | 0.028 | 8.81 | 65.6 | 0.01 | 3.66 | 169 | 0.028 | 8.81 | 65.6 | 0.01 | 3.66 | DEER:Res:ClothesDishWasher | Annual | 1719 |  | Appl-CW-Top-ElecDHW-GasDry-Tier2DEER2018 | Appl-CW-Top-ElecDHW-GasDry-Tier2AnyDMoMH15CZ16DEER2018 | 11619
Appl-CW-Top-ElecDHW-GasDry-Tier2 | DEER2018 | D17 v3 |  | Any | SFm | 2015 | CZ13 | rDXGF | Household | 1 | 1948.8 | None | 196 | 0.031 | 11.5 | 78.2 | 0.013 | 4.81 | 196 | 0.031 | 11.5 | 78.2 | 0.013 | 4.81 | DEER:Res:ClothesDishWasher | Annual | 1719 |  | Appl-CW-Top-ElecDHW-GasDry-Tier2DEER2018 | Appl-CW-Top-ElecDHW-GasDry-Tier2AnySFm2015CZ13DEER2018 | 11620
Appl-CW-Top-ElecDHW-GasDry-Tier2 | DEER2018 | D17 v3 |  | Any | SFm | 2007 | CZ02 | rDXGF | Household | 1 | 1948.8 | None | 202 | 0.038 | 10.1 | 78.5 | 0.016 | 4.12 | 202 | 0.038 | 10.1 | 78.5 | 0.016 | 4.12 | DEER:Res:ClothesDishWasher | Annual | 1719 |  | Appl-CW-Top-ElecDHW-GasDry-Tier2DEER2018 | Appl-CW-Top-ElecDHW-GasDry-Tier2AnySFm2007CZ02DEER2018 | 11621
Appl-CW-Top-ElecDHW-GasDry-Tier2 | DEER2018 | D17 v3 |  | Any | MFm | 2017 | CZ11 | rDXGF | Household | 1 | 1073.2 | None | 159 | 0.024 | 9.88 | 62.4 | 0.009 | 4.17 | 159 | 0.024 | 9.88 | 62.4 | 0.009 | 4.17 | DEER:Res:ClothesDishWasher | Annual | 1719 |  | Appl-CW-Top-ElecDHW-GasDry-Tier2DEER2018 | Appl-CW-Top-ElecDHW-GasDry-Tier2AnyMFm2017CZ11DEER2018 | 11622
Appl-CW-Top-ElecDHW-GasDry-Tier2 | DEER2018 | D17 v3 |  | Any | DMo | MH85 | CZ01 | rDXGF | Household | 1 | 1242 | None | 161 | 0.022 | 7.59 | 61.1 | 0.009 | 3.05 | 161 | 0.022 | 7.59 | 61.1 | 0.009 | 3.05 | DEER:Res:ClothesDishWasher | Annual | 1719 |  | Appl-CW-Top-ElecDHW-GasDry-Tier2DEER2018 | Appl-CW-Top-ElecDHW-GasDry-Tier2AnyDMoMH85CZ01DEER2018 | 11623
Appl-CW-Top-ElecDHW-GasDry-Tier2 | DEER2018 | D17 v3 |  | Any | MFm | 1996 | CZ12 | rDXGF | Household | 1 | 1031.9 | None | 161 | 0.031 | 9.59 | 63.1 | 0.013 | 4.03 | 161 | 0.031 | 9.59 | 63.1 | 0.013 | 4.03 | DEER:Res:ClothesDishWasher | Annual | 1719 |  | Appl-CW-Top-ElecDHW-GasDry-Tier2DEER2018 | Appl-CW-Top-ElecDHW-GasDry-Tier2AnyMFm1996CZ12DEER2018 | 11624
Appl-CW-Top-ElecDHW-GasDry-Tier2 | DEER2018 | D17 v3 |  | Any | SFm | 2011 | CZ01 | rDXGF | Household | 1 | 2295.6 | None | 203 | 0.028 | 10.6 | 77 | 0.011 | 4.37 | 203 | 0.028 | 10.6 | 77 | 0.011 | 4.37 | DEER:Res:ClothesDishWasher | Annual | 1719 |  | Appl-CW-Top-ElecDHW-GasDry-Tier2DEER2018 | Appl-CW-Top-ElecDHW-GasDry-Tier2AnySFm2011CZ01DEER2018 | 11625
Appl-CW-Top-ElecDHW-GasDry-Tier2 | DEER2018 | D17 v3 |  | Any | SFm | 1985 | CZ06 | rDXGF | Household | 1 | 2064 | None | 199 | 0.043 | 11.3 | 77.7 | 0.022 | 4.71 | 199 | 0.043 | 11.3 | 77.7 | 0.022 | 4.71 | DEER:Res:ClothesDishWasher | Annual | 1719 |  | Appl-CW-Top-ElecDHW-GasDry-Tier2DEER2018 | Appl-CW-Top-ElecDHW-GasDry-Tier2AnySFm1985CZ06DEER2018 | 11626
Appl-CW-Top-ElecDHW-GasDry-Tier2 | DEER2018 | D17 v3 |  | Any | DMo | MH72 | CZ09 | rDXGF | Household | 1 | 1196 | None | 170 | 0.029 | 9.69 | 68.8 | 0.012 | 4.11 | 170 | 0.029 | 9.69 | 68.8 | 0.012 | 4.11 | DEER:Res:ClothesDishWasher | Annual | 1719 |  | Appl-CW-Top-ElecDHW-GasDry-Tier2DEER2018 | Appl-CW-Top-ElecDHW-GasDry-Tier2AnyDMoMH72CZ09DEER2018 | 11627
Appl-CW-Top-ElecDHW-GasDry-Tier2 | DEER2018 | D17 v3 |  | Any | SFm | 2003 | CZ06 | rDXGF | Household | 1 | 2392.9 | None | 200 | 0.039 | 12 | 77.1 | 0.014 | 5.06 | 200 | 0.039 | 12 | 77.1 | 0.014 | 5.06 | DEER:Res:ClothesDishWasher | Annual | 1719 |  | Appl-CW-Top-ElecDHW-GasDry-Tier2DEER2018 | Appl-CW-Top-ElecDHW-GasDry-Tier2AnySFm2003CZ06DEER2018 | 11628
Appl-CW-Top-ElecDHW-GasDry-Tier2 | DEER2018 | D17 v3 |  | Any | DMo | MH15 | CZ08 | rDXGF | Household | 1 | 1242 | None | 166 | 0.027 | 9.93 | 66.5 | 0.011 | 4.2 | 166 | 0.027 | 9.93 | 66.5 | 0.011 | 4.2 | DEER:Res:ClothesDishWasher | Annual | 1719 |  | Appl-CW-Top-ElecDHW-GasDry-Tier2DEER2018 | Appl-CW-Top-ElecDHW-GasDry-Tier2AnyDMoMH15CZ08DEER2018 | 11629
Appl-CW-Top-ElecDHW-GasDry-Tier2 | DEER2018 | D17 v3 |  | Any | SFm | 2017 | CZ13 | rDXGF | Household | 1 | 1948.8 | None | 196 | 0.031 | 11.6 | 77.8 | 0.013 | 4.83 | 196 | 0.031 | 11.6 | 77.8 | 0.013 | 4.83 | DEER:Res:ClothesDishWasher | Annual | 1719 |  | Appl-CW-Top-ElecDHW-GasDry-Tier2DEER2018 | Appl-CW-Top-ElecDHW-GasDry-Tier2AnySFm2017CZ13DEER2018 | 11630
Appl-CW-Top-ElecDHW-GasDry-Tier2 | DEER2018 | D17 v3 |  | Any | MFm | 1975 | CZ06 | rDXGF | Household | 1 | 1047.7 | None | 160 | 0.029 | 9.87 | 62.6 | 0.012 | 4.17 | 160 | 0.029 | 9.87 | 62.6 | 0.012 | 4.17 | DEER:Res:ClothesDishWasher | Annual | 1719 |  | Appl-CW-Top-ElecDHW-GasDry-Tier2DEER2018 | Appl-CW-Top-ElecDHW-GasDry-Tier2AnyMFm1975CZ06DEER2018 | 11631
Appl-CW-Top-ElecDHW-GasDry-Tier2 | DEER2018 | D17 v3 |  | Any | MFm | 2015 | CZ11 | rDXGF | Household | 1 | 1073.2 | None | 159 | 0.024 | 9.85 | 62.9 | 0.01 | 4.16 | 159 | 0.024 | 9.85 | 62.9 | 0.01 | 4.16 | DEER:Res:ClothesDishWasher | Annual | 1719 |  | Appl-CW-Top-ElecDHW-GasDry-Tier2DEER2018 | Appl-CW-Top-ElecDHW-GasDry-Tier2AnyMFm2015CZ11DEER2018 | 11632
Appl-CW-Top-ElecDHW-GasDry-Tier2 | DEER2018 | D17 v3 |  | Any | SFm | 1996 | CZ08 | rDXGF | Household | 1 | 2297 | None | 199 | 0.034 | 12 | 79 | 0.008 | 5.03 | 199 | 0.034 | 12 | 79 | 0.008 | 5.03 | DEER:Res:ClothesDishWasher | Annual | 1719 |  | Appl-CW-Top-ElecDHW-GasDry-Tier2DEER2018 | Appl-CW-Top-ElecDHW-GasDry-Tier2AnySFm1996CZ08DEER2018 | 11633
Appl-CW-Top-ElecDHW-GasDry-Tier2 | DEER2018 | D17 v3 |  | Any | DMo | MH72 | CZ07 | rDXGF | Household | 1 | 1196 | None | 167 | 0.028 | 9.8 | 66.2 | 0.013 | 4.12 | 167 | 0.028 | 9.8 | 66.2 | 0.013 | 4.12 | DEER:Res:ClothesDishWasher | Annual | 1719 |  | Appl-CW-Top-ElecDHW-GasDry-Tier2DEER2018 | Appl-CW-Top-ElecDHW-GasDry-Tier2AnyDMoMH72CZ07DEER2018 | 11634
Appl-CW-Top-ElecDHW-GasDry-Tier2 | DEER2018 | D17 v3 |  | Any | SFm | 2011 | CZ02 | rDXGF | Household | 1 | 1948.8 | None | 202 | 0.038 | 10.3 | 78.7 | 0.016 | 4.19 | 202 | 0.038 | 10.3 | 78.7 | 0.016 | 4.19 | DEER:Res:ClothesDishWasher | Annual | 1719 |  | Appl-CW-Top-ElecDHW-GasDry-Tier2DEER2018 | Appl-CW-Top-ElecDHW-GasDry-Tier2AnySFm2011CZ02DEER2018 | 11635
Appl-CW-Top-ElecDHW-GasDry-Tier2 | DEER2018 | D17 v3 |  | Any | DMo | MH85 | CZ02 | rDXGF | Household | 1 | 1242 | None | 163 | 0.043 | 8.07 | 62.8 | 0.019 | 3.28 | 163 | 0.043 | 8.07 | 62.8 | 0.019 | 3.28 | DEER:Res:ClothesDishWasher | Annual | 1719 |  | Appl-CW-Top-ElecDHW-GasDry-Tier2DEER2018 | Appl-CW-Top-ElecDHW-GasDry-Tier2AnyDMoMH85CZ02DEER2018 | 11636
Appl-CW-Top-ElecDHW-GasDry-Tier2 | DEER2018 | D17 v3 |  | Any | MFm | 2017 | CZ08 | rDXGF | Household | 1 | 1206 | None | 159 | 0.024 | 10.4 | 63 | 0.01 | 4.44 | 159 | 0.024 | 10.4 | 63 | 0.01 | 4.44 | DEER:Res:ClothesDishWasher | Annual | 1719 |  | Appl-CW-Top-ElecDHW-GasDry-Tier2DEER2018 | Appl-CW-Top-ElecDHW-GasDry-Tier2AnyMFm2017CZ08DEER2018 | 11637
Appl-CW-Top-ElecDHW-GasDry-Tier2 | DEER2018 | D17 v3 |  | Any | MFm | 2015 | CZ16 | rDXGF | Household | 1 | 998.7 | None | 171 | 0.026 | 9.16 | 65.8 | 0.011 | 3.83 | 171 | 0.026 | 9.16 | 65.8 | 0.011 | 3.83 | DEER:Res:ClothesDishWasher | Annual | 1719 |  | Appl-CW-Top-ElecDHW-GasDry-Tier2DEER2018 | Appl-CW-Top-ElecDHW-GasDry-Tier2AnyMFm2015CZ16DEER2018 | 11638
Appl-CW-Top-ElecDHW-GasDry-Tier2 | DEER2018 | D17 v3 |  | Any | SFm | 2017 | CZ12 | rDXGF | Household | 1 | 1948.8 | None | 196 | 0.037 | 11.4 | 77.1 | 0.016 | 4.77 | 196 | 0.037 | 11.4 | 77.1 | 0.016 | 4.77 | DEER:Res:ClothesDishWasher | Annual | 1719 |  | Appl-CW-Top-ElecDHW-GasDry-Tier2DEER2018 | Appl-CW-Top-ElecDHW-GasDry-Tier2AnySFm2017CZ12DEER2018 | 11639
Appl-CW-Top-ElecDHW-GasDry-Tier2 | DEER2018 | D17 v3 |  | Any | MFm | 1996 | CZ13 | rDXGF | Household | 1 | 1031.9 | None | 160 | 0.03 | 9.79 | 63.6 | 0.013 | 4.14 | 160 | 0.03 | 9.79 | 63.6 | 0.013 | 4.14 | DEER:Res:ClothesDishWasher | Annual | 1719 |  | Appl-CW-Top-ElecDHW-GasDry-Tier2DEER2018 | Appl-CW-Top-ElecDHW-GasDry-Tier2AnyMFm1996CZ13DEER2018 | 11640
Appl-CW-Top-ElecDHW-GasDry-Tier2 | DEER2018 | D17 v3 |  | Any | DMo | MH15 | CZ14 | rDXGF | Household | 1 | 1242 | None | 165 | 0.026 | 8.92 | 66 | 0.011 | 3.71 | 165 | 0.026 | 8.92 | 66 | 0.011 | 3.71 | DEER:Res:ClothesDishWasher | Annual | 1719 |  | Appl-CW-Top-ElecDHW-GasDry-Tier2DEER2018 | Appl-CW-Top-ElecDHW-GasDry-Tier2AnyDMoMH15CZ14DEER2018 | 11641
Appl-CW-Top-ElecDHW-GasDry-Tier2 | DEER2018 | D17 v3 |  | Any | SFm | 2017 | CZ15 | rDXGF | Household | 1 | 2160.9 | None | 186 | 0.027 | 12.7 | 76.4 | 0.012 | 5.4 | 186 | 0.027 | 12.7 | 76.4 | 0.012 | 5.4 | DEER:Res:ClothesDishWasher | Annual | 1719 |  | Appl-CW-Top-ElecDHW-GasDry-Tier2DEER2018 | Appl-CW-Top-ElecDHW-GasDry-Tier2AnySFm2017CZ15DEER2018 | 11642
Appl-CW-Top-ElecDHW-GasDry-Tier2 | DEER2018 | D17 v3 |  | Any | DMo | MH15 | CZ04 | rDXGF | Household | 1 | 1242 | None | 164 | 0.029 | 8.81 | 64.7 | 0.012 | 3.68 | 164 | 0.029 | 8.81 | 64.7 | 0.012 | 3.68 | DEER:Res:ClothesDishWasher | Annual | 1719 |  | Appl-CW-Top-ElecDHW-GasDry-Tier2DEER2018 | Appl-CW-Top-ElecDHW-GasDry-Tier2AnyDMoMH15CZ04DEER2018 | 11643
Appl-CW-Top-ElecDHW-GasDry-Tier2 | DEER2018 | D17 v3 |  | Any | DMo | MH00 | CZ02 | rDXGF | Household | 1 | 1242 | None | 166 | 0.033 | 8.74 | 65.2 | 0.011 | 3.63 | 166 | 0.033 | 8.74 | 65.2 | 0.011 | 3.63 | DEER:Res:ClothesDishWasher | Annual | 1719 |  | Appl-CW-Top-ElecDHW-GasDry-Tier2DEER2018 | Appl-CW-Top-ElecDHW-GasDry-Tier2AnyDMoMH00CZ02DEER2018 | 11644
Appl-CW-Top-ElecDHW-GasDry-Tier2 | DEER2018 | D17 v3 |  | Any | DMo | MH06 | CZ02 | rDXGF | Household | 1 | 1242 | None | 167 | 0.031 | 8.41 | 65.4 | 0.012 | 3.48 | 167 | 0.031 | 8.41 | 65.4 | 0.012 | 3.48 | DEER:Res:ClothesDishWasher | Annual | 1719 |  | Appl-CW-Top-ElecDHW-GasDry-Tier2DEER2018 | Appl-CW-Top-ElecDHW-GasDry-Tier2AnyDMoMH06CZ02DEER2018 | 11645
Appl-CW-Top-ElecDHW-GasDry-Tier2 | DEER2018 | D17 v3 |  | Any | MFm | 2011 | CZ05 | rDXGF | Household | 1 | 998.7 | None | 160 | 0.024 | 9.62 | 61.5 | 0.009 | 4.03 | 160 | 0.024 | 9.62 | 61.5 | 0.009 | 4.03 | DEER:Res:ClothesDishWasher | Annual | 1719 |  | Appl-CW-Top-ElecDHW-GasDry-Tier2DEER2018 | Appl-CW-Top-ElecDHW-GasDry-Tier2AnyMFm2011CZ05DEER2018 | 11646
Appl-CW-Top-ElecDHW-GasDry-Tier2 | DEER2018 | D17 v3 |  | Any | SFm | 2017 | CZ03 | rDXGF | Household | 1 | 2295.6 | None | 197 | 0.037 | 11 | 76.2 | 0.015 | 4.6 | 197 | 0.037 | 11 | 76.2 | 0.015 | 4.6 | DEER:Res:ClothesDishWasher | Annual | 1719 |  | Appl-CW-Top-ElecDHW-GasDry-Tier2DEER2018 | Appl-CW-Top-ElecDHW-GasDry-Tier2AnySFm2017CZ03DEER2018 | 11647
Appl-CW-Top-ElecDHW-GasDry-Tier2 | DEER2018 | D17 v3 |  | Any | SFm | 1975 | CZ16 | rDXGF | Household | 1 | 1591 | None | 217 | 0.039 | 10.6 | 84 | 0.017 | 4.36 | 217 | 0.039 | 10.6 | 84 | 0.017 | 4.36 | DEER:Res:ClothesDishWasher | Annual | 1719 |  | Appl-CW-Top-ElecDHW-GasDry-Tier2DEER2018 | Appl-CW-Top-ElecDHW-GasDry-Tier2AnySFm1975CZ16DEER2018 | 11648
Appl-CW-Top-ElecDHW-GasDry-Tier2 | DEER2018 | D17 v3 |  | Any | MFm | 1985 | CZ16 | rDXGF | Household | 1 | 1152 | None | 173 | 0.028 | 9.21 | 66.8 | 0.011 | 3.85 | 173 | 0.028 | 9.21 | 66.8 | 0.011 | 3.85 | DEER:Res:ClothesDishWasher | Annual | 1719 |  | Appl-CW-Top-ElecDHW-GasDry-Tier2DEER2018 | Appl-CW-Top-ElecDHW-GasDry-Tier2AnyMFm1985CZ16DEER2018 | 11649
Appl-CW-Top-ElecDHW-GasDry-Tier2 | DEER2018 | D17 v3 |  | Any | SFm | 1996 | CZ04 | rDXGF | Household | 1 | 2193 | None | 201 | 0.044 | 11 | 79.2 | 0.02 | 4.58 | 201 | 0.044 | 11 | 79.2 | 0.02 | 4.58 | DEER:Res:ClothesDishWasher | Annual | 1719 |  | Appl-CW-Top-ElecDHW-GasDry-Tier2DEER2018 | Appl-CW-Top-ElecDHW-GasDry-Tier2AnySFm1996CZ04DEER2018 | 11650
Appl-CW-Top-ElecDHW-GasDry-Tier2 | DEER2018 | D17 v3 |  | Any | MFm | 2017 | CZ10 | rDXGF | Household | 1 | 1073.2 | None | 157 | 0.026 | 10.5 | 62.4 | 0.011 | 4.47 | 157 | 0.026 | 10.5 | 62.4 | 0.011 | 4.47 | DEER:Res:ClothesDishWasher | Annual | 1719 |  | Appl-CW-Top-ElecDHW-GasDry-Tier2DEER2018 | Appl-CW-Top-ElecDHW-GasDry-Tier2AnyMFm2017CZ10DEER2018 | 11651
Appl-CW-Top-ElecDHW-GasDry-Tier2 | DEER2018 | D17 v3 |  | Any | MFm | 2003 | CZ16 | rDXGF | Household | 1 | 998.7 | None | 173 | 0.028 | 9.34 | 67 | 0.012 | 3.91 | 173 | 0.028 | 9.34 | 67 | 0.012 | 3.91 | DEER:Res:ClothesDishWasher | Annual | 1719 |  | Appl-CW-Top-ElecDHW-GasDry-Tier2DEER2018 | Appl-CW-Top-ElecDHW-GasDry-Tier2AnyMFm2003CZ16DEER2018 | 11652
Appl-CW-Top-ElecDHW-GasDry-Tier2 | DEER2018 | D17 v3 |  | Any | SFm | 1996 | CZ14 | rDXGF | Household | 1 | 1758 | None | 207 | 0.032 | 10.7 | 82.5 | 0.013 | 4.43 | 207 | 0.032 | 10.7 | 82.5 | 0.013 | 4.43 | DEER:Res:ClothesDishWasher | Annual | 1719 |  | Appl-CW-Top-ElecDHW-GasDry-Tier2DEER2018 | Appl-CW-Top-ElecDHW-GasDry-Tier2AnySFm1996CZ14DEER2018 | 11653
Appl-CW-Top-ElecDHW-GasDry-Tier2 | DEER2018 | D17 v3 |  | Any | MFm | 1996 | CZ03 | rDXGF | Household | 1 | 981.6 | None | 159 | 0.026 | 9.68 | 61.2 | 0.01 | 4.03 | 159 | 0.026 | 9.68 | 61.2 | 0.01 | 4.03 | DEER:Res:ClothesDishWasher | Annual | 1719 |  | Appl-CW-Top-ElecDHW-GasDry-Tier2DEER2018 | Appl-CW-Top-ElecDHW-GasDry-Tier2AnyMFm1996CZ03DEER2018 | 11654
Appl-CW-Top-ElecDHW-GasDry-Tier2 | DEER2018 | D17 v3 |  | Any | DMo | MH00 | CZ01 | rDXGF | Household | 1 | 1242 | None | 162 | 0.022 | 8.28 | 61.5 | 0.009 | 3.4 | 162 | 0.022 | 8.28 | 61.5 | 0.009 | 3.4 | DEER:Res:ClothesDishWasher | Annual | 1719 |  | Appl-CW-Top-ElecDHW-GasDry-Tier2DEER2018 | Appl-CW-Top-ElecDHW-GasDry-Tier2AnyDMoMH00CZ01DEER2018 | 11655
Appl-CW-Top-ElecDHW-GasDry-Tier2 | DEER2018 | D17 v3 |  | Any | SFm | 2007 | CZ07 | rDXGF | Household | 1 | 2392.9 | None | 203 | 0.035 | 12 | 80.7 | 0.016 | 5.04 | 203 | 0.035 | 12 | 80.7 | 0.016 | 5.04 | DEER:Res:ClothesDishWasher | Annual | 1719 |  | Appl-CW-Top-ElecDHW-GasDry-Tier2DEER2018 | Appl-CW-Top-ElecDHW-GasDry-Tier2AnySFm2007CZ07DEER2018 | 11656
Appl-CW-Top-ElecDHW-GasDry-Tier2 | DEER2018 | D17 v3 |  | Any | MFm | 2017 | CZ04 | rDXGF | Household | 1 | 998.7 | None | 162 | 0.025 | 10.3 | 63.4 | 0.01 | 4.4 | 162 | 0.025 | 10.3 | 63.4 | 0.01 | 4.4 | DEER:Res:ClothesDishWasher | Annual | 1719 |  | Appl-CW-Top-ElecDHW-GasDry-Tier2DEER2018 | Appl-CW-Top-ElecDHW-GasDry-Tier2AnyMFm2017CZ04DEER2018 | 11657
Appl-CW-Top-ElecDHW-GasDry-Tier2 | DEER2018 | D17 v3 |  | Any | SFm | 1996 | CZ10 | rDXGF | Household | 1 | 2186 | None | 203 | 0.035 | 11.2 | 81.1 | 0.015 | 4.68 | 203 | 0.035 | 11.2 | 81.1 | 0.015 | 4.68 | DEER:Res:ClothesDishWasher | Annual | 1719 |  | Appl-CW-Top-ElecDHW-GasDry-Tier2DEER2018 | Appl-CW-Top-ElecDHW-GasDry-Tier2AnySFm1996CZ10DEER2018 | 11658
Appl-CW-Top-ElecDHW-GasDry-Tier2 | DEER2018 | D17 v3 |  | Any | DMo | MH06 | CZ01 | rDXGF | Household | 1 | 1242 | None | 161 | 0.022 | 7.6 | 61.2 | 0.008 | 3.08 | 161 | 0.022 | 7.6 | 61.2 | 0.008 | 3.08 | DEER:Res:ClothesDishWasher | Annual | 1719 |  | Appl-CW-Top-ElecDHW-GasDry-Tier2DEER2018 | Appl-CW-Top-ElecDHW-GasDry-Tier2AnyDMoMH06CZ01DEER2018 | 11659
Appl-CW-Top-ElecDHW-GasDry-Tier2 | DEER2018 | D17 v3 |  | Any | MFm | 2017 | CZ14 | rDXGF | Household | 1 | 1094.6 | None | 162 | 0.025 | 9.89 | 64.1 | 0.01 | 4.17 | 162 | 0.025 | 9.89 | 64.1 | 0.01 | 4.17 | DEER:Res:ClothesDishWasher | Annual | 1719 |  | Appl-CW-Top-ElecDHW-GasDry-Tier2DEER2018 | Appl-CW-Top-ElecDHW-GasDry-Tier2AnyMFm2017CZ14DEER2018 | 11660
Appl-CW-Top-ElecDHW-GasDry-Tier2 | DEER2018 | D17 v3 |  | Any | MFm | 1996 | CZ15 | rDXGF | Household | 1 | 1086 | None | 151 | 0.024 | 10.7 | 62.1 | 0.011 | 4.56 | 151 | 0.024 | 10.7 | 62.1 | 0.011 | 4.56 | DEER:Res:ClothesDishWasher | Annual | 1719 |  | Appl-CW-Top-ElecDHW-GasDry-Tier2DEER2018 | Appl-CW-Top-ElecDHW-GasDry-Tier2AnyMFm1996CZ15DEER2018 | 11661
Appl-CW-Top-ElecDHW-GasDry-Tier2 | DEER2018 | D17 v3 |  | Any | SFm | 1975 | CZ11 | rDXGF | Household | 1 | 1528 | None | 203 | 0.042 | 11 | 80.9 | 0.018 | 4.6 | 203 | 0.042 | 11 | 80.9 | 0.018 | 4.6 | DEER:Res:ClothesDishWasher | Annual | 1719 |  | Appl-CW-Top-ElecDHW-GasDry-Tier2DEER2018 | Appl-CW-Top-ElecDHW-GasDry-Tier2AnySFm1975CZ11DEER2018 | 11662
Appl-CW-Top-ElecDHW-GasDry-Tier2 | DEER2018 | D17 v3 |  | Any | DMo | MH15 | CZ10 | rDXGF | Household | 1 | 1242 | None | 164 | 0.026 | 9.44 | 65.8 | 0.011 | 3.99 | 164 | 0.026 | 9.44 | 65.8 | 0.011 | 3.99 | DEER:Res:ClothesDishWasher | Annual | 1719 |  | Appl-CW-Top-ElecDHW-GasDry-Tier2DEER2018 | Appl-CW-Top-ElecDHW-GasDry-Tier2AnyDMoMH15CZ10DEER2018 | 11663
Appl-CW-Top-ElecDHW-GasDry-Tier2 | DEER2018 | D17 v3 |  | Any | SFm | 2015 | CZ06 | rDXGF | Household | 1 | 2392.9 | None | 194 | 0.042 | 11.4 | 75.3 | 0.016 | 4.8 | 194 | 0.042 | 11.4 | 75.3 | 0.016 | 4.8 | DEER:Res:ClothesDishWasher | Annual | 1719 |  | Appl-CW-Top-ElecDHW-GasDry-Tier2DEER2018 | Appl-CW-Top-ElecDHW-GasDry-Tier2AnySFm2015CZ06DEER2018 | 11664
Appl-CW-Top-ElecDHW-GasDry-Tier2 | DEER2018 | D17 v3 |  | Any | MFm | 1985 | CZ11 | rDXGF | Household | 1 | 1150 | None | 159 | 0.028 | 9.46 | 62.8 | 0.012 | 3.97 | 159 | 0.028 | 9.46 | 62.8 | 0.012 | 3.97 | DEER:Res:ClothesDishWasher | Annual | 1719 |  | Appl-CW-Top-ElecDHW-GasDry-Tier2DEER2018 | Appl-CW-Top-ElecDHW-GasDry-Tier2AnyMFm1985CZ11DEER2018 | 11665
Appl-CW-Top-ElecDHW-GasDry-Tier2 | DEER2018 | D17 v3 |  | Any | SFm | 2007 | CZ09 | rDXGF | Household | 1 | 2422.9 | None | 198 | 0.027 | 11.9 | 78.6 | 0.011 | 5 | 198 | 0.027 | 11.9 | 78.6 | 0.011 | 5 | DEER:Res:ClothesDishWasher | Annual | 1719 |  | Appl-CW-Top-ElecDHW-GasDry-Tier2DEER2018 | Appl-CW-Top-ElecDHW-GasDry-Tier2AnySFm2007CZ09DEER2018 | 11666
Appl-CW-Top-ElecDHW-GasDry-Tier2 | DEER2018 | D17 v3 |  | Any | MFm | 2003 | CZ11 | rDXGF | Household | 1 | 1073.2 | None | 161 | 0.026 | 9.73 | 64.1 | 0.011 | 4.1 | 161 | 0.026 | 9.73 | 64.1 | 0.011 | 4.1 | DEER:Res:ClothesDishWasher | Annual | 1719 |  | Appl-CW-Top-ElecDHW-GasDry-Tier2DEER2018 | Appl-CW-Top-ElecDHW-GasDry-Tier2AnyMFm2003CZ11DEER2018 | 11667
Appl-CW-Top-ElecDHW-GasDry-Tier2 | DEER2018 | D17 v3 |  | Any | DMo | MH72 | CZ02 | rDXGF | Household | 1 | 1196 | None | 167 | 0.039 | 8.8 | 65.3 | 0.017 | 3.64 | 167 | 0.039 | 8.8 | 65.3 | 0.017 | 3.64 | DEER:Res:ClothesDishWasher | Annual | 1719 |  | Appl-CW-Top-ElecDHW-GasDry-Tier2DEER2018 | Appl-CW-Top-ElecDHW-GasDry-Tier2AnyDMoMH72CZ02DEER2018 | 11668
Appl-CW-Top-ElecDHW-GasDry-Tier2 | DEER2018 | D17 v3 |  | Any | MFm | 1975 | CZ13 | rDXGF | Household | 1 | 1098.9 | None | 160 | 0.03 | 9.6 | 63.6 | 0.013 | 4.04 | 160 | 0.03 | 9.6 | 63.6 | 0.013 | 4.04 | DEER:Res:ClothesDishWasher | Annual | 1719 |  | Appl-CW-Top-ElecDHW-GasDry-Tier2DEER2018 | Appl-CW-Top-ElecDHW-GasDry-Tier2AnyMFm1975CZ13DEER2018 | 11669
Appl-CW-Top-ElecDHW-GasDry-Tier2 | DEER2018 | D17 v3 |  | Any | SFm | 2017 | CZ06 | rDXGF | Household | 1 | 2392.9 | None | 195 | 0.043 | 11.5 | 75.9 | 0.018 | 4.79 | 195 | 0.043 | 11.5 | 75.9 | 0.018 | 4.79 | DEER:Res:ClothesDishWasher | Annual | 1719 |  | Appl-CW-Top-ElecDHW-GasDry-Tier2DEER2018 | Appl-CW-Top-ElecDHW-GasDry-Tier2AnySFm2017CZ06DEER2018 | 11670
Appl-CW-Top-ElecDHW-GasDry-Tier2 | DEER2018 | D17 v3 |  | Any | SFm | 2003 | CZ13 | rDXGF | Household | 1 | 1948.8 | None | 201 | 0.037 | 10.9 | 80 | 0.016 | 4.52 | 201 | 0.037 | 10.9 | 80 | 0.016 | 4.52 | DEER:Res:ClothesDishWasher | Annual | 1719 |  | Appl-CW-Top-ElecDHW-GasDry-Tier2DEER2018 | Appl-CW-Top-ElecDHW-GasDry-Tier2AnySFm2003CZ13DEER2018 | 11671
Appl-CW-Top-ElecDHW-GasDry-Tier2 | DEER2018 | D17 v3 |  | Any | SFm | 1985 | CZ13 | rDXGF | Household | 1 | 1704 | None | 202 | 0.039 | 10.3 | 81.4 | 0.017 | 4.18 | 202 | 0.039 | 10.3 | 81.4 | 0.017 | 4.18 | DEER:Res:ClothesDishWasher | Annual | 1719 |  | Appl-CW-Top-ElecDHW-GasDry-Tier2DEER2018 | Appl-CW-Top-ElecDHW-GasDry-Tier2AnySFm1985CZ13DEER2018 | 11672
Appl-CW-Top-ElecDHW-GasDry-Tier2 | DEER2018 | D17 v3 |  | Any | MFm | 2007 | CZ05 | rDXGF | Household | 1 | 998.7 | None | 160 | 0.024 | 9.5 | 61.3 | 0.009 | 3.99 | 160 | 0.024 | 9.5 | 61.3 | 0.009 | 3.99 | DEER:Res:ClothesDishWasher | Annual | 1719 |  | Appl-CW-Top-ElecDHW-GasDry-Tier2DEER2018 | Appl-CW-Top-ElecDHW-GasDry-Tier2AnyMFm2007CZ05DEER2018 | 11673
Appl-CW-Top-ElecDHW-GasDry-Tier2 | DEER2018 | D17 v3 |  | Any | MFm | 2015 | CZ04 | rDXGF | Household | 1 | 998.7 | None | 163 | 0.027 | 10.2 | 64.2 | 0.012 | 4.36 | 163 | 0.027 | 10.2 | 64.2 | 0.012 | 4.36 | DEER:Res:ClothesDishWasher | Annual | 1719 |  | Appl-CW-Top-ElecDHW-GasDry-Tier2DEER2018 | Appl-CW-Top-ElecDHW-GasDry-Tier2AnyMFm2015CZ04DEER2018 | 11674
Appl-CW-Top-ElecDHW-GasDry-Tier2 | DEER2018 | D17 v3 |  | Any | MFm | 2015 | CZ14 | rDXGF | Household | 1 | 1094.6 | None | 163 | 0.025 | 9.85 | 64 | 0.01 | 4.14 | 163 | 0.025 | 9.85 | 64 | 0.01 | 4.14 | DEER:Res:ClothesDishWasher | Annual | 1719 |  | Appl-CW-Top-ElecDHW-GasDry-Tier2DEER2018 | Appl-CW-Top-ElecDHW-GasDry-Tier2AnyMFm2015CZ14DEER2018 | 11675
Appl-CW-Top-ElecDHW-GasDry-Tier2 | DEER2018 | D17 v3 |  | Any | SFm | 2011 | CZ09 | rDXGF | Household | 1 | 2422.9 | None | 199 | 0.029 | 12 | 79 | 0.012 | 5.06 | 199 | 0.029 | 12 | 79 | 0.012 | 5.06 | DEER:Res:ClothesDishWasher | Annual | 1719 |  | Appl-CW-Top-ElecDHW-GasDry-Tier2DEER2018 | Appl-CW-Top-ElecDHW-GasDry-Tier2AnySFm2011CZ09DEER2018 | 11676
Appl-CW-Top-ElecDHW-GasDry-Tier2 | DEER2018 | D17 v3 |  | Any | DMo | MH85 | CZ09 | rDXGF | Household | 1 | 1242 | None | 163 | 0.029 | 9.32 | 65.8 | 0.012 | 3.9 | 163 | 0.029 | 9.32 | 65.8 | 0.012 | 3.9 | DEER:Res:ClothesDishWasher | Annual | 1719 |  | Appl-CW-Top-ElecDHW-GasDry-Tier2DEER2018 | Appl-CW-Top-ElecDHW-GasDry-Tier2AnyDMoMH85CZ09DEER2018 | 11677
Appl-CW-Top-ElecDHW-GasDry-Tier2 | DEER2018 | D17 v3 |  | Any | SFm | 2015 | CZ03 | rDXGF | Household | 1 | 2295.6 | None | 198 | 0.036 | 11.1 | 76.4 | 0.015 | 4.6 | 198 | 0.036 | 11.1 | 76.4 | 0.015 | 4.6 | DEER:Res:ClothesDishWasher | Annual | 1719 |  | Appl-CW-Top-ElecDHW-GasDry-Tier2DEER2018 | Appl-CW-Top-ElecDHW-GasDry-Tier2AnySFm2015CZ03DEER2018 | 11678
Appl-CW-Top-ElecDHW-GasDry-Tier2 | DEER2018 | D17 v3 |  | Any | DMo | MH72 | CZ01 | rDXGF | Household | 1 | 1196 | None | 162 | 0.022 | 8.6 | 61.6 | 0.008 | 3.56 | 162 | 0.022 | 8.6 | 61.6 | 0.008 | 3.56 | DEER:Res:ClothesDishWasher | Annual | 1719 |  | Appl-CW-Top-ElecDHW-GasDry-Tier2DEER2018 | Appl-CW-Top-ElecDHW-GasDry-Tier2AnyDMoMH72CZ01DEER2018 | 11679
Appl-CW-Top-ElecDHW-GasDry-Tier2 | DEER2018 | D17 v3 |  | Any | SFm | 1975 | CZ08 | rDXGF | Household | 1 | 1528 | None | 199 | 0.04 | 11.8 | 79.2 | 0.018 | 4.98 | 199 | 0.04 | 11.8 | 79.2 | 0.018 | 4.98 | DEER:Res:ClothesDishWasher | Annual | 1719 |  | Appl-CW-Top-ElecDHW-GasDry-Tier2DEER2018 | Appl-CW-Top-ElecDHW-GasDry-Tier2AnySFm1975CZ08DEER2018 | 11680
Appl-CW-Top-ElecDHW-GasDry-Tier2 | DEER2018 | D17 v3 |  | Any | MFm | 2003 | CZ08 | rDXGF | Household | 1 | 1206 | None | 159 | 0.029 | 10.2 | 62.9 | 0.012 | 4.34 | 159 | 0.029 | 10.2 | 62.9 | 0.012 | 4.34 | DEER:Res:ClothesDishWasher | Annual | 1719 |  | Appl-CW-Top-ElecDHW-GasDry-Tier2DEER2018 | Appl-CW-Top-ElecDHW-GasDry-Tier2AnyMFm2003CZ08DEER2018 | 11681
Appl-CW-Top-ElecDHW-GasDry-Tier2 | DEER2018 | D17 v3 |  | Any | MFm | 2015 | CZ10 | rDXGF | Household | 1 | 1073.2 | None | 158 | 0.026 | 10.4 | 62.5 | 0.011 | 4.45 | 158 | 0.026 | 10.4 | 62.5 | 0.011 | 4.45 | DEER:Res:ClothesDishWasher | Annual | 1719 |  | Appl-CW-Top-ElecDHW-GasDry-Tier2DEER2018 | Appl-CW-Top-ElecDHW-GasDry-Tier2AnyMFm2015CZ10DEER2018 | 11682
Appl-CW-Top-ElecDHW-GasDry-Tier2 | DEER2018 | D17 v3 |  | Any | MFm | 1985 | CZ08 | rDXGF | Household | 1 | 1295.2 | None | 159 | 0.029 | 10.2 | 63.5 | 0.013 | 4.36 | 159 | 0.029 | 10.2 | 63.5 | 0.013 | 4.36 | DEER:Res:ClothesDishWasher | Annual | 1719 |  | Appl-CW-Top-ElecDHW-GasDry-Tier2DEER2018 | Appl-CW-Top-ElecDHW-GasDry-Tier2AnyMFm1985CZ08DEER2018 | 11683
Appl-CW-Top-ElecDHW-GasDry-Tier2 | DEER2018 | D17 v3 |  | Any | SFm | 2003 | CZ12 | rDXGF | Household | 1 | 1948.8 | None | 201 | 0.04 | 11 | 79.5 | 0.017 | 4.57 | 201 | 0.04 | 11 | 79.5 | 0.017 | 4.57 | DEER:Res:ClothesDishWasher | Annual | 1719 |  | Appl-CW-Top-ElecDHW-GasDry-Tier2DEER2018 | Appl-CW-Top-ElecDHW-GasDry-Tier2AnySFm2003CZ12DEER2018 | 11684
Appl-CW-Top-ElecDHW-GasDry-Tier2 | DEER2018 | D17 v3 |  | Any | SFm | 2015 | CZ15 | rDXGF | Household | 1 | 2160.9 | None | 186 | 0.028 | 12.7 | 76.2 | 0.012 | 5.38 | 186 | 0.028 | 12.7 | 76.2 | 0.012 | 5.38 | DEER:Res:ClothesDishWasher | Annual | 1719 |  | Appl-CW-Top-ElecDHW-GasDry-Tier2DEER2018 | Appl-CW-Top-ElecDHW-GasDry-Tier2AnySFm2015CZ15DEER2018 | 11685
Appl-CW-Top-ElecDHW-GasDry-Tier2 | DEER2018 | D17 v3 |  | Any | MFm | 1996 | CZ06 | rDXGF | Household | 1 | 1169.1 | None | 160 | 0.03 | 9.82 | 63 | 0.013 | 4.17 | 160 | 0.03 | 9.82 | 63 | 0.013 | 4.17 | DEER:Res:ClothesDishWasher | Annual | 1719 |  | Appl-CW-Top-ElecDHW-GasDry-Tier2DEER2018 | Appl-CW-Top-ElecDHW-GasDry-Tier2AnyMFm1996CZ06DEER2018 | 11686
Appl-CW-Top-ElecDHW-GasDry-Tier2 | DEER2018 | D17 v3 |  | Any | SFm | 1985 | CZ12 | rDXGF | Household | 1 | 1704 | None | 201 | 0.045 | 10.2 | 78.9 | 0.019 | 4.17 | 201 | 0.045 | 10.2 | 78.9 | 0.019 | 4.17 | DEER:Res:ClothesDishWasher | Annual | 1719 |  | Appl-CW-Top-ElecDHW-GasDry-Tier2DEER2018 | Appl-CW-Top-ElecDHW-GasDry-Tier2AnySFm1985CZ12DEER2018 | 11687
Appl-CW-Top-ElecDHW-GasDry-Tier2 | DEER2018 | D17 v3 |  | Any | DMo | MH85 | CZ07 | rDXGF | Household | 1 | 1242 | None | 166 | 0.03 | 9.52 | 66.1 | 0.013 | 4.02 | 166 | 0.03 | 9.52 | 66.1 | 0.013 | 4.02 | DEER:Res:ClothesDishWasher | Annual | 1719 |  | Appl-CW-Top-ElecDHW-GasDry-Tier2DEER2018 | Appl-CW-Top-ElecDHW-GasDry-Tier2AnyDMoMH85CZ07DEER2018 | 11688
Appl-CW-Top-ElecDHW-GasDry-Tier2 | DEER2018 | D17 v3 |  | Any | SFm | 2011 | CZ07 | rDXGF | Household | 1 | 2392.9 | None | 209 | 0.041 | 12.9 | 79.6 | 0.012 | 5.22 | 209 | 0.041 | 12.9 | 79.6 | 0.012 | 5.22 | DEER:Res:ClothesDishWasher | Annual | 1719 |  | Appl-CW-Top-ElecDHW-GasDry-Tier2DEER2018 | Appl-CW-Top-ElecDHW-GasDry-Tier2AnySFm2011CZ07DEER2018 | 11689
Appl-CW-Top-ElecDHW-GasDry-Tier2 | DEER2018 | D17 v3 |  | Any | MFm | 1975 | CZ12 | rDXGF | Household | 1 | 1098.9 | None | 159 | 0.029 | 9.37 | 62.4 | 0.012 | 3.92 | 159 | 0.029 | 9.37 | 62.4 | 0.012 | 3.92 | DEER:Res:ClothesDishWasher | Annual | 1719 |  | Appl-CW-Top-ElecDHW-GasDry-Tier2DEER2018 | Appl-CW-Top-ElecDHW-GasDry-Tier2AnyMFm1975CZ12DEER2018 | 11690
Appl-CW-Top-ElecDHW-GasDry-Tier2 | DEER2018 | D17 v3 |  | Any | SFm | 1985 | CZ02 | rDXGF | Household | 1 | 1904 | None | 199 | 0.041 | 9.59 | 76.6 | 0.018 | 3.84 | 199 | 0.041 | 9.59 | 76.6 | 0.018 | 3.84 | DEER:Res:ClothesDishWasher | Annual | 1719 |  | Appl-CW-Top-ElecDHW-GasDry-Tier2DEER2018 | Appl-CW-Top-ElecDHW-GasDry-Tier2AnySFm1985CZ02DEER2018 | 11691
Appl-CW-Top-ElecDHW-GasDry-Tier2 | DEER2018 | D17 v3 |  | Any | SFm | 2017 | CZ09 | rDXGF | Household | 1 | 2422.9 | None | 192 | 0.031 | 12 | 74.4 | 0.013 | 5.03 | 192 | 0.031 | 12 | 74.4 | 0.013 | 5.03 | DEER:Res:ClothesDishWasher | Annual | 1719 |  | Appl-CW-Top-ElecDHW-GasDry-Tier2DEER2018 | Appl-CW-Top-ElecDHW-GasDry-Tier2AnySFm2017CZ09DEER2018 | 11692
Appl-CW-Top-ElecDHW-GasDry-Tier2 | DEER2018 | D17 v3 |  | Any | SFm | 2003 | CZ02 | rDXGF | Household | 1 | 1948.8 | None | 204 | 0.044 | 10.8 | 78.8 | 0.011 | 4.47 | 204 | 0.044 | 10.8 | 78.8 | 0.011 | 4.47 | DEER:Res:ClothesDishWasher | Annual | 1719 |  | Appl-CW-Top-ElecDHW-GasDry-Tier2DEER2018 | Appl-CW-Top-ElecDHW-GasDry-Tier2AnySFm2003CZ02DEER2018 | 11693
Appl-CW-Top-ElecDHW-GasDry-Tier2 | DEER2018 | D17 v3 |  | Any | MFm | 1975 | CZ02 | rDXGF | Household | 1 | 1070.2 | None | 161 | 0.032 | 9.36 | 62.3 | 0.014 | 3.91 | 161 | 0.032 | 9.36 | 62.3 | 0.014 | 3.91 | DEER:Res:ClothesDishWasher | Annual | 1719 |  | Appl-CW-Top-ElecDHW-GasDry-Tier2DEER2018 | Appl-CW-Top-ElecDHW-GasDry-Tier2AnyMFm1975CZ02DEER2018 | 11694
Appl-CW-Top-ElecDHW-GasDry-Tier2 | DEER2018 | D17 v3 |  | Any | DMo | MH72 | CZ13 | rDXGF | Household | 1 | 1196 | None | 167 | 0.031 | 9.16 | 67.4 | 0.013 | 3.83 | 167 | 0.031 | 9.16 | 67.4 | 0.013 | 3.83 | DEER:Res:ClothesDishWasher | Annual | 1719 |  | Appl-CW-Top-ElecDHW-GasDry-Tier2DEER2018 | Appl-CW-Top-ElecDHW-GasDry-Tier2AnyDMoMH72CZ13DEER2018 | 11695
Appl-CW-Top-ElecDHW-GasDry-Tier2 | DEER2018 | D17 v3 |  | Any | MFm | 2007 | CZ14 | rDXGF | Household | 1 | 1094.6 | None | 175 | 0.016 | 10.9 | 64.3 | 0.01 | 4.15 | 175 | 0.016 | 10.9 | 64.3 | 0.01 | 4.15 | DEER:Res:ClothesDishWasher | Annual | 1719 |  | Appl-CW-Top-ElecDHW-GasDry-Tier2DEER2018 | Appl-CW-Top-ElecDHW-GasDry-Tier2AnyMFm2007CZ14DEER2018 | 11696
Appl-CW-Top-ElecDHW-GasDry-Tier2 | DEER2018 | D17 v3 |  | Any | MFm | 2007 | CZ04 | rDXGF | Household | 1 | 998.7 | None | 161 | 0.025 | 10 | 63.4 | 0.011 | 4.24 | 161 | 0.025 | 10 | 63.4 | 0.011 | 4.24 | DEER:Res:ClothesDishWasher | Annual | 1719 |  | Appl-CW-Top-ElecDHW-GasDry-Tier2DEER2018 | Appl-CW-Top-ElecDHW-GasDry-Tier2AnyMFm2007CZ04DEER2018 | 11697
Appl-CW-Top-ElecDHW-GasDry-Tier2 | DEER2018 | D17 v3 |  | Any | MFm | 2015 | CZ05 | rDXGF | Household | 1 | 998.7 | None | 162 | 0.025 | 10.1 | 62.5 | 0.01 | 4.3 | 162 | 0.025 | 10.1 | 62.5 | 0.01 | 4.3 | DEER:Res:ClothesDishWasher | Annual | 1719 |  | Appl-CW-Top-ElecDHW-GasDry-Tier2DEER2018 | Appl-CW-Top-ElecDHW-GasDry-Tier2AnyMFm2015CZ05DEER2018 | 11698
Appl-CW-Top-ElecDHW-GasDry-Tier2 | DEER2018 | D17 v3 |  | Any | SFm | 2017 | CZ07 | rDXGF | Household | 1 | 2392.9 | None | 202 | 0.037 | 12.4 | 78 | 0.013 | 5.1 | 202 | 0.037 | 12.4 | 78 | 0.013 | 5.1 | DEER:Res:ClothesDishWasher | Annual | 1719 |  | Appl-CW-Top-ElecDHW-GasDry-Tier2DEER2018 | Appl-CW-Top-ElecDHW-GasDry-Tier2AnySFm2017CZ07DEER2018 | 11699
Appl-CW-Top-ElecDHW-GasDry-Tier2 | DEER2018 | D17 v3 |  | Any | MFm | 2007 | CZ10 | rDXGF | Household | 1 | 1073.2 | None | 157 | 0.026 | 10.3 | 62.6 | 0.011 | 4.37 | 157 | 0.026 | 10.3 | 62.6 | 0.011 | 4.37 | DEER:Res:ClothesDishWasher | Annual | 1719 |  | Appl-CW-Top-ElecDHW-GasDry-Tier2DEER2018 | Appl-CW-Top-ElecDHW-GasDry-Tier2AnyMFm2007CZ10DEER2018 | 11700
Appl-CW-Top-ElecDHW-GasDry-Tier2 | DEER2018 | D17 v3 |  | Any | SFm | 2003 | CZ01 | rDXGF | Household | 1 | 2295.6 | None | 202 | 0.028 | 10.4 | 76.8 | 0.011 | 4.27 | 202 | 0.028 | 10.4 | 76.8 | 0.011 | 4.27 | DEER:Res:ClothesDishWasher | Annual | 1719 |  | Appl-CW-Top-ElecDHW-GasDry-Tier2DEER2018 | Appl-CW-Top-ElecDHW-GasDry-Tier2AnySFm2003CZ01DEER2018 | 11701
Appl-CW-Top-ElecDHW-GasDry-Tier2 | DEER2018 | D17 v3 |  | Any | SFm | 1985 | CZ01 | rDXGF | Household | 1 | 1904 | None | 201 | 0.027 | 8.86 | 75.9 | 0.01 | 3.5 | 201 | 0.027 | 8.86 | 75.9 | 0.01 | 3.5 | DEER:Res:ClothesDishWasher | Annual | 1719 |  | Appl-CW-Top-ElecDHW-GasDry-Tier2DEER2018 | Appl-CW-Top-ElecDHW-GasDry-Tier2AnySFm1985CZ01DEER2018 | 11702
Appl-CW-Top-ElecDHW-GasDry-Tier2 | DEER2018 | D17 v3 |  | Any | SFm | 2011 | CZ06 | rDXGF | Household | 1 | 2392.9 | None | 195 | 0.036 | 11.4 | 76.6 | 0.015 | 4.76 | 195 | 0.036 | 11.4 | 76.6 | 0.015 | 4.76 | DEER:Res:ClothesDishWasher | Annual | 1719 |  | Appl-CW-Top-ElecDHW-GasDry-Tier2DEER2018 | Appl-CW-Top-ElecDHW-GasDry-Tier2AnySFm2011CZ06DEER2018 | 11703
Appl-CW-Top-ElecDHW-GasDry-Tier2 | DEER2018 | D17 v3 |  | Any | DMo | MH85 | CZ06 | rDXGF | Household | 1 | 1242 | None | 164 | 0.029 | 9.26 | 65 | 0.013 | 3.86 | 164 | 0.029 | 9.26 | 65 | 0.013 | 3.86 | DEER:Res:ClothesDishWasher | Annual | 1719 |  | Appl-CW-Top-ElecDHW-GasDry-Tier2DEER2018 | Appl-CW-Top-ElecDHW-GasDry-Tier2AnyDMoMH85CZ06DEER2018 | 11704
Appl-CW-Top-ElecDHW-GasDry-Tier2 | DEER2018 | D17 v3 |  | Any | SFm | 2007 | CZ03 | rDXGF | Household | 1 | 2295.6 | None | 196 | 0.039 | 10.4 | 75.3 | 0.016 | 4.28 | 196 | 0.039 | 10.4 | 75.3 | 0.016 | 4.28 | DEER:Res:ClothesDishWasher | Annual | 1719 |  | Appl-CW-Top-ElecDHW-GasDry-Tier2DEER2018 | Appl-CW-Top-ElecDHW-GasDry-Tier2AnySFm2007CZ03DEER2018 | 11705
Appl-CW-Top-ElecDHW-GasDry-Tier2 | DEER2018 | D17 v3 |  | Any | MFm | 1975 | CZ01 | rDXGF | Household | 1 | 1070.2 | None | 163 | 0.022 | 8.33 | 61.8 | 0.008 | 3.42 | 163 | 0.022 | 8.33 | 61.8 | 0.008 | 3.42 | DEER:Res:ClothesDishWasher | Annual | 1719 |  | Appl-CW-Top-ElecDHW-GasDry-Tier2DEER2018 | Appl-CW-Top-ElecDHW-GasDry-Tier2AnyMFm1975CZ01DEER2018 | 11706
Appl-CW-Top-ElecDHW-GasDry-Tier2 | DEER2018 | D17 v3 |  | Any | MFm | 1996 | CZ07 | rDXGF | Household | 1 | 1169.1 | None | 158 | 0.027 | 10.7 | 62.6 | 0.011 | 4.57 | 158 | 0.027 | 10.7 | 62.6 | 0.011 | 4.57 | DEER:Res:ClothesDishWasher | Annual | 1719 |  | Appl-CW-Top-ElecDHW-GasDry-Tier2DEER2018 | Appl-CW-Top-ElecDHW-GasDry-Tier2AnyMFm1996CZ07DEER2018 | 11707
Appl-CW-Top-ElecDHW-GasDry-Tier2 | DEER2018 | D17 v3 |  | Any | MFm | 1996 | CZ09 | rDXGF | Household | 1 | 1093.6 | None | 162 | 0.027 | 10.3 | 64.8 | 0.012 | 4.37 | 162 | 0.027 | 10.3 | 64.8 | 0.012 | 4.37 | DEER:Res:ClothesDishWasher | Annual | 1719 |  | Appl-CW-Top-ElecDHW-GasDry-Tier2DEER2018 | Appl-CW-Top-ElecDHW-GasDry-Tier2AnyMFm1996CZ09DEER2018 | 11708
Appl-CW-Top-ElecDHW-GasDry-Tier2 | DEER2018 | D17 v3 |  | Any | DMo | MH72 | CZ12 | rDXGF | Household | 1 | 1196 | None | 167 | 0.034 | 9.02 | 66.6 | 0.015 | 3.77 | 167 | 0.034 | 9.02 | 66.6 | 0.015 | 3.77 | DEER:Res:ClothesDishWasher | Annual | 1719 |  | Appl-CW-Top-ElecDHW-GasDry-Tier2DEER2018 | Appl-CW-Top-ElecDHW-GasDry-Tier2AnyDMoMH72CZ12DEER2018 | 11709
Appl-CW-Top-ElecDHW-GasDry-Tier2 | DEER2018 | D17 v3 |  | Any | SFm | 2007 | CZ15 | rDXGF | Household | 1 | 2160.9 | None | 187 | 0.028 | 12.6 | 77.3 | 0.013 | 5.37 | 187 | 0.028 | 12.6 | 77.3 | 0.013 | 5.37 | DEER:Res:ClothesDishWasher | Annual | 1719 |  | Appl-CW-Top-ElecDHW-GasDry-Tier2DEER2018 | Appl-CW-Top-ElecDHW-GasDry-Tier2AnySFm2007CZ15DEER2018 | 11710
Appl-CW-Top-ElecDHW-GasDry-Tier2 | DEER2018 | D17 v3 |  | Any | DMo | MH06 | CZ13 | rDXGF | Household | 1 | 1242 | None | 166 | 0.028 | 9.15 | 67.5 | 0.012 | 3.81 | 166 | 0.028 | 9.15 | 67.5 | 0.012 | 3.81 | DEER:Res:ClothesDishWasher | Annual | 1719 |  | Appl-CW-Top-ElecDHW-GasDry-Tier2DEER2018 | Appl-CW-Top-ElecDHW-GasDry-Tier2AnyDMoMH06CZ13DEER2018 | 11711
Appl-CW-Top-ElecDHW-GasDry-Tier2 | DEER2018 | D17 v3 |  | Any | DMo | MH15 | CZ05 | rDXGF | Household | 1 | 1242 | None | 162 | 0.031 | 8.07 | 61.7 | 0.013 | 3.37 | 162 | 0.031 | 8.07 | 61.7 | 0.013 | 3.37 | DEER:Res:ClothesDishWasher | Annual | 1719 |  | Appl-CW-Top-ElecDHW-GasDry-Tier2DEER2018 | Appl-CW-Top-ElecDHW-GasDry-Tier2AnyDMoMH15CZ05DEER2018 | 11712
Appl-CW-Top-ElecDHW-GasDry-Tier2 | DEER2018 | D17 v3 |  | Any | MFm | 2011 | CZ04 | rDXGF | Household | 1 | 998.7 | None | 163 | 0.027 | 10.2 | 64 | 0.012 | 4.35 | 163 | 0.027 | 10.2 | 64 | 0.012 | 4.35 | DEER:Res:ClothesDishWasher | Annual | 1719 |  | Appl-CW-Top-ElecDHW-GasDry-Tier2DEER2018 | Appl-CW-Top-ElecDHW-GasDry-Tier2AnyMFm2011CZ04DEER2018 | 11713
Appl-CW-Top-ElecDHW-GasDry-Tier2 | DEER2018 | D17 v3 |  | Any | DMo | MH00 | CZ13 | rDXGF | Household | 1 | 1242 | None | 169 | 0.031 | 8.79 | 67.6 | 0.014 | 3.63 | 169 | 0.031 | 8.79 | 67.6 | 0.014 | 3.63 | DEER:Res:ClothesDishWasher | Annual | 1719 |  | Appl-CW-Top-ElecDHW-GasDry-Tier2DEER2018 | Appl-CW-Top-ElecDHW-GasDry-Tier2AnyDMoMH00CZ13DEER2018 | 11714
Appl-CW-Top-ElecDHW-GasDry-Tier2 | DEER2018 | D17 v3 |  | Any | MFm | 2011 | CZ14 | rDXGF | Household | 1 | 1094.6 | None | 160 | 0.022 | 9.76 | 64.4 | 0.01 | 4.17 | 160 | 0.022 | 9.76 | 64.4 | 0.01 | 4.17 | DEER:Res:ClothesDishWasher | Annual | 1719 |  | Appl-CW-Top-ElecDHW-GasDry-Tier2DEER2018 | Appl-CW-Top-ElecDHW-GasDry-Tier2AnyMFm2011CZ14DEER2018 | 11715
Appl-CW-Top-ElecDHW-GasDry-Tier2 | DEER2018 | D17 v3 |  | Any | SFm | 1996 | CZ05 | rDXGF | Household | 1 | 2193 | None | 196 | 0.04 | 9.06 | 75.1 | 0.017 | 3.62 | 196 | 0.04 | 9.06 | 75.1 | 0.017 | 3.62 | DEER:Res:ClothesDishWasher | Annual | 1719 |  | Appl-CW-Top-ElecDHW-GasDry-Tier2DEER2018 | Appl-CW-Top-ElecDHW-GasDry-Tier2AnySFm1996CZ05DEER2018 | 11716
Appl-CW-Top-ElecDHW-GasDry-Tier2 | DEER2018 | D17 v3 |  | Any | DMo | MH85 | CZ15 | rDXGF | Household | 1 | 1242 | None | 155 | 0.026 | 10.3 | 66.4 | 0.012 | 4.37 | 155 | 0.026 | 10.3 | 66.4 | 0.012 | 4.37 | DEER:Res:ClothesDishWasher | Annual | 1719 |  | Appl-CW-Top-ElecDHW-GasDry-Tier2DEER2018 | Appl-CW-Top-ElecDHW-GasDry-Tier2AnyDMoMH85CZ15DEER2018 | 11717
Appl-CW-Top-ElecDHW-GasDry-Tier2 | DEER2018 | D17 v3 |  | Any | SFm | 2011 | CZ15 | rDXGF | Household | 1 | 2160.9 | None | 188 | 0.028 | 12.7 | 77.3 | 0.012 | 5.38 | 188 | 0.028 | 12.7 | 77.3 | 0.012 | 5.38 | DEER:Res:ClothesDishWasher | Annual | 1719 |  | Appl-CW-Top-ElecDHW-GasDry-Tier2DEER2018 | Appl-CW-Top-ElecDHW-GasDry-Tier2AnySFm2011CZ15DEER2018 | 11718
Appl-CW-Top-ElecDHW-GasDry-Tier2 | DEER2018 | D17 v3 |  | Any | MFm | 2017 | CZ05 | rDXGF | Household | 1 | 998.7 | None | 162 | 0.025 | 10.2 | 62.7 | 0.01 | 4.34 | 162 | 0.025 | 10.2 | 62.7 | 0.01 | 4.34 | DEER:Res:ClothesDishWasher | Annual | 1719 |  | Appl-CW-Top-ElecDHW-GasDry-Tier2DEER2018 | Appl-CW-Top-ElecDHW-GasDry-Tier2AnyMFm2017CZ05DEER2018 | 11719
Appl-CW-Top-ElecDHW-GasDry-Tier2 | DEER2018 | D17 v3 |  | Any | SFm | 2015 | CZ07 | rDXGF | Household | 1 | 2392.9 | None | 194 | 0.022 | 11.7 | 76.8 | 0.008 | 4.86 | 194 | 0.022 | 11.7 | 76.8 | 0.008 | 4.86 | DEER:Res:ClothesDishWasher | Annual | 1719 |  | Appl-CW-Top-ElecDHW-GasDry-Tier2DEER2018 | Appl-CW-Top-ElecDHW-GasDry-Tier2AnySFm2015CZ07DEER2018 | 11720
Appl-CW-Top-ElecDHW-GasDry-Tier2 | DEER2018 | D17 v3 |  | Any | SFm | 2015 | CZ09 | rDXGF | Household | 1 | 2422.9 | None | 195 | 0.031 | 12 | 77.1 | 0.013 | 5.06 | 195 | 0.031 | 12 | 77.1 | 0.013 | 5.06 | DEER:Res:ClothesDishWasher | Annual | 1719 |  | Appl-CW-Top-ElecDHW-GasDry-Tier2DEER2018 | Appl-CW-Top-ElecDHW-GasDry-Tier2AnySFm2015CZ09DEER2018 | 11721
Appl-CW-Top-ElecDHW-GasDry-Tier2 | DEER2018 | D17 v3 |  | Any | DMo | MH00 | CZ12 | rDXGF | Household | 1 | 1242 | None | 170 | 0.033 | 8.65 | 67.2 | 0.015 | 3.59 | 170 | 0.033 | 8.65 | 67.2 | 0.015 | 3.59 | DEER:Res:ClothesDishWasher | Annual | 1719 |  | Appl-CW-Top-ElecDHW-GasDry-Tier2DEER2018 | Appl-CW-Top-ElecDHW-GasDry-Tier2AnyDMoMH00CZ12DEER2018 | 11722
Appl-CW-Top-ElecDHW-GasDry-Tier2 | DEER2018 | D17 v3 |  | Any | SFm | 2011 | CZ03 | rDXGF | Household | 1 | 2295.6 | None | 197 | 0.036 | 10.6 | 75.8 | 0.017 | 4.34 | 197 | 0.036 | 10.6 | 75.8 | 0.017 | 4.34 | DEER:Res:ClothesDishWasher | Annual | 1719 |  | Appl-CW-Top-ElecDHW-GasDry-Tier2DEER2018 | Appl-CW-Top-ElecDHW-GasDry-Tier2AnySFm2011CZ03DEER2018 | 11723
Appl-CW-Top-ElecDHW-GasDry-Tier2 | DEER2018 | D17 v3 |  | Any | DMo | MH85 | CZ03 | rDXGF | Household | 1 | 1242 | None | 163 | 0.035 | 8.08 | 64.6 | 0.015 | 3.3 | 163 | 0.035 | 8.08 | 64.6 | 0.015 | 3.3 | DEER:Res:ClothesDishWasher | Annual | 1719 |  | Appl-CW-Top-ElecDHW-GasDry-Tier2DEER2018 | Appl-CW-Top-ElecDHW-GasDry-Tier2AnyDMoMH85CZ03DEER2018 | 11724
Appl-CW-Top-ElecDHW-GasDry-Tier2 | DEER2018 | D17 v3 |  | Any | SFm | 2007 | CZ06 | rDXGF | Household | 1 | 2392.9 | None | 200 | 0.037 | 11.6 | 79 | 0.015 | 4.85 | 200 | 0.037 | 11.6 | 79 | 0.015 | 4.85 | DEER:Res:ClothesDishWasher | Annual | 1719 |  | Appl-CW-Top-ElecDHW-GasDry-Tier2DEER2018 | Appl-CW-Top-ElecDHW-GasDry-Tier2AnySFm2007CZ06DEER2018 | 11725
Appl-CW-Top-ElecDHW-GasDry-Tier2 | DEER2018 | D17 v3 |  | Any | DMo | MH06 | CZ12 | rDXGF | Household | 1 | 1242 | None | 166 | 0.03 | 8.75 | 65.2 | 0.013 | 3.63 | 166 | 0.03 | 8.75 | 65.2 | 0.013 | 3.63 | DEER:Res:ClothesDishWasher | Annual | 1719 |  | Appl-CW-Top-ElecDHW-GasDry-Tier2DEER2018 | Appl-CW-Top-ElecDHW-GasDry-Tier2AnyDMoMH06CZ12DEER2018 | 11726
Appl-CW-Top-ElecDHW-GasDry-Tier2 | DEER2018 | D17 v3 |  | Any | MFm | 2011 | CZ10 | rDXGF | Household | 1 | 1073.2 | None | 159 | 0.028 | 10.4 | 62.5 | 0.011 | 4.42 | 159 | 0.028 | 10.4 | 62.5 | 0.011 | 4.42 | DEER:Res:ClothesDishWasher | Annual | 1719 |  | Appl-CW-Top-ElecDHW-GasDry-Tier2DEER2018 | Appl-CW-Top-ElecDHW-GasDry-Tier2AnyMFm2011CZ10DEER2018 | 11727
Appl-CW-Top-ElecDHW-GasDry-Tier2 | DEER2018 | D17 v3 |  | Any | MFm | 2017 | CZ12 | rDXGF | Household | 1 | 1073.2 | None | 161 | 0.024 | 9.99 | 63.4 | 0.01 | 4.24 | 161 | 0.024 | 9.99 | 63.4 | 0.01 | 4.24 | DEER:Res:ClothesDishWasher | Annual | 1719 |  | Appl-CW-Top-ElecDHW-GasDry-Tier2DEER2018 | Appl-CW-Top-ElecDHW-GasDry-Tier2AnyMFm2017CZ12DEER2018 | 11728
Appl-CW-Top-ElecDHW-GasDry-Tier2 | DEER2018 | D17 v3 |  | Any | DMo | MH06 | CZ05 | rDXGF | Household | 1 | 1242 | None | 163 | 0.032 | 8.33 | 62.9 | 0.013 | 3.43 | 163 | 0.032 | 8.33 | 62.9 | 0.013 | 3.43 | DEER:Res:ClothesDishWasher | Annual | 1719 |  | Appl-CW-Top-ElecDHW-GasDry-Tier2DEER2018 | Appl-CW-Top-ElecDHW-GasDry-Tier2AnyDMoMH06CZ05DEER2018 | 11729
Appl-CW-Top-ElecDHW-GasDry-Tier2 | DEER2018 | D17 v3 |  | Any | MFm | 2011 | CZ02 | rDXGF | Household | 1 | 1073.2 | None | 163 | 0.028 | 9.82 | 63.8 | 0.012 | 4.21 | 163 | 0.028 | 9.82 | 63.8 | 0.012 | 4.21 | DEER:Res:ClothesDishWasher | Annual | 1719 |  | Appl-CW-Top-ElecDHW-GasDry-Tier2DEER2018 | Appl-CW-Top-ElecDHW-GasDry-Tier2AnyMFm2011CZ02DEER2018 | 11730
Appl-CW-Top-ElecDHW-GasDry-Tier2 | DEER2018 | D17 v3 |  | Any | DMo | MH00 | CZ05 | rDXGF | Household | 1 | 1242 | None | 159 | 0.033 | 6.96 | 61.2 | 0.014 | 2.73 | 159 | 0.033 | 6.96 | 61.2 | 0.014 | 2.73 | DEER:Res:ClothesDishWasher | Annual | 1719 |  | Appl-CW-Top-ElecDHW-GasDry-Tier2DEER2018 | Appl-CW-Top-ElecDHW-GasDry-Tier2AnyDMoMH00CZ05DEER2018 | 11731
Appl-CW-Top-ElecDHW-GasDry-Tier2 | DEER2018 | D17 v3 |  | Any | SFm | 2017 | CZ08 | rDXGF | Household | 1 | 2392.9 | None | 196 | 0.039 | 12.4 | 77.4 | 0.013 | 5.25 | 196 | 0.039 | 12.4 | 77.4 | 0.013 | 5.25 | DEER:Res:ClothesDishWasher | Annual | 1719 |  | Appl-CW-Top-ElecDHW-GasDry-Tier2DEER2018 | Appl-CW-Top-ElecDHW-GasDry-Tier2AnySFm2017CZ08DEER2018 | 11732
Appl-CW-Top-ElecDHW-GasDry-Tier2 | DEER2018 | D17 v3 |  | Any | SFm | 2015 | CZ16 | rDXGF | Household | 1 | 2295.6 | None | 208 | 0.035 | 11.1 | 79.4 | 0.015 | 4.59 | 208 | 0.035 | 11.1 | 79.4 | 0.015 | 4.59 | DEER:Res:ClothesDishWasher | Annual | 1719 |  | Appl-CW-Top-ElecDHW-GasDry-Tier2DEER2018 | Appl-CW-Top-ElecDHW-GasDry-Tier2AnySFm2015CZ16DEER2018 | 11733
Appl-CW-Top-ElecDHW-GasDry-Tier2 | DEER2018 | D17 v3 |  | Any | MFm | 1996 | CZ08 | rDXGF | Household | 1 | 1169.1 | None | 158 | 0.026 | 10.2 | 62.6 | 0.01 | 4.34 | 158 | 0.026 | 10.2 | 62.6 | 0.01 | 4.34 | DEER:Res:ClothesDishWasher | Annual | 1719 |  | Appl-CW-Top-ElecDHW-GasDry-Tier2DEER2018 | Appl-CW-Top-ElecDHW-GasDry-Tier2AnyMFm1996CZ08DEER2018 | 11734
Appl-CW-Top-ElecDHW-GasDry-Tier2 | DEER2018 | D17 v3 |  | Any | DMo | MH15 | CZ12 | rDXGF | Household | 1 | 1242 | None | 164 | 0.029 | 8.93 | 64.7 | 0.013 | 3.72 | 164 | 0.029 | 8.93 | 64.7 | 0.013 | 3.72 | DEER:Res:ClothesDishWasher | Annual | 1719 |  | Appl-CW-Top-ElecDHW-GasDry-Tier2DEER2018 | Appl-CW-Top-ElecDHW-GasDry-Tier2AnyDMoMH15CZ12DEER2018 | 11735
Appl-CW-Top-ElecDHW-GasDry-Tier2 | DEER2018 | D17 v3 |  | Any | MFm | 1985 | CZ06 | rDXGF | Household | 1 | 1295.2 | None | 157 | 0.027 | 9.8 | 62.2 | 0.014 | 4.36 | 157 | 0.027 | 9.8 | 62.2 | 0.014 | 4.36 | DEER:Res:ClothesDishWasher | Annual | 1719 |  | Appl-CW-Top-ElecDHW-GasDry-Tier2DEER2018 | Appl-CW-Top-ElecDHW-GasDry-Tier2AnyMFm1985CZ06DEER2018 | 11736
Appl-CW-Top-ElecDHW-GasDry-Tier2 | DEER2018 | D17 v3 |  | Any | MFm | 2011 | CZ01 | rDXGF | Household | 1 | 998.7 | None | 163 | 0.023 | 8.66 | 61.9 | 0.009 | 3.55 | 163 | 0.023 | 8.66 | 61.9 | 0.009 | 3.55 | DEER:Res:ClothesDishWasher | Annual | 1719 |  | Appl-CW-Top-ElecDHW-GasDry-Tier2DEER2018 | Appl-CW-Top-ElecDHW-GasDry-Tier2AnyMFm2011CZ01DEER2018 | 11737
Appl-CW-Top-ElecDHW-GasDry-Tier2 | DEER2018 | D17 v3 |  | Any | SFm | 1996 | CZ12 | rDXGF | Household | 1 | 2032 | None | 203 | 0.049 | 10.9 | 80.4 | 0.018 | 4.54 | 203 | 0.049 | 10.9 | 80.4 | 0.018 | 4.54 | DEER:Res:ClothesDishWasher | Annual | 1719 |  | Appl-CW-Top-ElecDHW-GasDry-Tier2DEER2018 | Appl-CW-Top-ElecDHW-GasDry-Tier2AnySFm1996CZ12DEER2018 | 11738
Appl-CW-Top-ElecDHW-GasDry-Tier2 | DEER2018 | D17 v3 |  | Any | MFm | 1975 | CZ14 | rDXGF | Household | 1 | 1409.4 | None | 162 | 0.022 | 9.47 | 63.7 | 0.008 | 3.95 | 162 | 0.022 | 9.47 | 63.7 | 0.008 | 3.95 | DEER:Res:ClothesDishWasher | Annual | 1719 |  | Appl-CW-Top-ElecDHW-GasDry-Tier2DEER2018 | Appl-CW-Top-ElecDHW-GasDry-Tier2AnyMFm1975CZ14DEER2018 | 11739
Appl-CW-Top-ElecDHW-GasDry-Tier2 | DEER2018 | D17 v3 |  | Any | MFm | 1996 | CZ16 | rDXGF | Household | 1 | 981.6 | None | 173 | 0.029 | 9.23 | 67.1 | 0.012 | 3.85 | 173 | 0.029 | 9.23 | 67.1 | 0.012 | 3.85 | DEER:Res:ClothesDishWasher | Annual | 1719 |  | Appl-CW-Top-ElecDHW-GasDry-Tier2DEER2018 | Appl-CW-Top-ElecDHW-GasDry-Tier2AnyMFm1996CZ16DEER2018 | 11740
Appl-CW-Top-ElecDHW-GasDry-Tier2 | DEER2018 | D17 v3 |  | Any | SFm | 1985 | CZ04 | rDXGF | Household | 1 | 1904 | None | 203 | 0.044 | 10.4 | 80 | 0.019 | 4.28 | 203 | 0.044 | 10.4 | 80 | 0.019 | 4.28 | DEER:Res:ClothesDishWasher | Annual | 1719 |  | Appl-CW-Top-ElecDHW-GasDry-Tier2DEER2018 | Appl-CW-Top-ElecDHW-GasDry-Tier2AnySFm1985CZ04DEER2018 | 11741
Appl-CW-Top-ElecDHW-GasDry-Tier2 | DEER2018 | D17 v3 |  | Any | SFm | 2003 | CZ14 | rDXGF | Household | 1 | 2160.9 | None | 208 | 0.032 | 10.8 | 83 | 0.014 | 4.47 | 208 | 0.032 | 10.8 | 83 | 0.014 | 4.47 | DEER:Res:ClothesDishWasher | Annual | 1719 |  | Appl-CW-Top-ElecDHW-GasDry-Tier2DEER2018 | Appl-CW-Top-ElecDHW-GasDry-Tier2AnySFm2003CZ14DEER2018 | 11742
Appl-CW-Top-ElecDHW-GasDry-Tier2 | DEER2018 | D17 v3 |  | Any | DMo | MH72 | CZ05 | rDXGF | Household | 1 | 1196 | None | 163 | 0.04 | 8.35 | 61.8 | 0.014 | 3.36 | 163 | 0.04 | 8.35 | 61.8 | 0.014 | 3.36 | DEER:Res:ClothesDishWasher | Annual | 1719 |  | Appl-CW-Top-ElecDHW-GasDry-Tier2DEER2018 | Appl-CW-Top-ElecDHW-GasDry-Tier2AnyDMoMH72CZ05DEER2018 | 11743
Appl-CW-Top-ElecDHW-GasDry-Tier2 | DEER2018 | D17 v3 |  | Any | MFm | 1975 | CZ10 | rDXGF | Household | 1 | 1216.8 | None | 158 | 0.032 | 9.77 | 62.3 | 0.014 | 4.12 | 158 | 0.032 | 9.77 | 62.3 | 0.014 | 4.12 | DEER:Res:ClothesDishWasher | Annual | 1719 |  | Appl-CW-Top-ElecDHW-GasDry-Tier2DEER2018 | Appl-CW-Top-ElecDHW-GasDry-Tier2AnyMFm1975CZ10DEER2018 | 11744
Appl-CW-Top-ElecDHW-GasDry-Tier2 | DEER2018 | D17 v3 |  | Any | MFm | 2003 | CZ03 | rDXGF | Household | 1 | 998.7 | None | 157 | 0.023 | 9.48 | 60.3 | 0.009 | 3.83 | 157 | 0.023 | 9.48 | 60.3 | 0.009 | 3.83 | DEER:Res:ClothesDishWasher | Annual | 1719 |  | Appl-CW-Top-ElecDHW-GasDry-Tier2DEER2018 | Appl-CW-Top-ElecDHW-GasDry-Tier2AnyMFm2003CZ03DEER2018 | 11745
Appl-CW-Top-ElecDHW-GasDry-Tier2 | DEER2018 | D17 v3 |  | Any | SFm | 2015 | CZ08 | rDXGF | Household | 1 | 2392.9 | None | 198 | 0.034 | 12.3 | 78.3 | 0.011 | 5.19 | 198 | 0.034 | 12.3 | 78.3 | 0.011 | 5.19 | DEER:Res:ClothesDishWasher | Annual | 1719 |  | Appl-CW-Top-ElecDHW-GasDry-Tier2DEER2018 | Appl-CW-Top-ElecDHW-GasDry-Tier2AnySFm2015CZ08DEER2018 | 11746
Appl-CW-Top-ElecDHW-GasDry-Tier2 | DEER2018 | D17 v3 |  | Any | SFm | 2017 | CZ16 | rDXGF | Household | 1 | 2295.6 | None | 206 | 0.035 | 11.2 | 78.6 | 0.014 | 4.65 | 206 | 0.035 | 11.2 | 78.6 | 0.014 | 4.65 | DEER:Res:ClothesDishWasher | Annual | 1719 |  | Appl-CW-Top-ElecDHW-GasDry-Tier2DEER2018 | Appl-CW-Top-ElecDHW-GasDry-Tier2AnySFm2017CZ16DEER2018 | 11747
Appl-CW-Top-ElecDHW-GasDry-Tier2 | DEER2018 | D17 v3 |  | Any | SFm | 1975 | CZ03 | rDXGF | Household | 1 | 1591 | None | 197 | 0.045 | 10.5 | 75.9 | 0.02 | 4.31 | 197 | 0.045 | 10.5 | 75.9 | 0.02 | 4.31 | DEER:Res:ClothesDishWasher | Annual | 1719 |  | Appl-CW-Top-ElecDHW-GasDry-Tier2DEER2018 | Appl-CW-Top-ElecDHW-GasDry-Tier2AnySFm1975CZ03DEER2018 | 11748
Appl-CW-Top-ElecDHW-GasDry-Tier2 | DEER2018 | D17 v3 |  | Any | SFm | 2003 | CZ10 | rDXGF | Household | 1 | 1948.8 | None | 203 | 0.032 | 11.3 | 81.2 | 0.014 | 4.7 | 203 | 0.032 | 11.3 | 81.2 | 0.014 | 4.7 | DEER:Res:ClothesDishWasher | Annual | 1719 |  | Appl-CW-Top-ElecDHW-GasDry-Tier2DEER2018 | Appl-CW-Top-ElecDHW-GasDry-Tier2AnySFm2003CZ10DEER2018 | 11749
Appl-CW-Top-ElecDHW-GasDry-Tier2 | DEER2018 | D17 v3 |  | Any | MFm | 2015 | CZ12 | rDXGF | Household | 1 | 1073.2 | None | 161 | 0.026 | 9.97 | 63.1 | 0.01 | 4.21 | 161 | 0.026 | 9.97 | 63.1 | 0.01 | 4.21 | DEER:Res:ClothesDishWasher | Annual | 1719 |  | Appl-CW-Top-ElecDHW-GasDry-Tier2DEER2018 | Appl-CW-Top-ElecDHW-GasDry-Tier2AnyMFm2015CZ12DEER2018 | 11750
Appl-CW-Top-ElecDHW-GasDry-Tier2 | DEER2018 | D17 v3 |  | Any | MFm | 2003 | CZ15 | rDXGF | Household | 1 | 1094.6 | None | 151 | 0.024 | 10.7 | 62.2 | 0.011 | 4.56 | 151 | 0.024 | 10.7 | 62.2 | 0.011 | 4.56 | DEER:Res:ClothesDishWasher | Annual | 1719 |  | Appl-CW-Top-ElecDHW-GasDry-Tier2DEER2018 | Appl-CW-Top-ElecDHW-GasDry-Tier2AnyMFm2003CZ15DEER2018 | 11751
Appl-CW-Top-ElecDHW-GasDry-Tier2 | DEER2018 | D17 v3 |  | Any | SFm | 1975 | CZ15 | rDXGF | Household | 1 | 1555 | None | 192 | 0.032 | 12.7 | 79.9 | 0.014 | 5.39 | 192 | 0.032 | 12.7 | 79.9 | 0.014 | 5.39 | DEER:Res:ClothesDishWasher | Annual | 1719 |  | Appl-CW-Top-ElecDHW-GasDry-Tier2DEER2018 | Appl-CW-Top-ElecDHW-GasDry-Tier2AnySFm1975CZ15DEER2018 | 11752
Appl-CW-Top-ElecDHW-GasDry-Tier2 | DEER2018 | D17 v3 |  | Any | DMo | MH72 | CZ04 | rDXGF | Household | 1 | 1196 | None | 167 | 0.032 | 9.22 | 65.5 | 0.014 | 3.85 | 167 | 0.032 | 9.22 | 65.5 | 0.014 | 3.85 | DEER:Res:ClothesDishWasher | Annual | 1719 |  | Appl-CW-Top-ElecDHW-GasDry-Tier2DEER2018 | Appl-CW-Top-ElecDHW-GasDry-Tier2AnyDMoMH72CZ04DEER2018 | 11753
Appl-CW-Top-ElecDHW-GasDry-Tier2 | DEER2018 | D17 v3 |  | Any | SFm | 1985 | CZ05 | rDXGF | Household | 1 | 1904 | None | 197 | 0.046 | 8.84 | 75.7 | 0.02 | 3.51 | 197 | 0.046 | 8.84 | 75.7 | 0.02 | 3.51 | DEER:Res:ClothesDishWasher | Annual | 1719 |  | Appl-CW-Top-ElecDHW-GasDry-Tier2DEER2018 | Appl-CW-Top-ElecDHW-GasDry-Tier2AnySFm1985CZ05DEER2018 | 11754
Appl-CW-Top-ElecDHW-GasDry-Tier2 | DEER2018 | D17 v3 |  | Any | SFm | 2007 | CZ08 | rDXGF | Household | 1 | 2392.9 | None | 201 | 0.031 | 12.1 | 80.8 | 0.012 | 5.09 | 201 | 0.031 | 12.1 | 80.8 | 0.012 | 5.09 | DEER:Res:ClothesDishWasher | Annual | 1719 |  | Appl-CW-Top-ElecDHW-GasDry-Tier2DEER2018 | Appl-CW-Top-ElecDHW-GasDry-Tier2AnySFm2007CZ08DEER2018 | 11755
Appl-CW-Top-ElecDHW-GasDry-Tier2 | DEER2018 | D17 v3 |  | Any | DMo | MH85 | CZ11 | rDXGF | Household | 1 | 1242 | None | 166 | 0.03 | 8.73 | 66.5 | 0.013 | 3.63 | 166 | 0.03 | 8.73 | 66.5 | 0.013 | 3.63 | DEER:Res:ClothesDishWasher | Annual | 1719 |  | Appl-CW-Top-ElecDHW-GasDry-Tier2DEER2018 | Appl-CW-Top-ElecDHW-GasDry-Tier2AnyDMoMH85CZ11DEER2018 | 11756
Appl-CW-Top-ElecDHW-GasDry-Tier2 | DEER2018 | D17 v3 |  | Any | SFm | 2011 | CZ11 | rDXGF | Household | 1 | 1948.8 | None | 199 | 0.031 | 11 | 79.3 | 0.013 | 4.54 | 199 | 0.031 | 11 | 79.3 | 0.013 | 4.54 | DEER:Res:ClothesDishWasher | Annual | 1719 |  | Appl-CW-Top-ElecDHW-GasDry-Tier2DEER2018 | Appl-CW-Top-ElecDHW-GasDry-Tier2AnySFm2011CZ11DEER2018 | 11757
Appl-CW-Top-ElecDHW-GasDry-Tier2 | DEER2018 | D17 v3 |  | Any | MFm | 2007 | CZ12 | rDXGF | Household | 1 | 1073.2 | None | 161 | 0.026 | 9.86 | 63.6 | 0.011 | 4.17 | 161 | 0.026 | 9.86 | 63.6 | 0.011 | 4.17 | DEER:Res:ClothesDishWasher | Annual | 1719 |  | Appl-CW-Top-ElecDHW-GasDry-Tier2DEER2018 | Appl-CW-Top-ElecDHW-GasDry-Tier2AnyMFm2007CZ12DEER2018 | 11758
Appl-CW-Top-ElecDHW-GasDry-Tier2 | DEER2018 | D17 v3 |  | Any | SFm | 2007 | CZ16 | rDXGF | Household | 1 | 2295.6 | None | 210 | 0.037 | 11.5 | 81 | 0.016 | 4.78 | 210 | 0.037 | 11.5 | 81 | 0.016 | 4.78 | DEER:Res:ClothesDishWasher | Annual | 1719 |  | Appl-CW-Top-ElecDHW-GasDry-Tier2DEER2018 | Appl-CW-Top-ElecDHW-GasDry-Tier2AnySFm2007CZ16DEER2018 | 11759
Appl-CW-Top-ElecDHW-GasDry-Tier2 | DEER2018 | D17 v3 |  | Any | DMo | MH06 | CZ04 | rDXGF | Household | 1 | 1242 | None | 165 | 0.029 | 8.97 | 65 | 0.012 | 3.75 | 165 | 0.029 | 8.97 | 65 | 0.012 | 3.75 | DEER:Res:ClothesDishWasher | Annual | 1719 |  | Appl-CW-Top-ElecDHW-GasDry-Tier2DEER2018 | Appl-CW-Top-ElecDHW-GasDry-Tier2AnyDMoMH06CZ04DEER2018 | 11760
Appl-CW-Top-ElecDHW-GasDry-Tier2 | DEER2018 | D17 v3 |  | Any | DMo | MH00 | CZ04 | rDXGF | Household | 1 | 1242 | None | 166 | 0.039 | 8.62 | 66.7 | 0.02 | 3.56 | 166 | 0.039 | 8.62 | 66.7 | 0.02 | 3.56 | DEER:Res:ClothesDishWasher | Annual | 1719 |  | Appl-CW-Top-ElecDHW-GasDry-Tier2DEER2018 | Appl-CW-Top-ElecDHW-GasDry-Tier2AnyDMoMH00CZ04DEER2018 | 11761
Appl-CW-Top-ElecDHW-GasDry-Tier2 | DEER2018 | D17 v3 |  | Any | MFm | 2011 | CZ13 | rDXGF | Household | 1 | 1073.2 | None | 160 | 0.025 | 9.9 | 63.6 | 0.01 | 4.19 | 160 | 0.025 | 9.9 | 63.6 | 0.01 | 4.19 | DEER:Res:ClothesDishWasher | Annual | 1719 |  | Appl-CW-Top-ElecDHW-GasDry-Tier2DEER2018 | Appl-CW-Top-ElecDHW-GasDry-Tier2AnyMFm2011CZ13DEER2018 | 11762
Appl-CW-Top-ElecDHW-GasDry-Tier2 | DEER2018 | D17 v3 |  | Any | SFm | 1975 | CZ07 | rDXGF | Household | 1 | 1528 | None | 196 | 0.038 | 11.6 | 77 | 0.016 | 4.86 | 196 | 0.038 | 11.6 | 77 | 0.016 | 4.86 | DEER:Res:ClothesDishWasher | Annual | 1719 |  | Appl-CW-Top-ElecDHW-GasDry-Tier2DEER2018 | Appl-CW-Top-ElecDHW-GasDry-Tier2AnySFm1975CZ07DEER2018 | 11763
Appl-CW-Top-ElecDHW-GasDry-Tier3 | DEER2018 | D17 v3 |  | Any | SFm | 2011 | CZ14 | rDXGF | Household | 1 | 2160.9 | None | 209 | 0.031 | 13.3 | 87.3 | 0.014 | 6.87 | 209 | 0.031 | 13.3 | 87.3 | 0.014 | 6.87 | DEER:Res:ClothesDishWasher | Annual | 1719 |  | Appl-CW-Top-ElecDHW-GasDry-Tier3DEER2018 | Appl-CW-Top-ElecDHW-GasDry-Tier3AnySFm2011CZ14DEER2018 | 11764
Appl-CW-Top-ElecDHW-GasDry-Tier3 | DEER2018 | D17 v3 |  | Any | DMo | MH85 | CZ14 | rDXGF | Household | 1 | 1242 | None | 175 | 0.03 | 10.6 | 73.4 | 0.014 | 5.51 | 175 | 0.03 | 10.6 | 73.4 | 0.014 | 5.51 | DEER:Res:ClothesDishWasher | Annual | 1719 |  | Appl-CW-Top-ElecDHW-GasDry-Tier3DEER2018 | Appl-CW-Top-ElecDHW-GasDry-Tier3AnyDMoMH85CZ14DEER2018 | 11765
Appl-CW-Top-ElecDHW-GasDry-Tier3 | DEER2018 | D17 v3 |  | Any | MFm | 1996 | CZ05 | rDXGF | Household | 1 | 981.6 | None | 161 | 0.023 | 11.3 | 63.1 | 0.009 | 5.86 | 161 | 0.023 | 11.3 | 63.1 | 0.009 | 5.86 | DEER:Res:ClothesDishWasher | Annual | 1719 |  | Appl-CW-Top-ElecDHW-GasDry-Tier3DEER2018 | Appl-CW-Top-ElecDHW-GasDry-Tier3AnyMFm1996CZ05DEER2018 | 11766
Appl-CW-Top-ElecDHW-GasDry-Tier3 | DEER2018 | D17 v3 |  | Any | DMo | MH72 | CZ16 | rDXGF | Household | 1 | 1196 | None | 179 | 0.032 | 10.4 | 71.6 | 0.014 | 5.37 | 179 | 0.032 | 10.4 | 71.6 | 0.014 | 5.37 | DEER:Res:ClothesDishWasher | Annual | 1719 |  | Appl-CW-Top-ElecDHW-GasDry-Tier3DEER2018 | Appl-CW-Top-ElecDHW-GasDry-Tier3AnyDMoMH72CZ16DEER2018 | 11767
Appl-CW-Top-ElecDHW-GasDry-Tier3 | DEER2018 | D17 v3 |  | Any | SFm | 2017 | CZ05 | rDXGF | Household | 1 | 2295.6 | None | 201 | 0.038 | 13 | 78.8 | 0.017 | 6.76 | 201 | 0.038 | 13 | 78.8 | 0.017 | 6.76 | DEER:Res:ClothesDishWasher | Annual | 1719 |  | Appl-CW-Top-ElecDHW-GasDry-Tier3DEER2018 | Appl-CW-Top-ElecDHW-GasDry-Tier3AnySFm2017CZ05DEER2018 | 11768
Appl-CW-Top-ElecDHW-GasDry-Tier3 | DEER2018 | D17 v3 |  | Any | DMo | MH00 | CZ08 | rDXGF | Household | 1 | 1242 | None | 170 | 0.032 | 11.4 | 71.6 | 0.015 | 5.93 | 170 | 0.032 | 11.4 | 71.6 | 0.015 | 5.93 | DEER:Res:ClothesDishWasher | Annual | 1719 |  | Appl-CW-Top-ElecDHW-GasDry-Tier3DEER2018 | Appl-CW-Top-ElecDHW-GasDry-Tier3AnyDMoMH00CZ08DEER2018 | 11769
Appl-CW-Top-ElecDHW-GasDry-Tier3 | DEER2018 | D17 v3 |  | Any | DMo | MH06 | CZ08 | rDXGF | Household | 1 | 1242 | None | 173 | 0.029 | 12 | 72.2 | 0.013 | 6.28 | 173 | 0.029 | 12 | 72.2 | 0.013 | 6.28 | DEER:Res:ClothesDishWasher | Annual | 1719 |  | Appl-CW-Top-ElecDHW-GasDry-Tier3DEER2018 | Appl-CW-Top-ElecDHW-GasDry-Tier3AnyDMoMH06CZ08DEER2018 | 11770
Appl-CW-Top-ElecDHW-GasDry-Tier3 | DEER2018 | D17 v3 |  | Any | MFm | 2011 | CZ15 | rDXGF | Household | 1 | 1094.6 | None | 153 | 0.023 | 12.9 | 65.6 | 0.011 | 6.74 | 153 | 0.023 | 12.9 | 65.6 | 0.011 | 6.74 | DEER:Res:ClothesDishWasher | Annual | 1719 |  | Appl-CW-Top-ElecDHW-GasDry-Tier3DEER2018 | Appl-CW-Top-ElecDHW-GasDry-Tier3AnyMFm2011CZ15DEER2018 | 11771
Appl-CW-Top-ElecDHW-GasDry-Tier3 | DEER2018 | D17 v3 |  | Any | SFm | 2011 | CZ10 | rDXGF | Household | 1 | 1948.8 | None | 205 | 0.03 | 13.7 | 84.8 | 0.013 | 7.12 | 205 | 0.03 | 13.7 | 84.8 | 0.013 | 7.12 | DEER:Res:ClothesDishWasher | Annual | 1719 |  | Appl-CW-Top-ElecDHW-GasDry-Tier3DEER2018 | Appl-CW-Top-ElecDHW-GasDry-Tier3AnySFm2011CZ10DEER2018 | 11772
Appl-CW-Top-ElecDHW-GasDry-Tier3 | DEER2018 | D17 v3 |  | Any | DMo | MH85 | CZ10 | rDXGF | Household | 1 | 1242 | None | 172 | 0.032 | 11.4 | 72.5 | 0.015 | 5.91 | 172 | 0.032 | 11.4 | 72.5 | 0.015 | 5.91 | DEER:Res:ClothesDishWasher | Annual | 1719 |  | Appl-CW-Top-ElecDHW-GasDry-Tier3DEER2018 | Appl-CW-Top-ElecDHW-GasDry-Tier3AnyDMoMH85CZ10DEER2018 | 11773
Appl-CW-Top-ElecDHW-GasDry-Tier3 | DEER2018 | D17 v3 |  | Any | MFm | 2007 | CZ06 | rDXGF | Household | 1 | 1206 | None | 161 | 0.027 | 12 | 65.1 | 0.012 | 6.26 | 161 | 0.027 | 12 | 65.1 | 0.012 | 6.26 | DEER:Res:ClothesDishWasher | Annual | 1719 |  | Appl-CW-Top-ElecDHW-GasDry-Tier3DEER2018 | Appl-CW-Top-ElecDHW-GasDry-Tier3AnyMFm2007CZ06DEER2018 | 11774
Appl-CW-Top-ElecDHW-GasDry-Tier3 | DEER2018 | D17 v3 |  | Any | MFm | 2011 | CZ03 | rDXGF | Household | 1 | 998.7 | None | 159 | 0.025 | 11.4 | 62.4 | 0.01 | 5.94 | 159 | 0.025 | 11.4 | 62.4 | 0.01 | 5.94 | DEER:Res:ClothesDishWasher | Annual | 1719 |  | Appl-CW-Top-ElecDHW-GasDry-Tier3DEER2018 | Appl-CW-Top-ElecDHW-GasDry-Tier3AnyMFm2011CZ03DEER2018 | 11775
Appl-CW-Top-ElecDHW-GasDry-Tier3 | DEER2018 | D17 v3 |  | Any | MFm | 2015 | CZ09 | rDXGF | Household | 1 | 1126.6 | None | 162 | 0.028 | 12.3 | 65.3 | 0.012 | 6.42 | 162 | 0.028 | 12.3 | 65.3 | 0.012 | 6.42 | DEER:Res:ClothesDishWasher | Annual | 1719 |  | Appl-CW-Top-ElecDHW-GasDry-Tier3DEER2018 | Appl-CW-Top-ElecDHW-GasDry-Tier3AnyMFm2015CZ09DEER2018 | 11776
Appl-CW-Top-ElecDHW-GasDry-Tier3 | DEER2018 | D17 v3 |  | Any | SFm | 1975 | CZ02 | rDXGF | Household | 1 | 1591 | None | 204 | 0.054 | 12.6 | 80.8 | 0.026 | 6.51 | 204 | 0.054 | 12.6 | 80.8 | 0.026 | 6.51 | DEER:Res:ClothesDishWasher | Annual | 1719 |  | Appl-CW-Top-ElecDHW-GasDry-Tier3DEER2018 | Appl-CW-Top-ElecDHW-GasDry-Tier3AnySFm1975CZ02DEER2018 | 11777
Appl-CW-Top-ElecDHW-GasDry-Tier3 | DEER2018 | D17 v3 |  | Any | MFm | 2003 | CZ02 | rDXGF | Household | 1 | 1073.2 | None | 163 | 0.03 | 11.8 | 64.8 | 0.013 | 6.14 | 163 | 0.03 | 11.8 | 64.8 | 0.013 | 6.14 | DEER:Res:ClothesDishWasher | Annual | 1719 |  | Appl-CW-Top-ElecDHW-GasDry-Tier3DEER2018 | Appl-CW-Top-ElecDHW-GasDry-Tier3AnyMFm2003CZ02DEER2018 | 11778
Appl-CW-Top-ElecDHW-GasDry-Tier3 | DEER2018 | D17 v3 |  | Any | MFm | 2017 | CZ09 | rDXGF | Household | 1 | 1126.6 | None | 160 | 0.027 | 12.4 | 65.2 | 0.012 | 6.47 | 160 | 0.027 | 12.4 | 65.2 | 0.012 | 6.47 | DEER:Res:ClothesDishWasher | Annual | 1719 |  | Appl-CW-Top-ElecDHW-GasDry-Tier3DEER2018 | Appl-CW-Top-ElecDHW-GasDry-Tier3AnyMFm2017CZ09DEER2018 | 11779
Appl-CW-Top-ElecDHW-GasDry-Tier3 | DEER2018 | D17 v3 |  | Any | DMo | MH00 | CZ16 | rDXGF | Household | 1 | 1242 | None | 177 | 0.039 | 10.7 | 70.9 | 0.02 | 5.55 | 177 | 0.039 | 10.7 | 70.9 | 0.02 | 5.55 | DEER:Res:ClothesDishWasher | Annual | 1719 |  | Appl-CW-Top-ElecDHW-GasDry-Tier3DEER2018 | Appl-CW-Top-ElecDHW-GasDry-Tier3AnyDMoMH00CZ16DEER2018 | 11780
Appl-CW-Top-ElecDHW-GasDry-Tier3 | DEER2018 | D17 v3 |  | Any | SFm | 2015 | CZ05 | rDXGF | Household | 1 | 2295.6 | None | 202 | 0.039 | 12.9 | 79.3 | 0.018 | 6.63 | 202 | 0.039 | 12.9 | 79.3 | 0.018 | 6.63 | DEER:Res:ClothesDishWasher | Annual | 1719 |  | Appl-CW-Top-ElecDHW-GasDry-Tier3DEER2018 | Appl-CW-Top-ElecDHW-GasDry-Tier3AnySFm2015CZ05DEER2018 | 11781
Appl-CW-Top-ElecDHW-GasDry-Tier3 | DEER2018 | D17 v3 |  | Any | SFm | 2007 | CZ04 | rDXGF | Household | 1 | 2295.6 | None | 206 | 0.039 | 13.4 | 82.7 | 0.018 | 6.92 | 206 | 0.039 | 13.4 | 82.7 | 0.018 | 6.92 | DEER:Res:ClothesDishWasher | Annual | 1719 |  | Appl-CW-Top-ElecDHW-GasDry-Tier3DEER2018 | Appl-CW-Top-ElecDHW-GasDry-Tier3AnySFm2007CZ04DEER2018 | 11782
Appl-CW-Top-ElecDHW-GasDry-Tier3 | DEER2018 | D17 v3 |  | Any | DMo | MH06 | CZ16 | rDXGF | Household | 1 | 1242 | None | 173 | 0.031 | 10.8 | 68.4 | 0.014 | 5.58 | 173 | 0.031 | 10.8 | 68.4 | 0.014 | 5.58 | DEER:Res:ClothesDishWasher | Annual | 1719 |  | Appl-CW-Top-ElecDHW-GasDry-Tier3DEER2018 | Appl-CW-Top-ElecDHW-GasDry-Tier3AnyDMoMH06CZ16DEER2018 | 11783
Appl-CW-Top-ElecDHW-GasDry-Tier3 | DEER2018 | D17 v3 |  | Any | DMo | MH72 | CZ08 | rDXGF | Household | 1 | 1196 | None | 173 | 0.032 | 11.9 | 72.7 | 0.015 | 6.2 | 173 | 0.032 | 11.9 | 72.7 | 0.015 | 6.2 | DEER:Res:ClothesDishWasher | Annual | 1719 |  | Appl-CW-Top-ElecDHW-GasDry-Tier3DEER2018 | Appl-CW-Top-ElecDHW-GasDry-Tier3AnyDMoMH72CZ08DEER2018 | 11784
Appl-CW-Top-ElecDHW-GasDry-Tier3 | DEER2018 | D17 v3 |  | Any | SFm | 1975 | CZ01 | rDXGF | Household | 1 | 1591 | None | 203 | 0.028 | 12.3 | 78.2 | 0.011 | 6.32 | 203 | 0.028 | 12.3 | 78.2 | 0.011 | 6.32 | DEER:Res:ClothesDishWasher | Annual | 1719 |  | Appl-CW-Top-ElecDHW-GasDry-Tier3DEER2018 | Appl-CW-Top-ElecDHW-GasDry-Tier3AnySFm1975CZ01DEER2018 | 11785
Appl-CW-Top-ElecDHW-GasDry-Tier3 | DEER2018 | D17 v3 |  | Any | DMo | MH15 | CZ09 | rDXGF | Household | 1 | 1242 | None | 167 | 0.028 | 11.6 | 69.9 | 0.012 | 6.08 | 167 | 0.028 | 11.6 | 69.9 | 0.012 | 6.08 | DEER:Res:ClothesDishWasher | Annual | 1719 |  | Appl-CW-Top-ElecDHW-GasDry-Tier3DEER2018 | Appl-CW-Top-ElecDHW-GasDry-Tier3AnyDMoMH15CZ09DEER2018 | 11786
Appl-CW-Top-ElecDHW-GasDry-Tier3 | DEER2018 | D17 v3 |  | Any | MFm | 2003 | CZ01 | rDXGF | Household | 1 | 998.7 | None | 165 | 0.023 | 10.9 | 63.3 | 0.009 | 5.61 | 165 | 0.023 | 10.9 | 63.3 | 0.009 | 5.61 | DEER:Res:ClothesDishWasher | Annual | 1719 |  | Appl-CW-Top-ElecDHW-GasDry-Tier3DEER2018 | Appl-CW-Top-ElecDHW-GasDry-Tier3AnyMFm2003CZ01DEER2018 | 11787
Appl-CW-Top-ElecDHW-GasDry-Tier3 | DEER2018 | D17 v3 |  | Any | SFm | 1996 | CZ09 | rDXGF | Household | 1 | 2186 | None | 208 | 0.035 | 14.3 | 86.7 | 0.016 | 7.44 | 208 | 0.035 | 14.3 | 86.7 | 0.016 | 7.44 | DEER:Res:ClothesDishWasher | Annual | 1719 |  | Appl-CW-Top-ElecDHW-GasDry-Tier3DEER2018 | Appl-CW-Top-ElecDHW-GasDry-Tier3AnySFm1996CZ09DEER2018 | 11788
Appl-CW-Top-ElecDHW-GasDry-Tier3 | DEER2018 | D17 v3 |  | Any | MFm | 2003 | CZ13 | rDXGF | Household | 1 | 1073.2 | None | 165 | 0.028 | 12 | 68.1 | 0.013 | 6.27 | 165 | 0.028 | 12 | 68.1 | 0.013 | 6.27 | DEER:Res:ClothesDishWasher | Annual | 1719 |  | Appl-CW-Top-ElecDHW-GasDry-Tier3DEER2018 | Appl-CW-Top-ElecDHW-GasDry-Tier3AnyMFm2003CZ13DEER2018 | 11789
Appl-CW-Top-ElecDHW-GasDry-Tier3 | DEER2018 | D17 v3 |  | Any | MFm | 2017 | CZ06 | rDXGF | Household | 1 | 1206 | None | 160 | 0.027 | 12.1 | 64.8 | 0.012 | 6.33 | 160 | 0.027 | 12.1 | 64.8 | 0.012 | 6.33 | DEER:Res:ClothesDishWasher | Annual | 1719 |  | Appl-CW-Top-ElecDHW-GasDry-Tier3DEER2018 | Appl-CW-Top-ElecDHW-GasDry-Tier3AnyMFm2017CZ06DEER2018 | 11790
Appl-CW-Top-ElecDHW-GasDry-Tier3 | DEER2018 | D17 v3 |  | Any | SFm | 1975 | CZ13 | rDXGF | Household | 1 | 1528 | None | 207 | 0.043 | 13 | 86 | 0.021 | 6.75 | 207 | 0.043 | 13 | 86 | 0.021 | 6.75 | DEER:Res:ClothesDishWasher | Annual | 1719 |  | Appl-CW-Top-ElecDHW-GasDry-Tier3DEER2018 | Appl-CW-Top-ElecDHW-GasDry-Tier3AnySFm1975CZ13DEER2018 | 11791
Appl-CW-Top-ElecDHW-GasDry-Tier3 | DEER2018 | D17 v3 |  | Any | SFm | 2015 | CZ04 | rDXGF | Household | 1 | 2295.6 | None | 204 | 0.039 | 13.3 | 82 | 0.018 | 6.91 | 204 | 0.039 | 13.3 | 82 | 0.018 | 6.91 | DEER:Res:ClothesDishWasher | Annual | 1719 |  | Appl-CW-Top-ElecDHW-GasDry-Tier3DEER2018 | Appl-CW-Top-ElecDHW-GasDry-Tier3AnySFm2015CZ04DEER2018 | 11792
Appl-CW-Top-ElecDHW-GasDry-Tier3 | DEER2018 | D17 v3 |  | Any | SFm | 2007 | CZ05 | rDXGF | Household | 1 | 2295.6 | None | 199 | 0.038 | 11.7 | 77.6 | 0.016 | 5.93 | 199 | 0.038 | 11.7 | 77.6 | 0.016 | 5.93 | DEER:Res:ClothesDishWasher | Annual | 1719 |  | Appl-CW-Top-ElecDHW-GasDry-Tier3DEER2018 | Appl-CW-Top-ElecDHW-GasDry-Tier3AnySFm2007CZ05DEER2018 | 11793
Appl-CW-Top-ElecDHW-GasDry-Tier3 | DEER2018 | D17 v3 |  | Any | SFm | 1985 | CZ08 | rDXGF | Household | 1 | 2064 | None | 208 | 0.036 | 13.9 | 85.5 | 0.017 | 7.19 | 208 | 0.036 | 13.9 | 85.5 | 0.017 | 7.19 | DEER:Res:ClothesDishWasher | Annual | 1719 |  | Appl-CW-Top-ElecDHW-GasDry-Tier3DEER2018 | Appl-CW-Top-ElecDHW-GasDry-Tier3AnySFm1985CZ08DEER2018 | 11794
Appl-CW-Top-ElecDHW-GasDry-Tier3 | DEER2018 | D17 v3 |  | Any | DMo | MH15 | CZ06 | rDXGF | Household | 1 | 1242 | None | 166 | 0.028 | 11.2 | 68 | 0.013 | 5.78 | 166 | 0.028 | 11.2 | 68 | 0.013 | 5.78 | DEER:Res:ClothesDishWasher | Annual | 1719 |  | Appl-CW-Top-ElecDHW-GasDry-Tier3DEER2018 | Appl-CW-Top-ElecDHW-GasDry-Tier3AnyDMoMH15CZ06DEER2018 | 11795
Appl-CW-Top-ElecDHW-GasDry-Tier3 | DEER2018 | D17 v3 |  | Any | MFm | 2011 | CZ07 | rDXGF | Household | 1 | 1206 | None | 167 | 0.027 | 12.3 | 68.9 | 0.012 | 6.46 | 167 | 0.027 | 12.3 | 68.9 | 0.012 | 6.46 | DEER:Res:ClothesDishWasher | Annual | 1719 |  | Appl-CW-Top-ElecDHW-GasDry-Tier3DEER2018 | Appl-CW-Top-ElecDHW-GasDry-Tier3AnyMFm2011CZ07DEER2018 | 11796
Appl-CW-Top-ElecDHW-GasDry-Tier3 | DEER2018 | D17 v3 |  | Any | MFm | 1985 | CZ12 | rDXGF | Household | 1 | 1150 | None | 161 | 0.031 | 11.5 | 64.9 | 0.014 | 5.95 | 161 | 0.031 | 11.5 | 64.9 | 0.014 | 5.95 | DEER:Res:ClothesDishWasher | Annual | 1719 |  | Appl-CW-Top-ElecDHW-GasDry-Tier3DEER2018 | Appl-CW-Top-ElecDHW-GasDry-Tier3AnyMFm1985CZ12DEER2018 | 11797
Appl-CW-Top-ElecDHW-GasDry-Tier3 | DEER2018 | D17 v3 |  | Any | SFm | 1996 | CZ06 | rDXGF | Household | 1 | 2297 | None | 201 | 0.047 | 14.1 | 77.8 | 0.026 | 7.34 | 201 | 0.047 | 14.1 | 77.8 | 0.026 | 7.34 | DEER:Res:ClothesDishWasher | Annual | 1719 |  | Appl-CW-Top-ElecDHW-GasDry-Tier3DEER2018 | Appl-CW-Top-ElecDHW-GasDry-Tier3AnySFm1996CZ06DEER2018 | 11798
Appl-CW-Top-ElecDHW-GasDry-Tier3 | DEER2018 | D17 v3 |  | Any | SFm | 1985 | CZ16 | rDXGF | Household | 1 | 1904 | None | 219 | 0.044 | 12.1 | 87 | 0.019 | 6.2 | 219 | 0.044 | 12.1 | 87 | 0.019 | 6.2 | DEER:Res:ClothesDishWasher | Annual | 1719 |  | Appl-CW-Top-ElecDHW-GasDry-Tier3DEER2018 | Appl-CW-Top-ElecDHW-GasDry-Tier3AnySFm1985CZ16DEER2018 | 11799
Appl-CW-Top-ElecDHW-GasDry-Tier3 | DEER2018 | D17 v3 |  | Any | MFm | 1996 | CZ04 | rDXGF | Household | 1 | 981.6 | None | 160 | 0.026 | 12 | 63.9 | 0.011 | 6.28 | 160 | 0.026 | 12 | 63.9 | 0.011 | 6.28 | DEER:Res:ClothesDishWasher | Annual | 1719 |  | Appl-CW-Top-ElecDHW-GasDry-Tier3DEER2018 | Appl-CW-Top-ElecDHW-GasDry-Tier3AnyMFm1996CZ04DEER2018 | 11800
Appl-CW-Top-ElecDHW-GasDry-Tier3 | DEER2018 | D17 v3 |  | Any | SFm | 2017 | CZ04 | rDXGF | Household | 1 | 2295.6 | None | 203 | 0.038 | 13.5 | 81.8 | 0.017 | 6.98 | 203 | 0.038 | 13.5 | 81.8 | 0.017 | 6.98 | DEER:Res:ClothesDishWasher | Annual | 1719 |  | Appl-CW-Top-ElecDHW-GasDry-Tier3DEER2018 | Appl-CW-Top-ElecDHW-GasDry-Tier3AnySFm2017CZ04DEER2018 | 11801
Appl-CW-Top-ElecDHW-GasDry-Tier3 | DEER2018 | D17 v3 |  | Any | MFm | 2007 | CZ07 | rDXGF | Household | 1 | 1206 | None | 164 | 0.026 | 12 | 66.3 | 0.01 | 6.19 | 164 | 0.026 | 12 | 66.3 | 0.01 | 6.19 | DEER:Res:ClothesDishWasher | Annual | 1719 |  | Appl-CW-Top-ElecDHW-GasDry-Tier3DEER2018 | Appl-CW-Top-ElecDHW-GasDry-Tier3AnyMFm2007CZ07DEER2018 | 11802
Appl-CW-Top-ElecDHW-GasDry-Tier3 | DEER2018 | D17 v3 |  | Any | SFm | 1996 | CZ03 | rDXGF | Household | 1 | 2193 | None | 199 | 0.036 | 12.8 | 78.3 | 0.012 | 6.66 | 199 | 0.036 | 12.8 | 78.3 | 0.012 | 6.66 | DEER:Res:ClothesDishWasher | Annual | 1719 |  | Appl-CW-Top-ElecDHW-GasDry-Tier3DEER2018 | Appl-CW-Top-ElecDHW-GasDry-Tier3AnySFm1996CZ03DEER2018 | 11803
Appl-CW-Top-ElecDHW-GasDry-Tier3 | DEER2018 | D17 v3 |  | Any | SFm | 2003 | CZ11 | rDXGF | Household | 1 | 1948.8 | None | 208 | 0.04 | 13.4 | 85.8 | 0.019 | 6.91 | 208 | 0.04 | 13.4 | 85.8 | 0.019 | 6.91 | DEER:Res:ClothesDishWasher | Annual | 1719 |  | Appl-CW-Top-ElecDHW-GasDry-Tier3DEER2018 | Appl-CW-Top-ElecDHW-GasDry-Tier3AnySFm2003CZ11DEER2018 | 11804
Appl-CW-Top-ElecDHW-GasDry-Tier3 | DEER2018 | D17 v3 |  | Any | DMo | MH15 | CZ03 | rDXGF | Household | 1 | 1242 | None | 161 | 0.033 | 10.4 | 64.1 | 0.015 | 5.35 | 161 | 0.033 | 10.4 | 64.1 | 0.015 | 5.35 | DEER:Res:ClothesDishWasher | Annual | 1719 |  | Appl-CW-Top-ElecDHW-GasDry-Tier3DEER2018 | Appl-CW-Top-ElecDHW-GasDry-Tier3AnyDMoMH15CZ03DEER2018 | 11805
Appl-CW-Top-ElecDHW-GasDry-Tier3 | DEER2018 | D17 v3 |  | Any | MFm | 2007 | CZ09 | rDXGF | Household | 1 | 1126.6 | None | 160 | 0.028 | 12.2 | 65.4 | 0.012 | 6.36 | 160 | 0.028 | 12.2 | 65.4 | 0.012 | 6.36 | DEER:Res:ClothesDishWasher | Annual | 1719 |  | Appl-CW-Top-ElecDHW-GasDry-Tier3DEER2018 | Appl-CW-Top-ElecDHW-GasDry-Tier3AnyMFm2007CZ09DEER2018 | 11806
Appl-CW-Top-ElecDHW-GasDry-Tier3 | DEER2018 | D17 v3 |  | Any | SFm | 1985 | CZ11 | rDXGF | Household | 1 | 1704 | None | 209 | 0.041 | 12.5 | 85.6 | 0.019 | 6.41 | 209 | 0.041 | 12.5 | 85.6 | 0.019 | 6.41 | DEER:Res:ClothesDishWasher | Annual | 1719 |  | Appl-CW-Top-ElecDHW-GasDry-Tier3DEER2018 | Appl-CW-Top-ElecDHW-GasDry-Tier3AnySFm1985CZ11DEER2018 | 11807
Appl-CW-Top-ElecDHW-GasDry-Tier3 | DEER2018 | D17 v3 |  | Any | MFm | 2015 | CZ06 | rDXGF | Household | 1 | 1206 | None | 160 | 0.028 | 12.1 | 64.7 | 0.012 | 6.26 | 160 | 0.028 | 12.1 | 64.7 | 0.012 | 6.26 | DEER:Res:ClothesDishWasher | Annual | 1719 |  | Appl-CW-Top-ElecDHW-GasDry-Tier3DEER2018 | Appl-CW-Top-ElecDHW-GasDry-Tier3AnyMFm2015CZ06DEER2018 | 11808
Appl-CW-Top-ElecDHW-GasDry-Tier3 | DEER2018 | D17 v3 |  | Any | SFm | 1996 | CZ15 | rDXGF | Household | 1 | 1758 | None | 203 | 0.033 | 15.1 | 87.8 | 0.015 | 7.9 | 203 | 0.033 | 15.1 | 87.8 | 0.015 | 7.9 | DEER:Res:ClothesDishWasher | Annual | 1719 |  | Appl-CW-Top-ElecDHW-GasDry-Tier3DEER2018 | Appl-CW-Top-ElecDHW-GasDry-Tier3AnySFm1996CZ15DEER2018 | 11809
Appl-CW-Top-ElecDHW-GasDry-Tier3 | DEER2018 | D17 v3 |  | Any | MFm | 1975 | CZ11 | rDXGF | Household | 1 | 1098.9 | None | 162 | 0.03 | 11.5 | 66.3 | 0.014 | 5.96 | 162 | 0.03 | 11.5 | 66.3 | 0.014 | 5.96 | DEER:Res:ClothesDishWasher | Annual | 1719 |  | Appl-CW-Top-ElecDHW-GasDry-Tier3DEER2018 | Appl-CW-Top-ElecDHW-GasDry-Tier3AnyMFm1975CZ11DEER2018 | 11810
Appl-CW-Top-ElecDHW-GasDry-Tier3 | DEER2018 | D17 v3 |  | Any | SFm | 2015 | CZ11 | rDXGF | Household | 1 | 1948.8 | None | 201 | 0.035 | 13.4 | 81.7 | 0.014 | 6.91 | 201 | 0.035 | 13.4 | 81.7 | 0.014 | 6.91 | DEER:Res:ClothesDishWasher | Annual | 1719 |  | Appl-CW-Top-ElecDHW-GasDry-Tier3DEER2018 | Appl-CW-Top-ElecDHW-GasDry-Tier3AnySFm2015CZ11DEER2018 | 11811
Appl-CW-Top-ElecDHW-GasDry-Tier3 | DEER2018 | D17 v3 |  | Any | SFm | 1975 | CZ06 | rDXGF | Household | 1 | 1528 | None | 203 | 0.044 | 14.3 | 82.6 | 0.019 | 7.44 | 203 | 0.044 | 14.3 | 82.6 | 0.019 | 7.44 | DEER:Res:ClothesDishWasher | Annual | 1719 |  | Appl-CW-Top-ElecDHW-GasDry-Tier3DEER2018 | Appl-CW-Top-ElecDHW-GasDry-Tier3AnySFm1975CZ06DEER2018 | 11812
Appl-CW-Top-ElecDHW-GasDry-Tier3 | DEER2018 | D17 v3 |  | Any | MFm | 2017 | CZ13 | rDXGF | Household | 1 | 1073.2 | None | 163 | 0.027 | 12.1 | 67.8 | 0.013 | 6.31 | 163 | 0.027 | 12.1 | 67.8 | 0.013 | 6.31 | DEER:Res:ClothesDishWasher | Annual | 1719 |  | Appl-CW-Top-ElecDHW-GasDry-Tier3DEER2018 | Appl-CW-Top-ElecDHW-GasDry-Tier3AnyMFm2017CZ13DEER2018 | 11813
Appl-CW-Top-ElecDHW-GasDry-Tier3 | DEER2018 | D17 v3 |  | Any | MFm | 2003 | CZ06 | rDXGF | Household | 1 | 1206 | None | 161 | 0.032 | 12.1 | 64.7 | 0.015 | 6.31 | 161 | 0.032 | 12.1 | 64.7 | 0.015 | 6.31 | DEER:Res:ClothesDishWasher | Annual | 1719 |  | Appl-CW-Top-ElecDHW-GasDry-Tier3DEER2018 | Appl-CW-Top-ElecDHW-GasDry-Tier3AnyMFm2003CZ06DEER2018 | 11814
Appl-CW-Top-ElecDHW-GasDry-Tier3 | DEER2018 | D17 v3 |  | Any | MFm | 1985 | CZ06 | rDXGF | Household | 1 | 1295.2 | None | 160 | 0.031 | 12.1 | 65.9 | 0.018 | 6.66 | 160 | 0.031 | 12.1 | 65.9 | 0.018 | 6.66 | DEER:Res:ClothesDishWasher | Annual | 1719 |  | Appl-CW-Top-ElecDHW-GasDry-Tier3DEER2018 | Appl-CW-Top-ElecDHW-GasDry-Tier3AnyMFm1985CZ06DEER2018 | 11815
Appl-CW-Top-ElecDHW-GasDry-Tier3 | DEER2018 | D17 v3 |  | Any | MFm | 2011 | CZ01 | rDXGF | Household | 1 | 998.7 | None | 164 | 0.023 | 10.6 | 63.3 | 0.009 | 5.47 | 164 | 0.023 | 10.6 | 63.3 | 0.009 | 5.47 | DEER:Res:ClothesDishWasher | Annual | 1719 |  | Appl-CW-Top-ElecDHW-GasDry-Tier3DEER2018 | Appl-CW-Top-ElecDHW-GasDry-Tier3AnyMFm2011CZ01DEER2018 | 11816
Appl-CW-Top-ElecDHW-GasDry-Tier3 | DEER2018 | D17 v3 |  | Any | SFm | 1996 | CZ12 | rDXGF | Household | 1 | 2032 | None | 208 | 0.052 | 13.3 | 85.1 | 0.021 | 6.88 | 208 | 0.052 | 13.3 | 85.1 | 0.021 | 6.88 | DEER:Res:ClothesDishWasher | Annual | 1719 |  | Appl-CW-Top-ElecDHW-GasDry-Tier3DEER2018 | Appl-CW-Top-ElecDHW-GasDry-Tier3AnySFm1996CZ12DEER2018 | 11817
Appl-CW-Top-ElecDHW-GasDry-Tier3 | DEER2018 | D17 v3 |  | Any | DMo | MH15 | CZ12 | rDXGF | Household | 1 | 1242 | None | 168 | 0.03 | 10.8 | 68.8 | 0.014 | 5.61 | 168 | 0.03 | 10.8 | 68.8 | 0.014 | 5.61 | DEER:Res:ClothesDishWasher | Annual | 1719 |  | Appl-CW-Top-ElecDHW-GasDry-Tier3DEER2018 | Appl-CW-Top-ElecDHW-GasDry-Tier3AnyDMoMH15CZ12DEER2018 | 11818
Appl-CW-Top-ElecDHW-GasDry-Tier3 | DEER2018 | D17 v3 |  | Any | MFm | 1996 | CZ08 | rDXGF | Household | 1 | 1169.1 | None | 162 | 0.028 | 12.3 | 66.4 | 0.012 | 6.44 | 162 | 0.028 | 12.3 | 66.4 | 0.012 | 6.44 | DEER:Res:ClothesDishWasher | Annual | 1719 |  | Appl-CW-Top-ElecDHW-GasDry-Tier3DEER2018 | Appl-CW-Top-ElecDHW-GasDry-Tier3AnyMFm1996CZ08DEER2018 | 11819
Appl-CW-Top-ElecDHW-GasDry-Tier3 | DEER2018 | D17 v3 |  | Any | SFm | 2015 | CZ16 | rDXGF | Household | 1 | 2295.6 | None | 210 | 0.036 | 13.4 | 81.4 | 0.016 | 6.96 | 210 | 0.036 | 13.4 | 81.4 | 0.016 | 6.96 | DEER:Res:ClothesDishWasher | Annual | 1719 |  | Appl-CW-Top-ElecDHW-GasDry-Tier3DEER2018 | Appl-CW-Top-ElecDHW-GasDry-Tier3AnySFm2015CZ16DEER2018 | 11820
Appl-CW-Top-ElecDHW-GasDry-Tier3 | DEER2018 | D17 v3 |  | Any | DMo | MH00 | CZ05 | rDXGF | Household | 1 | 1242 | None | 161 | 0.035 | 8.56 | 63.4 | 0.016 | 4.33 | 161 | 0.035 | 8.56 | 63.4 | 0.016 | 4.33 | DEER:Res:ClothesDishWasher | Annual | 1719 |  | Appl-CW-Top-ElecDHW-GasDry-Tier3DEER2018 | Appl-CW-Top-ElecDHW-GasDry-Tier3AnyDMoMH00CZ05DEER2018 | 11821
Appl-CW-Top-ElecDHW-GasDry-Tier3 | DEER2018 | D17 v3 |  | Any | SFm | 2017 | CZ08 | rDXGF | Household | 1 | 2392.9 | None | 202 | 0.045 | 15.2 | 83.8 | 0.019 | 8 | 202 | 0.045 | 15.2 | 83.8 | 0.019 | 8 | DEER:Res:ClothesDishWasher | Annual | 1719 |  | Appl-CW-Top-ElecDHW-GasDry-Tier3DEER2018 | Appl-CW-Top-ElecDHW-GasDry-Tier3AnySFm2017CZ08DEER2018 | 11822
Appl-CW-Top-ElecDHW-GasDry-Tier3 | DEER2018 | D17 v3 |  | Any | DMo | MH15 | CZ13 | rDXGF | Household | 1 | 1242 | None | 169 | 0.028 | 11.2 | 71.4 | 0.013 | 5.82 | 169 | 0.028 | 11.2 | 71.4 | 0.013 | 5.82 | DEER:Res:ClothesDishWasher | Annual | 1719 |  | Appl-CW-Top-ElecDHW-GasDry-Tier3DEER2018 | Appl-CW-Top-ElecDHW-GasDry-Tier3AnyDMoMH15CZ13DEER2018 | 11823
Appl-CW-Top-ElecDHW-GasDry-Tier3 | DEER2018 | D17 v3 |  | Any | MFm | 2011 | CZ02 | rDXGF | Household | 1 | 1073.2 | None | 166 | 0.029 | 11.9 | 66.6 | 0.013 | 6.26 | 166 | 0.029 | 11.9 | 66.6 | 0.013 | 6.26 | DEER:Res:ClothesDishWasher | Annual | 1719 |  | Appl-CW-Top-ElecDHW-GasDry-Tier3DEER2018 | Appl-CW-Top-ElecDHW-GasDry-Tier3AnyMFm2011CZ02DEER2018 | 11824
Appl-CW-Top-ElecDHW-GasDry-Tier3 | DEER2018 | D17 v3 |  | Any | DMo | MH06 | CZ05 | rDXGF | Household | 1 | 1242 | None | 165 | 0.034 | 10.2 | 65.5 | 0.015 | 5.28 | 165 | 0.034 | 10.2 | 65.5 | 0.015 | 5.28 | DEER:Res:ClothesDishWasher | Annual | 1719 |  | Appl-CW-Top-ElecDHW-GasDry-Tier3DEER2018 | Appl-CW-Top-ElecDHW-GasDry-Tier3AnyDMoMH06CZ05DEER2018 | 11825
Appl-CW-Top-ElecDHW-GasDry-Tier3 | DEER2018 | D17 v3 |  | Any | SFm | 1996 | CZ13 | rDXGF | Household | 1 | 2032 | None | 208 | 0.041 | 13 | 87.8 | 0.019 | 6.7 | 208 | 0.041 | 13 | 87.8 | 0.019 | 6.7 | DEER:Res:ClothesDishWasher | Annual | 1719 |  | Appl-CW-Top-ElecDHW-GasDry-Tier3DEER2018 | Appl-CW-Top-ElecDHW-GasDry-Tier3AnySFm1996CZ13DEER2018 | 11826
Appl-CW-Top-ElecDHW-GasDry-Tier3 | DEER2018 | D17 v3 |  | Any | MFm | 2017 | CZ12 | rDXGF | Household | 1 | 1073.2 | None | 164 | 0.026 | 12.1 | 66.9 | 0.012 | 6.31 | 164 | 0.026 | 12.1 | 66.9 | 0.012 | 6.31 | DEER:Res:ClothesDishWasher | Annual | 1719 |  | Appl-CW-Top-ElecDHW-GasDry-Tier3DEER2018 | Appl-CW-Top-ElecDHW-GasDry-Tier3AnyMFm2017CZ12DEER2018 | 11827
Appl-CW-Top-ElecDHW-GasDry-Tier3 | DEER2018 | D17 v3 |  | Any | SFm | 1975 | CZ15 | rDXGF | Household | 1 | 1555 | None | 200 | 0.034 | 15.3 | 87.3 | 0.016 | 7.99 | 200 | 0.034 | 15.3 | 87.3 | 0.016 | 7.99 | DEER:Res:ClothesDishWasher | Annual | 1719 |  | Appl-CW-Top-ElecDHW-GasDry-Tier3DEER2018 | Appl-CW-Top-ElecDHW-GasDry-Tier3AnySFm1975CZ15DEER2018 | 11828
Appl-CW-Top-ElecDHW-GasDry-Tier3 | DEER2018 | D17 v3 |  | Any | MFm | 1996 | CZ11 | rDXGF | Household | 1 | 1031.9 | None | 164 | 0.029 | 12.1 | 68.8 | 0.014 | 6.35 | 164 | 0.029 | 12.1 | 68.8 | 0.014 | 6.35 | DEER:Res:ClothesDishWasher | Annual | 1719 |  | Appl-CW-Top-ElecDHW-GasDry-Tier3DEER2018 | Appl-CW-Top-ElecDHW-GasDry-Tier3AnyMFm1996CZ11DEER2018 | 11829
Appl-CW-Top-ElecDHW-GasDry-Tier3 | DEER2018 | D17 v3 |  | Any | MFm | 1985 | CZ15 | rDXGF | Household | 1 | 1407.2 | None | 158 | 0.026 | 12.7 | 68.4 | 0.012 | 6.66 | 158 | 0.026 | 12.7 | 68.4 | 0.012 | 6.66 | DEER:Res:ClothesDishWasher | Annual | 1719 |  | Appl-CW-Top-ElecDHW-GasDry-Tier3DEER2018 | Appl-CW-Top-ElecDHW-GasDry-Tier3AnyMFm1985CZ15DEER2018 | 11830
Appl-CW-Top-ElecDHW-GasDry-Tier3 | DEER2018 | D17 v3 |  | Any | MFm | 2015 | CZ12 | rDXGF | Household | 1 | 1073.2 | None | 165 | 0.027 | 12 | 66.6 | 0.011 | 6.28 | 165 | 0.027 | 12 | 66.6 | 0.011 | 6.28 | DEER:Res:ClothesDishWasher | Annual | 1719 |  | Appl-CW-Top-ElecDHW-GasDry-Tier3DEER2018 | Appl-CW-Top-ElecDHW-GasDry-Tier3AnyMFm2015CZ12DEER2018 | 11831
Appl-CW-Top-ElecDHW-GasDry-Tier3 | DEER2018 | D17 v3 |  | Any | MFm | 2003 | CZ15 | rDXGF | Household | 1 | 1094.6 | None | 157 | 0.025 | 12.8 | 67.6 | 0.012 | 6.73 | 157 | 0.025 | 12.8 | 67.6 | 0.012 | 6.73 | DEER:Res:ClothesDishWasher | Annual | 1719 |  | Appl-CW-Top-ElecDHW-GasDry-Tier3DEER2018 | Appl-CW-Top-ElecDHW-GasDry-Tier3AnyMFm2003CZ15DEER2018 | 11832
Appl-CW-Top-ElecDHW-GasDry-Tier3 | DEER2018 | D17 v3 |  | Any | MFm | 2007 | CZ01 | rDXGF | Household | 1 | 998.7 | None | 164 | 0.022 | 10.2 | 62.9 | 0.009 | 5.27 | 164 | 0.022 | 10.2 | 62.9 | 0.009 | 5.27 | DEER:Res:ClothesDishWasher | Annual | 1719 |  | Appl-CW-Top-ElecDHW-GasDry-Tier3DEER2018 | Appl-CW-Top-ElecDHW-GasDry-Tier3AnyMFm2007CZ01DEER2018 | 11833
Appl-CW-Top-ElecDHW-GasDry-Tier3 | DEER2018 | D17 v3 |  | Any | SFm | 2017 | CZ16 | rDXGF | Household | 1 | 2295.6 | None | 209 | 0.037 | 13.6 | 81.1 | 0.016 | 7.05 | 209 | 0.037 | 13.6 | 81.1 | 0.016 | 7.05 | DEER:Res:ClothesDishWasher | Annual | 1719 |  | Appl-CW-Top-ElecDHW-GasDry-Tier3DEER2018 | Appl-CW-Top-ElecDHW-GasDry-Tier3AnySFm2017CZ16DEER2018 | 11834
Appl-CW-Top-ElecDHW-GasDry-Tier3 | DEER2018 | D17 v3 |  | Any | SFm | 1975 | CZ03 | rDXGF | Household | 1 | 1591 | None | 199 | 0.049 | 12.8 | 78.2 | 0.024 | 6.59 | 199 | 0.049 | 12.8 | 78.2 | 0.024 | 6.59 | DEER:Res:ClothesDishWasher | Annual | 1719 |  | Appl-CW-Top-ElecDHW-GasDry-Tier3DEER2018 | Appl-CW-Top-ElecDHW-GasDry-Tier3AnySFm1975CZ03DEER2018 | 11835
Appl-CW-Top-ElecDHW-GasDry-Tier3 | DEER2018 | D17 v3 |  | Any | SFm | 2003 | CZ10 | rDXGF | Household | 1 | 1948.8 | None | 209 | 0.033 | 13.7 | 86.8 | 0.015 | 7.09 | 209 | 0.033 | 13.7 | 86.8 | 0.015 | 7.09 | DEER:Res:ClothesDishWasher | Annual | 1719 |  | Appl-CW-Top-ElecDHW-GasDry-Tier3DEER2018 | Appl-CW-Top-ElecDHW-GasDry-Tier3AnySFm2003CZ10DEER2018 | 11836
Appl-CW-Top-ElecDHW-GasDry-Tier3 | DEER2018 | D17 v3 |  | Any | SFm | 2015 | CZ08 | rDXGF | Household | 1 | 2392.9 | None | 201 | 0.035 | 14.8 | 81.9 | 0.012 | 7.74 | 201 | 0.035 | 14.8 | 81.9 | 0.012 | 7.74 | DEER:Res:ClothesDishWasher | Annual | 1719 |  | Appl-CW-Top-ElecDHW-GasDry-Tier3DEER2018 | Appl-CW-Top-ElecDHW-GasDry-Tier3AnySFm2015CZ08DEER2018 | 11837
Appl-CW-Top-ElecDHW-GasDry-Tier3 | DEER2018 | D17 v3 |  | Any | SFm | 1985 | CZ10 | rDXGF | Household | 1 | 1811 | None | 205 | 0.043 | 13.4 | 84.8 | 0.02 | 6.93 | 205 | 0.043 | 13.4 | 84.8 | 0.02 | 6.93 | DEER:Res:ClothesDishWasher | Annual | 1719 |  | Appl-CW-Top-ElecDHW-GasDry-Tier3DEER2018 | Appl-CW-Top-ElecDHW-GasDry-Tier3AnySFm1985CZ10DEER2018 | 11838
Appl-CW-Top-ElecDHW-GasDry-Tier3 | DEER2018 | D17 v3 |  | Any | MFm | 1985 | CZ03 | rDXGF | Household | 1 | 1152 | None | 158 | 0.023 | 10.1 | 60.9 | 0.008 | 4.76 | 158 | 0.023 | 10.1 | 60.9 | 0.008 | 4.76 | DEER:Res:ClothesDishWasher | Annual | 1719 |  | Appl-CW-Top-ElecDHW-GasDry-Tier3DEER2018 | Appl-CW-Top-ElecDHW-GasDry-Tier3AnyMFm1985CZ03DEER2018 | 11839
Appl-CW-Top-ElecDHW-GasDry-Tier3 | DEER2018 | D17 v3 |  | Any | MFm | 1975 | CZ10 | rDXGF | Household | 1 | 1216.8 | None | 163 | 0.036 | 12 | 67.3 | 0.018 | 6.34 | 163 | 0.036 | 12 | 67.3 | 0.018 | 6.34 | DEER:Res:ClothesDishWasher | Annual | 1719 |  | Appl-CW-Top-ElecDHW-GasDry-Tier3DEER2018 | Appl-CW-Top-ElecDHW-GasDry-Tier3AnyMFm1975CZ10DEER2018 | 11840
Appl-CW-Top-ElecDHW-GasDry-Tier3 | DEER2018 | D17 v3 |  | Any | MFm | 2003 | CZ03 | rDXGF | Household | 1 | 998.7 | None | 159 | 0.024 | 11.5 | 62.2 | 0.01 | 5.85 | 159 | 0.024 | 11.5 | 62.2 | 0.01 | 5.85 | DEER:Res:ClothesDishWasher | Annual | 1719 |  | Appl-CW-Top-ElecDHW-GasDry-Tier3DEER2018 | Appl-CW-Top-ElecDHW-GasDry-Tier3AnyMFm2003CZ03DEER2018 | 11841
Appl-CW-Top-ElecDHW-GasDry-Tier3 | DEER2018 | D17 v3 |  | Any | SFm | 2003 | CZ14 | rDXGF | Household | 1 | 2160.9 | None | 215 | 0.033 | 13.2 | 89.5 | 0.015 | 6.81 | 215 | 0.033 | 13.2 | 89.5 | 0.015 | 6.81 | DEER:Res:ClothesDishWasher | Annual | 1719 |  | Appl-CW-Top-ElecDHW-GasDry-Tier3DEER2018 | Appl-CW-Top-ElecDHW-GasDry-Tier3AnySFm2003CZ14DEER2018 | 11842
Appl-CW-Top-ElecDHW-GasDry-Tier3 | DEER2018 | D17 v3 |  | Any | SFm | 1985 | CZ04 | rDXGF | Household | 1 | 1904 | None | 207 | 0.047 | 12.7 | 84 | 0.022 | 6.55 | 207 | 0.047 | 12.7 | 84 | 0.022 | 6.55 | DEER:Res:ClothesDishWasher | Annual | 1719 |  | Appl-CW-Top-ElecDHW-GasDry-Tier3DEER2018 | Appl-CW-Top-ElecDHW-GasDry-Tier3AnySFm1985CZ04DEER2018 | 11843
Appl-CW-Top-ElecDHW-GasDry-Tier3 | DEER2018 | D17 v3 |  | Any | MFm | 1996 | CZ16 | rDXGF | Household | 1 | 981.6 | None | 176 | 0.03 | 11.2 | 69.9 | 0.013 | 5.8 | 176 | 0.03 | 11.2 | 69.9 | 0.013 | 5.8 | DEER:Res:ClothesDishWasher | Annual | 1719 |  | Appl-CW-Top-ElecDHW-GasDry-Tier3DEER2018 | Appl-CW-Top-ElecDHW-GasDry-Tier3AnyMFm1996CZ16DEER2018 | 11844
Appl-CW-Top-ElecDHW-GasDry-Tier3 | DEER2018 | D17 v3 |  | Any | DMo | MH72 | CZ05 | rDXGF | Household | 1 | 1196 | None | 166 | 0.044 | 10.1 | 65.1 | 0.018 | 5.09 | 166 | 0.044 | 10.1 | 65.1 | 0.018 | 5.09 | DEER:Res:ClothesDishWasher | Annual | 1719 |  | Appl-CW-Top-ElecDHW-GasDry-Tier3DEER2018 | Appl-CW-Top-ElecDHW-GasDry-Tier3AnyDMoMH72CZ05DEER2018 | 11845
Appl-CW-Top-ElecDHW-GasDry-Tier3 | DEER2018 | D17 v3 |  | Any | SFm | 2003 | CZ04 | rDXGF | Household | 1 | 2295.6 | None | 209 | 0.046 | 13.6 | 84.2 | 0.02 | 7.07 | 209 | 0.046 | 13.6 | 84.2 | 0.02 | 7.07 | DEER:Res:ClothesDishWasher | Annual | 1719 |  | Appl-CW-Top-ElecDHW-GasDry-Tier3DEER2018 | Appl-CW-Top-ElecDHW-GasDry-Tier3AnySFm2003CZ04DEER2018 | 11846
Appl-CW-Top-ElecDHW-GasDry-Tier3 | DEER2018 | D17 v3 |  | Any | SFm | 1985 | CZ14 | rDXGF | Household | 1 | 1741 | None | 214 | 0.037 | 12.6 | 89.1 | 0.018 | 6.5 | 214 | 0.037 | 12.6 | 89.1 | 0.018 | 6.5 | DEER:Res:ClothesDishWasher | Annual | 1719 |  | Appl-CW-Top-ElecDHW-GasDry-Tier3DEER2018 | Appl-CW-Top-ElecDHW-GasDry-Tier3AnySFm1985CZ14DEER2018 | 11847
Appl-CW-Top-ElecDHW-GasDry-Tier3 | DEER2018 | D17 v3 |  | Any | MFm | 1975 | CZ04 | rDXGF | Household | 1 | 1070.2 | None | 162 | 0.032 | 11.7 | 64.7 | 0.015 | 6.07 | 162 | 0.032 | 11.7 | 64.7 | 0.015 | 6.07 | DEER:Res:ClothesDishWasher | Annual | 1719 |  | Appl-CW-Top-ElecDHW-GasDry-Tier3DEER2018 | Appl-CW-Top-ElecDHW-GasDry-Tier3AnyMFm1975CZ04DEER2018 | 11848
Appl-CW-Top-ElecDHW-GasDry-Tier3 | DEER2018 | D17 v3 |  | Any | MFm | 1975 | CZ14 | rDXGF | Household | 1 | 1409.4 | None | 166 | 0.024 | 11.5 | 67.8 | 0.01 | 5.94 | 166 | 0.024 | 11.5 | 67.8 | 0.01 | 5.94 | DEER:Res:ClothesDishWasher | Annual | 1719 |  | Appl-CW-Top-ElecDHW-GasDry-Tier3DEER2018 | Appl-CW-Top-ElecDHW-GasDry-Tier3AnyMFm1975CZ14DEER2018 | 11849
Appl-CW-Top-ElecDHW-GasDry-Tier3 | DEER2018 | D17 v3 |  | Any | SFm | 2017 | CZ11 | rDXGF | Household | 1 | 1948.8 | None | 201 | 0.036 | 13.5 | 81.8 | 0.015 | 6.97 | 201 | 0.036 | 13.5 | 81.8 | 0.015 | 6.97 | DEER:Res:ClothesDishWasher | Annual | 1719 |  | Appl-CW-Top-ElecDHW-GasDry-Tier3DEER2018 | Appl-CW-Top-ElecDHW-GasDry-Tier3AnySFm2017CZ11DEER2018 | 11850
Appl-CW-Top-ElecDHW-GasDry-Tier3 | DEER2018 | D17 v3 |  | Any | MFm | 2007 | CZ02 | rDXGF | Household | 1 | 1073.2 | None | 164 | 0.03 | 11.7 | 66.3 | 0.014 | 6.28 | 164 | 0.03 | 11.7 | 66.3 | 0.014 | 6.28 | DEER:Res:ClothesDishWasher | Annual | 1719 |  | Appl-CW-Top-ElecDHW-GasDry-Tier3DEER2018 | Appl-CW-Top-ElecDHW-GasDry-Tier3AnyMFm2007CZ02DEER2018 | 11851
Appl-CW-Top-ElecDHW-GasDry-Tier3 | DEER2018 | D17 v3 |  | Any | MFm | 2015 | CZ13 | rDXGF | Household | 1 | 1073.2 | None | 162 | 0.025 | 12 | 66.5 | 0.011 | 6.25 | 162 | 0.025 | 12 | 66.5 | 0.011 | 6.25 | DEER:Res:ClothesDishWasher | Annual | 1719 |  | Appl-CW-Top-ElecDHW-GasDry-Tier3DEER2018 | Appl-CW-Top-ElecDHW-GasDry-Tier3AnyMFm2015CZ13DEER2018 | 11852
Appl-CW-Top-ElecDHW-GasDry-Tier3 | DEER2018 | D17 v3 |  | Any | MFm | 2007 | CZ12 | rDXGF | Household | 1 | 1073.2 | None | 165 | 0.027 | 11.9 | 67 | 0.012 | 6.22 | 165 | 0.027 | 11.9 | 67 | 0.012 | 6.22 | DEER:Res:ClothesDishWasher | Annual | 1719 |  | Appl-CW-Top-ElecDHW-GasDry-Tier3DEER2018 | Appl-CW-Top-ElecDHW-GasDry-Tier3AnyMFm2007CZ12DEER2018 | 11853
Appl-CW-Top-ElecDHW-GasDry-Tier3 | DEER2018 | D17 v3 |  | Any | DMo | MH85 | CZ11 | rDXGF | Household | 1 | 1242 | None | 171 | 0.032 | 10.6 | 72 | 0.015 | 5.51 | 171 | 0.032 | 10.6 | 72 | 0.015 | 5.51 | DEER:Res:ClothesDishWasher | Annual | 1719 |  | Appl-CW-Top-ElecDHW-GasDry-Tier3DEER2018 | Appl-CW-Top-ElecDHW-GasDry-Tier3AnyDMoMH85CZ11DEER2018 | 11854
Appl-CW-Top-ElecDHW-GasDry-Tier3 | DEER2018 | D17 v3 |  | Any | SFm | 2011 | CZ11 | rDXGF | Household | 1 | 1948.8 | None | 204 | 0.033 | 13.3 | 84.1 | 0.015 | 6.9 | 204 | 0.033 | 13.3 | 84.1 | 0.015 | 6.9 | DEER:Res:ClothesDishWasher | Annual | 1719 |  | Appl-CW-Top-ElecDHW-GasDry-Tier3DEER2018 | Appl-CW-Top-ElecDHW-GasDry-Tier3AnySFm2011CZ11DEER2018 | 11855
Appl-CW-Top-ElecDHW-GasDry-Tier3 | DEER2018 | D17 v3 |  | Any | DMo | MH72 | CZ10 | rDXGF | Household | 1 | 1196 | None | 171 | 0.033 | 11.7 | 71.4 | 0.015 | 6.13 | 171 | 0.033 | 11.7 | 71.4 | 0.015 | 6.13 | DEER:Res:ClothesDishWasher | Annual | 1719 |  | Appl-CW-Top-ElecDHW-GasDry-Tier3DEER2018 | Appl-CW-Top-ElecDHW-GasDry-Tier3AnyDMoMH72CZ10DEER2018 | 11856
Appl-CW-Top-ElecDHW-GasDry-Tier3 | DEER2018 | D17 v3 |  | Any | SFm | 2007 | CZ08 | rDXGF | Household | 1 | 2392.9 | None | 207 | 0.032 | 14.6 | 86.1 | 0.013 | 7.62 | 207 | 0.032 | 14.6 | 86.1 | 0.013 | 7.62 | DEER:Res:ClothesDishWasher | Annual | 1719 |  | Appl-CW-Top-ElecDHW-GasDry-Tier3DEER2018 | Appl-CW-Top-ElecDHW-GasDry-Tier3AnySFm2007CZ08DEER2018 | 11857
Appl-CW-Top-ElecDHW-GasDry-Tier3 | DEER2018 | D17 v3 |  | Any | MFm | 2015 | CZ01 | rDXGF | Household | 1 | 998.7 | None | 165 | 0.023 | 10.8 | 63.6 | 0.009 | 5.57 | 165 | 0.023 | 10.8 | 63.6 | 0.009 | 5.57 | DEER:Res:ClothesDishWasher | Annual | 1719 |  | Appl-CW-Top-ElecDHW-GasDry-Tier3DEER2018 | Appl-CW-Top-ElecDHW-GasDry-Tier3AnyMFm2015CZ01DEER2018 | 11858
Appl-CW-Top-ElecDHW-GasDry-Tier3 | DEER2018 | D17 v3 |  | Any | DMo | MH72 | CZ04 | rDXGF | Household | 1 | 1196 | None | 172 | 0.034 | 11.2 | 70.1 | 0.016 | 5.8 | 172 | 0.034 | 11.2 | 70.1 | 0.016 | 5.8 | DEER:Res:ClothesDishWasher | Annual | 1719 |  | Appl-CW-Top-ElecDHW-GasDry-Tier3DEER2018 | Appl-CW-Top-ElecDHW-GasDry-Tier3AnyDMoMH72CZ04DEER2018 | 11859
Appl-CW-Top-ElecDHW-GasDry-Tier3 | DEER2018 | D17 v3 |  | Any | SFm | 1985 | CZ05 | rDXGF | Household | 1 | 1904 | None | 199 | 0.049 | 10.9 | 77.9 | 0.023 | 5.56 | 199 | 0.049 | 10.9 | 77.9 | 0.023 | 5.56 | DEER:Res:ClothesDishWasher | Annual | 1719 |  | Appl-CW-Top-ElecDHW-GasDry-Tier3DEER2018 | Appl-CW-Top-ElecDHW-GasDry-Tier3AnySFm1985CZ05DEER2018 | 11860
Appl-CW-Top-ElecDHW-GasDry-Tier3 | DEER2018 | D17 v3 |  | Any | SFm | 2003 | CZ05 | rDXGF | Household | 1 | 2295.6 | None | 200 | 0.043 | 11.8 | 77.5 | 0.019 | 6.03 | 200 | 0.043 | 11.8 | 77.5 | 0.019 | 6.03 | DEER:Res:ClothesDishWasher | Annual | 1719 |  | Appl-CW-Top-ElecDHW-GasDry-Tier3DEER2018 | Appl-CW-Top-ElecDHW-GasDry-Tier3AnySFm2003CZ05DEER2018 | 11861
Appl-CW-Top-ElecDHW-GasDry-Tier3 | DEER2018 | D17 v3 |  | Any | DMo | MH72 | CZ14 | rDXGF | Household | 1 | 1196 | None | 175 | 0.03 | 11.3 | 73.4 | 0.014 | 5.9 | 175 | 0.03 | 11.3 | 73.4 | 0.014 | 5.9 | DEER:Res:ClothesDishWasher | Annual | 1719 |  | Appl-CW-Top-ElecDHW-GasDry-Tier3DEER2018 | Appl-CW-Top-ElecDHW-GasDry-Tier3AnyDMoMH72CZ14DEER2018 | 11862
Appl-CW-Top-ElecDHW-GasDry-Tier3 | DEER2018 | D17 v3 |  | Any | MFm | 1975 | CZ05 | rDXGF | Household | 1 | 1070.2 | None | 160 | 0.022 | 10.6 | 62.1 | 0.009 | 5.46 | 160 | 0.022 | 10.6 | 62.1 | 0.009 | 5.46 | DEER:Res:ClothesDishWasher | Annual | 1719 |  | Appl-CW-Top-ElecDHW-GasDry-Tier3DEER2018 | Appl-CW-Top-ElecDHW-GasDry-Tier3AnyMFm1975CZ05DEER2018 | 11863
Appl-CW-Top-ElecDHW-GasDry-Tier3 | DEER2018 | D17 v3 |  | Any | SFm | 2011 | CZ16 | rDXGF | Household | 1 | 2295.6 | None | 216 | 0.037 | 14.1 | 86.1 | 0.016 | 7.31 | 216 | 0.037 | 14.1 | 86.1 | 0.016 | 7.31 | DEER:Res:ClothesDishWasher | Annual | 1719 |  | Appl-CW-Top-ElecDHW-GasDry-Tier3DEER2018 | Appl-CW-Top-ElecDHW-GasDry-Tier3AnySFm2011CZ16DEER2018 | 11864
Appl-CW-Top-ElecDHW-GasDry-Tier3 | DEER2018 | D17 v3 |  | Any | DMo | MH85 | CZ16 | rDXGF | Household | 1 | 1242 | None | 176 | 0.033 | 9.76 | 70.2 | 0.015 | 5.01 | 176 | 0.033 | 9.76 | 70.2 | 0.015 | 5.01 | DEER:Res:ClothesDishWasher | Annual | 1719 |  | Appl-CW-Top-ElecDHW-GasDry-Tier3DEER2018 | Appl-CW-Top-ElecDHW-GasDry-Tier3AnyDMoMH85CZ16DEER2018 | 11865
Appl-CW-Top-ElecDHW-GasDry-Tier3 | DEER2018 | D17 v3 |  | Any | MFm | 2007 | CZ13 | rDXGF | Household | 1 | 1073.2 | None | 163 | 0.025 | 11.8 | 66.8 | 0.011 | 6.18 | 163 | 0.025 | 11.8 | 66.8 | 0.011 | 6.18 | DEER:Res:ClothesDishWasher | Annual | 1719 |  | Appl-CW-Top-ElecDHW-GasDry-Tier3DEER2018 | Appl-CW-Top-ElecDHW-GasDry-Tier3AnyMFm2007CZ13DEER2018 | 11866
Appl-CW-Top-ElecDHW-GasDry-Tier3 | DEER2018 | D17 v3 |  | Any | MFm | 2015 | CZ02 | rDXGF | Household | 1 | 1073.2 | None | 164 | 0.027 | 11.7 | 64.3 | 0.011 | 5.97 | 164 | 0.027 | 11.7 | 64.3 | 0.011 | 5.97 | DEER:Res:ClothesDishWasher | Annual | 1719 |  | Appl-CW-Top-ElecDHW-GasDry-Tier3DEER2018 | Appl-CW-Top-ElecDHW-GasDry-Tier3AnyMFm2015CZ02DEER2018 | 11867
Appl-CW-Top-ElecDHW-GasDry-Tier3 | DEER2018 | D17 v3 |  | Any | SFm | 1975 | CZ09 | rDXGF | Household | 1 | 1636 | None | 207 | 0.037 | 14 | 86.2 | 0.017 | 7.26 | 207 | 0.037 | 14 | 86.2 | 0.017 | 7.26 | DEER:Res:ClothesDishWasher | Annual | 1719 |  | Appl-CW-Top-ElecDHW-GasDry-Tier3DEER2018 | Appl-CW-Top-ElecDHW-GasDry-Tier3AnySFm1975CZ09DEER2018 | 11868
Appl-CW-Top-ElecDHW-GasDry-Tier3 | DEER2018 | D17 v3 |  | Any | DMo | MH15 | CZ01 | rDXGF | Household | 1 | 1242 | None | 163 | 0.022 | 9.65 | 63 | 0.008 | 4.98 | 163 | 0.022 | 9.65 | 63 | 0.008 | 4.98 | DEER:Res:ClothesDishWasher | Annual | 1719 |  | Appl-CW-Top-ElecDHW-GasDry-Tier3DEER2018 | Appl-CW-Top-ElecDHW-GasDry-Tier3AnyDMoMH15CZ01DEER2018 | 11869
Appl-CW-Top-ElecDHW-GasDry-Tier3 | DEER2018 | D17 v3 |  | Any | DMo | MH85 | CZ08 | rDXGF | Household | 1 | 1242 | None | 171 | 0.03 | 11.4 | 71.6 | 0.014 | 5.96 | 171 | 0.03 | 11.4 | 71.6 | 0.014 | 5.96 | DEER:Res:ClothesDishWasher | Annual | 1719 |  | Appl-CW-Top-ElecDHW-GasDry-Tier3DEER2018 | Appl-CW-Top-ElecDHW-GasDry-Tier3AnyDMoMH85CZ08DEER2018 | 11870
Appl-CW-Top-ElecDHW-GasDry-Tier3 | DEER2018 | D17 v3 |  | Any | SFm | 2011 | CZ08 | rDXGF | Household | 1 | 2392.9 | None | 210 | 0.031 | 14.8 | 85.7 | 0.013 | 7.74 | 210 | 0.031 | 14.8 | 85.7 | 0.013 | 7.74 | DEER:Res:ClothesDishWasher | Annual | 1719 |  | Appl-CW-Top-ElecDHW-GasDry-Tier3DEER2018 | Appl-CW-Top-ElecDHW-GasDry-Tier3AnySFm2011CZ08DEER2018 | 11871
Appl-CW-Top-ElecDHW-GasDry-Tier3 | DEER2018 | D17 v3 |  | Any | MFm | 2017 | CZ02 | rDXGF | Household | 1 | 1073.2 | None | 165 | 0.028 | 11.9 | 65.7 | 0.012 | 6.2 | 165 | 0.028 | 11.9 | 65.7 | 0.012 | 6.2 | DEER:Res:ClothesDishWasher | Annual | 1719 |  | Appl-CW-Top-ElecDHW-GasDry-Tier3DEER2018 | Appl-CW-Top-ElecDHW-GasDry-Tier3AnyMFm2017CZ02DEER2018 | 11872
Appl-CW-Top-ElecDHW-GasDry-Tier3 | DEER2018 | D17 v3 |  | Any | MFm | 1985 | CZ09 | rDXGF | Household | 1 | 1438.9 | None | 165 | 0.028 | 11.9 | 67.8 | 0.013 | 6.19 | 165 | 0.028 | 11.9 | 67.8 | 0.013 | 6.19 | DEER:Res:ClothesDishWasher | Annual | 1719 |  | Appl-CW-Top-ElecDHW-GasDry-Tier3DEER2018 | Appl-CW-Top-ElecDHW-GasDry-Tier3AnyMFm1985CZ09DEER2018 | 11873
Appl-CW-Top-ElecDHW-GasDry-Tier3 | DEER2018 | D17 v3 |  | Any | SFm | 2007 | CZ11 | rDXGF | Household | 1 | 1948.8 | None | 204 | 0.032 | 13.2 | 83.4 | 0.014 | 6.81 | 204 | 0.032 | 13.2 | 83.4 | 0.014 | 6.81 | DEER:Res:ClothesDishWasher | Annual | 1719 |  | Appl-CW-Top-ElecDHW-GasDry-Tier3DEER2018 | Appl-CW-Top-ElecDHW-GasDry-Tier3AnySFm2007CZ11DEER2018 | 11874
Appl-CW-Top-ElecDHW-GasDry-Tier3 | DEER2018 | D17 v3 |  | Any | MFm | 2003 | CZ09 | rDXGF | Household | 1 | 1126.6 | None | 159 | 0.026 | 11.9 | 63.5 | 0.01 | 6.14 | 159 | 0.026 | 11.9 | 63.5 | 0.01 | 6.14 | DEER:Res:ClothesDishWasher | Annual | 1719 |  | Appl-CW-Top-ElecDHW-GasDry-Tier3DEER2018 | Appl-CW-Top-ElecDHW-GasDry-Tier3AnyMFm2003CZ09DEER2018 | 11875
Appl-CW-Top-ElecDHW-GasDry-Tier3 | DEER2018 | D17 v3 |  | Any | MFm | 2003 | CZ07 | rDXGF | Household | 1 | 1206 | None | 165 | 0.027 | 12.3 | 67.6 | 0.012 | 6.44 | 165 | 0.027 | 12.3 | 67.6 | 0.012 | 6.44 | DEER:Res:ClothesDishWasher | Annual | 1719 |  | Appl-CW-Top-ElecDHW-GasDry-Tier3DEER2018 | Appl-CW-Top-ElecDHW-GasDry-Tier3AnyMFm2003CZ07DEER2018 | 11876
Appl-CW-Top-ElecDHW-GasDry-Tier3 | DEER2018 | D17 v3 |  | Any | DMo | MH00 | CZ10 | rDXGF | Household | 1 | 1242 | None | 174 | 0.032 | 11.2 | 73.7 | 0.015 | 5.85 | 174 | 0.032 | 11.2 | 73.7 | 0.015 | 5.85 | DEER:Res:ClothesDishWasher | Annual | 1719 |  | Appl-CW-Top-ElecDHW-GasDry-Tier3DEER2018 | Appl-CW-Top-ElecDHW-GasDry-Tier3AnyDMoMH00CZ10DEER2018 | 11877
Appl-CW-Top-ElecDHW-GasDry-Tier3 | DEER2018 | D17 v3 |  | Any | MFm | 1985 | CZ07 | rDXGF | Household | 1 | 1295.2 | None | 159 | 0.028 | 12.2 | 64.1 | 0.012 | 6.4 | 159 | 0.028 | 12.2 | 64.1 | 0.012 | 6.4 | DEER:Res:ClothesDishWasher | Annual | 1719 |  | Appl-CW-Top-ElecDHW-GasDry-Tier3DEER2018 | Appl-CW-Top-ElecDHW-GasDry-Tier3AnyMFm1985CZ07DEER2018 | 11878
Appl-CW-Top-ElecDHW-GasDry-Tier3 | DEER2018 | D17 v3 |  | Any | SFm | 1996 | CZ01 | rDXGF | Household | 1 | 2193 | None | 204 | 0.028 | 13 | 78.5 | 0.011 | 6.73 | 204 | 0.028 | 13 | 78.5 | 0.011 | 6.73 | DEER:Res:ClothesDishWasher | Annual | 1719 |  | Appl-CW-Top-ElecDHW-GasDry-Tier3DEER2018 | Appl-CW-Top-ElecDHW-GasDry-Tier3AnySFm1996CZ01DEER2018 | 11879
Appl-CW-Top-ElecDHW-GasDry-Tier3 | DEER2018 | D17 v3 |  | Any | MFm | 2011 | CZ12 | rDXGF | Household | 1 | 1073.2 | None | 166 | 0.027 | 12.1 | 66.4 | 0.011 | 6.25 | 166 | 0.027 | 12.1 | 66.4 | 0.011 | 6.25 | DEER:Res:ClothesDishWasher | Annual | 1719 |  | Appl-CW-Top-ElecDHW-GasDry-Tier3DEER2018 | Appl-CW-Top-ElecDHW-GasDry-Tier3AnyMFm2011CZ12DEER2018 | 11880
Appl-CW-Top-ElecDHW-GasDry-Tier3 | DEER2018 | D17 v3 |  | Any | DMo | MH06 | CZ10 | rDXGF | Household | 1 | 1242 | None | 171 | 0.028 | 11.2 | 72.3 | 0.013 | 5.86 | 171 | 0.028 | 11.2 | 72.3 | 0.013 | 5.86 | DEER:Res:ClothesDishWasher | Annual | 1719 |  | Appl-CW-Top-ElecDHW-GasDry-Tier3DEER2018 | Appl-CW-Top-ElecDHW-GasDry-Tier3AnyDMoMH06CZ10DEER2018 | 11881
Appl-CW-Top-ElecDHW-GasDry-Tier3 | DEER2018 | D17 v3 |  | Any | SFm | 1975 | CZ07 | rDXGF | Household | 1 | 1528 | None | 200 | 0.04 | 14.1 | 81.1 | 0.018 | 7.31 | 200 | 0.04 | 14.1 | 81.1 | 0.018 | 7.31 | DEER:Res:ClothesDishWasher | Annual | 1719 |  | Appl-CW-Top-ElecDHW-GasDry-Tier3DEER2018 | Appl-CW-Top-ElecDHW-GasDry-Tier3AnySFm1975CZ07DEER2018 | 11882
Appl-CW-Top-ElecDHW-GasDry-Tier3 | DEER2018 | D17 v3 |  | Any | DMo | MH00 | CZ14 | rDXGF | Household | 1 | 1242 | None | 174 | 0.031 | 10.6 | 72.6 | 0.015 | 5.5 | 174 | 0.031 | 10.6 | 72.6 | 0.015 | 5.5 | DEER:Res:ClothesDishWasher | Annual | 1719 |  | Appl-CW-Top-ElecDHW-GasDry-Tier3DEER2018 | Appl-CW-Top-ElecDHW-GasDry-Tier3AnyDMoMH00CZ14DEER2018 | 11883
Appl-CW-Top-ElecDHW-GasDry-Tier3 | DEER2018 | D17 v3 |  | Any | MFm | 2011 | CZ13 | rDXGF | Household | 1 | 1073.2 | None | 164 | 0.026 | 12 | 67.6 | 0.011 | 6.24 | 164 | 0.026 | 12 | 67.6 | 0.011 | 6.24 | DEER:Res:ClothesDishWasher | Annual | 1719 |  | Appl-CW-Top-ElecDHW-GasDry-Tier3DEER2018 | Appl-CW-Top-ElecDHW-GasDry-Tier3AnyMFm2011CZ13DEER2018 | 11884
Appl-CW-Top-ElecDHW-GasDry-Tier3 | DEER2018 | D17 v3 |  | Any | DMo | MH15 | CZ02 | rDXGF | Household | 1 | 1242 | None | 169 | 0.031 | 10.3 | 68.1 | 0.012 | 5.31 | 169 | 0.031 | 10.3 | 68.1 | 0.012 | 5.31 | DEER:Res:ClothesDishWasher | Annual | 1719 |  | Appl-CW-Top-ElecDHW-GasDry-Tier3DEER2018 | Appl-CW-Top-ElecDHW-GasDry-Tier3AnyDMoMH15CZ02DEER2018 | 11885
Appl-CW-Top-ElecDHW-GasDry-Tier3 | DEER2018 | D17 v3 |  | Any | DMo | MH00 | CZ04 | rDXGF | Household | 1 | 1242 | None | 170 | 0.041 | 10.5 | 70.6 | 0.022 | 5.4 | 170 | 0.041 | 10.5 | 70.6 | 0.022 | 5.4 | DEER:Res:ClothesDishWasher | Annual | 1719 |  | Appl-CW-Top-ElecDHW-GasDry-Tier3DEER2018 | Appl-CW-Top-ElecDHW-GasDry-Tier3AnyDMoMH00CZ04DEER2018 | 11886
Appl-CW-Top-ElecDHW-GasDry-Tier3 | DEER2018 | D17 v3 |  | Any | DMo | MH06 | CZ04 | rDXGF | Household | 1 | 1242 | None | 168 | 0.035 | 10.9 | 68.4 | 0.018 | 5.66 | 168 | 0.035 | 10.9 | 68.4 | 0.018 | 5.66 | DEER:Res:ClothesDishWasher | Annual | 1719 |  | Appl-CW-Top-ElecDHW-GasDry-Tier3DEER2018 | Appl-CW-Top-ElecDHW-GasDry-Tier3AnyDMoMH06CZ04DEER2018 | 11887
Appl-CW-Top-ElecDHW-GasDry-Tier3 | DEER2018 | D17 v3 |  | Any | MFm | 2017 | CZ01 | rDXGF | Household | 1 | 998.7 | None | 165 | 0.023 | 11 | 63.7 | 0.009 | 5.62 | 165 | 0.023 | 11 | 63.7 | 0.009 | 5.62 | DEER:Res:ClothesDishWasher | Annual | 1719 |  | Appl-CW-Top-ElecDHW-GasDry-Tier3DEER2018 | Appl-CW-Top-ElecDHW-GasDry-Tier3AnyMFm2017CZ01DEER2018 | 11888
Appl-CW-Top-ElecDHW-GasDry-Tier3 | DEER2018 | D17 v3 |  | Any | SFm | 2007 | CZ16 | rDXGF | Household | 1 | 2295.6 | None | 214 | 0.038 | 13.9 | 85 | 0.017 | 7.22 | 214 | 0.038 | 13.9 | 85 | 0.017 | 7.22 | DEER:Res:ClothesDishWasher | Annual | 1719 |  | Appl-CW-Top-ElecDHW-GasDry-Tier3DEER2018 | Appl-CW-Top-ElecDHW-GasDry-Tier3AnySFm2007CZ16DEER2018 | 11889
Appl-CW-Top-ElecDHW-GasDry-Tier3 | DEER2018 | D17 v3 |  | Any | DMo | MH06 | CZ14 | rDXGF | Household | 1 | 1242 | None | 171 | 0.028 | 10.9 | 71.8 | 0.013 | 5.65 | 171 | 0.028 | 10.9 | 71.8 | 0.013 | 5.65 | DEER:Res:ClothesDishWasher | Annual | 1719 |  | Appl-CW-Top-ElecDHW-GasDry-Tier3DEER2018 | Appl-CW-Top-ElecDHW-GasDry-Tier3AnyDMoMH06CZ14DEER2018 | 11890
Appl-CW-Top-ElecDHW-GasDry-Tier3 | DEER2018 | D17 v3 |  | Any | SFm | 1996 | CZ02 | rDXGF | Household | 1 | 2193 | None | 206 | 0.05 | 13.1 | 80.7 | 0.028 | 6.8 | 206 | 0.05 | 13.1 | 80.7 | 0.028 | 6.8 | DEER:Res:ClothesDishWasher | Annual | 1719 |  | Appl-CW-Top-ElecDHW-GasDry-Tier3DEER2018 | Appl-CW-Top-ElecDHW-GasDry-Tier3AnySFm1996CZ02DEER2018 | 11891
Appl-CW-Top-ElecDHW-GasDry-Tier3 | DEER2018 | D17 v3 |  | Any | MFm | 2003 | CZ11 | rDXGF | Household | 1 | 1073.2 | None | 165 | 0.027 | 11.8 | 68 | 0.012 | 6.13 | 165 | 0.027 | 11.8 | 68 | 0.012 | 6.13 | DEER:Res:ClothesDishWasher | Annual | 1719 |  | Appl-CW-Top-ElecDHW-GasDry-Tier3DEER2018 | Appl-CW-Top-ElecDHW-GasDry-Tier3AnyMFm2003CZ11DEER2018 | 11892
Appl-CW-Top-ElecDHW-GasDry-Tier3 | DEER2018 | D17 v3 |  | Any | SFm | 2007 | CZ09 | rDXGF | Household | 1 | 2422.9 | None | 203 | 0.028 | 14.4 | 83.3 | 0.012 | 7.49 | 203 | 0.028 | 14.4 | 83.3 | 0.012 | 7.49 | DEER:Res:ClothesDishWasher | Annual | 1719 |  | Appl-CW-Top-ElecDHW-GasDry-Tier3DEER2018 | Appl-CW-Top-ElecDHW-GasDry-Tier3AnySFm2007CZ09DEER2018 | 11893
Appl-CW-Top-ElecDHW-GasDry-Tier3 | DEER2018 | D17 v3 |  | Any | MFm | 1985 | CZ11 | rDXGF | Household | 1 | 1150 | None | 162 | 0.03 | 11.5 | 66.3 | 0.014 | 5.97 | 162 | 0.03 | 11.5 | 66.3 | 0.014 | 5.97 | DEER:Res:ClothesDishWasher | Annual | 1719 |  | Appl-CW-Top-ElecDHW-GasDry-Tier3DEER2018 | Appl-CW-Top-ElecDHW-GasDry-Tier3AnyMFm1985CZ11DEER2018 | 11894
Appl-CW-Top-ElecDHW-GasDry-Tier3 | DEER2018 | D17 v3 |  | Any | SFm | 2015 | CZ06 | rDXGF | Household | 1 | 2392.9 | None | 198 | 0.044 | 13.8 | 79 | 0.018 | 7.21 | 198 | 0.044 | 13.8 | 79 | 0.018 | 7.21 | DEER:Res:ClothesDishWasher | Annual | 1719 |  | Appl-CW-Top-ElecDHW-GasDry-Tier3DEER2018 | Appl-CW-Top-ElecDHW-GasDry-Tier3AnySFm2015CZ06DEER2018 | 11895
Appl-CW-Top-ElecDHW-GasDry-Tier3 | DEER2018 | D17 v3 |  | Any | SFm | 1975 | CZ11 | rDXGF | Household | 1 | 1528 | None | 208 | 0.045 | 13.4 | 86.1 | 0.021 | 6.97 | 208 | 0.045 | 13.4 | 86.1 | 0.021 | 6.97 | DEER:Res:ClothesDishWasher | Annual | 1719 |  | Appl-CW-Top-ElecDHW-GasDry-Tier3DEER2018 | Appl-CW-Top-ElecDHW-GasDry-Tier3AnySFm1975CZ11DEER2018 | 11896
Appl-CW-Top-ElecDHW-GasDry-Tier3 | DEER2018 | D17 v3 |  | Any | MFm | 1996 | CZ15 | rDXGF | Household | 1 | 1086 | None | 157 | 0.025 | 12.8 | 67.6 | 0.012 | 6.72 | 157 | 0.025 | 12.8 | 67.6 | 0.012 | 6.72 | DEER:Res:ClothesDishWasher | Annual | 1719 |  | Appl-CW-Top-ElecDHW-GasDry-Tier3DEER2018 | Appl-CW-Top-ElecDHW-GasDry-Tier3AnyMFm1996CZ15DEER2018 | 11897
Appl-CW-Top-ElecDHW-GasDry-Tier3 | DEER2018 | D17 v3 |  | Any | DMo | MH15 | CZ10 | rDXGF | Household | 1 | 1242 | None | 169 | 0.027 | 11.4 | 70.7 | 0.012 | 5.97 | 169 | 0.027 | 11.4 | 70.7 | 0.012 | 5.97 | DEER:Res:ClothesDishWasher | Annual | 1719 |  | Appl-CW-Top-ElecDHW-GasDry-Tier3DEER2018 | Appl-CW-Top-ElecDHW-GasDry-Tier3AnyDMoMH15CZ10DEER2018 | 11898
Appl-CW-Top-ElecDHW-GasDry-Tier3 | DEER2018 | D17 v3 |  | Any | DMo | MH06 | CZ01 | rDXGF | Household | 1 | 1242 | None | 163 | 0.022 | 9.31 | 62.6 | 0.008 | 4.79 | 163 | 0.022 | 9.31 | 62.6 | 0.008 | 4.79 | DEER:Res:ClothesDishWasher | Annual | 1719 |  | Appl-CW-Top-ElecDHW-GasDry-Tier3DEER2018 | Appl-CW-Top-ElecDHW-GasDry-Tier3AnyDMoMH06CZ01DEER2018 | 11899
Appl-CW-Top-ElecDHW-GasDry-Tier3 | DEER2018 | D17 v3 |  | Any | SFm | 1996 | CZ10 | rDXGF | Household | 1 | 2186 | None | 208 | 0.038 | 13.7 | 86.9 | 0.018 | 7.11 | 208 | 0.038 | 13.7 | 86.9 | 0.018 | 7.11 | DEER:Res:ClothesDishWasher | Annual | 1719 |  | Appl-CW-Top-ElecDHW-GasDry-Tier3DEER2018 | Appl-CW-Top-ElecDHW-GasDry-Tier3AnySFm1996CZ10DEER2018 | 11900
Appl-CW-Top-ElecDHW-GasDry-Tier3 | DEER2018 | D17 v3 |  | Any | MFm | 2017 | CZ14 | rDXGF | Household | 1 | 1094.6 | None | 166 | 0.026 | 11.9 | 68 | 0.011 | 6.22 | 166 | 0.026 | 11.9 | 68 | 0.011 | 6.22 | DEER:Res:ClothesDishWasher | Annual | 1719 |  | Appl-CW-Top-ElecDHW-GasDry-Tier3DEER2018 | Appl-CW-Top-ElecDHW-GasDry-Tier3AnyMFm2017CZ14DEER2018 | 11901
Appl-CW-Top-ElecDHW-GasDry-Tier3 | DEER2018 | D17 v3 |  | Any | MFm | 2017 | CZ04 | rDXGF | Household | 1 | 998.7 | None | 165 | 0.027 | 12.5 | 66.5 | 0.012 | 6.52 | 165 | 0.027 | 12.5 | 66.5 | 0.012 | 6.52 | DEER:Res:ClothesDishWasher | Annual | 1719 |  | Appl-CW-Top-ElecDHW-GasDry-Tier3DEER2018 | Appl-CW-Top-ElecDHW-GasDry-Tier3AnyMFm2017CZ04DEER2018 | 11902
Appl-CW-Top-ElecDHW-GasDry-Tier3 | DEER2018 | D17 v3 |  | Any | MFm | 1996 | CZ03 | rDXGF | Household | 1 | 981.6 | None | 161 | 0.027 | 11.7 | 63.2 | 0.011 | 6 | 161 | 0.027 | 11.7 | 63.2 | 0.011 | 6 | DEER:Res:ClothesDishWasher | Annual | 1719 |  | Appl-CW-Top-ElecDHW-GasDry-Tier3DEER2018 | Appl-CW-Top-ElecDHW-GasDry-Tier3AnyMFm1996CZ03DEER2018 | 11903
Appl-CW-Top-ElecDHW-GasDry-Tier3 | DEER2018 | D17 v3 |  | Any | SFm | 2007 | CZ07 | rDXGF | Household | 1 | 2392.9 | None | 207 | 0.036 | 14.5 | 85 | 0.017 | 7.55 | 207 | 0.036 | 14.5 | 85 | 0.017 | 7.55 | DEER:Res:ClothesDishWasher | Annual | 1719 |  | Appl-CW-Top-ElecDHW-GasDry-Tier3DEER2018 | Appl-CW-Top-ElecDHW-GasDry-Tier3AnySFm2007CZ07DEER2018 | 11904
Appl-CW-Top-ElecDHW-GasDry-Tier3 | DEER2018 | D17 v3 |  | Any | DMo | MH00 | CZ01 | rDXGF | Household | 1 | 1242 | None | 163 | 0.022 | 10.1 | 63 | 0.009 | 5.22 | 163 | 0.022 | 10.1 | 63 | 0.009 | 5.22 | DEER:Res:ClothesDishWasher | Annual | 1719 |  | Appl-CW-Top-ElecDHW-GasDry-Tier3DEER2018 | Appl-CW-Top-ElecDHW-GasDry-Tier3AnyDMoMH00CZ01DEER2018 | 11905
Appl-CW-Top-ElecDHW-GasDry-Tier3 | DEER2018 | D17 v3 |  | Any | MFm | 2017 | CZ10 | rDXGF | Household | 1 | 1073.2 | None | 161 | 0.027 | 12.6 | 66 | 0.012 | 6.61 | 161 | 0.027 | 12.6 | 66 | 0.012 | 6.61 | DEER:Res:ClothesDishWasher | Annual | 1719 |  | Appl-CW-Top-ElecDHW-GasDry-Tier3DEER2018 | Appl-CW-Top-ElecDHW-GasDry-Tier3AnyMFm2017CZ10DEER2018 | 11906
Appl-CW-Top-ElecDHW-GasDry-Tier3 | DEER2018 | D17 v3 |  | Any | SFm | 1996 | CZ14 | rDXGF | Household | 1 | 1758 | None | 212 | 0.035 | 13.1 | 88.4 | 0.016 | 6.75 | 212 | 0.035 | 13.1 | 88.4 | 0.016 | 6.75 | DEER:Res:ClothesDishWasher | Annual | 1719 |  | Appl-CW-Top-ElecDHW-GasDry-Tier3DEER2018 | Appl-CW-Top-ElecDHW-GasDry-Tier3AnySFm1996CZ14DEER2018 | 11907
Appl-CW-Top-ElecDHW-GasDry-Tier3 | DEER2018 | D17 v3 |  | Any | MFm | 2003 | CZ16 | rDXGF | Household | 1 | 998.7 | None | 176 | 0.03 | 11.3 | 70 | 0.014 | 5.88 | 176 | 0.03 | 11.3 | 70 | 0.014 | 5.88 | DEER:Res:ClothesDishWasher | Annual | 1719 |  | Appl-CW-Top-ElecDHW-GasDry-Tier3DEER2018 | Appl-CW-Top-ElecDHW-GasDry-Tier3AnyMFm2003CZ16DEER2018 | 11908
Appl-CW-Top-ElecDHW-GasDry-Tier3 | DEER2018 | D17 v3 |  | Any | SFm | 1996 | CZ04 | rDXGF | Household | 1 | 2193 | None | 205 | 0.047 | 13.4 | 83 | 0.023 | 6.95 | 205 | 0.047 | 13.4 | 83 | 0.023 | 6.95 | DEER:Res:ClothesDishWasher | Annual | 1719 |  | Appl-CW-Top-ElecDHW-GasDry-Tier3DEER2018 | Appl-CW-Top-ElecDHW-GasDry-Tier3AnySFm1996CZ04DEER2018 | 11909
Appl-CW-Top-ElecDHW-GasDry-Tier3 | DEER2018 | D17 v3 |  | Any | MFm | 1985 | CZ16 | rDXGF | Household | 1 | 1152 | None | 176 | 0.029 | 11.2 | 69.7 | 0.012 | 5.8 | 176 | 0.029 | 11.2 | 69.7 | 0.012 | 5.8 | DEER:Res:ClothesDishWasher | Annual | 1719 |  | Appl-CW-Top-ElecDHW-GasDry-Tier3DEER2018 | Appl-CW-Top-ElecDHW-GasDry-Tier3AnyMFm1985CZ16DEER2018 | 11910
Appl-CW-Top-ElecDHW-GasDry-Tier3 | DEER2018 | D17 v3 |  | Any | SFm | 2017 | CZ03 | rDXGF | Household | 1 | 2295.6 | None | 199 | 0.039 | 13.4 | 78.8 | 0.017 | 6.97 | 199 | 0.039 | 13.4 | 78.8 | 0.017 | 6.97 | DEER:Res:ClothesDishWasher | Annual | 1719 |  | Appl-CW-Top-ElecDHW-GasDry-Tier3DEER2018 | Appl-CW-Top-ElecDHW-GasDry-Tier3AnySFm2017CZ03DEER2018 | 11911
Appl-CW-Top-ElecDHW-GasDry-Tier3 | DEER2018 | D17 v3 |  | Any | SFm | 1975 | CZ16 | rDXGF | Household | 1 | 1591 | None | 220 | 0.041 | 12.9 | 87.6 | 0.019 | 6.65 | 220 | 0.041 | 12.9 | 87.6 | 0.019 | 6.65 | DEER:Res:ClothesDishWasher | Annual | 1719 |  | Appl-CW-Top-ElecDHW-GasDry-Tier3DEER2018 | Appl-CW-Top-ElecDHW-GasDry-Tier3AnySFm1975CZ16DEER2018 | 11912
Appl-CW-Top-ElecDHW-GasDry-Tier3 | DEER2018 | D17 v3 |  | Any | MFm | 2011 | CZ05 | rDXGF | Household | 1 | 998.7 | None | 162 | 0.025 | 11.6 | 63.4 | 0.01 | 6.01 | 162 | 0.025 | 11.6 | 63.4 | 0.01 | 6.01 | DEER:Res:ClothesDishWasher | Annual | 1719 |  | Appl-CW-Top-ElecDHW-GasDry-Tier3DEER2018 | Appl-CW-Top-ElecDHW-GasDry-Tier3AnyMFm2011CZ05DEER2018 | 11913
Appl-CW-Top-ElecDHW-GasDry-Tier3 | DEER2018 | D17 v3 |  | Any | DMo | MH06 | CZ02 | rDXGF | Household | 1 | 1242 | None | 170 | 0.033 | 10.2 | 68.2 | 0.014 | 5.28 | 170 | 0.033 | 10.2 | 68.2 | 0.014 | 5.28 | DEER:Res:ClothesDishWasher | Annual | 1719 |  | Appl-CW-Top-ElecDHW-GasDry-Tier3DEER2018 | Appl-CW-Top-ElecDHW-GasDry-Tier3AnyDMoMH06CZ02DEER2018 | 11914
Appl-CW-Top-ElecDHW-GasDry-Tier3 | DEER2018 | D17 v3 |  | Any | DMo | MH00 | CZ02 | rDXGF | Household | 1 | 1242 | None | 170 | 0.036 | 10.6 | 69 | 0.014 | 5.5 | 170 | 0.036 | 10.6 | 69 | 0.014 | 5.5 | DEER:Res:ClothesDishWasher | Annual | 1719 |  | Appl-CW-Top-ElecDHW-GasDry-Tier3DEER2018 | Appl-CW-Top-ElecDHW-GasDry-Tier3AnyDMoMH00CZ02DEER2018 | 11915
Appl-CW-Top-ElecDHW-GasDry-Tier3 | DEER2018 | D17 v3 |  | Any | DMo | MH15 | CZ04 | rDXGF | Household | 1 | 1242 | None | 167 | 0.031 | 10.7 | 68.4 | 0.014 | 5.58 | 167 | 0.031 | 10.7 | 68.4 | 0.014 | 5.58 | DEER:Res:ClothesDishWasher | Annual | 1719 |  | Appl-CW-Top-ElecDHW-GasDry-Tier3DEER2018 | Appl-CW-Top-ElecDHW-GasDry-Tier3AnyDMoMH15CZ04DEER2018 | 11916
Appl-CW-Top-ElecDHW-GasDry-Tier3 | DEER2018 | D17 v3 |  | Any | SFm | 2017 | CZ15 | rDXGF | Household | 1 | 2160.9 | None | 192 | 0.029 | 15.3 | 82.8 | 0.014 | 8.01 | 192 | 0.029 | 15.3 | 82.8 | 0.014 | 8.01 | DEER:Res:ClothesDishWasher | Annual | 1719 |  | Appl-CW-Top-ElecDHW-GasDry-Tier3DEER2018 | Appl-CW-Top-ElecDHW-GasDry-Tier3AnySFm2017CZ15DEER2018 | 11917
Appl-CW-Top-ElecDHW-GasDry-Tier3 | DEER2018 | D17 v3 |  | Any | DMo | MH15 | CZ14 | rDXGF | Household | 1 | 1242 | None | 169 | 0.027 | 10.8 | 70.7 | 0.012 | 5.6 | 169 | 0.027 | 10.8 | 70.7 | 0.012 | 5.6 | DEER:Res:ClothesDishWasher | Annual | 1719 |  | Appl-CW-Top-ElecDHW-GasDry-Tier3DEER2018 | Appl-CW-Top-ElecDHW-GasDry-Tier3AnyDMoMH15CZ14DEER2018 | 11918
Appl-CW-Top-ElecDHW-GasDry-Tier3 | DEER2018 | D17 v3 |  | Any | DMo | MH85 | CZ07 | rDXGF | Household | 1 | 1242 | None | 171 | 0.031 | 11.5 | 70.5 | 0.014 | 6 | 171 | 0.031 | 11.5 | 70.5 | 0.014 | 6 | DEER:Res:ClothesDishWasher | Annual | 1719 |  | Appl-CW-Top-ElecDHW-GasDry-Tier3DEER2018 | Appl-CW-Top-ElecDHW-GasDry-Tier3AnyDMoMH85CZ07DEER2018 | 11919
Appl-CW-Top-ElecDHW-GasDry-Tier3 | DEER2018 | D17 v3 |  | Any | SFm | 2011 | CZ07 | rDXGF | Household | 1 | 2392.9 | None | 214 | 0.043 | 15.5 | 84.7 | 0.014 | 7.78 | 214 | 0.043 | 15.5 | 84.7 | 0.014 | 7.78 | DEER:Res:ClothesDishWasher | Annual | 1719 |  | Appl-CW-Top-ElecDHW-GasDry-Tier3DEER2018 | Appl-CW-Top-ElecDHW-GasDry-Tier3AnySFm2011CZ07DEER2018 | 11920
Appl-CW-Top-ElecDHW-GasDry-Tier3 | DEER2018 | D17 v3 |  | Any | MFm | 1975 | CZ12 | rDXGF | Household | 1 | 1098.9 | None | 162 | 0.031 | 11.3 | 65.6 | 0.014 | 5.89 | 162 | 0.031 | 11.3 | 65.6 | 0.014 | 5.89 | DEER:Res:ClothesDishWasher | Annual | 1719 |  | Appl-CW-Top-ElecDHW-GasDry-Tier3DEER2018 | Appl-CW-Top-ElecDHW-GasDry-Tier3AnyMFm1975CZ12DEER2018 | 11921
Appl-CW-Top-ElecDHW-GasDry-Tier3 | DEER2018 | D17 v3 |  | Any | MFm | 1996 | CZ06 | rDXGF | Household | 1 | 1169.1 | None | 163 | 0.032 | 11.9 | 66 | 0.015 | 6.2 | 163 | 0.032 | 11.9 | 66 | 0.015 | 6.2 | DEER:Res:ClothesDishWasher | Annual | 1719 |  | Appl-CW-Top-ElecDHW-GasDry-Tier3DEER2018 | Appl-CW-Top-ElecDHW-GasDry-Tier3AnyMFm1996CZ06DEER2018 | 11922
Appl-CW-Top-ElecDHW-GasDry-Tier3 | DEER2018 | D17 v3 |  | Any | SFm | 1985 | CZ12 | rDXGF | Household | 1 | 1704 | None | 205 | 0.049 | 12.5 | 83.1 | 0.023 | 6.42 | 205 | 0.049 | 12.5 | 83.1 | 0.023 | 6.42 | DEER:Res:ClothesDishWasher | Annual | 1719 |  | Appl-CW-Top-ElecDHW-GasDry-Tier3DEER2018 | Appl-CW-Top-ElecDHW-GasDry-Tier3AnySFm1985CZ12DEER2018 | 11923
Appl-CW-Top-ElecDHW-GasDry-Tier3 | DEER2018 | D17 v3 |  | Any | SFm | 2003 | CZ12 | rDXGF | Household | 1 | 1948.8 | None | 206 | 0.043 | 13.4 | 84 | 0.02 | 6.93 | 206 | 0.043 | 13.4 | 84 | 0.02 | 6.93 | DEER:Res:ClothesDishWasher | Annual | 1719 |  | Appl-CW-Top-ElecDHW-GasDry-Tier3DEER2018 | Appl-CW-Top-ElecDHW-GasDry-Tier3AnySFm2003CZ12DEER2018 | 11924
Appl-CW-Top-ElecDHW-GasDry-Tier3 | DEER2018 | D17 v3 |  | Any | SFm | 2015 | CZ15 | rDXGF | Household | 1 | 2160.9 | None | 192 | 0.029 | 15.3 | 82.5 | 0.013 | 7.98 | 192 | 0.029 | 15.3 | 82.5 | 0.013 | 7.98 | DEER:Res:ClothesDishWasher | Annual | 1719 |  | Appl-CW-Top-ElecDHW-GasDry-Tier3DEER2018 | Appl-CW-Top-ElecDHW-GasDry-Tier3AnySFm2015CZ15DEER2018 | 11925
Appl-CW-Top-ElecDHW-GasDry-Tier3 | DEER2018 | D17 v3 |  | Any | MFm | 2015 | CZ10 | rDXGF | Household | 1 | 1073.2 | None | 161 | 0.027 | 12.5 | 65.6 | 0.012 | 6.56 | 161 | 0.027 | 12.5 | 65.6 | 0.012 | 6.56 | DEER:Res:ClothesDishWasher | Annual | 1719 |  | Appl-CW-Top-ElecDHW-GasDry-Tier3DEER2018 | Appl-CW-Top-ElecDHW-GasDry-Tier3AnyMFm2015CZ10DEER2018 | 11926
Appl-CW-Top-ElecDHW-GasDry-Tier3 | DEER2018 | D17 v3 |  | Any | MFm | 1985 | CZ08 | rDXGF | Household | 1 | 1295.2 | None | 163 | 0.031 | 12.2 | 67.2 | 0.015 | 6.44 | 163 | 0.031 | 12.2 | 67.2 | 0.015 | 6.44 | DEER:Res:ClothesDishWasher | Annual | 1719 |  | Appl-CW-Top-ElecDHW-GasDry-Tier3DEER2018 | Appl-CW-Top-ElecDHW-GasDry-Tier3AnyMFm1985CZ08DEER2018 | 11927
Appl-CW-Top-ElecDHW-GasDry-Tier3 | DEER2018 | D17 v3 |  | Any | MFm | 2003 | CZ08 | rDXGF | Household | 1 | 1206 | None | 162 | 0.03 | 12.3 | 66.5 | 0.013 | 6.44 | 162 | 0.03 | 12.3 | 66.5 | 0.013 | 6.44 | DEER:Res:ClothesDishWasher | Annual | 1719 |  | Appl-CW-Top-ElecDHW-GasDry-Tier3DEER2018 | Appl-CW-Top-ElecDHW-GasDry-Tier3AnyMFm2003CZ08DEER2018 | 11928
Appl-CW-Top-ElecDHW-GasDry-Tier3 | DEER2018 | D17 v3 |  | Any | DMo | MH72 | CZ01 | rDXGF | Household | 1 | 1196 | None | 163 | 0.023 | 10.5 | 63.1 | 0.009 | 5.42 | 163 | 0.023 | 10.5 | 63.1 | 0.009 | 5.42 | DEER:Res:ClothesDishWasher | Annual | 1719 |  | Appl-CW-Top-ElecDHW-GasDry-Tier3DEER2018 | Appl-CW-Top-ElecDHW-GasDry-Tier3AnyDMoMH72CZ01DEER2018 | 11929
Appl-CW-Top-ElecDHW-GasDry-Tier3 | DEER2018 | D17 v3 |  | Any | SFm | 1975 | CZ08 | rDXGF | Household | 1 | 1528 | None | 204 | 0.043 | 14.3 | 84.1 | 0.021 | 7.46 | 204 | 0.043 | 14.3 | 84.1 | 0.021 | 7.46 | DEER:Res:ClothesDishWasher | Annual | 1719 |  | Appl-CW-Top-ElecDHW-GasDry-Tier3DEER2018 | Appl-CW-Top-ElecDHW-GasDry-Tier3AnySFm1975CZ08DEER2018 | 11930
Appl-CW-Top-ElecDHW-GasDry-Tier3 | DEER2018 | D17 v3 |  | Any | SFm | 2011 | CZ09 | rDXGF | Household | 1 | 2422.9 | None | 207 | 0.032 | 14.8 | 86.7 | 0.015 | 7.82 | 207 | 0.032 | 14.8 | 86.7 | 0.015 | 7.82 | DEER:Res:ClothesDishWasher | Annual | 1719 |  | Appl-CW-Top-ElecDHW-GasDry-Tier3DEER2018 | Appl-CW-Top-ElecDHW-GasDry-Tier3AnySFm2011CZ09DEER2018 | 11931
Appl-CW-Top-ElecDHW-GasDry-Tier3 | DEER2018 | D17 v3 |  | Any | DMo | MH85 | CZ09 | rDXGF | Household | 1 | 1242 | None | 168 | 0.031 | 11.3 | 70.7 | 0.014 | 5.87 | 168 | 0.031 | 11.3 | 70.7 | 0.014 | 5.87 | DEER:Res:ClothesDishWasher | Annual | 1719 |  | Appl-CW-Top-ElecDHW-GasDry-Tier3DEER2018 | Appl-CW-Top-ElecDHW-GasDry-Tier3AnyDMoMH85CZ09DEER2018 | 11932
Appl-CW-Top-ElecDHW-GasDry-Tier3 | DEER2018 | D17 v3 |  | Any | SFm | 2015 | CZ03 | rDXGF | Household | 1 | 2295.6 | None | 200 | 0.039 | 13.5 | 79 | 0.018 | 7.04 | 200 | 0.039 | 13.5 | 79 | 0.018 | 7.04 | DEER:Res:ClothesDishWasher | Annual | 1719 |  | Appl-CW-Top-ElecDHW-GasDry-Tier3DEER2018 | Appl-CW-Top-ElecDHW-GasDry-Tier3AnySFm2015CZ03DEER2018 | 11933
Appl-CW-Top-ElecDHW-GasDry-Tier3 | DEER2018 | D17 v3 |  | Any | MFm | 2015 | CZ14 | rDXGF | Household | 1 | 1094.6 | None | 167 | 0.027 | 11.9 | 67.9 | 0.012 | 6.18 | 167 | 0.027 | 11.9 | 67.9 | 0.012 | 6.18 | DEER:Res:ClothesDishWasher | Annual | 1719 |  | Appl-CW-Top-ElecDHW-GasDry-Tier3DEER2018 | Appl-CW-Top-ElecDHW-GasDry-Tier3AnyMFm2015CZ14DEER2018 | 11934
Appl-CW-Top-ElecDHW-GasDry-Tier3 | DEER2018 | D17 v3 |  | Any | MFm | 2015 | CZ04 | rDXGF | Household | 1 | 998.7 | None | 166 | 0.028 | 12.3 | 67.3 | 0.013 | 6.46 | 166 | 0.028 | 12.3 | 67.3 | 0.013 | 6.46 | DEER:Res:ClothesDishWasher | Annual | 1719 |  | Appl-CW-Top-ElecDHW-GasDry-Tier3DEER2018 | Appl-CW-Top-ElecDHW-GasDry-Tier3AnyMFm2015CZ04DEER2018 | 11935
Appl-CW-Top-ElecDHW-GasDry-Tier3 | DEER2018 | D17 v3 |  | Any | MFm | 2007 | CZ05 | rDXGF | Household | 1 | 998.7 | None | 161 | 0.025 | 11.5 | 63.2 | 0.01 | 5.98 | 161 | 0.025 | 11.5 | 63.2 | 0.01 | 5.98 | DEER:Res:ClothesDishWasher | Annual | 1719 |  | Appl-CW-Top-ElecDHW-GasDry-Tier3DEER2018 | Appl-CW-Top-ElecDHW-GasDry-Tier3AnyMFm2007CZ05DEER2018 | 11936
Appl-CW-Top-ElecDHW-GasDry-Tier3 | DEER2018 | D17 v3 |  | Any | SFm | 1985 | CZ13 | rDXGF | Household | 1 | 1704 | None | 208 | 0.042 | 12.5 | 87.1 | 0.02 | 6.43 | 208 | 0.042 | 12.5 | 87.1 | 0.02 | 6.43 | DEER:Res:ClothesDishWasher | Annual | 1719 |  | Appl-CW-Top-ElecDHW-GasDry-Tier3DEER2018 | Appl-CW-Top-ElecDHW-GasDry-Tier3AnySFm1985CZ13DEER2018 | 11937
Appl-CW-Top-ElecDHW-GasDry-Tier3 | DEER2018 | D17 v3 |  | Any | SFm | 2003 | CZ13 | rDXGF | Household | 1 | 1948.8 | None | 206 | 0.04 | 13.3 | 85.5 | 0.019 | 6.86 | 206 | 0.04 | 13.3 | 85.5 | 0.019 | 6.86 | DEER:Res:ClothesDishWasher | Annual | 1719 |  | Appl-CW-Top-ElecDHW-GasDry-Tier3DEER2018 | Appl-CW-Top-ElecDHW-GasDry-Tier3AnySFm2003CZ13DEER2018 | 11938
Appl-CW-Top-ElecDHW-GasDry-Tier3 | DEER2018 | D17 v3 |  | Any | SFm | 2017 | CZ06 | rDXGF | Household | 1 | 2392.9 | None | 199 | 0.045 | 13.9 | 79.6 | 0.02 | 7.23 | 199 | 0.045 | 13.9 | 79.6 | 0.02 | 7.23 | DEER:Res:ClothesDishWasher | Annual | 1719 |  | Appl-CW-Top-ElecDHW-GasDry-Tier3DEER2018 | Appl-CW-Top-ElecDHW-GasDry-Tier3AnySFm2017CZ06DEER2018 | 11939
Appl-CW-Top-ElecDHW-GasDry-Tier3 | DEER2018 | D17 v3 |  | Any | MFm | 1975 | CZ13 | rDXGF | Household | 1 | 1098.9 | None | 164 | 0.032 | 11.6 | 67.5 | 0.015 | 6.06 | 164 | 0.032 | 11.6 | 67.5 | 0.015 | 6.06 | DEER:Res:ClothesDishWasher | Annual | 1719 |  | Appl-CW-Top-ElecDHW-GasDry-Tier3DEER2018 | Appl-CW-Top-ElecDHW-GasDry-Tier3AnyMFm1975CZ13DEER2018 | 11940
Appl-CW-Top-ElecDHW-GasDry-Tier3 | DEER2018 | D17 v3 |  | Any | DMo | MH72 | CZ02 | rDXGF | Household | 1 | 1196 | None | 170 | 0.043 | 10.7 | 68.9 | 0.021 | 5.51 | 170 | 0.043 | 10.7 | 68.9 | 0.021 | 5.51 | DEER:Res:ClothesDishWasher | Annual | 1719 |  | Appl-CW-Top-ElecDHW-GasDry-Tier3DEER2018 | Appl-CW-Top-ElecDHW-GasDry-Tier3AnyDMoMH72CZ02DEER2018 | 11941
Appl-CW-Top-ElecDHW-GasDry-Tier3 | DEER2018 | D17 v3 |  | Any | SFm | 2007 | CZ15 | rDXGF | Household | 1 | 2160.9 | None | 194 | 0.029 | 15.2 | 84.1 | 0.014 | 7.97 | 194 | 0.029 | 15.2 | 84.1 | 0.014 | 7.97 | DEER:Res:ClothesDishWasher | Annual | 1719 |  | Appl-CW-Top-ElecDHW-GasDry-Tier3DEER2018 | Appl-CW-Top-ElecDHW-GasDry-Tier3AnySFm2007CZ15DEER2018 | 11942
Appl-CW-Top-ElecDHW-GasDry-Tier3 | DEER2018 | D17 v3 |  | Any | DMo | MH72 | CZ12 | rDXGF | Household | 1 | 1196 | None | 172 | 0.037 | 10.9 | 71.1 | 0.018 | 5.69 | 172 | 0.037 | 10.9 | 71.1 | 0.018 | 5.69 | DEER:Res:ClothesDishWasher | Annual | 1719 |  | Appl-CW-Top-ElecDHW-GasDry-Tier3DEER2018 | Appl-CW-Top-ElecDHW-GasDry-Tier3AnyDMoMH72CZ12DEER2018 | 11943
Appl-CW-Top-ElecDHW-GasDry-Tier3 | DEER2018 | D17 v3 |  | Any | MFm | 1996 | CZ09 | rDXGF | Household | 1 | 1093.6 | None | 167 | 0.028 | 12.4 | 69.1 | 0.013 | 6.48 | 167 | 0.028 | 12.4 | 69.1 | 0.013 | 6.48 | DEER:Res:ClothesDishWasher | Annual | 1719 |  | Appl-CW-Top-ElecDHW-GasDry-Tier3DEER2018 | Appl-CW-Top-ElecDHW-GasDry-Tier3AnyMFm1996CZ09DEER2018 | 11944
Appl-CW-Top-ElecDHW-GasDry-Tier3 | DEER2018 | D17 v3 |  | Any | MFm | 1975 | CZ01 | rDXGF | Household | 1 | 1070.2 | None | 164 | 0.022 | 10.2 | 63 | 0.008 | 5.24 | 164 | 0.022 | 10.2 | 63 | 0.008 | 5.24 | DEER:Res:ClothesDishWasher | Annual | 1719 |  | Appl-CW-Top-ElecDHW-GasDry-Tier3DEER2018 | Appl-CW-Top-ElecDHW-GasDry-Tier3AnyMFm1975CZ01DEER2018 | 11945
Appl-CW-Top-ElecDHW-GasDry-Tier3 | DEER2018 | D17 v3 |  | Any | SFm | 2007 | CZ03 | rDXGF | Household | 1 | 2295.6 | None | 199 | 0.041 | 12.7 | 77.8 | 0.018 | 6.57 | 199 | 0.041 | 12.7 | 77.8 | 0.018 | 6.57 | DEER:Res:ClothesDishWasher | Annual | 1719 |  | Appl-CW-Top-ElecDHW-GasDry-Tier3DEER2018 | Appl-CW-Top-ElecDHW-GasDry-Tier3AnySFm2007CZ03DEER2018 | 11946
Appl-CW-Top-ElecDHW-GasDry-Tier3 | DEER2018 | D17 v3 |  | Any | MFm | 1996 | CZ07 | rDXGF | Household | 1 | 1169.1 | None | 162 | 0.028 | 12.8 | 66 | 0.012 | 6.74 | 162 | 0.028 | 12.8 | 66 | 0.012 | 6.74 | DEER:Res:ClothesDishWasher | Annual | 1719 |  | Appl-CW-Top-ElecDHW-GasDry-Tier3DEER2018 | Appl-CW-Top-ElecDHW-GasDry-Tier3AnyMFm1996CZ07DEER2018 | 11947
Appl-CW-Top-ElecDHW-GasDry-Tier3 | DEER2018 | D17 v3 |  | Any | SFm | 1985 | CZ01 | rDXGF | Household | 1 | 1904 | None | 202 | 0.028 | 10.9 | 77.3 | 0.011 | 5.55 | 202 | 0.028 | 10.9 | 77.3 | 0.011 | 5.55 | DEER:Res:ClothesDishWasher | Annual | 1719 |  | Appl-CW-Top-ElecDHW-GasDry-Tier3DEER2018 | Appl-CW-Top-ElecDHW-GasDry-Tier3AnySFm1985CZ01DEER2018 | 11948
Appl-CW-Top-ElecDHW-GasDry-Tier3 | DEER2018 | D17 v3 |  | Any | SFm | 2011 | CZ06 | rDXGF | Household | 1 | 2392.9 | None | 199 | 0.038 | 13.9 | 80.6 | 0.017 | 7.19 | 199 | 0.038 | 13.9 | 80.6 | 0.017 | 7.19 | DEER:Res:ClothesDishWasher | Annual | 1719 |  | Appl-CW-Top-ElecDHW-GasDry-Tier3DEER2018 | Appl-CW-Top-ElecDHW-GasDry-Tier3AnySFm2011CZ06DEER2018 | 11949
Appl-CW-Top-ElecDHW-GasDry-Tier3 | DEER2018 | D17 v3 |  | Any | DMo | MH85 | CZ06 | rDXGF | Household | 1 | 1242 | None | 169 | 0.03 | 11.2 | 69.7 | 0.014 | 5.78 | 169 | 0.03 | 11.2 | 69.7 | 0.014 | 5.78 | DEER:Res:ClothesDishWasher | Annual | 1719 |  | Appl-CW-Top-ElecDHW-GasDry-Tier3DEER2018 | Appl-CW-Top-ElecDHW-GasDry-Tier3AnyDMoMH85CZ06DEER2018 | 11950
Appl-CW-Top-ElecDHW-GasDry-Tier3 | DEER2018 | D17 v3 |  | Any | MFm | 2007 | CZ10 | rDXGF | Household | 1 | 1073.2 | None | 160 | 0.026 | 12.3 | 65.1 | 0.011 | 6.44 | 160 | 0.026 | 12.3 | 65.1 | 0.011 | 6.44 | DEER:Res:ClothesDishWasher | Annual | 1719 |  | Appl-CW-Top-ElecDHW-GasDry-Tier3DEER2018 | Appl-CW-Top-ElecDHW-GasDry-Tier3AnyMFm2007CZ10DEER2018 | 11951
Appl-CW-Top-ElecDHW-GasDry-Tier3 | DEER2018 | D17 v3 |  | Any | SFm | 2003 | CZ01 | rDXGF | Household | 1 | 2295.6 | None | 204 | 0.028 | 12.7 | 78.4 | 0.011 | 6.54 | 204 | 0.028 | 12.7 | 78.4 | 0.011 | 6.54 | DEER:Res:ClothesDishWasher | Annual | 1719 |  | Appl-CW-Top-ElecDHW-GasDry-Tier3DEER2018 | Appl-CW-Top-ElecDHW-GasDry-Tier3AnySFm2003CZ01DEER2018 | 11952
Appl-CW-Top-ElecDHW-GasDry-Tier3 | DEER2018 | D17 v3 |  | Any | SFm | 2017 | CZ07 | rDXGF | Household | 1 | 2392.9 | None | 206 | 0.036 | 15 | 82 | 0.012 | 7.62 | 206 | 0.036 | 15 | 82 | 0.012 | 7.62 | DEER:Res:ClothesDishWasher | Annual | 1719 |  | Appl-CW-Top-ElecDHW-GasDry-Tier3DEER2018 | Appl-CW-Top-ElecDHW-GasDry-Tier3AnySFm2017CZ07DEER2018 | 11953
Appl-CW-Top-ElecDHW-GasDry-Tier3 | DEER2018 | D17 v3 |  | Any | MFm | 2015 | CZ05 | rDXGF | Household | 1 | 998.7 | None | 164 | 0.026 | 12.2 | 64.7 | 0.011 | 6.38 | 164 | 0.026 | 12.2 | 64.7 | 0.011 | 6.38 | DEER:Res:ClothesDishWasher | Annual | 1719 |  | Appl-CW-Top-ElecDHW-GasDry-Tier3DEER2018 | Appl-CW-Top-ElecDHW-GasDry-Tier3AnyMFm2015CZ05DEER2018 | 11954
Appl-CW-Top-ElecDHW-GasDry-Tier3 | DEER2018 | D17 v3 |  | Any | MFm | 2007 | CZ04 | rDXGF | Household | 1 | 998.7 | None | 164 | 0.027 | 12.1 | 66.5 | 0.013 | 6.31 | 164 | 0.027 | 12.1 | 66.5 | 0.013 | 6.31 | DEER:Res:ClothesDishWasher | Annual | 1719 |  | Appl-CW-Top-ElecDHW-GasDry-Tier3DEER2018 | Appl-CW-Top-ElecDHW-GasDry-Tier3AnyMFm2007CZ04DEER2018 | 11955
Appl-CW-Top-ElecDHW-GasDry-Tier3 | DEER2018 | D17 v3 |  | Any | MFm | 2007 | CZ14 | rDXGF | Household | 1 | 1094.6 | None | 179 | 0.017 | 12.9 | 68.2 | 0.011 | 6.19 | 179 | 0.017 | 12.9 | 68.2 | 0.011 | 6.19 | DEER:Res:ClothesDishWasher | Annual | 1719 |  | Appl-CW-Top-ElecDHW-GasDry-Tier3DEER2018 | Appl-CW-Top-ElecDHW-GasDry-Tier3AnyMFm2007CZ14DEER2018 | 11956
Appl-CW-Top-ElecDHW-GasDry-Tier3 | DEER2018 | D17 v3 |  | Any | DMo | MH72 | CZ13 | rDXGF | Household | 1 | 1196 | None | 172 | 0.033 | 11.1 | 72.8 | 0.015 | 5.76 | 172 | 0.033 | 11.1 | 72.8 | 0.015 | 5.76 | DEER:Res:ClothesDishWasher | Annual | 1719 |  | Appl-CW-Top-ElecDHW-GasDry-Tier3DEER2018 | Appl-CW-Top-ElecDHW-GasDry-Tier3AnyDMoMH72CZ13DEER2018 | 11957
Appl-CW-Top-ElecDHW-GasDry-Tier3 | DEER2018 | D17 v3 |  | Any | MFm | 1975 | CZ02 | rDXGF | Household | 1 | 1070.2 | None | 164 | 0.033 | 11.3 | 64.8 | 0.015 | 5.89 | 164 | 0.033 | 11.3 | 64.8 | 0.015 | 5.89 | DEER:Res:ClothesDishWasher | Annual | 1719 |  | Appl-CW-Top-ElecDHW-GasDry-Tier3DEER2018 | Appl-CW-Top-ElecDHW-GasDry-Tier3AnyMFm1975CZ02DEER2018 | 11958
Appl-CW-Top-ElecDHW-GasDry-Tier3 | DEER2018 | D17 v3 |  | Any | SFm | 2003 | CZ02 | rDXGF | Household | 1 | 1948.8 | None | 207 | 0.047 | 13.1 | 82.3 | 0.014 | 6.79 | 207 | 0.047 | 13.1 | 82.3 | 0.014 | 6.79 | DEER:Res:ClothesDishWasher | Annual | 1719 |  | Appl-CW-Top-ElecDHW-GasDry-Tier3DEER2018 | Appl-CW-Top-ElecDHW-GasDry-Tier3AnySFm2003CZ02DEER2018 | 11959
Appl-CW-Top-ElecDHW-GasDry-Tier3 | DEER2018 | D17 v3 |  | Any | SFm | 1985 | CZ02 | rDXGF | Household | 1 | 1904 | None | 202 | 0.043 | 11.7 | 79.8 | 0.02 | 5.99 | 202 | 0.043 | 11.7 | 79.8 | 0.02 | 5.99 | DEER:Res:ClothesDishWasher | Annual | 1719 |  | Appl-CW-Top-ElecDHW-GasDry-Tier3DEER2018 | Appl-CW-Top-ElecDHW-GasDry-Tier3AnySFm1985CZ02DEER2018 | 11960
Appl-CW-Top-ElecDHW-GasDry-Tier3 | DEER2018 | D17 v3 |  | Any | SFm | 2017 | CZ09 | rDXGF | Household | 1 | 2422.9 | None | 196 | 0.033 | 14.5 | 78.7 | 0.015 | 7.54 | 196 | 0.033 | 14.5 | 78.7 | 0.015 | 7.54 | DEER:Res:ClothesDishWasher | Annual | 1719 |  | Appl-CW-Top-ElecDHW-GasDry-Tier3DEER2018 | Appl-CW-Top-ElecDHW-GasDry-Tier3AnySFm2017CZ09DEER2018 | 11961
Appl-CW-Top-ElecDHW-GasDry-Tier3 | DEER2018 | D17 v3 |  | Any | MFm | 2011 | CZ10 | rDXGF | Household | 1 | 1073.2 | None | 163 | 0.03 | 12.5 | 66.3 | 0.013 | 6.54 | 163 | 0.03 | 12.5 | 66.3 | 0.013 | 6.54 | DEER:Res:ClothesDishWasher | Annual | 1719 |  | Appl-CW-Top-ElecDHW-GasDry-Tier3DEER2018 | Appl-CW-Top-ElecDHW-GasDry-Tier3AnyMFm2011CZ10DEER2018 | 11962
Appl-CW-Top-ElecDHW-GasDry-Tier3 | DEER2018 | D17 v3 |  | Any | DMo | MH06 | CZ12 | rDXGF | Household | 1 | 1242 | None | 170 | 0.031 | 10.6 | 69.4 | 0.014 | 5.5 | 170 | 0.031 | 10.6 | 69.4 | 0.014 | 5.5 | DEER:Res:ClothesDishWasher | Annual | 1719 |  | Appl-CW-Top-ElecDHW-GasDry-Tier3DEER2018 | Appl-CW-Top-ElecDHW-GasDry-Tier3AnyDMoMH06CZ12DEER2018 | 11963
Appl-CW-Top-ElecDHW-GasDry-Tier3 | DEER2018 | D17 v3 |  | Any | SFm | 2007 | CZ06 | rDXGF | Household | 1 | 2392.9 | None | 205 | 0.039 | 14 | 83.9 | 0.017 | 7.28 | 205 | 0.039 | 14 | 83.9 | 0.017 | 7.28 | DEER:Res:ClothesDishWasher | Annual | 1719 |  | Appl-CW-Top-ElecDHW-GasDry-Tier3DEER2018 | Appl-CW-Top-ElecDHW-GasDry-Tier3AnySFm2007CZ06DEER2018 | 11964
Appl-CW-Top-ElecDHW-GasDry-Tier3 | DEER2018 | D17 v3 |  | Any | DMo | MH00 | CZ12 | rDXGF | Household | 1 | 1242 | None | 175 | 0.035 | 10.5 | 71.5 | 0.017 | 5.45 | 175 | 0.035 | 10.5 | 71.5 | 0.017 | 5.45 | DEER:Res:ClothesDishWasher | Annual | 1719 |  | Appl-CW-Top-ElecDHW-GasDry-Tier3DEER2018 | Appl-CW-Top-ElecDHW-GasDry-Tier3AnyDMoMH00CZ12DEER2018 | 11965
Appl-CW-Top-ElecDHW-GasDry-Tier3 | DEER2018 | D17 v3 |  | Any | SFm | 2015 | CZ09 | rDXGF | Household | 1 | 2422.9 | None | 199 | 0.033 | 14.5 | 81.4 | 0.015 | 7.57 | 199 | 0.033 | 14.5 | 81.4 | 0.015 | 7.57 | DEER:Res:ClothesDishWasher | Annual | 1719 |  | Appl-CW-Top-ElecDHW-GasDry-Tier3DEER2018 | Appl-CW-Top-ElecDHW-GasDry-Tier3AnySFm2015CZ09DEER2018 | 11966
Appl-CW-Top-ElecDHW-GasDry-Tier3 | DEER2018 | D17 v3 |  | Any | SFm | 2011 | CZ03 | rDXGF | Household | 1 | 2295.6 | None | 199 | 0.038 | 12.9 | 78.6 | 0.019 | 6.62 | 199 | 0.038 | 12.9 | 78.6 | 0.019 | 6.62 | DEER:Res:ClothesDishWasher | Annual | 1719 |  | Appl-CW-Top-ElecDHW-GasDry-Tier3DEER2018 | Appl-CW-Top-ElecDHW-GasDry-Tier3AnySFm2011CZ03DEER2018 | 11967
Appl-CW-Top-ElecDHW-GasDry-Tier3 | DEER2018 | D17 v3 |  | Any | DMo | MH85 | CZ03 | rDXGF | Household | 1 | 1242 | None | 166 | 0.037 | 9.83 | 67.1 | 0.017 | 5.05 | 166 | 0.037 | 9.83 | 67.1 | 0.017 | 5.05 | DEER:Res:ClothesDishWasher | Annual | 1719 |  | Appl-CW-Top-ElecDHW-GasDry-Tier3DEER2018 | Appl-CW-Top-ElecDHW-GasDry-Tier3AnyDMoMH85CZ03DEER2018 | 11968
Appl-CW-Top-ElecDHW-GasDry-Tier3 | DEER2018 | D17 v3 |  | Any | SFm | 2015 | CZ07 | rDXGF | Household | 1 | 2392.9 | None | 199 | 0.023 | 14.2 | 81.3 | 0.009 | 7.41 | 199 | 0.023 | 14.2 | 81.3 | 0.009 | 7.41 | DEER:Res:ClothesDishWasher | Annual | 1719 |  | Appl-CW-Top-ElecDHW-GasDry-Tier3DEER2018 | Appl-CW-Top-ElecDHW-GasDry-Tier3AnySFm2015CZ07DEER2018 | 11969
Appl-CW-Top-ElecDHW-GasDry-Tier3 | DEER2018 | D17 v3 |  | Any | MFm | 2017 | CZ05 | rDXGF | Household | 1 | 998.7 | None | 164 | 0.026 | 12.3 | 64.9 | 0.011 | 6.43 | 164 | 0.026 | 12.3 | 64.9 | 0.011 | 6.43 | DEER:Res:ClothesDishWasher | Annual | 1719 |  | Appl-CW-Top-ElecDHW-GasDry-Tier3DEER2018 | Appl-CW-Top-ElecDHW-GasDry-Tier3AnyMFm2017CZ05DEER2018 | 11970
Appl-CW-Top-ElecDHW-GasDry-Tier3 | DEER2018 | D17 v3 |  | Any | DMo | MH85 | CZ15 | rDXGF | Household | 1 | 1242 | None | 163 | 0.028 | 12.4 | 73.8 | 0.014 | 6.5 | 163 | 0.028 | 12.4 | 73.8 | 0.014 | 6.5 | DEER:Res:ClothesDishWasher | Annual | 1719 |  | Appl-CW-Top-ElecDHW-GasDry-Tier3DEER2018 | Appl-CW-Top-ElecDHW-GasDry-Tier3AnyDMoMH85CZ15DEER2018 | 11971
Appl-CW-Top-ElecDHW-GasDry-Tier3 | DEER2018 | D17 v3 |  | Any | SFm | 2011 | CZ15 | rDXGF | Household | 1 | 2160.9 | None | 195 | 0.03 | 15.3 | 84.2 | 0.014 | 7.99 | 195 | 0.03 | 15.3 | 84.2 | 0.014 | 7.99 | DEER:Res:ClothesDishWasher | Annual | 1719 |  | Appl-CW-Top-ElecDHW-GasDry-Tier3DEER2018 | Appl-CW-Top-ElecDHW-GasDry-Tier3AnySFm2011CZ15DEER2018 | 11972
Appl-CW-Top-ElecDHW-GasDry-Tier3 | DEER2018 | D17 v3 |  | Any | SFm | 1996 | CZ05 | rDXGF | Household | 1 | 2193 | None | 199 | 0.043 | 11.1 | 77.3 | 0.02 | 5.67 | 199 | 0.043 | 11.1 | 77.3 | 0.02 | 5.67 | DEER:Res:ClothesDishWasher | Annual | 1719 |  | Appl-CW-Top-ElecDHW-GasDry-Tier3DEER2018 | Appl-CW-Top-ElecDHW-GasDry-Tier3AnySFm1996CZ05DEER2018 | 11973
Appl-CW-Top-ElecDHW-GasDry-Tier3 | DEER2018 | D17 v3 |  | Any | MFm | 2011 | CZ14 | rDXGF | Household | 1 | 1094.6 | None | 164 | 0.023 | 11.8 | 68.4 | 0.011 | 6.22 | 164 | 0.023 | 11.8 | 68.4 | 0.011 | 6.22 | DEER:Res:ClothesDishWasher | Annual | 1719 |  | Appl-CW-Top-ElecDHW-GasDry-Tier3DEER2018 | Appl-CW-Top-ElecDHW-GasDry-Tier3AnyMFm2011CZ14DEER2018 | 11974
Appl-CW-Top-ElecDHW-GasDry-Tier3 | DEER2018 | D17 v3 |  | Any | DMo | MH00 | CZ13 | rDXGF | Household | 1 | 1242 | None | 174 | 0.034 | 10.7 | 73.1 | 0.017 | 5.52 | 174 | 0.034 | 10.7 | 73.1 | 0.017 | 5.52 | DEER:Res:ClothesDishWasher | Annual | 1719 |  | Appl-CW-Top-ElecDHW-GasDry-Tier3DEER2018 | Appl-CW-Top-ElecDHW-GasDry-Tier3AnyDMoMH00CZ13DEER2018 | 11975
Appl-CW-Top-ElecDHW-GasDry-Tier3 | DEER2018 | D17 v3 |  | Any | MFm | 2011 | CZ04 | rDXGF | Household | 1 | 998.7 | None | 165 | 0.026 | 12.3 | 66.3 | 0.011 | 6.43 | 165 | 0.026 | 12.3 | 66.3 | 0.011 | 6.43 | DEER:Res:ClothesDishWasher | Annual | 1719 |  | Appl-CW-Top-ElecDHW-GasDry-Tier3DEER2018 | Appl-CW-Top-ElecDHW-GasDry-Tier3AnyMFm2011CZ04DEER2018 | 11976
Appl-CW-Top-ElecDHW-GasDry-Tier3 | DEER2018 | D17 v3 |  | Any | DMo | MH15 | CZ05 | rDXGF | Household | 1 | 1242 | None | 164 | 0.034 | 9.82 | 63.6 | 0.016 | 5.12 | 164 | 0.034 | 9.82 | 63.6 | 0.016 | 5.12 | DEER:Res:ClothesDishWasher | Annual | 1719 |  | Appl-CW-Top-ElecDHW-GasDry-Tier3DEER2018 | Appl-CW-Top-ElecDHW-GasDry-Tier3AnyDMoMH15CZ05DEER2018 | 11977
Appl-CW-Top-ElecDHW-GasDry-Tier3 | DEER2018 | D17 v3 |  | Any | DMo | MH06 | CZ13 | rDXGF | Household | 1 | 1242 | None | 171 | 0.029 | 11.1 | 72.1 | 0.013 | 5.75 | 171 | 0.029 | 11.1 | 72.1 | 0.013 | 5.75 | DEER:Res:ClothesDishWasher | Annual | 1719 |  | Appl-CW-Top-ElecDHW-GasDry-Tier3DEER2018 | Appl-CW-Top-ElecDHW-GasDry-Tier3AnyDMoMH06CZ13DEER2018 | 11978
Appl-CW-Top-ElecDHW-GasDry-Tier3 | DEER2018 | D17 v3 |  | Any | MFm | 1996 | CZ02 | rDXGF | Household | 1 | 981.6 | None | 164 | 0.031 | 11.7 | 64.6 | 0.013 | 6.01 | 164 | 0.031 | 11.7 | 64.6 | 0.013 | 6.01 | DEER:Res:ClothesDishWasher | Annual | 1719 |  | Appl-CW-Top-ElecDHW-GasDry-Tier3DEER2018 | Appl-CW-Top-ElecDHW-GasDry-Tier3AnyMFm1996CZ02DEER2018 | 11979
Appl-CW-Top-ElecDHW-GasDry-Tier3 | DEER2018 | D17 v3 |  | Any | DMo | MH85 | CZ13 | rDXGF | Household | 1 | 1242 | None | 171 | 0.033 | 10.7 | 72.2 | 0.016 | 5.55 | 171 | 0.033 | 10.7 | 72.2 | 0.016 | 5.55 | DEER:Res:ClothesDishWasher | Annual | 1719 |  | Appl-CW-Top-ElecDHW-GasDry-Tier3DEER2018 | Appl-CW-Top-ElecDHW-GasDry-Tier3AnyDMoMH85CZ13DEER2018 | 11980
Appl-CW-Top-ElecDHW-GasDry-Tier3 | DEER2018 | D17 v3 |  | Any | SFm | 2011 | CZ13 | rDXGF | Household | 1 | 1948.8 | None | 205 | 0.034 | 13.9 | 84.6 | 0.015 | 7.21 | 205 | 0.034 | 13.9 | 84.6 | 0.015 | 7.21 | DEER:Res:ClothesDishWasher | Annual | 1719 |  | Appl-CW-Top-ElecDHW-GasDry-Tier3DEER2018 | Appl-CW-Top-ElecDHW-GasDry-Tier3AnySFm2011CZ13DEER2018 | 11981
Appl-CW-Top-ElecDHW-GasDry-Tier3 | DEER2018 | D17 v3 |  | Any | SFm | 2017 | CZ01 | rDXGF | Household | 1 | 2295.6 | None | 205 | 0.028 | 13.4 | 79 | 0.011 | 6.95 | 205 | 0.028 | 13.4 | 79 | 0.011 | 6.95 | DEER:Res:ClothesDishWasher | Annual | 1719 |  | Appl-CW-Top-ElecDHW-GasDry-Tier3DEER2018 | Appl-CW-Top-ElecDHW-GasDry-Tier3AnySFm2017CZ01DEER2018 | 11982
Appl-CW-Top-ElecDHW-GasDry-Tier3 | DEER2018 | D17 v3 |  | Any | MFm | 2007 | CZ16 | rDXGF | Household | 1 | 998.7 | None | 174 | 0.027 | 11.2 | 68.7 | 0.012 | 5.83 | 174 | 0.027 | 11.2 | 68.7 | 0.012 | 5.83 | DEER:Res:ClothesDishWasher | Annual | 1719 |  | Appl-CW-Top-ElecDHW-GasDry-Tier3DEER2018 | Appl-CW-Top-ElecDHW-GasDry-Tier3AnyMFm2007CZ16DEER2018 | 11983
Appl-CW-Top-ElecDHW-GasDry-Tier3 | DEER2018 | D17 v3 |  | Any | SFm | 2003 | CZ07 | rDXGF | Household | 1 | 2392.9 | None | 211 | 0.036 | 14 | 87.8 | 0.016 | 7.3 | 211 | 0.036 | 14 | 87.8 | 0.016 | 7.3 | DEER:Res:ClothesDishWasher | Annual | 1719 |  | Appl-CW-Top-ElecDHW-GasDry-Tier3DEER2018 | Appl-CW-Top-ElecDHW-GasDry-Tier3AnySFm2003CZ07DEER2018 | 11984
Appl-CW-Top-ElecDHW-GasDry-Tier3 | DEER2018 | D17 v3 |  | Any | DMo | MH06 | CZ03 | rDXGF | Household | 1 | 1242 | None | 166 | 0.036 | 11.4 | 68.4 | 0.018 | 5.95 | 166 | 0.036 | 11.4 | 68.4 | 0.018 | 5.95 | DEER:Res:ClothesDishWasher | Annual | 1719 |  | Appl-CW-Top-ElecDHW-GasDry-Tier3DEER2018 | Appl-CW-Top-ElecDHW-GasDry-Tier3AnyDMoMH06CZ03DEER2018 | 11985
Appl-CW-Top-ElecDHW-GasDry-Tier3 | DEER2018 | D17 v3 |  | Any | SFm | 1985 | CZ07 | rDXGF | Household | 1 | 2064 | None | 203 | 0.042 | 13.9 | 82.5 | 0.019 | 7.23 | 203 | 0.042 | 13.9 | 82.5 | 0.019 | 7.23 | DEER:Res:ClothesDishWasher | Annual | 1719 |  | Appl-CW-Top-ElecDHW-GasDry-Tier3DEER2018 | Appl-CW-Top-ElecDHW-GasDry-Tier3AnySFm1985CZ07DEER2018 | 11986
Appl-CW-Top-ElecDHW-GasDry-Tier3 | DEER2018 | D17 v3 |  | Any | DMo | MH00 | CZ03 | rDXGF | Household | 1 | 1242 | None | 163 | 0.038 | 10 | 64.4 | 0.018 | 5.19 | 163 | 0.038 | 10 | 64.4 | 0.018 | 5.19 | DEER:Res:ClothesDishWasher | Annual | 1719 |  | Appl-CW-Top-ElecDHW-GasDry-Tier3DEER2018 | Appl-CW-Top-ElecDHW-GasDry-Tier3AnyDMoMH00CZ03DEER2018 | 11987
Appl-CW-Top-ElecDHW-GasDry-Tier3 | DEER2018 | D17 v3 |  | Any | MFm | 1975 | CZ07 | rDXGF | Household | 1 | 1047.7 | None | 158 | 0.025 | 12.1 | 62.1 | 0.009 | 6.17 | 158 | 0.025 | 12.1 | 62.1 | 0.009 | 6.17 | DEER:Res:ClothesDishWasher | Annual | 1719 |  | Appl-CW-Top-ElecDHW-GasDry-Tier3DEER2018 | Appl-CW-Top-ElecDHW-GasDry-Tier3AnyMFm1975CZ07DEER2018 | 11988
Appl-CW-Top-ElecDHW-GasDry-Tier3 | DEER2018 | D17 v3 |  | Any | DMo | MH85 | CZ12 | rDXGF | Household | 1 | 1242 | None | 170 | 0.035 | 10.3 | 70.5 | 0.019 | 5.33 | 170 | 0.035 | 10.3 | 70.5 | 0.019 | 5.33 | DEER:Res:ClothesDishWasher | Annual | 1719 |  | Appl-CW-Top-ElecDHW-GasDry-Tier3DEER2018 | Appl-CW-Top-ElecDHW-GasDry-Tier3AnyDMoMH85CZ12DEER2018 | 11989
Appl-CW-Top-ElecDHW-GasDry-Tier3 | DEER2018 | D17 v3 |  | Any | SFm | 2011 | CZ12 | rDXGF | Household | 1 | 1948.8 | None | 205 | 0.039 | 13.7 | 83.6 | 0.017 | 7.12 | 205 | 0.039 | 13.7 | 83.6 | 0.017 | 7.12 | DEER:Res:ClothesDishWasher | Annual | 1719 |  | Appl-CW-Top-ElecDHW-GasDry-Tier3DEER2018 | Appl-CW-Top-ElecDHW-GasDry-Tier3AnySFm2011CZ12DEER2018 | 11990
Appl-CW-Top-ElecDHW-GasDry-Tier3 | DEER2018 | D17 v3 |  | Any | MFm | 1996 | CZ01 | rDXGF | Household | 1 | 981.6 | None | 164 | 0.023 | 10.5 | 62.5 | 0.009 | 5.17 | 164 | 0.023 | 10.5 | 62.5 | 0.009 | 5.17 | DEER:Res:ClothesDishWasher | Annual | 1719 |  | Appl-CW-Top-ElecDHW-GasDry-Tier3DEER2018 | Appl-CW-Top-ElecDHW-GasDry-Tier3AnyMFm1996CZ01DEER2018 | 11991
Appl-CW-Top-ElecDHW-GasDry-Tier3 | DEER2018 | D17 v3 |  | Any | MFm | 1975 | CZ09 | rDXGF | Household | 1 | 1216.8 | None | 165 | 0.028 | 12 | 68 | 0.013 | 6.27 | 165 | 0.028 | 12 | 68 | 0.013 | 6.27 | DEER:Res:ClothesDishWasher | Annual | 1719 |  | Appl-CW-Top-ElecDHW-GasDry-Tier3DEER2018 | Appl-CW-Top-ElecDHW-GasDry-Tier3AnyMFm1975CZ09DEER2018 | 11992
Appl-CW-Top-ElecDHW-GasDry-Tier3 | DEER2018 | D17 v3 |  | Any | DMo | MH06 | CZ15 | rDXGF | Household | 1 | 1242 | None | 163 | 0.027 | 12.6 | 71.9 | 0.013 | 6.59 | 163 | 0.027 | 12.6 | 71.9 | 0.013 | 6.59 | DEER:Res:ClothesDishWasher | Annual | 1719 |  | Appl-CW-Top-ElecDHW-GasDry-Tier3DEER2018 | Appl-CW-Top-ElecDHW-GasDry-Tier3AnyDMoMH06CZ15DEER2018 | 11993
Appl-CW-Top-ElecDHW-GasDry-Tier3 | DEER2018 | D17 v3 |  | Any | MFm | 2011 | CZ08 | rDXGF | Household | 1 | 1206 | None | 163 | 0.023 | 12.4 | 69.1 | 0.013 | 6.56 | 163 | 0.023 | 12.4 | 69.1 | 0.013 | 6.56 | DEER:Res:ClothesDishWasher | Annual | 1719 |  | Appl-CW-Top-ElecDHW-GasDry-Tier3DEER2018 | Appl-CW-Top-ElecDHW-GasDry-Tier3AnyMFm2011CZ08DEER2018 | 11994
Appl-CW-Top-ElecDHW-GasDry-Tier3 | DEER2018 | D17 v3 |  | Any | SFm | 1985 | CZ09 | rDXGF | Household | 1 | 1811 | None | 207 | 0.039 | 13.8 | 86.5 | 0.019 | 7.19 | 207 | 0.039 | 13.8 | 86.5 | 0.019 | 7.19 | DEER:Res:ClothesDishWasher | Annual | 1719 |  | Appl-CW-Top-ElecDHW-GasDry-Tier3DEER2018 | Appl-CW-Top-ElecDHW-GasDry-Tier3AnySFm1985CZ09DEER2018 | 11995
Appl-CW-Top-ElecDHW-GasDry-Tier3 | DEER2018 | D17 v3 |  | Any | SFm | 2017 | CZ02 | rDXGF | Household | 1 | 1948.8 | None | 204 | 0.04 | 12.7 | 81 | 0.018 | 6.52 | 204 | 0.04 | 12.7 | 81 | 0.018 | 6.52 | DEER:Res:ClothesDishWasher | Annual | 1719 |  | Appl-CW-Top-ElecDHW-GasDry-Tier3DEER2018 | Appl-CW-Top-ElecDHW-GasDry-Tier3AnySFm2017CZ02DEER2018 | 11996
Appl-CW-Top-ElecDHW-GasDry-Tier3 | DEER2018 | D17 v3 |  | Any | DMo | MH00 | CZ15 | rDXGF | Household | 1 | 1242 | None | 168 | 0.029 | 12.5 | 75.8 | 0.014 | 6.56 | 168 | 0.029 | 12.5 | 75.8 | 0.014 | 6.56 | DEER:Res:ClothesDishWasher | Annual | 1719 |  | Appl-CW-Top-ElecDHW-GasDry-Tier3DEER2018 | Appl-CW-Top-ElecDHW-GasDry-Tier3AnyDMoMH00CZ15DEER2018 | 11997
Appl-CW-Top-ElecDHW-GasDry-Tier3 | DEER2018 | D17 v3 |  | Any | DMo | MH72 | CZ06 | rDXGF | Household | 1 | 1196 | None | 170 | 0.03 | 11.8 | 70.9 | 0.014 | 6.17 | 170 | 0.03 | 11.8 | 70.9 | 0.014 | 6.17 | DEER:Res:ClothesDishWasher | Annual | 1719 |  | Appl-CW-Top-ElecDHW-GasDry-Tier3DEER2018 | Appl-CW-Top-ElecDHW-GasDry-Tier3AnyDMoMH72CZ06DEER2018 | 11998
Appl-CW-Top-ElecDHW-GasDry-Tier3 | DEER2018 | D17 v3 |  | Any | MFm | 2007 | CZ11 | rDXGF | Household | 1 | 1073.2 | None | 163 | 0.026 | 11.7 | 72.1 | 0.016 | 6.36 | 163 | 0.026 | 11.7 | 72.1 | 0.016 | 6.36 | DEER:Res:ClothesDishWasher | Annual | 1719 |  | Appl-CW-Top-ElecDHW-GasDry-Tier3DEER2018 | Appl-CW-Top-ElecDHW-GasDry-Tier3AnyMFm2007CZ11DEER2018 | 11999
Appl-CW-Top-ElecDHW-GasDry-Tier3 | DEER2018 | D17 v3 |  | Any | SFm | 2003 | CZ09 | rDXGF | Household | 1 | 2422.9 | None | 203 | 0.031 | 14.1 | 84.1 | 0.016 | 7.35 | 203 | 0.031 | 14.1 | 84.1 | 0.016 | 7.35 | DEER:Res:ClothesDishWasher | Annual | 1719 |  | Appl-CW-Top-ElecDHW-GasDry-Tier3DEER2018 | Appl-CW-Top-ElecDHW-GasDry-Tier3AnySFm2003CZ09DEER2018 | 12000
Appl-CW-Top-ElecDHW-GasDry-Tier3 | DEER2018 | D17 v3 |  | Any | MFm | 2011 | CZ16 | rDXGF | Household | 1 | 998.7 | None | 174 | 0.027 | 11.3 | 68.8 | 0.012 | 5.86 | 174 | 0.027 | 11.3 | 68.8 | 0.012 | 5.86 | DEER:Res:ClothesDishWasher | Annual | 1719 |  | Appl-CW-Top-ElecDHW-GasDry-Tier3DEER2018 | Appl-CW-Top-ElecDHW-GasDry-Tier3AnyMFm2011CZ16DEER2018 | 12001
Appl-CW-Top-ElecDHW-GasDry-Tier3 | DEER2018 | D17 v3 |  | Any | SFm | 2015 | CZ02 | rDXGF | Household | 1 | 1948.8 | None | 204 | 0.04 | 12.5 | 81 | 0.019 | 6.46 | 204 | 0.04 | 12.5 | 81 | 0.019 | 6.46 | DEER:Res:ClothesDishWasher | Annual | 1719 |  | Appl-CW-Top-ElecDHW-GasDry-Tier3DEER2018 | Appl-CW-Top-ElecDHW-GasDry-Tier3AnySFm2015CZ02DEER2018 | 12002
Appl-CW-Top-ElecDHW-GasDry-Tier3 | DEER2018 | D17 v3 |  | Any | SFm | 2007 | CZ13 | rDXGF | Household | 1 | 1948.8 | None | 204 | 0.034 | 13.7 | 84.4 | 0.015 | 7.12 | 204 | 0.034 | 13.7 | 84.4 | 0.015 | 7.12 | DEER:Res:ClothesDishWasher | Annual | 1719 |  | Appl-CW-Top-ElecDHW-GasDry-Tier3DEER2018 | Appl-CW-Top-ElecDHW-GasDry-Tier3AnySFm2007CZ13DEER2018 | 12003
Appl-CW-Top-ElecDHW-GasDry-Tier3 | DEER2018 | D17 v3 |  | Any | MFm | 1985 | CZ05 | rDXGF | Household | 1 | 1152 | None | 161 | 0.027 | 10.9 | 63.1 | 0.012 | 5.73 | 161 | 0.027 | 10.9 | 63.1 | 0.012 | 5.73 | DEER:Res:ClothesDishWasher | Annual | 1719 |  | Appl-CW-Top-ElecDHW-GasDry-Tier3DEER2018 | Appl-CW-Top-ElecDHW-GasDry-Tier3AnyMFm1985CZ05DEER2018 | 12004
Appl-CW-Top-ElecDHW-GasDry-Tier3 | DEER2018 | D17 v3 |  | Any | MFm | 2003 | CZ05 | rDXGF | Household | 1 | 998.7 | None | 161 | 0.023 | 11.1 | 63 | 0.01 | 5.76 | 161 | 0.023 | 11.1 | 63 | 0.01 | 5.76 | DEER:Res:ClothesDishWasher | Annual | 1719 |  | Appl-CW-Top-ElecDHW-GasDry-Tier3DEER2018 | Appl-CW-Top-ElecDHW-GasDry-Tier3AnyMFm2003CZ05DEER2018 | 12005
Appl-CW-Top-ElecDHW-GasDry-Tier3 | DEER2018 | D17 v3 |  | Any | SFm | 1975 | CZ05 | rDXGF | Household | 1 | 1591 | None | 199 | 0.045 | 12 | 77.6 | 0.021 | 6.15 | 199 | 0.045 | 12 | 77.6 | 0.021 | 6.15 | DEER:Res:ClothesDishWasher | Annual | 1719 |  | Appl-CW-Top-ElecDHW-GasDry-Tier3DEER2018 | Appl-CW-Top-ElecDHW-GasDry-Tier3AnySFm1975CZ05DEER2018 | 12006
Appl-CW-Top-ElecDHW-GasDry-Tier3 | DEER2018 | D17 v3 |  | Any | MFm | 2011 | CZ11 | rDXGF | Household | 1 | 1073.2 | None | 164 | 0.026 | 11.9 | 67 | 0.011 | 6.19 | 164 | 0.026 | 11.9 | 67 | 0.011 | 6.19 | DEER:Res:ClothesDishWasher | Annual | 1719 |  | Appl-CW-Top-ElecDHW-GasDry-Tier3DEER2018 | Appl-CW-Top-ElecDHW-GasDry-Tier3AnyMFm2011CZ11DEER2018 | 12007
Appl-CW-Top-ElecDHW-GasDry-Tier3 | DEER2018 | D17 v3 |  | Any | MFm | 2007 | CZ08 | rDXGF | Household | 1 | 1206 | None | 163 | 0.026 | 12.3 | 67 | 0.011 | 6.43 | 163 | 0.026 | 12.3 | 67 | 0.011 | 6.43 | DEER:Res:ClothesDishWasher | Annual | 1719 |  | Appl-CW-Top-ElecDHW-GasDry-Tier3DEER2018 | Appl-CW-Top-ElecDHW-GasDry-Tier3AnyMFm2007CZ08DEER2018 | 12008
Appl-CW-Top-ElecDHW-GasDry-Tier3 | DEER2018 | D17 v3 |  | Any | DMo | MH72 | CZ03 | rDXGF | Household | 1 | 1196 | None | 167 | 0.039 | 10.8 | 66.7 | 0.018 | 5.58 | 167 | 0.039 | 10.8 | 66.7 | 0.018 | 5.58 | DEER:Res:ClothesDishWasher | Annual | 1719 |  | Appl-CW-Top-ElecDHW-GasDry-Tier3DEER2018 | Appl-CW-Top-ElecDHW-GasDry-Tier3AnyDMoMH72CZ03DEER2018 | 12009
Appl-CW-Top-ElecDHW-GasDry-Tier3 | DEER2018 | D17 v3 |  | Any | SFm | 2015 | CZ01 | rDXGF | Household | 1 | 2295.6 | None | 205 | 0.028 | 12.8 | 79 | 0.011 | 6.84 | 205 | 0.028 | 12.8 | 79 | 0.011 | 6.84 | DEER:Res:ClothesDishWasher | Annual | 1719 |  | Appl-CW-Top-ElecDHW-GasDry-Tier3DEER2018 | Appl-CW-Top-ElecDHW-GasDry-Tier3AnySFm2015CZ01DEER2018 | 12010
Appl-CW-Top-ElecDHW-GasDry-Tier3 | DEER2018 | D17 v3 |  | Any | SFm | 2007 | CZ12 | rDXGF | Household | 1 | 1948.8 | None | 204 | 0.038 | 13.6 | 82.6 | 0.018 | 7.03 | 204 | 0.038 | 13.6 | 82.6 | 0.018 | 7.03 | DEER:Res:ClothesDishWasher | Annual | 1719 |  | Appl-CW-Top-ElecDHW-GasDry-Tier3DEER2018 | Appl-CW-Top-ElecDHW-GasDry-Tier3AnySFm2007CZ12DEER2018 | 12011
Appl-CW-Top-ElecDHW-GasDry-Tier3 | DEER2018 | D17 v3 |  | Any | DMo | MH06 | CZ06 | rDXGF | Household | 1 | 1242 | None | 168 | 0.03 | 13 | 69.3 | 0.015 | 6.84 | 168 | 0.03 | 13 | 69.3 | 0.015 | 6.84 | DEER:Res:ClothesDishWasher | Annual | 1719 |  | Appl-CW-Top-ElecDHW-GasDry-Tier3DEER2018 | Appl-CW-Top-ElecDHW-GasDry-Tier3AnyDMoMH06CZ06DEER2018 | 12012
Appl-CW-Top-ElecDHW-GasDry-Tier3 | DEER2018 | D17 v3 |  | Any | DMo | MH00 | CZ06 | rDXGF | Household | 1 | 1242 | None | 169 | 0.032 | 10.9 | 69.6 | 0.015 | 5.66 | 169 | 0.032 | 10.9 | 69.6 | 0.015 | 5.66 | DEER:Res:ClothesDishWasher | Annual | 1719 |  | Appl-CW-Top-ElecDHW-GasDry-Tier3DEER2018 | Appl-CW-Top-ElecDHW-GasDry-Tier3AnyDMoMH00CZ06DEER2018 | 12013
Appl-CW-Top-ElecDHW-GasDry-Tier3 | DEER2018 | D17 v3 |  | Any | DMo | MH72 | CZ15 | rDXGF | Household | 1 | 1196 | None | 166 | 0.029 | 12.7 | 72.8 | 0.014 | 6.65 | 166 | 0.029 | 12.7 | 72.8 | 0.014 | 6.65 | DEER:Res:ClothesDishWasher | Annual | 1719 |  | Appl-CW-Top-ElecDHW-GasDry-Tier3DEER2018 | Appl-CW-Top-ElecDHW-GasDry-Tier3AnyDMoMH72CZ15DEER2018 | 12014
Appl-CW-Top-ElecDHW-GasDry-Tier3 | DEER2018 | D17 v3 |  | Any | MFm | 2017 | CZ11 | rDXGF | Household | 1 | 1073.2 | None | 161 | 0.024 | 11.9 | 64.8 | 0.009 | 6.18 | 161 | 0.024 | 11.9 | 64.8 | 0.009 | 6.18 | DEER:Res:ClothesDishWasher | Annual | 1719 |  | Appl-CW-Top-ElecDHW-GasDry-Tier3DEER2018 | Appl-CW-Top-ElecDHW-GasDry-Tier3AnyMFm2017CZ11DEER2018 | 12015
Appl-CW-Top-ElecDHW-GasDry-Tier3 | DEER2018 | D17 v3 |  | Any | SFm | 2015 | CZ13 | rDXGF | Household | 1 | 1948.8 | None | 202 | 0.033 | 14 | 83.6 | 0.015 | 7.25 | 202 | 0.033 | 14 | 83.6 | 0.015 | 7.25 | DEER:Res:ClothesDishWasher | Annual | 1719 |  | Appl-CW-Top-ElecDHW-GasDry-Tier3DEER2018 | Appl-CW-Top-ElecDHW-GasDry-Tier3AnySFm2015CZ13DEER2018 | 12016
Appl-CW-Top-ElecDHW-GasDry-Tier3 | DEER2018 | D17 v3 |  | Any | SFm | 2007 | CZ02 | rDXGF | Household | 1 | 1948.8 | None | 205 | 0.039 | 12.4 | 81.9 | 0.017 | 6.35 | 205 | 0.039 | 12.4 | 81.9 | 0.017 | 6.35 | DEER:Res:ClothesDishWasher | Annual | 1719 |  | Appl-CW-Top-ElecDHW-GasDry-Tier3DEER2018 | Appl-CW-Top-ElecDHW-GasDry-Tier3AnySFm2007CZ02DEER2018 | 12017
Appl-CW-Top-ElecDHW-GasDry-Tier3 | DEER2018 | D17 v3 |  | Any | DMo | MH15 | CZ16 | rDXGF | Household | 1 | 1242 | None | 172 | 0.03 | 10.7 | 68.2 | 0.012 | 5.55 | 172 | 0.03 | 10.7 | 68.2 | 0.012 | 5.55 | DEER:Res:ClothesDishWasher | Annual | 1719 |  | Appl-CW-Top-ElecDHW-GasDry-Tier3DEER2018 | Appl-CW-Top-ElecDHW-GasDry-Tier3AnyDMoMH15CZ16DEER2018 | 12018
Appl-CW-Top-ElecDHW-GasDry-Tier3 | DEER2018 | D17 v3 |  | Any | MFm | 2003 | CZ14 | rDXGF | Household | 1 | 1094.6 | None | 168 | 0.026 | 11.8 | 69.3 | 0.011 | 6.17 | 168 | 0.026 | 11.8 | 69.3 | 0.011 | 6.17 | DEER:Res:ClothesDishWasher | Annual | 1719 |  | Appl-CW-Top-ElecDHW-GasDry-Tier3DEER2018 | Appl-CW-Top-ElecDHW-GasDry-Tier3AnyMFm2003CZ14DEER2018 | 12019
Appl-CW-Top-ElecDHW-GasDry-Tier3 | DEER2018 | D17 v3 |  | Any | SFm | 1996 | CZ16 | rDXGF | Household | 1 | 2193 | None | 221 | 0.042 | 13.8 | 88.2 | 0.018 | 7.16 | 221 | 0.042 | 13.8 | 88.2 | 0.018 | 7.16 | DEER:Res:ClothesDishWasher | Annual | 1719 |  | Appl-CW-Top-ElecDHW-GasDry-Tier3DEER2018 | Appl-CW-Top-ElecDHW-GasDry-Tier3AnySFm1996CZ16DEER2018 | 12020
Appl-CW-Top-ElecDHW-GasDry-Tier3 | DEER2018 | D17 v3 |  | Any | MFm | 1985 | CZ04 | rDXGF | Household | 1 | 1152 | None | 160 | 0.03 | 11.8 | 63.6 | 0.014 | 6.13 | 160 | 0.03 | 11.8 | 63.6 | 0.014 | 6.13 | DEER:Res:ClothesDishWasher | Annual | 1719 |  | Appl-CW-Top-ElecDHW-GasDry-Tier3DEER2018 | Appl-CW-Top-ElecDHW-GasDry-Tier3AnyMFm1985CZ04DEER2018 | 12021
Appl-CW-Top-ElecDHW-GasDry-Tier3 | DEER2018 | D17 v3 |  | Any | MFm | 2003 | CZ04 | rDXGF | Household | 1 | 998.7 | None | 164 | 0.03 | 12 | 65.6 | 0.013 | 6.23 | 164 | 0.03 | 12 | 65.6 | 0.013 | 6.23 | DEER:Res:ClothesDishWasher | Annual | 1719 |  | Appl-CW-Top-ElecDHW-GasDry-Tier3DEER2018 | Appl-CW-Top-ElecDHW-GasDry-Tier3AnyMFm2003CZ04DEER2018 | 12022
Appl-CW-Top-ElecDHW-GasDry-Tier3 | DEER2018 | D17 v3 |  | Any | MFm | 1985 | CZ14 | rDXGF | Household | 1 | 1407.2 | None | 167 | 0.028 | 11.7 | 68.6 | 0.013 | 6.12 | 167 | 0.028 | 11.7 | 68.6 | 0.013 | 6.12 | DEER:Res:ClothesDishWasher | Annual | 1719 |  | Appl-CW-Top-ElecDHW-GasDry-Tier3DEER2018 | Appl-CW-Top-ElecDHW-GasDry-Tier3AnyMFm1985CZ14DEER2018 | 12023
Appl-CW-Top-ElecDHW-GasDry-Tier3 | DEER2018 | D17 v3 |  | Any | SFm | 1975 | CZ04 | rDXGF | Household | 1 | 1591 | None | 204 | 0.049 | 13.6 | 82.3 | 0.024 | 7.02 | 204 | 0.049 | 13.6 | 82.3 | 0.024 | 7.02 | DEER:Res:ClothesDishWasher | Annual | 1719 |  | Appl-CW-Top-ElecDHW-GasDry-Tier3DEER2018 | Appl-CW-Top-ElecDHW-GasDry-Tier3AnySFm1975CZ04DEER2018 | 12024
Appl-CW-Top-ElecDHW-GasDry-Tier3 | DEER2018 | D17 v3 |  | Any | SFm | 1975 | CZ14 | rDXGF | Household | 1 | 1555 | None | 214 | 0.038 | 13.5 | 89 | 0.018 | 7.01 | 214 | 0.038 | 13.5 | 89 | 0.018 | 7.01 | DEER:Res:ClothesDishWasher | Annual | 1719 |  | Appl-CW-Top-ElecDHW-GasDry-Tier3DEER2018 | Appl-CW-Top-ElecDHW-GasDry-Tier3AnySFm1975CZ14DEER2018 | 12025
Appl-CW-Top-ElecDHW-GasDry-Tier3 | DEER2018 | D17 v3 |  | Any | MFm | 2003 | CZ10 | rDXGF | Household | 1 | 1073.2 | None | 160 | 0.033 | 12.5 | 64.5 | 0.014 | 6.46 | 160 | 0.033 | 12.5 | 64.5 | 0.014 | 6.46 | DEER:Res:ClothesDishWasher | Annual | 1719 |  | Appl-CW-Top-ElecDHW-GasDry-Tier3DEER2018 | Appl-CW-Top-ElecDHW-GasDry-Tier3AnyMFm2003CZ10DEER2018 | 12026
Appl-CW-Top-ElecDHW-GasDry-Tier3 | DEER2018 | D17 v3 |  | Any | SFm | 2007 | CZ01 | rDXGF | Household | 1 | 2295.6 | None | 204 | 0.028 | 12.7 | 78.6 | 0.011 | 6.54 | 204 | 0.028 | 12.7 | 78.6 | 0.011 | 6.54 | DEER:Res:ClothesDishWasher | Annual | 1719 |  | Appl-CW-Top-ElecDHW-GasDry-Tier3DEER2018 | Appl-CW-Top-ElecDHW-GasDry-Tier3AnySFm2007CZ01DEER2018 | 12027
Appl-CW-Top-ElecDHW-GasDry-Tier3 | DEER2018 | D17 v3 |  | Any | DMo | MH00 | CZ07 | rDXGF | Household | 1 | 1242 | None | 168 | 0.032 | 11.4 | 69.7 | 0.014 | 5.94 | 168 | 0.032 | 11.4 | 69.7 | 0.014 | 5.94 | DEER:Res:ClothesDishWasher | Annual | 1719 |  | Appl-CW-Top-ElecDHW-GasDry-Tier3DEER2018 | Appl-CW-Top-ElecDHW-GasDry-Tier3AnyDMoMH00CZ07DEER2018 | 12028
Appl-CW-Top-ElecDHW-GasDry-Tier3 | DEER2018 | D17 v3 |  | Any | MFm | 1975 | CZ03 | rDXGF | Household | 1 | 1070.2 | None | 161 | 0.025 | 11.4 | 63.3 | 0.011 | 5.96 | 161 | 0.025 | 11.4 | 63.3 | 0.011 | 5.96 | DEER:Res:ClothesDishWasher | Annual | 1719 |  | Appl-CW-Top-ElecDHW-GasDry-Tier3DEER2018 | Appl-CW-Top-ElecDHW-GasDry-Tier3AnyMFm1975CZ03DEER2018 | 12029
Appl-CW-Top-ElecDHW-GasDry-Tier3 | DEER2018 | D17 v3 |  | Any | MFm | 2017 | CZ16 | rDXGF | Household | 1 | 998.7 | None | 173 | 0.027 | 11.2 | 68.2 | 0.011 | 5.8 | 173 | 0.027 | 11.2 | 68.2 | 0.011 | 5.8 | DEER:Res:ClothesDishWasher | Annual | 1719 |  | Appl-CW-Top-ElecDHW-GasDry-Tier3DEER2018 | Appl-CW-Top-ElecDHW-GasDry-Tier3AnyMFm2017CZ16DEER2018 | 12030
Appl-CW-Top-ElecDHW-GasDry-Tier3 | DEER2018 | D17 v3 |  | Any | MFm | 1985 | CZ10 | rDXGF | Household | 1 | 1438.9 | None | 163 | 0.03 | 11.8 | 70.2 | 0.021 | 6.58 | 163 | 0.03 | 11.8 | 70.2 | 0.021 | 6.58 | DEER:Res:ClothesDishWasher | Annual | 1719 |  | Appl-CW-Top-ElecDHW-GasDry-Tier3DEER2018 | Appl-CW-Top-ElecDHW-GasDry-Tier3AnyMFm1985CZ10DEER2018 | 12031
Appl-CW-Top-ElecDHW-GasDry-Tier3 | DEER2018 | D17 v3 |  | Any | MFm | 2015 | CZ08 | rDXGF | Household | 1 | 1206 | None | 164 | 0.027 | 12.5 | 68.1 | 0.013 | 6.55 | 164 | 0.027 | 12.5 | 68.1 | 0.013 | 6.55 | DEER:Res:ClothesDishWasher | Annual | 1719 |  | Appl-CW-Top-ElecDHW-GasDry-Tier3DEER2018 | Appl-CW-Top-ElecDHW-GasDry-Tier3AnyMFm2015CZ08DEER2018 | 12032
Appl-CW-Top-ElecDHW-GasDry-Tier3 | DEER2018 | D17 v3 |  | Any | SFm | 1985 | CZ03 | rDXGF | Household | 1 | 1904 | None | 198 | 0.045 | 11.4 | 78.2 | 0.02 | 5.79 | 198 | 0.045 | 11.4 | 78.2 | 0.02 | 5.79 | DEER:Res:ClothesDishWasher | Annual | 1719 |  | Appl-CW-Top-ElecDHW-GasDry-Tier3DEER2018 | Appl-CW-Top-ElecDHW-GasDry-Tier3AnySFm1985CZ03DEER2018 | 12033
Appl-CW-Top-ElecDHW-GasDry-Tier3 | DEER2018 | D17 v3 |  | Any | DMo | MH06 | CZ07 | rDXGF | Household | 1 | 1242 | None | 175 | 0.029 | 12.6 | 73.8 | 0.013 | 6.61 | 175 | 0.029 | 12.6 | 73.8 | 0.013 | 6.61 | DEER:Res:ClothesDishWasher | Annual | 1719 |  | Appl-CW-Top-ElecDHW-GasDry-Tier3DEER2018 | Appl-CW-Top-ElecDHW-GasDry-Tier3AnyDMoMH06CZ07DEER2018 | 12034
Appl-CW-Top-ElecDHW-GasDry-Tier3 | DEER2018 | D17 v3 |  | Any | DMo | MH15 | CZ11 | rDXGF | Household | 1 | 1242 | None | 167 | 0.027 | 11 | 69.4 | 0.012 | 5.69 | 167 | 0.027 | 11 | 69.4 | 0.012 | 5.69 | DEER:Res:ClothesDishWasher | Annual | 1719 |  | Appl-CW-Top-ElecDHW-GasDry-Tier3DEER2018 | Appl-CW-Top-ElecDHW-GasDry-Tier3AnyDMoMH15CZ11DEER2018 | 12035
Appl-CW-Top-ElecDHW-GasDry-Tier3 | DEER2018 | D17 v3 |  | Any | SFm | 2003 | CZ03 | rDXGF | Household | 1 | 2295.6 | None | 198 | 0.043 | 12.8 | 77.4 | 0.02 | 6.6 | 198 | 0.043 | 12.8 | 77.4 | 0.02 | 6.6 | DEER:Res:ClothesDishWasher | Annual | 1719 |  | Appl-CW-Top-ElecDHW-GasDry-Tier3DEER2018 | Appl-CW-Top-ElecDHW-GasDry-Tier3AnySFm2003CZ03DEER2018 | 12036
Appl-CW-Top-ElecDHW-GasDry-Tier3 | DEER2018 | D17 v3 |  | Any | SFm | 1975 | CZ10 | rDXGF | Household | 1 | 1636 | None | 202 | 0.046 | 13.5 | 83.1 | 0.022 | 6.97 | 202 | 0.046 | 13.5 | 83.1 | 0.022 | 6.97 | DEER:Res:ClothesDishWasher | Annual | 1719 |  | Appl-CW-Top-ElecDHW-GasDry-Tier3DEER2018 | Appl-CW-Top-ElecDHW-GasDry-Tier3AnySFm1975CZ10DEER2018 | 12037
Appl-CW-Top-ElecDHW-GasDry-Tier3 | DEER2018 | D17 v3 |  | Any | DMo | MH06 | CZ09 | rDXGF | Household | 1 | 1242 | None | 169 | 0.029 | 11.7 | 70.6 | 0.013 | 6.11 | 169 | 0.029 | 11.7 | 70.6 | 0.013 | 6.11 | DEER:Res:ClothesDishWasher | Annual | 1719 |  | Appl-CW-Top-ElecDHW-GasDry-Tier3DEER2018 | Appl-CW-Top-ElecDHW-GasDry-Tier3AnyDMoMH06CZ09DEER2018 | 12038
Appl-CW-Top-ElecDHW-GasDry-Tier3 | DEER2018 | D17 v3 |  | Any | SFm | 1996 | CZ11 | rDXGF | Household | 1 | 2032 | None | 208 | 0.042 | 13.2 | 86.5 | 0.019 | 6.8 | 208 | 0.042 | 13.2 | 86.5 | 0.019 | 6.8 | DEER:Res:ClothesDishWasher | Annual | 1719 |  | Appl-CW-Top-ElecDHW-GasDry-Tier3DEER2018 | Appl-CW-Top-ElecDHW-GasDry-Tier3AnySFm1996CZ11DEER2018 | 12039
Appl-CW-Top-ElecDHW-GasDry-Tier3 | DEER2018 | D17 v3 |  | Any | MFm | 1975 | CZ15 | rDXGF | Household | 1 | 1409.4 | None | 159 | 0.025 | 12.7 | 68.8 | 0.012 | 6.67 | 159 | 0.025 | 12.7 | 68.8 | 0.012 | 6.67 | DEER:Res:ClothesDishWasher | Annual | 1719 |  | Appl-CW-Top-ElecDHW-GasDry-Tier3DEER2018 | Appl-CW-Top-ElecDHW-GasDry-Tier3AnyMFm1975CZ15DEER2018 | 12040
Appl-CW-Top-ElecDHW-GasDry-Tier3 | DEER2018 | D17 v3 |  | Any | SFm | 1985 | CZ15 | rDXGF | Household | 1 | 1741 | None | 201 | 0.035 | 15 | 87.4 | 0.017 | 7.85 | 201 | 0.035 | 15 | 87.4 | 0.017 | 7.85 | DEER:Res:ClothesDishWasher | Annual | 1719 |  | Appl-CW-Top-ElecDHW-GasDry-Tier3DEER2018 | Appl-CW-Top-ElecDHW-GasDry-Tier3AnySFm1985CZ15DEER2018 | 12041
Appl-CW-Top-ElecDHW-GasDry-Tier3 | DEER2018 | D17 v3 |  | Any | SFm | 2003 | CZ15 | rDXGF | Household | 1 | 2160.9 | None | 198 | 0.033 | 15.1 | 87.2 | 0.016 | 7.89 | 198 | 0.033 | 15.1 | 87.2 | 0.016 | 7.89 | DEER:Res:ClothesDishWasher | Annual | 1719 |  | Appl-CW-Top-ElecDHW-GasDry-Tier3DEER2018 | Appl-CW-Top-ElecDHW-GasDry-Tier3AnySFm2003CZ15DEER2018 | 12042
Appl-CW-Top-ElecDHW-GasDry-Tier3 | DEER2018 | D17 v3 |  | Any | DMo | MH00 | CZ09 | rDXGF | Household | 1 | 1242 | None | 170 | 0.033 | 11.1 | 71.3 | 0.016 | 5.79 | 170 | 0.033 | 11.1 | 71.3 | 0.016 | 5.79 | DEER:Res:ClothesDishWasher | Annual | 1719 |  | Appl-CW-Top-ElecDHW-GasDry-Tier3DEER2018 | Appl-CW-Top-ElecDHW-GasDry-Tier3AnyDMoMH00CZ09DEER2018 | 12043
Appl-CW-Top-ElecDHW-GasDry-Tier3 | DEER2018 | D17 v3 |  | Any | SFm | 2015 | CZ12 | rDXGF | Household | 1 | 1948.8 | None | 201 | 0.037 | 13.7 | 81.4 | 0.017 | 7.14 | 201 | 0.037 | 13.7 | 81.4 | 0.017 | 7.14 | DEER:Res:ClothesDishWasher | Annual | 1719 |  | Appl-CW-Top-ElecDHW-GasDry-Tier3DEER2018 | Appl-CW-Top-ElecDHW-GasDry-Tier3AnySFm2015CZ12DEER2018 | 12044
Appl-CW-Top-ElecDHW-GasDry-Tier3 | DEER2018 | D17 v3 |  | Any | MFm | 1996 | CZ13 | rDXGF | Household | 1 | 1031.9 | None | 164 | 0.032 | 11.9 | 68 | 0.015 | 6.2 | 164 | 0.032 | 11.9 | 68 | 0.015 | 6.2 | DEER:Res:ClothesDishWasher | Annual | 1719 |  | Appl-CW-Top-ElecDHW-GasDry-Tier3DEER2018 | Appl-CW-Top-ElecDHW-GasDry-Tier3AnyMFm1996CZ13DEER2018 | 12045
Appl-CW-Top-ElecDHW-GasDry-Tier3 | DEER2018 | D17 v3 |  | Any | SFm | 2017 | CZ12 | rDXGF | Household | 1 | 1948.8 | None | 200 | 0.038 | 13.8 | 80.8 | 0.017 | 7.19 | 200 | 0.038 | 13.8 | 80.8 | 0.017 | 7.19 | DEER:Res:ClothesDishWasher | Annual | 1719 |  | Appl-CW-Top-ElecDHW-GasDry-Tier3DEER2018 | Appl-CW-Top-ElecDHW-GasDry-Tier3AnySFm2017CZ12DEER2018 | 12046
Appl-CW-Top-ElecDHW-GasDry-Tier3 | DEER2018 | D17 v3 |  | Any | MFm | 2015 | CZ16 | rDXGF | Household | 1 | 998.7 | None | 173 | 0.027 | 11.1 | 68.4 | 0.012 | 5.77 | 173 | 0.027 | 11.1 | 68.4 | 0.012 | 5.77 | DEER:Res:ClothesDishWasher | Annual | 1719 |  | Appl-CW-Top-ElecDHW-GasDry-Tier3DEER2018 | Appl-CW-Top-ElecDHW-GasDry-Tier3AnyMFm2015CZ16DEER2018 | 12047
Appl-CW-Top-ElecDHW-GasDry-Tier3 | DEER2018 | D17 v3 |  | Any | MFm | 2017 | CZ08 | rDXGF | Household | 1 | 1206 | None | 163 | 0.025 | 12.5 | 66.7 | 0.011 | 6.57 | 163 | 0.025 | 12.5 | 66.7 | 0.011 | 6.57 | DEER:Res:ClothesDishWasher | Annual | 1719 |  | Appl-CW-Top-ElecDHW-GasDry-Tier3DEER2018 | Appl-CW-Top-ElecDHW-GasDry-Tier3AnyMFm2017CZ08DEER2018 | 12048
Appl-CW-Top-ElecDHW-GasDry-Tier3 | DEER2018 | D17 v3 |  | Any | SFm | 2011 | CZ02 | rDXGF | Household | 1 | 1948.8 | None | 206 | 0.039 | 12.5 | 82.2 | 0.017 | 6.43 | 206 | 0.039 | 12.5 | 82.2 | 0.017 | 6.43 | DEER:Res:ClothesDishWasher | Annual | 1719 |  | Appl-CW-Top-ElecDHW-GasDry-Tier3DEER2018 | Appl-CW-Top-ElecDHW-GasDry-Tier3AnySFm2011CZ02DEER2018 | 12049
Appl-CW-Top-ElecDHW-GasDry-Tier3 | DEER2018 | D17 v3 |  | Any | DMo | MH85 | CZ02 | rDXGF | Household | 1 | 1242 | None | 170 | 0.047 | 9.86 | 70.2 | 0.023 | 5.07 | 170 | 0.047 | 9.86 | 70.2 | 0.023 | 5.07 | DEER:Res:ClothesDishWasher | Annual | 1719 |  | Appl-CW-Top-ElecDHW-GasDry-Tier3DEER2018 | Appl-CW-Top-ElecDHW-GasDry-Tier3AnyDMoMH85CZ02DEER2018 | 12050
Appl-CW-Top-ElecDHW-GasDry-Tier3 | DEER2018 | D17 v3 |  | Any | DMo | MH72 | CZ07 | rDXGF | Household | 1 | 1196 | None | 172 | 0.03 | 11.8 | 71.1 | 0.015 | 6.15 | 172 | 0.03 | 11.8 | 71.1 | 0.015 | 6.15 | DEER:Res:ClothesDishWasher | Annual | 1719 |  | Appl-CW-Top-ElecDHW-GasDry-Tier3DEER2018 | Appl-CW-Top-ElecDHW-GasDry-Tier3AnyDMoMH72CZ07DEER2018 | 12051
Appl-CW-Top-ElecDHW-GasDry-Tier3 | DEER2018 | D17 v3 |  | Any | SFm | 1996 | CZ08 | rDXGF | Household | 1 | 2297 | None | 206 | 0.034 | 14.5 | 85.7 | 0.008 | 7.53 | 206 | 0.034 | 14.5 | 85.7 | 0.008 | 7.53 | DEER:Res:ClothesDishWasher | Annual | 1719 |  | Appl-CW-Top-ElecDHW-GasDry-Tier3DEER2018 | Appl-CW-Top-ElecDHW-GasDry-Tier3AnySFm1996CZ08DEER2018 | 12052
Appl-CW-Top-ElecDHW-GasDry-Tier3 | DEER2018 | D17 v3 |  | Any | MFm | 2015 | CZ11 | rDXGF | Household | 1 | 1073.2 | None | 163 | 0.026 | 11.9 | 66.8 | 0.012 | 6.21 | 163 | 0.026 | 11.9 | 66.8 | 0.012 | 6.21 | DEER:Res:ClothesDishWasher | Annual | 1719 |  | Appl-CW-Top-ElecDHW-GasDry-Tier3DEER2018 | Appl-CW-Top-ElecDHW-GasDry-Tier3AnyMFm2015CZ11DEER2018 | 12053
Appl-CW-Top-ElecDHW-GasDry-Tier3 | DEER2018 | D17 v3 |  | Any | MFm | 1975 | CZ06 | rDXGF | Household | 1 | 1047.7 | None | 163 | 0.031 | 11.9 | 65.9 | 0.014 | 6.22 | 163 | 0.031 | 11.9 | 65.9 | 0.014 | 6.22 | DEER:Res:ClothesDishWasher | Annual | 1719 |  | Appl-CW-Top-ElecDHW-GasDry-Tier3DEER2018 | Appl-CW-Top-ElecDHW-GasDry-Tier3AnyMFm1975CZ06DEER2018 | 12054
Appl-CW-Top-ElecDHW-GasDry-Tier3 | DEER2018 | D17 v3 |  | Any | SFm | 2017 | CZ13 | rDXGF | Household | 1 | 1948.8 | None | 200 | 0.032 | 14 | 82.1 | 0.014 | 7.28 | 200 | 0.032 | 14 | 82.1 | 0.014 | 7.28 | DEER:Res:ClothesDishWasher | Annual | 1719 |  | Appl-CW-Top-ElecDHW-GasDry-Tier3DEER2018 | Appl-CW-Top-ElecDHW-GasDry-Tier3AnySFm2017CZ13DEER2018 | 12055
Appl-CW-Top-ElecDHW-GasDry-Tier3 | DEER2018 | D17 v3 |  | Any | SFm | 2003 | CZ06 | rDXGF | Household | 1 | 2392.9 | None | 208 | 0.041 | 14.5 | 84.8 | 0.016 | 7.54 | 208 | 0.041 | 14.5 | 84.8 | 0.016 | 7.54 | DEER:Res:ClothesDishWasher | Annual | 1719 |  | Appl-CW-Top-ElecDHW-GasDry-Tier3DEER2018 | Appl-CW-Top-ElecDHW-GasDry-Tier3AnySFm2003CZ06DEER2018 | 12056
Appl-CW-Top-ElecDHW-GasDry-Tier3 | DEER2018 | D17 v3 |  | Any | DMo | MH72 | CZ09 | rDXGF | Household | 1 | 1196 | None | 176 | 0.03 | 11.7 | 74.9 | 0.013 | 6.11 | 176 | 0.03 | 11.7 | 74.9 | 0.013 | 6.11 | DEER:Res:ClothesDishWasher | Annual | 1719 |  | Appl-CW-Top-ElecDHW-GasDry-Tier3DEER2018 | Appl-CW-Top-ElecDHW-GasDry-Tier3AnyDMoMH72CZ09DEER2018 | 12057
Appl-CW-Top-ElecDHW-GasDry-Tier3 | DEER2018 | D17 v3 |  | Any | DMo | MH15 | CZ08 | rDXGF | Household | 1 | 1242 | None | 171 | 0.028 | 12 | 71.4 | 0.012 | 6.25 | 171 | 0.028 | 12 | 71.4 | 0.012 | 6.25 | DEER:Res:ClothesDishWasher | Annual | 1719 |  | Appl-CW-Top-ElecDHW-GasDry-Tier3DEER2018 | Appl-CW-Top-ElecDHW-GasDry-Tier3AnyDMoMH15CZ08DEER2018 | 12058
Appl-CW-Top-ElecDHW-GasDry-Tier3 | DEER2018 | D17 v3 |  | Any | DMo | MH85 | CZ01 | rDXGF | Household | 1 | 1242 | None | 162 | 0.022 | 9.3 | 62.5 | 0.009 | 4.76 | 162 | 0.022 | 9.3 | 62.5 | 0.009 | 4.76 | DEER:Res:ClothesDishWasher | Annual | 1719 |  | Appl-CW-Top-ElecDHW-GasDry-Tier3DEER2018 | Appl-CW-Top-ElecDHW-GasDry-Tier3AnyDMoMH85CZ01DEER2018 | 12059
Appl-CW-Top-ElecDHW-GasDry-Tier3 | DEER2018 | D17 v3 |  | Any | MFm | 1996 | CZ12 | rDXGF | Household | 1 | 1031.9 | None | 164 | 0.033 | 11.6 | 66.2 | 0.015 | 6.03 | 164 | 0.033 | 11.6 | 66.2 | 0.015 | 6.03 | DEER:Res:ClothesDishWasher | Annual | 1719 |  | Appl-CW-Top-ElecDHW-GasDry-Tier3DEER2018 | Appl-CW-Top-ElecDHW-GasDry-Tier3AnyMFm1996CZ12DEER2018 | 12060
Appl-CW-Top-ElecDHW-GasDry-Tier3 | DEER2018 | D17 v3 |  | Any | SFm | 2011 | CZ01 | rDXGF | Household | 1 | 2295.6 | None | 204 | 0.028 | 12.9 | 78.7 | 0.011 | 6.66 | 204 | 0.028 | 12.9 | 78.7 | 0.011 | 6.66 | DEER:Res:ClothesDishWasher | Annual | 1719 |  | Appl-CW-Top-ElecDHW-GasDry-Tier3DEER2018 | Appl-CW-Top-ElecDHW-GasDry-Tier3AnySFm2011CZ01DEER2018 | 12061
Appl-CW-Top-ElecDHW-GasDry-Tier3 | DEER2018 | D17 v3 |  | Any | SFm | 1985 | CZ06 | rDXGF | Household | 1 | 2064 | None | 203 | 0.046 | 13.7 | 82 | 0.025 | 7.11 | 203 | 0.046 | 13.7 | 82 | 0.025 | 7.11 | DEER:Res:ClothesDishWasher | Annual | 1719 |  | Appl-CW-Top-ElecDHW-GasDry-Tier3DEER2018 | Appl-CW-Top-ElecDHW-GasDry-Tier3AnySFm1985CZ06DEER2018 | 12062
Appl-CW-Top-ElecDHW-GasDry-Tier3 | DEER2018 | D17 v3 |  | Any | DMo | MH85 | CZ04 | rDXGF | Household | 1 | 1242 | None | 172 | 0.037 | 10.6 | 71.5 | 0.016 | 5.48 | 172 | 0.037 | 10.6 | 71.5 | 0.016 | 5.48 | DEER:Res:ClothesDishWasher | Annual | 1719 |  | Appl-CW-Top-ElecDHW-GasDry-Tier3DEER2018 | Appl-CW-Top-ElecDHW-GasDry-Tier3AnyDMoMH85CZ04DEER2018 | 12063
Appl-CW-Top-ElecDHW-GasDry-Tier3 | DEER2018 | D17 v3 |  | Any | SFm | 2011 | CZ04 | rDXGF | Household | 1 | 2295.6 | None | 206 | 0.044 | 13.4 | 83.4 | 0.022 | 6.96 | 206 | 0.044 | 13.4 | 83.4 | 0.022 | 6.96 | DEER:Res:ClothesDishWasher | Annual | 1719 |  | Appl-CW-Top-ElecDHW-GasDry-Tier3DEER2018 | Appl-CW-Top-ElecDHW-GasDry-Tier3AnySFm2011CZ04DEER2018 | 12064
Appl-CW-Top-ElecDHW-GasDry-Tier3 | DEER2018 | D17 v3 |  | Any | MFm | 2015 | CZ07 | rDXGF | Household | 1 | 1206 | None | 165 | 0.026 | 12.3 | 67.2 | 0.011 | 6.41 | 165 | 0.026 | 12.3 | 67.2 | 0.011 | 6.41 | DEER:Res:ClothesDishWasher | Annual | 1719 |  | Appl-CW-Top-ElecDHW-GasDry-Tier3DEER2018 | Appl-CW-Top-ElecDHW-GasDry-Tier3AnyMFm2015CZ07DEER2018 | 12065
Appl-CW-Top-ElecDHW-GasDry-Tier3 | DEER2018 | D17 v3 |  | Any | DMo | MH72 | CZ11 | rDXGF | Household | 1 | 1196 | None | 171 | 0.033 | 11.3 | 71.6 | 0.016 | 5.88 | 171 | 0.033 | 11.3 | 71.6 | 0.016 | 5.88 | DEER:Res:ClothesDishWasher | Annual | 1719 |  | Appl-CW-Top-ElecDHW-GasDry-Tier3DEER2018 | Appl-CW-Top-ElecDHW-GasDry-Tier3AnyDMoMH72CZ11DEER2018 | 12066
Appl-CW-Top-ElecDHW-GasDry-Tier3 | DEER2018 | D17 v3 |  | Any | MFm | 1985 | CZ02 | rDXGF | Household | 1 | 1152 | None | 162 | 0.028 | 10.9 | 63.4 | 0.01 | 5.44 | 162 | 0.028 | 10.9 | 63.4 | 0.01 | 5.44 | DEER:Res:ClothesDishWasher | Annual | 1719 |  | Appl-CW-Top-ElecDHW-GasDry-Tier3DEER2018 | Appl-CW-Top-ElecDHW-GasDry-Tier3AnyMFm1985CZ02DEER2018 | 12067
Appl-CW-Top-ElecDHW-GasDry-Tier3 | DEER2018 | D17 v3 |  | Any | MFm | 2017 | CZ07 | rDXGF | Household | 1 | 1206 | None | 165 | 0.026 | 12.3 | 67.8 | 0.012 | 6.42 | 165 | 0.026 | 12.3 | 67.8 | 0.012 | 6.42 | DEER:Res:ClothesDishWasher | Annual | 1719 |  | Appl-CW-Top-ElecDHW-GasDry-Tier3DEER2018 | Appl-CW-Top-ElecDHW-GasDry-Tier3AnyMFm2017CZ07DEER2018 | 12068
Appl-CW-Top-ElecDHW-GasDry-Tier3 | DEER2018 | D17 v3 |  | Any | SFm | 2007 | CZ14 | rDXGF | Household | 1 | 2160.9 | None | 208 | 0.031 | 13.1 | 85.8 | 0.014 | 6.76 | 208 | 0.031 | 13.1 | 85.8 | 0.014 | 6.76 | DEER:Res:ClothesDishWasher | Annual | 1719 |  | Appl-CW-Top-ElecDHW-GasDry-Tier3DEER2018 | Appl-CW-Top-ElecDHW-GasDry-Tier3AnySFm2007CZ14DEER2018 | 12069
Appl-CW-Top-ElecDHW-GasDry-Tier3 | DEER2018 | D17 v3 |  | Any | SFm | 1996 | CZ07 | rDXGF | Household | 1 | 2297 | None | 211 | 0.076 | 16.9 | 86.1 | 0.041 | 8.22 | 211 | 0.076 | 16.9 | 86.1 | 0.041 | 8.22 | DEER:Res:ClothesDishWasher | Annual | 1719 |  | Appl-CW-Top-ElecDHW-GasDry-Tier3DEER2018 | Appl-CW-Top-ElecDHW-GasDry-Tier3AnySFm1996CZ07DEER2018 | 12070
Appl-CW-Top-ElecDHW-GasDry-Tier3 | DEER2018 | D17 v3 |  | Any | MFm | 2007 | CZ03 | rDXGF | Household | 1 | 998.7 | None | 158 | 0.024 | 11.1 | 62 | 0.01 | 5.82 | 158 | 0.024 | 11.1 | 62 | 0.01 | 5.82 | DEER:Res:ClothesDishWasher | Annual | 1719 |  | Appl-CW-Top-ElecDHW-GasDry-Tier3DEER2018 | Appl-CW-Top-ElecDHW-GasDry-Tier3AnyMFm2007CZ03DEER2018 | 12071
Appl-CW-Top-ElecDHW-GasDry-Tier3 | DEER2018 | D17 v3 |  | Any | MFm | 2011 | CZ06 | rDXGF | Household | 1 | 1206 | None | 160 | 0.027 | 12 | 64.3 | 0.011 | 6.26 | 160 | 0.027 | 12 | 64.3 | 0.011 | 6.26 | DEER:Res:ClothesDishWasher | Annual | 1719 |  | Appl-CW-Top-ElecDHW-GasDry-Tier3DEER2018 | Appl-CW-Top-ElecDHW-GasDry-Tier3AnyMFm2011CZ06DEER2018 | 12072
Appl-CW-Top-ElecDHW-GasDry-Tier3 | DEER2018 | D17 v3 |  | Any | MFm | 1985 | CZ01 | rDXGF | Household | 1 | 1152 | None | 164 | 0.023 | 9.69 | 62.8 | 0.009 | 4.97 | 164 | 0.023 | 9.69 | 62.8 | 0.009 | 4.97 | DEER:Res:ClothesDishWasher | Annual | 1719 |  | Appl-CW-Top-ElecDHW-GasDry-Tier3DEER2018 | Appl-CW-Top-ElecDHW-GasDry-Tier3AnyMFm1985CZ01DEER2018 | 12073
Appl-CW-Top-ElecDHW-GasDry-Tier3 | DEER2018 | D17 v3 |  | Any | SFm | 2007 | CZ10 | rDXGF | Household | 1 | 1948.8 | None | 205 | 0.03 | 13.6 | 84.9 | 0.013 | 7.08 | 205 | 0.03 | 13.6 | 84.9 | 0.013 | 7.08 | DEER:Res:ClothesDishWasher | Annual | 1719 |  | Appl-CW-Top-ElecDHW-GasDry-Tier3DEER2018 | Appl-CW-Top-ElecDHW-GasDry-Tier3AnySFm2007CZ10DEER2018 | 12074
Appl-CW-Top-ElecDHW-GasDry-Tier3 | DEER2018 | D17 v3 |  | Any | DMo | MH00 | CZ11 | rDXGF | Household | 1 | 1242 | None | 171 | 0.035 | 10.8 | 71.6 | 0.017 | 5.58 | 171 | 0.035 | 10.8 | 71.6 | 0.017 | 5.58 | DEER:Res:ClothesDishWasher | Annual | 1719 |  | Appl-CW-Top-ElecDHW-GasDry-Tier3DEER2018 | Appl-CW-Top-ElecDHW-GasDry-Tier3AnyDMoMH00CZ11DEER2018 | 12075
Appl-CW-Top-ElecDHW-GasDry-Tier3 | DEER2018 | D17 v3 |  | Any | MFm | 2007 | CZ15 | rDXGF | Household | 1 | 1094.6 | None | 153 | 0.022 | 12.8 | 65.4 | 0.01 | 6.72 | 153 | 0.022 | 12.8 | 65.4 | 0.01 | 6.72 | DEER:Res:ClothesDishWasher | Annual | 1719 |  | Appl-CW-Top-ElecDHW-GasDry-Tier3DEER2018 | Appl-CW-Top-ElecDHW-GasDry-Tier3AnyMFm2007CZ15DEER2018 | 12076
Appl-CW-Top-ElecDHW-GasDry-Tier3 | DEER2018 | D17 v3 |  | Any | DMo | MH06 | CZ11 | rDXGF | Household | 1 | 1242 | None | 168 | 0.032 | 11.2 | 70.1 | 0.015 | 5.84 | 168 | 0.032 | 11.2 | 70.1 | 0.015 | 5.84 | DEER:Res:ClothesDishWasher | Annual | 1719 |  | Appl-CW-Top-ElecDHW-GasDry-Tier3DEER2018 | Appl-CW-Top-ElecDHW-GasDry-Tier3AnyDMoMH06CZ11DEER2018 | 12077
Appl-CW-Top-ElecDHW-GasDry-Tier3 | DEER2018 | D17 v3 |  | Any | DMo | MH15 | CZ07 | rDXGF | Household | 1 | 1242 | None | 171 | 0.027 | 12.4 | 71.4 | 0.012 | 6.52 | 171 | 0.027 | 12.4 | 71.4 | 0.012 | 6.52 | DEER:Res:ClothesDishWasher | Annual | 1719 |  | Appl-CW-Top-ElecDHW-GasDry-Tier3DEER2018 | Appl-CW-Top-ElecDHW-GasDry-Tier3AnyDMoMH15CZ07DEER2018 | 12078
Appl-CW-Top-ElecDHW-GasDry-Tier3 | DEER2018 | D17 v3 |  | Any | MFm | 1985 | CZ13 | rDXGF | Household | 1 | 1150 | None | 164 | 0.032 | 11.4 | 67.3 | 0.015 | 5.93 | 164 | 0.032 | 11.4 | 67.3 | 0.015 | 5.93 | DEER:Res:ClothesDishWasher | Annual | 1719 |  | Appl-CW-Top-ElecDHW-GasDry-Tier3DEER2018 | Appl-CW-Top-ElecDHW-GasDry-Tier3AnyMFm1985CZ13DEER2018 | 12079
Appl-CW-Top-ElecDHW-GasDry-Tier3 | DEER2018 | D17 v3 |  | Any | SFm | 2015 | CZ14 | rDXGF | Household | 1 | 2160.9 | None | 206 | 0.032 | 13.1 | 84.7 | 0.015 | 6.81 | 206 | 0.032 | 13.1 | 84.7 | 0.015 | 6.81 | DEER:Res:ClothesDishWasher | Annual | 1719 |  | Appl-CW-Top-ElecDHW-GasDry-Tier3DEER2018 | Appl-CW-Top-ElecDHW-GasDry-Tier3AnySFm2015CZ14DEER2018 | 12080
Appl-CW-Top-ElecDHW-GasDry-Tier3 | DEER2018 | D17 v3 |  | Any | SFm | 2015 | CZ10 | rDXGF | Household | 1 | 1948.8 | None | 200 | 0.034 | 13.8 | 81.1 | 0.016 | 7.14 | 200 | 0.034 | 13.8 | 81.1 | 0.016 | 7.14 | DEER:Res:ClothesDishWasher | Annual | 1719 |  | Appl-CW-Top-ElecDHW-GasDry-Tier3DEER2018 | Appl-CW-Top-ElecDHW-GasDry-Tier3AnySFm2015CZ10DEER2018 | 12081
Appl-CW-Top-ElecDHW-GasDry-Tier3 | DEER2018 | D17 v3 |  | Any | SFm | 2003 | CZ08 | rDXGF | Household | 1 | 2392.9 | None | 214 | 0.034 | 14.6 | 89.8 | 0.015 | 7.6 | 214 | 0.034 | 14.6 | 89.8 | 0.015 | 7.6 | DEER:Res:ClothesDishWasher | Annual | 1719 |  | Appl-CW-Top-ElecDHW-GasDry-Tier3DEER2018 | Appl-CW-Top-ElecDHW-GasDry-Tier3AnySFm2003CZ08DEER2018 | 12082
Appl-CW-Top-ElecDHW-GasDry-Tier3 | DEER2018 | D17 v3 |  | Any | MFm | 1975 | CZ08 | rDXGF | Household | 1 | 1047.7 | None | 162 | 0.031 | 12.3 | 66.3 | 0.015 | 6.45 | 162 | 0.031 | 12.3 | 66.3 | 0.015 | 6.45 | DEER:Res:ClothesDishWasher | Annual | 1719 |  | Appl-CW-Top-ElecDHW-GasDry-Tier3DEER2018 | Appl-CW-Top-ElecDHW-GasDry-Tier3AnyMFm1975CZ08DEER2018 | 12083
Appl-CW-Top-ElecDHW-GasDry-Tier3 | DEER2018 | D17 v3 |  | Any | MFm | 2015 | CZ03 | rDXGF | Household | 1 | 998.7 | None | 160 | 0.025 | 11.8 | 62.8 | 0.011 | 6.1 | 160 | 0.025 | 11.8 | 62.8 | 0.011 | 6.1 | DEER:Res:ClothesDishWasher | Annual | 1719 |  | Appl-CW-Top-ElecDHW-GasDry-Tier3DEER2018 | Appl-CW-Top-ElecDHW-GasDry-Tier3AnyMFm2015CZ03DEER2018 | 12084
Appl-CW-Top-ElecDHW-GasDry-Tier3 | DEER2018 | D17 v3 |  | Any | MFm | 2011 | CZ09 | rDXGF | Household | 1 | 1126.6 | None | 162 | 0.028 | 12.3 | 66.4 | 0.013 | 6.45 | 162 | 0.028 | 12.3 | 66.4 | 0.013 | 6.45 | DEER:Res:ClothesDishWasher | Annual | 1719 |  | Appl-CW-Top-ElecDHW-GasDry-Tier3DEER2018 | Appl-CW-Top-ElecDHW-GasDry-Tier3AnyMFm2011CZ09DEER2018 | 12085
Appl-CW-Top-ElecDHW-GasDry-Tier3 | DEER2018 | D17 v3 |  | Any | SFm | 1975 | CZ12 | rDXGF | Household | 1 | 1528 | None | 206 | 0.047 | 13.3 | 84 | 0.023 | 6.85 | 206 | 0.047 | 13.3 | 84 | 0.023 | 6.85 | DEER:Res:ClothesDishWasher | Annual | 1719 |  | Appl-CW-Top-ElecDHW-GasDry-Tier3DEER2018 | Appl-CW-Top-ElecDHW-GasDry-Tier3AnySFm1975CZ12DEER2018 | 12086
Appl-CW-Top-ElecDHW-GasDry-Tier3 | DEER2018 | D17 v3 |  | Any | MFm | 2015 | CZ15 | rDXGF | Household | 1 | 1094.6 | None | 152 | 0.022 | 12.9 | 64.8 | 0.01 | 6.75 | 152 | 0.022 | 12.9 | 64.8 | 0.01 | 6.75 | DEER:Res:ClothesDishWasher | Annual | 1719 |  | Appl-CW-Top-ElecDHW-GasDry-Tier3DEER2018 | Appl-CW-Top-ElecDHW-GasDry-Tier3AnyMFm2015CZ15DEER2018 | 12087
Appl-CW-Top-ElecDHW-GasDry-Tier3 | DEER2018 | D17 v3 |  | Any | MFm | 2003 | CZ12 | rDXGF | Household | 1 | 1073.2 | None | 166 | 0.031 | 11.9 | 67.5 | 0.014 | 6.2 | 166 | 0.031 | 11.9 | 67.5 | 0.014 | 6.2 | DEER:Res:ClothesDishWasher | Annual | 1719 |  | Appl-CW-Top-ElecDHW-GasDry-Tier3DEER2018 | Appl-CW-Top-ElecDHW-GasDry-Tier3AnyMFm2003CZ12DEER2018 | 12088
Appl-CW-Top-ElecDHW-GasDry-Tier3 | DEER2018 | D17 v3 |  | Any | SFm | 2011 | CZ05 | rDXGF | Household | 1 | 2295.6 | None | 198 | 0.041 | 11.7 | 77 | 0.018 | 6.04 | 198 | 0.041 | 11.7 | 77 | 0.018 | 6.04 | DEER:Res:ClothesDishWasher | Annual | 1719 |  | Appl-CW-Top-ElecDHW-GasDry-Tier3DEER2018 | Appl-CW-Top-ElecDHW-GasDry-Tier3AnySFm2011CZ05DEER2018 | 12089
Appl-CW-Top-ElecDHW-GasDry-Tier3 | DEER2018 | D17 v3 |  | Any | DMo | MH85 | CZ05 | rDXGF | Household | 1 | 1242 | None | 164 | 0.041 | 9.59 | 64.9 | 0.02 | 4.91 | 164 | 0.041 | 9.59 | 64.9 | 0.02 | 4.91 | DEER:Res:ClothesDishWasher | Annual | 1719 |  | Appl-CW-Top-ElecDHW-GasDry-Tier3DEER2018 | Appl-CW-Top-ElecDHW-GasDry-Tier3AnyDMoMH85CZ05DEER2018 | 12090
Appl-CW-Top-ElecDHW-GasDry-Tier3 | DEER2018 | D17 v3 |  | Any | MFm | 2017 | CZ15 | rDXGF | Household | 1 | 1094.6 | None | 151 | 0.022 | 12.9 | 64.1 | 0.01 | 6.74 | 151 | 0.022 | 12.9 | 64.1 | 0.01 | 6.74 | DEER:Res:ClothesDishWasher | Annual | 1719 |  | Appl-CW-Top-ElecDHW-GasDry-Tier3DEER2018 | Appl-CW-Top-ElecDHW-GasDry-Tier3AnyMFm2017CZ15DEER2018 | 12091
Appl-CW-Top-ElecDHW-GasDry-Tier3 | DEER2018 | D17 v3 |  | Any | MFm | 1996 | CZ14 | rDXGF | Household | 1 | 1086 | None | 169 | 0.024 | 11.9 | 70 | 0.011 | 6.23 | 169 | 0.024 | 11.9 | 70 | 0.011 | 6.23 | DEER:Res:ClothesDishWasher | Annual | 1719 |  | Appl-CW-Top-ElecDHW-GasDry-Tier3DEER2018 | Appl-CW-Top-ElecDHW-GasDry-Tier3AnyMFm1996CZ14DEER2018 | 12092
Appl-CW-Top-ElecDHW-GasDry-Tier3 | DEER2018 | D17 v3 |  | Any | SFm | 2003 | CZ16 | rDXGF | Household | 1 | 2295.6 | None | 214 | 0.04 | 13.9 | 84.1 | 0.018 | 7.22 | 214 | 0.04 | 13.9 | 84.1 | 0.018 | 7.22 | DEER:Res:ClothesDishWasher | Annual | 1719 |  | Appl-CW-Top-ElecDHW-GasDry-Tier3DEER2018 | Appl-CW-Top-ElecDHW-GasDry-Tier3AnySFm2003CZ16DEER2018 | 12093
Appl-CW-Top-ElecDHW-GasDry-Tier3 | DEER2018 | D17 v3 |  | Any | SFm | 2017 | CZ10 | rDXGF | Household | 1 | 1948.8 | None | 200 | 0.035 | 13.9 | 81.6 | 0.016 | 7.22 | 200 | 0.035 | 13.9 | 81.6 | 0.016 | 7.22 | DEER:Res:ClothesDishWasher | Annual | 1719 |  | Appl-CW-Top-ElecDHW-GasDry-Tier3DEER2018 | Appl-CW-Top-ElecDHW-GasDry-Tier3AnySFm2017CZ10DEER2018 | 12094
Appl-CW-Top-ElecDHW-GasDry-Tier3 | DEER2018 | D17 v3 |  | Any | MFm | 1975 | CZ16 | rDXGF | Household | 1 | 1070.2 | None | 174 | 0.029 | 11.3 | 68.6 | 0.012 | 5.85 | 174 | 0.029 | 11.3 | 68.6 | 0.012 | 5.85 | DEER:Res:ClothesDishWasher | Annual | 1719 |  | Appl-CW-Top-ElecDHW-GasDry-Tier3DEER2018 | Appl-CW-Top-ElecDHW-GasDry-Tier3AnyMFm1975CZ16DEER2018 | 12095
Appl-CW-Top-ElecDHW-GasDry-Tier3 | DEER2018 | D17 v3 |  | Any | MFm | 2017 | CZ03 | rDXGF | Household | 1 | 998.7 | None | 160 | 0.025 | 11.5 | 62.7 | 0.01 | 6.09 | 160 | 0.025 | 11.5 | 62.7 | 0.01 | 6.09 | DEER:Res:ClothesDishWasher | Annual | 1719 |  | Appl-CW-Top-ElecDHW-GasDry-Tier3DEER2018 | Appl-CW-Top-ElecDHW-GasDry-Tier3AnyMFm2017CZ03DEER2018 | 12096
Appl-CW-Top-ElecDHW-GasDry-Tier3 | DEER2018 | D17 v3 |  | Any | SFm | 2017 | CZ14 | rDXGF | Household | 1 | 2160.9 | None | 205 | 0.031 | 13.1 | 84.5 | 0.014 | 6.76 | 205 | 0.031 | 13.1 | 84.5 | 0.014 | 6.76 | DEER:Res:ClothesDishWasher | Annual | 1719 |  | Appl-CW-Top-ElecDHW-GasDry-Tier3DEER2018 | Appl-CW-Top-ElecDHW-GasDry-Tier3AnySFm2017CZ14DEER2018 | 12097
Appl-CW-Top-ElecDHW-GasDry-Tier3 | DEER2018 | D17 v3 |  | Any | DMo | MH15 | CZ15 | rDXGF | Household | 1 | 1242 | None | 162 | 0.025 | 12.5 | 71.4 | 0.012 | 6.58 | 162 | 0.025 | 12.5 | 71.4 | 0.012 | 6.58 | DEER:Res:ClothesDishWasher | Annual | 1719 |  | Appl-CW-Top-ElecDHW-GasDry-Tier3DEER2018 | Appl-CW-Top-ElecDHW-GasDry-Tier3AnyDMoMH15CZ15DEER2018 | 12098
Appl-CW-Top-ElecDHW-GasDry-Tier3 | DEER2018 | D17 v3 |  | Any | MFm | 1996 | CZ10 | rDXGF | Household | 1 | 1093.6 | None | 158 | 0.037 | 11.9 | 63.8 | 0.017 | 6.11 | 158 | 0.037 | 11.9 | 63.8 | 0.017 | 6.11 | DEER:Res:ClothesDishWasher | Annual | 1719 |  | Appl-CW-Top-ElecDHW-GasDry-Tier3DEER2018 | Appl-CW-Top-ElecDHW-GasDry-Tier3AnyMFm1996CZ10DEER2018 | 12099

## 2017MC2output
Results for DEER2017 Version
lastmod | measure_id | bldgtype | bldgvint | bldgloc | bldghvac | tstat | normunit | numunits | measarea | apre_kwh_tot | apre_kwh_ltg | apre_kwh_task | apre_kwh_equip | apre_kwh_htg | apre_kwh_clg | apre_kwh_twr | apre_kwh_aux | apre_kwh_vent | apre_kwh_venthtg | apre_kwh_ventclg | apre_kwh_refg | apre_kwh_hpsup | apre_kwh_shw | apre_kwh_ext | apre_thm_tot | apre_thm_equip | apre_thm_htg | apre_thm_shw | apre_kwpp_tot | apre_kwpp_ltg | apre_kwpp_equip | astd_kwh_tot | astd_kwh_ltg | astd_kwh_task | astd_kwh_equip | astd_kwh_htg | astd_kwh_clg | astd_kwh_twr | astd_kwh_aux | astd_kwh_vent | astd_kwh_venthtg | astd_kwh_ventclg | astd_kwh_refg | astd_kwh_hpsup | astd_kwh_shw | astd_kwh_ext | astd_thm_tot | astd_thm_equip | astd_thm_htg | astd_thm_shw | astd_kwpp_tot | astd_kwpp_ltg | astd_kwpp_equip | base_techid | Index
42958.3843 | Appl-CW-Front-ElecDHW-ElecDry-Tier1 | DMo | MH00 | CZ01 | rDXGF | -1 | Household | 1 | 1242 | 134 | 0 | 0 | 129 | 0 | 0 | 0 | -0.1 | -0.2 | -0.2 | 0 | 0 | 0 | 5 | 0 | -0.44 | 0 | -0.44 | 0 | 0.018 | 0 | 0.018 | 119 | 0 | 0 | 113 | 0 | 0 | 0 | -0.1 | -0.2 | -0.2 | 0 | 0 | 0 | 6.6 | 0 | -0.34 | 0 | -0.34 | 0 | 0.016 | 0 | 0.016 | PreCW-Front-ElecDHW-ElecDry | Appl-CW-Front-ElecDHW-ElecDry-Tier1AnyDMoMH00CZ01DEER2017 | 0
42958.3843 | Appl-CW-Front-ElecDHW-ElecDry-Tier1 | DMo | MH00 | CZ02 | rDXGF | -1 | Household | 1 | 1242 | 135 | 0 | 0 | 129 | 0 | 1.7 | 0 | 0 | 0 | -0.2 | 0.2 | 0 | 0 | 4.6 | 0 | -0.36 | 0 | -0.36 | 0 | 0.014 | 0 | 0.018 | 120 | 0 | 0 | 113 | 0 | 1.4 | 0 | 0 | 0 | -0.2 | 0.2 | 0 | 0 | 6.2 | 0 | -0.28 | 0 | -0.29 | 0 | 0.012 | 0 | 0.015 | PreCW-Front-ElecDHW-ElecDry | Appl-CW-Front-ElecDHW-ElecDry-Tier1AnyDMoMH00CZ02DEER2017 | 0
42958.3843 | Appl-CW-Front-ElecDHW-ElecDry-Tier1 | DMo | MH00 | CZ03 | rDXGF | -1 | Household | 1 | 1242 | 134 | 0 | 0 | 129 | 0 | 0.7 | 0 | 0 | -0.1 | -0.3 | 0.1 | 0 | 0 | 4.7 | 0 | -0.42 | 0 | -0.42 | 0 | 0.021 | 0 | 0.017 | 120 | 0 | 0 | 113 | 0 | 0.6 | 0 | 0 | -0.1 | -0.2 | 0.1 | 0 | 0 | 6.2 | 0 | -0.33 | 0 | -0.33 | 0 | 0.018 | 0 | 0.015 | PreCW-Front-ElecDHW-ElecDry | Appl-CW-Front-ElecDHW-ElecDry-Tier1AnyDMoMH00CZ03DEER2017 | 0
42958.3843 | Appl-CW-Front-ElecDHW-ElecDry-Tier1 | DMo | MH00 | CZ04 | rDXGF | -1 | Household | 1 | 1242 | 135 | 0 | 0 | 129 | 0 | 2.1 | 0 | 0 | 0 | -0.3 | 0.3 | 0 | 0 | 4.5 | 0 | -0.39 | 0 | -0.39 | 0 | 0.02 | 0 | 0.018 | 122 | 0 | 0 | 113 | 0 | 2.8 | 0 | 0 | 0.2 | -0.2 | 0.4 | 0 | 0 | 6 | 0 | -0.31 | 0 | -0.31 | 0 | 0.018 | 0 | 0.016 | PreCW-Front-ElecDHW-ElecDry | Appl-CW-Front-ElecDHW-ElecDry-Tier1AnyDMoMH00CZ04DEER2017 | 0
42958.3843 | Appl-CW-Front-ElecDHW-ElecDry-Tier1 | DMo | MH00 | CZ05 | rDXGF | -1 | Household | 1 | 1242 | 134 | 0 | 0 | 129 | 0 | 0.6 | 0 | -0.1 | -0.3 | -0.4 | 0.1 | 0 | 0 | 4.8 | 0 | -0.65 | 0 | -0.65 | 0 | 0.02 | 0 | 0.018 | 119 | 0 | 0 | 113 | 0 | 0.5 | 0 | -0.1 | -0.2 | -0.3 | 0.1 | 0 | 0 | 6.3 | 0 | -0.53 | 0 | -0.53 | 0 | 0.018 | 0 | 0.015 | PreCW-Front-ElecDHW-ElecDry | Appl-CW-Front-ElecDHW-ElecDry-Tier1AnyDMoMH00CZ05DEER2017 | 0
42958.3843 | Appl-CW-Front-ElecDHW-ElecDry-Tier1 | DMo | MH00 | CZ06 | rDXGF | -1 | Household | 1 | 1242 | 135 | 0 | 0 | 129 | 0 | 1.9 | 0 | 0 | 0.1 | -0.2 | 0.3 | 0 | 0 | 4.4 | 0 | -0.33 | 0 | -0.33 | 0 | 0.02 | 0 | 0.018 | 120 | 0 | 0 | 113 | 0 | 1.5 | 0 | 0 | 0 | -0.2 | 0.2 | 0 | 0 | 5.8 | 0 | -0.26 | 0 | -0.26 | 0 | 0.018 | 0 | 0.016 | PreCW-Front-ElecDHW-ElecDry | Appl-CW-Front-ElecDHW-ElecDry-Tier1AnyDMoMH00CZ06DEER2017 | 0
42958.3843 | Appl-CW-Front-ElecDHW-ElecDry-Tier1 | DMo | MH00 | CZ07 | rDXGF | -1 | Household | 1 | 1242 | 135 | 0 | 0 | 129 | 0 | 1.7 | 0 | 0 | 0 | -0.2 | 0.2 | 0 | 0 | 4.4 | 0 | -0.27 | 0 | -0.28 | 0 | 0.02 | 0 | 0.018 | 120 | 0 | 0 | 113 | 0 | 1.3 | 0 | 0 | 0 | -0.1 | 0.1 | 0 | 0 | 5.8 | 0 | -0.22 | 0 | -0.22 | 0 | 0.018 | 0 | 0.016 | PreCW-Front-ElecDHW-ElecDry | Appl-CW-Front-ElecDHW-ElecDry-Tier1AnyDMoMH00CZ07DEER2017 | 0
42958.3843 | Appl-CW-Front-ElecDHW-ElecDry-Tier1 | DMo | MH00 | CZ08 | rDXGF | -1 | Household | 1 | 1242 | 136 | 0 | 0 | 129 | 0 | 2.8 | 0 | 0 | 0.2 | -0.1 | 0.3 | 0 | 0 | 4.2 | 0 | -0.27 | 0 | -0.26 | 0 | 0.02 | 0 | 0.017 | 121 | 0 | 0 | 113 | 0 | 2.2 | 0 | 0 | 0.2 | -0.1 | 0.3 | 0 | 0 | 5.7 | 0 | -0.21 | 0 | -0.21 | 0 | 0.017 | 0 | 0.015 | PreCW-Front-ElecDHW-ElecDry | Appl-CW-Front-ElecDHW-ElecDry-Tier1AnyDMoMH00CZ08DEER2017 | 0
42958.3843 | Appl-CW-Front-ElecDHW-ElecDry-Tier1 | DMo | MH00 | CZ09 | rDXGF | -1 | Household | 1 | 1242 | 137 | 0 | 0 | 129 | 0 | 3.4 | 0 | 0 | 0.2 | -0.2 | 0.4 | 0 | 0 | 4.2 | 0 | -0.31 | 0 | -0.31 | 0 | 0.021 | 0 | 0.017 | 122 | 0 | 0 | 113 | 0 | 2.8 | 0 | 0 | 0.2 | -0.2 | 0.3 | 0 | 0 | 5.6 | 0 | -0.24 | 0 | -0.24 | 0 | 0.018 | 0 | 0.015 | PreCW-Front-ElecDHW-ElecDry | Appl-CW-Front-ElecDHW-ElecDry-Tier1AnyDMoMH00CZ09DEER2017 | 0
42958.3843 | Appl-CW-Front-ElecDHW-ElecDry-Tier1 | DMo | MH00 | CZ10 | rDXGF | -1 | Household | 1 | 1242 | 137 | 0 | 0 | 129 | 0 | 3.9 | 0 | -0.1 | 0.3 | -0.2 | 0.5 | 0 | 0 | 4.3 | 0 | -0.28 | 0 | -0.27 | 0 | 0.021 | 0 | 0.018 | 122 | 0 | 0 | 113 | 0 | 3.2 | 0 | -0.1 | 0.2 | -0.2 | 0.4 | 0 | 0 | 5.7 | 0 | -0.22 | 0 | -0.21 | 0 | 0.018 | 0 | 0.016 | PreCW-Front-ElecDHW-ElecDry | Appl-CW-Front-ElecDHW-ElecDry-Tier1AnyDMoMH00CZ10DEER2017 | 0
42958.3843 | Appl-CW-Front-ElecDHW-ElecDry-Tier1 | DMo | MH00 | CZ11 | rDXGF | -1 | Household | 1 | 1242 | 136 | 0 | 0 | 129 | 0 | 2.7 | 0 | -0.1 | 0.1 | -0.2 | 0.3 | 0 | 0 | 4.2 | 0 | -0.34 | 0 | -0.34 | 0 | 0.021 | 0 | 0.018 | 121 | 0 | 0 | 113 | 0 | 2.1 | 0 | -0.1 | 0 | -0.2 | 0.2 | 0 | 0 | 5.7 | 0 | -0.27 | 0 | -0.26 | 0 | 0.018 | 0 | 0.016 | PreCW-Front-ElecDHW-ElecDry | Appl-CW-Front-ElecDHW-ElecDry-Tier1AnyDMoMH00CZ11DEER2017 | 0
42958.3843 | Appl-CW-Front-ElecDHW-ElecDry-Tier1 | DMo | MH00 | CZ12 | rDXGF | -1 | Household | 1 | 1242 | 136 | 0 | 0 | 129 | 0 | 2.6 | 0 | 0 | 0.1 | -0.3 | 0.3 | 0 | 0 | 4.4 | 0 | -0.39 | 0 | -0.39 | 0 | 0.02 | 0 | 0.018 | 121 | 0 | 0 | 113 | 0 | 2.1 | 0 | 0 | 0 | -0.2 | 0.3 | 0 | 0 | 5.9 | 0 | -0.32 | 0 | -0.32 | 0 | 0.017 | 0 | 0.016 | PreCW-Front-ElecDHW-ElecDry | Appl-CW-Front-ElecDHW-ElecDry-Tier1AnyDMoMH00CZ12DEER2017 | 0
42958.3843 | Appl-CW-Front-ElecDHW-ElecDry-Tier1 | DMo | MH00 | CZ13 | rDXGF | -1 | Household | 1 | 1242 | 137 | 0 | 0 | 129 | 0 | 3.4 | 0 | 0 | 0.2 | -0.2 | 0.5 | 0 | 0 | 4.3 | 0 | -0.36 | 0 | -0.37 | 0 | 0.02 | 0 | 0.017 | 121 | 0 | 0 | 113 | 0 | 2.5 | 0 | 0 | 0.1 | -0.2 | 0.3 | 0 | 0 | 5.7 | 0 | -0.29 | 0 | -0.3 | 0 | 0.018 | 0 | 0.015 | PreCW-Front-ElecDHW-ElecDry | Appl-CW-Front-ElecDHW-ElecDry-Tier1AnyDMoMH00CZ13DEER2017 | 0
42958.3843 | Appl-CW-Front-ElecDHW-ElecDry-Tier1 | DMo | MH00 | CZ14 | rDXGF | -1 | Household | 1 | 1242 | 136 | 0 | 0 | 129 | 0 | 3 | 0 | 0 | 0.2 | -0.2 | 0.4 | 0 | 0 | 4.3 | 0 | -0.36 | 0 | -0.36 | 0 | 0.02 | 0 | 0.018 | 121 | 0 | 0 | 113 | 0 | 2.4 | 0 | 0 | 0.1 | -0.2 | 0.3 | 0 | 0 | 5.8 | 0 | -0.28 | 0 | -0.28 | 0 | 0.018 | 0 | 0.016 | PreCW-Front-ElecDHW-ElecDry | Appl-CW-Front-ElecDHW-ElecDry-Tier1AnyDMoMH00CZ14DEER2017 | 0
42958.3843 | Appl-CW-Front-ElecDHW-ElecDry-Tier1 | DMo | MH00 | CZ15 | rDXGF | -1 | Household | 1 | 1242 | 138 | 0 | 0 | 129 | 0 | 4.7 | 0 | -0.1 | 0.5 | -0.1 | 0.6 | 0 | 0 | 3.5 | 0 | -0.12 | 0 | -0.12 | 0 | 0.02 | 0 | 0.018 | 122 | 0 | 0 | 113 | 0 | 3.8 | 0 | 0 | 0.4 | -0.1 | 0.5 | 0 | 0 | 4.7 | 0 | -0.1 | 0 | -0.1 | 0 | 0.017 | 0 | 0.016 | PreCW-Front-ElecDHW-ElecDry | Appl-CW-Front-ElecDHW-ElecDry-Tier1AnyDMoMH00CZ15DEER2017 | 0
42958.3843 | Appl-CW-Front-ElecDHW-ElecDry-Tier1 | DMo | MH00 | CZ16 | rDXGF | -1 | Household | 1 | 1242 | 136 | 0 | 0 | 129 | 0 | 1.7 | 0 | 0 | 0 | -0.2 | 0.2 | 0 | 0 | 5 | 0 | -0.36 | 0 | -0.35 | 0 | 0.025 | 0 | 0.018 | 121 | 0 | 0 | 113 | 0 | 1.2 | 0 | 0 | 0 | -0.2 | 0.2 | 0 | 0 | 6.6 | 0 | -0.28 | 0 | -0.28 | 0 | 0.018 | 0 | 0.015 | PreCW-Front-ElecDHW-ElecDry | Appl-CW-Front-ElecDHW-ElecDry-Tier1AnyDMoMH00CZ16DEER2017 | 0
42958.3843 | Appl-CW-Front-ElecDHW-ElecDry-Tier1 | DMo | MH06 | CZ01 | rDXGF | -1 | Household | 1 | 1242 | 134 | 0 | 0 | 129 | 0 | 0 | 0 | 0 | -0.2 | -0.2 | 0 | 0 | 0 | 5 | 0 | -0.53 | 0 | -0.53 | 0 | 0.019 | 0 | 0.018 | 119 | 0 | 0 | 113 | 0 | 0 | 0 | 0 | -0.2 | -0.2 | 0 | 0 | 0 | 6.7 | 0 | -0.41 | 0 | -0.41 | 0 | 0.017 | 0 | 0.016 | PreCW-Front-ElecDHW-ElecDry | Appl-CW-Front-ElecDHW-ElecDry-Tier1AnyDMoMH06CZ01DEER2017 | 0
42958.3843 | Appl-CW-Front-ElecDHW-ElecDry-Tier1 | DMo | MH06 | CZ02 | rDXGF | -1 | Household | 1 | 1242 | 135 | 0 | 0 | 129 | 0 | 1.8 | 0 | -0.1 | 0.1 | -0.3 | 0.3 | 0 | 0 | 4.7 | 0 | -0.4 | 0 | -0.4 | 0 | 0.02 | 0 | 0.018 | 120 | 0 | 0 | 113 | 0 | 1.4 | 0 | -0.1 | 0.1 | -0.2 | 0.2 | 0 | 0 | 6.2 | 0 | -0.32 | 0 | -0.32 | 0 | 0.017 | 0 | 0.016 | PreCW-Front-ElecDHW-ElecDry | Appl-CW-Front-ElecDHW-ElecDry-Tier1AnyDMoMH06CZ02DEER2017 | 0
42958.3843 | Appl-CW-Front-ElecDHW-ElecDry-Tier1 | DMo | MH06 | CZ03 | rDXGF | -1 | Household | 1 | 1242 | 134 | 0 | 0 | 129 | 0 | 0.8 | 0 | 0 | 0 | -0.1 | 0.1 | 0 | 0 | 4.6 | 0 | -0.26 | 0 | -0.26 | 0 | 0.021 | 0 | 0.018 | 120 | 0 | 0 | 113 | 0 | 0.7 | 0 | 0 | 0 | -0.1 | 0.1 | 0 | 0 | 6.2 | 0 | -0.2 | 0 | -0.2 | 0 | 0.018 | 0 | 0.016 | PreCW-Front-ElecDHW-ElecDry | Appl-CW-Front-ElecDHW-ElecDry-Tier1AnyDMoMH06CZ03DEER2017 | 0
42958.3843 | Appl-CW-Front-ElecDHW-ElecDry-Tier1 | DMo | MH06 | CZ04 | rDXGF | -1 | Household | 1 | 1242 | 135 | 0 | 0 | 129 | 0 | 1.8 | 0 | 0 | 0.1 | -0.2 | 0.3 | 0 | 0 | 4.5 | 0 | -0.35 | 0 | -0.34 | 0 | 0.02 | 0 | 0.018 | 120 | 0 | 0 | 113 | 0 | 1.5 | 0 | 0 | 0.1 | -0.1 | 0.2 | 0 | 0 | 6 | 0 | -0.28 | 0 | -0.28 | 0 | 0.018 | 0 | 0.016 | PreCW-Front-ElecDHW-ElecDry | Appl-CW-Front-ElecDHW-ElecDry-Tier1AnyDMoMH06CZ04DEER2017 | 0
42958.3843 | Appl-CW-Front-ElecDHW-ElecDry-Tier1 | DMo | MH06 | CZ05 | rDXGF | -1 | Household | 1 | 1242 | 134 | 0 | 0 | 129 | 0 | 0.7 | 0 | -0.1 | -0.2 | -0.2 | 0.1 | 0 | 0 | 4.7 | 0 | -0.43 | 0 | -0.43 | 0 | 0.02 | 0 | 0.018 | 120 | 0 | 0 | 113 | 0 | 0.5 | 0 | -0.1 | -0.1 | -0.2 | 0.1 | 0 | 0 | 6.3 | 0 | -0.35 | 0 | -0.35 | 0 | 0.017 | 0 | 0.015 | PreCW-Front-ElecDHW-ElecDry | Appl-CW-Front-ElecDHW-ElecDry-Tier1AnyDMoMH06CZ05DEER2017 | 0
42958.3843 | Appl-CW-Front-ElecDHW-ElecDry-Tier1 | DMo | MH06 | CZ06 | rDXGF | -1 | Household | 1 | 1242 | 135 | 0 | 0 | 129 | 0 | 1.8 | 0 | 0 | 0.2 | 0 | 0.3 | 0 | 0 | 4.4 | 0 | -0.06 | 0 | -0.06 | 0 | 0.02 | 0 | 0.018 | 121 | 0 | 0 | 113 | 0 | 1.5 | 0 | 0 | 0.2 | 0 | 0.2 | 0 | 0 | 5.8 | 0 | -0.05 | 0 | -0.05 | 0 | 0.017 | 0 | 0.016 | PreCW-Front-ElecDHW-ElecDry | Appl-CW-Front-ElecDHW-ElecDry-Tier1AnyDMoMH06CZ06DEER2017 | 0
42958.3843 | Appl-CW-Front-ElecDHW-ElecDry-Tier1 | DMo | MH06 | CZ07 | rDXGF | -1 | Household | 1 | 1242 | 136 | 0 | 0 | 129 | 0 | 2.8 | 0 | 0 | 0.4 | -0.1 | 0.5 | 0 | 0 | 4.3 | 0 | -0.12 | 0 | -0.12 | 0 | 0.02 | 0 | 0.018 | 121 | 0 | 0 | 113 | 0 | 2.4 | 0 | 0 | 0.3 | -0.1 | 0.4 | 0 | 0 | 5.8 | 0 | -0.1 | 0 | -0.1 | 0 | 0.018 | 0 | 0.016 | PreCW-Front-ElecDHW-ElecDry | Appl-CW-Front-ElecDHW-ElecDry-Tier1AnyDMoMH06CZ07DEER2017 | 0
42958.3843 | Appl-CW-Front-ElecDHW-ElecDry-Tier1 | DMo | MH06 | CZ08 | rDXGF | -1 | Household | 1 | 1242 | 137 | 0 | 0 | 129 | 0 | 3.1 | 0 | -0.1 | 0.5 | -0.1 | 0.5 | 0 | 0 | 4.3 | 0 | -0.19 | 0 | -0.19 | 0 | 0.019 | 0 | 0.018 | 122 | 0 | 0 | 113 | 0 | 2.6 | 0 | -0.1 | 0.4 | -0.1 | 0.4 | 0 | 0 | 5.7 | 0 | -0.14 | 0 | -0.14 | 0 | 0.017 | 0 | 0.016 | PreCW-Front-ElecDHW-ElecDry | Appl-CW-Front-ElecDHW-ElecDry-Tier1AnyDMoMH06CZ08DEER2017 | 0
42958.3843 | Appl-CW-Front-ElecDHW-ElecDry-Tier1 | DMo | MH06 | CZ09 | rDXGF | -1 | Household | 1 | 1242 | 136 | 0 | 0 | 129 | 0 | 2.7 | 0 | 0 | 0.4 | -0.1 | 0.4 | 0 | 0 | 4.2 | 0 | -0.22 | 0 | -0.22 | 0 | 0.019 | 0 | 0.018 | 121 | 0 | 0 | 113 | 0 | 2.2 | 0 | 0 | 0.3 | -0.1 | 0.3 | 0 | 0 | 5.6 | 0 | -0.18 | 0 | -0.17 | 0 | 0.017 | 0 | 0.016 | PreCW-Front-ElecDHW-ElecDry | Appl-CW-Front-ElecDHW-ElecDry-Tier1AnyDMoMH06CZ09DEER2017 | 0
42958.3843 | Appl-CW-Front-ElecDHW-ElecDry-Tier1 | DMo | MH06 | CZ10 | rDXGF | -1 | Household | 1 | 1242 | 136 | 0 | 0 | 129 | 0 | 2.8 | 0 | -0.1 | 0.3 | -0.2 | 0.5 | 0 | 0 | 4.2 | 0 | -0.28 | 0 | -0.28 | 0 | 0.019 | 0 | 0.018 | 121 | 0 | 0 | 113 | 0 | 2.2 | 0 | -0.1 | 0.3 | -0.1 | 0.4 | 0 | 0 | 5.7 | 0 | -0.23 | 0 | -0.22 | 0 | 0.017 | 0 | 0.015 | PreCW-Front-ElecDHW-ElecDry | Appl-CW-Front-ElecDHW-ElecDry-Tier1AnyDMoMH06CZ10DEER2017 | 0
42958.3843 | Appl-CW-Front-ElecDHW-ElecDry-Tier1 | DMo | MH06 | CZ11 | rDXGF | -1 | Household | 1 | 1242 | 136 | 0 | 0 | 129 | 0 | 2.2 | 0 | 0 | 0.2 | -0.1 | 0.3 | 0 | 0 | 4.2 | 0 | -0.28 | 0 | -0.27 | 0 | 0.02 | 0 | 0.018 | 121 | 0 | 0 | 113 | 0 | 1.8 | 0 | 0 | 0.2 | -0.1 | 0.3 | 0 | 0 | 5.7 | 0 | -0.22 | 0 | -0.22 | 0 | 0.018 | 0 | 0.015 | PreCW-Front-ElecDHW-ElecDry | Appl-CW-Front-ElecDHW-ElecDry-Tier1AnyDMoMH06CZ11DEER2017 | 0
42958.3843 | Appl-CW-Front-ElecDHW-ElecDry-Tier1 | DMo | MH06 | CZ12 | rDXGF | -1 | Household | 1 | 1242 | 135 | 0 | 0 | 129 | 0 | 2.1 | 0 | -0.1 | 0.1 | -0.2 | 0.4 | 0 | 0 | 4.4 | 0 | -0.37 | 0 | -0.37 | 0 | 0.02 | 0 | 0.017 | 121 | 0 | 0 | 113 | 0 | 1.7 | 0 | -0.1 | 0.1 | -0.2 | 0.3 | 0 | 0 | 5.9 | 0 | -0.29 | 0 | -0.29 | 0 | 0.018 | 0 | 0.015 | PreCW-Front-ElecDHW-ElecDry | Appl-CW-Front-ElecDHW-ElecDry-Tier1AnyDMoMH06CZ12DEER2017 | 0
42958.3843 | Appl-CW-Front-ElecDHW-ElecDry-Tier1 | DMo | MH06 | CZ13 | rDXGF | -1 | Household | 1 | 1242 | 136 | 0 | 0 | 129 | 0 | 2.6 | 0 | 0 | 0.2 | -0.2 | 0.4 | 0 | 0 | 4.2 | 0 | -0.32 | 0 | -0.31 | 0 | 0.02 | 0 | 0.018 | 121 | 0 | 0 | 113 | 0 | 2.1 | 0 | 0 | 0.2 | -0.2 | 0.4 | 0 | 0 | 5.6 | 0 | -0.26 | 0 | -0.25 | 0 | 0.018 | 0 | 0.015 | PreCW-Front-ElecDHW-ElecDry | Appl-CW-Front-ElecDHW-ElecDry-Tier1AnyDMoMH06CZ13DEER2017 | 0
42958.3843 | Appl-CW-Front-ElecDHW-ElecDry-Tier1 | DMo | MH06 | CZ14 | rDXGF | -1 | Household | 1 | 1242 | 136 | 0 | 0 | 129 | 0 | 2.7 | 0 | 0 | 0.3 | -0.1 | 0.4 | 0 | 0 | 4.3 | 0 | -0.32 | 0 | -0.33 | 0 | 0.019 | 0 | 0.017 | 121 | 0 | 0 | 113 | 0 | 2.2 | 0 | 0 | 0.2 | -0.1 | 0.3 | 0 | 0 | 5.7 | 0 | -0.25 | 0 | -0.26 | 0 | 0.017 | 0 | 0.015 | PreCW-Front-ElecDHW-ElecDry | Appl-CW-Front-ElecDHW-ElecDry-Tier1AnyDMoMH06CZ14DEER2017 | 0
42958.3843 | Appl-CW-Front-ElecDHW-ElecDry-Tier1 | DMo | MH06 | CZ15 | rDXGF | -1 | Household | 1 | 1242 | 136 | 0 | 0 | 129 | 0 | 3.6 | 0 | 0 | 0.4 | -0.1 | 0.5 | 0 | 0 | 3.5 | 0 | -0.11 | 0 | -0.11 | 0 | 0.019 | 0 | 0.018 | 121 | 0 | 0 | 113 | 0 | 2.9 | 0 | 0 | 0.3 | -0.1 | 0.4 | 0 | 0 | 4.7 | 0 | -0.08 | 0 | -0.08 | 0 | 0.017 | 0 | 0.016 | PreCW-Front-ElecDHW-ElecDry | Appl-CW-Front-ElecDHW-ElecDry-Tier1AnyDMoMH06CZ15DEER2017 | 0
42958.3843 | Appl-CW-Front-ElecDHW-ElecDry-Tier1 | DMo | MH06 | CZ16 | rDXGF | -1 | Household | 1 | 1242 | 135 | 0 | 0 | 129 | 0 | 1.5 | 0 | -0.1 | 0 | -0.2 | 0.2 | 0 | 0 | 5 | 0 | -0.36 | 0 | -0.36 | 0 | 0.02 | 0 | 0.018 | 121 | 0 | 0 | 113 | 0 | 1.3 | 0 | -0.1 | 0 | -0.1 | 0.2 | 0 | 0 | 6.6 | 0 | -0.29 | 0 | -0.29 | 0 | 0.018 | 0 | 0.015 | PreCW-Front-ElecDHW-ElecDry | Appl-CW-Front-ElecDHW-ElecDry-Tier1AnyDMoMH06CZ16DEER2017 | 0
42958.3843 | Appl-CW-Front-ElecDHW-ElecDry-Tier1 | DMo | MH15 | CZ01 | rDXGF | -1 | Household | 1 | 1242 | 134 | 0 | 0 | 129 | 0 | 0 | 0 | -0.1 | -0.3 | -0.3 | 0 | 0 | 0 | 5 | 0 | -0.49 | 0 | -0.5 | 0 | 0.019 | 0 | 0.018 | 119 | 0 | 0 | 113 | 0 | 0 | 0 | -0.1 | -0.2 | -0.2 | 0 | 0 | 0 | 6.7 | 0 | -0.38 | 0 | -0.39 | 0 | 0.017 | 0 | 0.016 | PreCW-Front-ElecDHW-ElecDry | Appl-CW-Front-ElecDHW-ElecDry-Tier1AnyDMoMH15CZ01DEER2017 | 0
42958.3843 | Appl-CW-Front-ElecDHW-ElecDry-Tier1 | DMo | MH15 | CZ02 | rDXGF | -1 | Household | 1 | 1242 | 135 | 0 | 0 | 129 | 0 | 1.7 | 0 | -0.1 | 0 | -0.2 | 0.2 | 0 | 0 | 4.7 | 0 | -0.41 | 0 | -0.41 | 0 | 0.018 | 0 | 0.018 | 120 | 0 | 0 | 113 | 0 | 1.4 | 0 | 0 | 0 | -0.2 | 0.2 | 0 | 0 | 6.2 | 0 | -0.33 | 0 | -0.33 | 0 | 0.015 | 0 | 0.015 | PreCW-Front-ElecDHW-ElecDry | Appl-CW-Front-ElecDHW-ElecDry-Tier1AnyDMoMH15CZ02DEER2017 | 0
42958.3843 | Appl-CW-Front-ElecDHW-ElecDry-Tier1 | DMo | MH15 | CZ03 | rDXGF | -1 | Household | 1 | 1242 | 134 | 0 | 0 | 129 | 0 | 0.7 | 0 | -0.1 | -0.1 | -0.2 | 0.1 | 0 | 0 | 4.6 | 0 | -0.4 | 0 | -0.41 | 0 | 0.02 | 0 | 0.018 | 119 | 0 | 0 | 113 | 0 | 0.6 | 0 | -0.1 | -0.1 | -0.1 | 0.1 | 0 | 0 | 6.2 | 0 | -0.31 | 0 | -0.32 | 0 | 0.017 | 0 | 0.015 | PreCW-Front-ElecDHW-ElecDry | Appl-CW-Front-ElecDHW-ElecDry-Tier1AnyDMoMH15CZ03DEER2017 | 0
42958.3843 | Appl-CW-Front-ElecDHW-ElecDry-Tier1 | DMo | MH15 | CZ04 | rDXGF | -1 | Household | 1 | 1242 | 135 | 0 | 0 | 129 | 0 | 1.6 | 0 | -0.1 | 0.1 | -0.1 | 0.2 | 0 | 0 | 4.5 | 0 | -0.35 | 0 | -0.35 | 0 | 0.019 | 0 | 0.018 | 120 | 0 | 0 | 113 | 0 | 1.5 | 0 | -0.1 | 0.1 | -0.1 | 0.2 | 0 | 0 | 6 | 0 | -0.29 | 0 | -0.28 | 0 | 0.017 | 0 | 0.016 | PreCW-Front-ElecDHW-ElecDry | Appl-CW-Front-ElecDHW-ElecDry-Tier1AnyDMoMH15CZ04DEER2017 | 0
42958.3843 | Appl-CW-Front-ElecDHW-ElecDry-Tier1 | DMo | MH15 | CZ05 | rDXGF | -1 | Household | 1 | 1242 | 134 | 0 | 0 | 129 | 0 | 0.6 | 0 | 0 | -0.1 | -0.2 | 0.1 | 0 | 0 | 4.7 | 0 | -0.49 | 0 | -0.49 | 0 | 0.02 | 0 | 0.018 | 120 | 0 | 0 | 113 | 0 | 0.5 | 0 | 0 | -0.1 | -0.1 | 0.1 | 0 | 0 | 6.3 | 0 | -0.39 | 0 | -0.39 | 0 | 0.018 | 0 | 0.016 | PreCW-Front-ElecDHW-ElecDry | Appl-CW-Front-ElecDHW-ElecDry-Tier1AnyDMoMH15CZ05DEER2017 | 0
42958.3843 | Appl-CW-Front-ElecDHW-ElecDry-Tier1 | DMo | MH15 | CZ06 | rDXGF | -1 | Household | 1 | 1242 | 135 | 0 | 0 | 129 | 0 | 1.8 | 0 | 0 | 0.1 | -0.1 | 0.3 | 0 | 0 | 4.4 | 0 | -0.28 | 0 | -0.28 | 0 | 0.019 | 0 | 0.018 | 120 | 0 | 0 | 113 | 0 | 1.5 | 0 | 0 | 0.1 | -0.1 | 0.2 | 0 | 0 | 5.8 | 0 | -0.23 | 0 | -0.22 | 0 | 0.017 | 0 | 0.015 | PreCW-Front-ElecDHW-ElecDry | Appl-CW-Front-ElecDHW-ElecDry-Tier1AnyDMoMH15CZ06DEER2017 | 0
42958.3843 | Appl-CW-Front-ElecDHW-ElecDry-Tier1 | DMo | MH15 | CZ07 | rDXGF | -1 | Household | 1 | 1242 | 136 | 0 | 0 | 129 | 0 | 2.4 | 0 | -0.1 | 0.4 | -0.1 | 0.5 | 0 | 0 | 4.3 | 0 | -0.14 | 0 | -0.14 | 0 | 0.02 | 0 | 0.018 | 121 | 0 | 0 | 113 | 0 | 1.7 | 0 | 0 | 0.3 | -0.1 | 0.3 | 0 | 0 | 5.8 | 0 | -0.12 | 0 | -0.12 | 0 | 0.018 | 0 | 0.015 | PreCW-Front-ElecDHW-ElecDry | Appl-CW-Front-ElecDHW-ElecDry-Tier1AnyDMoMH15CZ07DEER2017 | 0
42958.3843 | Appl-CW-Front-ElecDHW-ElecDry-Tier1 | DMo | MH15 | CZ08 | rDXGF | -1 | Household | 1 | 1242 | 136 | 0 | 0 | 129 | 0 | 2.7 | 0 | 0 | 0.4 | 0 | 0.5 | 0 | 0 | 4.3 | 0 | -0.19 | 0 | -0.19 | 0 | 0.02 | 0 | 0.017 | 121 | 0 | 0 | 113 | 0 | 2.2 | 0 | 0 | 0.3 | 0 | 0.4 | 0 | 0 | 5.7 | 0 | -0.15 | 0 | -0.14 | 0 | 0.017 | 0 | 0.015 | PreCW-Front-ElecDHW-ElecDry | Appl-CW-Front-ElecDHW-ElecDry-Tier1AnyDMoMH15CZ08DEER2017 | 0
42958.3843 | Appl-CW-Front-ElecDHW-ElecDry-Tier1 | DMo | MH15 | CZ09 | rDXGF | -1 | Household | 1 | 1242 | 137 | 0 | 0 | 129 | 0 | 3.1 | 0 | -0.1 | 0.4 | -0.2 | 0.5 | 0 | 0 | 4.2 | 0 | -0.22 | 0 | -0.22 | 0 | 0.02 | 0 | 0.018 | 122 | 0 | 0 | 113 | 0 | 2.7 | 0 | -0.1 | 0.4 | -0.1 | 0.4 | 0 | 0 | 5.6 | 0 | -0.18 | 0 | -0.17 | 0 | 0.018 | 0 | 0.015 | PreCW-Front-ElecDHW-ElecDry | Appl-CW-Front-ElecDHW-ElecDry-Tier1AnyDMoMH15CZ09DEER2017 | 0
42958.3843 | Appl-CW-Front-ElecDHW-ElecDry-Tier1 | DMo | MH15 | CZ10 | rDXGF | -1 | Household | 1 | 1242 | 136 | 0 | 0 | 129 | 0 | 2.5 | 0 | 0 | 0.3 | -0.1 | 0.4 | 0 | 0 | 4.2 | 0 | -0.26 | 0 | -0.26 | 0 | 0.02 | 0 | 0.018 | 121 | 0 | 0 | 113 | 0 | 2 | 0 | 0 | 0.2 | -0.1 | 0.3 | 0 | 0 | 5.7 | 0 | -0.21 | 0 | -0.2 | 0 | 0.017 | 0 | 0.016 | PreCW-Front-ElecDHW-ElecDry | Appl-CW-Front-ElecDHW-ElecDry-Tier1AnyDMoMH15CZ10DEER2017 | 0
42958.3843 | Appl-CW-Front-ElecDHW-ElecDry-Tier1 | DMo | MH15 | CZ11 | rDXGF | -1 | Household | 1 | 1242 | 136 | 0 | 0 | 129 | 0 | 2.2 | 0 | 0 | 0.2 | -0.2 | 0.3 | 0 | 0 | 4.2 | 0 | -0.33 | 0 | -0.32 | 0 | 0.019 | 0 | 0.018 | 121 | 0 | 0 | 113 | 0 | 1.8 | 0 | 0 | 0.1 | -0.1 | 0.3 | 0 | 0 | 5.7 | 0 | -0.26 | 0 | -0.26 | 0 | 0.017 | 0 | 0.015 | PreCW-Front-ElecDHW-ElecDry | Appl-CW-Front-ElecDHW-ElecDry-Tier1AnyDMoMH15CZ11DEER2017 | 0
42958.3843 | Appl-CW-Front-ElecDHW-ElecDry-Tier1 | DMo | MH15 | CZ12 | rDXGF | -1 | Household | 1 | 1242 | 135 | 0 | 0 | 129 | 0 | 2 | 0 | 0 | 0.2 | -0.1 | 0.3 | 0 | 0 | 4.4 | 0 | -0.34 | 0 | -0.34 | 0 | 0.02 | 0 | 0.018 | 120 | 0 | 0 | 113 | 0 | 1.6 | 0 | 0 | 0.1 | -0.1 | 0.2 | 0 | 0 | 5.9 | 0 | -0.27 | 0 | -0.27 | 0 | 0.017 | 0 | 0.016 | PreCW-Front-ElecDHW-ElecDry | Appl-CW-Front-ElecDHW-ElecDry-Tier1AnyDMoMH15CZ12DEER2017 | 0
42958.3843 | Appl-CW-Front-ElecDHW-ElecDry-Tier1 | DMo | MH15 | CZ13 | rDXGF | -1 | Household | 1 | 1242 | 136 | 0 | 0 | 129 | 0 | 2.8 | 0 | -0.1 | 0.3 | -0.1 | 0.4 | 0 | 0 | 4.2 | 0 | -0.3 | 0 | -0.3 | 0 | 0.019 | 0 | 0.017 | 121 | 0 | 0 | 113 | 0 | 2.3 | 0 | -0.1 | 0.3 | -0.1 | 0.3 | 0 | 0 | 5.6 | 0 | -0.24 | 0 | -0.24 | 0 | 0.017 | 0 | 0.015 | PreCW-Front-ElecDHW-ElecDry | Appl-CW-Front-ElecDHW-ElecDry-Tier1AnyDMoMH15CZ13DEER2017 | 0
42958.3843 | Appl-CW-Front-ElecDHW-ElecDry-Tier1 | DMo | MH15 | CZ14 | rDXGF | -1 | Household | 1 | 1242 | 136 | 0 | 0 | 129 | 0 | 2.7 | 0 | 0 | 0.2 | -0.2 | 0.4 | 0 | 0 | 4.3 | 0 | -0.33 | 0 | -0.34 | 0 | 0.019 | 0 | 0.018 | 121 | 0 | 0 | 113 | 0 | 2.1 | 0 | 0 | 0.2 | -0.1 | 0.3 | 0 | 0 | 5.7 | 0 | -0.26 | 0 | -0.26 | 0 | 0.017 | 0 | 0.016 | PreCW-Front-ElecDHW-ElecDry | Appl-CW-Front-ElecDHW-ElecDry-Tier1AnyDMoMH15CZ14DEER2017 | 0
42958.3843 | Appl-CW-Front-ElecDHW-ElecDry-Tier1 | DMo | MH15 | CZ15 | rDXGF | -1 | Household | 1 | 1242 | 137 | 0 | 0 | 129 | 0 | 4.2 | 0 | 0 | 0.5 | 0 | 0.6 | 0 | 0 | 3.5 | 0 | -0.11 | 0 | -0.12 | 0 | 0.019 | 0 | 0.018 | 122 | 0 | 0 | 113 | 0 | 3.5 | 0 | 0 | 0.5 | 0 | 0.5 | 0 | 0 | 4.7 | 0 | -0.09 | 0 | -0.09 | 0 | 0.017 | 0 | 0.016 | PreCW-Front-ElecDHW-ElecDry | Appl-CW-Front-ElecDHW-ElecDry-Tier1AnyDMoMH15CZ15DEER2017 | 0
42958.3843 | Appl-CW-Front-ElecDHW-ElecDry-Tier1 | DMo | MH15 | CZ16 | rDXGF | -1 | Household | 1 | 1242 | 135 | 0 | 0 | 129 | 0 | 1.2 | 0 | -0.1 | 0 | -0.2 | 0.2 | 0 | 0 | 5 | 0 | -0.36 | 0 | -0.36 | 0 | 0.019 | 0 | 0.018 | 121 | 0 | 0 | 113 | 0 | 1 | 0 | -0.1 | 0 | -0.2 | 0.1 | 0 | 0 | 6.6 | 0 | -0.28 | 0 | -0.28 | 0 | 0.017 | 0 | 0.015 | PreCW-Front-ElecDHW-ElecDry | Appl-CW-Front-ElecDHW-ElecDry-Tier1AnyDMoMH15CZ16DEER2017 | 0
42958.3843 | Appl-CW-Front-ElecDHW-ElecDry-Tier1 | DMo | MH72 | CZ01 | rDXGF | -1 | Household | 1 | 1196 | 134 | 0 | 0 | 129 | 0 | 0 | 0 | 0 | -0.2 | -0.2 | 0 | 0 | 0 | 5 | 0 | -0.4 | 0 | -0.4 | 0 | 0.018 | 0 | 0.018 | 119 | 0 | 0 | 113 | 0 | 0 | 0 | 0 | -0.2 | -0.2 | 0 | 0 | 0 | 6.6 | 0 | -0.31 | 0 | -0.31 | 0 | 0.017 | 0 | 0.016 | PreCW-Front-ElecDHW-ElecDry | Appl-CW-Front-ElecDHW-ElecDry-Tier1AnyDMoMH72CZ01DEER2017 | 0
42958.3843 | Appl-CW-Front-ElecDHW-ElecDry-Tier1 | DMo | MH72 | CZ02 | rDXGF | -1 | Household | 1 | 1196 | 135 | 0 | 0 | 129 | 0 | 1.6 | 0 | 0 | 0 | -0.2 | 0.2 | 0 | 0 | 4.6 | 0 | -0.36 | 0 | -0.36 | 0 | 0.021 | 0 | 0.018 | 120 | 0 | 0 | 113 | 0 | 1.3 | 0 | 0 | 0 | -0.1 | 0.2 | 0 | 0 | 6.2 | 0 | -0.28 | 0 | -0.28 | 0 | 0.018 | 0 | 0.016 | PreCW-Front-ElecDHW-ElecDry | Appl-CW-Front-ElecDHW-ElecDry-Tier1AnyDMoMH72CZ02DEER2017 | 0
42958.3843 | Appl-CW-Front-ElecDHW-ElecDry-Tier1 | DMo | MH72 | CZ03 | rDXGF | -1 | Household | 1 | 1196 | 135 | 0 | 0 | 129 | 0 | 1.3 | 0 | -0.1 | 0 | -0.2 | 0.2 | 0 | 0 | 4.7 | 0 | -0.35 | 0 | -0.35 | 0 | 0.02 | 0 | 0.018 | 120 | 0 | 0 | 113 | 0 | 1 | 0 | -0.1 | 0 | -0.1 | 0.2 | 0 | 0 | 6.2 | 0 | -0.28 | 0 | -0.27 | 0 | 0.018 | 0 | 0.016 | PreCW-Front-ElecDHW-ElecDry | Appl-CW-Front-ElecDHW-ElecDry-Tier1AnyDMoMH72CZ03DEER2017 | 0
42958.3843 | Appl-CW-Front-ElecDHW-ElecDry-Tier1 | DMo | MH72 | CZ04 | rDXGF | -1 | Household | 1 | 1196 | 135 | 0 | 0 | 129 | 0 | 2.1 | 0 | 0 | 0.1 | -0.1 | 0.3 | 0 | 0 | 4.5 | 0 | -0.3 | 0 | -0.3 | 0 | 0.021 | 0 | 0.017 | 120 | 0 | 0 | 113 | 0 | 1.5 | 0 | 0 | 0.1 | -0.1 | 0.2 | 0 | 0 | 6 | 0 | -0.23 | 0 | -0.24 | 0 | 0.018 | 0 | 0.015 | PreCW-Front-ElecDHW-ElecDry | Appl-CW-Front-ElecDHW-ElecDry-Tier1AnyDMoMH72CZ04DEER2017 | 0
42958.3843 | Appl-CW-Front-ElecDHW-ElecDry-Tier1 | DMo | MH72 | CZ05 | rDXGF | -1 | Household | 1 | 1196 | 133 | 0 | 0 | 129 | 0 | 0 | 0 | 0 | -0.3 | -0.3 | 0 | 0 | 0 | 4.8 | 0 | -0.47 | 0 | -0.47 | 0 | 0.02 | 0 | 0.017 | 119 | 0 | 0 | 113 | 0 | -0.2 | 0 | 0 | -0.3 | -0.3 | 0 | 0 | 0 | 6.3 | 0 | -0.38 | 0 | -0.38 | 0 | 0.017 | 0 | 0.015 | PreCW-Front-ElecDHW-ElecDry | Appl-CW-Front-ElecDHW-ElecDry-Tier1AnyDMoMH72CZ05DEER2017 | 0
42958.3843 | Appl-CW-Front-ElecDHW-ElecDry-Tier1 | DMo | MH72 | CZ06 | rDXGF | -1 | Household | 1 | 1196 | 136 | 0 | 0 | 129 | 0 | 2.4 | 0 | 0 | 0.2 | -0.1 | 0.4 | 0 | 0 | 4.4 | 0 | -0.21 | 0 | -0.21 | 0 | 0.02 | 0 | 0.017 | 121 | 0 | 0 | 113 | 0 | 1.9 | 0 | 0 | 0.2 | -0.1 | 0.3 | 0 | 0 | 5.8 | 0 | -0.17 | 0 | -0.17 | 0 | 0.018 | 0 | 0.015 | PreCW-Front-ElecDHW-ElecDry | Appl-CW-Front-ElecDHW-ElecDry-Tier1AnyDMoMH72CZ06DEER2017 | 0
42958.3843 | Appl-CW-Front-ElecDHW-ElecDry-Tier1 | DMo | MH72 | CZ07 | rDXGF | -1 | Household | 1 | 1196 | 136 | 0 | 0 | 129 | 0 | 2.7 | 0 | 0 | 0.2 | -0.1 | 0.4 | 0 | 0 | 4.4 | 0 | -0.21 | 0 | -0.21 | 0 | 0.02 | 0 | 0.018 | 121 | 0 | 0 | 113 | 0 | 2.1 | 0 | 0 | 0.2 | -0.1 | 0.3 | 0 | 0 | 5.8 | 0 | -0.17 | 0 | -0.17 | 0 | 0.017 | 0 | 0.016 | PreCW-Front-ElecDHW-ElecDry | Appl-CW-Front-ElecDHW-ElecDry-Tier1AnyDMoMH72CZ07DEER2017 | 0
42958.3843 | Appl-CW-Front-ElecDHW-ElecDry-Tier1 | DMo | MH72 | CZ08 | rDXGF | -1 | Household | 1 | 1196 | 136 | 0 | 0 | 129 | 0 | 3 | 0 | -0.1 | 0.3 | -0.1 | 0.4 | 0 | 0 | 4.2 | 0 | -0.2 | 0 | -0.2 | 0 | 0.02 | 0 | 0.017 | 121 | 0 | 0 | 113 | 0 | 2.4 | 0 | 0 | 0.2 | -0.1 | 0.3 | 0 | 0 | 5.7 | 0 | -0.15 | 0 | -0.15 | 0 | 0.017 | 0 | 0.015 | PreCW-Front-ElecDHW-ElecDry | Appl-CW-Front-ElecDHW-ElecDry-Tier1AnyDMoMH72CZ08DEER2017 | 0
42958.3843 | Appl-CW-Front-ElecDHW-ElecDry-Tier1 | DMo | MH72 | CZ09 | rDXGF | -1 | Household | 1 | 1196 | 136 | 0 | 0 | 129 | 0 | 3.1 | 0 | 0 | 0.3 | -0.1 | 0.4 | 0 | 0 | 4.2 | 0 | -0.2 | 0 | -0.2 | 0 | 0.02 | 0 | 0.018 | 121 | 0 | 0 | 113 | 0 | 2.5 | 0 | 0 | 0.2 | -0.1 | 0.3 | 0 | 0 | 5.6 | 0 | -0.16 | 0 | -0.16 | 0 | 0.017 | 0 | 0.015 | PreCW-Front-ElecDHW-ElecDry | Appl-CW-Front-ElecDHW-ElecDry-Tier1AnyDMoMH72CZ09DEER2017 | 0
42958.3843 | Appl-CW-Front-ElecDHW-ElecDry-Tier1 | DMo | MH72 | CZ10 | rDXGF | -1 | Household | 1 | 1196 | 136 | 0 | 0 | 129 | 0 | 2.3 | 0 | 0 | 0.2 | -0.1 | 0.3 | 0 | 0 | 4.3 | 0 | -0.23 | 0 | -0.23 | 0 | 0.02 | 0 | 0.018 | 121 | 0 | 0 | 113 | 0 | 2.3 | 0 | 0 | 0.2 | -0.1 | 0.3 | 0 | 0 | 5.7 | 0 | -0.18 | 0 | -0.18 | 0 | 0.018 | 0 | 0.016 | PreCW-Front-ElecDHW-ElecDry | Appl-CW-Front-ElecDHW-ElecDry-Tier1AnyDMoMH72CZ10DEER2017 | 0
42958.3843 | Appl-CW-Front-ElecDHW-ElecDry-Tier1 | DMo | MH72 | CZ11 | rDXGF | -1 | Household | 1 | 1196 | 136 | 0 | 0 | 129 | 0 | 2.7 | 0 | 0 | 0.1 | -0.2 | 0.3 | 0 | 0 | 4.2 | 0 | -0.27 | 0 | -0.26 | 0 | 0.02 | 0 | 0.017 | 121 | 0 | 0 | 113 | 0 | 2.1 | 0 | 0 | 0.1 | -0.1 | 0.2 | 0 | 0 | 5.7 | 0 | -0.21 | 0 | -0.21 | 0 | 0.018 | 0 | 0.015 | PreCW-Front-ElecDHW-ElecDry | Appl-CW-Front-ElecDHW-ElecDry-Tier1AnyDMoMH72CZ11DEER2017 | 0
42958.3843 | Appl-CW-Front-ElecDHW-ElecDry-Tier1 | DMo | MH72 | CZ12 | rDXGF | -1 | Household | 1 | 1196 | 136 | 0 | 0 | 129 | 0 | 2.8 | 0 | 0 | 0.1 | -0.2 | 0.3 | 0 | 0 | 4.4 | 0 | -0.33 | 0 | -0.33 | 0 | 0.021 | 0 | 0.018 | 121 | 0 | 0 | 113 | 0 | 2.2 | 0 | 0 | 0.1 | -0.1 | 0.2 | 0 | 0 | 5.9 | 0 | -0.25 | 0 | -0.25 | 0 | 0.018 | 0 | 0.016 | PreCW-Front-ElecDHW-ElecDry | Appl-CW-Front-ElecDHW-ElecDry-Tier1AnyDMoMH72CZ12DEER2017 | 0
42958.3843 | Appl-CW-Front-ElecDHW-ElecDry-Tier1 | DMo | MH72 | CZ13 | rDXGF | -1 | Household | 1 | 1196 | 136 | 0 | 0 | 129 | 0 | 3 | 0 | 0 | 0.2 | -0.2 | 0.3 | 0 | 0 | 4.3 | 0 | -0.31 | 0 | -0.3 | 0 | 0.02 | 0 | 0.018 | 121 | 0 | 0 | 113 | 0 | 2.5 | 0 | 0 | 0.1 | -0.1 | 0.3 | 0 | 0 | 5.7 | 0 | -0.24 | 0 | -0.24 | 0 | 0.018 | 0 | 0.016 | PreCW-Front-ElecDHW-ElecDry | Appl-CW-Front-ElecDHW-ElecDry-Tier1AnyDMoMH72CZ13DEER2017 | 0
42958.3843 | Appl-CW-Front-ElecDHW-ElecDry-Tier1 | DMo | MH72 | CZ14 | rDXGF | -1 | Household | 1 | 1196 | 136 | 0 | 0 | 129 | 0 | 3 | 0 | -0.1 | 0.2 | -0.1 | 0.4 | 0 | 0 | 4.3 | 0 | -0.27 | 0 | -0.27 | 0 | 0.019 | 0 | 0.017 | 121 | 0 | 0 | 113 | 0 | 2.3 | 0 | 0 | 0.2 | -0.1 | 0.3 | 0 | 0 | 5.8 | 0 | -0.22 | 0 | -0.22 | 0 | 0.017 | 0 | 0.015 | PreCW-Front-ElecDHW-ElecDry | Appl-CW-Front-ElecDHW-ElecDry-Tier1AnyDMoMH72CZ14DEER2017 | 0
42958.3843 | Appl-CW-Front-ElecDHW-ElecDry-Tier1 | DMo | MH72 | CZ15 | rDXGF | -1 | Household | 1 | 1196 | 136 | 0 | 0 | 129 | 0 | 3.6 | 0 | 0 | 0.4 | -0.1 | 0.4 | 0 | 0 | 3.5 | 0 | -0.1 | 0 | -0.1 | 0 | 0.019 | 0 | 0.018 | 121 | 0 | 0 | 113 | 0 | 2.8 | 0 | 0 | 0.3 | 0 | 0.3 | 0 | 0 | 4.7 | 0 | -0.08 | 0 | -0.08 | 0 | 0.017 | 0 | 0.016 | PreCW-Front-ElecDHW-ElecDry | Appl-CW-Front-ElecDHW-ElecDry-Tier1AnyDMoMH72CZ15DEER2017 | 0
42958.3843 | Appl-CW-Front-ElecDHW-ElecDry-Tier1 | DMo | MH72 | CZ16 | rDXGF | -1 | Household | 1 | 1196 | 136 | 0 | 0 | 129 | 0 | 2 | 0 | -0.1 | 0 | -0.2 | 0.2 | 0 | 0 | 5 | 0 | -0.4 | 0 | -0.41 | 0 | 0.02 | 0 | 0.017 | 121 | 0 | 0 | 113 | 0 | 1.5 | 0 | -0.1 | 0 | -0.2 | 0.2 | 0 | 0 | 6.6 | 0 | -0.32 | 0 | -0.33 | 0 | 0.017 | 0 | 0.015 | PreCW-Front-ElecDHW-ElecDry | Appl-CW-Front-ElecDHW-ElecDry-Tier1AnyDMoMH72CZ16DEER2017 | 0
42958.3843 | Appl-CW-Front-ElecDHW-ElecDry-Tier1 | DMo | MH85 | CZ01 | rDXGF | -1 | Household | 1 | 1242 | 134 | 0 | 0 | 129 | 0 | 0 | 0 | 0 | -0.3 | -0.3 | 0 | 0 | 0 | 5 | 0 | -0.53 | 0 | -0.53 | 0 | 0.018 | 0 | 0.018 | 119 | 0 | 0 | 113 | 0 | 0 | 0 | 0 | -0.3 | -0.3 | 0 | 0 | 0 | 6.6 | 0 | -0.43 | 0 | -0.42 | 0 | 0.016 | 0 | 0.016 | PreCW-Front-ElecDHW-ElecDry | Appl-CW-Front-ElecDHW-ElecDry-Tier1AnyDMoMH85CZ01DEER2017 | 0
42958.3843 | Appl-CW-Front-ElecDHW-ElecDry-Tier1 | DMo | MH85 | CZ02 | rDXGF | -1 | Household | 1 | 1242 | 135 | 0 | 0 | 129 | 0 | 1.5 | 0 | 0 | -0.1 | -0.3 | 0.1 | 0 | 0 | 4.6 | 0 | -0.47 | 0 | -0.47 | 0 | 0.021 | 0 | 0.018 | 120 | 0 | 0 | 113 | 0 | 1.2 | 0 | 0 | 0 | -0.3 | 0.1 | 0 | 0 | 6.2 | 0 | -0.37 | 0 | -0.37 | 0 | 0.019 | 0 | 0.016 | PreCW-Front-ElecDHW-ElecDry | Appl-CW-Front-ElecDHW-ElecDry-Tier1AnyDMoMH85CZ02DEER2017 | 0
42958.3843 | Appl-CW-Front-ElecDHW-ElecDry-Tier1 | DMo | MH85 | CZ03 | rDXGF | -1 | Household | 1 | 1242 | 134 | 0 | 0 | 129 | 0 | 1 | 0 | 0 | -0.2 | -0.3 | 0.1 | 0 | 0 | 4.7 | 0 | -0.47 | 0 | -0.47 | 0 | 0.02 | 0 | 0.017 | 120 | 0 | 0 | 113 | 0 | 0.8 | 0 | 0 | -0.1 | -0.2 | 0.1 | 0 | 0 | 6.2 | 0 | -0.37 | 0 | -0.37 | 0 | 0.018 | 0 | 0.015 | PreCW-Front-ElecDHW-ElecDry | Appl-CW-Front-ElecDHW-ElecDry-Tier1AnyDMoMH85CZ03DEER2017 | 0
42958.3843 | Appl-CW-Front-ElecDHW-ElecDry-Tier1 | DMo | MH85 | CZ04 | rDXGF | -1 | Household | 1 | 1242 | 136 | 0 | 0 | 129 | 0 | 2.4 | 0 | 0 | 0.1 | -0.2 | 0.3 | 0 | 0 | 4.5 | 0 | -0.37 | 0 | -0.37 | 0 | 0.02 | 0 | 0.018 | 121 | 0 | 0 | 113 | 0 | 2 | 0 | 0 | 0.1 | -0.2 | 0.3 | 0 | 0 | 6 | 0 | -0.29 | 0 | -0.29 | 0 | 0.018 | 0 | 0.016 | PreCW-Front-ElecDHW-ElecDry | Appl-CW-Front-ElecDHW-ElecDry-Tier1AnyDMoMH85CZ04DEER2017 | 0
42958.3843 | Appl-CW-Front-ElecDHW-ElecDry-Tier1 | DMo | MH85 | CZ05 | rDXGF | -1 | Household | 1 | 1242 | 134 | 0 | 0 | 129 | 0 | 0.9 | 0 | 0 | -0.1 | -0.3 | 0.1 | 0 | 0 | 4.8 | 0 | -0.5 | 0 | -0.51 | 0 | 0.024 | 0 | 0.018 | 120 | 0 | 0 | 113 | 0 | 0.7 | 0 | 0 | -0.1 | -0.3 | 0.1 | 0 | 0 | 6.3 | 0 | -0.4 | 0 | -0.41 | 0 | 0.022 | 0 | 0.015 | PreCW-Front-ElecDHW-ElecDry | Appl-CW-Front-ElecDHW-ElecDry-Tier1AnyDMoMH85CZ05DEER2017 | 0
42958.3843 | Appl-CW-Front-ElecDHW-ElecDry-Tier1 | DMo | MH85 | CZ06 | rDXGF | -1 | Household | 1 | 1242 | 136 | 0 | 0 | 129 | 0 | 3.1 | 0 | 0 | 0.2 | -0.1 | 0.4 | 0 | 0 | 4.4 | 0 | -0.29 | 0 | -0.29 | 0 | 0.02 | 0 | 0.018 | 121 | 0 | 0 | 113 | 0 | 2.1 | 0 | 0 | 0.2 | -0.1 | 0.2 | 0 | 0 | 5.8 | 0 | -0.23 | 0 | -0.24 | 0 | 0.018 | 0 | 0.016 | PreCW-Front-ElecDHW-ElecDry | Appl-CW-Front-ElecDHW-ElecDry-Tier1AnyDMoMH85CZ06DEER2017 | 0
42958.3843 | Appl-CW-Front-ElecDHW-ElecDry-Tier1 | DMo | MH85 | CZ07 | rDXGF | -1 | Household | 1 | 1242 | 136 | 0 | 0 | 129 | 0 | 2.4 | 0 | 0 | 0.2 | -0.2 | 0.3 | 0 | 0 | 4.4 | 0 | -0.24 | 0 | -0.25 | 0 | 0.02 | 0 | 0.018 | 121 | 0 | 0 | 113 | 0 | 2 | 0 | 0 | 0.2 | -0.1 | 0.2 | 0 | 0 | 5.8 | 0 | -0.18 | 0 | -0.19 | 0 | 0.017 | 0 | 0.016 | PreCW-Front-ElecDHW-ElecDry | Appl-CW-Front-ElecDHW-ElecDry-Tier1AnyDMoMH85CZ07DEER2017 | 0
42958.3843 | Appl-CW-Front-ElecDHW-ElecDry-Tier1 | DMo | MH85 | CZ08 | rDXGF | -1 | Household | 1 | 1242 | 136 | 0 | 0 | 129 | 0 | 2.8 | 0 | -0.1 | 0.3 | -0.1 | 0.4 | 0 | 0 | 4.2 | 0 | -0.25 | 0 | -0.25 | 0 | 0.02 | 0 | 0.018 | 121 | 0 | 0 | 113 | 0 | 2.2 | 0 | -0.1 | 0.2 | -0.1 | 0.3 | 0 | 0 | 5.7 | 0 | -0.2 | 0 | -0.2 | 0 | 0.018 | 0 | 0.016 | PreCW-Front-ElecDHW-ElecDry | Appl-CW-Front-ElecDHW-ElecDry-Tier1AnyDMoMH85CZ08DEER2017 | 0
42958.3843 | Appl-CW-Front-ElecDHW-ElecDry-Tier1 | DMo | MH85 | CZ09 | rDXGF | -1 | Household | 1 | 1242 | 136 | 0 | 0 | 129 | 0 | 2.4 | 0 | 0 | 0.2 | -0.2 | 0.3 | 0 | 0 | 4.2 | 0 | -0.29 | 0 | -0.29 | 0 | 0.02 | 0 | 0.018 | 121 | 0 | 0 | 113 | 0 | 1.9 | 0 | 0 | 0.1 | -0.1 | 0.3 | 0 | 0 | 5.6 | 0 | -0.22 | 0 | -0.22 | 0 | 0.017 | 0 | 0.016 | PreCW-Front-ElecDHW-ElecDry | Appl-CW-Front-ElecDHW-ElecDry-Tier1AnyDMoMH85CZ09DEER2017 | 0
42958.3843 | Appl-CW-Front-ElecDHW-ElecDry-Tier1 | DMo | MH85 | CZ10 | rDXGF | -1 | Household | 1 | 1242 | 136 | 0 | 0 | 129 | 0 | 2.8 | 0 | 0 | 0.2 | -0.1 | 0.4 | 0 | 0 | 4.3 | 0 | -0.27 | 0 | -0.28 | 0 | 0.02 | 0 | 0.018 | 121 | 0 | 0 | 113 | 0 | 2.2 | 0 | 0 | 0.1 | -0.1 | 0.3 | 0 | 0 | 5.7 | 0 | -0.22 | 0 | -0.22 | 0 | 0.017 | 0 | 0.015 | PreCW-Front-ElecDHW-ElecDry | Appl-CW-Front-ElecDHW-ElecDry-Tier1AnyDMoMH85CZ10DEER2017 | 0
42958.3843 | Appl-CW-Front-ElecDHW-ElecDry-Tier1 | DMo | MH85 | CZ11 | rDXGF | -1 | Household | 1 | 1242 | 136 | 0 | 0 | 129 | 0 | 2.8 | 0 | 0 | 0.1 | -0.2 | 0.3 | 0 | 0 | 4.2 | 0 | -0.37 | 0 | -0.37 | 0 | 0.02 | 0 | 0.018 | 121 | 0 | 0 | 113 | 0 | 2.2 | 0 | 0 | 0.1 | -0.2 | 0.2 | 0 | 0 | 5.7 | 0 | -0.29 | 0 | -0.29 | 0 | 0.018 | 0 | 0.016 | PreCW-Front-ElecDHW-ElecDry | Appl-CW-Front-ElecDHW-ElecDry-Tier1AnyDMoMH85CZ11DEER2017 | 0
42958.3843 | Appl-CW-Front-ElecDHW-ElecDry-Tier1 | DMo | MH85 | CZ12 | rDXGF | -1 | Household | 1 | 1242 | 136 | 0 | 0 | 129 | 0 | 2.4 | 0 | -0.1 | 0 | -0.2 | 0.2 | 0 | 0 | 4.4 | 0 | -0.41 | 0 | -0.42 | 0 | 0.021 | 0 | 0.017 | 121 | 0 | 0 | 113 | 0 | 1.9 | 0 | -0.1 | 0 | -0.2 | 0.2 | 0 | 0 | 5.9 | 0 | -0.32 | 0 | -0.33 | 0 | 0.018 | 0 | 0.015 | PreCW-Front-ElecDHW-ElecDry | Appl-CW-Front-ElecDHW-ElecDry-Tier1AnyDMoMH85CZ12DEER2017 | 0
42958.3843 | Appl-CW-Front-ElecDHW-ElecDry-Tier1 | DMo | MH85 | CZ13 | rDXGF | -1 | Household | 1 | 1242 | 136 | 0 | 0 | 129 | 0 | 3.3 | 0 | 0 | 0.2 | -0.3 | 0.4 | 0 | 0 | 4.3 | 0 | -0.36 | 0 | -0.36 | 0 | 0.02 | 0 | 0.018 | 121 | 0 | 0 | 113 | 0 | 2.6 | 0 | 0 | 0.1 | -0.2 | 0.3 | 0 | 0 | 5.7 | 0 | -0.28 | 0 | -0.28 | 0 | 0.018 | 0 | 0.016 | PreCW-Front-ElecDHW-ElecDry | Appl-CW-Front-ElecDHW-ElecDry-Tier1AnyDMoMH85CZ13DEER2017 | 0
42958.3843 | Appl-CW-Front-ElecDHW-ElecDry-Tier1 | DMo | MH85 | CZ14 | rDXGF | -1 | Household | 1 | 1242 | 137 | 0 | 0 | 129 | 0 | 3.3 | 0 | 0 | 0.2 | -0.2 | 0.4 | 0 | 0 | 4.3 | 0 | -0.37 | 0 | -0.36 | 0 | 0.02 | 0 | 0.018 | 122 | 0 | 0 | 113 | 0 | 2.7 | 0 | 0 | 0.1 | -0.2 | 0.3 | 0 | 0 | 5.8 | 0 | -0.28 | 0 | -0.28 | 0 | 0.017 | 0 | 0.016 | PreCW-Front-ElecDHW-ElecDry | Appl-CW-Front-ElecDHW-ElecDry-Tier1AnyDMoMH85CZ14DEER2017 | 0
42958.3843 | Appl-CW-Front-ElecDHW-ElecDry-Tier1 | DMo | MH85 | CZ15 | rDXGF | -1 | Household | 1 | 1242 | 137 | 0 | 0 | 129 | 0 | 4 | 0 | 0 | 0.4 | -0.1 | 0.4 | 0 | 0 | 3.5 | 0 | -0.14 | 0 | -0.14 | 0 | 0.02 | 0 | 0.017 | 121 | 0 | 0 | 113 | 0 | 3.2 | 0 | 0 | 0.3 | -0.1 | 0.3 | 0 | 0 | 4.7 | 0 | -0.11 | 0 | -0.11 | 0 | 0.018 | 0 | 0.015 | PreCW-Front-ElecDHW-ElecDry | Appl-CW-Front-ElecDHW-ElecDry-Tier1AnyDMoMH85CZ15DEER2017 | 0
42958.3843 | Appl-CW-Front-ElecDHW-ElecDry-Tier1 | DMo | MH85 | CZ16 | rDXGF | -1 | Household | 1 | 1242 | 135 | 0 | 0 | 129 | 0 | 1.7 | 0 | -0.1 | -0.1 | -0.3 | 0.2 | 0 | 0 | 5 | 0 | -0.48 | 0 | -0.48 | 0 | 0.02 | 0 | 0.017 | 121 | 0 | 0 | 113 | 0 | 1.3 | 0 | 0 | -0.1 | -0.3 | 0.2 | 0 | 0 | 6.6 | 0 | -0.38 | 0 | -0.38 | 0 | 0.017 | 0 | 0.015 | PreCW-Front-ElecDHW-ElecDry | Appl-CW-Front-ElecDHW-ElecDry-Tier1AnyDMoMH85CZ16DEER2017 | 0
42958.3843 | Appl-CW-Front-ElecDHW-ElecDry-Tier1 | MFm | 1975 | CZ01 | rDXGF | -1 | Household | 1 | 1070.2 | 135 | 0 | 0 | 131 | 0 | 0 | 0 | -0.1 | -0.3 | -0.2 | 0 | 0 | 0 | 5 | 0 | -0.46 | 0 | -0.46 | 0 | 0.019 | 0 | 0.018 | 121 | 0 | 0 | 114 | 0 | 0 | 0 | -0.1 | -0.2 | -0.2 | 0 | 0 | 0 | 6.7 | 0 | -0.36 | 0 | -0.36 | 0 | 0.017 | 0 | 0.016 | PreCW-Front-ElecDHW-ElecDry | Appl-CW-Front-ElecDHW-ElecDry-Tier1AnyMFm1975CZ01DEER2017 | 0
42958.3843 | Appl-CW-Front-ElecDHW-ElecDry-Tier1 | MFm | 1975 | CZ02 | rDXGF | -1 | Household | 1 | 1070.2 | 136 | 0 | 0 | 131 | 0 | 0.7 | 0 | -0.1 | -0.1 | -0.1 | 0.1 | 0 | 0 | 4.7 | 0 | -0.3 | 0 | -0.29 | 0 | 0.02 | 0 | 0.018 | 121 | 0 | 0 | 114 | 0 | 0.5 | 0 | -0.1 | -0.1 | -0.1 | 0.1 | 0 | 0 | 6.3 | 0 | -0.23 | 0 | -0.23 | 0 | 0.018 | 0 | 0.016 | PreCW-Front-ElecDHW-ElecDry | Appl-CW-Front-ElecDHW-ElecDry-Tier1AnyMFm1975CZ02DEER2017 | 0
42958.3843 | Appl-CW-Front-ElecDHW-ElecDry-Tier1 | MFm | 1975 | CZ03 | rDXGF | -1 | Household | 1 | 1070.2 | 136 | 0 | 0 | 131 | 0 | 0.4 | 0 | 0 | -0.1 | -0.2 | 0.1 | 0 | 0 | 4.6 | 0 | -0.26 | 0 | -0.26 | 0 | 0.019 | 0 | 0.018 | 121 | 0 | 0 | 115 | 0 | 0.3 | 0 | 0 | -0.1 | -0.2 | 0 | 0 | 0 | 6.2 | 0 | -0.26 | 0 | -0.26 | 0 | 0.017 | 0 | 0.016 | PreCW-Front-ElecDHW-ElecDry | Appl-CW-Front-ElecDHW-ElecDry-Tier1AnyMFm1975CZ03DEER2017 | 0
42958.3843 | Appl-CW-Front-ElecDHW-ElecDry-Tier1 | MFm | 1975 | CZ04 | rDXGF | -1 | Household | 1 | 1070.2 | 136 | 0 | 0 | 131 | 0 | 0.8 | 0 | 0 | -0.1 | -0.1 | 0.1 | 0 | 0 | 4.5 | 0 | -0.25 | 0 | -0.25 | 0 | 0.02 | 0 | 0.018 | 121 | 0 | 0 | 114 | 0 | 0.7 | 0 | 0 | -0.1 | -0.1 | 0.1 | 0 | 0 | 6 | 0 | -0.2 | 0 | -0.2 | 0 | 0.017 | 0 | 0.016 | PreCW-Front-ElecDHW-ElecDry | Appl-CW-Front-ElecDHW-ElecDry-Tier1AnyMFm1975CZ04DEER2017 | 0
42958.3843 | Appl-CW-Front-ElecDHW-ElecDry-Tier1 | MFm | 1975 | CZ05 | rDXGF | -1 | Household | 1 | 1070.2 | 135 | 0 | 0 | 131 | 0 | 0.1 | 0 | -0.1 | -0.2 | -0.2 | 0.1 | 0 | 0 | 4.7 | 0 | -0.4 | 0 | -0.4 | 0 | 0.019 | 0 | 0.018 | 121 | 0 | 0 | 115 | 0 | 0.1 | 0 | -0.1 | -0.1 | -0.2 | 0.1 | 0 | 0 | 6.3 | 0 | -0.32 | 0 | -0.32 | 0 | 0.017 | 0 | 0.016 | PreCW-Front-ElecDHW-ElecDry | Appl-CW-Front-ElecDHW-ElecDry-Tier1AnyMFm1975CZ05DEER2017 | 0
42958.3843 | Appl-CW-Front-ElecDHW-ElecDry-Tier1 | MFm | 1975 | CZ06 | rDXGF | -1 | Household | 1 | 1047.7 | 136 | 0 | 0 | 131 | 0 | 1.2 | 0 | 0 | 0 | -0.1 | 0.2 | 0 | 0 | 4.4 | 0 | -0.23 | 0 | -0.23 | 0 | 0.02 | 0 | 0.018 | 121 | 0 | 0 | 115 | 0 | 0.9 | 0 | 0 | 0 | -0.1 | 0.1 | 0 | 0 | 5.9 | 0 | -0.19 | 0 | -0.18 | 0 | 0.018 | 0 | 0.015 | PreCW-Front-ElecDHW-ElecDry | Appl-CW-Front-ElecDHW-ElecDry-Tier1AnyMFm1975CZ06DEER2017 | 0
42958.3843 | Appl-CW-Front-ElecDHW-ElecDry-Tier1 | MFm | 1975 | CZ07 | rDXGF | -1 | Household | 1 | 1047.7 | 136 | 0 | 0 | 131 | 0 | 1.1 | 0 | 0 | 0.1 | -0.1 | 0.2 | 0 | 0 | 4.3 | 0 | -0.15 | 0 | -0.16 | 0 | 0.02 | 0 | 0.018 | 121 | 0 | 0 | 115 | 0 | 0.9 | 0 | 0 | 0.1 | -0.1 | 0.2 | 0 | 0 | 5.7 | 0 | -0.12 | 0 | -0.13 | 0 | 0.018 | 0 | 0.016 | PreCW-Front-ElecDHW-ElecDry | Appl-CW-Front-ElecDHW-ElecDry-Tier1AnyMFm1975CZ07DEER2017 | 0
42958.3843 | Appl-CW-Front-ElecDHW-ElecDry-Tier1 | MFm | 1975 | CZ08 | rDXGF | -1 | Household | 1 | 1047.7 | 136 | 0 | 0 | 131 | 0 | 1.4 | 0 | -0.1 | 0.1 | -0.1 | 0.1 | 0 | 0 | 4.3 | 0 | -0.18 | 0 | -0.17 | 0 | 0.021 | 0 | 0.018 | 121 | 0 | 0 | 115 | 0 | 1.2 | 0 | -0.1 | 0.1 | -0.1 | 0.1 | 0 | 0 | 5.7 | 0 | -0.14 | 0 | -0.14 | 0 | 0.018 | 0 | 0.016 | PreCW-Front-ElecDHW-ElecDry | Appl-CW-Front-ElecDHW-ElecDry-Tier1AnyMFm1975CZ08DEER2017 | 0
42958.3843 | Appl-CW-Front-ElecDHW-ElecDry-Tier1 | MFm | 1975 | CZ09 | rDXGF | -1 | Household | 1 | 1216.8 | 137 | 0 | 0 | 131 | 0 | 1.8 | 0 | 0 | 0.1 | -0.1 | 0.3 | 0 | 0 | 4.2 | 0 | -0.21 | 0 | -0.21 | 0 | 0.02 | 0 | 0.018 | 122 | 0 | 0 | 114 | 0 | 1.4 | 0 | 0 | 0.1 | 0 | 0.2 | 0 | 0 | 5.7 | 0 | -0.17 | 0 | -0.17 | 0 | 0.018 | 0 | 0.016 | PreCW-Front-ElecDHW-ElecDry | Appl-CW-Front-ElecDHW-ElecDry-Tier1AnyMFm1975CZ09DEER2017 | 0
42958.3843 | Appl-CW-Front-ElecDHW-ElecDry-Tier1 | MFm | 1975 | CZ10 | rDXGF | -1 | Household | 1 | 1216.8 | 136 | 0 | 0 | 131 | 0 | 1.5 | 0 | 0 | 0.1 | -0.1 | 0.2 | 0 | 0 | 4.3 | 0 | -0.24 | 0 | -0.24 | 0 | 0.02 | 0 | 0.019 | 121 | 0 | 0 | 114 | 0 | 1.1 | 0 | 0 | 0 | -0.1 | 0.1 | 0 | 0 | 5.7 | 0 | -0.2 | 0 | -0.19 | 0 | 0.018 | 0 | 0.016 | PreCW-Front-ElecDHW-ElecDry | Appl-CW-Front-ElecDHW-ElecDry-Tier1AnyMFm1975CZ10DEER2017 | 0
42958.3843 | Appl-CW-Front-ElecDHW-ElecDry-Tier1 | MFm | 1975 | CZ11 | rDXGF | -1 | Household | 1 | 1098.9 | 136 | 0 | 0 | 131 | 0 | 1.4 | 0 | -0.1 | 0 | -0.1 | 0.2 | 0 | 0 | 4.3 | 0 | -0.28 | 0 | -0.28 | 0 | 0.02 | 0 | 0.018 | 121 | 0 | 0 | 114 | 0 | 1.2 | 0 | -0.1 | 0 | -0.1 | 0.1 | 0 | 0 | 5.8 | 0 | -0.22 | 0 | -0.22 | 0 | 0.018 | 0 | 0.015 | PreCW-Front-ElecDHW-ElecDry | Appl-CW-Front-ElecDHW-ElecDry-Tier1AnyMFm1975CZ11DEER2017 | 0
42958.3843 | Appl-CW-Front-ElecDHW-ElecDry-Tier1 | MFm | 1975 | CZ12 | rDXGF | -1 | Household | 1 | 1098.9 | 136 | 0 | 0 | 131 | 0 | 1.2 | 0 | -0.1 | 0 | -0.1 | 0.1 | 0 | 0 | 4.4 | 0 | -0.3 | 0 | -0.3 | 0 | 0.02 | 0 | 0.018 | 121 | 0 | 0 | 115 | 0 | 1 | 0 | -0.1 | 0 | -0.1 | 0.1 | 0 | 0 | 5.9 | 0 | -0.24 | 0 | -0.24 | 0 | 0.018 | 0 | 0.015 | PreCW-Front-ElecDHW-ElecDry | Appl-CW-Front-ElecDHW-ElecDry-Tier1AnyMFm1975CZ12DEER2017 | 0
42958.3843 | Appl-CW-Front-ElecDHW-ElecDry-Tier1 | MFm | 1975 | CZ13 | rDXGF | -1 | Household | 1 | 1098.9 | 137 | 0 | 0 | 131 | 0 | 1.8 | 0 | -0.1 | 0.1 | -0.1 | 0.2 | 0 | 0 | 4.2 | 0 | -0.26 | 0 | -0.26 | 0 | 0.02 | 0 | 0.018 | 122 | 0 | 0 | 114 | 0 | 1.4 | 0 | -0.1 | 0 | -0.1 | 0.1 | 0 | 0 | 5.7 | 0 | -0.21 | 0 | -0.2 | 0 | 0.018 | 0 | 0.015 | PreCW-Front-ElecDHW-ElecDry | Appl-CW-Front-ElecDHW-ElecDry-Tier1AnyMFm1975CZ13DEER2017 | 0
42958.3843 | Appl-CW-Front-ElecDHW-ElecDry-Tier1 | MFm | 1975 | CZ14 | rDXGF | -1 | Household | 1 | 1409.4 | 138 | 0 | 0 | 131 | 0 | 3.2 | 0 | -0.1 | 0.3 | -0.1 | 0.3 | 0 | 0 | 4.4 | 0 | -0.21 | 0 | -0.21 | 0 | 0.022 | 0 | 0.018 | 123 | 0 | 0 | 114 | 0 | 2.8 | 0 | -0.1 | 0.3 | -0.1 | 0.3 | 0 | 0 | 5.8 | 0 | -0.16 | 0 | -0.15 | 0 | 0.019 | 0 | 0.016 | PreCW-Front-ElecDHW-ElecDry | Appl-CW-Front-ElecDHW-ElecDry-Tier1AnyMFm1975CZ14DEER2017 | 0
42958.3843 | Appl-CW-Front-ElecDHW-ElecDry-Tier1 | MFm | 1975 | CZ15 | rDXGF | -1 | Household | 1 | 1409.4 | 137 | 0 | 0 | 131 | 0 | 3.1 | 0 | 0 | 0.3 | 0 | 0.3 | 0 | 0 | 3.6 | 0 | -0.12 | 0 | -0.12 | 0 | 0.019 | 0 | 0.018 | 122 | 0 | 0 | 114 | 0 | 2.5 | 0 | 0 | 0.2 | 0 | 0.2 | 0 | 0 | 4.8 | 0 | -0.09 | 0 | -0.1 | 0 | 0.017 | 0 | 0.016 | PreCW-Front-ElecDHW-ElecDry | Appl-CW-Front-ElecDHW-ElecDry-Tier1AnyMFm1975CZ15DEER2017 | 0
42958.3843 | Appl-CW-Front-ElecDHW-ElecDry-Tier1 | MFm | 1975 | CZ16 | rDXGF | -1 | Household | 1 | 1070.2 | 137 | 0 | 0 | 131 | 0 | 1.1 | 0 | -0.1 | 0 | -0.1 | 0.1 | 0 | 0 | 5 | 0 | -0.31 | 0 | -0.31 | 0 | 0.02 | 0 | 0.018 | 122 | 0 | 0 | 114 | 0 | 0.9 | 0 | -0.1 | 0 | -0.1 | 0.1 | 0 | 0 | 6.7 | 0 | -0.25 | 0 | -0.25 | 0 | 0.018 | 0 | 0.016 | PreCW-Front-ElecDHW-ElecDry | Appl-CW-Front-ElecDHW-ElecDry-Tier1AnyMFm1975CZ16DEER2017 | 0
42958.3843 | Appl-CW-Front-ElecDHW-ElecDry-Tier1 | MFm | 1985 | CZ01 | rDXGF | -1 | Household | 1 | 1152 | 135 | 0 | 0 | 131 | 0 | 0 | 0 | -0.2 | -0.3 | -0.3 | 0 | 0 | 0 | 5 | 0 | -0.52 | 0 | -0.51 | 0 | 0.018 | 0 | 0.018 | 121 | 0 | 0 | 114 | 0 | 0 | 0 | -0.2 | -0.2 | -0.3 | 0 | 0 | 0 | 6.7 | 0 | -0.41 | 0 | -0.41 | 0 | 0.016 | 0 | 0.015 | PreCW-Front-ElecDHW-ElecDry | Appl-CW-Front-ElecDHW-ElecDry-Tier1AnyMFm1985CZ01DEER2017 | 0
42958.3843 | Appl-CW-Front-ElecDHW-ElecDry-Tier1 | MFm | 1985 | CZ02 | rDXGF | -1 | Household | 1 | 1152 | 134 | 0 | 0 | 131 | 0 | -0.7 | 0 | -0.2 | -0.6 | -0.5 | -0.1 | 0 | 0 | 4.7 | 0 | -0.89 | 0 | -0.89 | 0 | 0.014 | 0 | 0.018 | 119 | 0 | 0 | 114 | 0 | -0.9 | 0 | -0.2 | -0.6 | -0.5 | -0.1 | 0 | 0 | 6.3 | 0 | -0.83 | 0 | -0.83 | 0 | 0.011 | 0 | 0.015 | PreCW-Front-ElecDHW-ElecDry | Appl-CW-Front-ElecDHW-ElecDry-Tier1AnyMFm1985CZ02DEER2017 | 0
42958.3843 | Appl-CW-Front-ElecDHW-ElecDry-Tier1 | MFm | 1985 | CZ03 | rDXGF | -1 | Household | 1 | 1152 | 135 | 0 | 0 | 131 | 0 | 0.3 | 0 | -0.1 | -0.2 | -0.2 | 0 | 0 | 0 | 4.7 | 0 | -0.32 | 0 | -0.32 | 0 | 0.019 | 0 | 0.018 | 121 | 0 | 0 | 114 | 0 | 0.2 | 0 | -0.1 | -0.1 | -0.1 | 0 | 0 | 0 | 6.3 | 0 | -0.25 | 0 | -0.25 | 0 | 0.017 | 0 | 0.016 | PreCW-Front-ElecDHW-ElecDry | Appl-CW-Front-ElecDHW-ElecDry-Tier1AnyMFm1985CZ03DEER2017 | 0
42958.3843 | Appl-CW-Front-ElecDHW-ElecDry-Tier1 | MFm | 1985 | CZ04 | rDXGF | -1 | Household | 1 | 1152 | 136 | 0 | 0 | 131 | 0 | 0.5 | 0 | -0.1 | -0.1 | -0.1 | 0.1 | 0 | 0 | 4.5 | 0 | -0.24 | 0 | -0.25 | 0 | 0.02 | 0 | 0.018 | 121 | 0 | 0 | 115 | 0 | 0.4 | 0 | 0 | -0.1 | -0.1 | 0 | 0 | 0 | 6.1 | 0 | -0.19 | 0 | -0.2 | 0 | 0.018 | 0 | 0.016 | PreCW-Front-ElecDHW-ElecDry | Appl-CW-Front-ElecDHW-ElecDry-Tier1AnyMFm1985CZ04DEER2017 | 0
42958.3843 | Appl-CW-Front-ElecDHW-ElecDry-Tier1 | MFm | 1985 | CZ05 | rDXGF | -1 | Household | 1 | 1152 | 135 | 0 | 0 | 131 | 0 | 0.3 | 0 | -0.1 | -0.1 | -0.2 | 0 | 0 | 0 | 4.7 | 0 | -0.38 | 0 | -0.38 | 0 | 0.02 | 0 | 0.018 | 121 | 0 | 0 | 115 | 0 | 0.2 | 0 | 0 | -0.1 | -0.2 | 0 | 0 | 0 | 6.3 | 0 | -0.3 | 0 | -0.3 | 0 | 0.018 | 0 | 0.016 | PreCW-Front-ElecDHW-ElecDry | Appl-CW-Front-ElecDHW-ElecDry-Tier1AnyMFm1985CZ05DEER2017 | 0
42958.3843 | Appl-CW-Front-ElecDHW-ElecDry-Tier1 | MFm | 1985 | CZ06 | rDXGF | -1 | Household | 1 | 1295.2 | 136 | 0 | 0 | 131 | 0 | 0.9 | 0 | -0.1 | 0 | -0.1 | 0.1 | 0 | 0 | 4.4 | 0 | -0.18 | 0 | -0.18 | 0 | 0.02 | 0 | 0.018 | 120 | 0 | 0 | 114 | 0 | 0.1 | 0 | -0.2 | -0.3 | -0.3 | 0 | 0 | 0 | 5.9 | 0 | -0.42 | 0 | -0.41 | 0 | 0.014 | 0 | 0.016 | PreCW-Front-ElecDHW-ElecDry | Appl-CW-Front-ElecDHW-ElecDry-Tier1AnyMFm1985CZ06DEER2017 | 0
42958.3843 | Appl-CW-Front-ElecDHW-ElecDry-Tier1 | MFm | 1985 | CZ07 | rDXGF | -1 | Household | 1 | 1295.2 | 136 | 0 | 0 | 131 | 0 | 0.9 | 0 | 0 | 0 | -0.1 | 0.1 | 0 | 0 | 4.3 | 0 | -0.17 | 0 | -0.17 | 0 | 0.019 | 0 | 0.018 | 121 | 0 | 0 | 114 | 0 | 0.6 | 0 | 0 | 0 | -0.1 | 0.1 | 0 | 0 | 5.7 | 0 | -0.14 | 0 | -0.14 | 0 | 0.017 | 0 | 0.016 | PreCW-Front-ElecDHW-ElecDry | Appl-CW-Front-ElecDHW-ElecDry-Tier1AnyMFm1985CZ07DEER2017 | 0
42958.3843 | Appl-CW-Front-ElecDHW-ElecDry-Tier1 | MFm | 1985 | CZ08 | rDXGF | -1 | Household | 1 | 1295.2 | 137 | 0 | 0 | 131 | 0 | 1.6 | 0 | 0 | 0.1 | -0.1 | 0.2 | 0 | 0 | 4.3 | 0 | -0.19 | 0 | -0.19 | 0 | 0.02 | 0 | 0.019 | 122 | 0 | 0 | 114 | 0 | 1.3 | 0 | 0 | 0.1 | -0.1 | 0.1 | 0 | 0 | 5.7 | 0 | -0.15 | 0 | -0.15 | 0 | 0.018 | 0 | 0.016 | PreCW-Front-ElecDHW-ElecDry | Appl-CW-Front-ElecDHW-ElecDry-Tier1AnyMFm1985CZ08DEER2017 | 0
42958.3843 | Appl-CW-Front-ElecDHW-ElecDry-Tier1 | MFm | 1985 | CZ09 | rDXGF | -1 | Household | 1 | 1438.9 | 137 | 0 | 0 | 131 | 0 | 2 | 0 | 0 | 0.1 | -0.1 | 0.3 | 0 | 0 | 4.2 | 0 | -0.23 | 0 | -0.22 | 0 | 0.02 | 0 | 0.018 | 122 | 0 | 0 | 114 | 0 | 1.6 | 0 | 0 | 0.1 | -0.1 | 0.2 | 0 | 0 | 5.7 | 0 | -0.18 | 0 | -0.18 | 0 | 0.018 | 0 | 0.016 | PreCW-Front-ElecDHW-ElecDry | Appl-CW-Front-ElecDHW-ElecDry-Tier1AnyMFm1985CZ09DEER2017 | 0
42958.3843 | Appl-CW-Front-ElecDHW-ElecDry-Tier1 | MFm | 1985 | CZ10 | rDXGF | -1 | Household | 1 | 1438.9 | 137 | 0 | 0 | 131 | 0 | 2.2 | 0 | 0 | 0.2 | -0.1 | 0.3 | 0 | 0 | 4.2 | 0 | -0.16 | 0 | -0.16 | 0 | 0.021 | 0 | 0.018 | 122 | 0 | 0 | 114 | 0 | 1.5 | 0 | 0 | 0.1 | -0.1 | 0.2 | 0 | 0 | 5.6 | 0 | -0.17 | 0 | -0.16 | 0 | 0.018 | 0 | 0.015 | PreCW-Front-ElecDHW-ElecDry | Appl-CW-Front-ElecDHW-ElecDry-Tier1AnyMFm1985CZ10DEER2017 | 0
42958.3843 | Appl-CW-Front-ElecDHW-ElecDry-Tier1 | MFm | 1985 | CZ11 | rDXGF | -1 | Household | 1 | 1150 | 136 | 0 | 0 | 131 | 0 | 1.5 | 0 | -0.1 | 0 | -0.2 | 0.2 | 0 | 0 | 4.2 | 0 | -0.29 | 0 | -0.28 | 0 | 0.02 | 0 | 0.018 | 121 | 0 | 0 | 115 | 0 | 1.2 | 0 | -0.1 | 0 | -0.1 | 0.1 | 0 | 0 | 5.7 | 0 | -0.23 | 0 | -0.23 | 0 | 0.018 | 0 | 0.016 | PreCW-Front-ElecDHW-ElecDry | Appl-CW-Front-ElecDHW-ElecDry-Tier1AnyMFm1985CZ11DEER2017 | 0
42958.3843 | Appl-CW-Front-ElecDHW-ElecDry-Tier1 | MFm | 1985 | CZ12 | rDXGF | -1 | Household | 1 | 1150 | 136 | 0 | 0 | 131 | 0 | 0.9 | 0 | -0.1 | 0 | -0.2 | 0.1 | 0 | 0 | 4.4 | 0 | -0.29 | 0 | -0.28 | 0 | 0.02 | 0 | 0.018 | 121 | 0 | 0 | 114 | 0 | 0.7 | 0 | -0.1 | 0 | -0.2 | 0.1 | 0 | 0 | 5.9 | 0 | -0.23 | 0 | -0.22 | 0 | 0.018 | 0 | 0.016 | PreCW-Front-ElecDHW-ElecDry | Appl-CW-Front-ElecDHW-ElecDry-Tier1AnyMFm1985CZ12DEER2017 | 0
42958.3843 | Appl-CW-Front-ElecDHW-ElecDry-Tier1 | MFm | 1985 | CZ13 | rDXGF | -1 | Household | 1 | 1150 | 137 | 0 | 0 | 131 | 0 | 1.8 | 0 | 0 | 0 | -0.1 | 0.2 | 0 | 0 | 4.2 | 0 | -0.3 | 0 | -0.29 | 0 | 0.02 | 0 | 0.018 | 122 | 0 | 0 | 114 | 0 | 1.5 | 0 | 0 | 0 | -0.1 | 0.2 | 0 | 0 | 5.7 | 0 | -0.23 | 0 | -0.23 | 0 | 0.018 | 0 | 0.016 | PreCW-Front-ElecDHW-ElecDry | Appl-CW-Front-ElecDHW-ElecDry-Tier1AnyMFm1985CZ13DEER2017 | 0
42958.3843 | Appl-CW-Front-ElecDHW-ElecDry-Tier1 | MFm | 1985 | CZ14 | rDXGF | -1 | Household | 1 | 1407.2 | 137 | 0 | 0 | 131 | 0 | 1.8 | 0 | 0 | 0.1 | -0.1 | 0.2 | 0 | 0 | 4.3 | 0 | -0.25 | 0 | -0.25 | 0 | 0.019 | 0 | 0.018 | 122 | 0 | 0 | 114 | 0 | 1.6 | 0 | 0 | 0.1 | -0.1 | 0.2 | 0 | 0 | 5.8 | 0 | -0.2 | 0 | -0.2 | 0 | 0.017 | 0 | 0.016 | PreCW-Front-ElecDHW-ElecDry | Appl-CW-Front-ElecDHW-ElecDry-Tier1AnyMFm1985CZ14DEER2017 | 0
42958.3843 | Appl-CW-Front-ElecDHW-ElecDry-Tier1 | MFm | 1985 | CZ15 | rDXGF | -1 | Household | 1 | 1407.2 | 137 | 0 | 0 | 131 | 0 | 2.9 | 0 | 0 | 0.2 | -0.1 | 0.3 | 0 | 0 | 3.5 | 0 | -0.12 | 0 | -0.12 | 0 | 0.02 | 0 | 0.018 | 122 | 0 | 0 | 114 | 0 | 2.3 | 0 | 0 | 0.2 | -0.1 | 0.2 | 0 | 0 | 4.8 | 0 | -0.1 | 0 | -0.09 | 0 | 0.017 | 0 | 0.016 | PreCW-Front-ElecDHW-ElecDry | Appl-CW-Front-ElecDHW-ElecDry-Tier1AnyMFm1985CZ15DEER2017 | 0
42958.3843 | Appl-CW-Front-ElecDHW-ElecDry-Tier1 | MFm | 1985 | CZ16 | rDXGF | -1 | Household | 1 | 1152 | 137 | 0 | 0 | 131 | 0 | 1.4 | 0 | -0.1 | 0 | -0.2 | 0.2 | 0 | 0 | 5 | 0 | -0.32 | 0 | -0.33 | 0 | 0.02 | 0 | 0.018 | 122 | 0 | 0 | 114 | 0 | 1.1 | 0 | 0 | 0 | -0.1 | 0.2 | 0 | 0 | 6.7 | 0 | -0.25 | 0 | -0.26 | 0 | 0.018 | 0 | 0.015 | PreCW-Front-ElecDHW-ElecDry | Appl-CW-Front-ElecDHW-ElecDry-Tier1AnyMFm1985CZ16DEER2017 | 0
42958.3843 | Appl-CW-Front-ElecDHW-ElecDry-Tier1 | MFm | 1996 | CZ01 | rDXGF | -1 | Household | 1 | 981.6 | 135 | 0 | 0 | 131 | 0 | 0.1 | 0 | -0.1 | -0.2 | -0.3 | 0 | 0 | 0 | 5 | 0 | -0.4 | 0 | -0.4 | 0 | 0.018 | 0 | 0.018 | 121 | 0 | 0 | 114 | 0 | 0.1 | 0 | -0.1 | -0.1 | -0.2 | 0 | 0 | 0 | 6.7 | 0 | -0.31 | 0 | -0.31 | 0 | 0.016 | 0 | 0.016 | PreCW-Front-ElecDHW-ElecDry | Appl-CW-Front-ElecDHW-ElecDry-Tier1AnyMFm1996CZ01DEER2017 | 0
42958.3843 | Appl-CW-Front-ElecDHW-ElecDry-Tier1 | MFm | 1996 | CZ02 | rDXGF | -1 | Household | 1 | 981.6 | 136 | 0 | 0 | 131 | 0 | 0.5 | 0 | -0.1 | -0.1 | -0.2 | 0 | 0 | 0 | 4.6 | 0 | -0.34 | 0 | -0.34 | 0 | 0.018 | 0 | 0.018 | 121 | 0 | 0 | 115 | 0 | 0.6 | 0 | -0.1 | 0 | -0.1 | 0.1 | 0 | 0 | 6.2 | 0 | -0.2 | 0 | -0.19 | 0 | 0.017 | 0 | 0.015 | PreCW-Front-ElecDHW-ElecDry | Appl-CW-Front-ElecDHW-ElecDry-Tier1AnyMFm1996CZ02DEER2017 | 0
42958.3843 | Appl-CW-Front-ElecDHW-ElecDry-Tier1 | MFm | 1996 | CZ03 | rDXGF | -1 | Household | 1 | 981.6 | 135 | 0 | 0 | 131 | 0 | 0.3 | 0 | -0.1 | -0.1 | -0.2 | 0 | 0 | 0 | 4.6 | 0 | -0.28 | 0 | -0.29 | 0 | 0.019 | 0 | 0.018 | 121 | 0 | 0 | 115 | 0 | 0.3 | 0 | -0.1 | -0.1 | -0.1 | 0 | 0 | 0 | 6.2 | 0 | -0.22 | 0 | -0.23 | 0 | 0.017 | 0 | 0.016 | PreCW-Front-ElecDHW-ElecDry | Appl-CW-Front-ElecDHW-ElecDry-Tier1AnyMFm1996CZ03DEER2017 | 0
42958.3843 | Appl-CW-Front-ElecDHW-ElecDry-Tier1 | MFm | 1996 | CZ04 | rDXGF | -1 | Household | 1 | 981.6 | 136 | 0 | 0 | 131 | 0 | 0.6 | 0 | -0.1 | 0 | -0.1 | 0.1 | 0 | 0 | 4.5 | 0 | -0.21 | 0 | -0.21 | 0 | 0.019 | 0 | 0.018 | 121 | 0 | 0 | 115 | 0 | 0.4 | 0 | -0.1 | 0 | -0.1 | 0.1 | 0 | 0 | 6 | 0 | -0.16 | 0 | -0.16 | 0 | 0.017 | 0 | 0.016 | PreCW-Front-ElecDHW-ElecDry | Appl-CW-Front-ElecDHW-ElecDry-Tier1AnyMFm1996CZ04DEER2017 | 0
42958.3843 | Appl-CW-Front-ElecDHW-ElecDry-Tier1 | MFm | 1996 | CZ05 | rDXGF | -1 | Household | 1 | 981.6 | 135 | 0 | 0 | 131 | 0 | 0.2 | 0 | -0.1 | -0.1 | -0.1 | 0 | 0 | 0 | 4.7 | 0 | -0.31 | 0 | -0.3 | 0 | 0.019 | 0 | 0.019 | 121 | 0 | 0 | 115 | 0 | 0.1 | 0 | -0.1 | -0.1 | -0.1 | 0 | 0 | 0 | 6.3 | 0 | -0.24 | 0 | -0.24 | 0 | 0.017 | 0 | 0.016 | PreCW-Front-ElecDHW-ElecDry | Appl-CW-Front-ElecDHW-ElecDry-Tier1AnyMFm1996CZ05DEER2017 | 0
42958.3843 | Appl-CW-Front-ElecDHW-ElecDry-Tier1 | MFm | 1996 | CZ06 | rDXGF | -1 | Household | 1 | 1169.1 | 136 | 0 | 0 | 131 | 0 | 1.2 | 0 | 0 | 0.1 | -0.1 | 0.2 | 0 | 0 | 4.3 | 0 | -0.22 | 0 | -0.21 | 0 | 0.021 | 0 | 0.018 | 121 | 0 | 0 | 115 | 0 | 0.9 | 0 | 0 | 0 | -0.1 | 0.1 | 0 | 0 | 5.8 | 0 | -0.17 | 0 | -0.17 | 0 | 0.018 | 0 | 0.016 | PreCW-Front-ElecDHW-ElecDry | Appl-CW-Front-ElecDHW-ElecDry-Tier1AnyMFm1996CZ06DEER2017 | 0
42958.3843 | Appl-CW-Front-ElecDHW-ElecDry-Tier1 | MFm | 1996 | CZ07 | rDXGF | -1 | Household | 1 | 1169.1 | 136 | 0 | 0 | 131 | 0 | 1.2 | 0 | -0.1 | 0.1 | 0 | 0.1 | 0 | 0 | 4.2 | 0 | -0.11 | 0 | -0.1 | 0 | 0.019 | 0 | 0.018 | 121 | 0 | 0 | 115 | 0 | 1 | 0 | 0 | 0.1 | 0 | 0.1 | 0 | 0 | 5.7 | 0 | -0.08 | 0 | -0.08 | 0 | 0.017 | 0 | 0.016 | PreCW-Front-ElecDHW-ElecDry | Appl-CW-Front-ElecDHW-ElecDry-Tier1AnyMFm1996CZ07DEER2017 | 0
42958.3843 | Appl-CW-Front-ElecDHW-ElecDry-Tier1 | MFm | 1996 | CZ08 | rDXGF | -1 | Household | 1 | 1169.1 | 136 | 0 | 0 | 131 | 0 | 1.5 | 0 | 0 | 0.2 | -0.1 | 0.2 | 0 | 0 | 4.2 | 0 | -0.17 | 0 | -0.17 | 0 | 0.02 | 0 | 0.018 | 121 | 0 | 0 | 115 | 0 | 1.2 | 0 | 0 | 0.1 | -0.1 | 0.2 | 0 | 0 | 5.7 | 0 | -0.14 | 0 | -0.14 | 0 | 0.017 | 0 | 0.015 | PreCW-Front-ElecDHW-ElecDry | Appl-CW-Front-ElecDHW-ElecDry-Tier1AnyMFm1996CZ08DEER2017 | 0
42958.3843 | Appl-CW-Front-ElecDHW-ElecDry-Tier1 | MFm | 1996 | CZ09 | rDXGF | -1 | Household | 1 | 1093.6 | 137 | 0 | 0 | 131 | 0 | 2.1 | 0 | -0.1 | 0.2 | -0.1 | 0.3 | 0 | 0 | 4.2 | 0 | -0.17 | 0 | -0.17 | 0 | 0.02 | 0 | 0.018 | 122 | 0 | 0 | 115 | 0 | 1.6 | 0 | -0.1 | 0.2 | -0.1 | 0.3 | 0 | 0 | 5.7 | 0 | -0.13 | 0 | -0.13 | 0 | 0.018 | 0 | 0.015 | PreCW-Front-ElecDHW-ElecDry | Appl-CW-Front-ElecDHW-ElecDry-Tier1AnyMFm1996CZ09DEER2017 | 0
42958.3843 | Appl-CW-Front-ElecDHW-ElecDry-Tier1 | MFm | 1996 | CZ10 | rDXGF | -1 | Household | 1 | 1093.6 | 136 | 0 | 0 | 131 | 0 | 0.9 | 0 | -0.1 | 0 | -0.1 | 0.2 | 0 | 0 | 4.2 | 0 | -0.25 | 0 | -0.25 | 0 | 0.021 | 0 | 0.019 | 121 | 0 | 0 | 115 | 0 | 0.8 | 0 | -0.1 | 0 | -0.1 | 0.1 | 0 | 0 | 5.6 | 0 | -0.19 | 0 | -0.19 | 0 | 0.018 | 0 | 0.016 | PreCW-Front-ElecDHW-ElecDry | Appl-CW-Front-ElecDHW-ElecDry-Tier1AnyMFm1996CZ10DEER2017 | 0
42958.3843 | Appl-CW-Front-ElecDHW-ElecDry-Tier1 | MFm | 1996 | CZ11 | rDXGF | -1 | Household | 1 | 1031.9 | 137 | 0 | 0 | 131 | 0 | 1.8 | 0 | -0.1 | 0.1 | -0.1 | 0.2 | 0 | 0 | 4.3 | 0 | -0.2 | 0 | -0.2 | 0 | 0.02 | 0 | 0.018 | 122 | 0 | 0 | 115 | 0 | 1.8 | 0 | 0 | 0.2 | -0.1 | 0.2 | 0 | 0 | 5.7 | 0 | -0.14 | 0 | -0.15 | 0 | 0.018 | 0 | 0.016 | PreCW-Front-ElecDHW-ElecDry | Appl-CW-Front-ElecDHW-ElecDry-Tier1AnyMFm1996CZ11DEER2017 | 0
42958.3843 | Appl-CW-Front-ElecDHW-ElecDry-Tier1 | MFm | 1996 | CZ12 | rDXGF | -1 | Household | 1 | 1031.9 | 136 | 0 | 0 | 131 | 0 | 1.4 | 0 | -0.1 | 0 | -0.1 | 0.2 | 0 | 0 | 4.4 | 0 | -0.27 | 0 | -0.27 | 0 | 0.02 | 0 | 0.018 | 121 | 0 | 0 | 114 | 0 | 1.1 | 0 | -0.1 | 0 | -0.1 | 0.2 | 0 | 0 | 5.9 | 0 | -0.22 | 0 | -0.21 | 0 | 0.018 | 0 | 0.016 | PreCW-Front-ElecDHW-ElecDry | Appl-CW-Front-ElecDHW-ElecDry-Tier1AnyMFm1996CZ12DEER2017 | 0
42958.3843 | Appl-CW-Front-ElecDHW-ElecDry-Tier1 | MFm | 1996 | CZ13 | rDXGF | -1 | Household | 1 | 1031.9 | 137 | 0 | 0 | 131 | 0 | 1.9 | 0 | -0.1 | 0.1 | -0.1 | 0.2 | 0 | 0 | 4.3 | 0 | -0.23 | 0 | -0.23 | 0 | 0.02 | 0 | 0.018 | 122 | 0 | 0 | 115 | 0 | 1.5 | 0 | -0.1 | 0.1 | -0.1 | 0.2 | 0 | 0 | 5.7 | 0 | -0.18 | 0 | -0.19 | 0 | 0.017 | 0 | 0.016 | PreCW-Front-ElecDHW-ElecDry | Appl-CW-Front-ElecDHW-ElecDry-Tier1AnyMFm1996CZ13DEER2017 | 0
42958.3843 | Appl-CW-Front-ElecDHW-ElecDry-Tier1 | MFm | 1996 | CZ14 | rDXGF | -1 | Household | 1 | 1086 | 138 | 0 | 0 | 131 | 0 | 2.5 | 0 | 0 | 0.2 | -0.1 | 0.3 | 0 | 0 | 4.4 | 0 | -0.22 | 0 | -0.22 | 0 | 0.02 | 0 | 0.018 | 122 | 0 | 0 | 114 | 0 | 2.1 | 0 | 0 | 0.1 | -0.1 | 0.2 | 0 | 0 | 5.9 | 0 | -0.18 | 0 | -0.18 | 0 | 0.017 | 0 | 0.016 | PreCW-Front-ElecDHW-ElecDry | Appl-CW-Front-ElecDHW-ElecDry-Tier1AnyMFm1996CZ14DEER2017 | 0
42958.3843 | Appl-CW-Front-ElecDHW-ElecDry-Tier1 | MFm | 1996 | CZ15 | rDXGF | -1 | Household | 1 | 1086 | 137 | 0 | 0 | 131 | 0 | 2.7 | 0 | -0.1 | 0.2 | -0.1 | 0.3 | 0 | 0 | 3.5 | 0 | -0.11 | 0 | -0.1 | 0 | 0.02 | 0 | 0.018 | 122 | 0 | 0 | 114 | 0 | 2.1 | 0 | 0 | 0.2 | 0 | 0.2 | 0 | 0 | 4.7 | 0 | -0.08 | 0 | -0.08 | 0 | 0.018 | 0 | 0.016 | PreCW-Front-ElecDHW-ElecDry | Appl-CW-Front-ElecDHW-ElecDry-Tier1AnyMFm1996CZ15DEER2017 | 0
42958.3843 | Appl-CW-Front-ElecDHW-ElecDry-Tier1 | MFm | 1996 | CZ16 | rDXGF | -1 | Household | 1 | 981.6 | 137 | 0 | 0 | 131 | 0 | 1.4 | 0 | -0.1 | 0 | -0.1 | 0.2 | 0 | 0 | 5 | 0 | -0.31 | 0 | -0.32 | 0 | 0.019 | 0 | 0.018 | 122 | 0 | 0 | 114 | 0 | 1.1 | 0 | -0.1 | 0 | -0.1 | 0.2 | 0 | 0 | 6.7 | 0 | -0.25 | 0 | -0.26 | 0 | 0.017 | 0 | 0.016 | PreCW-Front-ElecDHW-ElecDry | Appl-CW-Front-ElecDHW-ElecDry-Tier1AnyMFm1996CZ16DEER2017 | 0
42958.3843 | Appl-CW-Front-ElecDHW-ElecDry-Tier1 | MFm | 2003 | CZ01 | rDXGF | -1 | Household | 1 | 998.7 | 135 | 0 | 0 | 131 | 0 | 0.1 | 0 | -0.2 | -0.2 | -0.2 | 0 | 0 | 0 | 5 | 0 | -0.32 | 0 | -0.32 | 0 | 0.018 | 0 | 0.018 | 121 | 0 | 0 | 115 | 0 | 0.1 | 0 | -0.2 | -0.2 | -0.2 | 0 | 0 | 0 | 6.7 | 0 | -0.33 | 0 | -0.33 | 0 | 0.016 | 0 | 0.016 | PreCW-Front-ElecDHW-ElecDry | Appl-CW-Front-ElecDHW-ElecDry-Tier1AnyMFm2003CZ01DEER2017 | 0
42958.3843 | Appl-CW-Front-ElecDHW-ElecDry-Tier1 | MFm | 2003 | CZ02 | rDXGF | -1 | Household | 1 | 1073.2 | 136 | 0 | 0 | 131 | 0 | 1 | 0 | -0.1 | 0.1 | 0 | 0.1 | 0 | 0 | 4.6 | 0 | -0.13 | 0 | -0.14 | 0 | 0.02 | 0 | 0.018 | 121 | 0 | 0 | 115 | 0 | 0.7 | 0 | -0.1 | 0.1 | 0 | 0.1 | 0 | 0 | 6.2 | 0 | -0.13 | 0 | -0.14 | 0 | 0.018 | 0 | 0.016 | PreCW-Front-ElecDHW-ElecDry | Appl-CW-Front-ElecDHW-ElecDry-Tier1AnyMFm2003CZ02DEER2017 | 0
42958.3843 | Appl-CW-Front-ElecDHW-ElecDry-Tier1 | MFm | 2003 | CZ03 | rDXGF | -1 | Household | 1 | 998.7 | 135 | 0 | 0 | 131 | 0 | 0.2 | 0 | -0.1 | -0.2 | -0.1 | 0.1 | 0 | 0 | 4.6 | 0 | -0.32 | 0 | -0.31 | 0 | 0.02 | 0 | 0.018 | 121 | 0 | 0 | 114 | 0 | 0.2 | 0 | -0.1 | -0.1 | -0.1 | 0.1 | 0 | 0 | 6.2 | 0 | -0.25 | 0 | -0.25 | 0 | 0.017 | 0 | 0.015 | PreCW-Front-ElecDHW-ElecDry | Appl-CW-Front-ElecDHW-ElecDry-Tier1AnyMFm2003CZ03DEER2017 | 0
42958.3843 | Appl-CW-Front-ElecDHW-ElecDry-Tier1 | MFm | 2003 | CZ04 | rDXGF | -1 | Household | 1 | 998.7 | 139 | 0 | 0 | 131 | 0 | 3.1 | 0 | 0 | 0.4 | 0 | 0.5 | 0 | 0 | 4.4 | 0 | -0.1 | 0 | -0.1 | 0 | 0.024 | 0 | 0.018 | 121 | 0 | 0 | 115 | 0 | 1 | 0 | -0.1 | 0 | -0.1 | 0.2 | 0 | 0 | 6 | 0 | -0.17 | 0 | -0.16 | 0 | 0.018 | 0 | 0.016 | PreCW-Front-ElecDHW-ElecDry | Appl-CW-Front-ElecDHW-ElecDry-Tier1AnyMFm2003CZ04DEER2017 | 0
42958.3843 | Appl-CW-Front-ElecDHW-ElecDry-Tier1 | MFm | 2003 | CZ05 | rDXGF | -1 | Household | 1 | 998.7 | 135 | 0 | 0 | 131 | 0 | 0.2 | 0 | -0.1 | -0.1 | -0.1 | 0.1 | 0 | 0 | 4.7 | 0 | -0.33 | 0 | -0.33 | 0 | 0.019 | 0 | 0.018 | 121 | 0 | 0 | 115 | 0 | 0.2 | 0 | -0.1 | -0.1 | -0.1 | 0.1 | 0 | 0 | 6.3 | 0 | -0.26 | 0 | -0.26 | 0 | 0.017 | 0 | 0.016 | PreCW-Front-ElecDHW-ElecDry | Appl-CW-Front-ElecDHW-ElecDry-Tier1AnyMFm2003CZ05DEER2017 | 0
42958.3843 | Appl-CW-Front-ElecDHW-ElecDry-Tier1 | MFm | 2003 | CZ06 | rDXGF | -1 | Household | 1 | 1206 | 136 | 0 | 0 | 131 | 0 | 0.9 | 0 | 0 | 0 | 0 | 0.1 | 0 | 0 | 4.3 | 0 | -0.2 | 0 | -0.2 | 0 | 0.02 | 0 | 0.018 | 121 | 0 | 0 | 115 | 0 | 0.8 | 0 | 0 | 0 | 0 | 0.1 | 0 | 0 | 5.8 | 0 | -0.16 | 0 | -0.16 | 0 | 0.018 | 0 | 0.016 | PreCW-Front-ElecDHW-ElecDry | Appl-CW-Front-ElecDHW-ElecDry-Tier1AnyMFm2003CZ06DEER2017 | 0
42958.3843 | Appl-CW-Front-ElecDHW-ElecDry-Tier1 | MFm | 2003 | CZ07 | rDXGF | -1 | Household | 1 | 1206 | 136 | 0 | 0 | 131 | 0 | 1.4 | 0 | -0.1 | 0.1 | -0.1 | 0.2 | 0 | 0 | 4.3 | 0 | -0.19 | 0 | -0.18 | 0 | 0.019 | 0 | 0.018 | 121 | 0 | 0 | 114 | 0 | 1 | 0 | -0.1 | 0.1 | -0.1 | 0.1 | 0 | 0 | 5.8 | 0 | -0.15 | 0 | -0.15 | 0 | 0.017 | 0 | 0.016 | PreCW-Front-ElecDHW-ElecDry | Appl-CW-Front-ElecDHW-ElecDry-Tier1AnyMFm2003CZ07DEER2017 | 0
42958.3843 | Appl-CW-Front-ElecDHW-ElecDry-Tier1 | MFm | 2003 | CZ08 | rDXGF | -1 | Household | 1 | 1206 | 136 | 0 | 0 | 131 | 0 | 1.5 | 0 | -0.1 | 0.1 | -0.1 | 0.2 | 0 | 0 | 4.3 | 0 | -0.17 | 0 | -0.18 | 0 | 0.021 | 0 | 0.018 | 121 | 0 | 0 | 115 | 0 | 1.2 | 0 | 0 | 0.1 | -0.1 | 0.1 | 0 | 0 | 5.7 | 0 | -0.13 | 0 | -0.14 | 0 | 0.018 | 0 | 0.016 | PreCW-Front-ElecDHW-ElecDry | Appl-CW-Front-ElecDHW-ElecDry-Tier1AnyMFm2003CZ08DEER2017 | 0
42958.3843 | Appl-CW-Front-ElecDHW-ElecDry-Tier1 | MFm | 2003 | CZ09 | rDXGF | -1 | Household | 1 | 1126.6 | 136 | 0 | 0 | 131 | 0 | 0.9 | 0 | -0.2 | -0.1 | -0.2 | 0.1 | 0 | 0 | 4.3 | 0 | -0.31 | 0 | -0.31 | 0 | 0.019 | 0 | 0.018 | 119 | 0 | 0 | 115 | 0 | -0.5 | 0 | -0.1 | -0.3 | -0.2 | -0.1 | 0 | 0 | 5.7 | 0 | -0.24 | 0 | -0.24 | 0 | 0.015 | 0 | 0.016 | PreCW-Front-ElecDHW-ElecDry | Appl-CW-Front-ElecDHW-ElecDry-Tier1AnyMFm2003CZ09DEER2017 | 0
42958.3843 | Appl-CW-Front-ElecDHW-ElecDry-Tier1 | MFm | 2003 | CZ10 | rDXGF | -1 | Household | 1 | 1073.2 | 137 | 0 | 0 | 131 | 0 | 2 | 0 | -0.1 | 0.2 | -0.1 | 0.2 | 0 | 0 | 4.2 | 0 | -0.12 | 0 | -0.11 | 0 | 0.021 | 0 | 0.018 | 122 | 0 | 0 | 115 | 0 | 1.7 | 0 | -0.1 | 0.2 | -0.1 | 0.2 | 0 | 0 | 5.7 | 0 | -0.09 | 0 | -0.09 | 0 | 0.019 | 0 | 0.016 | PreCW-Front-ElecDHW-ElecDry | Appl-CW-Front-ElecDHW-ElecDry-Tier1AnyMFm2003CZ10DEER2017 | 0
42958.3843 | Appl-CW-Front-ElecDHW-ElecDry-Tier1 | MFm | 2003 | CZ11 | rDXGF | -1 | Household | 1 | 1073.2 | 137 | 0 | 0 | 131 | 0 | 1.9 | 0 | -0.1 | 0.1 | -0.1 | 0.2 | 0 | 0 | 4.2 | 0 | -0.24 | 0 | -0.24 | 0 | 0.019 | 0 | 0.018 | 122 | 0 | 0 | 114 | 0 | 1.5 | 0 | -0.1 | 0.1 | -0.1 | 0.2 | 0 | 0 | 5.7 | 0 | -0.19 | 0 | -0.19 | 0 | 0.017 | 0 | 0.016 | PreCW-Front-ElecDHW-ElecDry | Appl-CW-Front-ElecDHW-ElecDry-Tier1AnyMFm2003CZ11DEER2017 | 0
42958.3843 | Appl-CW-Front-ElecDHW-ElecDry-Tier1 | MFm | 2003 | CZ12 | rDXGF | -1 | Household | 1 | 1073.2 | 137 | 0 | 0 | 131 | 0 | 1.5 | 0 | -0.1 | 0.1 | -0.1 | 0.2 | 0 | 0 | 4.4 | 0 | -0.23 | 0 | -0.23 | 0 | 0.02 | 0 | 0.018 | 122 | 0 | 0 | 115 | 0 | 1.2 | 0 | -0.1 | 0.1 | -0.1 | 0.2 | 0 | 0 | 5.9 | 0 | -0.18 | 0 | -0.18 | 0 | 0.018 | 0 | 0.016 | PreCW-Front-ElecDHW-ElecDry | Appl-CW-Front-ElecDHW-ElecDry-Tier1AnyMFm2003CZ12DEER2017 | 0
42958.3843 | Appl-CW-Front-ElecDHW-ElecDry-Tier1 | MFm | 2003 | CZ13 | rDXGF | -1 | Household | 1 | 1073.2 | 137 | 0 | 0 | 131 | 0 | 2 | 0 | -0.1 | 0.1 | -0.1 | 0.3 | 0 | 0 | 4.2 | 0 | -0.21 | 0 | -0.21 | 0 | 0.02 | 0 | 0.018 | 122 | 0 | 0 | 114 | 0 | 1.7 | 0 | -0.1 | 0.1 | -0.1 | 0.2 | 0 | 0 | 5.6 | 0 | -0.16 | 0 | -0.17 | 0 | 0.018 | 0 | 0.016 | PreCW-Front-ElecDHW-ElecDry | Appl-CW-Front-ElecDHW-ElecDry-Tier1AnyMFm2003CZ13DEER2017 | 0
42958.3843 | Appl-CW-Front-ElecDHW-ElecDry-Tier1 | MFm | 2003 | CZ14 | rDXGF | -1 | Household | 1 | 1094.6 | 137 | 0 | 0 | 131 | 0 | 2.1 | 0 | -0.1 | 0.2 | -0.1 | 0.2 | 0 | 0 | 4.4 | 0 | -0.24 | 0 | -0.24 | 0 | 0.019 | 0 | 0.018 | 122 | 0 | 0 | 115 | 0 | 1.7 | 0 | -0.1 | 0.1 | -0.1 | 0.2 | 0 | 0 | 5.8 | 0 | -0.19 | 0 | -0.19 | 0 | 0.017 | 0 | 0.016 | PreCW-Front-ElecDHW-ElecDry | Appl-CW-Front-ElecDHW-ElecDry-Tier1AnyMFm2003CZ14DEER2017 | 0
42958.3843 | Appl-CW-Front-ElecDHW-ElecDry-Tier1 | MFm | 2003 | CZ15 | rDXGF | -1 | Household | 1 | 1094.6 | 137 | 0 | 0 | 131 | 0 | 2.7 | 0 | -0.1 | 0.2 | 0 | 0.3 | 0 | 0 | 3.5 | 0 | -0.11 | 0 | -0.11 | 0 | 0.019 | 0 | 0.018 | 122 | 0 | 0 | 114 | 0 | 2.2 | 0 | -0.1 | 0.2 | 0 | 0.2 | 0 | 0 | 4.7 | 0 | -0.09 | 0 | -0.08 | 0 | 0.017 | 0 | 0.016 | PreCW-Front-ElecDHW-ElecDry | Appl-CW-Front-ElecDHW-ElecDry-Tier1AnyMFm2003CZ15DEER2017 | 0
42958.3843 | Appl-CW-Front-ElecDHW-ElecDry-Tier1 | MFm | 2003 | CZ16 | rDXGF | -1 | Household | 1 | 998.7 | 137 | 0 | 0 | 131 | 0 | 1.4 | 0 | -0.2 | 0.1 | -0.1 | 0.2 | 0 | 0 | 5 | 0 | -0.31 | 0 | -0.3 | 0 | 0.02 | 0 | 0.018 | 122 | 0 | 0 | 114 | 0 | 1.1 | 0 | -0.1 | 0.1 | -0.1 | 0.1 | 0 | 0 | 6.7 | 0 | -0.24 | 0 | -0.24 | 0 | 0.018 | 0 | 0.016 | PreCW-Front-ElecDHW-ElecDry | Appl-CW-Front-ElecDHW-ElecDry-Tier1AnyMFm2003CZ16DEER2017 | 0
42958.3843 | Appl-CW-Front-ElecDHW-ElecDry-Tier1 | MFm | 2007 | CZ01 | rDXGF | -1 | Household | 1 | 998.7 | 135 | 0 | 0 | 131 | 0 | 0 | 0 | -0.2 | -0.2 | -0.2 | 0 | 0 | 0 | 5 | 0 | -0.41 | 0 | -0.42 | 0 | 0.019 | 0 | 0.018 | 121 | 0 | 0 | 114 | 0 | 0 | 0 | -0.2 | -0.2 | -0.2 | 0 | 0 | 0 | 6.7 | 0 | -0.33 | 0 | -0.34 | 0 | 0.017 | 0 | 0.016 | PreCW-Front-ElecDHW-ElecDry | Appl-CW-Front-ElecDHW-ElecDry-Tier1AnyMFm2007CZ01DEER2017 | 0
42958.3843 | Appl-CW-Front-ElecDHW-ElecDry-Tier1 | MFm | 2007 | CZ02 | rDXGF | -1 | Household | 1 | 1073.2 | 136 | 0 | 0 | 131 | 0 | 1 | 0 | -0.1 | 0.1 | -0.1 | 0.2 | 0 | 0 | 4.7 | 0 | -0.21 | 0 | -0.21 | 0 | 0.02 | 0 | 0.018 | 121 | 0 | 0 | 115 | 0 | 0.4 | 0 | -0.1 | -0.1 | -0.1 | 0.1 | 0 | 0 | 6.3 | 0 | -0.27 | 0 | -0.26 | 0 | 0.017 | 0 | 0.016 | PreCW-Front-ElecDHW-ElecDry | Appl-CW-Front-ElecDHW-ElecDry-Tier1AnyMFm2007CZ02DEER2017 | 0
42958.3843 | Appl-CW-Front-ElecDHW-ElecDry-Tier1 | MFm | 2007 | CZ03 | rDXGF | -1 | Household | 1 | 998.7 | 135 | 0 | 0 | 131 | 0 | 0.1 | 0 | -0.1 | -0.1 | -0.1 | 0 | 0 | 0 | 4.7 | 0 | -0.32 | 0 | -0.32 | 0 | 0.019 | 0 | 0.018 | 121 | 0 | 0 | 114 | 0 | 0.1 | 0 | -0.1 | -0.1 | -0.1 | 0 | 0 | 0 | 6.2 | 0 | -0.25 | 0 | -0.25 | 0 | 0.017 | 0 | 0.016 | PreCW-Front-ElecDHW-ElecDry | Appl-CW-Front-ElecDHW-ElecDry-Tier1AnyMFm2007CZ03DEER2017 | 0
42958.3843 | Appl-CW-Front-ElecDHW-ElecDry-Tier1 | MFm | 2007 | CZ04 | rDXGF | -1 | Household | 1 | 998.7 | 136 | 0 | 0 | 131 | 0 | 1.1 | 0 | -0.1 | 0.1 | -0.1 | 0.2 | 0 | 0 | 4.5 | 0 | -0.19 | 0 | -0.2 | 0 | 0.019 | 0 | 0.018 | 122 | 0 | 0 | 115 | 0 | 0.9 | 0 | -0.1 | 0.1 | 0 | 0.2 | 0 | 0 | 6 | 0 | -0.15 | 0 | -0.16 | 0 | 0.017 | 0 | 0.016 | PreCW-Front-ElecDHW-ElecDry | Appl-CW-Front-ElecDHW-ElecDry-Tier1AnyMFm2007CZ04DEER2017 | 0
42958.3843 | Appl-CW-Front-ElecDHW-ElecDry-Tier1 | MFm | 2007 | CZ05 | rDXGF | -1 | Household | 1 | 998.7 | 135 | 0 | 0 | 131 | 0 | 0.2 | 0 | -0.1 | -0.1 | -0.2 | 0.1 | 0 | 0 | 4.7 | 0 | -0.27 | 0 | -0.28 | 0 | 0.02 | 0 | 0.018 | 121 | 0 | 0 | 115 | 0 | 0.1 | 0 | 0 | -0.1 | -0.1 | 0 | 0 | 0 | 6.4 | 0 | -0.22 | 0 | -0.22 | 0 | 0.017 | 0 | 0.016 | PreCW-Front-ElecDHW-ElecDry | Appl-CW-Front-ElecDHW-ElecDry-Tier1AnyMFm2007CZ05DEER2017 | 0
42958.3843 | Appl-CW-Front-ElecDHW-ElecDry-Tier1 | MFm | 2007 | CZ06 | rDXGF | -1 | Household | 1 | 1206 | 136 | 0 | 0 | 131 | 0 | 1 | 0 | 0 | 0.1 | -0.1 | 0.1 | 0 | 0 | 4.3 | 0 | -0.21 | 0 | -0.21 | 0 | 0.019 | 0 | 0.018 | 121 | 0 | 0 | 115 | 0 | 0.8 | 0 | 0 | 0.1 | -0.1 | 0.1 | 0 | 0 | 5.8 | 0 | -0.17 | 0 | -0.17 | 0 | 0.017 | 0 | 0.016 | PreCW-Front-ElecDHW-ElecDry | Appl-CW-Front-ElecDHW-ElecDry-Tier1AnyMFm2007CZ06DEER2017 | 0
42958.3843 | Appl-CW-Front-ElecDHW-ElecDry-Tier1 | MFm | 2007 | CZ07 | rDXGF | -1 | Household | 1 | 1206 | 135 | 0 | 0 | 131 | 0 | 0.2 | 0 | -0.1 | -0.2 | -0.2 | 0 | 0 | 0 | 4.3 | 0 | -0.4 | 0 | -0.4 | 0 | 0.017 | 0 | 0.018 | 122 | 0 | 0 | 115 | 0 | 1.4 | 0 | 0 | 0.2 | -0.1 | 0.2 | 0 | 0 | 5.8 | 0 | -0.11 | 0 | -0.11 | 0 | 0.018 | 0 | 0.016 | PreCW-Front-ElecDHW-ElecDry | Appl-CW-Front-ElecDHW-ElecDry-Tier1AnyMFm2007CZ07DEER2017 | 0
42958.3843 | Appl-CW-Front-ElecDHW-ElecDry-Tier1 | MFm | 2007 | CZ08 | rDXGF | -1 | Household | 1 | 1206 | 133 | 0 | 0 | 131 | 0 | -1.2 | 0 | -0.1 | -0.4 | -0.1 | -0.2 | 0 | 0 | 4.3 | 0 | -0.3 | 0 | -0.29 | 0 | 0.014 | 0 | 0.018 | 118 | 0 | 0 | 115 | 0 | -1.5 | 0 | -0.1 | -0.4 | -0.1 | -0.3 | 0 | 0 | 5.7 | 0 | -0.26 | 0 | -0.26 | 0 | 0.012 | 0 | 0.016 | PreCW-Front-ElecDHW-ElecDry | Appl-CW-Front-ElecDHW-ElecDry-Tier1AnyMFm2007CZ08DEER2017 | 0
42958.3843 | Appl-CW-Front-ElecDHW-ElecDry-Tier1 | MFm | 2007 | CZ09 | rDXGF | -1 | Household | 1 | 1126.6 | 136 | 0 | 0 | 131 | 0 | 1.1 | 0 | 0 | 0.1 | -0.1 | 0.2 | 0 | 0 | 4.3 | 0 | -0.19 | 0 | -0.19 | 0 | 0.02 | 0 | 0.018 | 121 | 0 | 0 | 114 | 0 | 0.9 | 0 | 0 | 0.1 | -0.1 | 0.2 | 0 | 0 | 5.7 | 0 | -0.15 | 0 | -0.15 | 0 | 0.017 | 0 | 0.015 | PreCW-Front-ElecDHW-ElecDry | Appl-CW-Front-ElecDHW-ElecDry-Tier1AnyMFm2007CZ09DEER2017 | 0
42958.3843 | Appl-CW-Front-ElecDHW-ElecDry-Tier1 | MFm | 2007 | CZ10 | rDXGF | -1 | Household | 1 | 1073.2 | 135 | 0 | 0 | 131 | 0 | 0.6 | 0 | -0.1 | 0 | -0.1 | 0.1 | 0 | 0 | 4.2 | 0 | -0.2 | 0 | -0.19 | 0 | 0.018 | 0 | 0.018 | 122 | 0 | 0 | 114 | 0 | 1.7 | 0 | 0 | 0.3 | 0 | 0.3 | 0 | 0 | 5.7 | 0 | -0.09 | 0 | -0.09 | 0 | 0.019 | 0 | 0.016 | PreCW-Front-ElecDHW-ElecDry | Appl-CW-Front-ElecDHW-ElecDry-Tier1AnyMFm2007CZ10DEER2017 | 0
42958.3843 | Appl-CW-Front-ElecDHW-ElecDry-Tier1 | MFm | 2007 | CZ11 | rDXGF | -1 | Household | 1 | 1073.2 | 137 | 0 | 0 | 131 | 0 | 1.7 | 0 | -0.1 | 0.2 | -0.1 | 0.3 | 0 | 0 | 4.3 | 0 | -0.24 | 0 | -0.24 | 0 | 0.019 | 0 | 0.018 | 122 | 0 | 0 | 115 | 0 | 1.5 | 0 | -0.1 | 0.2 | -0.1 | 0.2 | 0 | 0 | 5.7 | 0 | -0.19 | 0 | -0.19 | 0 | 0.017 | 0 | 0.016 | PreCW-Front-ElecDHW-ElecDry | Appl-CW-Front-ElecDHW-ElecDry-Tier1AnyMFm2007CZ11DEER2017 | 0
42958.3843 | Appl-CW-Front-ElecDHW-ElecDry-Tier1 | MFm | 2007 | CZ12 | rDXGF | -1 | Household | 1 | 1073.2 | 137 | 0 | 0 | 131 | 0 | 1.5 | 0 | -0.1 | 0.1 | -0.1 | 0.2 | 0 | 0 | 4.4 | 0 | -0.22 | 0 | -0.22 | 0 | 0.02 | 0 | 0.018 | 122 | 0 | 0 | 114 | 0 | 1.2 | 0 | -0.1 | 0.1 | -0.1 | 0.2 | 0 | 0 | 5.9 | 0 | -0.17 | 0 | -0.17 | 0 | 0.018 | 0 | 0.016 | PreCW-Front-ElecDHW-ElecDry | Appl-CW-Front-ElecDHW-ElecDry-Tier1AnyMFm2007CZ12DEER2017 | 0
42958.3843 | Appl-CW-Front-ElecDHW-ElecDry-Tier1 | MFm | 2007 | CZ13 | rDXGF | -1 | Household | 1 | 1073.2 | 137 | 0 | 0 | 131 | 0 | 1.7 | 0 | -0.1 | 0.1 | -0.1 | 0.3 | 0 | 0 | 4.3 | 0 | -0.23 | 0 | -0.23 | 0 | 0.019 | 0 | 0.018 | 122 | 0 | 0 | 115 | 0 | 1.4 | 0 | 0 | 0.1 | -0.1 | 0.3 | 0 | 0 | 5.7 | 0 | -0.19 | 0 | -0.18 | 0 | 0.017 | 0 | 0.016 | PreCW-Front-ElecDHW-ElecDry | Appl-CW-Front-ElecDHW-ElecDry-Tier1AnyMFm2007CZ13DEER2017 | 0
42958.3843 | Appl-CW-Front-ElecDHW-ElecDry-Tier1 | MFm | 2007 | CZ14 | rDXGF | -1 | Household | 1 | 1094.6 | 137 | 0 | 0 | 131 | 0 | 1.8 | 0 | -0.1 | 0.2 | -0.1 | 0.3 | 0 | 0 | 4.4 | 0 | -0.23 | 0 | -0.23 | 0 | 0.02 | 0 | 0.018 | 122 | 0 | 0 | 114 | 0 | 1.4 | 0 | -0.1 | 0.2 | -0.1 | 0.3 | 0 | 0 | 5.9 | 0 | -0.19 | 0 | -0.18 | 0 | 0.017 | 0 | 0.016 | PreCW-Front-ElecDHW-ElecDry | Appl-CW-Front-ElecDHW-ElecDry-Tier1AnyMFm2007CZ14DEER2017 | 0
42958.3843 | Appl-CW-Front-ElecDHW-ElecDry-Tier1 | MFm | 2007 | CZ15 | rDXGF | -1 | Household | 1 | 1094.6 | 137 | 0 | 0 | 131 | 0 | 2.1 | 0 | 0 | 0.3 | 0 | 0.3 | 0 | 0 | 3.6 | 0 | -0.11 | 0 | -0.11 | 0 | 0.02 | 0 | 0.018 | 121 | 0 | 0 | 115 | 0 | 1.7 | 0 | 0 | 0.2 | 0 | 0.3 | 0 | 0 | 4.8 | 0 | -0.09 | 0 | -0.08 | 0 | 0.018 | 0 | 0.016 | PreCW-Front-ElecDHW-ElecDry | Appl-CW-Front-ElecDHW-ElecDry-Tier1AnyMFm2007CZ15DEER2017 | 0
42958.3843 | Appl-CW-Front-ElecDHW-ElecDry-Tier1 | MFm | 2007 | CZ16 | rDXGF | -1 | Household | 1 | 998.7 | 137 | 0 | 0 | 131 | 0 | 1.1 | 0 | -0.1 | 0.1 | -0.1 | 0.2 | 0 | 0 | 5 | 0 | -0.31 | 0 | -0.31 | 0 | 0.02 | 0 | 0.018 | 122 | 0 | 0 | 114 | 0 | 0.9 | 0 | -0.1 | 0.1 | -0.1 | 0.2 | 0 | 0 | 6.7 | 0 | -0.25 | 0 | -0.25 | 0 | 0.018 | 0 | 0.016 | PreCW-Front-ElecDHW-ElecDry | Appl-CW-Front-ElecDHW-ElecDry-Tier1AnyMFm2007CZ16DEER2017 | 0
42958.3843 | Appl-CW-Front-ElecDHW-ElecDry-Tier1 | MFm | 2011 | CZ01 | rDXGF | -1 | Household | 1 | 998.7 | 135 | 0 | 0 | 131 | 0 | 0 | 0 | -0.2 | -0.3 | -0.2 | 0 | 0 | 0 | 5 | 0 | -0.41 | 0 | -0.41 | 0 | 0.019 | 0 | 0.018 | 121 | 0 | 0 | 115 | 0 | 0 | 0 | -0.2 | -0.2 | -0.2 | 0 | 0 | 0 | 6.7 | 0 | -0.32 | 0 | -0.33 | 0 | 0.017 | 0 | 0.016 | PreCW-Front-ElecDHW-ElecDry | Appl-CW-Front-ElecDHW-ElecDry-Tier1AnyMFm2011CZ01DEER2017 | 0
42958.3843 | Appl-CW-Front-ElecDHW-ElecDry-Tier1 | MFm | 2011 | CZ02 | rDXGF | -1 | Household | 1 | 1073.2 | 137 | 0 | 0 | 131 | 0 | 1.3 | 0 | 0 | 0.2 | 0 | 0.3 | 0 | 0 | 4.6 | 0 | -0.15 | 0 | -0.14 | 0 | 0.021 | 0 | 0.018 | 122 | 0 | 0 | 115 | 0 | 1.1 | 0 | 0 | 0.2 | 0 | 0.2 | 0 | 0 | 6.2 | 0 | -0.1 | 0 | -0.1 | 0 | 0.018 | 0 | 0.016 | PreCW-Front-ElecDHW-ElecDry | Appl-CW-Front-ElecDHW-ElecDry-Tier1AnyMFm2011CZ02DEER2017 | 0
42958.3843 | Appl-CW-Front-ElecDHW-ElecDry-Tier1 | MFm | 2011 | CZ03 | rDXGF | -1 | Household | 1 | 998.7 | 135 | 0 | 0 | 131 | 0 | 0.1 | 0 | -0.1 | -0.1 | -0.1 | 0 | 0 | 0 | 4.6 | 0 | -0.25 | 0 | -0.24 | 0 | 0.019 | 0 | 0.018 | 121 | 0 | 0 | 115 | 0 | 0.1 | 0 | -0.1 | 0 | 0 | 0 | 0 | 0 | 6.2 | 0 | -0.18 | 0 | -0.18 | 0 | 0.017 | 0 | 0.015 | PreCW-Front-ElecDHW-ElecDry | Appl-CW-Front-ElecDHW-ElecDry-Tier1AnyMFm2011CZ03DEER2017 | 0
42958.3843 | Appl-CW-Front-ElecDHW-ElecDry-Tier1 | MFm | 2011 | CZ04 | rDXGF | -1 | Household | 1 | 998.7 | 137 | 0 | 0 | 131 | 0 | 1.5 | 0 | -0.1 | 0.2 | -0.1 | 0.3 | 0 | 0 | 4.5 | 0 | -0.16 | 0 | -0.16 | 0 | 0.02 | 0 | 0.018 | 122 | 0 | 0 | 115 | 0 | 1.2 | 0 | -0.1 | 0.1 | -0.1 | 0.2 | 0 | 0 | 6 | 0 | -0.13 | 0 | -0.12 | 0 | 0.018 | 0 | 0.016 | PreCW-Front-ElecDHW-ElecDry | Appl-CW-Front-ElecDHW-ElecDry-Tier1AnyMFm2011CZ04DEER2017 | 0
42958.3843 | Appl-CW-Front-ElecDHW-ElecDry-Tier1 | MFm | 2011 | CZ05 | rDXGF | -1 | Household | 1 | 998.7 | 136 | 0 | 0 | 131 | 0 | 0.2 | 0 | -0.1 | -0.1 | -0.2 | 0 | 0 | 0 | 4.7 | 0 | -0.27 | 0 | -0.26 | 0 | 0.019 | 0 | 0.018 | 121 | 0 | 0 | 115 | 0 | 0.1 | 0 | -0.1 | -0.1 | -0.1 | 0 | 0 | 0 | 6.4 | 0 | -0.21 | 0 | -0.21 | 0 | 0.017 | 0 | 0.016 | PreCW-Front-ElecDHW-ElecDry | Appl-CW-Front-ElecDHW-ElecDry-Tier1AnyMFm2011CZ05DEER2017 | 0
42958.3843 | Appl-CW-Front-ElecDHW-ElecDry-Tier1 | MFm | 2011 | CZ06 | rDXGF | -1 | Household | 1 | 1206 | 136 | 0 | 0 | 131 | 0 | 1 | 0 | -0.1 | 0.1 | -0.1 | 0.2 | 0 | 0 | 4.4 | 0 | -0.21 | 0 | -0.22 | 0 | 0.02 | 0 | 0.018 | 121 | 0 | 0 | 115 | 0 | 0.8 | 0 | 0 | 0 | 0 | 0.2 | 0 | 0 | 5.9 | 0 | -0.17 | 0 | -0.17 | 0 | 0.018 | 0 | 0.016 | PreCW-Front-ElecDHW-ElecDry | Appl-CW-Front-ElecDHW-ElecDry-Tier1AnyMFm2011CZ06DEER2017 | 0
42958.3843 | Appl-CW-Front-ElecDHW-ElecDry-Tier1 | MFm | 2011 | CZ07 | rDXGF | -1 | Household | 1 | 1206 | 137 | 0 | 0 | 131 | 0 | 1.7 | 0 | 0 | 0.3 | -0.1 | 0.3 | 0 | 0 | 4.3 | 0 | -0.17 | 0 | -0.17 | 0 | 0.019 | 0 | 0.018 | 122 | 0 | 0 | 114 | 0 | 1.4 | 0 | 0 | 0.2 | 0 | 0.3 | 0 | 0 | 5.8 | 0 | -0.14 | 0 | -0.13 | 0 | 0.017 | 0 | 0.016 | PreCW-Front-ElecDHW-ElecDry | Appl-CW-Front-ElecDHW-ElecDry-Tier1AnyMFm2011CZ07DEER2017 | 0
42958.3843 | Appl-CW-Front-ElecDHW-ElecDry-Tier1 | MFm | 2011 | CZ08 | rDXGF | -1 | Household | 1 | 1206 | 137 | 0 | 0 | 131 | 0 | 1.8 | 0 | 0 | 0.2 | -0.1 | 0.3 | 0 | 0 | 4.3 | 0 | -0.15 | 0 | -0.14 | 0 | 0.02 | 0 | 0.018 | 122 | 0 | 0 | 115 | 0 | 1.4 | 0 | 0 | 0.2 | -0.1 | 0.3 | 0 | 0 | 5.7 | 0 | -0.11 | 0 | -0.11 | 0 | 0.018 | 0 | 0.016 | PreCW-Front-ElecDHW-ElecDry | Appl-CW-Front-ElecDHW-ElecDry-Tier1AnyMFm2011CZ08DEER2017 | 0
42958.3843 | Appl-CW-Front-ElecDHW-ElecDry-Tier1 | MFm | 2011 | CZ09 | rDXGF | -1 | Household | 1 | 1126.6 | 136 | 0 | 0 | 131 | 0 | 1.4 | 0 | -0.1 | 0.2 | -0.1 | 0.2 | 0 | 0 | 4.2 | 0 | -0.17 | 0 | -0.17 | 0 | 0.02 | 0 | 0.018 | 121 | 0 | 0 | 115 | 0 | 1.1 | 0 | -0.1 | 0.1 | 0 | 0.2 | 0 | 0 | 5.7 | 0 | -0.14 | 0 | -0.13 | 0 | 0.018 | 0 | 0.016 | PreCW-Front-ElecDHW-ElecDry | Appl-CW-Front-ElecDHW-ElecDry-Tier1AnyMFm2011CZ09DEER2017 | 0
42958.3843 | Appl-CW-Front-ElecDHW-ElecDry-Tier1 | MFm | 2011 | CZ10 | rDXGF | -1 | Household | 1 | 1073.2 | 136 | 0 | 0 | 131 | 0 | 1.4 | 0 | -0.1 | 0.1 | -0.1 | 0.2 | 0 | 0 | 4.3 | 0 | -0.14 | 0 | -0.15 | 0 | 0.02 | 0 | 0.018 | 121 | 0 | 0 | 115 | 0 | 1.1 | 0 | -0.1 | 0.1 | -0.1 | 0.2 | 0 | 0 | 5.7 | 0 | -0.11 | 0 | -0.12 | 0 | 0.018 | 0 | 0.016 | PreCW-Front-ElecDHW-ElecDry | Appl-CW-Front-ElecDHW-ElecDry-Tier1AnyMFm2011CZ10DEER2017 | 0
42958.3843 | Appl-CW-Front-ElecDHW-ElecDry-Tier1 | MFm | 2011 | CZ11 | rDXGF | -1 | Household | 1 | 1073.2 | 137 | 0 | 0 | 131 | 0 | 1.6 | 0 | -0.1 | 0.1 | -0.1 | 0.2 | 0 | 0 | 4.3 | 0 | -0.22 | 0 | -0.22 | 0 | 0.019 | 0 | 0.018 | 122 | 0 | 0 | 115 | 0 | 1.5 | 0 | -0.1 | 0.1 | -0.1 | 0.2 | 0 | 0 | 5.8 | 0 | -0.17 | 0 | -0.17 | 0 | 0.017 | 0 | 0.016 | PreCW-Front-ElecDHW-ElecDry | Appl-CW-Front-ElecDHW-ElecDry-Tier1AnyMFm2011CZ11DEER2017 | 0
42958.3843 | Appl-CW-Front-ElecDHW-ElecDry-Tier1 | MFm | 2011 | CZ12 | rDXGF | -1 | Household | 1 | 1073.2 | 137 | 0 | 0 | 131 | 0 | 1.4 | 0 | -0.1 | 0.1 | -0.1 | 0.2 | 0 | 0 | 4.5 | 0 | -0.21 | 0 | -0.2 | 0 | 0.02 | 0 | 0.018 | 122 | 0 | 0 | 114 | 0 | 1.2 | 0 | -0.1 | 0.1 | -0.1 | 0.2 | 0 | 0 | 6 | 0 | -0.16 | 0 | -0.16 | 0 | 0.017 | 0 | 0.015 | PreCW-Front-ElecDHW-ElecDry | Appl-CW-Front-ElecDHW-ElecDry-Tier1AnyMFm2011CZ12DEER2017 | 0
42958.3843 | Appl-CW-Front-ElecDHW-ElecDry-Tier1 | MFm | 2011 | CZ13 | rDXGF | -1 | Household | 1 | 1073.2 | 137 | 0 | 0 | 131 | 0 | 1.8 | 0 | -0.1 | 0.1 | -0.1 | 0.3 | 0 | 0 | 4.2 | 0 | -0.21 | 0 | -0.22 | 0 | 0.019 | 0 | 0.018 | 122 | 0 | 0 | 114 | 0 | 1.4 | 0 | -0.1 | 0.1 | -0.1 | 0.2 | 0 | 0 | 5.7 | 0 | -0.17 | 0 | -0.18 | 0 | 0.017 | 0 | 0.016 | PreCW-Front-ElecDHW-ElecDry | Appl-CW-Front-ElecDHW-ElecDry-Tier1AnyMFm2011CZ13DEER2017 | 0
42958.3843 | Appl-CW-Front-ElecDHW-ElecDry-Tier1 | MFm | 2011 | CZ14 | rDXGF | -1 | Household | 1 | 1094.6 | 137 | 0 | 0 | 131 | 0 | 1.8 | 0 | -0.1 | 0.2 | -0.1 | 0.3 | 0 | 0 | 4.4 | 0 | -0.22 | 0 | -0.22 | 0 | 0.02 | 0 | 0.018 | 122 | 0 | 0 | 114 | 0 | 1.5 | 0 | -0.1 | 0.2 | -0.1 | 0.3 | 0 | 0 | 5.8 | 0 | -0.18 | 0 | -0.17 | 0 | 0.017 | 0 | 0.016 | PreCW-Front-ElecDHW-ElecDry | Appl-CW-Front-ElecDHW-ElecDry-Tier1AnyMFm2011CZ14DEER2017 | 0
42958.3843 | Appl-CW-Front-ElecDHW-ElecDry-Tier1 | MFm | 2011 | CZ15 | rDXGF | -1 | Household | 1 | 1094.6 | 137 | 0 | 0 | 131 | 0 | 2.2 | 0 | 0 | 0.2 | 0 | 0.3 | 0 | 0 | 3.6 | 0 | -0.1 | 0 | -0.1 | 0 | 0.02 | 0 | 0.018 | 121 | 0 | 0 | 114 | 0 | 1.7 | 0 | 0 | 0.2 | 0 | 0.3 | 0 | 0 | 4.8 | 0 | -0.08 | 0 | -0.08 | 0 | 0.017 | 0 | 0.016 | PreCW-Front-ElecDHW-ElecDry | Appl-CW-Front-ElecDHW-ElecDry-Tier1AnyMFm2011CZ15DEER2017 | 0
42958.3843 | Appl-CW-Front-ElecDHW-ElecDry-Tier1 | MFm | 2011 | CZ16 | rDXGF | -1 | Household | 1 | 998.7 | 137 | 0 | 0 | 131 | 0 | 1.2 | 0 | -0.1 | 0.1 | -0.2 | 0.2 | 0 | 0 | 5 | 0 | -0.31 | 0 | -0.31 | 0 | 0.02 | 0 | 0.018 | 122 | 0 | 0 | 115 | 0 | 0.9 | 0 | -0.1 | 0.1 | -0.2 | 0.2 | 0 | 0 | 6.7 | 0 | -0.24 | 0 | -0.24 | 0 | 0.017 | 0 | 0.016 | PreCW-Front-ElecDHW-ElecDry | Appl-CW-Front-ElecDHW-ElecDry-Tier1AnyMFm2011CZ16DEER2017 | 0
42958.3843 | Appl-CW-Front-ElecDHW-ElecDry-Tier1 | MFm | 2015 | CZ01 | rDXGF | -1 | Household | 1 | 998.7 | 135 | 0 | 0 | 131 | 0 | 0 | 0 | -0.1 | -0.1 | -0.2 | 0 | 0 | 0 | 5 | 0 | -0.31 | 0 | -0.3 | 0 | 0.019 | 0 | 0.018 | 121 | 0 | 0 | 115 | 0 | 0 | 0 | 0 | -0.1 | -0.1 | 0 | 0 | 0 | 6.7 | 0 | -0.21 | 0 | -0.2 | 0 | 0.017 | 0 | 0.016 | PreCW-Front-ElecDHW-ElecDry | Appl-CW-Front-ElecDHW-ElecDry-Tier1AnyMFm2015CZ01DEER2017 | 0
42958.3843 | Appl-CW-Front-ElecDHW-ElecDry-Tier1 | MFm | 2015 | CZ02 | rDXGF | -1 | Household | 1 | 1073.2 | 136 | 0 | 0 | 131 | 0 | 0.9 | 0 | 0 | 0.1 | -0.1 | 0.2 | 0 | 0 | 4.6 | 0 | -0.23 | 0 | -0.23 | 0 | 0.02 | 0 | 0.018 | 121 | 0 | 0 | 115 | 0 | 0.7 | 0 | 0 | 0.1 | -0.1 | 0.1 | 0 | 0 | 6.2 | 0 | -0.18 | 0 | -0.18 | 0 | 0.018 | 0 | 0.016 | PreCW-Front-ElecDHW-ElecDry | Appl-CW-Front-ElecDHW-ElecDry-Tier1AnyMFm2015CZ02DEER2017 | 0
42958.3843 | Appl-CW-Front-ElecDHW-ElecDry-Tier1 | MFm | 2015 | CZ03 | rDXGF | -1 | Household | 1 | 998.7 | 135 | 0 | 0 | 131 | 0 | 0.2 | 0 | -0.1 | 0 | 0 | 0 | 0 | 0 | 4.6 | 0 | -0.18 | 0 | -0.18 | 0 | 0.019 | 0 | 0.018 | 121 | 0 | 0 | 115 | 0 | 0.1 | 0 | 0 | 0 | 0 | 0 | 0 | 0 | 6.2 | 0 | -0.13 | 0 | -0.12 | 0 | 0.017 | 0 | 0.016 | PreCW-Front-ElecDHW-ElecDry | Appl-CW-Front-ElecDHW-ElecDry-Tier1AnyMFm2015CZ03DEER2017 | 0
42958.3843 | Appl-CW-Front-ElecDHW-ElecDry-Tier1 | MFm | 2015 | CZ04 | rDXGF | -1 | Household | 1 | 998.7 | 136 | 0 | 0 | 131 | 0 | 1.1 | 0 | 0 | 0.2 | 0 | 0.2 | 0 | 0 | 4.5 | 0 | -0.18 | 0 | -0.17 | 0 | 0.019 | 0 | 0.018 | 122 | 0 | 0 | 115 | 0 | 0.9 | 0 | 0 | 0.1 | 0 | 0.2 | 0 | 0 | 6 | 0 | -0.14 | 0 | -0.14 | 0 | 0.017 | 0 | 0.016 | PreCW-Front-ElecDHW-ElecDry | Appl-CW-Front-ElecDHW-ElecDry-Tier1AnyMFm2015CZ04DEER2017 | 0
42958.3843 | Appl-CW-Front-ElecDHW-ElecDry-Tier1 | MFm | 2015 | CZ05 | rDXGF | -1 | Household | 1 | 998.7 | 136 | 0 | 0 | 131 | 0 | 0.3 | 0 | 0 | 0 | -0.1 | 0 | 0 | 0 | 4.7 | 0 | -0.19 | 0 | -0.19 | 0 | 0.019 | 0 | 0.018 | 121 | 0 | 0 | 115 | 0 | 0.2 | 0 | 0 | 0 | -0.1 | 0 | 0 | 0 | 6.3 | 0 | -0.15 | 0 | -0.15 | 0 | 0.017 | 0 | 0.016 | PreCW-Front-ElecDHW-ElecDry | Appl-CW-Front-ElecDHW-ElecDry-Tier1AnyMFm2015CZ05DEER2017 | 0
42958.3843 | Appl-CW-Front-ElecDHW-ElecDry-Tier1 | MFm | 2015 | CZ06 | rDXGF | -1 | Household | 1 | 1206 | 136 | 0 | 0 | 131 | 0 | 0.9 | 0 | -0.1 | 0.1 | 0 | 0.2 | 0 | 0 | 4.3 | 0 | -0.22 | 0 | -0.22 | 0 | 0.019 | 0 | 0.018 | 121 | 0 | 0 | 115 | 0 | 0.8 | 0 | -0.1 | 0.1 | 0 | 0.1 | 0 | 0 | 5.8 | 0 | -0.17 | 0 | -0.17 | 0 | 0.017 | 0 | 0.016 | PreCW-Front-ElecDHW-ElecDry | Appl-CW-Front-ElecDHW-ElecDry-Tier1AnyMFm2015CZ06DEER2017 | 0
42958.3843 | Appl-CW-Front-ElecDHW-ElecDry-Tier1 | MFm | 2015 | CZ07 | rDXGF | -1 | Household | 1 | 1206 | 136 | 0 | 0 | 131 | 0 | 1.4 | 0 | 0 | 0.2 | -0.1 | 0.2 | 0 | 0 | 4.3 | 0 | -0.18 | 0 | -0.18 | 0 | 0.019 | 0 | 0.018 | 122 | 0 | 0 | 114 | 0 | 1.1 | 0 | 0 | 0.1 | -0.1 | 0.2 | 0 | 0 | 5.8 | 0 | -0.14 | 0 | -0.14 | 0 | 0.017 | 0 | 0.016 | PreCW-Front-ElecDHW-ElecDry | Appl-CW-Front-ElecDHW-ElecDry-Tier1AnyMFm2015CZ07DEER2017 | 0
42958.3843 | Appl-CW-Front-ElecDHW-ElecDry-Tier1 | MFm | 2015 | CZ08 | rDXGF | -1 | Household | 1 | 1206 | 137 | 0 | 0 | 131 | 0 | 2.1 | 0 | 0 | 0.3 | 0 | 0.4 | 0 | 0 | 4.2 | 0 | -0.14 | 0 | -0.14 | 0 | 0.02 | 0 | 0.018 | 122 | 0 | 0 | 115 | 0 | 1.8 | 0 | 0 | 0.2 | 0 | 0.3 | 0 | 0 | 5.7 | 0 | -0.11 | 0 | -0.1 | 0 | 0.018 | 0 | 0.016 | PreCW-Front-ElecDHW-ElecDry | Appl-CW-Front-ElecDHW-ElecDry-Tier1AnyMFm2015CZ08DEER2017 | 0
42958.3843 | Appl-CW-Front-ElecDHW-ElecDry-Tier1 | MFm | 2015 | CZ09 | rDXGF | -1 | Household | 1 | 1126.6 | 136 | 0 | 0 | 131 | 0 | 1.4 | 0 | 0 | 0.1 | -0.1 | 0.2 | 0 | 0 | 4.3 | 0 | -0.17 | 0 | -0.16 | 0 | 0.02 | 0 | 0.018 | 121 | 0 | 0 | 114 | 0 | 1.2 | 0 | 0 | 0.1 | -0.1 | 0.2 | 0 | 0 | 5.7 | 0 | -0.13 | 0 | -0.13 | 0 | 0.018 | 0 | 0.016 | PreCW-Front-ElecDHW-ElecDry | Appl-CW-Front-ElecDHW-ElecDry-Tier1AnyMFm2015CZ09DEER2017 | 0
42958.3843 | Appl-CW-Front-ElecDHW-ElecDry-Tier1 | MFm | 2015 | CZ10 | rDXGF | -1 | Household | 1 | 1073.2 | 137 | 0 | 0 | 131 | 0 | 2 | 0 | -0.1 | 0.2 | 0 | 0.3 | 0 | 0 | 4.3 | 0 | -0.11 | 0 | -0.11 | 0 | 0.021 | 0 | 0.018 | 122 | 0 | 0 | 115 | 0 | 1.6 | 0 | -0.1 | 0.2 | 0 | 0.3 | 0 | 0 | 5.7 | 0 | -0.09 | 0 | -0.08 | 0 | 0.018 | 0 | 0.016 | PreCW-Front-ElecDHW-ElecDry | Appl-CW-Front-ElecDHW-ElecDry-Tier1AnyMFm2015CZ10DEER2017 | 0
42958.3843 | Appl-CW-Front-ElecDHW-ElecDry-Tier1 | MFm | 2015 | CZ11 | rDXGF | -1 | Household | 1 | 1073.2 | 137 | 0 | 0 | 131 | 0 | 1.5 | 0 | -0.1 | 0.1 | -0.1 | 0.2 | 0 | 0 | 4.3 | 0 | -0.23 | 0 | -0.23 | 0 | 0.019 | 0 | 0.018 | 122 | 0 | 0 | 114 | 0 | 1.3 | 0 | -0.1 | 0.1 | -0.1 | 0.2 | 0 | 0 | 5.8 | 0 | -0.18 | 0 | -0.18 | 0 | 0.017 | 0 | 0.016 | PreCW-Front-ElecDHW-ElecDry | Appl-CW-Front-ElecDHW-ElecDry-Tier1AnyMFm2015CZ11DEER2017 | 0
42958.3843 | Appl-CW-Front-ElecDHW-ElecDry-Tier1 | MFm | 2015 | CZ12 | rDXGF | -1 | Household | 1 | 1073.2 | 136 | 0 | 0 | 131 | 0 | 1.3 | 0 | -0.1 | 0.1 | 0 | 0.2 | 0 | 0 | 4.5 | 0 | -0.2 | 0 | -0.21 | 0 | 0.02 | 0 | 0.018 | 121 | 0 | 0 | 114 | 0 | 1 | 0 | 0 | 0 | 0 | 0.2 | 0 | 0 | 6 | 0 | -0.16 | 0 | -0.17 | 0 | 0.017 | 0 | 0.016 | PreCW-Front-ElecDHW-ElecDry | Appl-CW-Front-ElecDHW-ElecDry-Tier1AnyMFm2015CZ12DEER2017 | 0
42958.3843 | Appl-CW-Front-ElecDHW-ElecDry-Tier1 | MFm | 2015 | CZ13 | rDXGF | -1 | Household | 1 | 1073.2 | 137 | 0 | 0 | 131 | 0 | 1.6 | 0 | -0.1 | 0.2 | -0.1 | 0.3 | 0 | 0 | 4.3 | 0 | -0.21 | 0 | -0.22 | 0 | 0.02 | 0 | 0.018 | 122 | 0 | 0 | 115 | 0 | 1.3 | 0 | -0.1 | 0.1 | -0.1 | 0.2 | 0 | 0 | 5.7 | 0 | -0.16 | 0 | -0.17 | 0 | 0.017 | 0 | 0.016 | PreCW-Front-ElecDHW-ElecDry | Appl-CW-Front-ElecDHW-ElecDry-Tier1AnyMFm2015CZ13DEER2017 | 0
42958.3843 | Appl-CW-Front-ElecDHW-ElecDry-Tier1 | MFm | 2015 | CZ14 | rDXGF | -1 | Household | 1 | 1094.6 | 137 | 0 | 0 | 131 | 0 | 1.7 | 0 | -0.1 | 0.2 | -0.1 | 0.2 | 0 | 0 | 4.4 | 0 | -0.23 | 0 | -0.24 | 0 | 0.02 | 0 | 0.018 | 122 | 0 | 0 | 114 | 0 | 1.4 | 0 | -0.1 | 0.2 | 0 | 0.2 | 0 | 0 | 5.8 | 0 | -0.18 | 0 | -0.19 | 0 | 0.017 | 0 | 0.016 | PreCW-Front-ElecDHW-ElecDry | Appl-CW-Front-ElecDHW-ElecDry-Tier1AnyMFm2015CZ14DEER2017 | 0
42958.3843 | Appl-CW-Front-ElecDHW-ElecDry-Tier1 | MFm | 2015 | CZ15 | rDXGF | -1 | Household | 1 | 1094.6 | 137 | 0 | 0 | 131 | 0 | 2.1 | 0 | 0 | 0.2 | 0 | 0.3 | 0 | 0 | 3.6 | 0 | -0.1 | 0 | -0.1 | 0 | 0.02 | 0 | 0.018 | 121 | 0 | 0 | 114 | 0 | 1.7 | 0 | 0 | 0.2 | 0 | 0.2 | 0 | 0 | 4.8 | 0 | -0.08 | 0 | -0.08 | 0 | 0.017 | 0 | 0.016 | PreCW-Front-ElecDHW-ElecDry | Appl-CW-Front-ElecDHW-ElecDry-Tier1AnyMFm2015CZ15DEER2017 | 0
42958.3843 | Appl-CW-Front-ElecDHW-ElecDry-Tier1 | MFm | 2015 | CZ16 | rDXGF | -1 | Household | 1 | 998.7 | 137 | 0 | 0 | 131 | 0 | 1 | 0 | -0.1 | 0.1 | -0.2 | 0.1 | 0 | 0 | 5 | 0 | -0.32 | 0 | -0.33 | 0 | 0.02 | 0 | 0.018 | 122 | 0 | 0 | 115 | 0 | 0.9 | 0 | -0.1 | 0.1 | -0.1 | 0.1 | 0 | 0 | 6.7 | 0 | -0.25 | 0 | -0.26 | 0 | 0.017 | 0 | 0.016 | PreCW-Front-ElecDHW-ElecDry | Appl-CW-Front-ElecDHW-ElecDry-Tier1AnyMFm2015CZ16DEER2017 | 0
42958.3843 | Appl-CW-Front-ElecDHW-ElecDry-Tier1 | MFm | 2017 | CZ01 | rDXGF | -1 | Household | 1 | 998.7 | 136 | 0 | 0 | 131 | 0 | 0 | 0 | -0.1 | -0.1 | -0.1 | 0 | 0 | 0 | 5 | 0 | -0.27 | 0 | -0.27 | 0 | 0.018 | 0 | 0.018 | 121 | 0 | 0 | 115 | 0 | 0 | 0 | -0.1 | -0.1 | -0.1 | 0 | 0 | 0 | 6.7 | 0 | -0.2 | 0 | -0.2 | 0 | 0.016 | 0 | 0.015 | PreCW-Front-ElecDHW-ElecDry | Appl-CW-Front-ElecDHW-ElecDry-Tier1AnyMFm2017CZ01DEER2017 | 0
42958.3843 | Appl-CW-Front-ElecDHW-ElecDry-Tier1 | MFm | 2017 | CZ02 | rDXGF | -1 | Household | 1 | 1073.2 | 137 | 0 | 0 | 131 | 0 | 1.5 | 0 | 0 | 0.3 | 0 | 0.2 | 0 | 0 | 4.6 | 0 | -0.06 | 0 | -0.06 | 0 | 0.02 | 0 | 0.018 | 121 | 0 | 0 | 115 | 0 | 0.4 | 0 | -0.1 | 0 | -0.1 | 0 | 0 | 0 | 6.2 | 0 | -0.2 | 0 | -0.2 | 0 | 0.017 | 0 | 0.016 | PreCW-Front-ElecDHW-ElecDry | Appl-CW-Front-ElecDHW-ElecDry-Tier1AnyMFm2017CZ02DEER2017 | 0
42958.3843 | Appl-CW-Front-ElecDHW-ElecDry-Tier1 | MFm | 2017 | CZ03 | rDXGF | -1 | Household | 1 | 998.7 | 135 | 0 | 0 | 131 | 0 | 0.1 | 0 | -0.2 | -0.2 | -0.1 | 0 | 0 | 0 | 4.6 | 0 | -0.39 | 0 | -0.39 | 0 | 0.019 | 0 | 0.018 | 121 | 0 | 0 | 115 | 0 | 0.2 | 0 | -0.1 | 0 | 0 | 0 | 0 | 0 | 6.2 | 0 | -0.18 | 0 | -0.18 | 0 | 0.017 | 0 | 0.016 | PreCW-Front-ElecDHW-ElecDry | Appl-CW-Front-ElecDHW-ElecDry-Tier1AnyMFm2017CZ03DEER2017 | 0
42958.3843 | Appl-CW-Front-ElecDHW-ElecDry-Tier1 | MFm | 2017 | CZ04 | rDXGF | -1 | Household | 1 | 998.7 | 136 | 0 | 0 | 131 | 0 | 0.9 | 0 | -0.1 | 0.1 | 0 | 0.2 | 0 | 0 | 4.5 | 0 | -0.16 | 0 | -0.15 | 0 | 0.019 | 0 | 0.018 | 121 | 0 | 0 | 115 | 0 | 0.8 | 0 | -0.1 | 0.1 | 0 | 0.2 | 0 | 0 | 6 | 0 | -0.12 | 0 | -0.12 | 0 | 0.017 | 0 | 0.016 | PreCW-Front-ElecDHW-ElecDry | Appl-CW-Front-ElecDHW-ElecDry-Tier1AnyMFm2017CZ04DEER2017 | 0
42958.3843 | Appl-CW-Front-ElecDHW-ElecDry-Tier1 | MFm | 2017 | CZ05 | rDXGF | -1 | Household | 1 | 998.7 | 136 | 0 | 0 | 131 | 0 | 0.4 | 0 | -0.1 | 0 | -0.1 | 0.1 | 0 | 0 | 4.7 | 0 | -0.16 | 0 | -0.17 | 0 | 0.019 | 0 | 0.019 | 121 | 0 | 0 | 115 | 0 | 0.2 | 0 | -0.1 | 0 | -0.1 | 0.1 | 0 | 0 | 6.3 | 0 | -0.14 | 0 | -0.15 | 0 | 0.017 | 0 | 0.016 | PreCW-Front-ElecDHW-ElecDry | Appl-CW-Front-ElecDHW-ElecDry-Tier1AnyMFm2017CZ05DEER2017 | 0
42958.3843 | Appl-CW-Front-ElecDHW-ElecDry-Tier1 | MFm | 2017 | CZ06 | rDXGF | -1 | Household | 1 | 1206 | 136 | 0 | 0 | 131 | 0 | 1 | 0 | 0 | 0.1 | -0.1 | 0.2 | 0 | 0 | 4.4 | 0 | -0.2 | 0 | -0.21 | 0 | 0.019 | 0 | 0.018 | 121 | 0 | 0 | 115 | 0 | 0.7 | 0 | 0 | 0.1 | -0.1 | 0.1 | 0 | 0 | 5.9 | 0 | -0.17 | 0 | -0.18 | 0 | 0.017 | 0 | 0.016 | PreCW-Front-ElecDHW-ElecDry | Appl-CW-Front-ElecDHW-ElecDry-Tier1AnyMFm2017CZ06DEER2017 | 0
42958.3843 | Appl-CW-Front-ElecDHW-ElecDry-Tier1 | MFm | 2017 | CZ07 | rDXGF | -1 | Household | 1 | 1206 | 137 | 0 | 0 | 131 | 0 | 1.6 | 0 | -0.1 | 0.2 | 0 | 0.2 | 0 | 0 | 4.4 | 0 | -0.17 | 0 | -0.17 | 0 | 0.019 | 0 | 0.018 | 122 | 0 | 0 | 115 | 0 | 1.3 | 0 | -0.1 | 0.2 | 0 | 0.2 | 0 | 0 | 5.9 | 0 | -0.13 | 0 | -0.13 | 0 | 0.017 | 0 | 0.016 | PreCW-Front-ElecDHW-ElecDry | Appl-CW-Front-ElecDHW-ElecDry-Tier1AnyMFm2017CZ07DEER2017 | 0
42958.3843 | Appl-CW-Front-ElecDHW-ElecDry-Tier1 | MFm | 2017 | CZ08 | rDXGF | -1 | Household | 1 | 1206 | 136 | 0 | 0 | 131 | 0 | 1.4 | 0 | 0 | 0.2 | -0.1 | 0.2 | 0 | 0 | 4.3 | 0 | -0.14 | 0 | -0.14 | 0 | 0.019 | 0 | 0.018 | 122 | 0 | 0 | 115 | 0 | 1.2 | 0 | 0 | 0.1 | 0 | 0.2 | 0 | 0 | 5.8 | 0 | -0.11 | 0 | -0.11 | 0 | 0.017 | 0 | 0.016 | PreCW-Front-ElecDHW-ElecDry | Appl-CW-Front-ElecDHW-ElecDry-Tier1AnyMFm2017CZ08DEER2017 | 0
42958.3843 | Appl-CW-Front-ElecDHW-ElecDry-Tier1 | MFm | 2017 | CZ09 | rDXGF | -1 | Household | 1 | 1126.6 | 136 | 0 | 0 | 131 | 0 | 1.3 | 0 | -0.1 | 0.1 | 0 | 0.2 | 0 | 0 | 4.2 | 0 | -0.16 | 0 | -0.16 | 0 | 0.019 | 0 | 0.018 | 121 | 0 | 0 | 114 | 0 | 1 | 0 | 0 | 0.1 | 0 | 0.1 | 0 | 0 | 5.7 | 0 | -0.13 | 0 | -0.13 | 0 | 0.017 | 0 | 0.016 | PreCW-Front-ElecDHW-ElecDry | Appl-CW-Front-ElecDHW-ElecDry-Tier1AnyMFm2017CZ09DEER2017 | 0
42958.3843 | Appl-CW-Front-ElecDHW-ElecDry-Tier1 | MFm | 2017 | CZ10 | rDXGF | -1 | Household | 1 | 1073.2 | 136 | 0 | 0 | 131 | 0 | 1.3 | 0 | 0 | 0.2 | -0.1 | 0.2 | 0 | 0 | 4.2 | 0 | -0.13 | 0 | -0.13 | 0 | 0.019 | 0 | 0.018 | 121 | 0 | 0 | 115 | 0 | 1 | 0 | 0 | 0.1 | -0.1 | 0.2 | 0 | 0 | 5.7 | 0 | -0.1 | 0 | -0.1 | 0 | 0.017 | 0 | 0.016 | PreCW-Front-ElecDHW-ElecDry | Appl-CW-Front-ElecDHW-ElecDry-Tier1AnyMFm2017CZ10DEER2017 | 0
42958.3843 | Appl-CW-Front-ElecDHW-ElecDry-Tier1 | MFm | 2017 | CZ11 | rDXGF | -1 | Household | 1 | 1073.2 | 137 | 0 | 0 | 131 | 0 | 2.3 | 0 | 0 | 0.3 | -0.1 | 0.3 | 0 | 0 | 4.3 | 0 | -0.19 | 0 | -0.18 | 0 | 0.02 | 0 | 0.018 | 122 | 0 | 0 | 114 | 0 | 1.7 | 0 | 0 | 0.2 | -0.1 | 0.2 | 0 | 0 | 5.7 | 0 | -0.15 | 0 | -0.15 | 0 | 0.018 | 0 | 0.016 | PreCW-Front-ElecDHW-ElecDry | Appl-CW-Front-ElecDHW-ElecDry-Tier1AnyMFm2017CZ11DEER2017 | 0
42958.3843 | Appl-CW-Front-ElecDHW-ElecDry-Tier1 | MFm | 2017 | CZ12 | rDXGF | -1 | Household | 1 | 1073.2 | 137 | 0 | 0 | 131 | 0 | 1.5 | 0 | 0 | 0.1 | -0.1 | 0.3 | 0 | 0 | 4.4 | 0 | -0.18 | 0 | -0.18 | 0 | 0.02 | 0 | 0.018 | 122 | 0 | 0 | 115 | 0 | 1.2 | 0 | 0 | 0.1 | -0.1 | 0.2 | 0 | 0 | 5.9 | 0 | -0.14 | 0 | -0.14 | 0 | 0.017 | 0 | 0.015 | PreCW-Front-ElecDHW-ElecDry | Appl-CW-Front-ElecDHW-ElecDry-Tier1AnyMFm2017CZ12DEER2017 | 0
42958.3843 | Appl-CW-Front-ElecDHW-ElecDry-Tier1 | MFm | 2017 | CZ13 | rDXGF | -1 | Household | 1 | 1073.2 | 137 | 0 | 0 | 131 | 0 | 1.6 | 0 | 0 | 0.2 | -0.1 | 0.2 | 0 | 0 | 4.2 | 0 | -0.2 | 0 | -0.2 | 0 | 0.019 | 0 | 0.018 | 122 | 0 | 0 | 115 | 0 | 1.3 | 0 | 0 | 0.2 | -0.1 | 0.2 | 0 | 0 | 5.7 | 0 | -0.16 | 0 | -0.16 | 0 | 0.017 | 0 | 0.016 | PreCW-Front-ElecDHW-ElecDry | Appl-CW-Front-ElecDHW-ElecDry-Tier1AnyMFm2017CZ13DEER2017 | 0
42958.3843 | Appl-CW-Front-ElecDHW-ElecDry-Tier1 | MFm | 2017 | CZ14 | rDXGF | -1 | Household | 1 | 1094.6 | 137 | 0 | 0 | 131 | 0 | 1.7 | 0 | -0.1 | 0.1 | -0.1 | 0.3 | 0 | 0 | 4.4 | 0 | -0.24 | 0 | -0.23 | 0 | 0.02 | 0 | 0.018 | 122 | 0 | 0 | 114 | 0 | 1.4 | 0 | 0 | 0.1 | -0.1 | 0.2 | 0 | 0 | 5.8 | 0 | -0.19 | 0 | -0.18 | 0 | 0.018 | 0 | 0.016 | PreCW-Front-ElecDHW-ElecDry | Appl-CW-Front-ElecDHW-ElecDry-Tier1AnyMFm2017CZ14DEER2017 | 0
42958.3843 | Appl-CW-Front-ElecDHW-ElecDry-Tier1 | MFm | 2017 | CZ15 | rDXGF | -1 | Household | 1 | 1094.6 | 136 | 0 | 0 | 131 | 0 | 2 | 0 | -0.1 | 0.2 | 0 | 0.2 | 0 | 0 | 3.6 | 0 | -0.1 | 0 | -0.1 | 0 | 0.019 | 0 | 0.018 | 121 | 0 | 0 | 114 | 0 | 1.6 | 0 | -0.1 | 0.2 | 0 | 0.2 | 0 | 0 | 4.8 | 0 | -0.08 | 0 | -0.08 | 0 | 0.017 | 0 | 0.016 | PreCW-Front-ElecDHW-ElecDry | Appl-CW-Front-ElecDHW-ElecDry-Tier1AnyMFm2017CZ15DEER2017 | 0
42958.3843 | Appl-CW-Front-ElecDHW-ElecDry-Tier1 | MFm | 2017 | CZ16 | rDXGF | -1 | Household | 1 | 998.7 | 137 | 0 | 0 | 131 | 0 | 1 | 0 | -0.1 | 0 | -0.1 | 0.1 | 0 | 0 | 5 | 0 | -0.32 | 0 | -0.32 | 0 | 0.019 | 0 | 0.018 | 122 | 0 | 0 | 115 | 0 | 0.8 | 0 | -0.1 | 0 | -0.1 | 0.1 | 0 | 0 | 6.7 | 0 | -0.26 | 0 | -0.25 | 0 | 0.017 | 0 | 0.016 | PreCW-Front-ElecDHW-ElecDry | Appl-CW-Front-ElecDHW-ElecDry-Tier1AnyMFm2017CZ16DEER2017 | 0
42958.3843 | Appl-CW-Front-ElecDHW-ElecDry-Tier1 | SFm | 1975 | CZ01 | rDXGF | -1 | Household | 1 | 1591 | 168 | 0 | 0 | 162 | 0 | 0 | 0 | -0.1 | -0.4 | -0.4 | 0 | 0 | 0 | 6.2 | 0 | -0.6 | 0 | -0.6 | 0 | 0.023 | 0 | 0.022 | 150 | 0 | 0 | 142 | 0 | 0 | 0 | -0.1 | -0.3 | -0.3 | 0 | 0 | 0 | 8.3 | 0 | -0.47 | 0 | -0.47 | 0 | 0.021 | 0 | 0.02 | PreCW-Front-ElecDHW-ElecDry | Appl-CW-Front-ElecDHW-ElecDry-Tier1AnySFm1975CZ01DEER2017 | 0
42958.3843 | Appl-CW-Front-ElecDHW-ElecDry-Tier1 | SFm | 1975 | CZ02 | rDXGF | -1 | Household | 1 | 1591 | 169 | 0 | 0 | 162 | 0 | 1.2 | 0 | 0 | -0.2 | -0.3 | 0.1 | 0 | 0 | 5.7 | 0 | -0.56 | 0 | -0.55 | 0 | 0.026 | 0 | 0.022 | 150 | 0 | 0 | 142 | 0 | 1 | 0 | 0 | -0.1 | -0.2 | 0.1 | 0 | 0 | 7.7 | 0 | -0.44 | 0 | -0.44 | 0 | 0.023 | 0 | 0.02 | PreCW-Front-ElecDHW-ElecDry | Appl-CW-Front-ElecDHW-ElecDry-Tier1AnySFm1975CZ02DEER2017 | 0
42958.3843 | Appl-CW-Front-ElecDHW-ElecDry-Tier1 | SFm | 1975 | CZ03 | rDXGF | -1 | Household | 1 | 1591 | 168 | 0 | 0 | 162 | 0 | 0.2 | 0 | -0.1 | -0.2 | -0.3 | 0 | 0 | 0 | 5.8 | 0 | -0.54 | 0 | -0.54 | 0 | 0.026 | 0 | 0.022 | 150 | 0 | 0 | 142 | 0 | 0.3 | 0 | 0 | -0.2 | -0.2 | 0 | 0 | 0 | 7.8 | 0 | -0.43 | 0 | -0.42 | 0 | 0.023 | 0 | 0.019 | PreCW-Front-ElecDHW-ElecDry | Appl-CW-Front-ElecDHW-ElecDry-Tier1AnySFm1975CZ03DEER2017 | 0
42958.3843 | Appl-CW-Front-ElecDHW-ElecDry-Tier1 | SFm | 1975 | CZ04 | rDXGF | -1 | Household | 1 | 1591 | 169 | 0 | 0 | 162 | 0 | 1.7 | 0 | -0.1 | 0 | -0.2 | 0.3 | 0 | 0 | 5.6 | 0 | -0.43 | 0 | -0.43 | 0 | 0.027 | 0 | 0.023 | 151 | 0 | 0 | 142 | 0 | 1.4 | 0 | 0 | 0 | -0.1 | 0.2 | 0 | 0 | 7.5 | 0 | -0.34 | 0 | -0.35 | 0 | 0.023 | 0 | 0.02 | PreCW-Front-ElecDHW-ElecDry | Appl-CW-Front-ElecDHW-ElecDry-Tier1AnySFm1975CZ04DEER2017 | 0
42958.3843 | Appl-CW-Front-ElecDHW-ElecDry-Tier1 | SFm | 1975 | CZ05 | rDXGF | -1 | Household | 1 | 1591 | 168 | 0 | 0 | 162 | 0 | 0.5 | 0 | 0 | -0.2 | -0.3 | 0.1 | 0 | 0 | 5.9 | 0 | -0.63 | 0 | -0.64 | 0 | 0.026 | 0 | 0.022 | 150 | 0 | 0 | 142 | 0 | 0.4 | 0 | 0 | -0.2 | -0.2 | 0.1 | 0 | 0 | 7.9 | 0 | -0.5 | 0 | -0.5 | 0 | 0.023 | 0 | 0.019 | PreCW-Front-ElecDHW-ElecDry | Appl-CW-Front-ElecDHW-ElecDry-Tier1AnySFm1975CZ05DEER2017 | 0
42958.3843 | Appl-CW-Front-ElecDHW-ElecDry-Tier1 | SFm | 1975 | CZ06 | rDXGF | -1 | Household | 1 | 1528 | 170 | 0 | 0 | 162 | 0 | 2.2 | 0 | -0.1 | 0.1 | -0.2 | 0.3 | 0 | 0 | 5.4 | 0 | -0.33 | 0 | -0.33 | 0 | 0.024 | 0 | 0.023 | 151 | 0 | 0 | 142 | 0 | 1.9 | 0 | -0.1 | 0.1 | -0.2 | 0.3 | 0 | 0 | 7.2 | 0 | -0.27 | 0 | -0.26 | 0 | 0.022 | 0 | 0.02 | PreCW-Front-ElecDHW-ElecDry | Appl-CW-Front-ElecDHW-ElecDry-Tier1AnySFm1975CZ06DEER2017 | 0
42958.3843 | Appl-CW-Front-ElecDHW-ElecDry-Tier1 | SFm | 1975 | CZ07 | rDXGF | -1 | Household | 1 | 1528 | 168 | 0 | 0 | 162 | 0 | 1.2 | 0 | -0.1 | 0 | -0.1 | 0.2 | 0 | 0 | 5.3 | 0 | -0.37 | 0 | -0.37 | 0 | 0.025 | 0 | 0.022 | 150 | 0 | 0 | 142 | 0 | 0.8 | 0 | -0.1 | -0.1 | -0.1 | 0.2 | 0 | 0 | 7.2 | 0 | -0.3 | 0 | -0.29 | 0 | 0.022 | 0 | 0.02 | PreCW-Front-ElecDHW-ElecDry | Appl-CW-Front-ElecDHW-ElecDry-Tier1AnySFm1975CZ07DEER2017 | 0
42958.3843 | Appl-CW-Front-ElecDHW-ElecDry-Tier1 | SFm | 1975 | CZ08 | rDXGF | -1 | Household | 1 | 1528 | 169 | 0 | 0 | 162 | 0 | 2.3 | 0 | -0.1 | 0.1 | -0.2 | 0.3 | 0 | 0 | 5.3 | 0 | -0.35 | 0 | -0.35 | 0 | 0.025 | 0 | 0.023 | 151 | 0 | 0 | 142 | 0 | 1.8 | 0 | 0 | 0.1 | -0.2 | 0.2 | 0 | 0 | 7.1 | 0 | -0.28 | 0 | -0.27 | 0 | 0.022 | 0 | 0.02 | PreCW-Front-ElecDHW-ElecDry | Appl-CW-Front-ElecDHW-ElecDry-Tier1AnySFm1975CZ08DEER2017 | 0
42958.3843 | Appl-CW-Front-ElecDHW-ElecDry-Tier1 | SFm | 1975 | CZ09 | rDXGF | -1 | Household | 1 | 1636 | 170 | 0 | 0 | 162 | 0 | 2.9 | 0 | 0 | 0.2 | -0.2 | 0.4 | 0 | 0 | 5.3 | 0 | -0.38 | 0 | -0.38 | 0 | 0.025 | 0 | 0.022 | 151 | 0 | 0 | 142 | 0 | 2.2 | 0 | 0 | 0.1 | -0.2 | 0.3 | 0 | 0 | 7.1 | 0 | -0.3 | 0 | -0.31 | 0 | 0.022 | 0 | 0.019 | PreCW-Front-ElecDHW-ElecDry | Appl-CW-Front-ElecDHW-ElecDry-Tier1AnySFm1975CZ09DEER2017 | 0
42958.3843 | Appl-CW-Front-ElecDHW-ElecDry-Tier1 | SFm | 1975 | CZ10 | rDXGF | -1 | Household | 1 | 1636 | 169 | 0 | 0 | 162 | 0 | 2.3 | 0 | -0.1 | 0.1 | -0.2 | 0.3 | 0 | 0 | 5.2 | 0 | -0.45 | 0 | -0.45 | 0 | 0.026 | 0 | 0.023 | 151 | 0 | 0 | 142 | 0 | 1.9 | 0 | -0.1 | 0.1 | -0.1 | 0.2 | 0 | 0 | 7 | 0 | -0.36 | 0 | -0.35 | 0 | 0.023 | 0 | 0.02 | PreCW-Front-ElecDHW-ElecDry | Appl-CW-Front-ElecDHW-ElecDry-Tier1AnySFm1975CZ10DEER2017 | 0
42958.3843 | Appl-CW-Front-ElecDHW-ElecDry-Tier1 | SFm | 1975 | CZ11 | rDXGF | -1 | Household | 1 | 1528 | 170 | 0 | 0 | 162 | 0 | 2.6 | 0 | 0 | 0 | -0.3 | 0.3 | 0 | 0 | 5.4 | 0 | -0.45 | 0 | -0.46 | 0 | 0.025 | 0 | 0.022 | 151 | 0 | 0 | 142 | 0 | 2 | 0 | 0 | 0 | -0.2 | 0.2 | 0 | 0 | 7.2 | 0 | -0.36 | 0 | -0.36 | 0 | 0.022 | 0 | 0.019 | PreCW-Front-ElecDHW-ElecDry | Appl-CW-Front-ElecDHW-ElecDry-Tier1AnySFm1975CZ11DEER2017 | 0
42958.3843 | Appl-CW-Front-ElecDHW-ElecDry-Tier1 | SFm | 1975 | CZ12 | rDXGF | -1 | Household | 1 | 1528 | 169 | 0 | 0 | 162 | 0 | 2.1 | 0 | -0.1 | 0 | -0.2 | 0.3 | 0 | 0 | 5.5 | 0 | -0.49 | 0 | -0.49 | 0 | 0.026 | 0 | 0.022 | 151 | 0 | 0 | 142 | 0 | 1.7 | 0 | -0.1 | 0 | -0.2 | 0.2 | 0 | 0 | 7.3 | 0 | -0.39 | 0 | -0.38 | 0 | 0.023 | 0 | 0.019 | PreCW-Front-ElecDHW-ElecDry | Appl-CW-Front-ElecDHW-ElecDry-Tier1AnySFm1975CZ12DEER2017 | 0
42958.3843 | Appl-CW-Front-ElecDHW-ElecDry-Tier1 | SFm | 1975 | CZ13 | rDXGF | -1 | Household | 1 | 1528 | 170 | 0 | 0 | 162 | 0 | 3 | 0 | 0 | 0 | -0.3 | 0.3 | 0 | 0 | 5.2 | 0 | -0.49 | 0 | -0.49 | 0 | 0.026 | 0 | 0.023 | 151 | 0 | 0 | 142 | 0 | 2.4 | 0 | 0 | 0 | -0.2 | 0.2 | 0 | 0 | 7 | 0 | -0.39 | 0 | -0.39 | 0 | 0.023 | 0 | 0.02 | PreCW-Front-ElecDHW-ElecDry | Appl-CW-Front-ElecDHW-ElecDry-Tier1AnySFm1975CZ13DEER2017 | 0
42958.3843 | Appl-CW-Front-ElecDHW-ElecDry-Tier1 | SFm | 1975 | CZ14 | rDXGF | -1 | Household | 1 | 1555 | 171 | 0 | 0 | 162 | 0 | 3.5 | 0 | 0 | 0.2 | -0.3 | 0.4 | 0 | 0 | 5.4 | 0 | -0.43 | 0 | -0.44 | 0 | 0.025 | 0 | 0.023 | 152 | 0 | 0 | 142 | 0 | 2.8 | 0 | 0 | 0.1 | -0.2 | 0.4 | 0 | 0 | 7.3 | 0 | -0.34 | 0 | -0.35 | 0 | 0.022 | 0 | 0.02 | PreCW-Front-ElecDHW-ElecDry | Appl-CW-Front-ElecDHW-ElecDry-Tier1AnySFm1975CZ14DEER2017 | 0
42958.3843 | Appl-CW-Front-ElecDHW-ElecDry-Tier1 | SFm | 1975 | CZ15 | rDXGF | -1 | Household | 1 | 1555 | 171 | 0 | 0 | 162 | 0 | 4 | 0 | 0 | 0.3 | -0.2 | 0.4 | 0 | 0 | 4.4 | 0 | -0.22 | 0 | -0.22 | 0 | 0.024 | 0 | 0.022 | 151 | 0 | 0 | 142 | 0 | 3.1 | 0 | 0 | 0.2 | -0.2 | 0.3 | 0 | 0 | 5.9 | 0 | -0.18 | 0 | -0.18 | 0 | 0.021 | 0 | 0.019 | PreCW-Front-ElecDHW-ElecDry | Appl-CW-Front-ElecDHW-ElecDry-Tier1AnySFm1975CZ15DEER2017 | 0
42958.3843 | Appl-CW-Front-ElecDHW-ElecDry-Tier1 | SFm | 1975 | CZ16 | rDXGF | -1 | Household | 1 | 1591 | 170 | 0 | 0 | 162 | 0 | 2 | 0 | -0.1 | 0 | -0.2 | 0.3 | 0 | 0 | 6.2 | 0 | -0.52 | 0 | -0.51 | 0 | 0.025 | 0 | 0.022 | 152 | 0 | 0 | 142 | 0 | 1.6 | 0 | -0.1 | 0 | -0.2 | 0.2 | 0 | 0 | 8.3 | 0 | -0.41 | 0 | -0.41 | 0 | 0.022 | 0 | 0.019 | PreCW-Front-ElecDHW-ElecDry | Appl-CW-Front-ElecDHW-ElecDry-Tier1AnySFm1975CZ16DEER2017 | 0
42958.3843 | Appl-CW-Front-ElecDHW-ElecDry-Tier1 | SFm | 1985 | CZ01 | rDXGF | -1 | Household | 1 | 1904 | 168 | 0 | 0 | 162 | 0 | 0 | 0 | -0.2 | -0.4 | -0.4 | 0 | 0 | 0 | 6.2 | 0 | -0.78 | 0 | -0.78 | 0 | 0.023 | 0 | 0.022 | 150 | 0 | 0 | 142 | 0 | 0 | 0 | -0.1 | -0.3 | -0.3 | 0 | 0 | 0 | 8.3 | 0 | -0.62 | 0 | -0.61 | 0 | 0.021 | 0 | 0.019 | PreCW-Front-ElecDHW-ElecDry | Appl-CW-Front-ElecDHW-ElecDry-Tier1AnySFm1985CZ01DEER2017 | 0
42958.3843 | Appl-CW-Front-ElecDHW-ElecDry-Tier1 | SFm | 1985 | CZ02 | rDXGF | -1 | Household | 1 | 1904 | 168 | 0 | 0 | 162 | 0 | 0.4 | 0 | -0.1 | -0.3 | -0.3 | 0.1 | 0 | 0 | 5.8 | 0 | -0.69 | 0 | -0.69 | 0 | 0.026 | 0 | 0.022 | 149 | 0 | 0 | 142 | 0 | 0.2 | 0 | 0 | -0.3 | -0.2 | 0 | 0 | 0 | 7.8 | 0 | -0.54 | 0 | -0.54 | 0 | 0.023 | 0 | 0.019 | PreCW-Front-ElecDHW-ElecDry | Appl-CW-Front-ElecDHW-ElecDry-Tier1AnySFm1985CZ02DEER2017 | 0
42958.3843 | Appl-CW-Front-ElecDHW-ElecDry-Tier1 | SFm | 1985 | CZ03 | rDXGF | -1 | Household | 1 | 1904 | 168 | 0 | 0 | 162 | 0 | 0.7 | 0 | -0.1 | -0.3 | -0.4 | 0.1 | 0 | 0 | 5.8 | 0 | -0.71 | 0 | -0.71 | 0 | 0.026 | 0 | 0.023 | 150 | 0 | 0 | 142 | 0 | 0.4 | 0 | -0.1 | -0.2 | -0.3 | 0.1 | 0 | 0 | 7.8 | 0 | -0.56 | 0 | -0.56 | 0 | 0.023 | 0 | 0.02 | PreCW-Front-ElecDHW-ElecDry | Appl-CW-Front-ElecDHW-ElecDry-Tier1AnySFm1985CZ03DEER2017 | 0
42958.3843 | Appl-CW-Front-ElecDHW-ElecDry-Tier1 | SFm | 1985 | CZ04 | rDXGF | -1 | Household | 1 | 1904 | 169 | 0 | 0 | 162 | 0 | 1.8 | 0 | -0.1 | -0.1 | -0.3 | 0.2 | 0 | 0 | 5.6 | 0 | -0.55 | 0 | -0.55 | 0 | 0.022 | 0 | 0.022 | 151 | 0 | 0 | 142 | 0 | 1.4 | 0 | -0.1 | -0.1 | -0.2 | 0.2 | 0 | 0 | 7.5 | 0 | -0.44 | 0 | -0.43 | 0 | 0.019 | 0 | 0.02 | PreCW-Front-ElecDHW-ElecDry | Appl-CW-Front-ElecDHW-ElecDry-Tier1AnySFm1985CZ04DEER2017 | 0
42958.3843 | Appl-CW-Front-ElecDHW-ElecDry-Tier1 | SFm | 1985 | CZ05 | rDXGF | -1 | Household | 1 | 1904 | 168 | 0 | 0 | 162 | 0 | 0.8 | 0 | -0.2 | -0.3 | -0.4 | 0.1 | 0 | 0 | 5.9 | 0 | -0.77 | 0 | -0.77 | 0 | 0.026 | 0 | 0.022 | 150 | 0 | 0 | 142 | 0 | 0.7 | 0 | -0.1 | -0.2 | -0.3 | 0.1 | 0 | 0 | 7.9 | 0 | -0.61 | 0 | -0.61 | 0 | 0.023 | 0 | 0.019 | PreCW-Front-ElecDHW-ElecDry | Appl-CW-Front-ElecDHW-ElecDry-Tier1AnySFm1985CZ05DEER2017 | 0
42958.3843 | Appl-CW-Front-ElecDHW-ElecDry-Tier1 | SFm | 1985 | CZ06 | rDXGF | -1 | Household | 1 | 2064 | 169 | 0 | 0 | 162 | 0 | 1.6 | 0 | 0 | -0.1 | -0.3 | 0.2 | 0 | 0 | 5.4 | 0 | -0.42 | 0 | -0.42 | 0 | 0.026 | 0 | 0.022 | 150 | 0 | 0 | 142 | 0 | 1.2 | 0 | 0 | -0.1 | -0.2 | 0.1 | 0 | 0 | 7.3 | 0 | -0.33 | 0 | -0.33 | 0 | 0.023 | 0 | 0.019 | PreCW-Front-ElecDHW-ElecDry | Appl-CW-Front-ElecDHW-ElecDry-Tier1AnySFm1985CZ06DEER2017 | 0
42958.3843 | Appl-CW-Front-ElecDHW-ElecDry-Tier1 | SFm | 1985 | CZ07 | rDXGF | -1 | Household | 1 | 2064 | 169 | 0 | 0 | 162 | 0 | 1.9 | 0 | 0 | 0.1 | -0.2 | 0.3 | 0 | 0 | 5.4 | 0 | -0.37 | 0 | -0.37 | 0 | 0.026 | 0 | 0.023 | 151 | 0 | 0 | 142 | 0 | 1.6 | 0 | 0 | 0.1 | -0.2 | 0.2 | 0 | 0 | 7.2 | 0 | -0.29 | 0 | -0.29 | 0 | 0.023 | 0 | 0.02 | PreCW-Front-ElecDHW-ElecDry | Appl-CW-Front-ElecDHW-ElecDry-Tier1AnySFm1985CZ07DEER2017 | 0
42958.3843 | Appl-CW-Front-ElecDHW-ElecDry-Tier1 | SFm | 1985 | CZ08 | rDXGF | -1 | Household | 1 | 2064 | 170 | 0 | 0 | 162 | 0 | 2.7 | 0 | -0.1 | 0.1 | -0.3 | 0.4 | 0 | 0 | 5.3 | 0 | -0.4 | 0 | -0.41 | 0 | 0.024 | 0 | 0.023 | 151 | 0 | 0 | 142 | 0 | 2.1 | 0 | -0.1 | 0.1 | -0.2 | 0.3 | 0 | 0 | 7.1 | 0 | -0.31 | 0 | -0.32 | 0 | 0.022 | 0 | 0.02 | PreCW-Front-ElecDHW-ElecDry | Appl-CW-Front-ElecDHW-ElecDry-Tier1AnySFm1985CZ08DEER2017 | 0
42958.3843 | Appl-CW-Front-ElecDHW-ElecDry-Tier1 | SFm | 1985 | CZ09 | rDXGF | -1 | Household | 1 | 1811 | 171 | 0 | 0 | 162 | 0 | 3.3 | 0 | -0.1 | 0.2 | -0.2 | 0.4 | 0 | 0 | 5.3 | 0 | -0.37 | 0 | -0.36 | 0 | 0.025 | 0 | 0.022 | 152 | 0 | 0 | 142 | 0 | 2.8 | 0 | -0.1 | 0.2 | -0.1 | 0.4 | 0 | 0 | 7.1 | 0 | -0.28 | 0 | -0.28 | 0 | 0.022 | 0 | 0.02 | PreCW-Front-ElecDHW-ElecDry | Appl-CW-Front-ElecDHW-ElecDry-Tier1AnySFm1985CZ09DEER2017 | 0
42958.3843 | Appl-CW-Front-ElecDHW-ElecDry-Tier1 | SFm | 1985 | CZ10 | rDXGF | -1 | Household | 1 | 1811 | 170 | 0 | 0 | 162 | 0 | 2.6 | 0 | 0 | 0 | -0.2 | 0.3 | 0 | 0 | 5.3 | 0 | -0.46 | 0 | -0.46 | 0 | 0.025 | 0 | 0.022 | 151 | 0 | 0 | 142 | 0 | 2.1 | 0 | 0 | 0 | -0.2 | 0.3 | 0 | 0 | 7.1 | 0 | -0.36 | 0 | -0.36 | 0 | 0.022 | 0 | 0.019 | PreCW-Front-ElecDHW-ElecDry | Appl-CW-Front-ElecDHW-ElecDry-Tier1AnySFm1985CZ10DEER2017 | 0
42958.3843 | Appl-CW-Front-ElecDHW-ElecDry-Tier1 | SFm | 1985 | CZ11 | rDXGF | -1 | Household | 1 | 1704 | 170 | 0 | 0 | 162 | 0 | 2.9 | 0 | -0.1 | 0 | -0.3 | 0.3 | 0 | 0 | 5.3 | 0 | -0.58 | 0 | -0.58 | 0 | 0.025 | 0 | 0.022 | 151 | 0 | 0 | 142 | 0 | 2.3 | 0 | -0.1 | 0 | -0.3 | 0.3 | 0 | 0 | 7.1 | 0 | -0.46 | 0 | -0.46 | 0 | 0.022 | 0 | 0.019 | PreCW-Front-ElecDHW-ElecDry | Appl-CW-Front-ElecDHW-ElecDry-Tier1AnySFm1985CZ11DEER2017 | 0
42958.3843 | Appl-CW-Front-ElecDHW-ElecDry-Tier1 | SFm | 1985 | CZ12 | rDXGF | -1 | Household | 1 | 1704 | 170 | 0 | 0 | 162 | 0 | 2.4 | 0 | -0.1 | 0 | -0.3 | 0.3 | 0 | 0 | 5.5 | 0 | -0.58 | 0 | -0.58 | 0 | 0.026 | 0 | 0.022 | 151 | 0 | 0 | 142 | 0 | 2 | 0 | -0.1 | 0 | -0.2 | 0.2 | 0 | 0 | 7.3 | 0 | -0.46 | 0 | -0.46 | 0 | 0.023 | 0 | 0.019 | PreCW-Front-ElecDHW-ElecDry | Appl-CW-Front-ElecDHW-ElecDry-Tier1AnySFm1985CZ12DEER2017 | 0
42958.3843 | Appl-CW-Front-ElecDHW-ElecDry-Tier1 | SFm | 1985 | CZ13 | rDXGF | -1 | Household | 1 | 1704 | 170 | 0 | 0 | 162 | 0 | 3.1 | 0 | 0 | 0.1 | -0.3 | 0.4 | 0 | 0 | 5.2 | 0 | -0.58 | 0 | -0.58 | 0 | 0.025 | 0 | 0.023 | 151 | 0 | 0 | 142 | 0 | 2.4 | 0 | 0 | 0.1 | -0.2 | 0.3 | 0 | 0 | 7 | 0 | -0.45 | 0 | -0.45 | 0 | 0.022 | 0 | 0.02 | PreCW-Front-ElecDHW-ElecDry | Appl-CW-Front-ElecDHW-ElecDry-Tier1AnySFm1985CZ13DEER2017 | 0
42958.3843 | Appl-CW-Front-ElecDHW-ElecDry-Tier1 | SFm | 1985 | CZ14 | rDXGF | -1 | Household | 1 | 1741 | 171 | 0 | 0 | 162 | 0 | 3.4 | 0 | -0.1 | 0.1 | -0.3 | 0.4 | 0 | 0 | 5.4 | 0 | -0.56 | 0 | -0.55 | 0 | 0.025 | 0 | 0.023 | 152 | 0 | 0 | 142 | 0 | 2.7 | 0 | -0.1 | 0 | -0.3 | 0.3 | 0 | 0 | 7.2 | 0 | -0.44 | 0 | -0.44 | 0 | 0.022 | 0 | 0.02 | PreCW-Front-ElecDHW-ElecDry | Appl-CW-Front-ElecDHW-ElecDry-Tier1AnySFm1985CZ14DEER2017 | 0
42958.3843 | Appl-CW-Front-ElecDHW-ElecDry-Tier1 | SFm | 1985 | CZ15 | rDXGF | -1 | Household | 1 | 1741 | 171 | 0 | 0 | 162 | 0 | 4.6 | 0 | 0 | 0.4 | -0.2 | 0.5 | 0 | 0 | 4.4 | 0 | -0.25 | 0 | -0.25 | 0 | 0.024 | 0 | 0.023 | 151 | 0 | 0 | 142 | 0 | 3.3 | 0 | 0 | 0.3 | -0.1 | 0.3 | 0 | 0 | 5.9 | 0 | -0.2 | 0 | -0.2 | 0 | 0.022 | 0 | 0.02 | PreCW-Front-ElecDHW-ElecDry | Appl-CW-Front-ElecDHW-ElecDry-Tier1AnySFm1985CZ15DEER2017 | 0
42958.3843 | Appl-CW-Front-ElecDHW-ElecDry-Tier1 | SFm | 1985 | CZ16 | rDXGF | -1 | Household | 1 | 1904 | 170 | 0 | 0 | 162 | 0 | 1.9 | 0 | -0.1 | -0.1 | -0.3 | 0.2 | 0 | 0 | 6.2 | 0 | -0.63 | 0 | -0.62 | 0 | 0.025 | 0 | 0.023 | 151 | 0 | 0 | 142 | 0 | 1.5 | 0 | 0 | -0.1 | -0.3 | 0.2 | 0 | 0 | 8.3 | 0 | -0.49 | 0 | -0.49 | 0 | 0.022 | 0 | 0.02 | PreCW-Front-ElecDHW-ElecDry | Appl-CW-Front-ElecDHW-ElecDry-Tier1AnySFm1985CZ16DEER2017 | 0
42958.3843 | Appl-CW-Front-ElecDHW-ElecDry-Tier1 | SFm | 1996 | CZ01 | rDXGF | -1 | Household | 1 | 2193 | 168 | 0 | 0 | 162 | 0 | 0 | 0 | -0.1 | -0.3 | -0.3 | 0 | 0 | 0 | 6.2 | 0 | -0.5 | 0 | -0.5 | 0 | 0.023 | 0 | 0.022 | 150 | 0 | 0 | 142 | 0 | 0 | 0 | -0.1 | -0.2 | -0.2 | 0 | 0 | 0 | 8.3 | 0 | -0.4 | 0 | -0.4 | 0 | 0.021 | 0 | 0.019 | PreCW-Front-ElecDHW-ElecDry | Appl-CW-Front-ElecDHW-ElecDry-Tier1AnySFm1996CZ01DEER2017 | 0
42958.3843 | Appl-CW-Front-ElecDHW-ElecDry-Tier1 | SFm | 1996 | CZ02 | rDXGF | -1 | Household | 1 | 2193 | 168 | 0 | 0 | 162 | 0 | 1 | 0 | -0.1 | -0.2 | -0.3 | 0.1 | 0 | 0 | 5.8 | 0 | -0.53 | 0 | -0.53 | 0 | 0.025 | 0 | 0.023 | 150 | 0 | 0 | 142 | 0 | 0.8 | 0 | -0.1 | -0.2 | -0.3 | 0.1 | 0 | 0 | 7.8 | 0 | -0.44 | 0 | -0.43 | 0 | 0.022 | 0 | 0.02 | PreCW-Front-ElecDHW-ElecDry | Appl-CW-Front-ElecDHW-ElecDry-Tier1AnySFm1996CZ02DEER2017 | 0
42958.3843 | Appl-CW-Front-ElecDHW-ElecDry-Tier1 | SFm | 1996 | CZ03 | rDXGF | -1 | Household | 1 | 2193 | 168 | 0 | 0 | 162 | 0 | 0.6 | 0 | -0.1 | -0.2 | -0.2 | 0.1 | 0 | 0 | 5.8 | 0 | -0.52 | 0 | -0.51 | 0 | 0.025 | 0 | 0.023 | 150 | 0 | 0 | 142 | 0 | 0.4 | 0 | -0.1 | -0.2 | -0.2 | 0 | 0 | 0 | 7.8 | 0 | -0.41 | 0 | -0.41 | 0 | 0.022 | 0 | 0.02 | PreCW-Front-ElecDHW-ElecDry | Appl-CW-Front-ElecDHW-ElecDry-Tier1AnySFm1996CZ03DEER2017 | 0
42958.3843 | Appl-CW-Front-ElecDHW-ElecDry-Tier1 | SFm | 1996 | CZ04 | rDXGF | -1 | Household | 1 | 2193 | 169 | 0 | 0 | 162 | 0 | 1.9 | 0 | -0.1 | 0 | -0.2 | 0.3 | 0 | 0 | 5.6 | 0 | -0.45 | 0 | -0.45 | 0 | 0.026 | 0 | 0.022 | 151 | 0 | 0 | 142 | 0 | 1.6 | 0 | 0 | 0 | -0.2 | 0.2 | 0 | 0 | 7.5 | 0 | -0.36 | 0 | -0.36 | 0 | 0.023 | 0 | 0.019 | PreCW-Front-ElecDHW-ElecDry | Appl-CW-Front-ElecDHW-ElecDry-Tier1AnySFm1996CZ04DEER2017 | 0
42958.3843 | Appl-CW-Front-ElecDHW-ElecDry-Tier1 | SFm | 1996 | CZ05 | rDXGF | -1 | Household | 1 | 2193 | 168 | 0 | 0 | 162 | 0 | 0.3 | 0 | -0.1 | -0.3 | -0.4 | 0.1 | 0 | 0 | 5.9 | 0 | -0.75 | 0 | -0.76 | 0 | 0.026 | 0 | 0.022 | 150 | 0 | 0 | 142 | 0 | 0.3 | 0 | -0.1 | -0.2 | -0.3 | 0 | 0 | 0 | 7.9 | 0 | -0.6 | 0 | -0.61 | 0 | 0.022 | 0 | 0.019 | PreCW-Front-ElecDHW-ElecDry | Appl-CW-Front-ElecDHW-ElecDry-Tier1AnySFm1996CZ05DEER2017 | 0
42958.3843 | Appl-CW-Front-ElecDHW-ElecDry-Tier1 | SFm | 1996 | CZ06 | rDXGF | -1 | Household | 1 | 2297 | 169 | 0 | 0 | 162 | 0 | 1.5 | 0 | 0 | 0 | -0.2 | 0.2 | 0 | 0 | 5.4 | 0 | -0.35 | 0 | -0.35 | 0 | 0.025 | 0 | 0.022 | 151 | 0 | 0 | 142 | 0 | 1.4 | 0 | 0 | 0.1 | -0.1 | 0.2 | 0 | 0 | 7.3 | 0 | -0.28 | 0 | -0.28 | 0 | 0.022 | 0 | 0.02 | PreCW-Front-ElecDHW-ElecDry | Appl-CW-Front-ElecDHW-ElecDry-Tier1AnySFm1996CZ06DEER2017 | 0
42958.3843 | Appl-CW-Front-ElecDHW-ElecDry-Tier1 | SFm | 1996 | CZ07 | rDXGF | -1 | Household | 1 | 2297 | 168 | 0 | 0 | 162 | 0 | 1 | 0 | -0.1 | 0 | -0.1 | 0.1 | 0 | 0 | 5.4 | 0 | -0.29 | 0 | -0.29 | 0 | 0.025 | 0 | 0.023 | 150 | 0 | 0 | 142 | 0 | 1.1 | 0 | -0.1 | 0 | -0.1 | 0.1 | 0 | 0 | 7.2 | 0 | -0.23 | 0 | -0.22 | 0 | 0.022 | 0 | 0.02 | PreCW-Front-ElecDHW-ElecDry | Appl-CW-Front-ElecDHW-ElecDry-Tier1AnySFm1996CZ07DEER2017 | 0
42958.3843 | Appl-CW-Front-ElecDHW-ElecDry-Tier1 | SFm | 1996 | CZ08 | rDXGF | -1 | Household | 1 | 2297 | 170 | 0 | 0 | 162 | 0 | 2.4 | 0 | 0 | 0.2 | -0.1 | 0.3 | 0 | 0 | 5.3 | 0 | -0.32 | 0 | -0.32 | 0 | 0.024 | 0 | 0.022 | 151 | 0 | 0 | 142 | 0 | 1.9 | 0 | 0 | 0.2 | -0.1 | 0.3 | 0 | 0 | 7.1 | 0 | -0.25 | 0 | -0.25 | 0 | 0.021 | 0 | 0.019 | PreCW-Front-ElecDHW-ElecDry | Appl-CW-Front-ElecDHW-ElecDry-Tier1AnySFm1996CZ08DEER2017 | 0
42958.3843 | Appl-CW-Front-ElecDHW-ElecDry-Tier1 | SFm | 1996 | CZ09 | rDXGF | -1 | Household | 1 | 2186 | 170 | 0 | 0 | 162 | 0 | 2.5 | 0 | -0.1 | 0.1 | -0.2 | 0.3 | 0 | 0 | 5.3 | 0 | -0.35 | 0 | -0.34 | 0 | 0.025 | 0 | 0.022 | 151 | 0 | 0 | 142 | 0 | 2 | 0 | 0 | 0.1 | -0.2 | 0.3 | 0 | 0 | 7 | 0 | -0.27 | 0 | -0.27 | 0 | 0.022 | 0 | 0.02 | PreCW-Front-ElecDHW-ElecDry | Appl-CW-Front-ElecDHW-ElecDry-Tier1AnySFm1996CZ09DEER2017 | 0
42958.3843 | Appl-CW-Front-ElecDHW-ElecDry-Tier1 | SFm | 1996 | CZ10 | rDXGF | -1 | Household | 1 | 2186 | 170 | 0 | 0 | 162 | 0 | 2.9 | 0 | 0 | 0.1 | -0.2 | 0.3 | 0 | 0 | 5.3 | 0 | -0.42 | 0 | -0.41 | 0 | 0.025 | 0 | 0.022 | 151 | 0 | 0 | 142 | 0 | 2.3 | 0 | 0 | 0.1 | -0.1 | 0.3 | 0 | 0 | 7.1 | 0 | -0.33 | 0 | -0.33 | 0 | 0.023 | 0 | 0.019 | PreCW-Front-ElecDHW-ElecDry | Appl-CW-Front-ElecDHW-ElecDry-Tier1AnySFm1996CZ10DEER2017 | 0
42958.3843 | Appl-CW-Front-ElecDHW-ElecDry-Tier1 | SFm | 1996 | CZ11 | rDXGF | -1 | Household | 1 | 2032 | 170 | 0 | 0 | 162 | 0 | 2.9 | 0 | -0.1 | 0 | -0.2 | 0.3 | 0 | 0 | 5.4 | 0 | -0.48 | 0 | -0.49 | 0 | 0.025 | 0 | 0.022 | 151 | 0 | 0 | 142 | 0 | 2.2 | 0 | -0.1 | 0 | -0.2 | 0.2 | 0 | 0 | 7.2 | 0 | -0.38 | 0 | -0.38 | 0 | 0.022 | 0 | 0.019 | PreCW-Front-ElecDHW-ElecDry | Appl-CW-Front-ElecDHW-ElecDry-Tier1AnySFm1996CZ11DEER2017 | 0
42958.3843 | Appl-CW-Front-ElecDHW-ElecDry-Tier1 | SFm | 1996 | CZ12 | rDXGF | -1 | Household | 1 | 2032 | 170 | 0 | 0 | 162 | 0 | 2.3 | 0 | -0.1 | 0 | -0.2 | 0.2 | 0 | 0 | 5.5 | 0 | -0.47 | 0 | -0.46 | 0 | 0.026 | 0 | 0.023 | 151 | 0 | 0 | 142 | 0 | 1.9 | 0 | -0.1 | 0 | -0.2 | 0.2 | 0 | 0 | 7.3 | 0 | -0.37 | 0 | -0.37 | 0 | 0.023 | 0 | 0.02 | PreCW-Front-ElecDHW-ElecDry | Appl-CW-Front-ElecDHW-ElecDry-Tier1AnySFm1996CZ12DEER2017 | 0
42958.3843 | Appl-CW-Front-ElecDHW-ElecDry-Tier1 | SFm | 1996 | CZ13 | rDXGF | -1 | Household | 1 | 2032 | 171 | 0 | 0 | 162 | 0 | 3.6 | 0 | -0.1 | 0.2 | -0.3 | 0.4 | 0 | 0 | 5.3 | 0 | -0.52 | 0 | -0.52 | 0 | 0.025 | 0 | 0.023 | 152 | 0 | 0 | 142 | 0 | 2.9 | 0 | -0.1 | 0.1 | -0.2 | 0.4 | 0 | 0 | 7.1 | 0 | -0.41 | 0 | -0.41 | 0 | 0.022 | 0 | 0.02 | PreCW-Front-ElecDHW-ElecDry | Appl-CW-Front-ElecDHW-ElecDry-Tier1AnySFm1996CZ13DEER2017 | 0
42958.3843 | Appl-CW-Front-ElecDHW-ElecDry-Tier1 | SFm | 1996 | CZ14 | rDXGF | -1 | Household | 1 | 1758 | 171 | 0 | 0 | 162 | 0 | 3.3 | 0 | -0.1 | 0.1 | -0.3 | 0.4 | 0 | 0 | 5.4 | 0 | -0.5 | 0 | -0.49 | 0 | 0.025 | 0 | 0.022 | 152 | 0 | 0 | 142 | 0 | 2.7 | 0 | -0.1 | 0.1 | -0.2 | 0.3 | 0 | 0 | 7.2 | 0 | -0.39 | 0 | -0.39 | 0 | 0.022 | 0 | 0.019 | PreCW-Front-ElecDHW-ElecDry | Appl-CW-Front-ElecDHW-ElecDry-Tier1AnySFm1996CZ14DEER2017 | 0
42958.3843 | Appl-CW-Front-ElecDHW-ElecDry-Tier1 | SFm | 1996 | CZ15 | rDXGF | -1 | Household | 1 | 1758 | 171 | 0 | 0 | 162 | 0 | 4.5 | 0 | 0 | 0.4 | -0.2 | 0.5 | 0 | 0 | 4.4 | 0 | -0.23 | 0 | -0.23 | 0 | 0.025 | 0 | 0.023 | 152 | 0 | 0 | 142 | 0 | 3.6 | 0 | 0 | 0.3 | -0.1 | 0.4 | 0 | 0 | 5.9 | 0 | -0.18 | 0 | -0.18 | 0 | 0.022 | 0 | 0.02 | PreCW-Front-ElecDHW-ElecDry | Appl-CW-Front-ElecDHW-ElecDry-Tier1AnySFm1996CZ15DEER2017 | 0
42958.3843 | Appl-CW-Front-ElecDHW-ElecDry-Tier1 | SFm | 1996 | CZ16 | rDXGF | -1 | Household | 1 | 2193 | 170 | 0 | 0 | 162 | 0 | 1.7 | 0 | 0 | 0 | -0.2 | 0.2 | 0 | 0 | 6.2 | 0 | -0.4 | 0 | -0.4 | 0 | 0.025 | 0 | 0.023 | 151 | 0 | 0 | 142 | 0 | 1.3 | 0 | 0 | 0 | -0.2 | 0.2 | 0 | 0 | 8.3 | 0 | -0.31 | 0 | -0.31 | 0 | 0.022 | 0 | 0.02 | PreCW-Front-ElecDHW-ElecDry | Appl-CW-Front-ElecDHW-ElecDry-Tier1AnySFm1996CZ16DEER2017 | 0
42958.3843 | Appl-CW-Front-ElecDHW-ElecDry-Tier1 | SFm | 2003 | CZ01 | rDXGF | -1 | Household | 1 | 2295.6 | 168 | 0 | 0 | 162 | 0 | 0 | 0 | -0.1 | -0.2 | -0.2 | 0 | 0 | 0 | 6.2 | 0 | -0.55 | 0 | -0.55 | 0 | 0.024 | 0 | 0.023 | 150 | 0 | 0 | 142 | 0 | 0 | 0 | -0.1 | -0.2 | -0.2 | 0 | 0 | 0 | 8.3 | 0 | -0.43 | 0 | -0.43 | 0 | 0.021 | 0 | 0.02 | PreCW-Front-ElecDHW-ElecDry | Appl-CW-Front-ElecDHW-ElecDry-Tier1AnySFm2003CZ01DEER2017 | 0
42958.3843 | Appl-CW-Front-ElecDHW-ElecDry-Tier1 | SFm | 2003 | CZ02 | rDXGF | -1 | Household | 1 | 1948.8 | 169 | 0 | 0 | 162 | 0 | 1.4 | 0 | -0.1 | -0.1 | -0.3 | 0.1 | 0 | 0 | 5.7 | 0 | -0.49 | 0 | -0.49 | 0 | 0.026 | 0 | 0.022 | 151 | 0 | 0 | 142 | 0 | 1.1 | 0 | -0.1 | -0.1 | -0.2 | 0.1 | 0 | 0 | 7.7 | 0 | -0.38 | 0 | -0.38 | 0 | 0.023 | 0 | 0.019 | PreCW-Front-ElecDHW-ElecDry | Appl-CW-Front-ElecDHW-ElecDry-Tier1AnySFm2003CZ02DEER2017 | 0
42958.3843 | Appl-CW-Front-ElecDHW-ElecDry-Tier1 | SFm | 2003 | CZ03 | rDXGF | -1 | Household | 1 | 2295.6 | 168 | 0 | 0 | 162 | 0 | 0.5 | 0 | 0 | -0.2 | -0.3 | 0.1 | 0 | 0 | 5.8 | 0 | -0.53 | 0 | -0.53 | 0 | 0.026 | 0 | 0.023 | 150 | 0 | 0 | 142 | 0 | 0.3 | 0 | 0 | -0.2 | -0.2 | 0.1 | 0 | 0 | 7.7 | 0 | -0.42 | 0 | -0.42 | 0 | 0.023 | 0 | 0.02 | PreCW-Front-ElecDHW-ElecDry | Appl-CW-Front-ElecDHW-ElecDry-Tier1AnySFm2003CZ03DEER2017 | 0
42958.3843 | Appl-CW-Front-ElecDHW-ElecDry-Tier1 | SFm | 2003 | CZ04 | rDXGF | -1 | Household | 1 | 2295.6 | 169 | 0 | 0 | 162 | 0 | 2 | 0 | -0.1 | 0.1 | -0.2 | 0.3 | 0 | 0 | 5.6 | 0 | -0.43 | 0 | -0.43 | 0 | 0.025 | 0 | 0.022 | 151 | 0 | 0 | 142 | 0 | 1.6 | 0 | -0.1 | 0.1 | -0.2 | 0.2 | 0 | 0 | 7.5 | 0 | -0.34 | 0 | -0.34 | 0 | 0.022 | 0 | 0.02 | PreCW-Front-ElecDHW-ElecDry | Appl-CW-Front-ElecDHW-ElecDry-Tier1AnySFm2003CZ04DEER2017 | 0
42958.3843 | Appl-CW-Front-ElecDHW-ElecDry-Tier1 | SFm | 2003 | CZ05 | rDXGF | -1 | Household | 1 | 2295.6 | 168 | 0 | 0 | 162 | 0 | 0.4 | 0 | -0.1 | -0.2 | -0.3 | 0.1 | 0 | 0 | 5.8 | 0 | -0.68 | 0 | -0.68 | 0 | 0.025 | 0 | 0.022 | 150 | 0 | 0 | 142 | 0 | 0.3 | 0 | -0.1 | -0.2 | -0.2 | 0 | 0 | 0 | 7.8 | 0 | -0.53 | 0 | -0.53 | 0 | 0.022 | 0 | 0.019 | PreCW-Front-ElecDHW-ElecDry | Appl-CW-Front-ElecDHW-ElecDry-Tier1AnySFm2003CZ05DEER2017 | 0
42958.3843 | Appl-CW-Front-ElecDHW-ElecDry-Tier1 | SFm | 2003 | CZ06 | rDXGF | -1 | Household | 1 | 2392.9 | 172 | 0 | 0 | 162 | 0 | 4.6 | 0 | -0.1 | 0.5 | -0.1 | 0.6 | 0 | 0 | 5.4 | 0 | -0.3 | 0 | -0.3 | 0 | 0.025 | 0 | 0.022 | 153 | 0 | 0 | 142 | 0 | 3.4 | 0 | -0.1 | 0.4 | -0.1 | 0.5 | 0 | 0 | 7.3 | 0 | -0.24 | 0 | -0.24 | 0 | 0.022 | 0 | 0.02 | PreCW-Front-ElecDHW-ElecDry | Appl-CW-Front-ElecDHW-ElecDry-Tier1AnySFm2003CZ06DEER2017 | 0
42958.3843 | Appl-CW-Front-ElecDHW-ElecDry-Tier1 | SFm | 2003 | CZ07 | rDXGF | -1 | Household | 1 | 2392.9 | 170 | 0 | 0 | 162 | 0 | 2.3 | 0 | -0.1 | 0.2 | -0.2 | 0.3 | 0 | 0 | 5.4 | 0 | -0.38 | 0 | -0.37 | 0 | 0.025 | 0 | 0.022 | 151 | 0 | 0 | 142 | 0 | 1.8 | 0 | -0.1 | 0.1 | -0.2 | 0.2 | 0 | 0 | 7.2 | 0 | -0.3 | 0 | -0.3 | 0 | 0.023 | 0 | 0.019 | PreCW-Front-ElecDHW-ElecDry | Appl-CW-Front-ElecDHW-ElecDry-Tier1AnySFm2003CZ07DEER2017 | 0
42958.3843 | Appl-CW-Front-ElecDHW-ElecDry-Tier1 | SFm | 2003 | CZ08 | rDXGF | -1 | Household | 1 | 2392.9 | 172 | 0 | 0 | 162 | 0 | 4.5 | 0 | 0 | 0.4 | -0.1 | 0.6 | 0 | 0 | 5.3 | 0 | -0.27 | 0 | -0.27 | 0 | 0.026 | 0 | 0.022 | 152 | 0 | 0 | 142 | 0 | 3.2 | 0 | 0 | 0.3 | -0.1 | 0.4 | 0 | 0 | 7.1 | 0 | -0.2 | 0 | -0.2 | 0 | 0.023 | 0 | 0.02 | PreCW-Front-ElecDHW-ElecDry | Appl-CW-Front-ElecDHW-ElecDry-Tier1AnySFm2003CZ08DEER2017 | 0
42958.3843 | Appl-CW-Front-ElecDHW-ElecDry-Tier1 | SFm | 2003 | CZ09 | rDXGF | -1 | Household | 1 | 2422.9 | 170 | 0 | 0 | 162 | 0 | 2.7 | 0 | 0 | 0.2 | -0.2 | 0.3 | 0 | 0 | 5.3 | 0 | -0.36 | 0 | -0.35 | 0 | 0.024 | 0 | 0.022 | 151 | 0 | 0 | 142 | 0 | 2 | 0 | 0 | 0.2 | -0.2 | 0.2 | 0 | 0 | 7.1 | 0 | -0.28 | 0 | -0.28 | 0 | 0.021 | 0 | 0.019 | PreCW-Front-ElecDHW-ElecDry | Appl-CW-Front-ElecDHW-ElecDry-Tier1AnySFm2003CZ09DEER2017 | 0
42958.3843 | Appl-CW-Front-ElecDHW-ElecDry-Tier1 | SFm | 2003 | CZ10 | rDXGF | -1 | Household | 1 | 1948.8 | 170 | 0 | 0 | 162 | 0 | 3 | 0 | -0.1 | 0.1 | -0.3 | 0.4 | 0 | 0 | 5.3 | 0 | -0.42 | 0 | -0.42 | 0 | 0.024 | 0 | 0.023 | 151 | 0 | 0 | 142 | 0 | 2.4 | 0 | -0.1 | 0.1 | -0.2 | 0.3 | 0 | 0 | 7 | 0 | -0.34 | 0 | -0.33 | 0 | 0.021 | 0 | 0.02 | PreCW-Front-ElecDHW-ElecDry | Appl-CW-Front-ElecDHW-ElecDry-Tier1AnySFm2003CZ10DEER2017 | 0
42958.3843 | Appl-CW-Front-ElecDHW-ElecDry-Tier1 | SFm | 2003 | CZ11 | rDXGF | -1 | Household | 1 | 1948.8 | 170 | 0 | 0 | 162 | 0 | 2.7 | 0 | -0.1 | 0 | -0.2 | 0.3 | 0 | 0 | 5.4 | 0 | -0.46 | 0 | -0.46 | 0 | 0.025 | 0 | 0.022 | 151 | 0 | 0 | 142 | 0 | 2.1 | 0 | -0.1 | 0 | -0.1 | 0.3 | 0 | 0 | 7.2 | 0 | -0.35 | 0 | -0.35 | 0 | 0.022 | 0 | 0.019 | PreCW-Front-ElecDHW-ElecDry | Appl-CW-Front-ElecDHW-ElecDry-Tier1AnySFm2003CZ11DEER2017 | 0
42958.3843 | Appl-CW-Front-ElecDHW-ElecDry-Tier1 | SFm | 2003 | CZ12 | rDXGF | -1 | Household | 1 | 1948.8 | 169 | 0 | 0 | 162 | 0 | 1.9 | 0 | 0 | 0 | -0.2 | 0.2 | 0 | 0 | 5.5 | 0 | -0.45 | 0 | -0.46 | 0 | 0.025 | 0 | 0.022 | 151 | 0 | 0 | 142 | 0 | 1.5 | 0 | 0 | 0 | -0.2 | 0.2 | 0 | 0 | 7.4 | 0 | -0.36 | 0 | -0.37 | 0 | 0.022 | 0 | 0.02 | PreCW-Front-ElecDHW-ElecDry | Appl-CW-Front-ElecDHW-ElecDry-Tier1AnySFm2003CZ12DEER2017 | 0
42958.3843 | Appl-CW-Front-ElecDHW-ElecDry-Tier1 | SFm | 2003 | CZ13 | rDXGF | -1 | Household | 1 | 1948.8 | 170 | 0 | 0 | 162 | 0 | 2.5 | 0 | -0.1 | 0.1 | -0.2 | 0.3 | 0 | 0 | 5.3 | 0 | -0.47 | 0 | -0.47 | 0 | 0.025 | 0 | 0.022 | 151 | 0 | 0 | 142 | 0 | 2 | 0 | -0.1 | 0.1 | -0.2 | 0.3 | 0 | 0 | 7.1 | 0 | -0.37 | 0 | -0.37 | 0 | 0.022 | 0 | 0.019 | PreCW-Front-ElecDHW-ElecDry | Appl-CW-Front-ElecDHW-ElecDry-Tier1AnySFm2003CZ13DEER2017 | 0
42958.3843 | Appl-CW-Front-ElecDHW-ElecDry-Tier1 | SFm | 2003 | CZ14 | rDXGF | -1 | Household | 1 | 2160.9 | 170 | 0 | 0 | 162 | 0 | 3.1 | 0 | 0 | 0.2 | -0.2 | 0.4 | 0 | 0 | 5.4 | 0 | -0.47 | 0 | -0.48 | 0 | 0.024 | 0 | 0.022 | 152 | 0 | 0 | 142 | 0 | 2.5 | 0 | 0 | 0.2 | -0.2 | 0.3 | 0 | 0 | 7.3 | 0 | -0.37 | 0 | -0.37 | 0 | 0.021 | 0 | 0.019 | PreCW-Front-ElecDHW-ElecDry | Appl-CW-Front-ElecDHW-ElecDry-Tier1AnySFm2003CZ14DEER2017 | 0
42958.3843 | Appl-CW-Front-ElecDHW-ElecDry-Tier1 | SFm | 2003 | CZ15 | rDXGF | -1 | Household | 1 | 2160.9 | 170 | 0 | 0 | 162 | 0 | 3.8 | 0 | 0 | 0.3 | -0.1 | 0.4 | 0 | 0 | 4.5 | 0 | -0.22 | 0 | -0.23 | 0 | 0.024 | 0 | 0.023 | 151 | 0 | 0 | 142 | 0 | 3 | 0 | 0 | 0.3 | -0.1 | 0.3 | 0 | 0 | 6 | 0 | -0.17 | 0 | -0.18 | 0 | 0.021 | 0 | 0.02 | PreCW-Front-ElecDHW-ElecDry | Appl-CW-Front-ElecDHW-ElecDry-Tier1AnySFm2003CZ15DEER2017 | 0
42958.3843 | Appl-CW-Front-ElecDHW-ElecDry-Tier1 | SFm | 2003 | CZ16 | rDXGF | -1 | Household | 1 | 2295.6 | 170 | 0 | 0 | 162 | 0 | 1.6 | 0 | -0.1 | 0 | -0.2 | 0.2 | 0 | 0 | 6.2 | 0 | -0.4 | 0 | -0.4 | 0 | 0.025 | 0 | 0.022 | 151 | 0 | 0 | 142 | 0 | 1.4 | 0 | -0.1 | 0 | -0.2 | 0.2 | 0 | 0 | 8.3 | 0 | -0.31 | 0 | -0.31 | 0 | 0.022 | 0 | 0.019 | PreCW-Front-ElecDHW-ElecDry | Appl-CW-Front-ElecDHW-ElecDry-Tier1AnySFm2003CZ16DEER2017 | 0
42958.3843 | Appl-CW-Front-ElecDHW-ElecDry-Tier1 | SFm | 2007 | CZ01 | rDXGF | -1 | Household | 1 | 2295.6 | 168 | 0 | 0 | 162 | 0 | 0 | 0 | -0.1 | -0.2 | -0.2 | 0 | 0 | 0 | 6.2 | 0 | -0.55 | 0 | -0.55 | 0 | 0.024 | 0 | 0.022 | 150 | 0 | 0 | 142 | 0 | 0 | 0 | -0.1 | -0.2 | -0.2 | 0 | 0 | 0 | 8.3 | 0 | -0.43 | 0 | -0.43 | 0 | 0.021 | 0 | 0.019 | PreCW-Front-ElecDHW-ElecDry | Appl-CW-Front-ElecDHW-ElecDry-Tier1AnySFm2007CZ01DEER2017 | 0
42958.3843 | Appl-CW-Front-ElecDHW-ElecDry-Tier1 | SFm | 2007 | CZ02 | rDXGF | -1 | Household | 1 | 1948.8 | 169 | 0 | 0 | 162 | 0 | 1.3 | 0 | -0.1 | -0.1 | -0.3 | 0.2 | 0 | 0 | 5.8 | 0 | -0.6 | 0 | -0.59 | 0 | 0.025 | 0 | 0.023 | 150 | 0 | 0 | 142 | 0 | 1.1 | 0 | -0.1 | 0 | -0.2 | 0.2 | 0 | 0 | 7.8 | 0 | -0.47 | 0 | -0.46 | 0 | 0.023 | 0 | 0.02 | PreCW-Front-ElecDHW-ElecDry | Appl-CW-Front-ElecDHW-ElecDry-Tier1AnySFm2007CZ02DEER2017 | 0
42958.3843 | Appl-CW-Front-ElecDHW-ElecDry-Tier1 | SFm | 2007 | CZ03 | rDXGF | -1 | Household | 1 | 2295.6 | 168 | 0 | 0 | 162 | 0 | 0.5 | 0 | -0.1 | -0.2 | -0.3 | 0.1 | 0 | 0 | 5.8 | 0 | -0.56 | 0 | -0.56 | 0 | 0.025 | 0 | 0.022 | 150 | 0 | 0 | 142 | 0 | 0.4 | 0 | -0.1 | -0.2 | -0.2 | 0.1 | 0 | 0 | 7.8 | 0 | -0.44 | 0 | -0.44 | 0 | 0.022 | 0 | 0.02 | PreCW-Front-ElecDHW-ElecDry | Appl-CW-Front-ElecDHW-ElecDry-Tier1AnySFm2007CZ03DEER2017 | 0
42958.3843 | Appl-CW-Front-ElecDHW-ElecDry-Tier1 | SFm | 2007 | CZ04 | rDXGF | -1 | Household | 1 | 2295.6 | 169 | 0 | 0 | 162 | 0 | 1.6 | 0 | -0.1 | 0 | -0.2 | 0.2 | 0 | 0 | 5.6 | 0 | -0.46 | 0 | -0.46 | 0 | 0.025 | 0 | 0.022 | 151 | 0 | 0 | 142 | 0 | 1.3 | 0 | -0.1 | 0 | -0.2 | 0.2 | 0 | 0 | 7.5 | 0 | -0.36 | 0 | -0.35 | 0 | 0.022 | 0 | 0.02 | PreCW-Front-ElecDHW-ElecDry | Appl-CW-Front-ElecDHW-ElecDry-Tier1AnySFm2007CZ04DEER2017 | 0
42958.3843 | Appl-CW-Front-ElecDHW-ElecDry-Tier1 | SFm | 2007 | CZ05 | rDXGF | -1 | Household | 1 | 2295.6 | 168 | 0 | 0 | 162 | 0 | 0.3 | 0 | -0.1 | -0.2 | -0.3 | 0 | 0 | 0 | 5.9 | 0 | -0.64 | 0 | -0.63 | 0 | 0.024 | 0 | 0.022 | 150 | 0 | 0 | 142 | 0 | 0.2 | 0 | -0.1 | -0.2 | -0.3 | 0 | 0 | 0 | 7.9 | 0 | -0.51 | 0 | -0.51 | 0 | 0.021 | 0 | 0.019 | PreCW-Front-ElecDHW-ElecDry | Appl-CW-Front-ElecDHW-ElecDry-Tier1AnySFm2007CZ05DEER2017 | 0
42958.3843 | Appl-CW-Front-ElecDHW-ElecDry-Tier1 | SFm | 2007 | CZ06 | rDXGF | -1 | Household | 1 | 2392.9 | 169 | 0 | 0 | 162 | 0 | 2.1 | 0 | -0.1 | 0.2 | -0.1 | 0.4 | 0 | 0 | 5.5 | 0 | -0.36 | 0 | -0.36 | 0 | 0.024 | 0 | 0.022 | 150 | 0 | 0 | 142 | 0 | 1.2 | 0 | -0.1 | 0.1 | -0.1 | 0.2 | 0 | 0 | 7.3 | 0 | -0.27 | 0 | -0.28 | 0 | 0.022 | 0 | 0.019 | PreCW-Front-ElecDHW-ElecDry | Appl-CW-Front-ElecDHW-ElecDry-Tier1AnySFm2007CZ06DEER2017 | 0
42958.3843 | Appl-CW-Front-ElecDHW-ElecDry-Tier1 | SFm | 2007 | CZ07 | rDXGF | -1 | Household | 1 | 2392.9 | 170 | 0 | 0 | 162 | 0 | 2.7 | 0 | 0 | 0.4 | -0.1 | 0.5 | 0 | 0 | 5.4 | 0 | -0.32 | 0 | -0.32 | 0 | 0.026 | 0 | 0.022 | 152 | 0 | 0 | 142 | 0 | 2.3 | 0 | 0 | 0.3 | -0.1 | 0.4 | 0 | 0 | 7.3 | 0 | -0.26 | 0 | -0.26 | 0 | 0.023 | 0 | 0.019 | PreCW-Front-ElecDHW-ElecDry | Appl-CW-Front-ElecDHW-ElecDry-Tier1AnySFm2007CZ07DEER2017 | 0
42958.3843 | Appl-CW-Front-ElecDHW-ElecDry-Tier1 | SFm | 2007 | CZ08 | rDXGF | -1 | Household | 1 | 2392.9 | 171 | 0 | 0 | 162 | 0 | 3.1 | 0 | -0.1 | 0.4 | -0.1 | 0.5 | 0 | 0 | 5.4 | 0 | -0.26 | 0 | -0.26 | 0 | 0.025 | 0 | 0.023 | 152 | 0 | 0 | 142 | 0 | 2.6 | 0 | -0.1 | 0.4 | 0 | 0.4 | 0 | 0 | 7.1 | 0 | -0.19 | 0 | -0.18 | 0 | 0.022 | 0 | 0.02 | PreCW-Front-ElecDHW-ElecDry | Appl-CW-Front-ElecDHW-ElecDry-Tier1AnySFm2007CZ08DEER2017 | 0
42958.3843 | Appl-CW-Front-ElecDHW-ElecDry-Tier1 | SFm | 2007 | CZ09 | rDXGF | -1 | Household | 1 | 2422.9 | 169 | 0 | 0 | 162 | 0 | 2.2 | 0 | 0 | 0.2 | -0.2 | 0.3 | 0 | 0 | 5.3 | 0 | -0.32 | 0 | -0.32 | 0 | 0.024 | 0 | 0.023 | 151 | 0 | 0 | 142 | 0 | 1.7 | 0 | 0 | 0.2 | -0.2 | 0.3 | 0 | 0 | 7.1 | 0 | -0.25 | 0 | -0.25 | 0 | 0.021 | 0 | 0.02 | PreCW-Front-ElecDHW-ElecDry | Appl-CW-Front-ElecDHW-ElecDry-Tier1AnySFm2007CZ09DEER2017 | 0
42958.3843 | Appl-CW-Front-ElecDHW-ElecDry-Tier1 | SFm | 2007 | CZ10 | rDXGF | -1 | Household | 1 | 1948.8 | 170 | 0 | 0 | 162 | 0 | 2.5 | 0 | 0 | 0.2 | -0.2 | 0.4 | 0 | 0 | 5.3 | 0 | -0.43 | 0 | -0.42 | 0 | 0.024 | 0 | 0.022 | 151 | 0 | 0 | 142 | 0 | 2 | 0 | 0 | 0.2 | -0.2 | 0.3 | 0 | 0 | 7.1 | 0 | -0.34 | 0 | -0.33 | 0 | 0.021 | 0 | 0.019 | PreCW-Front-ElecDHW-ElecDry | Appl-CW-Front-ElecDHW-ElecDry-Tier1AnySFm2007CZ10DEER2017 | 0
42958.3843 | Appl-CW-Front-ElecDHW-ElecDry-Tier1 | SFm | 2007 | CZ11 | rDXGF | -1 | Household | 1 | 1948.8 | 169 | 0 | 0 | 162 | 0 | 2.2 | 0 | 0 | 0.1 | -0.2 | 0.4 | 0 | 0 | 5.4 | 0 | -0.49 | 0 | -0.49 | 0 | 0.024 | 0 | 0.022 | 151 | 0 | 0 | 142 | 0 | 1.7 | 0 | 0 | 0.1 | -0.2 | 0.3 | 0 | 0 | 7.2 | 0 | -0.39 | 0 | -0.4 | 0 | 0.021 | 0 | 0.02 | PreCW-Front-ElecDHW-ElecDry | Appl-CW-Front-ElecDHW-ElecDry-Tier1AnySFm2007CZ11DEER2017 | 0
42958.3843 | Appl-CW-Front-ElecDHW-ElecDry-Tier1 | SFm | 2007 | CZ12 | rDXGF | -1 | Household | 1 | 1948.8 | 169 | 0 | 0 | 162 | 0 | 1.7 | 0 | -0.1 | 0 | -0.3 | 0.3 | 0 | 0 | 5.6 | 0 | -0.44 | 0 | -0.43 | 0 | 0.025 | 0 | 0.022 | 151 | 0 | 0 | 142 | 0 | 1.4 | 0 | -0.1 | 0 | -0.2 | 0.2 | 0 | 0 | 7.4 | 0 | -0.34 | 0 | -0.34 | 0 | 0.022 | 0 | 0.019 | PreCW-Front-ElecDHW-ElecDry | Appl-CW-Front-ElecDHW-ElecDry-Tier1AnySFm2007CZ12DEER2017 | 0
42958.3843 | Appl-CW-Front-ElecDHW-ElecDry-Tier1 | SFm | 2007 | CZ13 | rDXGF | -1 | Household | 1 | 1948.8 | 170 | 0 | 0 | 162 | 0 | 2.7 | 0 | -0.1 | 0.2 | -0.2 | 0.4 | 0 | 0 | 5.3 | 0 | -0.41 | 0 | -0.41 | 0 | 0.024 | 0 | 0.022 | 151 | 0 | 0 | 142 | 0 | 2.3 | 0 | 0 | 0.2 | -0.2 | 0.4 | 0 | 0 | 7.1 | 0 | -0.32 | 0 | -0.33 | 0 | 0.022 | 0 | 0.019 | PreCW-Front-ElecDHW-ElecDry | Appl-CW-Front-ElecDHW-ElecDry-Tier1AnySFm2007CZ13DEER2017 | 0
42958.3843 | Appl-CW-Front-ElecDHW-ElecDry-Tier1 | SFm | 2007 | CZ14 | rDXGF | -1 | Household | 1 | 2160.9 | 170 | 0 | 0 | 162 | 0 | 2.6 | 0 | -0.1 | 0.1 | -0.2 | 0.4 | 0 | 0 | 5.4 | 0 | -0.52 | 0 | -0.52 | 0 | 0.024 | 0 | 0.022 | 151 | 0 | 0 | 142 | 0 | 2 | 0 | 0 | 0.1 | -0.2 | 0.3 | 0 | 0 | 7.2 | 0 | -0.41 | 0 | -0.41 | 0 | 0.021 | 0 | 0.019 | PreCW-Front-ElecDHW-ElecDry | Appl-CW-Front-ElecDHW-ElecDry-Tier1AnySFm2007CZ14DEER2017 | 0
42958.3843 | Appl-CW-Front-ElecDHW-ElecDry-Tier1 | SFm | 2007 | CZ15 | rDXGF | -1 | Household | 1 | 2160.9 | 170 | 0 | 0 | 162 | 0 | 3.4 | 0 | 0 | 0.3 | -0.1 | 0.5 | 0 | 0 | 4.5 | 0 | -0.21 | 0 | -0.22 | 0 | 0.024 | 0 | 0.023 | 151 | 0 | 0 | 142 | 0 | 2.8 | 0 | 0 | 0.3 | -0.1 | 0.4 | 0 | 0 | 6 | 0 | -0.17 | 0 | -0.17 | 0 | 0.021 | 0 | 0.02 | PreCW-Front-ElecDHW-ElecDry | Appl-CW-Front-ElecDHW-ElecDry-Tier1AnySFm2007CZ15DEER2017 | 0
42958.3843 | Appl-CW-Front-ElecDHW-ElecDry-Tier1 | SFm | 2007 | CZ16 | rDXGF | -1 | Household | 1 | 2295.6 | 169 | 0 | 0 | 162 | 0 | 1.1 | 0 | 0 | 0 | -0.2 | 0.2 | 0 | 0 | 6.2 | 0 | -0.4 | 0 | -0.39 | 0 | 0.025 | 0 | 0.022 | 151 | 0 | 0 | 142 | 0 | 0.9 | 0 | 0 | 0 | -0.2 | 0.2 | 0 | 0 | 8.3 | 0 | -0.31 | 0 | -0.31 | 0 | 0.022 | 0 | 0.019 | PreCW-Front-ElecDHW-ElecDry | Appl-CW-Front-ElecDHW-ElecDry-Tier1AnySFm2007CZ16DEER2017 | 0
42958.3843 | Appl-CW-Front-ElecDHW-ElecDry-Tier1 | SFm | 2011 | CZ01 | rDXGF | -1 | Household | 1 | 2295.6 | 168 | 0 | 0 | 162 | 0 | 0 | 0 | -0.1 | -0.2 | -0.2 | 0 | 0 | 0 | 6.2 | 0 | -0.52 | 0 | -0.51 | 0 | 0.023 | 0 | 0.023 | 150 | 0 | 0 | 142 | 0 | 0 | 0 | -0.1 | -0.2 | -0.2 | 0 | 0 | 0 | 8.3 | 0 | -0.41 | 0 | -0.41 | 0 | 0.021 | 0 | 0.02 | PreCW-Front-ElecDHW-ElecDry | Appl-CW-Front-ElecDHW-ElecDry-Tier1AnySFm2011CZ01DEER2017 | 0
42958.3843 | Appl-CW-Front-ElecDHW-ElecDry-Tier1 | SFm | 2011 | CZ02 | rDXGF | -1 | Household | 1 | 1948.8 | 169 | 0 | 0 | 162 | 0 | 1.3 | 0 | -0.2 | -0.1 | -0.3 | 0.3 | 0 | 0 | 5.9 | 0 | -0.57 | 0 | -0.57 | 0 | 0.025 | 0 | 0.022 | 151 | 0 | 0 | 142 | 0 | 1 | 0 | -0.1 | -0.1 | -0.2 | 0.2 | 0 | 0 | 7.8 | 0 | -0.45 | 0 | -0.45 | 0 | 0.022 | 0 | 0.02 | PreCW-Front-ElecDHW-ElecDry | Appl-CW-Front-ElecDHW-ElecDry-Tier1AnySFm2011CZ02DEER2017 | 0
42958.3843 | Appl-CW-Front-ElecDHW-ElecDry-Tier1 | SFm | 2011 | CZ03 | rDXGF | -1 | Household | 1 | 2295.6 | 168 | 0 | 0 | 162 | 0 | 0.7 | 0 | -0.1 | -0.2 | -0.3 | 0.1 | 0 | 0 | 5.9 | 0 | -0.54 | 0 | -0.54 | 0 | 0.025 | 0 | 0.022 | 150 | 0 | 0 | 142 | 0 | 0.6 | 0 | -0.1 | -0.1 | -0.2 | 0.1 | 0 | 0 | 7.8 | 0 | -0.43 | 0 | -0.42 | 0 | 0.022 | 0 | 0.02 | PreCW-Front-ElecDHW-ElecDry | Appl-CW-Front-ElecDHW-ElecDry-Tier1AnySFm2011CZ03DEER2017 | 0
42958.3843 | Appl-CW-Front-ElecDHW-ElecDry-Tier1 | SFm | 2011 | CZ04 | rDXGF | -1 | Household | 1 | 2295.6 | 169 | 0 | 0 | 162 | 0 | 2 | 0 | -0.1 | 0.1 | -0.3 | 0.3 | 0 | 0 | 5.6 | 0 | -0.45 | 0 | -0.44 | 0 | 0.025 | 0 | 0.022 | 151 | 0 | 0 | 142 | 0 | 1.7 | 0 | -0.1 | 0.1 | -0.2 | 0.3 | 0 | 0 | 7.5 | 0 | -0.35 | 0 | -0.35 | 0 | 0.022 | 0 | 0.019 | PreCW-Front-ElecDHW-ElecDry | Appl-CW-Front-ElecDHW-ElecDry-Tier1AnySFm2011CZ04DEER2017 | 0
42958.3843 | Appl-CW-Front-ElecDHW-ElecDry-Tier1 | SFm | 2011 | CZ05 | rDXGF | -1 | Household | 1 | 2295.6 | 168 | 0 | 0 | 162 | 0 | 0.2 | 0 | 0 | -0.2 | -0.3 | 0 | 0 | 0 | 5.9 | 0 | -0.6 | 0 | -0.6 | 0 | 0.025 | 0 | 0.022 | 150 | 0 | 0 | 142 | 0 | 0.2 | 0 | 0 | -0.2 | -0.2 | 0 | 0 | 0 | 7.9 | 0 | -0.47 | 0 | -0.46 | 0 | 0.022 | 0 | 0.02 | PreCW-Front-ElecDHW-ElecDry | Appl-CW-Front-ElecDHW-ElecDry-Tier1AnySFm2011CZ05DEER2017 | 0
42958.3843 | Appl-CW-Front-ElecDHW-ElecDry-Tier1 | SFm | 2011 | CZ06 | rDXGF | -1 | Household | 1 | 2392.9 | 169 | 0 | 0 | 162 | 0 | 1.5 | 0 | 0 | 0.1 | -0.2 | 0.3 | 0 | 0 | 5.4 | 0 | -0.41 | 0 | -0.4 | 0 | 0.025 | 0 | 0.023 | 150 | 0 | 0 | 142 | 0 | 1.1 | 0 | 0 | 0.1 | -0.1 | 0.2 | 0 | 0 | 7.3 | 0 | -0.32 | 0 | -0.31 | 0 | 0.022 | 0 | 0.02 | PreCW-Front-ElecDHW-ElecDry | Appl-CW-Front-ElecDHW-ElecDry-Tier1AnySFm2011CZ06DEER2017 | 0
42958.3843 | Appl-CW-Front-ElecDHW-ElecDry-Tier1 | SFm | 2011 | CZ07 | rDXGF | -1 | Household | 1 | 2392.9 | 170 | 0 | 0 | 162 | 0 | 2.3 | 0 | 0 | 0.3 | -0.2 | 0.4 | 0 | 0 | 5.4 | 0 | -0.26 | 0 | -0.26 | 0 | 0.024 | 0 | 0.022 | 151 | 0 | 0 | 142 | 0 | 1.8 | 0 | 0 | 0.2 | -0.1 | 0.3 | 0 | 0 | 7.2 | 0 | -0.2 | 0 | -0.2 | 0 | 0.021 | 0 | 0.019 | PreCW-Front-ElecDHW-ElecDry | Appl-CW-Front-ElecDHW-ElecDry-Tier1AnySFm2011CZ07DEER2017 | 0
42958.3843 | Appl-CW-Front-ElecDHW-ElecDry-Tier1 | SFm | 2011 | CZ08 | rDXGF | -1 | Household | 1 | 2392.9 | 171 | 0 | 0 | 162 | 0 | 3.3 | 0 | 0 | 0.4 | -0.1 | 0.6 | 0 | 0 | 5.3 | 0 | -0.26 | 0 | -0.26 | 0 | 0.024 | 0 | 0.023 | 152 | 0 | 0 | 142 | 0 | 2.8 | 0 | 0 | 0.4 | -0.1 | 0.5 | 0 | 0 | 7.1 | 0 | -0.21 | 0 | -0.2 | 0 | 0.021 | 0 | 0.02 | PreCW-Front-ElecDHW-ElecDry | Appl-CW-Front-ElecDHW-ElecDry-Tier1AnySFm2011CZ08DEER2017 | 0
42958.3843 | Appl-CW-Front-ElecDHW-ElecDry-Tier1 | SFm | 2011 | CZ09 | rDXGF | -1 | Household | 1 | 2422.9 | 169 | 0 | 0 | 162 | 0 | 1.9 | 0 | -0.1 | 0.1 | -0.2 | 0.3 | 0 | 0 | 5.3 | 0 | -0.29 | 0 | -0.29 | 0 | 0.024 | 0 | 0.023 | 150 | 0 | 0 | 142 | 0 | 1.4 | 0 | -0.1 | 0.1 | -0.1 | 0.2 | 0 | 0 | 7.1 | 0 | -0.23 | 0 | -0.23 | 0 | 0.021 | 0 | 0.02 | PreCW-Front-ElecDHW-ElecDry | Appl-CW-Front-ElecDHW-ElecDry-Tier1AnySFm2011CZ09DEER2017 | 0
42958.3843 | Appl-CW-Front-ElecDHW-ElecDry-Tier1 | SFm | 2011 | CZ10 | rDXGF | -1 | Household | 1 | 1948.8 | 170 | 0 | 0 | 162 | 0 | 2.6 | 0 | -0.1 | 0.3 | -0.2 | 0.5 | 0 | 0 | 5.2 | 0 | -0.42 | 0 | -0.42 | 0 | 0.024 | 0 | 0.023 | 151 | 0 | 0 | 142 | 0 | 2.1 | 0 | -0.1 | 0.2 | -0.2 | 0.4 | 0 | 0 | 7 | 0 | -0.33 | 0 | -0.33 | 0 | 0.021 | 0 | 0.02 | PreCW-Front-ElecDHW-ElecDry | Appl-CW-Front-ElecDHW-ElecDry-Tier1AnySFm2011CZ10DEER2017 | 0
42958.3843 | Appl-CW-Front-ElecDHW-ElecDry-Tier1 | SFm | 2011 | CZ11 | rDXGF | -1 | Household | 1 | 1948.8 | 170 | 0 | 0 | 162 | 0 | 2.3 | 0 | 0 | 0.1 | -0.2 | 0.4 | 0 | 0 | 5.4 | 0 | -0.47 | 0 | -0.48 | 0 | 0.024 | 0 | 0.022 | 151 | 0 | 0 | 142 | 0 | 1.8 | 0 | 0 | 0.1 | -0.2 | 0.3 | 0 | 0 | 7.2 | 0 | -0.36 | 0 | -0.37 | 0 | 0.021 | 0 | 0.019 | PreCW-Front-ElecDHW-ElecDry | Appl-CW-Front-ElecDHW-ElecDry-Tier1AnySFm2011CZ11DEER2017 | 0
42958.3843 | Appl-CW-Front-ElecDHW-ElecDry-Tier1 | SFm | 2011 | CZ12 | rDXGF | -1 | Household | 1 | 1948.8 | 169 | 0 | 0 | 162 | 0 | 1.8 | 0 | -0.1 | 0.1 | -0.2 | 0.3 | 0 | 0 | 5.6 | 0 | -0.41 | 0 | -0.41 | 0 | 0.025 | 0 | 0.022 | 151 | 0 | 0 | 142 | 0 | 1.5 | 0 | -0.1 | 0.1 | -0.2 | 0.2 | 0 | 0 | 7.4 | 0 | -0.33 | 0 | -0.33 | 0 | 0.022 | 0 | 0.019 | PreCW-Front-ElecDHW-ElecDry | Appl-CW-Front-ElecDHW-ElecDry-Tier1AnySFm2011CZ12DEER2017 | 0
42958.3843 | Appl-CW-Front-ElecDHW-ElecDry-Tier1 | SFm | 2011 | CZ13 | rDXGF | -1 | Household | 1 | 1948.8 | 170 | 0 | 0 | 162 | 0 | 2.6 | 0 | -0.1 | 0.2 | -0.2 | 0.4 | 0 | 0 | 5.3 | 0 | -0.4 | 0 | -0.39 | 0 | 0.024 | 0 | 0.022 | 151 | 0 | 0 | 142 | 0 | 2.1 | 0 | -0.1 | 0.2 | -0.2 | 0.4 | 0 | 0 | 7.1 | 0 | -0.32 | 0 | -0.31 | 0 | 0.022 | 0 | 0.019 | PreCW-Front-ElecDHW-ElecDry | Appl-CW-Front-ElecDHW-ElecDry-Tier1AnySFm2011CZ13DEER2017 | 0
42958.3843 | Appl-CW-Front-ElecDHW-ElecDry-Tier1 | SFm | 2011 | CZ14 | rDXGF | -1 | Household | 1 | 2160.9 | 170 | 0 | 0 | 162 | 0 | 2.7 | 0 | 0 | 0.2 | -0.3 | 0.4 | 0 | 0 | 5.4 | 0 | -0.47 | 0 | -0.47 | 0 | 0.025 | 0 | 0.022 | 151 | 0 | 0 | 142 | 0 | 2.1 | 0 | 0 | 0.2 | -0.2 | 0.3 | 0 | 0 | 7.2 | 0 | -0.37 | 0 | -0.37 | 0 | 0.022 | 0 | 0.019 | PreCW-Front-ElecDHW-ElecDry | Appl-CW-Front-ElecDHW-ElecDry-Tier1AnySFm2011CZ14DEER2017 | 0
42958.3843 | Appl-CW-Front-ElecDHW-ElecDry-Tier1 | SFm | 2011 | CZ15 | rDXGF | -1 | Household | 1 | 2160.9 | 170 | 0 | 0 | 162 | 0 | 3.1 | 0 | 0 | 0.3 | -0.1 | 0.4 | 0 | 0 | 4.5 | 0 | -0.22 | 0 | -0.22 | 0 | 0.023 | 0 | 0.023 | 151 | 0 | 0 | 142 | 0 | 2.5 | 0 | 0 | 0.2 | -0.1 | 0.3 | 0 | 0 | 6 | 0 | -0.17 | 0 | -0.16 | 0 | 0.021 | 0 | 0.02 | PreCW-Front-ElecDHW-ElecDry | Appl-CW-Front-ElecDHW-ElecDry-Tier1AnySFm2011CZ15DEER2017 | 0
42958.3843 | Appl-CW-Front-ElecDHW-ElecDry-Tier1 | SFm | 2011 | CZ16 | rDXGF | -1 | Household | 1 | 2295.6 | 169 | 0 | 0 | 162 | 0 | 1.2 | 0 | -0.1 | 0 | -0.2 | 0.2 | 0 | 0 | 6.2 | 0 | -0.38 | 0 | -0.38 | 0 | 0.024 | 0 | 0.022 | 151 | 0 | 0 | 142 | 0 | 1 | 0 | -0.1 | 0 | -0.1 | 0.1 | 0 | 0 | 8.3 | 0 | -0.31 | 0 | -0.31 | 0 | 0.021 | 0 | 0.019 | PreCW-Front-ElecDHW-ElecDry | Appl-CW-Front-ElecDHW-ElecDry-Tier1AnySFm2011CZ16DEER2017 | 0
42958.3843 | Appl-CW-Front-ElecDHW-ElecDry-Tier1 | SFm | 2015 | CZ01 | rDXGF | -1 | Household | 1 | 2295.6 | 168 | 0 | 0 | 162 | 0 | 0 | 0 | -0.1 | -0.2 | -0.2 | 0 | 0 | 0 | 6.2 | 0 | -0.48 | 0 | -0.48 | 0 | 0.023 | 0 | 0.022 | 150 | 0 | 0 | 142 | 0 | 0 | 0 | -0.1 | -0.1 | -0.1 | 0 | 0 | 0 | 8.3 | 0 | -0.38 | 0 | -0.38 | 0 | 0.021 | 0 | 0.019 | PreCW-Front-ElecDHW-ElecDry | Appl-CW-Front-ElecDHW-ElecDry-Tier1AnySFm2015CZ01DEER2017 | 0
42958.3843 | Appl-CW-Front-ElecDHW-ElecDry-Tier1 | SFm | 2015 | CZ02 | rDXGF | -1 | Household | 1 | 1948.8 | 169 | 0 | 0 | 162 | 0 | 1.2 | 0 | -0.1 | -0.1 | -0.3 | 0.2 | 0 | 0 | 5.8 | 0 | -0.58 | 0 | -0.57 | 0 | 0.025 | 0 | 0.023 | 150 | 0 | 0 | 142 | 0 | 0.9 | 0 | -0.1 | -0.1 | -0.2 | 0.2 | 0 | 0 | 7.7 | 0 | -0.46 | 0 | -0.46 | 0 | 0.022 | 0 | 0.02 | PreCW-Front-ElecDHW-ElecDry | Appl-CW-Front-ElecDHW-ElecDry-Tier1AnySFm2015CZ02DEER2017 | 0
42958.3843 | Appl-CW-Front-ElecDHW-ElecDry-Tier1 | SFm | 2015 | CZ03 | rDXGF | -1 | Household | 1 | 2295.6 | 168 | 0 | 0 | 162 | 0 | 0.4 | 0 | 0 | -0.1 | -0.2 | 0.1 | 0 | 0 | 5.8 | 0 | -0.45 | 0 | -0.46 | 0 | 0.025 | 0 | 0.023 | 150 | 0 | 0 | 142 | 0 | 0.4 | 0 | 0 | -0.1 | -0.2 | 0.1 | 0 | 0 | 7.8 | 0 | -0.36 | 0 | -0.37 | 0 | 0.022 | 0 | 0.02 | PreCW-Front-ElecDHW-ElecDry | Appl-CW-Front-ElecDHW-ElecDry-Tier1AnySFm2015CZ03DEER2017 | 0
42958.3843 | Appl-CW-Front-ElecDHW-ElecDry-Tier1 | SFm | 2015 | CZ04 | rDXGF | -1 | Household | 1 | 2295.6 | 169 | 0 | 0 | 162 | 0 | 1.4 | 0 | 0 | 0 | -0.2 | 0.2 | 0 | 0 | 5.6 | 0 | -0.47 | 0 | -0.47 | 0 | 0.025 | 0 | 0.022 | 150 | 0 | 0 | 142 | 0 | 1.1 | 0 | 0 | 0 | -0.1 | 0.1 | 0 | 0 | 7.5 | 0 | -0.38 | 0 | -0.37 | 0 | 0.022 | 0 | 0.019 | PreCW-Front-ElecDHW-ElecDry | Appl-CW-Front-ElecDHW-ElecDry-Tier1AnySFm2015CZ04DEER2017 | 0
42958.3843 | Appl-CW-Front-ElecDHW-ElecDry-Tier1 | SFm | 2015 | CZ05 | rDXGF | -1 | Household | 1 | 2295.6 | 168 | 0 | 0 | 162 | 0 | 0.6 | 0 | 0 | -0.1 | -0.2 | 0.1 | 0 | 0 | 5.9 | 0 | -0.52 | 0 | -0.52 | 0 | 0.024 | 0 | 0.023 | 150 | 0 | 0 | 142 | 0 | 0.3 | 0 | 0 | -0.1 | -0.2 | 0 | 0 | 0 | 7.9 | 0 | -0.41 | 0 | -0.4 | 0 | 0.022 | 0 | 0.02 | PreCW-Front-ElecDHW-ElecDry | Appl-CW-Front-ElecDHW-ElecDry-Tier1AnySFm2015CZ05DEER2017 | 0
42958.3843 | Appl-CW-Front-ElecDHW-ElecDry-Tier1 | SFm | 2015 | CZ06 | rDXGF | -1 | Household | 1 | 2392.9 | 168 | 0 | 0 | 162 | 0 | 1.1 | 0 | 0 | 0 | -0.1 | 0.2 | 0 | 0 | 5.5 | 0 | -0.39 | 0 | -0.39 | 0 | 0.025 | 0 | 0.022 | 150 | 0 | 0 | 142 | 0 | 0.9 | 0 | 0 | 0 | -0.1 | 0.1 | 0 | 0 | 7.4 | 0 | -0.31 | 0 | -0.31 | 0 | 0.022 | 0 | 0.019 | PreCW-Front-ElecDHW-ElecDry | Appl-CW-Front-ElecDHW-ElecDry-Tier1AnySFm2015CZ06DEER2017 | 0
42958.3843 | Appl-CW-Front-ElecDHW-ElecDry-Tier1 | SFm | 2015 | CZ07 | rDXGF | -1 | Household | 1 | 2392.9 | 170 | 0 | 0 | 162 | 0 | 2.2 | 0 | 0 | 0.2 | -0.1 | 0.4 | 0 | 0 | 5.4 | 0 | -0.31 | 0 | -0.31 | 0 | 0.024 | 0 | 0.022 | 151 | 0 | 0 | 142 | 0 | 1.4 | 0 | 0 | 0.1 | -0.1 | 0.3 | 0 | 0 | 7.2 | 0 | -0.25 | 0 | -0.25 | 0 | 0.02 | 0 | 0.02 | PreCW-Front-ElecDHW-ElecDry | Appl-CW-Front-ElecDHW-ElecDry-Tier1AnySFm2015CZ07DEER2017 | 0
42958.3843 | Appl-CW-Front-ElecDHW-ElecDry-Tier1 | SFm | 2015 | CZ08 | rDXGF | -1 | Household | 1 | 2392.9 | 169 | 0 | 0 | 162 | 0 | 1.2 | 0 | 0 | 1 | -0.1 | 1 | 0 | 0 | 5.3 | 0 | -0.26 | 0 | -0.27 | 0 | 0.021 | 0 | 0.023 | 152 | 0 | 0 | 142 | 0 | 2.5 | 0 | 0 | 0.7 | 0 | 0.6 | 0 | 0 | 7.1 | 0 | -0.07 | 0 | -0.08 | 0 | 0.02 | 0 | 0.02 | PreCW-Front-ElecDHW-ElecDry | Appl-CW-Front-ElecDHW-ElecDry-Tier1AnySFm2015CZ08DEER2017 | 0
42958.3843 | Appl-CW-Front-ElecDHW-ElecDry-Tier1 | SFm | 2015 | CZ09 | rDXGF | -1 | Household | 1 | 2422.9 | 169 | 0 | 0 | 162 | 0 | 1.2 | 0 | -0.1 | 0.5 | -0.1 | 0.7 | 0 | 0 | 5.3 | 0 | -0.3 | 0 | -0.3 | 0 | 0.024 | 0 | 0.023 | 150 | 0 | 0 | 142 | 0 | 1.1 | 0 | -0.1 | 0.4 | -0.1 | 0.5 | 0 | 0 | 7.1 | 0 | -0.24 | 0 | -0.24 | 0 | 0.021 | 0 | 0.02 | PreCW-Front-ElecDHW-ElecDry | Appl-CW-Front-ElecDHW-ElecDry-Tier1AnySFm2015CZ09DEER2017 | 0
42958.3843 | Appl-CW-Front-ElecDHW-ElecDry-Tier1 | SFm | 2015 | CZ10 | rDXGF | -1 | Household | 1 | 1948.8 | 169 | 0 | 0 | 162 | 0 | 1.7 | 0 | -0.1 | 0.3 | -0.1 | 0.5 | 0 | 0 | 5.3 | 0 | -0.41 | 0 | -0.41 | 0 | 0.024 | 0 | 0.023 | 150 | 0 | 0 | 142 | 0 | 1.4 | 0 | -0.1 | 0.3 | -0.1 | 0.4 | 0 | 0 | 7.1 | 0 | -0.33 | 0 | -0.32 | 0 | 0.022 | 0 | 0.02 | PreCW-Front-ElecDHW-ElecDry | Appl-CW-Front-ElecDHW-ElecDry-Tier1AnySFm2015CZ10DEER2017 | 0
42958.3843 | Appl-CW-Front-ElecDHW-ElecDry-Tier1 | SFm | 2015 | CZ11 | rDXGF | -1 | Household | 1 | 1948.8 | 169 | 0 | 0 | 162 | 0 | 1.9 | 0 | -0.1 | 0.1 | -0.2 | 0.3 | 0 | 0 | 5.4 | 0 | -0.47 | 0 | -0.48 | 0 | 0.025 | 0 | 0.022 | 150 | 0 | 0 | 142 | 0 | 1.5 | 0 | -0.1 | 0.1 | -0.1 | 0.2 | 0 | 0 | 7.2 | 0 | -0.37 | 0 | -0.38 | 0 | 0.022 | 0 | 0.019 | PreCW-Front-ElecDHW-ElecDry | Appl-CW-Front-ElecDHW-ElecDry-Tier1AnySFm2015CZ11DEER2017 | 0
42958.3843 | Appl-CW-Front-ElecDHW-ElecDry-Tier1 | SFm | 2015 | CZ12 | rDXGF | -1 | Household | 1 | 1948.8 | 169 | 0 | 0 | 162 | 0 | 1.2 | 0 | -0.1 | 0.2 | -0.2 | 0.4 | 0 | 0 | 5.5 | 0 | -0.42 | 0 | -0.41 | 0 | 0.025 | 0 | 0.022 | 150 | 0 | 0 | 142 | 0 | 1 | 0 | 0 | 0.2 | -0.2 | 0.3 | 0 | 0 | 7.4 | 0 | -0.33 | 0 | -0.32 | 0 | 0.022 | 0 | 0.02 | PreCW-Front-ElecDHW-ElecDry | Appl-CW-Front-ElecDHW-ElecDry-Tier1AnySFm2015CZ12DEER2017 | 0
42958.3843 | Appl-CW-Front-ElecDHW-ElecDry-Tier1 | SFm | 2015 | CZ13 | rDXGF | -1 | Household | 1 | 1948.8 | 169 | 0 | 0 | 162 | 0 | 1.8 | 0 | -0.1 | 0.3 | -0.2 | 0.5 | 0 | 0 | 5.3 | 0 | -0.38 | 0 | -0.38 | 0 | 0.025 | 0 | 0.022 | 151 | 0 | 0 | 142 | 0 | 1.4 | 0 | -0.1 | 0.2 | -0.2 | 0.4 | 0 | 0 | 7.1 | 0 | -0.3 | 0 | -0.3 | 0 | 0.022 | 0 | 0.019 | PreCW-Front-ElecDHW-ElecDry | Appl-CW-Front-ElecDHW-ElecDry-Tier1AnySFm2015CZ13DEER2017 | 0
42958.3843 | Appl-CW-Front-ElecDHW-ElecDry-Tier1 | SFm | 2015 | CZ14 | rDXGF | -1 | Household | 1 | 2160.9 | 170 | 0 | 0 | 162 | 0 | 2.4 | 0 | -0.1 | 0.3 | -0.2 | 0.5 | 0 | 0 | 5.4 | 0 | -0.5 | 0 | -0.49 | 0 | 0.025 | 0 | 0.022 | 151 | 0 | 0 | 142 | 0 | 1.9 | 0 | 0 | 0.2 | -0.2 | 0.3 | 0 | 0 | 7.3 | 0 | -0.39 | 0 | -0.39 | 0 | 0.022 | 0 | 0.019 | PreCW-Front-ElecDHW-ElecDry | Appl-CW-Front-ElecDHW-ElecDry-Tier1AnySFm2015CZ14DEER2017 | 0
42958.3843 | Appl-CW-Front-ElecDHW-ElecDry-Tier1 | SFm | 2015 | CZ15 | rDXGF | -1 | Household | 1 | 2160.9 | 170 | 0 | 0 | 162 | 0 | 3.3 | 0 | 0 | 0.4 | -0.1 | 0.4 | 0 | 0 | 4.4 | 0 | -0.22 | 0 | -0.21 | 0 | 0.024 | 0 | 0.022 | 150 | 0 | 0 | 142 | 0 | 2.4 | 0 | 0 | 0.3 | -0.1 | 0.3 | 0 | 0 | 5.9 | 0 | -0.17 | 0 | -0.17 | 0 | 0.021 | 0 | 0.019 | PreCW-Front-ElecDHW-ElecDry | Appl-CW-Front-ElecDHW-ElecDry-Tier1AnySFm2015CZ15DEER2017 | 0
42958.3843 | Appl-CW-Front-ElecDHW-ElecDry-Tier1 | SFm | 2015 | CZ16 | rDXGF | -1 | Household | 1 | 2295.6 | 169 | 0 | 0 | 162 | 0 | 0.6 | 0 | 0 | 0 | -0.1 | 0.1 | 0 | 0 | 6.2 | 0 | -0.44 | 0 | -0.44 | 0 | 0.025 | 0 | 0.022 | 151 | 0 | 0 | 142 | 0 | 0.5 | 0 | 0 | 0 | -0.1 | 0.1 | 0 | 0 | 8.3 | 0 | -0.35 | 0 | -0.35 | 0 | 0.022 | 0 | 0.019 | PreCW-Front-ElecDHW-ElecDry | Appl-CW-Front-ElecDHW-ElecDry-Tier1AnySFm2015CZ16DEER2017 | 0
42958.3843 | Appl-CW-Front-ElecDHW-ElecDry-Tier1 | SFm | 2017 | CZ01 | rDXGF | -1 | Household | 1 | 2295.6 | 168 | 0 | 0 | 162 | 0 | 0 | 0 | -0.1 | -0.2 | -0.2 | 0 | 0 | 0 | 6.2 | 0 | -0.46 | 0 | -0.45 | 0 | 0.023 | 0 | 0.022 | 150 | 0 | 0 | 142 | 0 | 0 | 0 | -0.1 | -0.1 | -0.1 | 0 | 0 | 0 | 8.3 | 0 | -0.36 | 0 | -0.36 | 0 | 0.021 | 0 | 0.019 | PreCW-Front-ElecDHW-ElecDry | Appl-CW-Front-ElecDHW-ElecDry-Tier1AnySFm2017CZ01DEER2017 | 0
42958.3843 | Appl-CW-Front-ElecDHW-ElecDry-Tier1 | SFm | 2017 | CZ02 | rDXGF | -1 | Household | 1 | 1948.8 | 169 | 0 | 0 | 162 | 0 | 1.1 | 0 | -0.2 | -0.1 | -0.2 | 0.2 | 0 | 0 | 5.8 | 0 | -0.55 | 0 | -0.55 | 0 | 0.025 | 0 | 0.022 | 150 | 0 | 0 | 142 | 0 | 0.8 | 0 | -0.1 | -0.1 | -0.2 | 0.1 | 0 | 0 | 7.7 | 0 | -0.44 | 0 | -0.43 | 0 | 0.023 | 0 | 0.02 | PreCW-Front-ElecDHW-ElecDry | Appl-CW-Front-ElecDHW-ElecDry-Tier1AnySFm2017CZ02DEER2017 | 0
42958.3843 | Appl-CW-Front-ElecDHW-ElecDry-Tier1 | SFm | 2017 | CZ03 | rDXGF | -1 | Household | 1 | 2295.6 | 168 | 0 | 0 | 162 | 0 | 0.7 | 0 | -0.1 | -0.1 | -0.2 | 0.1 | 0 | 0 | 5.8 | 0 | -0.44 | 0 | -0.45 | 0 | 0.024 | 0 | 0.023 | 150 | 0 | 0 | 142 | 0 | 0.5 | 0 | 0 | -0.1 | -0.2 | 0.1 | 0 | 0 | 7.8 | 0 | -0.34 | 0 | -0.35 | 0 | 0.022 | 0 | 0.02 | PreCW-Front-ElecDHW-ElecDry | Appl-CW-Front-ElecDHW-ElecDry-Tier1AnySFm2017CZ03DEER2017 | 0
42958.3843 | Appl-CW-Front-ElecDHW-ElecDry-Tier1 | SFm | 2017 | CZ04 | rDXGF | -1 | Household | 1 | 2295.6 | 169 | 0 | 0 | 162 | 0 | 1.4 | 0 | 0 | 0.1 | -0.2 | 0.2 | 0 | 0 | 5.6 | 0 | -0.45 | 0 | -0.44 | 0 | 0.025 | 0 | 0.022 | 150 | 0 | 0 | 142 | 0 | 1.1 | 0 | 0 | 0.1 | -0.2 | 0.2 | 0 | 0 | 7.5 | 0 | -0.35 | 0 | -0.35 | 0 | 0.022 | 0 | 0.019 | PreCW-Front-ElecDHW-ElecDry | Appl-CW-Front-ElecDHW-ElecDry-Tier1AnySFm2017CZ04DEER2017 | 0
42958.3843 | Appl-CW-Front-ElecDHW-ElecDry-Tier1 | SFm | 2017 | CZ05 | rDXGF | -1 | Household | 1 | 2295.6 | 168 | 0 | 0 | 162 | 0 | 0.4 | 0 | -0.1 | -0.1 | -0.2 | 0 | 0 | 0 | 5.9 | 0 | -0.48 | 0 | -0.48 | 0 | 0.025 | 0 | 0.023 | 150 | 0 | 0 | 142 | 0 | 0.3 | 0 | -0.1 | -0.1 | -0.2 | 0 | 0 | 0 | 7.9 | 0 | -0.38 | 0 | -0.39 | 0 | 0.022 | 0 | 0.02 | PreCW-Front-ElecDHW-ElecDry | Appl-CW-Front-ElecDHW-ElecDry-Tier1AnySFm2017CZ05DEER2017 | 0
42958.3843 | Appl-CW-Front-ElecDHW-ElecDry-Tier1 | SFm | 2017 | CZ06 | rDXGF | -1 | Household | 1 | 2392.9 | 168 | 0 | 0 | 162 | 0 | 0.9 | 0 | -0.1 | -0.1 | -0.2 | 0.1 | 0 | 0 | 5.4 | 0 | -0.39 | 0 | -0.38 | 0 | 0.028 | 0 | 0.022 | 150 | 0 | 0 | 142 | 0 | 0.6 | 0 | -0.1 | -0.1 | -0.1 | 0.1 | 0 | 0 | 7.3 | 0 | -0.3 | 0 | -0.3 | 0 | 0.025 | 0 | 0.019 | PreCW-Front-ElecDHW-ElecDry | Appl-CW-Front-ElecDHW-ElecDry-Tier1AnySFm2017CZ06DEER2017 | 0
42958.3843 | Appl-CW-Front-ElecDHW-ElecDry-Tier1 | SFm | 2017 | CZ07 | rDXGF | -1 | Household | 1 | 2392.9 | 170 | 0 | 0 | 162 | 0 | 2.2 | 0 | -0.1 | 0.2 | -0.1 | 0.4 | 0 | 0 | 5.4 | 0 | -0.28 | 0 | -0.29 | 0 | 0.025 | 0 | 0.022 | 151 | 0 | 0 | 142 | 0 | 1.8 | 0 | -0.1 | 0.2 | 0 | 0.3 | 0 | 0 | 7.3 | 0 | -0.22 | 0 | -0.23 | 0 | 0.023 | 0 | 0.019 | PreCW-Front-ElecDHW-ElecDry | Appl-CW-Front-ElecDHW-ElecDry-Tier1AnySFm2017CZ07DEER2017 | 0
42958.3843 | Appl-CW-Front-ElecDHW-ElecDry-Tier1 | SFm | 2017 | CZ08 | rDXGF | -1 | Household | 1 | 2392.9 | 169 | 0 | 0 | 162 | 0 | 1.4 | 0 | 0 | 0.5 | -0.1 | 0.6 | 0 | 0 | 5.4 | 0 | -0.25 | 0 | -0.25 | 0 | 0.024 | 0 | 0.023 | 150 | 0 | 0 | 142 | 0 | 1 | 0 | 0 | 0.4 | -0.1 | 0.5 | 0 | 0 | 7.2 | 0 | -0.19 | 0 | -0.19 | 0 | 0.021 | 0 | 0.02 | PreCW-Front-ElecDHW-ElecDry | Appl-CW-Front-ElecDHW-ElecDry-Tier1AnySFm2017CZ08DEER2017 | 0
42958.3843 | Appl-CW-Front-ElecDHW-ElecDry-Tier1 | SFm | 2017 | CZ09 | rDXGF | -1 | Household | 1 | 2422.9 | 167 | 0 | 0 | 162 | 0 | 1.9 | 0 | 0 | -2.3 | -0.2 | -2.2 | 0 | 0 | 5.3 | 0 | -0.37 | 0 | -0.37 | 0 | 0.024 | 0 | 0.022 | 150 | 0 | 0 | 142 | 0 | 0.9 | 0 | 0 | 0.2 | -0.2 | 0.2 | 0 | 0 | 7.1 | 0 | -0.28 | 0 | -0.28 | 0 | 0.021 | 0 | 0.02 | PreCW-Front-ElecDHW-ElecDry | Appl-CW-Front-ElecDHW-ElecDry-Tier1AnySFm2017CZ09DEER2017 | 0
42958.3843 | Appl-CW-Front-ElecDHW-ElecDry-Tier1 | SFm | 2017 | CZ10 | rDXGF | -1 | Household | 1 | 1948.8 | 169 | 0 | 0 | 162 | 0 | 0.7 | 0 | -0.1 | 0.8 | -0.2 | 0.9 | 0 | 0 | 5.3 | 0 | -0.39 | 0 | -0.39 | 0 | 0.025 | 0 | 0.023 | 150 | 0 | 0 | 142 | 0 | 0.5 | 0 | -0.1 | 0.7 | -0.2 | 0.8 | 0 | 0 | 7.1 | 0 | -0.3 | 0 | -0.31 | 0 | 0.022 | 0 | 0.02 | PreCW-Front-ElecDHW-ElecDry | Appl-CW-Front-ElecDHW-ElecDry-Tier1AnySFm2017CZ10DEER2017 | 0
42958.3843 | Appl-CW-Front-ElecDHW-ElecDry-Tier1 | SFm | 2017 | CZ11 | rDXGF | -1 | Household | 1 | 1948.8 | 169 | 0 | 0 | 162 | 0 | 1.7 | 0 | 0 | 0.2 | -0.2 | 0.4 | 0 | 0 | 5.3 | 0 | -0.45 | 0 | -0.45 | 0 | 0.025 | 0 | 0.022 | 150 | 0 | 0 | 142 | 0 | 1.4 | 0 | 0 | 0.1 | -0.2 | 0.3 | 0 | 0 | 7.1 | 0 | -0.36 | 0 | -0.36 | 0 | 0.022 | 0 | 0.019 | PreCW-Front-ElecDHW-ElecDry | Appl-CW-Front-ElecDHW-ElecDry-Tier1AnySFm2017CZ11DEER2017 | 0
42958.3843 | Appl-CW-Front-ElecDHW-ElecDry-Tier1 | SFm | 2017 | CZ12 | rDXGF | -1 | Household | 1 | 1948.8 | 169 | 0 | 0 | 162 | 0 | 1.1 | 0 | -0.1 | 0.1 | -0.2 | 0.3 | 0 | 0 | 5.6 | 0 | -0.4 | 0 | -0.4 | 0 | 0.025 | 0 | 0.022 | 150 | 0 | 0 | 142 | 0 | 0.9 | 0 | -0.1 | 0.1 | -0.1 | 0.2 | 0 | 0 | 7.4 | 0 | -0.32 | 0 | -0.32 | 0 | 0.022 | 0 | 0.019 | PreCW-Front-ElecDHW-ElecDry | Appl-CW-Front-ElecDHW-ElecDry-Tier1AnySFm2017CZ12DEER2017 | 0
42958.3843 | Appl-CW-Front-ElecDHW-ElecDry-Tier1 | SFm | 2017 | CZ13 | rDXGF | -1 | Household | 1 | 1948.8 | 169 | 0 | 0 | 162 | 0 | 1.8 | 0 | -0.1 | 0.3 | -0.2 | 0.5 | 0 | 0 | 5.3 | 0 | -0.39 | 0 | -0.39 | 0 | 0.024 | 0 | 0.022 | 151 | 0 | 0 | 142 | 0 | 1.5 | 0 | -0.1 | 0.3 | -0.1 | 0.4 | 0 | 0 | 7 | 0 | -0.31 | 0 | -0.31 | 0 | 0.021 | 0 | 0.019 | PreCW-Front-ElecDHW-ElecDry | Appl-CW-Front-ElecDHW-ElecDry-Tier1AnySFm2017CZ13DEER2017 | 0
42958.3843 | Appl-CW-Front-ElecDHW-ElecDry-Tier1 | SFm | 2017 | CZ14 | rDXGF | -1 | Household | 1 | 2160.9 | 170 | 0 | 0 | 162 | 0 | 2.3 | 0 | 0 | 0.2 | -0.2 | 0.4 | 0 | 0 | 5.4 | 0 | -0.48 | 0 | -0.49 | 0 | 0.024 | 0 | 0.022 | 151 | 0 | 0 | 142 | 0 | 1.8 | 0 | 0 | 0.2 | -0.2 | 0.4 | 0 | 0 | 7.2 | 0 | -0.38 | 0 | -0.39 | 0 | 0.022 | 0 | 0.019 | PreCW-Front-ElecDHW-ElecDry | Appl-CW-Front-ElecDHW-ElecDry-Tier1AnySFm2017CZ14DEER2017 | 0
42958.3843 | Appl-CW-Front-ElecDHW-ElecDry-Tier1 | SFm | 2017 | CZ15 | rDXGF | -1 | Household | 1 | 2160.9 | 170 | 0 | 0 | 162 | 0 | 3.4 | 0 | -0.1 | 0.3 | -0.1 | 0.4 | 0 | 0 | 4.5 | 0 | -0.21 | 0 | -0.21 | 0 | 0.023 | 0 | 0.022 | 151 | 0 | 0 | 142 | 0 | 2.9 | 0 | -0.1 | 0.3 | -0.1 | 0.4 | 0 | 0 | 6 | 0 | -0.17 | 0 | -0.17 | 0 | 0.021 | 0 | 0.019 | PreCW-Front-ElecDHW-ElecDry | Appl-CW-Front-ElecDHW-ElecDry-Tier1AnySFm2017CZ15DEER2017 | 0
42958.3843 | Appl-CW-Front-ElecDHW-ElecDry-Tier1 | SFm | 2017 | CZ16 | rDXGF | -1 | Household | 1 | 2295.6 | 168 | 0 | 0 | 162 | 0 | 0.5 | 0 | 0 | -0.1 | -0.2 | 0.1 | 0 | 0 | 6.3 | 0 | -0.45 | 0 | -0.45 | 0 | 0.025 | 0 | 0.022 | 150 | 0 | 0 | 142 | 0 | 0.3 | 0 | 0 | -0.1 | -0.1 | 0.1 | 0 | 0 | 8.3 | 0 | -0.36 | 0 | -0.35 | 0 | 0.022 | 0 | 0.019 | PreCW-Front-ElecDHW-ElecDry | Appl-CW-Front-ElecDHW-ElecDry-Tier1AnySFm2017CZ16DEER2017 | 0
42958.3843 | Appl-CW-Front-ElecDHW-ElecDry-Tier2 | DMo | MH00 | CZ01 | rDXGF | -1 | Household | 1 | 1242 | 187 | 0 | 0 | 183 | 0 | 0 | 0 | -0.1 | -0.5 | -0.5 | 0 | 0 | 0 | 5 | 0 | -0.91 | 0 | -0.91 | 0 | 0.026 | 0 | 0.025 | 173 | 0 | 0 | 167 | 0 | 0 | 0 | -0.1 | -0.5 | -0.5 | 0 | 0 | 0 | 6.6 | 0 | -0.81 | 0 | -0.81 | 0 | 0.024 | 0 | 0.023 | PreCW-Front-ElecDHW-ElecDry | Appl-CW-Front-ElecDHW-ElecDry-Tier2AnyDMoMH00CZ01DEER2017 | 0
42958.3843 | Appl-CW-Front-ElecDHW-ElecDry-Tier2 | DMo | MH00 | CZ02 | rDXGF | -1 | Household | 1 | 1242 | 191 | 0 | 0 | 182 | 0 | 3.7 | 0 | -0.1 | 0 | -0.4 | 0.4 | 0 | 0 | 4.6 | 0 | -0.77 | 0 | -0.76 | 0 | 0.025 | 0 | 0.026 | 176 | 0 | 0 | 167 | 0 | 3.4 | 0 | -0.1 | 0 | -0.4 | 0.4 | 0 | 0 | 6.2 | 0 | -0.69 | 0 | -0.69 | 0 | 0.023 | 0 | 0.023 | PreCW-Front-ElecDHW-ElecDry | Appl-CW-Front-ElecDHW-ElecDry-Tier2AnyDMoMH00CZ02DEER2017 | 0
42958.3843 | Appl-CW-Front-ElecDHW-ElecDry-Tier2 | DMo | MH00 | CZ03 | rDXGF | -1 | Household | 1 | 1242 | 188 | 0 | 0 | 182 | 0 | 1.5 | 0 | -0.1 | -0.3 | -0.6 | 0.2 | 0 | 0 | 4.7 | 0 | -0.89 | 0 | -0.89 | 0 | 0.031 | 0 | 0.025 | 174 | 0 | 0 | 166 | 0 | 1.4 | 0 | -0.1 | -0.3 | -0.5 | 0.2 | 0 | 0 | 6.2 | 0 | -0.8 | 0 | -0.8 | 0 | 0.028 | 0 | 0.023 | PreCW-Front-ElecDHW-ElecDry | Appl-CW-Front-ElecDHW-ElecDry-Tier2AnyDMoMH00CZ03DEER2017 | 0
42958.3843 | Appl-CW-Front-ElecDHW-ElecDry-Tier2 | DMo | MH00 | CZ04 | rDXGF | -1 | Household | 1 | 1242 | 191 | 0 | 0 | 182 | 0 | 4.5 | 0 | -0.1 | 0.1 | -0.5 | 0.6 | 0 | 0 | 4.5 | 0 | -0.79 | 0 | -0.79 | 0 | 0.036 | 0 | 0.025 | 178 | 0 | 0 | 167 | 0 | 5.2 | 0 | -0.1 | 0.3 | -0.4 | 0.7 | 0 | 0 | 6 | 0 | -0.71 | 0 | -0.71 | 0 | 0.034 | 0 | 0.023 | PreCW-Front-ElecDHW-ElecDry | Appl-CW-Front-ElecDHW-ElecDry-Tier2AnyDMoMH00CZ04DEER2017 | 0
42958.3843 | Appl-CW-Front-ElecDHW-ElecDry-Tier2 | DMo | MH00 | CZ05 | rDXGF | -1 | Household | 1 | 1242 | 188 | 0 | 0 | 182 | 0 | 1.3 | 0 | -0.2 | -0.6 | -0.8 | 0.2 | 0 | 0 | 4.8 | 0 | -1.31 | 0 | -1.31 | 0 | 0.029 | 0 | 0.026 | 173 | 0 | 0 | 166 | 0 | 1.2 | 0 | -0.2 | -0.5 | -0.7 | 0.2 | 0 | 0 | 6.3 | 0 | -1.19 | 0 | -1.19 | 0 | 0.027 | 0 | 0.023 | PreCW-Front-ElecDHW-ElecDry | Appl-CW-Front-ElecDHW-ElecDry-Tier2AnyDMoMH00CZ05DEER2017 | 0
42958.3843 | Appl-CW-Front-ElecDHW-ElecDry-Tier2 | DMo | MH00 | CZ06 | rDXGF | -1 | Household | 1 | 1242 | 191 | 0 | 0 | 182 | 0 | 4.1 | 0 | -0.1 | 0.2 | -0.4 | 0.6 | 0 | 0 | 4.4 | 0 | -0.68 | 0 | -0.69 | 0 | 0.028 | 0 | 0.025 | 176 | 0 | 0 | 166 | 0 | 3.7 | 0 | -0.1 | 0.1 | -0.4 | 0.5 | 0 | 0 | 5.8 | 0 | -0.61 | 0 | -0.62 | 0 | 0.026 | 0 | 0.023 | PreCW-Front-ElecDHW-ElecDry | Appl-CW-Front-ElecDHW-ElecDry-Tier2AnyDMoMH00CZ06DEER2017 | 0
42958.3843 | Appl-CW-Front-ElecDHW-ElecDry-Tier2 | DMo | MH00 | CZ07 | rDXGF | -1 | Household | 1 | 1242 | 191 | 0 | 0 | 182 | 0 | 3.8 | 0 | -0.1 | 0.2 | -0.4 | 0.5 | 0 | 0 | 4.4 | 0 | -0.55 | 0 | -0.55 | 0 | 0.029 | 0 | 0.025 | 176 | 0 | 0 | 167 | 0 | 3.4 | 0 | -0.1 | 0.2 | -0.3 | 0.4 | 0 | 0 | 5.8 | 0 | -0.5 | 0 | -0.49 | 0 | 0.027 | 0 | 0.023 | PreCW-Front-ElecDHW-ElecDry | Appl-CW-Front-ElecDHW-ElecDry-Tier2AnyDMoMH00CZ07DEER2017 | 0
42958.3843 | Appl-CW-Front-ElecDHW-ElecDry-Tier2 | DMo | MH00 | CZ08 | rDXGF | -1 | Household | 1 | 1242 | 192 | 0 | 0 | 182 | 0 | 5.4 | 0 | 0 | 0.3 | -0.3 | 0.7 | 0 | 0 | 4.2 | 0 | -0.55 | 0 | -0.54 | 0 | 0.029 | 0 | 0.025 | 177 | 0 | 0 | 166 | 0 | 4.8 | 0 | 0 | 0.3 | -0.3 | 0.7 | 0 | 0 | 5.7 | 0 | -0.49 | 0 | -0.49 | 0 | 0.026 | 0 | 0.023 | PreCW-Front-ElecDHW-ElecDry | Appl-CW-Front-ElecDHW-ElecDry-Tier2AnyDMoMH00CZ08DEER2017 | 0
42958.3843 | Appl-CW-Front-ElecDHW-ElecDry-Tier2 | DMo | MH00 | CZ09 | rDXGF | -1 | Household | 1 | 1242 | 191 | 0 | 0 | 182 | 0 | 4.6 | 0 | 0 | 0.2 | -0.4 | 0.5 | 0 | 0 | 4.2 | 0 | -0.63 | 0 | -0.63 | 0 | 0.03 | 0 | 0.025 | 176 | 0 | 0 | 166 | 0 | 4 | 0 | 0 | 0.2 | -0.4 | 0.4 | 0 | 0 | 5.6 | 0 | -0.56 | 0 | -0.56 | 0 | 0.027 | 0 | 0.023 | PreCW-Front-ElecDHW-ElecDry | Appl-CW-Front-ElecDHW-ElecDry-Tier2AnyDMoMH00CZ09DEER2017 | 0
42958.3843 | Appl-CW-Front-ElecDHW-ElecDry-Tier2 | DMo | MH00 | CZ10 | rDXGF | -1 | Household | 1 | 1242 | 194 | 0 | 0 | 182 | 0 | 7.4 | 0 | -0.1 | 0.6 | -0.3 | 0.9 | 0 | 0 | 4.3 | 0 | -0.59 | 0 | -0.58 | 0 | 0.029 | 0 | 0.025 | 179 | 0 | 0 | 166 | 0 | 6.7 | 0 | -0.1 | 0.5 | -0.3 | 0.8 | 0 | 0 | 5.7 | 0 | -0.53 | 0 | -0.52 | 0 | 0.026 | 0 | 0.023 | PreCW-Front-ElecDHW-ElecDry | Appl-CW-Front-ElecDHW-ElecDry-Tier2AnyDMoMH00CZ10DEER2017 | 0
42958.3843 | Appl-CW-Front-ElecDHW-ElecDry-Tier2 | DMo | MH00 | CZ11 | rDXGF | -1 | Household | 1 | 1242 | 192 | 0 | 0 | 182 | 0 | 5.6 | 0 | -0.1 | 0.3 | -0.4 | 0.7 | 0 | 0 | 4.2 | 0 | -0.72 | 0 | -0.72 | 0 | 0.03 | 0 | 0.025 | 177 | 0 | 0 | 166 | 0 | 5 | 0 | -0.1 | 0.2 | -0.4 | 0.6 | 0 | 0 | 5.7 | 0 | -0.65 | 0 | -0.64 | 0 | 0.027 | 0 | 0.023 | PreCW-Front-ElecDHW-ElecDry | Appl-CW-Front-ElecDHW-ElecDry-Tier2AnyDMoMH00CZ11DEER2017 | 0
42958.3843 | Appl-CW-Front-ElecDHW-ElecDry-Tier2 | DMo | MH00 | CZ12 | rDXGF | -1 | Household | 1 | 1242 | 192 | 0 | 0 | 182 | 0 | 5.4 | 0 | -0.1 | 0.2 | -0.5 | 0.6 | 0 | 0 | 4.4 | 0 | -0.79 | 0 | -0.79 | 0 | 0.03 | 0 | 0.025 | 177 | 0 | 0 | 166 | 0 | 4.9 | 0 | -0.1 | 0.1 | -0.4 | 0.6 | 0 | 0 | 5.9 | 0 | -0.72 | 0 | -0.72 | 0 | 0.027 | 0 | 0.023 | PreCW-Front-ElecDHW-ElecDry | Appl-CW-Front-ElecDHW-ElecDry-Tier2AnyDMoMH00CZ12DEER2017 | 0
42958.3843 | Appl-CW-Front-ElecDHW-ElecDry-Tier2 | DMo | MH00 | CZ13 | rDXGF | -1 | Household | 1 | 1242 | 193 | 0 | 0 | 182 | 0 | 6.5 | 0 | -0.1 | 0.4 | -0.4 | 0.8 | 0 | 0 | 4.3 | 0 | -0.77 | 0 | -0.77 | 0 | 0.029 | 0 | 0.025 | 178 | 0 | 0 | 166 | 0 | 5.6 | 0 | -0.1 | 0.3 | -0.4 | 0.6 | 0 | 0 | 5.7 | 0 | -0.7 | 0 | -0.7 | 0 | 0.027 | 0 | 0.023 | PreCW-Front-ElecDHW-ElecDry | Appl-CW-Front-ElecDHW-ElecDry-Tier2AnyDMoMH00CZ13DEER2017 | 0
42958.3843 | Appl-CW-Front-ElecDHW-ElecDry-Tier2 | DMo | MH00 | CZ14 | rDXGF | -1 | Household | 1 | 1242 | 193 | 0 | 0 | 182 | 0 | 6.2 | 0 | -0.1 | 0.3 | -0.4 | 0.8 | 0 | 0 | 4.3 | 0 | -0.75 | 0 | -0.75 | 0 | 0.029 | 0 | 0.025 | 178 | 0 | 0 | 166 | 0 | 5.6 | 0 | -0.1 | 0.2 | -0.4 | 0.7 | 0 | 0 | 5.8 | 0 | -0.67 | 0 | -0.67 | 0 | 0.027 | 0 | 0.023 | PreCW-Front-ElecDHW-ElecDry | Appl-CW-Front-ElecDHW-ElecDry-Tier2AnyDMoMH00CZ14DEER2017 | 0
42958.3843 | Appl-CW-Front-ElecDHW-ElecDry-Tier2 | DMo | MH00 | CZ15 | rDXGF | -1 | Household | 1 | 1242 | 196 | 0 | 0 | 182 | 0 | 9.2 | 0 | -0.1 | 0.9 | -0.2 | 1.1 | 0 | 0 | 3.5 | 0 | -0.25 | 0 | -0.25 | 0 | 0.029 | 0 | 0.025 | 180 | 0 | 0 | 166 | 0 | 8.3 | 0 | 0 | 0.8 | -0.2 | 1 | 0 | 0 | 4.7 | 0 | -0.23 | 0 | -0.23 | 0 | 0.026 | 0 | 0.023 | PreCW-Front-ElecDHW-ElecDry | Appl-CW-Front-ElecDHW-ElecDry-Tier2AnyDMoMH00CZ15DEER2017 | 0
42958.3843 | Appl-CW-Front-ElecDHW-ElecDry-Tier2 | DMo | MH00 | CZ16 | rDXGF | -1 | Household | 1 | 1242 | 191 | 0 | 0 | 182 | 0 | 3.7 | 0 | -0.1 | 0.1 | -0.4 | 0.5 | 0 | 0 | 5 | 0 | -0.75 | 0 | -0.74 | 0 | 0.034 | 0 | 0.026 | 176 | 0 | 0 | 167 | 0 | 3.2 | 0 | -0.1 | 0.1 | -0.4 | 0.5 | 0 | 0 | 6.6 | 0 | -0.67 | 0 | -0.67 | 0 | 0.027 | 0 | 0.023 | PreCW-Front-ElecDHW-ElecDry | Appl-CW-Front-ElecDHW-ElecDry-Tier2AnyDMoMH00CZ16DEER2017 | 0
42958.3843 | Appl-CW-Front-ElecDHW-ElecDry-Tier2 | DMo | MH06 | CZ01 | rDXGF | -1 | Household | 1 | 1242 | 187 | 0 | 0 | 183 | 0 | 0 | 0 | -0.1 | -0.6 | -0.6 | 0 | 0 | 0 | 5 | 0 | -1.11 | 0 | -1.11 | 0 | 0.026 | 0 | 0.025 | 173 | 0 | 0 | 167 | 0 | 0 | 0 | -0.1 | -0.6 | -0.6 | 0 | 0 | 0 | 6.7 | 0 | -0.99 | 0 | -0.99 | 0 | 0.024 | 0 | 0.023 | PreCW-Front-ElecDHW-ElecDry | Appl-CW-Front-ElecDHW-ElecDry-Tier2AnyDMoMH06CZ01DEER2017 | 0
42958.3843 | Appl-CW-Front-ElecDHW-ElecDry-Tier2 | DMo | MH06 | CZ02 | rDXGF | -1 | Household | 1 | 1242 | 191 | 0 | 0 | 182 | 0 | 3.6 | 0 | -0.1 | 0.1 | -0.5 | 0.6 | 0 | 0 | 4.7 | 0 | -0.86 | 0 | -0.86 | 0 | 0.029 | 0 | 0.025 | 176 | 0 | 0 | 166 | 0 | 3.2 | 0 | -0.1 | 0.1 | -0.4 | 0.5 | 0 | 0 | 6.2 | 0 | -0.78 | 0 | -0.78 | 0 | 0.026 | 0 | 0.023 | PreCW-Front-ElecDHW-ElecDry | Appl-CW-Front-ElecDHW-ElecDry-Tier2AnyDMoMH06CZ02DEER2017 | 0
42958.3843 | Appl-CW-Front-ElecDHW-ElecDry-Tier2 | DMo | MH06 | CZ03 | rDXGF | -1 | Household | 1 | 1242 | 189 | 0 | 0 | 182 | 0 | 1.8 | 0 | -0.1 | 0 | -0.3 | 0.3 | 0 | 0 | 4.6 | 0 | -0.54 | 0 | -0.54 | 0 | 0.03 | 0 | 0.025 | 174 | 0 | 0 | 167 | 0 | 1.7 | 0 | -0.1 | 0 | -0.3 | 0.3 | 0 | 0 | 6.2 | 0 | -0.48 | 0 | -0.48 | 0 | 0.027 | 0 | 0.023 | PreCW-Front-ElecDHW-ElecDry | Appl-CW-Front-ElecDHW-ElecDry-Tier2AnyDMoMH06CZ03DEER2017 | 0
42958.3843 | Appl-CW-Front-ElecDHW-ElecDry-Tier2 | DMo | MH06 | CZ04 | rDXGF | -1 | Household | 1 | 1242 | 191 | 0 | 0 | 182 | 0 | 3.7 | 0 | -0.1 | 0.3 | -0.4 | 0.7 | 0 | 0 | 4.5 | 0 | -0.68 | 0 | -0.68 | 0 | 0.029 | 0 | 0.025 | 176 | 0 | 0 | 166 | 0 | 3.4 | 0 | -0.1 | 0.3 | -0.3 | 0.6 | 0 | 0 | 6 | 0 | -0.61 | 0 | -0.62 | 0 | 0.027 | 0 | 0.023 | PreCW-Front-ElecDHW-ElecDry | Appl-CW-Front-ElecDHW-ElecDry-Tier2AnyDMoMH06CZ04DEER2017 | 0
42958.3843 | Appl-CW-Front-ElecDHW-ElecDry-Tier2 | DMo | MH06 | CZ05 | rDXGF | -1 | Household | 1 | 1242 | 189 | 0 | 0 | 182 | 0 | 2.1 | 0 | -0.1 | -0.2 | -0.5 | 0.4 | 0 | 0 | 4.7 | 0 | -0.87 | 0 | -0.88 | 0 | 0.029 | 0 | 0.026 | 175 | 0 | 0 | 167 | 0 | 1.9 | 0 | -0.1 | -0.1 | -0.5 | 0.4 | 0 | 0 | 6.3 | 0 | -0.79 | 0 | -0.8 | 0 | 0.026 | 0 | 0.023 | PreCW-Front-ElecDHW-ElecDry | Appl-CW-Front-ElecDHW-ElecDry-Tier2AnyDMoMH06CZ05DEER2017 | 0
42958.3843 | Appl-CW-Front-ElecDHW-ElecDry-Tier2 | DMo | MH06 | CZ06 | rDXGF | -1 | Household | 1 | 1242 | 191 | 0 | 0 | 183 | 0 | 3.5 | 0 | 0 | 0.5 | 0 | 0.6 | 0 | 0 | 4.4 | 0 | -0.11 | 0 | -0.11 | 0 | 0.028 | 0 | 0.025 | 176 | 0 | 0 | 167 | 0 | 3.2 | 0 | 0 | 0.5 | 0 | 0.5 | 0 | 0 | 5.8 | 0 | -0.1 | 0 | -0.1 | 0 | 0.025 | 0 | 0.023 | PreCW-Front-ElecDHW-ElecDry | Appl-CW-Front-ElecDHW-ElecDry-Tier2AnyDMoMH06CZ06DEER2017 | 0
42958.3843 | Appl-CW-Front-ElecDHW-ElecDry-Tier2 | DMo | MH06 | CZ07 | rDXGF | -1 | Household | 1 | 1242 | 194 | 0 | 0 | 182 | 0 | 6.7 | 0 | 0 | 1.1 | -0.1 | 1.2 | 0 | 0 | 4.3 | 0 | -0.22 | 0 | -0.22 | 0 | 0.029 | 0 | 0.025 | 180 | 0 | 0 | 167 | 0 | 6.3 | 0 | 0 | 1 | -0.1 | 1.1 | 0 | 0 | 5.8 | 0 | -0.2 | 0 | -0.2 | 0 | 0.027 | 0 | 0.023 | PreCW-Front-ElecDHW-ElecDry | Appl-CW-Front-ElecDHW-ElecDry-Tier2AnyDMoMH06CZ07DEER2017 | 0
42958.3843 | Appl-CW-Front-ElecDHW-ElecDry-Tier2 | DMo | MH06 | CZ08 | rDXGF | -1 | Household | 1 | 1242 | 193 | 0 | 0 | 182 | 0 | 5.4 | 0 | -0.1 | 0.8 | -0.2 | 0.9 | 0 | 0 | 4.3 | 0 | -0.39 | 0 | -0.39 | 0 | 0.028 | 0 | 0.025 | 178 | 0 | 0 | 166 | 0 | 4.9 | 0 | -0.1 | 0.7 | -0.2 | 0.8 | 0 | 0 | 5.7 | 0 | -0.34 | 0 | -0.34 | 0 | 0.026 | 0 | 0.023 | PreCW-Front-ElecDHW-ElecDry | Appl-CW-Front-ElecDHW-ElecDry-Tier2AnyDMoMH06CZ08DEER2017 | 0
42958.3843 | Appl-CW-Front-ElecDHW-ElecDry-Tier2 | DMo | MH06 | CZ09 | rDXGF | -1 | Household | 1 | 1242 | 192 | 0 | 0 | 182 | 0 | 5.2 | 0 | 0 | 0.6 | -0.2 | 0.9 | 0 | 0 | 4.2 | 0 | -0.45 | 0 | -0.45 | 0 | 0.028 | 0 | 0.025 | 177 | 0 | 0 | 166 | 0 | 4.7 | 0 | 0 | 0.5 | -0.2 | 0.8 | 0 | 0 | 5.6 | 0 | -0.41 | 0 | -0.4 | 0 | 0.026 | 0 | 0.023 | PreCW-Front-ElecDHW-ElecDry | Appl-CW-Front-ElecDHW-ElecDry-Tier2AnyDMoMH06CZ09DEER2017 | 0
42958.3843 | Appl-CW-Front-ElecDHW-ElecDry-Tier2 | DMo | MH06 | CZ10 | rDXGF | -1 | Household | 1 | 1242 | 193 | 0 | 0 | 182 | 0 | 5.6 | 0 | -0.1 | 0.5 | -0.4 | 0.9 | 0 | 0 | 4.2 | 0 | -0.58 | 0 | -0.58 | 0 | 0.028 | 0 | 0.026 | 178 | 0 | 0 | 166 | 0 | 5 | 0 | -0.1 | 0.5 | -0.3 | 0.8 | 0 | 0 | 5.7 | 0 | -0.53 | 0 | -0.52 | 0 | 0.026 | 0 | 0.023 | PreCW-Front-ElecDHW-ElecDry | Appl-CW-Front-ElecDHW-ElecDry-Tier2AnyDMoMH06CZ10DEER2017 | 0
42958.3843 | Appl-CW-Front-ElecDHW-ElecDry-Tier2 | DMo | MH06 | CZ11 | rDXGF | -1 | Household | 1 | 1242 | 192 | 0 | 0 | 182 | 0 | 4.8 | 0 | -0.1 | 0.4 | -0.3 | 0.7 | 0 | 0 | 4.2 | 0 | -0.6 | 0 | -0.59 | 0 | 0.029 | 0 | 0.026 | 177 | 0 | 0 | 166 | 0 | 4.4 | 0 | -0.1 | 0.4 | -0.3 | 0.7 | 0 | 0 | 5.7 | 0 | -0.54 | 0 | -0.54 | 0 | 0.027 | 0 | 0.023 | PreCW-Front-ElecDHW-ElecDry | Appl-CW-Front-ElecDHW-ElecDry-Tier2AnyDMoMH06CZ11DEER2017 | 0
42958.3843 | Appl-CW-Front-ElecDHW-ElecDry-Tier2 | DMo | MH06 | CZ12 | rDXGF | -1 | Household | 1 | 1242 | 191 | 0 | 0 | 182 | 0 | 4.1 | 0 | -0.1 | 0.2 | -0.4 | 0.7 | 0 | 0 | 4.4 | 0 | -0.76 | 0 | -0.76 | 0 | 0.029 | 0 | 0.025 | 176 | 0 | 0 | 166 | 0 | 3.7 | 0 | -0.1 | 0.2 | -0.4 | 0.6 | 0 | 0 | 5.9 | 0 | -0.68 | 0 | -0.68 | 0 | 0.027 | 0 | 0.023 | PreCW-Front-ElecDHW-ElecDry | Appl-CW-Front-ElecDHW-ElecDry-Tier2AnyDMoMH06CZ12DEER2017 | 0
42958.3843 | Appl-CW-Front-ElecDHW-ElecDry-Tier2 | DMo | MH06 | CZ13 | rDXGF | -1 | Household | 1 | 1242 | 192 | 0 | 0 | 182 | 0 | 5.3 | 0 | 0 | 0.4 | -0.4 | 0.8 | 0 | 0 | 4.2 | 0 | -0.64 | 0 | -0.64 | 0 | 0.028 | 0 | 0.026 | 177 | 0 | 0 | 166 | 0 | 4.8 | 0 | 0 | 0.4 | -0.4 | 0.8 | 0 | 0 | 5.6 | 0 | -0.58 | 0 | -0.58 | 0 | 0.026 | 0 | 0.023 | PreCW-Front-ElecDHW-ElecDry | Appl-CW-Front-ElecDHW-ElecDry-Tier2AnyDMoMH06CZ13DEER2017 | 0
42958.3843 | Appl-CW-Front-ElecDHW-ElecDry-Tier2 | DMo | MH06 | CZ14 | rDXGF | -1 | Household | 1 | 1242 | 193 | 0 | 0 | 182 | 0 | 5.5 | 0 | -0.1 | 0.5 | -0.3 | 0.9 | 0 | 0 | 4.3 | 0 | -0.68 | 0 | -0.68 | 0 | 0.028 | 0 | 0.025 | 178 | 0 | 0 | 166 | 0 | 5 | 0 | -0.1 | 0.4 | -0.3 | 0.8 | 0 | 0 | 5.7 | 0 | -0.61 | 0 | -0.61 | 0 | 0.026 | 0 | 0.023 | PreCW-Front-ElecDHW-ElecDry | Appl-CW-Front-ElecDHW-ElecDry-Tier2AnyDMoMH06CZ14DEER2017 | 0
42958.3843 | Appl-CW-Front-ElecDHW-ElecDry-Tier2 | DMo | MH06 | CZ15 | rDXGF | -1 | Household | 1 | 1242 | 194 | 0 | 0 | 182 | 0 | 7.2 | 0 | 0 | 0.9 | -0.1 | 1 | 0 | 0 | 3.5 | 0 | -0.24 | 0 | -0.24 | 0 | 0.028 | 0 | 0.025 | 178 | 0 | 0 | 166 | 0 | 6.5 | 0 | 0 | 0.8 | -0.1 | 0.9 | 0 | 0 | 4.7 | 0 | -0.21 | 0 | -0.21 | 0 | 0.026 | 0 | 0.023 | PreCW-Front-ElecDHW-ElecDry | Appl-CW-Front-ElecDHW-ElecDry-Tier2AnyDMoMH06CZ15DEER2017 | 0
42958.3843 | Appl-CW-Front-ElecDHW-ElecDry-Tier2 | DMo | MH06 | CZ16 | rDXGF | -1 | Household | 1 | 1242 | 190 | 0 | 0 | 182 | 0 | 2.5 | 0 | -0.1 | 0 | -0.4 | 0.4 | 0 | 0 | 5 | 0 | -0.73 | 0 | -0.73 | 0 | 0.028 | 0 | 0.026 | 175 | 0 | 0 | 167 | 0 | 2.3 | 0 | -0.1 | 0 | -0.3 | 0.4 | 0 | 0 | 6.6 | 0 | -0.66 | 0 | -0.66 | 0 | 0.026 | 0 | 0.023 | PreCW-Front-ElecDHW-ElecDry | Appl-CW-Front-ElecDHW-ElecDry-Tier2AnyDMoMH06CZ16DEER2017 | 0
42958.3843 | Appl-CW-Front-ElecDHW-ElecDry-Tier2 | DMo | MH15 | CZ01 | rDXGF | -1 | Household | 1 | 1242 | 187 | 0 | 0 | 182 | 0 | 0 | 0 | -0.1 | -0.5 | -0.5 | 0 | 0 | 0 | 5 | 0 | -1.02 | 0 | -1.02 | 0 | 0.026 | 0 | 0.025 | 173 | 0 | 0 | 167 | 0 | 0 | 0 | -0.1 | -0.4 | -0.4 | 0 | 0 | 0 | 6.7 | 0 | -0.91 | 0 | -0.91 | 0 | 0.024 | 0 | 0.023 | PreCW-Front-ElecDHW-ElecDry | Appl-CW-Front-ElecDHW-ElecDry-Tier2AnyDMoMH15CZ01DEER2017 | 0
42958.3843 | Appl-CW-Front-ElecDHW-ElecDry-Tier2 | DMo | MH15 | CZ02 | rDXGF | -1 | Household | 1 | 1242 | 190 | 0 | 0 | 182 | 0 | 3.3 | 0 | -0.2 | 0.1 | -0.4 | 0.5 | 0 | 0 | 4.7 | 0 | -0.86 | 0 | -0.86 | 0 | 0.027 | 0 | 0.026 | 176 | 0 | 0 | 166 | 0 | 3 | 0 | -0.1 | 0.1 | -0.4 | 0.5 | 0 | 0 | 6.2 | 0 | -0.78 | 0 | -0.78 | 0 | 0.024 | 0 | 0.023 | PreCW-Front-ElecDHW-ElecDry | Appl-CW-Front-ElecDHW-ElecDry-Tier2AnyDMoMH15CZ02DEER2017 | 0
42958.3843 | Appl-CW-Front-ElecDHW-ElecDry-Tier2 | DMo | MH15 | CZ03 | rDXGF | -1 | Household | 1 | 1242 | 188 | 0 | 0 | 182 | 0 | 1.7 | 0 | -0.1 | -0.1 | -0.4 | 0.2 | 0 | 0 | 4.6 | 0 | -0.83 | 0 | -0.83 | 0 | 0.03 | 0 | 0.026 | 174 | 0 | 0 | 166 | 0 | 1.6 | 0 | -0.1 | -0.1 | -0.3 | 0.2 | 0 | 0 | 6.2 | 0 | -0.74 | 0 | -0.74 | 0 | 0.027 | 0 | 0.023 | PreCW-Front-ElecDHW-ElecDry | Appl-CW-Front-ElecDHW-ElecDry-Tier2AnyDMoMH15CZ03DEER2017 | 0
42958.3843 | Appl-CW-Front-ElecDHW-ElecDry-Tier2 | DMo | MH15 | CZ04 | rDXGF | -1 | Household | 1 | 1242 | 190 | 0 | 0 | 182 | 0 | 3.4 | 0 | -0.1 | 0.2 | -0.3 | 0.5 | 0 | 0 | 4.5 | 0 | -0.72 | 0 | -0.72 | 0 | 0.028 | 0 | 0.025 | 176 | 0 | 0 | 166 | 0 | 3.3 | 0 | -0.1 | 0.2 | -0.3 | 0.5 | 0 | 0 | 6 | 0 | -0.66 | 0 | -0.65 | 0 | 0.026 | 0 | 0.023 | PreCW-Front-ElecDHW-ElecDry | Appl-CW-Front-ElecDHW-ElecDry-Tier2AnyDMoMH15CZ04DEER2017 | 0
42958.3843 | Appl-CW-Front-ElecDHW-ElecDry-Tier2 | DMo | MH15 | CZ05 | rDXGF | -1 | Household | 1 | 1242 | 188 | 0 | 0 | 182 | 0 | 1.2 | 0 | -0.1 | -0.3 | -0.5 | 0.2 | 0 | 0 | 4.7 | 0 | -0.99 | 0 | -1 | 0 | 0.029 | 0 | 0.025 | 174 | 0 | 0 | 167 | 0 | 1.1 | 0 | -0.1 | -0.3 | -0.4 | 0.2 | 0 | 0 | 6.3 | 0 | -0.89 | 0 | -0.9 | 0 | 0.027 | 0 | 0.023 | PreCW-Front-ElecDHW-ElecDry | Appl-CW-Front-ElecDHW-ElecDry-Tier2AnyDMoMH15CZ05DEER2017 | 0
42958.3843 | Appl-CW-Front-ElecDHW-ElecDry-Tier2 | DMo | MH15 | CZ06 | rDXGF | -1 | Household | 1 | 1242 | 191 | 0 | 0 | 182 | 0 | 4 | 0 | -0.1 | 0.4 | -0.2 | 0.7 | 0 | 0 | 4.4 | 0 | -0.62 | 0 | -0.62 | 0 | 0.028 | 0 | 0.026 | 176 | 0 | 0 | 166 | 0 | 3.7 | 0 | -0.1 | 0.4 | -0.2 | 0.6 | 0 | 0 | 5.8 | 0 | -0.57 | 0 | -0.56 | 0 | 0.026 | 0 | 0.023 | PreCW-Front-ElecDHW-ElecDry | Appl-CW-Front-ElecDHW-ElecDry-Tier2AnyDMoMH15CZ06DEER2017 | 0
42958.3843 | Appl-CW-Front-ElecDHW-ElecDry-Tier2 | DMo | MH15 | CZ07 | rDXGF | -1 | Household | 1 | 1242 | 193 | 0 | 0 | 182 | 0 | 5.4 | 0 | -0.1 | 0.8 | -0.1 | 1 | 0 | 0 | 4.3 | 0 | -0.25 | 0 | -0.25 | 0 | 0.028 | 0 | 0.026 | 178 | 0 | 0 | 166 | 0 | 4.7 | 0 | 0 | 0.7 | -0.1 | 0.8 | 0 | 0 | 5.8 | 0 | -0.23 | 0 | -0.23 | 0 | 0.026 | 0 | 0.023 | PreCW-Front-ElecDHW-ElecDry | Appl-CW-Front-ElecDHW-ElecDry-Tier2AnyDMoMH15CZ07DEER2017 | 0
42958.3843 | Appl-CW-Front-ElecDHW-ElecDry-Tier2 | DMo | MH15 | CZ08 | rDXGF | -1 | Household | 1 | 1242 | 193 | 0 | 0 | 182 | 0 | 5.2 | 0 | 0 | 0.7 | -0.1 | 0.9 | 0 | 0 | 4.3 | 0 | -0.39 | 0 | -0.39 | 0 | 0.028 | 0 | 0.025 | 177 | 0 | 0 | 166 | 0 | 4.7 | 0 | 0 | 0.6 | -0.1 | 0.8 | 0 | 0 | 5.7 | 0 | -0.35 | 0 | -0.34 | 0 | 0.025 | 0 | 0.023 | PreCW-Front-ElecDHW-ElecDry | Appl-CW-Front-ElecDHW-ElecDry-Tier2AnyDMoMH15CZ08DEER2017 | 0
42958.3843 | Appl-CW-Front-ElecDHW-ElecDry-Tier2 | DMo | MH15 | CZ09 | rDXGF | -1 | Household | 1 | 1242 | 193 | 0 | 0 | 182 | 0 | 5.5 | 0 | -0.1 | 0.6 | -0.3 | 0.9 | 0 | 0 | 4.2 | 0 | -0.47 | 0 | -0.48 | 0 | 0.028 | 0 | 0.026 | 178 | 0 | 0 | 166 | 0 | 5.1 | 0 | -0.1 | 0.6 | -0.2 | 0.8 | 0 | 0 | 5.6 | 0 | -0.43 | 0 | -0.43 | 0 | 0.026 | 0 | 0.023 | PreCW-Front-ElecDHW-ElecDry | Appl-CW-Front-ElecDHW-ElecDry-Tier2AnyDMoMH15CZ09DEER2017 | 0
42958.3843 | Appl-CW-Front-ElecDHW-ElecDry-Tier2 | DMo | MH15 | CZ10 | rDXGF | -1 | Household | 1 | 1242 | 192 | 0 | 0 | 182 | 0 | 5.1 | 0 | 0 | 0.6 | -0.2 | 0.8 | 0 | 0 | 4.2 | 0 | -0.53 | 0 | -0.54 | 0 | 0.028 | 0 | 0.025 | 177 | 0 | 0 | 166 | 0 | 4.6 | 0 | 0 | 0.5 | -0.2 | 0.7 | 0 | 0 | 5.7 | 0 | -0.48 | 0 | -0.48 | 0 | 0.025 | 0 | 0.023 | PreCW-Front-ElecDHW-ElecDry | Appl-CW-Front-ElecDHW-ElecDry-Tier2AnyDMoMH15CZ10DEER2017 | 0
42958.3843 | Appl-CW-Front-ElecDHW-ElecDry-Tier2 | DMo | MH15 | CZ11 | rDXGF | -1 | Household | 1 | 1242 | 191 | 0 | 0 | 182 | 0 | 4.4 | 0 | -0.1 | 0.4 | -0.4 | 0.6 | 0 | 0 | 4.2 | 0 | -0.68 | 0 | -0.67 | 0 | 0.028 | 0 | 0.026 | 176 | 0 | 0 | 166 | 0 | 4 | 0 | -0.1 | 0.3 | -0.3 | 0.6 | 0 | 0 | 5.7 | 0 | -0.61 | 0 | -0.61 | 0 | 0.026 | 0 | 0.023 | PreCW-Front-ElecDHW-ElecDry | Appl-CW-Front-ElecDHW-ElecDry-Tier2AnyDMoMH15CZ11DEER2017 | 0
42958.3843 | Appl-CW-Front-ElecDHW-ElecDry-Tier2 | DMo | MH15 | CZ12 | rDXGF | -1 | Household | 1 | 1242 | 191 | 0 | 0 | 182 | 0 | 4 | 0 | 0 | 0.3 | -0.3 | 0.6 | 0 | 0 | 4.4 | 0 | -0.7 | 0 | -0.7 | 0 | 0.029 | 0 | 0.025 | 176 | 0 | 0 | 166 | 0 | 3.6 | 0 | 0 | 0.2 | -0.3 | 0.5 | 0 | 0 | 5.9 | 0 | -0.63 | 0 | -0.63 | 0 | 0.026 | 0 | 0.023 | PreCW-Front-ElecDHW-ElecDry | Appl-CW-Front-ElecDHW-ElecDry-Tier2AnyDMoMH15CZ12DEER2017 | 0
42958.3843 | Appl-CW-Front-ElecDHW-ElecDry-Tier2 | DMo | MH15 | CZ13 | rDXGF | -1 | Household | 1 | 1242 | 193 | 0 | 0 | 182 | 0 | 6 | 0 | -0.1 | 0.6 | -0.3 | 0.9 | 0 | 0 | 4.2 | 0 | -0.61 | 0 | -0.61 | 0 | 0.028 | 0 | 0.025 | 178 | 0 | 0 | 166 | 0 | 5.5 | 0 | -0.1 | 0.6 | -0.3 | 0.8 | 0 | 0 | 5.6 | 0 | -0.55 | 0 | -0.55 | 0 | 0.026 | 0 | 0.023 | PreCW-Front-ElecDHW-ElecDry | Appl-CW-Front-ElecDHW-ElecDry-Tier2AnyDMoMH15CZ13DEER2017 | 0
42958.3843 | Appl-CW-Front-ElecDHW-ElecDry-Tier2 | DMo | MH15 | CZ14 | rDXGF | -1 | Household | 1 | 1242 | 192 | 0 | 0 | 182 | 0 | 5.2 | 0 | -0.1 | 0.4 | -0.4 | 0.8 | 0 | 0 | 4.3 | 0 | -0.7 | 0 | -0.7 | 0 | 0.028 | 0 | 0.025 | 177 | 0 | 0 | 166 | 0 | 4.6 | 0 | -0.1 | 0.4 | -0.3 | 0.7 | 0 | 0 | 5.7 | 0 | -0.63 | 0 | -0.62 | 0 | 0.026 | 0 | 0.023 | PreCW-Front-ElecDHW-ElecDry | Appl-CW-Front-ElecDHW-ElecDry-Tier2AnyDMoMH15CZ14DEER2017 | 0
42958.3843 | Appl-CW-Front-ElecDHW-ElecDry-Tier2 | DMo | MH15 | CZ15 | rDXGF | -1 | Household | 1 | 1242 | 194 | 0 | 0 | 182 | 0 | 7.5 | 0 | 0 | 0.9 | -0.1 | 1.1 | 0 | 0 | 3.5 | 0 | -0.24 | 0 | -0.24 | 0 | 0.028 | 0 | 0.025 | 179 | 0 | 0 | 166 | 0 | 6.8 | 0 | 0 | 0.9 | -0.1 | 1 | 0 | 0 | 4.7 | 0 | -0.22 | 0 | -0.21 | 0 | 0.026 | 0 | 0.023 | PreCW-Front-ElecDHW-ElecDry | Appl-CW-Front-ElecDHW-ElecDry-Tier2AnyDMoMH15CZ15DEER2017 | 0
42958.3843 | Appl-CW-Front-ElecDHW-ElecDry-Tier2 | DMo | MH15 | CZ16 | rDXGF | -1 | Household | 1 | 1242 | 190 | 0 | 0 | 182 | 0 | 2.4 | 0 | -0.1 | 0 | -0.4 | 0.4 | 0 | 0 | 5 | 0 | -0.75 | 0 | -0.75 | 0 | 0.026 | 0 | 0.026 | 175 | 0 | 0 | 167 | 0 | 2.2 | 0 | -0.1 | 0 | -0.4 | 0.3 | 0 | 0 | 6.6 | 0 | -0.67 | 0 | -0.67 | 0 | 0.024 | 0 | 0.023 | PreCW-Front-ElecDHW-ElecDry | Appl-CW-Front-ElecDHW-ElecDry-Tier2AnyDMoMH15CZ16DEER2017 | 0
42958.3843 | Appl-CW-Front-ElecDHW-ElecDry-Tier2 | DMo | MH72 | CZ01 | rDXGF | -1 | Household | 1 | 1196 | 187 | 0 | 0 | 183 | 0 | 0 | 0 | -0.1 | -0.4 | -0.4 | 0 | 0 | 0 | 5 | 0 | -0.8 | 0 | -0.81 | 0 | 0.025 | 0 | 0.025 | 173 | 0 | 0 | 167 | 0 | 0 | 0 | -0.1 | -0.4 | -0.4 | 0 | 0 | 0 | 6.6 | 0 | -0.71 | 0 | -0.72 | 0 | 0.024 | 0 | 0.023 | PreCW-Front-ElecDHW-ElecDry | Appl-CW-Front-ElecDHW-ElecDry-Tier2AnyDMoMH72CZ01DEER2017 | 0
42958.3843 | Appl-CW-Front-ElecDHW-ElecDry-Tier2 | DMo | MH72 | CZ02 | rDXGF | -1 | Household | 1 | 1196 | 191 | 0 | 0 | 182 | 0 | 3.5 | 0 | -0.1 | 0 | -0.5 | 0.4 | 0 | 0 | 4.6 | 0 | -0.75 | 0 | -0.75 | 0 | 0.032 | 0 | 0.025 | 176 | 0 | 0 | 166 | 0 | 3.2 | 0 | -0.1 | 0 | -0.4 | 0.4 | 0 | 0 | 6.2 | 0 | -0.67 | 0 | -0.67 | 0 | 0.029 | 0 | 0.023 | PreCW-Front-ElecDHW-ElecDry | Appl-CW-Front-ElecDHW-ElecDry-Tier2AnyDMoMH72CZ02DEER2017 | 0
42958.3843 | Appl-CW-Front-ElecDHW-ElecDry-Tier2 | DMo | MH72 | CZ03 | rDXGF | -1 | Household | 1 | 1196 | 190 | 0 | 0 | 182 | 0 | 2.6 | 0 | -0.1 | -0.1 | -0.4 | 0.4 | 0 | 0 | 4.7 | 0 | -0.72 | 0 | -0.72 | 0 | 0.029 | 0 | 0.025 | 175 | 0 | 0 | 167 | 0 | 2.3 | 0 | -0.1 | -0.1 | -0.3 | 0.4 | 0 | 0 | 6.2 | 0 | -0.65 | 0 | -0.64 | 0 | 0.027 | 0 | 0.023 | PreCW-Front-ElecDHW-ElecDry | Appl-CW-Front-ElecDHW-ElecDry-Tier2AnyDMoMH72CZ03DEER2017 | 0
42958.3843 | Appl-CW-Front-ElecDHW-ElecDry-Tier2 | DMo | MH72 | CZ04 | rDXGF | -1 | Household | 1 | 1196 | 191 | 0 | 0 | 182 | 0 | 3.7 | 0 | -0.1 | 0.1 | -0.3 | 0.5 | 0 | 0 | 4.5 | 0 | -0.62 | 0 | -0.61 | 0 | 0.03 | 0 | 0.025 | 176 | 0 | 0 | 166 | 0 | 3.1 | 0 | -0.1 | 0.1 | -0.3 | 0.4 | 0 | 0 | 6 | 0 | -0.55 | 0 | -0.55 | 0 | 0.027 | 0 | 0.023 | PreCW-Front-ElecDHW-ElecDry | Appl-CW-Front-ElecDHW-ElecDry-Tier2AnyDMoMH72CZ04DEER2017 | 0
42958.3843 | Appl-CW-Front-ElecDHW-ElecDry-Tier2 | DMo | MH72 | CZ05 | rDXGF | -1 | Household | 1 | 1196 | 188 | 0 | 0 | 182 | 0 | 1 | 0 | -0.1 | -0.4 | -0.5 | 0.1 | 0 | 0 | 4.8 | 0 | -0.93 | 0 | -0.93 | 0 | 0.029 | 0 | 0.025 | 173 | 0 | 0 | 167 | 0 | 0.8 | 0 | -0.1 | -0.4 | -0.5 | 0.1 | 0 | 0 | 6.3 | 0 | -0.84 | 0 | -0.84 | 0 | 0.026 | 0 | 0.023 | PreCW-Front-ElecDHW-ElecDry | Appl-CW-Front-ElecDHW-ElecDry-Tier2AnyDMoMH72CZ05DEER2017 | 0
42958.3843 | Appl-CW-Front-ElecDHW-ElecDry-Tier2 | DMo | MH72 | CZ06 | rDXGF | -1 | Household | 1 | 1196 | 192 | 0 | 0 | 182 | 0 | 4.8 | 0 | 0 | 0.4 | -0.2 | 0.7 | 0 | 0 | 4.4 | 0 | -0.44 | 0 | -0.43 | 0 | 0.028 | 0 | 0.025 | 177 | 0 | 0 | 167 | 0 | 4.3 | 0 | 0 | 0.4 | -0.2 | 0.6 | 0 | 0 | 5.8 | 0 | -0.4 | 0 | -0.39 | 0 | 0.026 | 0 | 0.023 | PreCW-Front-ElecDHW-ElecDry | Appl-CW-Front-ElecDHW-ElecDry-Tier2AnyDMoMH72CZ06DEER2017 | 0
42958.3843 | Appl-CW-Front-ElecDHW-ElecDry-Tier2 | DMo | MH72 | CZ07 | rDXGF | -1 | Household | 1 | 1196 | 192 | 0 | 0 | 182 | 0 | 4.9 | 0 | 0 | 0.4 | -0.2 | 0.7 | 0 | 0 | 4.4 | 0 | -0.45 | 0 | -0.45 | 0 | 0.029 | 0 | 0.025 | 177 | 0 | 0 | 167 | 0 | 4.3 | 0 | 0 | 0.4 | -0.2 | 0.6 | 0 | 0 | 5.8 | 0 | -0.41 | 0 | -0.41 | 0 | 0.026 | 0 | 0.023 | PreCW-Front-ElecDHW-ElecDry | Appl-CW-Front-ElecDHW-ElecDry-Tier2AnyDMoMH72CZ07DEER2017 | 0
42958.3843 | Appl-CW-Front-ElecDHW-ElecDry-Tier2 | DMo | MH72 | CZ08 | rDXGF | -1 | Household | 1 | 1196 | 193 | 0 | 0 | 182 | 0 | 5.8 | 0 | -0.1 | 0.5 | -0.2 | 0.8 | 0 | 0 | 4.2 | 0 | -0.43 | 0 | -0.43 | 0 | 0.029 | 0 | 0.025 | 178 | 0 | 0 | 166 | 0 | 5.2 | 0 | 0 | 0.4 | -0.2 | 0.7 | 0 | 0 | 5.7 | 0 | -0.38 | 0 | -0.38 | 0 | 0.026 | 0 | 0.023 | PreCW-Front-ElecDHW-ElecDry | Appl-CW-Front-ElecDHW-ElecDry-Tier2AnyDMoMH72CZ08DEER2017 | 0
42958.3843 | Appl-CW-Front-ElecDHW-ElecDry-Tier2 | DMo | MH72 | CZ09 | rDXGF | -1 | Household | 1 | 1196 | 194 | 0 | 0 | 182 | 0 | 6.3 | 0 | -0.1 | 0.6 | -0.3 | 0.8 | 0 | 0 | 4.2 | 0 | -0.43 | 0 | -0.44 | 0 | 0.029 | 0 | 0.026 | 178 | 0 | 0 | 166 | 0 | 5.7 | 0 | -0.1 | 0.5 | -0.3 | 0.7 | 0 | 0 | 5.6 | 0 | -0.39 | 0 | -0.4 | 0 | 0.026 | 0 | 0.023 | PreCW-Front-ElecDHW-ElecDry | Appl-CW-Front-ElecDHW-ElecDry-Tier2AnyDMoMH72CZ09DEER2017 | 0
42958.3843 | Appl-CW-Front-ElecDHW-ElecDry-Tier2 | DMo | MH72 | CZ10 | rDXGF | -1 | Household | 1 | 1196 | 192 | 0 | 0 | 182 | 0 | 5.3 | 0 | 0 | 0.4 | -0.2 | 0.6 | 0 | 0 | 4.3 | 0 | -0.46 | 0 | -0.46 | 0 | 0.029 | 0 | 0.025 | 178 | 0 | 0 | 167 | 0 | 5.3 | 0 | 0 | 0.4 | -0.2 | 0.6 | 0 | 0 | 5.7 | 0 | -0.41 | 0 | -0.41 | 0 | 0.027 | 0 | 0.023 | PreCW-Front-ElecDHW-ElecDry | Appl-CW-Front-ElecDHW-ElecDry-Tier2AnyDMoMH72CZ10DEER2017 | 0
42958.3843 | Appl-CW-Front-ElecDHW-ElecDry-Tier2 | DMo | MH72 | CZ11 | rDXGF | -1 | Household | 1 | 1196 | 193 | 0 | 0 | 182 | 0 | 5.6 | 0 | 0 | 0.3 | -0.4 | 0.7 | 0 | 0 | 4.2 | 0 | -0.58 | 0 | -0.57 | 0 | 0.029 | 0 | 0.025 | 177 | 0 | 0 | 166 | 0 | 5 | 0 | 0 | 0.3 | -0.3 | 0.6 | 0 | 0 | 5.7 | 0 | -0.52 | 0 | -0.52 | 0 | 0.027 | 0 | 0.023 | PreCW-Front-ElecDHW-ElecDry | Appl-CW-Front-ElecDHW-ElecDry-Tier2AnyDMoMH72CZ11DEER2017 | 0
42958.3843 | Appl-CW-Front-ElecDHW-ElecDry-Tier2 | DMo | MH72 | CZ12 | rDXGF | -1 | Household | 1 | 1196 | 192 | 0 | 0 | 182 | 0 | 5.3 | 0 | -0.1 | 0.2 | -0.4 | 0.6 | 0 | 0 | 4.4 | 0 | -0.68 | 0 | -0.68 | 0 | 0.031 | 0 | 0.025 | 177 | 0 | 0 | 166 | 0 | 4.7 | 0 | -0.1 | 0.2 | -0.3 | 0.5 | 0 | 0 | 5.9 | 0 | -0.6 | 0 | -0.6 | 0 | 0.028 | 0 | 0.023 | PreCW-Front-ElecDHW-ElecDry | Appl-CW-Front-ElecDHW-ElecDry-Tier2AnyDMoMH72CZ12DEER2017 | 0
42958.3843 | Appl-CW-Front-ElecDHW-ElecDry-Tier2 | DMo | MH72 | CZ13 | rDXGF | -1 | Household | 1 | 1196 | 193 | 0 | 0 | 182 | 0 | 6.3 | 0 | -0.1 | 0.4 | -0.4 | 0.7 | 0 | 0 | 4.3 | 0 | -0.64 | 0 | -0.63 | 0 | 0.029 | 0 | 0.025 | 178 | 0 | 0 | 166 | 0 | 5.8 | 0 | -0.1 | 0.3 | -0.3 | 0.7 | 0 | 0 | 5.7 | 0 | -0.57 | 0 | -0.57 | 0 | 0.027 | 0 | 0.023 | PreCW-Front-ElecDHW-ElecDry | Appl-CW-Front-ElecDHW-ElecDry-Tier2AnyDMoMH72CZ13DEER2017 | 0
42958.3843 | Appl-CW-Front-ElecDHW-ElecDry-Tier2 | DMo | MH72 | CZ14 | rDXGF | -1 | Household | 1 | 1196 | 193 | 0 | 0 | 182 | 0 | 6.2 | 0 | -0.1 | 0.4 | -0.3 | 0.8 | 0 | 0 | 4.3 | 0 | -0.57 | 0 | -0.57 | 0 | 0.028 | 0 | 0.025 | 178 | 0 | 0 | 166 | 0 | 5.5 | 0 | 0 | 0.4 | -0.3 | 0.7 | 0 | 0 | 5.8 | 0 | -0.52 | 0 | -0.52 | 0 | 0.026 | 0 | 0.023 | PreCW-Front-ElecDHW-ElecDry | Appl-CW-Front-ElecDHW-ElecDry-Tier2AnyDMoMH72CZ14DEER2017 | 0
42958.3843 | Appl-CW-Front-ElecDHW-ElecDry-Tier2 | DMo | MH72 | CZ15 | rDXGF | -1 | Household | 1 | 1196 | 194 | 0 | 0 | 182 | 0 | 7.8 | 0 | 0 | 0.8 | -0.2 | 0.8 | 0 | 0 | 3.5 | 0 | -0.21 | 0 | -0.22 | 0 | 0.028 | 0 | 0.025 | 179 | 0 | 0 | 166 | 0 | 7 | 0 | 0 | 0.7 | -0.1 | 0.7 | 0 | 0 | 4.7 | 0 | -0.19 | 0 | -0.2 | 0 | 0.026 | 0 | 0.023 | PreCW-Front-ElecDHW-ElecDry | Appl-CW-Front-ElecDHW-ElecDry-Tier2AnyDMoMH72CZ15DEER2017 | 0
42958.3843 | Appl-CW-Front-ElecDHW-ElecDry-Tier2 | DMo | MH72 | CZ16 | rDXGF | -1 | Household | 1 | 1196 | 191 | 0 | 0 | 182 | 0 | 3.9 | 0 | -0.1 | 0.1 | -0.5 | 0.5 | 0 | 0 | 5 | 0 | -0.83 | 0 | -0.83 | 0 | 0.029 | 0 | 0.025 | 176 | 0 | 0 | 166 | 0 | 3.4 | 0 | -0.1 | 0.1 | -0.5 | 0.5 | 0 | 0 | 6.6 | 0 | -0.75 | 0 | -0.75 | 0 | 0.026 | 0 | 0.023 | PreCW-Front-ElecDHW-ElecDry | Appl-CW-Front-ElecDHW-ElecDry-Tier2AnyDMoMH72CZ16DEER2017 | 0
42958.3843 | Appl-CW-Front-ElecDHW-ElecDry-Tier2 | DMo | MH85 | CZ01 | rDXGF | -1 | Household | 1 | 1242 | 187 | 0 | 0 | 183 | 0 | 0 | 0 | -0.1 | -0.6 | -0.6 | 0 | 0 | 0 | 5 | 0 | -1.11 | 0 | -1.12 | 0 | 0.026 | 0 | 0.025 | 173 | 0 | 0 | 167 | 0 | 0 | 0 | -0.1 | -0.6 | -0.6 | 0 | 0 | 0 | 6.6 | 0 | -1.01 | 0 | -1.01 | 0 | 0.024 | 0 | 0.023 | PreCW-Front-ElecDHW-ElecDry | Appl-CW-Front-ElecDHW-ElecDry-Tier2AnyDMoMH85CZ01DEER2017 | 0
42958.3843 | Appl-CW-Front-ElecDHW-ElecDry-Tier2 | DMo | MH85 | CZ02 | rDXGF | -1 | Household | 1 | 1242 | 190 | 0 | 0 | 182 | 0 | 3.4 | 0 | -0.1 | -0.2 | -0.6 | 0.4 | 0 | 0 | 4.6 | 0 | -0.98 | 0 | -0.98 | 0 | 0.033 | 0 | 0.025 | 176 | 0 | 0 | 166 | 0 | 3.1 | 0 | -0.1 | -0.1 | -0.6 | 0.4 | 0 | 0 | 6.2 | 0 | -0.88 | 0 | -0.88 | 0 | 0.031 | 0 | 0.023 | PreCW-Front-ElecDHW-ElecDry | Appl-CW-Front-ElecDHW-ElecDry-Tier2AnyDMoMH85CZ02DEER2017 | 0
42958.3843 | Appl-CW-Front-ElecDHW-ElecDry-Tier2 | DMo | MH85 | CZ03 | rDXGF | -1 | Household | 1 | 1242 | 188 | 0 | 0 | 182 | 0 | 1.8 | 0 | -0.1 | -0.4 | -0.6 | 0.2 | 0 | 0 | 4.7 | 0 | -0.97 | 0 | -0.97 | 0 | 0.03 | 0 | 0.025 | 174 | 0 | 0 | 166 | 0 | 1.6 | 0 | -0.1 | -0.3 | -0.5 | 0.2 | 0 | 0 | 6.2 | 0 | -0.87 | 0 | -0.87 | 0 | 0.028 | 0 | 0.023 | PreCW-Front-ElecDHW-ElecDry | Appl-CW-Front-ElecDHW-ElecDry-Tier2AnyDMoMH85CZ03DEER2017 | 0
42958.3843 | Appl-CW-Front-ElecDHW-ElecDry-Tier2 | DMo | MH85 | CZ04 | rDXGF | -1 | Household | 1 | 1242 | 191 | 0 | 0 | 182 | 0 | 4.4 | 0 | -0.1 | 0.1 | -0.5 | 0.6 | 0 | 0 | 4.5 | 0 | -0.76 | 0 | -0.77 | 0 | 0.03 | 0 | 0.025 | 176 | 0 | 0 | 166 | 0 | 4 | 0 | -0.1 | 0.1 | -0.5 | 0.6 | 0 | 0 | 6 | 0 | -0.68 | 0 | -0.69 | 0 | 0.028 | 0 | 0.023 | PreCW-Front-ElecDHW-ElecDry | Appl-CW-Front-ElecDHW-ElecDry-Tier2AnyDMoMH85CZ04DEER2017 | 0
42958.3843 | Appl-CW-Front-ElecDHW-ElecDry-Tier2 | DMo | MH85 | CZ05 | rDXGF | -1 | Household | 1 | 1242 | 188 | 0 | 0 | 182 | 0 | 1.2 | 0 | -0.1 | -0.4 | -0.6 | 0.2 | 0 | 0 | 4.8 | 0 | -1.06 | 0 | -1.07 | 0 | 0.033 | 0 | 0.026 | 173 | 0 | 0 | 166 | 0 | 1 | 0 | -0.1 | -0.4 | -0.6 | 0.2 | 0 | 0 | 6.3 | 0 | -0.96 | 0 | -0.97 | 0 | 0.031 | 0 | 0.023 | PreCW-Front-ElecDHW-ElecDry | Appl-CW-Front-ElecDHW-ElecDry-Tier2AnyDMoMH85CZ05DEER2017 | 0
42958.3843 | Appl-CW-Front-ElecDHW-ElecDry-Tier2 | DMo | MH85 | CZ06 | rDXGF | -1 | Household | 1 | 1242 | 194 | 0 | 0 | 182 | 0 | 6.6 | 0 | 0 | 0.5 | -0.3 | 0.9 | 0 | 0 | 4.4 | 0 | -0.62 | 0 | -0.61 | 0 | 0.029 | 0 | 0.025 | 178 | 0 | 0 | 166 | 0 | 5.6 | 0 | 0 | 0.5 | -0.3 | 0.7 | 0 | 0 | 5.8 | 0 | -0.56 | 0 | -0.56 | 0 | 0.027 | 0 | 0.023 | PreCW-Front-ElecDHW-ElecDry | Appl-CW-Front-ElecDHW-ElecDry-Tier2AnyDMoMH85CZ06DEER2017 | 0
42958.3843 | Appl-CW-Front-ElecDHW-ElecDry-Tier2 | DMo | MH85 | CZ07 | rDXGF | -1 | Household | 1 | 1242 | 192 | 0 | 0 | 182 | 0 | 5.1 | 0 | 0 | 0.4 | -0.3 | 0.7 | 0 | 0 | 4.4 | 0 | -0.52 | 0 | -0.52 | 0 | 0.029 | 0 | 0.025 | 177 | 0 | 0 | 167 | 0 | 4.7 | 0 | 0 | 0.4 | -0.2 | 0.6 | 0 | 0 | 5.8 | 0 | -0.46 | 0 | -0.46 | 0 | 0.026 | 0 | 0.023 | PreCW-Front-ElecDHW-ElecDry | Appl-CW-Front-ElecDHW-ElecDry-Tier2AnyDMoMH85CZ07DEER2017 | 0
42958.3843 | Appl-CW-Front-ElecDHW-ElecDry-Tier2 | DMo | MH85 | CZ08 | rDXGF | -1 | Household | 1 | 1242 | 193 | 0 | 0 | 182 | 0 | 5.5 | 0 | -0.1 | 0.5 | -0.3 | 0.7 | 0 | 0 | 4.2 | 0 | -0.53 | 0 | -0.53 | 0 | 0.029 | 0 | 0.025 | 177 | 0 | 0 | 166 | 0 | 4.9 | 0 | -0.1 | 0.4 | -0.3 | 0.6 | 0 | 0 | 5.7 | 0 | -0.48 | 0 | -0.48 | 0 | 0.027 | 0 | 0.023 | PreCW-Front-ElecDHW-ElecDry | Appl-CW-Front-ElecDHW-ElecDry-Tier2AnyDMoMH85CZ08DEER2017 | 0
42958.3843 | Appl-CW-Front-ElecDHW-ElecDry-Tier2 | DMo | MH85 | CZ09 | rDXGF | -1 | Household | 1 | 1242 | 192 | 0 | 0 | 182 | 0 | 5.4 | 0 | -0.1 | 0.4 | -0.4 | 0.7 | 0 | 0 | 4.2 | 0 | -0.6 | 0 | -0.6 | 0 | 0.028 | 0 | 0.025 | 177 | 0 | 0 | 166 | 0 | 4.9 | 0 | -0.1 | 0.3 | -0.3 | 0.7 | 0 | 0 | 5.6 | 0 | -0.53 | 0 | -0.53 | 0 | 0.025 | 0 | 0.023 | PreCW-Front-ElecDHW-ElecDry | Appl-CW-Front-ElecDHW-ElecDry-Tier2AnyDMoMH85CZ09DEER2017 | 0
42958.3843 | Appl-CW-Front-ElecDHW-ElecDry-Tier2 | DMo | MH85 | CZ10 | rDXGF | -1 | Household | 1 | 1242 | 193 | 0 | 0 | 182 | 0 | 6.2 | 0 | 0 | 0.5 | -0.3 | 0.8 | 0 | 0 | 4.3 | 0 | -0.55 | 0 | -0.56 | 0 | 0.03 | 0 | 0.026 | 178 | 0 | 0 | 166 | 0 | 5.6 | 0 | 0 | 0.4 | -0.3 | 0.7 | 0 | 0 | 5.7 | 0 | -0.5 | 0 | -0.5 | 0 | 0.027 | 0 | 0.023 | PreCW-Front-ElecDHW-ElecDry | Appl-CW-Front-ElecDHW-ElecDry-Tier2AnyDMoMH85CZ10DEER2017 | 0
42958.3843 | Appl-CW-Front-ElecDHW-ElecDry-Tier2 | DMo | MH85 | CZ11 | rDXGF | -1 | Household | 1 | 1242 | 192 | 0 | 0 | 182 | 0 | 5.7 | 0 | -0.1 | 0.2 | -0.5 | 0.7 | 0 | 0 | 4.2 | 0 | -0.76 | 0 | -0.77 | 0 | 0.029 | 0 | 0.025 | 177 | 0 | 0 | 166 | 0 | 5.1 | 0 | -0.1 | 0.2 | -0.5 | 0.6 | 0 | 0 | 5.7 | 0 | -0.68 | 0 | -0.69 | 0 | 0.027 | 0 | 0.023 | PreCW-Front-ElecDHW-ElecDry | Appl-CW-Front-ElecDHW-ElecDry-Tier2AnyDMoMH85CZ11DEER2017 | 0
42958.3843 | Appl-CW-Front-ElecDHW-ElecDry-Tier2 | DMo | MH85 | CZ12 | rDXGF | -1 | Household | 1 | 1242 | 192 | 0 | 0 | 182 | 0 | 4.9 | 0 | -0.1 | 0 | -0.5 | 0.6 | 0 | 0 | 4.4 | 0 | -0.84 | 0 | -0.84 | 0 | 0.031 | 0 | 0.025 | 177 | 0 | 0 | 167 | 0 | 4.4 | 0 | -0.1 | 0 | -0.5 | 0.6 | 0 | 0 | 5.9 | 0 | -0.75 | 0 | -0.75 | 0 | 0.028 | 0 | 0.023 | PreCW-Front-ElecDHW-ElecDry | Appl-CW-Front-ElecDHW-ElecDry-Tier2AnyDMoMH85CZ12DEER2017 | 0
42958.3843 | Appl-CW-Front-ElecDHW-ElecDry-Tier2 | DMo | MH85 | CZ13 | rDXGF | -1 | Household | 1 | 1242 | 193 | 0 | 0 | 182 | 0 | 6.4 | 0 | -0.1 | 0.4 | -0.5 | 0.8 | 0 | 0 | 4.3 | 0 | -0.74 | 0 | -0.74 | 0 | 0.029 | 0 | 0.025 | 178 | 0 | 0 | 166 | 0 | 5.7 | 0 | -0.1 | 0.3 | -0.4 | 0.7 | 0 | 0 | 5.7 | 0 | -0.66 | 0 | -0.66 | 0 | 0.027 | 0 | 0.023 | PreCW-Front-ElecDHW-ElecDry | Appl-CW-Front-ElecDHW-ElecDry-Tier2AnyDMoMH85CZ13DEER2017 | 0
42958.3843 | Appl-CW-Front-ElecDHW-ElecDry-Tier2 | DMo | MH85 | CZ14 | rDXGF | -1 | Household | 1 | 1242 | 193 | 0 | 0 | 182 | 0 | 6.5 | 0 | -0.1 | 0.4 | -0.5 | 0.8 | 0 | 0 | 4.3 | 0 | -0.77 | 0 | -0.76 | 0 | 0.029 | 0 | 0.025 | 178 | 0 | 0 | 166 | 0 | 5.9 | 0 | -0.1 | 0.3 | -0.5 | 0.7 | 0 | 0 | 5.8 | 0 | -0.68 | 0 | -0.68 | 0 | 0.026 | 0 | 0.023 | PreCW-Front-ElecDHW-ElecDry | Appl-CW-Front-ElecDHW-ElecDry-Tier2AnyDMoMH85CZ14DEER2017 | 0
42958.3843 | Appl-CW-Front-ElecDHW-ElecDry-Tier2 | DMo | MH85 | CZ15 | rDXGF | -1 | Household | 1 | 1242 | 195 | 0 | 0 | 182 | 0 | 8.1 | 0 | -0.1 | 0.7 | -0.2 | 0.9 | 0 | 0 | 3.5 | 0 | -0.3 | 0 | -0.3 | 0 | 0.029 | 0 | 0.025 | 179 | 0 | 0 | 166 | 0 | 7.3 | 0 | -0.1 | 0.6 | -0.2 | 0.8 | 0 | 0 | 4.7 | 0 | -0.27 | 0 | -0.27 | 0 | 0.027 | 0 | 0.023 | PreCW-Front-ElecDHW-ElecDry | Appl-CW-Front-ElecDHW-ElecDry-Tier2AnyDMoMH85CZ15DEER2017 | 0
42958.3843 | Appl-CW-Front-ElecDHW-ElecDry-Tier2 | DMo | MH85 | CZ16 | rDXGF | -1 | Household | 1 | 1242 | 190 | 0 | 0 | 182 | 0 | 3.4 | 0 | -0.2 | -0.1 | -0.6 | 0.4 | 0 | 0 | 5 | 0 | -1 | 0 | -1.01 | 0 | 0.028 | 0 | 0.025 | 176 | 0 | 0 | 166 | 0 | 3 | 0 | -0.1 | -0.1 | -0.6 | 0.4 | 0 | 0 | 6.6 | 0 | -0.9 | 0 | -0.91 | 0 | 0.025 | 0 | 0.023 | PreCW-Front-ElecDHW-ElecDry | Appl-CW-Front-ElecDHW-ElecDry-Tier2AnyDMoMH85CZ16DEER2017 | 0
42958.3843 | Appl-CW-Front-ElecDHW-ElecDry-Tier2 | MFm | 1975 | CZ01 | rDXGF | -1 | Household | 1 | 1070.2 | 189 | 0 | 0 | 185 | 0 | 0 | 0 | -0.3 | -0.5 | -0.4 | 0 | 0 | 0 | 4.9 | 0 | -0.94 | 0 | -0.94 | 0 | 0.027 | 0 | 0.026 | 175 | 0 | 0 | 169 | 0 | 0 | 0 | -0.3 | -0.4 | -0.4 | 0 | 0 | 0 | 6.6 | 0 | -0.84 | 0 | -0.84 | 0 | 0.025 | 0 | 0.024 | PreCW-Front-ElecDHW-ElecDry | Appl-CW-Front-ElecDHW-ElecDry-Tier2AnyMFm1975CZ01DEER2017 | 0
42958.3843 | Appl-CW-Front-ElecDHW-ElecDry-Tier2 | MFm | 1975 | CZ02 | rDXGF | -1 | Household | 1 | 1070.2 | 191 | 0 | 0 | 185 | 0 | 1.4 | 0 | -0.1 | -0.1 | -0.3 | 0.2 | 0 | 0 | 4.6 | 0 | -0.62 | 0 | -0.61 | 0 | 0.03 | 0 | 0.025 | 176 | 0 | 0 | 169 | 0 | 1.2 | 0 | -0.1 | -0.1 | -0.3 | 0.2 | 0 | 0 | 6.2 | 0 | -0.55 | 0 | -0.55 | 0 | 0.028 | 0 | 0.023 | PreCW-Front-ElecDHW-ElecDry | Appl-CW-Front-ElecDHW-ElecDry-Tier2AnyMFm1975CZ02DEER2017 | 0
42958.3843 | Appl-CW-Front-ElecDHW-ElecDry-Tier2 | MFm | 1975 | CZ03 | rDXGF | -1 | Household | 1 | 1070.2 | 190 | 0 | 0 | 185 | 0 | 0.7 | 0 | -0.1 | -0.2 | -0.3 | 0.1 | 0 | 0 | 4.5 | 0 | -0.59 | 0 | -0.59 | 0 | 0.027 | 0 | 0.026 | 175 | 0 | 0 | 169 | 0 | 0.6 | 0 | -0.1 | -0.2 | -0.3 | 0 | 0 | 0 | 6.1 | 0 | -0.59 | 0 | -0.59 | 0 | 0.025 | 0 | 0.024 | PreCW-Front-ElecDHW-ElecDry | Appl-CW-Front-ElecDHW-ElecDry-Tier2AnyMFm1975CZ03DEER2017 | 0
42958.3843 | Appl-CW-Front-ElecDHW-ElecDry-Tier2 | MFm | 1975 | CZ04 | rDXGF | -1 | Household | 1 | 1070.2 | 191 | 0 | 0 | 185 | 0 | 1.6 | 0 | -0.1 | -0.1 | -0.3 | 0.2 | 0 | 0 | 4.4 | 0 | -0.53 | 0 | -0.53 | 0 | 0.029 | 0 | 0.026 | 176 | 0 | 0 | 169 | 0 | 1.5 | 0 | -0.1 | -0.1 | -0.3 | 0.2 | 0 | 0 | 5.9 | 0 | -0.48 | 0 | -0.48 | 0 | 0.026 | 0 | 0.024 | PreCW-Front-ElecDHW-ElecDry | Appl-CW-Front-ElecDHW-ElecDry-Tier2AnyMFm1975CZ04DEER2017 | 0
42958.3843 | Appl-CW-Front-ElecDHW-ElecDry-Tier2 | MFm | 1975 | CZ05 | rDXGF | -1 | Household | 1 | 1070.2 | 189 | 0 | 0 | 185 | 0 | 0.2 | 0 | -0.2 | -0.4 | -0.4 | 0.1 | 0 | 0 | 4.7 | 0 | -0.82 | 0 | -0.82 | 0 | 0.026 | 0 | 0.026 | 175 | 0 | 0 | 169 | 0 | 0.2 | 0 | -0.2 | -0.3 | -0.4 | 0.1 | 0 | 0 | 6.3 | 0 | -0.74 | 0 | -0.74 | 0 | 0.024 | 0 | 0.024 | PreCW-Front-ElecDHW-ElecDry | Appl-CW-Front-ElecDHW-ElecDry-Tier2AnyMFm1975CZ05DEER2017 | 0
42958.3843 | Appl-CW-Front-ElecDHW-ElecDry-Tier2 | MFm | 1975 | CZ06 | rDXGF | -1 | Household | 1 | 1047.7 | 192 | 0 | 0 | 185 | 0 | 2.4 | 0 | -0.1 | 0.1 | -0.2 | 0.4 | 0 | 0 | 4.3 | 0 | -0.46 | 0 | -0.47 | 0 | 0.029 | 0 | 0.026 | 177 | 0 | 0 | 169 | 0 | 2.1 | 0 | -0.1 | 0.1 | -0.2 | 0.3 | 0 | 0 | 5.8 | 0 | -0.42 | 0 | -0.42 | 0 | 0.027 | 0 | 0.023 | PreCW-Front-ElecDHW-ElecDry | Appl-CW-Front-ElecDHW-ElecDry-Tier2AnyMFm1975CZ06DEER2017 | 0
42958.3843 | Appl-CW-Front-ElecDHW-ElecDry-Tier2 | MFm | 1975 | CZ07 | rDXGF | -1 | Household | 1 | 1047.7 | 191 | 0 | 0 | 185 | 0 | 2 | 0 | -0.1 | 0 | -0.3 | 0.3 | 0 | 0 | 4.3 | 0 | -0.56 | 0 | -0.57 | 0 | 0.028 | 0 | 0.026 | 176 | 0 | 0 | 169 | 0 | 1.8 | 0 | -0.1 | 0 | -0.3 | 0.3 | 0 | 0 | 5.7 | 0 | -0.53 | 0 | -0.54 | 0 | 0.026 | 0 | 0.024 | PreCW-Front-ElecDHW-ElecDry | Appl-CW-Front-ElecDHW-ElecDry-Tier2AnyMFm1975CZ07DEER2017 | 0
42958.3843 | Appl-CW-Front-ElecDHW-ElecDry-Tier2 | MFm | 1975 | CZ08 | rDXGF | -1 | Household | 1 | 1047.7 | 192 | 0 | 0 | 185 | 0 | 2.9 | 0 | -0.1 | 0.2 | -0.2 | 0.3 | 0 | 0 | 4.2 | 0 | -0.36 | 0 | -0.36 | 0 | 0.03 | 0 | 0.026 | 177 | 0 | 0 | 169 | 0 | 2.7 | 0 | -0.1 | 0.2 | -0.2 | 0.3 | 0 | 0 | 5.6 | 0 | -0.32 | 0 | -0.33 | 0 | 0.027 | 0 | 0.024 | PreCW-Front-ElecDHW-ElecDry | Appl-CW-Front-ElecDHW-ElecDry-Tier2AnyMFm1975CZ08DEER2017 | 0
42958.3843 | Appl-CW-Front-ElecDHW-ElecDry-Tier2 | MFm | 1975 | CZ09 | rDXGF | -1 | Household | 1 | 1216.8 | 193 | 0 | 0 | 185 | 0 | 3.8 | 0 | -0.1 | 0.2 | -0.3 | 0.5 | 0 | 0 | 4.2 | 0 | -0.44 | 0 | -0.44 | 0 | 0.029 | 0 | 0.025 | 178 | 0 | 0 | 169 | 0 | 3.4 | 0 | -0.1 | 0.2 | -0.2 | 0.4 | 0 | 0 | 5.7 | 0 | -0.4 | 0 | -0.4 | 0 | 0.027 | 0 | 0.023 | PreCW-Front-ElecDHW-ElecDry | Appl-CW-Front-ElecDHW-ElecDry-Tier2AnyMFm1975CZ09DEER2017 | 0
42958.3843 | Appl-CW-Front-ElecDHW-ElecDry-Tier2 | MFm | 1975 | CZ10 | rDXGF | -1 | Household | 1 | 1216.8 | 192 | 0 | 0 | 185 | 0 | 3.1 | 0 | -0.1 | 0.2 | -0.2 | 0.4 | 0 | 0 | 4.2 | 0 | -0.49 | 0 | -0.49 | 0 | 0.029 | 0 | 0.026 | 177 | 0 | 0 | 169 | 0 | 2.7 | 0 | -0.1 | 0.1 | -0.2 | 0.3 | 0 | 0 | 5.6 | 0 | -0.45 | 0 | -0.44 | 0 | 0.027 | 0 | 0.023 | PreCW-Front-ElecDHW-ElecDry | Appl-CW-Front-ElecDHW-ElecDry-Tier2AnyMFm1975CZ10DEER2017 | 0
42958.3843 | Appl-CW-Front-ElecDHW-ElecDry-Tier2 | MFm | 1975 | CZ11 | rDXGF | -1 | Household | 1 | 1098.9 | 192 | 0 | 0 | 185 | 0 | 3 | 0 | -0.1 | 0 | -0.3 | 0.4 | 0 | 0 | 4.2 | 0 | -0.59 | 0 | -0.59 | 0 | 0.029 | 0 | 0.026 | 177 | 0 | 0 | 169 | 0 | 2.8 | 0 | -0.1 | 0 | -0.3 | 0.3 | 0 | 0 | 5.7 | 0 | -0.53 | 0 | -0.53 | 0 | 0.027 | 0 | 0.023 | PreCW-Front-ElecDHW-ElecDry | Appl-CW-Front-ElecDHW-ElecDry-Tier2AnyMFm1975CZ11DEER2017 | 0
42958.3843 | Appl-CW-Front-ElecDHW-ElecDry-Tier2 | MFm | 1975 | CZ12 | rDXGF | -1 | Household | 1 | 1098.9 | 191 | 0 | 0 | 185 | 0 | 2.2 | 0 | -0.1 | 0 | -0.3 | 0.3 | 0 | 0 | 4.4 | 0 | -0.62 | 0 | -0.62 | 0 | 0.029 | 0 | 0.026 | 177 | 0 | 0 | 169 | 0 | 2 | 0 | -0.1 | 0 | -0.3 | 0.3 | 0 | 0 | 5.9 | 0 | -0.56 | 0 | -0.56 | 0 | 0.027 | 0 | 0.023 | PreCW-Front-ElecDHW-ElecDry | Appl-CW-Front-ElecDHW-ElecDry-Tier2AnyMFm1975CZ12DEER2017 | 0
42958.3843 | Appl-CW-Front-ElecDHW-ElecDry-Tier2 | MFm | 1975 | CZ13 | rDXGF | -1 | Household | 1 | 1098.9 | 193 | 0 | 0 | 185 | 0 | 3.7 | 0 | -0.1 | 0.2 | -0.3 | 0.5 | 0 | 0 | 4.2 | 0 | -0.54 | 0 | -0.54 | 0 | 0.029 | 0 | 0.026 | 178 | 0 | 0 | 169 | 0 | 3.3 | 0 | -0.1 | 0.1 | -0.3 | 0.4 | 0 | 0 | 5.7 | 0 | -0.49 | 0 | -0.48 | 0 | 0.027 | 0 | 0.023 | PreCW-Front-ElecDHW-ElecDry | Appl-CW-Front-ElecDHW-ElecDry-Tier2AnyMFm1975CZ13DEER2017 | 0
42958.3843 | Appl-CW-Front-ElecDHW-ElecDry-Tier2 | MFm | 1975 | CZ14 | rDXGF | -1 | Household | 1 | 1409.4 | 193 | 0 | 0 | 185 | 0 | 4.2 | 0 | -0.1 | 0.2 | -0.2 | 0.5 | 0 | 0 | 4.4 | 0 | -0.56 | 0 | -0.57 | 0 | 0.028 | 0 | 0.025 | 178 | 0 | 0 | 169 | 0 | 3.8 | 0 | -0.1 | 0.2 | -0.2 | 0.5 | 0 | 0 | 5.8 | 0 | -0.51 | 0 | -0.51 | 0 | 0.025 | 0 | 0.023 | PreCW-Front-ElecDHW-ElecDry | Appl-CW-Front-ElecDHW-ElecDry-Tier2AnyMFm1975CZ14DEER2017 | 0
42958.3843 | Appl-CW-Front-ElecDHW-ElecDry-Tier2 | MFm | 1975 | CZ15 | rDXGF | -1 | Household | 1 | 1409.4 | 195 | 0 | 0 | 185 | 0 | 6.1 | 0 | 0 | 0.5 | -0.1 | 0.7 | 0 | 0 | 3.5 | 0 | -0.25 | 0 | -0.24 | 0 | 0.028 | 0 | 0.026 | 180 | 0 | 0 | 169 | 0 | 5.5 | 0 | 0 | 0.4 | -0.1 | 0.6 | 0 | 0 | 4.7 | 0 | -0.22 | 0 | -0.22 | 0 | 0.026 | 0 | 0.024 | PreCW-Front-ElecDHW-ElecDry | Appl-CW-Front-ElecDHW-ElecDry-Tier2AnyMFm1975CZ15DEER2017 | 0
42958.3843 | Appl-CW-Front-ElecDHW-ElecDry-Tier2 | MFm | 1975 | CZ16 | rDXGF | -1 | Household | 1 | 1070.2 | 192 | 0 | 0 | 185 | 0 | 2.2 | 0 | -0.2 | 0 | -0.3 | 0.3 | 0 | 0 | 5 | 0 | -0.64 | 0 | -0.64 | 0 | 0.028 | 0 | 0.026 | 177 | 0 | 0 | 169 | 0 | 2 | 0 | -0.2 | 0 | -0.3 | 0.3 | 0 | 0 | 6.7 | 0 | -0.58 | 0 | -0.58 | 0 | 0.026 | 0 | 0.024 | PreCW-Front-ElecDHW-ElecDry | Appl-CW-Front-ElecDHW-ElecDry-Tier2AnyMFm1975CZ16DEER2017 | 0
42958.3843 | Appl-CW-Front-ElecDHW-ElecDry-Tier2 | MFm | 1985 | CZ01 | rDXGF | -1 | Household | 1 | 1152 | 189 | 0 | 0 | 185 | 0 | 0 | 0 | -0.3 | -0.6 | -0.5 | 0 | 0 | 0 | 4.9 | 0 | -1.06 | 0 | -1.05 | 0 | 0.026 | 0 | 0.026 | 175 | 0 | 0 | 169 | 0 | 0 | 0 | -0.3 | -0.5 | -0.5 | 0 | 0 | 0 | 6.6 | 0 | -0.95 | 0 | -0.95 | 0 | 0.024 | 0 | 0.023 | PreCW-Front-ElecDHW-ElecDry | Appl-CW-Front-ElecDHW-ElecDry-Tier2AnyMFm1985CZ01DEER2017 | 0
42958.3843 | Appl-CW-Front-ElecDHW-ElecDry-Tier2 | MFm | 1985 | CZ02 | rDXGF | -1 | Household | 1 | 1152 | 189 | 0 | 0 | 185 | 0 | 0.3 | 0 | -0.3 | -0.6 | -0.6 | 0 | 0 | 0 | 4.6 | 0 | -1.13 | 0 | -1.14 | 0 | 0.023 | 0 | 0.026 | 174 | 0 | 0 | 169 | 0 | 0.1 | 0 | -0.3 | -0.6 | -0.6 | 0 | 0 | 0 | 6.2 | 0 | -1.07 | 0 | -1.08 | 0 | 0.02 | 0 | 0.023 | PreCW-Front-ElecDHW-ElecDry | Appl-CW-Front-ElecDHW-ElecDry-Tier2AnyMFm1985CZ02DEER2017 | 0
42958.3843 | Appl-CW-Front-ElecDHW-ElecDry-Tier2 | MFm | 1985 | CZ03 | rDXGF | -1 | Household | 1 | 1152 | 190 | 0 | 0 | 185 | 0 | 0.6 | 0 | -0.1 | -0.3 | -0.4 | 0.1 | 0 | 0 | 4.6 | 0 | -0.67 | 0 | -0.67 | 0 | 0.028 | 0 | 0.025 | 175 | 0 | 0 | 169 | 0 | 0.5 | 0 | -0.1 | -0.2 | -0.3 | 0.1 | 0 | 0 | 6.2 | 0 | -0.6 | 0 | -0.6 | 0 | 0.026 | 0 | 0.023 | PreCW-Front-ElecDHW-ElecDry | Appl-CW-Front-ElecDHW-ElecDry-Tier2AnyMFm1985CZ03DEER2017 | 0
42958.3843 | Appl-CW-Front-ElecDHW-ElecDry-Tier2 | MFm | 1985 | CZ04 | rDXGF | -1 | Household | 1 | 1152 | 190 | 0 | 0 | 185 | 0 | 1.1 | 0 | -0.2 | -0.1 | -0.2 | 0.2 | 0 | 0 | 4.4 | 0 | -0.5 | 0 | -0.51 | 0 | 0.029 | 0 | 0.026 | 176 | 0 | 0 | 169 | 0 | 1 | 0 | -0.1 | -0.1 | -0.2 | 0.1 | 0 | 0 | 6 | 0 | -0.45 | 0 | -0.46 | 0 | 0.027 | 0 | 0.024 | PreCW-Front-ElecDHW-ElecDry | Appl-CW-Front-ElecDHW-ElecDry-Tier2AnyMFm1985CZ04DEER2017 | 0
42958.3843 | Appl-CW-Front-ElecDHW-ElecDry-Tier2 | MFm | 1985 | CZ05 | rDXGF | -1 | Household | 1 | 1152 | 190 | 0 | 0 | 185 | 0 | 0.5 | 0 | -0.2 | -0.2 | -0.2 | 0.1 | 0 | 0 | 4.7 | 0 | -0.61 | 0 | -0.61 | 0 | 0.028 | 0 | 0.025 | 175 | 0 | 0 | 169 | 0 | 0.4 | 0 | -0.1 | -0.2 | -0.2 | 0.1 | 0 | 0 | 6.3 | 0 | -0.53 | 0 | -0.53 | 0 | 0.026 | 0 | 0.023 | PreCW-Front-ElecDHW-ElecDry | Appl-CW-Front-ElecDHW-ElecDry-Tier2AnyMFm1985CZ05DEER2017 | 0
42958.3843 | Appl-CW-Front-ElecDHW-ElecDry-Tier2 | MFm | 1985 | CZ06 | rDXGF | -1 | Household | 1 | 1295.2 | 192 | 0 | 0 | 185 | 0 | 2.5 | 0 | 0 | 0.3 | 0 | 0.3 | 0 | 0 | 4.3 | 0 | -0.12 | 0 | -0.12 | 0 | 0.032 | 0 | 0.026 | 176 | 0 | 0 | 169 | 0 | 1.7 | 0 | -0.1 | 0 | -0.2 | 0.2 | 0 | 0 | 5.8 | 0 | -0.36 | 0 | -0.35 | 0 | 0.026 | 0 | 0.024 | PreCW-Front-ElecDHW-ElecDry | Appl-CW-Front-ElecDHW-ElecDry-Tier2AnyMFm1985CZ06DEER2017 | 0
42958.3843 | Appl-CW-Front-ElecDHW-ElecDry-Tier2 | MFm | 1985 | CZ07 | rDXGF | -1 | Household | 1 | 1295.2 | 191 | 0 | 0 | 185 | 0 | 1.8 | 0 | -0.1 | 0 | -0.2 | 0.2 | 0 | 0 | 4.3 | 0 | -0.36 | 0 | -0.37 | 0 | 0.027 | 0 | 0.025 | 176 | 0 | 0 | 169 | 0 | 1.5 | 0 | -0.1 | 0 | -0.2 | 0.2 | 0 | 0 | 5.7 | 0 | -0.33 | 0 | -0.34 | 0 | 0.025 | 0 | 0.023 | PreCW-Front-ElecDHW-ElecDry | Appl-CW-Front-ElecDHW-ElecDry-Tier2AnyMFm1985CZ07DEER2017 | 0
42958.3843 | Appl-CW-Front-ElecDHW-ElecDry-Tier2 | MFm | 1985 | CZ08 | rDXGF | -1 | Household | 1 | 1295.2 | 192 | 0 | 0 | 185 | 0 | 3.1 | 0 | -0.1 | 0.2 | -0.2 | 0.5 | 0 | 0 | 4.2 | 0 | -0.4 | 0 | -0.4 | 0 | 0.029 | 0 | 0.026 | 177 | 0 | 0 | 169 | 0 | 2.8 | 0 | -0.1 | 0.2 | -0.2 | 0.4 | 0 | 0 | 5.6 | 0 | -0.36 | 0 | -0.36 | 0 | 0.027 | 0 | 0.023 | PreCW-Front-ElecDHW-ElecDry | Appl-CW-Front-ElecDHW-ElecDry-Tier2AnyMFm1985CZ08DEER2017 | 0
42958.3843 | Appl-CW-Front-ElecDHW-ElecDry-Tier2 | MFm | 1985 | CZ09 | rDXGF | -1 | Household | 1 | 1438.9 | 193 | 0 | 0 | 185 | 0 | 3.8 | 0 | -0.1 | 0.2 | -0.2 | 0.5 | 0 | 0 | 4.2 | 0 | -0.48 | 0 | -0.47 | 0 | 0.029 | 0 | 0.025 | 178 | 0 | 0 | 169 | 0 | 3.4 | 0 | -0.1 | 0.2 | -0.2 | 0.4 | 0 | 0 | 5.7 | 0 | -0.43 | 0 | -0.43 | 0 | 0.027 | 0 | 0.023 | PreCW-Front-ElecDHW-ElecDry | Appl-CW-Front-ElecDHW-ElecDry-Tier2AnyMFm1985CZ09DEER2017 | 0
42958.3843 | Appl-CW-Front-ElecDHW-ElecDry-Tier2 | MFm | 1985 | CZ10 | rDXGF | -1 | Household | 1 | 1438.9 | 193 | 0 | 0 | 185 | 0 | 4 | 0 | -0.1 | 0.3 | -0.2 | 0.5 | 0 | 0 | 4.2 | 0 | -0.38 | 0 | -0.38 | 0 | 0.03 | 0 | 0.026 | 178 | 0 | 0 | 169 | 0 | 3.3 | 0 | -0.1 | 0.2 | -0.2 | 0.4 | 0 | 0 | 5.6 | 0 | -0.39 | 0 | -0.38 | 0 | 0.027 | 0 | 0.023 | PreCW-Front-ElecDHW-ElecDry | Appl-CW-Front-ElecDHW-ElecDry-Tier2AnyMFm1985CZ10DEER2017 | 0
42958.3843 | Appl-CW-Front-ElecDHW-ElecDry-Tier2 | MFm | 1985 | CZ11 | rDXGF | -1 | Household | 1 | 1150 | 192 | 0 | 0 | 185 | 0 | 3 | 0 | -0.1 | 0 | -0.3 | 0.4 | 0 | 0 | 4.2 | 0 | -0.59 | 0 | -0.58 | 0 | 0.029 | 0 | 0.025 | 177 | 0 | 0 | 169 | 0 | 2.7 | 0 | -0.1 | 0 | -0.2 | 0.3 | 0 | 0 | 5.7 | 0 | -0.53 | 0 | -0.53 | 0 | 0.027 | 0 | 0.023 | PreCW-Front-ElecDHW-ElecDry | Appl-CW-Front-ElecDHW-ElecDry-Tier2AnyMFm1985CZ11DEER2017 | 0
42958.3843 | Appl-CW-Front-ElecDHW-ElecDry-Tier2 | MFm | 1985 | CZ12 | rDXGF | -1 | Household | 1 | 1150 | 191 | 0 | 0 | 185 | 0 | 1.9 | 0 | -0.2 | -0.1 | -0.3 | 0.2 | 0 | 0 | 4.4 | 0 | -0.6 | 0 | -0.59 | 0 | 0.029 | 0 | 0.026 | 176 | 0 | 0 | 169 | 0 | 1.7 | 0 | -0.2 | -0.1 | -0.3 | 0.2 | 0 | 0 | 5.9 | 0 | -0.54 | 0 | -0.53 | 0 | 0.027 | 0 | 0.024 | PreCW-Front-ElecDHW-ElecDry | Appl-CW-Front-ElecDHW-ElecDry-Tier2AnyMFm1985CZ12DEER2017 | 0
42958.3843 | Appl-CW-Front-ElecDHW-ElecDry-Tier2 | MFm | 1985 | CZ13 | rDXGF | -1 | Household | 1 | 1150 | 193 | 0 | 0 | 185 | 0 | 3.7 | 0 | -0.1 | 0.1 | -0.3 | 0.4 | 0 | 0 | 4.2 | 0 | -0.61 | 0 | -0.6 | 0 | 0.029 | 0 | 0.025 | 178 | 0 | 0 | 169 | 0 | 3.4 | 0 | -0.1 | 0.1 | -0.3 | 0.4 | 0 | 0 | 5.7 | 0 | -0.54 | 0 | -0.54 | 0 | 0.027 | 0 | 0.023 | PreCW-Front-ElecDHW-ElecDry | Appl-CW-Front-ElecDHW-ElecDry-Tier2AnyMFm1985CZ13DEER2017 | 0
42958.3843 | Appl-CW-Front-ElecDHW-ElecDry-Tier2 | MFm | 1985 | CZ14 | rDXGF | -1 | Household | 1 | 1407.2 | 193 | 0 | 0 | 185 | 0 | 3.8 | 0 | -0.1 | 0.2 | -0.2 | 0.4 | 0 | 0 | 4.3 | 0 | -0.51 | 0 | -0.51 | 0 | 0.028 | 0 | 0.025 | 178 | 0 | 0 | 169 | 0 | 3.6 | 0 | -0.1 | 0.2 | -0.2 | 0.4 | 0 | 0 | 5.8 | 0 | -0.46 | 0 | -0.46 | 0 | 0.026 | 0 | 0.023 | PreCW-Front-ElecDHW-ElecDry | Appl-CW-Front-ElecDHW-ElecDry-Tier2AnyMFm1985CZ14DEER2017 | 0
42958.3843 | Appl-CW-Front-ElecDHW-ElecDry-Tier2 | MFm | 1985 | CZ15 | rDXGF | -1 | Household | 1 | 1407.2 | 195 | 0 | 0 | 185 | 0 | 5.8 | 0 | 0 | 0.4 | -0.2 | 0.6 | 0 | 0 | 3.5 | 0 | -0.25 | 0 | -0.25 | 0 | 0.029 | 0 | 0.025 | 179 | 0 | 0 | 169 | 0 | 5.2 | 0 | 0 | 0.4 | -0.2 | 0.5 | 0 | 0 | 4.8 | 0 | -0.23 | 0 | -0.22 | 0 | 0.026 | 0 | 0.023 | PreCW-Front-ElecDHW-ElecDry | Appl-CW-Front-ElecDHW-ElecDry-Tier2AnyMFm1985CZ15DEER2017 | 0
42958.3843 | Appl-CW-Front-ElecDHW-ElecDry-Tier2 | MFm | 1985 | CZ16 | rDXGF | -1 | Household | 1 | 1152 | 192 | 0 | 0 | 185 | 0 | 2.8 | 0 | -0.2 | 0 | -0.4 | 0.4 | 0 | 0 | 5 | 0 | -0.67 | 0 | -0.67 | 0 | 0.028 | 0 | 0.026 | 178 | 0 | 0 | 169 | 0 | 2.5 | 0 | -0.1 | 0 | -0.3 | 0.4 | 0 | 0 | 6.7 | 0 | -0.6 | 0 | -0.6 | 0 | 0.026 | 0 | 0.023 | PreCW-Front-ElecDHW-ElecDry | Appl-CW-Front-ElecDHW-ElecDry-Tier2AnyMFm1985CZ16DEER2017 | 0
42958.3843 | Appl-CW-Front-ElecDHW-ElecDry-Tier2 | MFm | 1996 | CZ01 | rDXGF | -1 | Household | 1 | 981.6 | 189 | 0 | 0 | 185 | 0 | 0.1 | 0 | -0.3 | -0.4 | -0.5 | 0 | 0 | 0 | 4.9 | 0 | -0.76 | 0 | -0.77 | 0 | 0.026 | 0 | 0.026 | 175 | 0 | 0 | 169 | 0 | 0.1 | 0 | -0.3 | -0.3 | -0.4 | 0 | 0 | 0 | 6.6 | 0 | -0.67 | 0 | -0.68 | 0 | 0.024 | 0 | 0.024 | PreCW-Front-ElecDHW-ElecDry | Appl-CW-Front-ElecDHW-ElecDry-Tier2AnyMFm1996CZ01DEER2017 | 0
42958.3843 | Appl-CW-Front-ElecDHW-ElecDry-Tier2 | MFm | 1996 | CZ02 | rDXGF | -1 | Household | 1 | 981.6 | 191 | 0 | 0 | 185 | 0 | 1.3 | 0 | -0.2 | -0.1 | -0.3 | 0.1 | 0 | 0 | 4.5 | 0 | -0.58 | 0 | -0.58 | 0 | 0.028 | 0 | 0.026 | 176 | 0 | 0 | 169 | 0 | 1.4 | 0 | -0.2 | 0 | -0.2 | 0.2 | 0 | 0 | 6.1 | 0 | -0.44 | 0 | -0.43 | 0 | 0.027 | 0 | 0.023 | PreCW-Front-ElecDHW-ElecDry | Appl-CW-Front-ElecDHW-ElecDry-Tier2AnyMFm1996CZ02DEER2017 | 0
42958.3843 | Appl-CW-Front-ElecDHW-ElecDry-Tier2 | MFm | 1996 | CZ03 | rDXGF | -1 | Household | 1 | 981.6 | 190 | 0 | 0 | 185 | 0 | 0.8 | 0 | -0.2 | -0.1 | -0.3 | 0.1 | 0 | 0 | 4.5 | 0 | -0.47 | 0 | -0.47 | 0 | 0.027 | 0 | 0.026 | 176 | 0 | 0 | 169 | 0 | 0.8 | 0 | -0.2 | -0.1 | -0.2 | 0.1 | 0 | 0 | 6.1 | 0 | -0.41 | 0 | -0.41 | 0 | 0.025 | 0 | 0.024 | PreCW-Front-ElecDHW-ElecDry | Appl-CW-Front-ElecDHW-ElecDry-Tier2AnyMFm1996CZ03DEER2017 | 0
42958.3843 | Appl-CW-Front-ElecDHW-ElecDry-Tier2 | MFm | 1996 | CZ04 | rDXGF | -1 | Household | 1 | 981.6 | 191 | 0 | 0 | 185 | 0 | 1.3 | 0 | -0.1 | 0 | -0.2 | 0.2 | 0 | 0 | 4.4 | 0 | -0.44 | 0 | -0.44 | 0 | 0.028 | 0 | 0.026 | 176 | 0 | 0 | 169 | 0 | 1.1 | 0 | -0.1 | 0 | -0.2 | 0.2 | 0 | 0 | 5.9 | 0 | -0.39 | 0 | -0.39 | 0 | 0.026 | 0 | 0.024 | PreCW-Front-ElecDHW-ElecDry | Appl-CW-Front-ElecDHW-ElecDry-Tier2AnyMFm1996CZ04DEER2017 | 0
42958.3843 | Appl-CW-Front-ElecDHW-ElecDry-Tier2 | MFm | 1996 | CZ05 | rDXGF | -1 | Household | 1 | 981.6 | 190 | 0 | 0 | 185 | 0 | 0.5 | 0 | -0.2 | -0.2 | -0.3 | 0 | 0 | 0 | 4.6 | 0 | -0.64 | 0 | -0.64 | 0 | 0.026 | 0 | 0.026 | 175 | 0 | 0 | 169 | 0 | 0.4 | 0 | -0.2 | -0.2 | -0.3 | 0 | 0 | 0 | 6.2 | 0 | -0.57 | 0 | -0.58 | 0 | 0.024 | 0 | 0.023 | PreCW-Front-ElecDHW-ElecDry | Appl-CW-Front-ElecDHW-ElecDry-Tier2AnyMFm1996CZ05DEER2017 | 0
42958.3843 | Appl-CW-Front-ElecDHW-ElecDry-Tier2 | MFm | 1996 | CZ06 | rDXGF | -1 | Household | 1 | 1169.1 | 192 | 0 | 0 | 185 | 0 | 2.5 | 0 | -0.1 | 0.2 | -0.2 | 0.4 | 0 | 0 | 4.2 | 0 | -0.47 | 0 | -0.46 | 0 | 0.03 | 0 | 0.025 | 177 | 0 | 0 | 169 | 0 | 2.2 | 0 | -0.1 | 0.1 | -0.2 | 0.3 | 0 | 0 | 5.7 | 0 | -0.42 | 0 | -0.42 | 0 | 0.027 | 0 | 0.023 | PreCW-Front-ElecDHW-ElecDry | Appl-CW-Front-ElecDHW-ElecDry-Tier2AnyMFm1996CZ06DEER2017 | 0
42958.3843 | Appl-CW-Front-ElecDHW-ElecDry-Tier2 | MFm | 1996 | CZ07 | rDXGF | -1 | Household | 1 | 1169.1 | 192 | 0 | 0 | 185 | 0 | 2.4 | 0 | -0.1 | 0.2 | -0.1 | 0.3 | 0 | 0 | 4.1 | 0 | -0.22 | 0 | -0.21 | 0 | 0.028 | 0 | 0.026 | 177 | 0 | 0 | 169 | 0 | 2.2 | 0 | 0 | 0.2 | -0.1 | 0.3 | 0 | 0 | 5.6 | 0 | -0.19 | 0 | -0.19 | 0 | 0.026 | 0 | 0.024 | PreCW-Front-ElecDHW-ElecDry | Appl-CW-Front-ElecDHW-ElecDry-Tier2AnyMFm1996CZ07DEER2017 | 0
42958.3843 | Appl-CW-Front-ElecDHW-ElecDry-Tier2 | MFm | 1996 | CZ08 | rDXGF | -1 | Household | 1 | 1169.1 | 192 | 0 | 0 | 185 | 0 | 2.9 | 0 | -0.1 | 0.3 | -0.2 | 0.4 | 0 | 0 | 4.1 | 0 | -0.35 | 0 | -0.35 | 0 | 0.028 | 0 | 0.026 | 177 | 0 | 0 | 169 | 0 | 2.6 | 0 | -0.1 | 0.2 | -0.2 | 0.4 | 0 | 0 | 5.6 | 0 | -0.32 | 0 | -0.32 | 0 | 0.025 | 0 | 0.023 | PreCW-Front-ElecDHW-ElecDry | Appl-CW-Front-ElecDHW-ElecDry-Tier2AnyMFm1996CZ08DEER2017 | 0
42958.3843 | Appl-CW-Front-ElecDHW-ElecDry-Tier2 | MFm | 1996 | CZ09 | rDXGF | -1 | Household | 1 | 1093.6 | 194 | 0 | 0 | 185 | 0 | 4.2 | 0 | -0.1 | 0.4 | -0.2 | 0.5 | 0 | 0 | 4.1 | 0 | -0.34 | 0 | -0.35 | 0 | 0.028 | 0 | 0.026 | 178 | 0 | 0 | 169 | 0 | 3.7 | 0 | -0.1 | 0.4 | -0.2 | 0.5 | 0 | 0 | 5.6 | 0 | -0.3 | 0 | -0.31 | 0 | 0.026 | 0 | 0.023 | PreCW-Front-ElecDHW-ElecDry | Appl-CW-Front-ElecDHW-ElecDry-Tier2AnyMFm1996CZ09DEER2017 | 0
42958.3843 | Appl-CW-Front-ElecDHW-ElecDry-Tier2 | MFm | 1996 | CZ10 | rDXGF | -1 | Household | 1 | 1093.6 | 191 | 0 | 0 | 185 | 0 | 2.1 | 0 | -0.2 | 0.1 | -0.3 | 0.3 | 0 | 0 | 4.1 | 0 | -0.5 | 0 | -0.5 | 0 | 0.031 | 0 | 0.026 | 176 | 0 | 0 | 169 | 0 | 2 | 0 | -0.2 | 0.1 | -0.3 | 0.2 | 0 | 0 | 5.5 | 0 | -0.44 | 0 | -0.44 | 0 | 0.028 | 0 | 0.023 | PreCW-Front-ElecDHW-ElecDry | Appl-CW-Front-ElecDHW-ElecDry-Tier2AnyMFm1996CZ10DEER2017 | 0
42958.3843 | Appl-CW-Front-ElecDHW-ElecDry-Tier2 | MFm | 1996 | CZ11 | rDXGF | -1 | Household | 1 | 1031.9 | 193 | 0 | 0 | 185 | 0 | 4 | 0 | -0.2 | 0.2 | -0.2 | 0.5 | 0 | 0 | 4.2 | 0 | -0.41 | 0 | -0.4 | 0 | 0.029 | 0 | 0.026 | 179 | 0 | 0 | 169 | 0 | 4 | 0 | -0.1 | 0.3 | -0.2 | 0.5 | 0 | 0 | 5.6 | 0 | -0.35 | 0 | -0.35 | 0 | 0.027 | 0 | 0.024 | PreCW-Front-ElecDHW-ElecDry | Appl-CW-Front-ElecDHW-ElecDry-Tier2AnyMFm1996CZ11DEER2017 | 0
42958.3843 | Appl-CW-Front-ElecDHW-ElecDry-Tier2 | MFm | 1996 | CZ12 | rDXGF | -1 | Household | 1 | 1031.9 | 192 | 0 | 0 | 185 | 0 | 2.8 | 0 | -0.2 | 0.1 | -0.3 | 0.3 | 0 | 0 | 4.3 | 0 | -0.55 | 0 | -0.55 | 0 | 0.03 | 0 | 0.025 | 177 | 0 | 0 | 169 | 0 | 2.5 | 0 | -0.2 | 0.1 | -0.3 | 0.3 | 0 | 0 | 5.8 | 0 | -0.5 | 0 | -0.49 | 0 | 0.028 | 0 | 0.023 | PreCW-Front-ElecDHW-ElecDry | Appl-CW-Front-ElecDHW-ElecDry-Tier2AnyMFm1996CZ12DEER2017 | 0
42958.3843 | Appl-CW-Front-ElecDHW-ElecDry-Tier2 | MFm | 1996 | CZ13 | rDXGF | -1 | Household | 1 | 1031.9 | 193 | 0 | 0 | 185 | 0 | 3.8 | 0 | -0.2 | 0.2 | -0.3 | 0.4 | 0 | 0 | 4.2 | 0 | -0.49 | 0 | -0.48 | 0 | 0.029 | 0 | 0.025 | 178 | 0 | 0 | 169 | 0 | 3.4 | 0 | -0.2 | 0.2 | -0.3 | 0.4 | 0 | 0 | 5.6 | 0 | -0.44 | 0 | -0.44 | 0 | 0.026 | 0 | 0.023 | PreCW-Front-ElecDHW-ElecDry | Appl-CW-Front-ElecDHW-ElecDry-Tier2AnyMFm1996CZ13DEER2017 | 0
42958.3843 | Appl-CW-Front-ElecDHW-ElecDry-Tier2 | MFm | 1996 | CZ14 | rDXGF | -1 | Household | 1 | 1086 | 194 | 0 | 0 | 185 | 0 | 4.7 | 0 | -0.1 | 0.4 | -0.2 | 0.6 | 0 | 0 | 4.3 | 0 | -0.45 | 0 | -0.45 | 0 | 0.028 | 0 | 0.025 | 179 | 0 | 0 | 169 | 0 | 4.3 | 0 | -0.1 | 0.3 | -0.2 | 0.5 | 0 | 0 | 5.8 | 0 | -0.41 | 0 | -0.41 | 0 | 0.025 | 0 | 0.023 | PreCW-Front-ElecDHW-ElecDry | Appl-CW-Front-ElecDHW-ElecDry-Tier2AnyMFm1996CZ14DEER2017 | 0
42958.3843 | Appl-CW-Front-ElecDHW-ElecDry-Tier2 | MFm | 1996 | CZ15 | rDXGF | -1 | Household | 1 | 1086 | 194 | 0 | 0 | 185 | 0 | 5.5 | 0 | -0.1 | 0.4 | -0.2 | 0.6 | 0 | 0 | 3.5 | 0 | -0.22 | 0 | -0.21 | 0 | 0.028 | 0 | 0.025 | 179 | 0 | 0 | 169 | 0 | 4.9 | 0 | 0 | 0.4 | -0.1 | 0.5 | 0 | 0 | 4.7 | 0 | -0.19 | 0 | -0.19 | 0 | 0.026 | 0 | 0.023 | PreCW-Front-ElecDHW-ElecDry | Appl-CW-Front-ElecDHW-ElecDry-Tier2AnyMFm1996CZ15DEER2017 | 0
42958.3843 | Appl-CW-Front-ElecDHW-ElecDry-Tier2 | MFm | 1996 | CZ16 | rDXGF | -1 | Household | 1 | 981.6 | 193 | 0 | 0 | 185 | 0 | 3 | 0 | -0.3 | 0 | -0.3 | 0.4 | 0 | 0 | 4.9 | 0 | -0.65 | 0 | -0.65 | 0 | 0.028 | 0 | 0.026 | 178 | 0 | 0 | 169 | 0 | 2.7 | 0 | -0.3 | 0 | -0.3 | 0.4 | 0 | 0 | 6.6 | 0 | -0.59 | 0 | -0.59 | 0 | 0.026 | 0 | 0.024 | PreCW-Front-ElecDHW-ElecDry | Appl-CW-Front-ElecDHW-ElecDry-Tier2AnyMFm1996CZ16DEER2017 | 0
42958.3843 | Appl-CW-Front-ElecDHW-ElecDry-Tier2 | MFm | 2003 | CZ01 | rDXGF | -1 | Household | 1 | 998.7 | 189 | 0 | 0 | 185 | 0 | 0.1 | 0 | -0.3 | -0.4 | -0.4 | 0 | 0 | 0 | 4.9 | 0 | -0.66 | 0 | -0.67 | 0 | 0.026 | 0 | 0.025 | 175 | 0 | 0 | 169 | 0 | 0.1 | 0 | -0.3 | -0.4 | -0.4 | 0 | 0 | 0 | 6.6 | 0 | -0.67 | 0 | -0.68 | 0 | 0.024 | 0 | 0.023 | PreCW-Front-ElecDHW-ElecDry | Appl-CW-Front-ElecDHW-ElecDry-Tier2AnyMFm2003CZ01DEER2017 | 0
42958.3843 | Appl-CW-Front-ElecDHW-ElecDry-Tier2 | MFm | 2003 | CZ02 | rDXGF | -1 | Household | 1 | 1073.2 | 191 | 0 | 0 | 185 | 0 | 1.8 | 0 | -0.2 | 0 | -0.2 | 0.2 | 0 | 0 | 4.5 | 0 | -0.38 | 0 | -0.38 | 0 | 0.029 | 0 | 0.025 | 176 | 0 | 0 | 169 | 0 | 1.5 | 0 | -0.2 | 0 | -0.2 | 0.2 | 0 | 0 | 6.1 | 0 | -0.38 | 0 | -0.38 | 0 | 0.027 | 0 | 0.023 | PreCW-Front-ElecDHW-ElecDry | Appl-CW-Front-ElecDHW-ElecDry-Tier2AnyMFm2003CZ02DEER2017 | 0
42958.3843 | Appl-CW-Front-ElecDHW-ElecDry-Tier2 | MFm | 2003 | CZ03 | rDXGF | -1 | Household | 1 | 998.7 | 189 | 0 | 0 | 185 | 0 | 0.3 | 0 | -0.2 | -0.3 | -0.3 | 0.1 | 0 | 0 | 4.5 | 0 | -0.68 | 0 | -0.67 | 0 | 0.027 | 0 | 0.026 | 175 | 0 | 0 | 169 | 0 | 0.3 | 0 | -0.2 | -0.2 | -0.3 | 0.1 | 0 | 0 | 6.1 | 0 | -0.61 | 0 | -0.61 | 0 | 0.024 | 0 | 0.023 | PreCW-Front-ElecDHW-ElecDry | Appl-CW-Front-ElecDHW-ElecDry-Tier2AnyMFm2003CZ03DEER2017 | 0
42958.3843 | Appl-CW-Front-ElecDHW-ElecDry-Tier2 | MFm | 2003 | CZ04 | rDXGF | -1 | Household | 1 | 998.7 | 194 | 0 | 0 | 185 | 0 | 4.2 | 0 | -0.1 | 0.5 | -0.1 | 0.6 | 0 | 0 | 4.3 | 0 | -0.32 | 0 | -0.32 | 0 | 0.033 | 0 | 0.025 | 177 | 0 | 0 | 169 | 0 | 2.1 | 0 | -0.2 | 0.1 | -0.2 | 0.3 | 0 | 0 | 5.9 | 0 | -0.39 | 0 | -0.38 | 0 | 0.027 | 0 | 0.023 | PreCW-Front-ElecDHW-ElecDry | Appl-CW-Front-ElecDHW-ElecDry-Tier2AnyMFm2003CZ04DEER2017 | 0
42958.3843 | Appl-CW-Front-ElecDHW-ElecDry-Tier2 | MFm | 2003 | CZ05 | rDXGF | -1 | Household | 1 | 998.7 | 190 | 0 | 0 | 185 | 0 | 0.5 | 0 | -0.2 | -0.2 | -0.3 | 0.1 | 0 | 0 | 4.6 | 0 | -0.68 | 0 | -0.68 | 0 | 0.027 | 0 | 0.025 | 175 | 0 | 0 | 169 | 0 | 0.5 | 0 | -0.2 | -0.2 | -0.3 | 0.1 | 0 | 0 | 6.2 | 0 | -0.61 | 0 | -0.61 | 0 | 0.025 | 0 | 0.023 | PreCW-Front-ElecDHW-ElecDry | Appl-CW-Front-ElecDHW-ElecDry-Tier2AnyMFm2003CZ05DEER2017 | 0
42958.3843 | Appl-CW-Front-ElecDHW-ElecDry-Tier2 | MFm | 2003 | CZ06 | rDXGF | -1 | Household | 1 | 1206 | 191 | 0 | 0 | 185 | 0 | 1.9 | 0 | -0.1 | 0.1 | -0.1 | 0.2 | 0 | 0 | 4.2 | 0 | -0.41 | 0 | -0.41 | 0 | 0.029 | 0 | 0.025 | 176 | 0 | 0 | 169 | 0 | 1.8 | 0 | -0.1 | 0.1 | -0.1 | 0.2 | 0 | 0 | 5.7 | 0 | -0.37 | 0 | -0.37 | 0 | 0.027 | 0 | 0.023 | PreCW-Front-ElecDHW-ElecDry | Appl-CW-Front-ElecDHW-ElecDry-Tier2AnyMFm2003CZ06DEER2017 | 0
42958.3843 | Appl-CW-Front-ElecDHW-ElecDry-Tier2 | MFm | 2003 | CZ07 | rDXGF | -1 | Household | 1 | 1206 | 192 | 0 | 0 | 185 | 0 | 2.9 | 0 | -0.1 | 0.2 | -0.2 | 0.4 | 0 | 0 | 4.2 | 0 | -0.39 | 0 | -0.38 | 0 | 0.027 | 0 | 0.026 | 177 | 0 | 0 | 169 | 0 | 2.5 | 0 | -0.1 | 0.2 | -0.2 | 0.3 | 0 | 0 | 5.7 | 0 | -0.35 | 0 | -0.35 | 0 | 0.025 | 0 | 0.024 | PreCW-Front-ElecDHW-ElecDry | Appl-CW-Front-ElecDHW-ElecDry-Tier2AnyMFm2003CZ07DEER2017 | 0
42958.3843 | Appl-CW-Front-ElecDHW-ElecDry-Tier2 | MFm | 2003 | CZ08 | rDXGF | -1 | Household | 1 | 1206 | 192 | 0 | 0 | 185 | 0 | 3 | 0 | -0.2 | 0.3 | -0.2 | 0.4 | 0 | 0 | 4.2 | 0 | -0.36 | 0 | -0.36 | 0 | 0.029 | 0 | 0.025 | 177 | 0 | 0 | 169 | 0 | 2.7 | 0 | -0.1 | 0.3 | -0.2 | 0.3 | 0 | 0 | 5.6 | 0 | -0.32 | 0 | -0.32 | 0 | 0.026 | 0 | 0.023 | PreCW-Front-ElecDHW-ElecDry | Appl-CW-Front-ElecDHW-ElecDry-Tier2AnyMFm2003CZ08DEER2017 | 0
42958.3843 | Appl-CW-Front-ElecDHW-ElecDry-Tier2 | MFm | 2003 | CZ09 | rDXGF | -1 | Household | 1 | 1126.6 | 192 | 0 | 0 | 185 | 0 | 3 | 0 | -0.2 | 0.1 | -0.2 | 0.4 | 0 | 0 | 4.2 | 0 | -0.49 | 0 | -0.49 | 0 | 0.028 | 0 | 0.026 | 176 | 0 | 0 | 169 | 0 | 1.6 | 0 | -0.1 | -0.1 | -0.2 | 0.2 | 0 | 0 | 5.6 | 0 | -0.42 | 0 | -0.42 | 0 | 0.024 | 0 | 0.024 | PreCW-Front-ElecDHW-ElecDry | Appl-CW-Front-ElecDHW-ElecDry-Tier2AnyMFm2003CZ09DEER2017 | 0
42958.3843 | Appl-CW-Front-ElecDHW-ElecDry-Tier2 | MFm | 2003 | CZ10 | rDXGF | -1 | Household | 1 | 1073.2 | 192 | 0 | 0 | 185 | 0 | 2.9 | 0 | -0.1 | 0.2 | -0.2 | 0.4 | 0 | 0 | 4.1 | 0 | -0.3 | 0 | -0.29 | 0 | 0.03 | 0 | 0.025 | 177 | 0 | 0 | 169 | 0 | 2.6 | 0 | -0.1 | 0.2 | -0.2 | 0.4 | 0 | 0 | 5.6 | 0 | -0.27 | 0 | -0.27 | 0 | 0.028 | 0 | 0.023 | PreCW-Front-ElecDHW-ElecDry | Appl-CW-Front-ElecDHW-ElecDry-Tier2AnyMFm2003CZ10DEER2017 | 0
42958.3843 | Appl-CW-Front-ElecDHW-ElecDry-Tier2 | MFm | 2003 | CZ11 | rDXGF | -1 | Household | 1 | 1073.2 | 193 | 0 | 0 | 185 | 0 | 3.8 | 0 | -0.2 | 0.2 | -0.2 | 0.4 | 0 | 0 | 4.2 | 0 | -0.5 | 0 | -0.5 | 0 | 0.028 | 0 | 0.026 | 178 | 0 | 0 | 169 | 0 | 3.4 | 0 | -0.2 | 0.2 | -0.2 | 0.4 | 0 | 0 | 5.7 | 0 | -0.45 | 0 | -0.45 | 0 | 0.026 | 0 | 0.024 | PreCW-Front-ElecDHW-ElecDry | Appl-CW-Front-ElecDHW-ElecDry-Tier2AnyMFm2003CZ11DEER2017 | 0
42958.3843 | Appl-CW-Front-ElecDHW-ElecDry-Tier2 | MFm | 2003 | CZ12 | rDXGF | -1 | Household | 1 | 1073.2 | 193 | 0 | 0 | 185 | 0 | 3.2 | 0 | -0.2 | 0.2 | -0.2 | 0.4 | 0 | 0 | 4.3 | 0 | -0.47 | 0 | -0.47 | 0 | 0.029 | 0 | 0.026 | 178 | 0 | 0 | 169 | 0 | 2.9 | 0 | -0.2 | 0.2 | -0.2 | 0.4 | 0 | 0 | 5.8 | 0 | -0.42 | 0 | -0.42 | 0 | 0.027 | 0 | 0.024 | PreCW-Front-ElecDHW-ElecDry | Appl-CW-Front-ElecDHW-ElecDry-Tier2AnyMFm2003CZ12DEER2017 | 0
42958.3843 | Appl-CW-Front-ElecDHW-ElecDry-Tier2 | MFm | 2003 | CZ13 | rDXGF | -1 | Household | 1 | 1073.2 | 193 | 0 | 0 | 185 | 0 | 4 | 0 | -0.2 | 0.3 | -0.2 | 0.5 | 0 | 0 | 4.2 | 0 | -0.44 | 0 | -0.43 | 0 | 0.028 | 0 | 0.026 | 178 | 0 | 0 | 169 | 0 | 3.7 | 0 | -0.2 | 0.3 | -0.2 | 0.4 | 0 | 0 | 5.6 | 0 | -0.39 | 0 | -0.39 | 0 | 0.026 | 0 | 0.024 | PreCW-Front-ElecDHW-ElecDry | Appl-CW-Front-ElecDHW-ElecDry-Tier2AnyMFm2003CZ13DEER2017 | 0
42958.3843 | Appl-CW-Front-ElecDHW-ElecDry-Tier2 | MFm | 2003 | CZ14 | rDXGF | -1 | Household | 1 | 1094.6 | 194 | 0 | 0 | 185 | 0 | 4.4 | 0 | -0.2 | 0.3 | -0.3 | 0.5 | 0 | 0 | 4.3 | 0 | -0.49 | 0 | -0.49 | 0 | 0.028 | 0 | 0.025 | 179 | 0 | 0 | 169 | 0 | 4 | 0 | -0.2 | 0.2 | -0.3 | 0.5 | 0 | 0 | 5.7 | 0 | -0.44 | 0 | -0.44 | 0 | 0.026 | 0 | 0.023 | PreCW-Front-ElecDHW-ElecDry | Appl-CW-Front-ElecDHW-ElecDry-Tier2AnyMFm2003CZ14DEER2017 | 0
42958.3843 | Appl-CW-Front-ElecDHW-ElecDry-Tier2 | MFm | 2003 | CZ15 | rDXGF | -1 | Household | 1 | 1094.6 | 194 | 0 | 0 | 185 | 0 | 5.5 | 0 | -0.1 | 0.4 | -0.1 | 0.6 | 0 | 0 | 3.5 | 0 | -0.22 | 0 | -0.22 | 0 | 0.028 | 0 | 0.026 | 179 | 0 | 0 | 169 | 0 | 5 | 0 | -0.1 | 0.4 | -0.1 | 0.5 | 0 | 0 | 4.7 | 0 | -0.2 | 0 | -0.19 | 0 | 0.026 | 0 | 0.024 | PreCW-Front-ElecDHW-ElecDry | Appl-CW-Front-ElecDHW-ElecDry-Tier2AnyMFm2003CZ15DEER2017 | 0
42958.3843 | Appl-CW-Front-ElecDHW-ElecDry-Tier2 | MFm | 2003 | CZ16 | rDXGF | -1 | Household | 1 | 998.7 | 193 | 0 | 0 | 185 | 0 | 2.9 | 0 | -0.3 | 0.1 | -0.3 | 0.4 | 0 | 0 | 4.9 | 0 | -0.63 | 0 | -0.62 | 0 | 0.028 | 0 | 0.026 | 178 | 0 | 0 | 169 | 0 | 2.6 | 0 | -0.2 | 0.1 | -0.3 | 0.3 | 0 | 0 | 6.6 | 0 | -0.56 | 0 | -0.56 | 0 | 0.026 | 0 | 0.024 | PreCW-Front-ElecDHW-ElecDry | Appl-CW-Front-ElecDHW-ElecDry-Tier2AnyMFm2003CZ16DEER2017 | 0
42958.3843 | Appl-CW-Front-ElecDHW-ElecDry-Tier2 | MFm | 2007 | CZ01 | rDXGF | -1 | Household | 1 | 998.7 | 189 | 0 | 0 | 185 | 0 | 0 | 0 | -0.3 | -0.4 | -0.5 | 0 | 0 | 0 | 5 | 0 | -0.83 | 0 | -0.83 | 0 | 0.027 | 0 | 0.025 | 175 | 0 | 0 | 169 | 0 | 0 | 0 | -0.3 | -0.4 | -0.5 | 0 | 0 | 0 | 6.7 | 0 | -0.75 | 0 | -0.75 | 0 | 0.025 | 0 | 0.023 | PreCW-Front-ElecDHW-ElecDry | Appl-CW-Front-ElecDHW-ElecDry-Tier2AnyMFm2007CZ01DEER2017 | 0
42958.3843 | Appl-CW-Front-ElecDHW-ElecDry-Tier2 | MFm | 2007 | CZ02 | rDXGF | -1 | Household | 1 | 1073.2 | 191 | 0 | 0 | 185 | 0 | 1.8 | 0 | -0.2 | 0.1 | -0.3 | 0.4 | 0 | 0 | 4.6 | 0 | -0.45 | 0 | -0.46 | 0 | 0.029 | 0 | 0.026 | 176 | 0 | 0 | 169 | 0 | 1.2 | 0 | -0.2 | -0.1 | -0.3 | 0.3 | 0 | 0 | 6.2 | 0 | -0.51 | 0 | -0.51 | 0 | 0.026 | 0 | 0.024 | PreCW-Front-ElecDHW-ElecDry | Appl-CW-Front-ElecDHW-ElecDry-Tier2AnyMFm2007CZ02DEER2017 | 0
42958.3843 | Appl-CW-Front-ElecDHW-ElecDry-Tier2 | MFm | 2007 | CZ03 | rDXGF | -1 | Household | 1 | 998.7 | 189 | 0 | 0 | 185 | 0 | 0.2 | 0 | -0.2 | -0.3 | -0.3 | 0 | 0 | 0 | 4.7 | 0 | -0.63 | 0 | -0.63 | 0 | 0.026 | 0 | 0.025 | 175 | 0 | 0 | 169 | 0 | 0.2 | 0 | -0.2 | -0.3 | -0.3 | 0 | 0 | 0 | 6.2 | 0 | -0.56 | 0 | -0.56 | 0 | 0.024 | 0 | 0.023 | PreCW-Front-ElecDHW-ElecDry | Appl-CW-Front-ElecDHW-ElecDry-Tier2AnyMFm2007CZ03DEER2017 | 0
42958.3843 | Appl-CW-Front-ElecDHW-ElecDry-Tier2 | MFm | 2007 | CZ04 | rDXGF | -1 | Household | 1 | 998.7 | 192 | 0 | 0 | 185 | 0 | 2.3 | 0 | -0.1 | 0.2 | -0.3 | 0.4 | 0 | 0 | 4.5 | 0 | -0.41 | 0 | -0.41 | 0 | 0.028 | 0 | 0.025 | 177 | 0 | 0 | 169 | 0 | 2.1 | 0 | -0.1 | 0.2 | -0.2 | 0.4 | 0 | 0 | 6 | 0 | -0.37 | 0 | -0.37 | 0 | 0.026 | 0 | 0.023 | PreCW-Front-ElecDHW-ElecDry | Appl-CW-Front-ElecDHW-ElecDry-Tier2AnyMFm2007CZ04DEER2017 | 0
42958.3843 | Appl-CW-Front-ElecDHW-ElecDry-Tier2 | MFm | 2007 | CZ05 | rDXGF | -1 | Household | 1 | 998.7 | 190 | 0 | 0 | 185 | 0 | 0.4 | 0 | -0.2 | -0.2 | -0.3 | 0.1 | 0 | 0 | 4.6 | 0 | -0.57 | 0 | -0.57 | 0 | 0.028 | 0 | 0.025 | 175 | 0 | 0 | 169 | 0 | 0.3 | 0 | -0.1 | -0.2 | -0.2 | 0 | 0 | 0 | 6.3 | 0 | -0.52 | 0 | -0.51 | 0 | 0.025 | 0 | 0.023 | PreCW-Front-ElecDHW-ElecDry | Appl-CW-Front-ElecDHW-ElecDry-Tier2AnyMFm2007CZ05DEER2017 | 0
42958.3843 | Appl-CW-Front-ElecDHW-ElecDry-Tier2 | MFm | 2007 | CZ06 | rDXGF | -1 | Household | 1 | 1206 | 190 | 0 | 0 | 185 | 0 | 0.9 | 0 | -0.2 | -0.3 | -0.4 | 0.1 | 0 | 0 | 4.3 | 0 | -0.71 | 0 | -0.71 | 0 | 0.026 | 0 | 0.025 | 175 | 0 | 0 | 169 | 0 | 0.7 | 0 | -0.2 | -0.3 | -0.4 | 0.1 | 0 | 0 | 5.8 | 0 | -0.67 | 0 | -0.67 | 0 | 0.024 | 0 | 0.023 | PreCW-Front-ElecDHW-ElecDry | Appl-CW-Front-ElecDHW-ElecDry-Tier2AnyMFm2007CZ06DEER2017 | 0
42958.3843 | Appl-CW-Front-ElecDHW-ElecDry-Tier2 | MFm | 2007 | CZ07 | rDXGF | -1 | Household | 1 | 1206 | 191 | 0 | 0 | 185 | 0 | 1.9 | 0 | -0.2 | 0 | -0.3 | 0.4 | 0 | 0 | 4.3 | 0 | -0.59 | 0 | -0.59 | 0 | 0.026 | 0 | 0.026 | 178 | 0 | 0 | 169 | 0 | 3.1 | 0 | -0.1 | 0.4 | -0.2 | 0.6 | 0 | 0 | 5.8 | 0 | -0.3 | 0 | -0.3 | 0 | 0.027 | 0 | 0.024 | PreCW-Front-ElecDHW-ElecDry | Appl-CW-Front-ElecDHW-ElecDry-Tier2AnyMFm2007CZ07DEER2017 | 0
42958.3843 | Appl-CW-Front-ElecDHW-ElecDry-Tier2 | MFm | 2007 | CZ08 | rDXGF | -1 | Household | 1 | 1206 | 187 | 0 | 0 | 185 | 0 | -1.1 | 0 | -0.2 | -0.6 | -0.3 | -0.2 | 0 | 0 | 4.3 | 0 | -0.63 | 0 | -0.62 | 0 | 0.019 | 0 | 0.025 | 172 | 0 | 0 | 169 | 0 | -1.4 | 0 | -0.2 | -0.6 | -0.3 | -0.3 | 0 | 0 | 5.7 | 0 | -0.59 | 0 | -0.59 | 0 | 0.017 | 0 | 0.023 | PreCW-Front-ElecDHW-ElecDry | Appl-CW-Front-ElecDHW-ElecDry-Tier2AnyMFm2007CZ08DEER2017 | 0
42958.3843 | Appl-CW-Front-ElecDHW-ElecDry-Tier2 | MFm | 2007 | CZ09 | rDXGF | -1 | Household | 1 | 1126.6 | 192 | 0 | 0 | 185 | 0 | 2.4 | 0 | -0.1 | 0.2 | -0.2 | 0.4 | 0 | 0 | 4.2 | 0 | -0.4 | 0 | -0.4 | 0 | 0.029 | 0 | 0.026 | 177 | 0 | 0 | 169 | 0 | 2.2 | 0 | -0.1 | 0.2 | -0.2 | 0.4 | 0 | 0 | 5.6 | 0 | -0.36 | 0 | -0.36 | 0 | 0.026 | 0 | 0.023 | PreCW-Front-ElecDHW-ElecDry | Appl-CW-Front-ElecDHW-ElecDry-Tier2AnyMFm2007CZ09DEER2017 | 0
42958.3843 | Appl-CW-Front-ElecDHW-ElecDry-Tier2 | MFm | 2007 | CZ10 | rDXGF | -1 | Household | 1 | 1073.2 | 192 | 0 | 0 | 185 | 0 | 2.5 | 0 | -0.1 | 0.2 | -0.2 | 0.4 | 0 | 0 | 4.2 | 0 | -0.35 | 0 | -0.34 | 0 | 0.027 | 0 | 0.026 | 179 | 0 | 0 | 169 | 0 | 3.6 | 0 | 0 | 0.5 | -0.1 | 0.6 | 0 | 0 | 5.7 | 0 | -0.24 | 0 | -0.24 | 0 | 0.028 | 0 | 0.024 | PreCW-Front-ElecDHW-ElecDry | Appl-CW-Front-ElecDHW-ElecDry-Tier2AnyMFm2007CZ10DEER2017 | 0
42958.3843 | Appl-CW-Front-ElecDHW-ElecDry-Tier2 | MFm | 2007 | CZ11 | rDXGF | -1 | Household | 1 | 1073.2 | 192 | 0 | 0 | 185 | 0 | 3.1 | 0 | -0.2 | 0.3 | -0.3 | 0.5 | 0 | 0 | 4.3 | 0 | -0.51 | 0 | -0.51 | 0 | 0.027 | 0 | 0.026 | 178 | 0 | 0 | 169 | 0 | 2.9 | 0 | -0.2 | 0.3 | -0.3 | 0.4 | 0 | 0 | 5.7 | 0 | -0.46 | 0 | -0.46 | 0 | 0.025 | 0 | 0.024 | PreCW-Front-ElecDHW-ElecDry | Appl-CW-Front-ElecDHW-ElecDry-Tier2AnyMFm2007CZ11DEER2017 | 0
42958.3843 | Appl-CW-Front-ElecDHW-ElecDry-Tier2 | MFm | 2007 | CZ12 | rDXGF | -1 | Household | 1 | 1073.2 | 192 | 0 | 0 | 185 | 0 | 2.9 | 0 | -0.2 | 0.2 | -0.2 | 0.4 | 0 | 0 | 4.4 | 0 | -0.46 | 0 | -0.46 | 0 | 0.028 | 0 | 0.026 | 177 | 0 | 0 | 169 | 0 | 2.6 | 0 | -0.2 | 0.2 | -0.2 | 0.4 | 0 | 0 | 5.9 | 0 | -0.41 | 0 | -0.41 | 0 | 0.026 | 0 | 0.024 | PreCW-Front-ElecDHW-ElecDry | Appl-CW-Front-ElecDHW-ElecDry-Tier2AnyMFm2007CZ12DEER2017 | 0
42958.3843 | Appl-CW-Front-ElecDHW-ElecDry-Tier2 | MFm | 2007 | CZ13 | rDXGF | -1 | Household | 1 | 1073.2 | 193 | 0 | 0 | 185 | 0 | 3.4 | 0 | -0.2 | 0.3 | -0.2 | 0.5 | 0 | 0 | 4.2 | 0 | -0.48 | 0 | -0.48 | 0 | 0.027 | 0 | 0.026 | 178 | 0 | 0 | 169 | 0 | 3.1 | 0 | -0.1 | 0.3 | -0.2 | 0.5 | 0 | 0 | 5.6 | 0 | -0.44 | 0 | -0.43 | 0 | 0.025 | 0 | 0.024 | PreCW-Front-ElecDHW-ElecDry | Appl-CW-Front-ElecDHW-ElecDry-Tier2AnyMFm2007CZ13DEER2017 | 0
42958.3843 | Appl-CW-Front-ElecDHW-ElecDry-Tier2 | MFm | 2007 | CZ14 | rDXGF | -1 | Household | 1 | 1094.6 | 193 | 0 | 0 | 185 | 0 | 3.7 | 0 | -0.1 | 0.3 | -0.2 | 0.6 | 0 | 0 | 4.3 | 0 | -0.49 | 0 | -0.49 | 0 | 0.028 | 0 | 0.025 | 178 | 0 | 0 | 169 | 0 | 3.3 | 0 | -0.1 | 0.3 | -0.2 | 0.6 | 0 | 0 | 5.8 | 0 | -0.45 | 0 | -0.44 | 0 | 0.025 | 0 | 0.023 | PreCW-Front-ElecDHW-ElecDry | Appl-CW-Front-ElecDHW-ElecDry-Tier2AnyMFm2007CZ14DEER2017 | 0
42958.3843 | Appl-CW-Front-ElecDHW-ElecDry-Tier2 | MFm | 2007 | CZ15 | rDXGF | -1 | Household | 1 | 1094.6 | 193 | 0 | 0 | 185 | 0 | 4.3 | 0 | -0.1 | 0.5 | -0.1 | 0.6 | 0 | 0 | 3.5 | 0 | -0.22 | 0 | -0.23 | 0 | 0.028 | 0 | 0.026 | 178 | 0 | 0 | 169 | 0 | 3.9 | 0 | -0.1 | 0.4 | -0.1 | 0.6 | 0 | 0 | 4.7 | 0 | -0.2 | 0 | -0.2 | 0 | 0.026 | 0 | 0.024 | PreCW-Front-ElecDHW-ElecDry | Appl-CW-Front-ElecDHW-ElecDry-Tier2AnyMFm2007CZ15DEER2017 | 0
42958.3843 | Appl-CW-Front-ElecDHW-ElecDry-Tier2 | MFm | 2007 | CZ16 | rDXGF | -1 | Household | 1 | 998.7 | 192 | 0 | 0 | 185 | 0 | 2.2 | 0 | -0.2 | 0.1 | -0.3 | 0.4 | 0 | 0 | 4.9 | 0 | -0.64 | 0 | -0.64 | 0 | 0.028 | 0 | 0.026 | 177 | 0 | 0 | 169 | 0 | 2 | 0 | -0.2 | 0.1 | -0.3 | 0.4 | 0 | 0 | 6.6 | 0 | -0.58 | 0 | -0.58 | 0 | 0.026 | 0 | 0.024 | PreCW-Front-ElecDHW-ElecDry | Appl-CW-Front-ElecDHW-ElecDry-Tier2AnyMFm2007CZ16DEER2017 | 0
42958.3843 | Appl-CW-Front-ElecDHW-ElecDry-Tier2 | MFm | 2011 | CZ01 | rDXGF | -1 | Household | 1 | 998.7 | 189 | 0 | 0 | 185 | 0 | 0 | 0 | -0.4 | -0.5 | -0.5 | 0 | 0 | 0 | 4.9 | 0 | -0.82 | 0 | -0.81 | 0 | 0.026 | 0 | 0.026 | 175 | 0 | 0 | 169 | 0 | 0 | 0 | -0.4 | -0.4 | -0.5 | 0 | 0 | 0 | 6.6 | 0 | -0.73 | 0 | -0.73 | 0 | 0.024 | 0 | 0.024 | PreCW-Front-ElecDHW-ElecDry | Appl-CW-Front-ElecDHW-ElecDry-Tier2AnyMFm2011CZ01DEER2017 | 0
42958.3843 | Appl-CW-Front-ElecDHW-ElecDry-Tier2 | MFm | 2011 | CZ02 | rDXGF | -1 | Household | 1 | 1073.2 | 192 | 0 | 0 | 185 | 0 | 2 | 0 | -0.1 | 0.1 | -0.2 | 0.4 | 0 | 0 | 4.5 | 0 | -0.44 | 0 | -0.43 | 0 | 0.029 | 0 | 0.026 | 177 | 0 | 0 | 169 | 0 | 1.8 | 0 | -0.1 | 0.1 | -0.2 | 0.3 | 0 | 0 | 6.1 | 0 | -0.39 | 0 | -0.39 | 0 | 0.026 | 0 | 0.024 | PreCW-Front-ElecDHW-ElecDry | Appl-CW-Front-ElecDHW-ElecDry-Tier2AnyMFm2011CZ02DEER2017 | 0
42958.3843 | Appl-CW-Front-ElecDHW-ElecDry-Tier2 | MFm | 2011 | CZ03 | rDXGF | -1 | Household | 1 | 998.7 | 190 | 0 | 0 | 185 | 0 | 0.2 | 0 | -0.2 | -0.3 | -0.3 | 0 | 0 | 0 | 4.6 | 0 | -0.57 | 0 | -0.56 | 0 | 0.027 | 0 | 0.026 | 175 | 0 | 0 | 169 | 0 | 0.2 | 0 | -0.2 | -0.2 | -0.2 | 0 | 0 | 0 | 6.2 | 0 | -0.5 | 0 | -0.5 | 0 | 0.025 | 0 | 0.023 | PreCW-Front-ElecDHW-ElecDry | Appl-CW-Front-ElecDHW-ElecDry-Tier2AnyMFm2011CZ03DEER2017 | 0
42958.3843 | Appl-CW-Front-ElecDHW-ElecDry-Tier2 | MFm | 2011 | CZ04 | rDXGF | -1 | Household | 1 | 998.7 | 193 | 0 | 0 | 185 | 0 | 3.2 | 0 | -0.1 | 0.4 | -0.2 | 0.6 | 0 | 0 | 4.5 | 0 | -0.33 | 0 | -0.33 | 0 | 0.03 | 0 | 0.025 | 178 | 0 | 0 | 169 | 0 | 2.9 | 0 | -0.1 | 0.3 | -0.2 | 0.5 | 0 | 0 | 6 | 0 | -0.3 | 0 | -0.29 | 0 | 0.028 | 0 | 0.023 | PreCW-Front-ElecDHW-ElecDry | Appl-CW-Front-ElecDHW-ElecDry-Tier2AnyMFm2011CZ04DEER2017 | 0
42958.3843 | Appl-CW-Front-ElecDHW-ElecDry-Tier2 | MFm | 2011 | CZ05 | rDXGF | -1 | Household | 1 | 998.7 | 190 | 0 | 0 | 185 | 0 | 0.4 | 0 | -0.2 | -0.2 | -0.3 | 0 | 0 | 0 | 4.6 | 0 | -0.56 | 0 | -0.55 | 0 | 0.027 | 0 | 0.026 | 175 | 0 | 0 | 169 | 0 | 0.3 | 0 | -0.2 | -0.2 | -0.2 | 0 | 0 | 0 | 6.3 | 0 | -0.5 | 0 | -0.5 | 0 | 0.025 | 0 | 0.024 | PreCW-Front-ElecDHW-ElecDry | Appl-CW-Front-ElecDHW-ElecDry-Tier2AnyMFm2011CZ05DEER2017 | 0
42958.3843 | Appl-CW-Front-ElecDHW-ElecDry-Tier2 | MFm | 2011 | CZ06 | rDXGF | -1 | Household | 1 | 1206 | 191 | 0 | 0 | 185 | 0 | 1.9 | 0 | -0.2 | 0.2 | -0.2 | 0.3 | 0 | 0 | 4.3 | 0 | -0.45 | 0 | -0.45 | 0 | 0.028 | 0 | 0.026 | 177 | 0 | 0 | 169 | 0 | 1.7 | 0 | -0.1 | 0.1 | -0.1 | 0.3 | 0 | 0 | 5.8 | 0 | -0.41 | 0 | -0.4 | 0 | 0.026 | 0 | 0.024 | PreCW-Front-ElecDHW-ElecDry | Appl-CW-Front-ElecDHW-ElecDry-Tier2AnyMFm2011CZ06DEER2017 | 0
42958.3843 | Appl-CW-Front-ElecDHW-ElecDry-Tier2 | MFm | 2011 | CZ07 | rDXGF | -1 | Household | 1 | 1206 | 193 | 0 | 0 | 185 | 0 | 3.4 | 0 | -0.1 | 0.5 | -0.2 | 0.6 | 0 | 0 | 4.3 | 0 | -0.35 | 0 | -0.35 | 0 | 0.028 | 0 | 0.026 | 178 | 0 | 0 | 169 | 0 | 3.1 | 0 | -0.1 | 0.4 | -0.1 | 0.6 | 0 | 0 | 5.8 | 0 | -0.32 | 0 | -0.31 | 0 | 0.026 | 0 | 0.024 | PreCW-Front-ElecDHW-ElecDry | Appl-CW-Front-ElecDHW-ElecDry-Tier2AnyMFm2011CZ07DEER2017 | 0
42958.3843 | Appl-CW-Front-ElecDHW-ElecDry-Tier2 | MFm | 2011 | CZ08 | rDXGF | -1 | Household | 1 | 1206 | 193 | 0 | 0 | 185 | 0 | 3.6 | 0 | -0.1 | 0.4 | -0.1 | 0.6 | 0 | 0 | 4.3 | 0 | -0.31 | 0 | -0.3 | 0 | 0.028 | 0 | 0.025 | 178 | 0 | 0 | 169 | 0 | 3.2 | 0 | -0.1 | 0.4 | -0.1 | 0.6 | 0 | 0 | 5.7 | 0 | -0.27 | 0 | -0.27 | 0 | 0.026 | 0 | 0.023 | PreCW-Front-ElecDHW-ElecDry | Appl-CW-Front-ElecDHW-ElecDry-Tier2AnyMFm2011CZ08DEER2017 | 0
42958.3843 | Appl-CW-Front-ElecDHW-ElecDry-Tier2 | MFm | 2011 | CZ09 | rDXGF | -1 | Household | 1 | 1126.6 | 192 | 0 | 0 | 185 | 0 | 2.8 | 0 | -0.2 | 0.3 | -0.2 | 0.4 | 0 | 0 | 4.2 | 0 | -0.35 | 0 | -0.35 | 0 | 0.028 | 0 | 0.025 | 177 | 0 | 0 | 169 | 0 | 2.5 | 0 | -0.2 | 0.2 | -0.1 | 0.4 | 0 | 0 | 5.7 | 0 | -0.32 | 0 | -0.31 | 0 | 0.026 | 0 | 0.023 | PreCW-Front-ElecDHW-ElecDry | Appl-CW-Front-ElecDHW-ElecDry-Tier2AnyMFm2011CZ09DEER2017 | 0
42958.3843 | Appl-CW-Front-ElecDHW-ElecDry-Tier2 | MFm | 2011 | CZ10 | rDXGF | -1 | Household | 1 | 1073.2 | 192 | 0 | 0 | 185 | 0 | 2.8 | 0 | -0.1 | 0.2 | -0.1 | 0.4 | 0 | 0 | 4.2 | 0 | -0.3 | 0 | -0.3 | 0 | 0.028 | 0 | 0.026 | 177 | 0 | 0 | 169 | 0 | 2.5 | 0 | -0.1 | 0.2 | -0.1 | 0.4 | 0 | 0 | 5.6 | 0 | -0.27 | 0 | -0.27 | 0 | 0.026 | 0 | 0.024 | PreCW-Front-ElecDHW-ElecDry | Appl-CW-Front-ElecDHW-ElecDry-Tier2AnyMFm2011CZ10DEER2017 | 0
42958.3843 | Appl-CW-Front-ElecDHW-ElecDry-Tier2 | MFm | 2011 | CZ11 | rDXGF | -1 | Household | 1 | 1073.2 | 193 | 0 | 0 | 185 | 0 | 3.2 | 0 | -0.2 | 0.3 | -0.2 | 0.5 | 0 | 0 | 4.3 | 0 | -0.47 | 0 | -0.47 | 0 | 0.028 | 0 | 0.026 | 178 | 0 | 0 | 169 | 0 | 3.1 | 0 | -0.2 | 0.3 | -0.2 | 0.5 | 0 | 0 | 5.8 | 0 | -0.42 | 0 | -0.42 | 0 | 0.026 | 0 | 0.024 | PreCW-Front-ElecDHW-ElecDry | Appl-CW-Front-ElecDHW-ElecDry-Tier2AnyMFm2011CZ11DEER2017 | 0
42958.3843 | Appl-CW-Front-ElecDHW-ElecDry-Tier2 | MFm | 2011 | CZ12 | rDXGF | -1 | Household | 1 | 1073.2 | 192 | 0 | 0 | 185 | 0 | 2.9 | 0 | -0.2 | 0.2 | -0.2 | 0.5 | 0 | 0 | 4.4 | 0 | -0.43 | 0 | -0.42 | 0 | 0.028 | 0 | 0.026 | 178 | 0 | 0 | 169 | 0 | 2.7 | 0 | -0.2 | 0.2 | -0.2 | 0.5 | 0 | 0 | 5.9 | 0 | -0.38 | 0 | -0.38 | 0 | 0.025 | 0 | 0.023 | PreCW-Front-ElecDHW-ElecDry | Appl-CW-Front-ElecDHW-ElecDry-Tier2AnyMFm2011CZ12DEER2017 | 0
42958.3843 | Appl-CW-Front-ElecDHW-ElecDry-Tier2 | MFm | 2011 | CZ13 | rDXGF | -1 | Household | 1 | 1073.2 | 193 | 0 | 0 | 185 | 0 | 3.6 | 0 | -0.2 | 0.3 | -0.2 | 0.6 | 0 | 0 | 4.2 | 0 | -0.45 | 0 | -0.45 | 0 | 0.028 | 0 | 0.026 | 178 | 0 | 0 | 169 | 0 | 3.2 | 0 | -0.2 | 0.3 | -0.2 | 0.5 | 0 | 0 | 5.7 | 0 | -0.41 | 0 | -0.41 | 0 | 0.026 | 0 | 0.024 | PreCW-Front-ElecDHW-ElecDry | Appl-CW-Front-ElecDHW-ElecDry-Tier2AnyMFm2011CZ13DEER2017 | 0
42958.3843 | Appl-CW-Front-ElecDHW-ElecDry-Tier2 | MFm | 2011 | CZ14 | rDXGF | -1 | Household | 1 | 1094.6 | 193 | 0 | 0 | 185 | 0 | 3.6 | 0 | -0.2 | 0.4 | -0.2 | 0.6 | 0 | 0 | 4.3 | 0 | -0.46 | 0 | -0.47 | 0 | 0.028 | 0 | 0.026 | 178 | 0 | 0 | 169 | 0 | 3.3 | 0 | -0.2 | 0.4 | -0.2 | 0.6 | 0 | 0 | 5.7 | 0 | -0.42 | 0 | -0.42 | 0 | 0.025 | 0 | 0.024 | PreCW-Front-ElecDHW-ElecDry | Appl-CW-Front-ElecDHW-ElecDry-Tier2AnyMFm2011CZ14DEER2017 | 0
42958.3843 | Appl-CW-Front-ElecDHW-ElecDry-Tier2 | MFm | 2011 | CZ15 | rDXGF | -1 | Household | 1 | 1094.6 | 193 | 0 | 0 | 185 | 0 | 4.4 | 0 | 0 | 0.5 | -0.1 | 0.6 | 0 | 0 | 3.6 | 0 | -0.21 | 0 | -0.2 | 0 | 0.028 | 0 | 0.026 | 178 | 0 | 0 | 169 | 0 | 3.9 | 0 | 0 | 0.5 | -0.1 | 0.6 | 0 | 0 | 4.8 | 0 | -0.19 | 0 | -0.18 | 0 | 0.025 | 0 | 0.024 | PreCW-Front-ElecDHW-ElecDry | Appl-CW-Front-ElecDHW-ElecDry-Tier2AnyMFm2011CZ15DEER2017 | 0
42958.3843 | Appl-CW-Front-ElecDHW-ElecDry-Tier2 | MFm | 2011 | CZ16 | rDXGF | -1 | Household | 1 | 998.7 | 192 | 0 | 0 | 185 | 0 | 2.3 | 0 | -0.2 | 0.1 | -0.3 | 0.4 | 0 | 0 | 5 | 0 | -0.63 | 0 | -0.63 | 0 | 0.028 | 0 | 0.026 | 177 | 0 | 0 | 169 | 0 | 2 | 0 | -0.2 | 0.1 | -0.3 | 0.4 | 0 | 0 | 6.7 | 0 | -0.56 | 0 | -0.56 | 0 | 0.025 | 0 | 0.024 | PreCW-Front-ElecDHW-ElecDry | Appl-CW-Front-ElecDHW-ElecDry-Tier2AnyMFm2011CZ16DEER2017 | 0
42958.3843 | Appl-CW-Front-ElecDHW-ElecDry-Tier2 | MFm | 2015 | CZ01 | rDXGF | -1 | Household | 1 | 998.7 | 189 | 0 | 0 | 185 | 0 | 0 | 0 | -0.3 | -0.3 | -0.4 | 0 | 0 | 0 | 4.9 | 0 | -0.73 | 0 | -0.72 | 0 | 0.026 | 0 | 0.025 | 175 | 0 | 0 | 169 | 0 | 0 | 0 | -0.2 | -0.3 | -0.3 | 0 | 0 | 0 | 6.6 | 0 | -0.63 | 0 | -0.62 | 0 | 0.024 | 0 | 0.023 | PreCW-Front-ElecDHW-ElecDry | Appl-CW-Front-ElecDHW-ElecDry-Tier2AnyMFm2015CZ01DEER2017 | 0
42958.3843 | Appl-CW-Front-ElecDHW-ElecDry-Tier2 | MFm | 2015 | CZ02 | rDXGF | -1 | Household | 1 | 1073.2 | 191 | 0 | 0 | 185 | 0 | 1.4 | 0 | -0.2 | 0 | -0.3 | 0.3 | 0 | 0 | 4.5 | 0 | -0.54 | 0 | -0.54 | 0 | 0.028 | 0 | 0.026 | 176 | 0 | 0 | 169 | 0 | 1.2 | 0 | -0.2 | 0 | -0.3 | 0.2 | 0 | 0 | 6.1 | 0 | -0.49 | 0 | -0.49 | 0 | 0.026 | 0 | 0.024 | PreCW-Front-ElecDHW-ElecDry | Appl-CW-Front-ElecDHW-ElecDry-Tier2AnyMFm2015CZ02DEER2017 | 0
42958.3843 | Appl-CW-Front-ElecDHW-ElecDry-Tier2 | MFm | 2015 | CZ03 | rDXGF | -1 | Household | 1 | 998.7 | 190 | 0 | 0 | 185 | 0 | 0.4 | 0 | -0.2 | -0.1 | -0.1 | 0 | 0 | 0 | 4.6 | 0 | -0.45 | 0 | -0.46 | 0 | 0.027 | 0 | 0.025 | 175 | 0 | 0 | 169 | 0 | 0.3 | 0 | -0.1 | -0.1 | -0.1 | 0 | 0 | 0 | 6.2 | 0 | -0.4 | 0 | -0.4 | 0 | 0.025 | 0 | 0.023 | PreCW-Front-ElecDHW-ElecDry | Appl-CW-Front-ElecDHW-ElecDry-Tier2AnyMFm2015CZ03DEER2017 | 0
42958.3843 | Appl-CW-Front-ElecDHW-ElecDry-Tier2 | MFm | 2015 | CZ04 | rDXGF | -1 | Household | 1 | 998.7 | 192 | 0 | 0 | 185 | 0 | 2.3 | 0 | -0.1 | 0.3 | -0.1 | 0.4 | 0 | 0 | 4.4 | 0 | -0.36 | 0 | -0.35 | 0 | 0.028 | 0 | 0.025 | 177 | 0 | 0 | 169 | 0 | 2.1 | 0 | -0.1 | 0.2 | -0.1 | 0.4 | 0 | 0 | 5.9 | 0 | -0.32 | 0 | -0.32 | 0 | 0.026 | 0 | 0.023 | PreCW-Front-ElecDHW-ElecDry | Appl-CW-Front-ElecDHW-ElecDry-Tier2AnyMFm2015CZ04DEER2017 | 0
42958.3843 | Appl-CW-Front-ElecDHW-ElecDry-Tier2 | MFm | 2015 | CZ05 | rDXGF | -1 | Household | 1 | 998.7 | 191 | 0 | 0 | 185 | 0 | 0.7 | 0 | -0.1 | 0 | -0.1 | 0.1 | 0 | 0 | 4.6 | 0 | -0.38 | 0 | -0.39 | 0 | 0.027 | 0 | 0.025 | 176 | 0 | 0 | 169 | 0 | 0.6 | 0 | -0.1 | 0 | -0.1 | 0.1 | 0 | 0 | 6.2 | 0 | -0.34 | 0 | -0.35 | 0 | 0.025 | 0 | 0.023 | PreCW-Front-ElecDHW-ElecDry | Appl-CW-Front-ElecDHW-ElecDry-Tier2AnyMFm2015CZ05DEER2017 | 0
42958.3843 | Appl-CW-Front-ElecDHW-ElecDry-Tier2 | MFm | 2015 | CZ06 | rDXGF | -1 | Household | 1 | 1206 | 191 | 0 | 0 | 185 | 0 | 1.7 | 0 | -0.1 | 0.1 | -0.1 | 0.3 | 0 | 0 | 4.3 | 0 | -0.45 | 0 | -0.45 | 0 | 0.028 | 0 | 0.026 | 176 | 0 | 0 | 169 | 0 | 1.6 | 0 | -0.1 | 0.1 | -0.1 | 0.2 | 0 | 0 | 5.8 | 0 | -0.4 | 0 | -0.4 | 0 | 0.026 | 0 | 0.024 | PreCW-Front-ElecDHW-ElecDry | Appl-CW-Front-ElecDHW-ElecDry-Tier2AnyMFm2015CZ06DEER2017 | 0
42958.3843 | Appl-CW-Front-ElecDHW-ElecDry-Tier2 | MFm | 2015 | CZ07 | rDXGF | -1 | Household | 1 | 1206 | 192 | 0 | 0 | 185 | 0 | 2.9 | 0 | -0.1 | 0.4 | -0.2 | 0.4 | 0 | 0 | 4.3 | 0 | -0.36 | 0 | -0.37 | 0 | 0.027 | 0 | 0.025 | 178 | 0 | 0 | 169 | 0 | 2.6 | 0 | -0.1 | 0.3 | -0.2 | 0.4 | 0 | 0 | 5.8 | 0 | -0.32 | 0 | -0.33 | 0 | 0.025 | 0 | 0.023 | PreCW-Front-ElecDHW-ElecDry | Appl-CW-Front-ElecDHW-ElecDry-Tier2AnyMFm2015CZ07DEER2017 | 0
42958.3843 | Appl-CW-Front-ElecDHW-ElecDry-Tier2 | MFm | 2015 | CZ08 | rDXGF | -1 | Household | 1 | 1206 | 194 | 0 | 0 | 185 | 0 | 4.1 | 0 | -0.1 | 0.6 | -0.1 | 0.7 | 0 | 0 | 4.2 | 0 | -0.28 | 0 | -0.28 | 0 | 0.03 | 0 | 0.025 | 179 | 0 | 0 | 169 | 0 | 3.8 | 0 | -0.1 | 0.5 | -0.1 | 0.6 | 0 | 0 | 5.7 | 0 | -0.25 | 0 | -0.24 | 0 | 0.028 | 0 | 0.023 | PreCW-Front-ElecDHW-ElecDry | Appl-CW-Front-ElecDHW-ElecDry-Tier2AnyMFm2015CZ08DEER2017 | 0
42958.3843 | Appl-CW-Front-ElecDHW-ElecDry-Tier2 | MFm | 2015 | CZ09 | rDXGF | -1 | Household | 1 | 1126.6 | 192 | 0 | 0 | 185 | 0 | 2.8 | 0 | -0.1 | 0.3 | -0.2 | 0.5 | 0 | 0 | 4.2 | 0 | -0.35 | 0 | -0.34 | 0 | 0.028 | 0 | 0.025 | 177 | 0 | 0 | 169 | 0 | 2.6 | 0 | -0.1 | 0.3 | -0.2 | 0.5 | 0 | 0 | 5.6 | 0 | -0.31 | 0 | -0.31 | 0 | 0.026 | 0 | 0.023 | PreCW-Front-ElecDHW-ElecDry | Appl-CW-Front-ElecDHW-ElecDry-Tier2AnyMFm2015CZ09DEER2017 | 0
42958.3843 | Appl-CW-Front-ElecDHW-ElecDry-Tier2 | MFm | 2015 | CZ10 | rDXGF | -1 | Household | 1 | 1073.2 | 193 | 0 | 0 | 185 | 0 | 3.5 | 0 | -0.1 | 0.4 | -0.1 | 0.5 | 0 | 0 | 4.2 | 0 | -0.26 | 0 | -0.26 | 0 | 0.03 | 0 | 0.025 | 178 | 0 | 0 | 169 | 0 | 3.1 | 0 | -0.1 | 0.4 | -0.1 | 0.5 | 0 | 0 | 5.6 | 0 | -0.24 | 0 | -0.23 | 0 | 0.027 | 0 | 0.023 | PreCW-Front-ElecDHW-ElecDry | Appl-CW-Front-ElecDHW-ElecDry-Tier2AnyMFm2015CZ10DEER2017 | 0
42958.3843 | Appl-CW-Front-ElecDHW-ElecDry-Tier2 | MFm | 2015 | CZ11 | rDXGF | -1 | Household | 1 | 1073.2 | 192 | 0 | 0 | 185 | 0 | 3 | 0 | -0.2 | 0.2 | -0.2 | 0.4 | 0 | 0 | 4.2 | 0 | -0.47 | 0 | -0.47 | 0 | 0.027 | 0 | 0.025 | 177 | 0 | 0 | 169 | 0 | 2.8 | 0 | -0.2 | 0.2 | -0.2 | 0.4 | 0 | 0 | 5.7 | 0 | -0.42 | 0 | -0.42 | 0 | 0.025 | 0 | 0.023 | PreCW-Front-ElecDHW-ElecDry | Appl-CW-Front-ElecDHW-ElecDry-Tier2AnyMFm2015CZ11DEER2017 | 0
42958.3843 | Appl-CW-Front-ElecDHW-ElecDry-Tier2 | MFm | 2015 | CZ12 | rDXGF | -1 | Household | 1 | 1073.2 | 192 | 0 | 0 | 185 | 0 | 2.5 | 0 | -0.2 | 0.2 | -0.1 | 0.4 | 0 | 0 | 4.4 | 0 | -0.43 | 0 | -0.43 | 0 | 0.028 | 0 | 0.026 | 177 | 0 | 0 | 169 | 0 | 2.2 | 0 | -0.1 | 0.1 | -0.1 | 0.4 | 0 | 0 | 5.9 | 0 | -0.39 | 0 | -0.39 | 0 | 0.025 | 0 | 0.024 | PreCW-Front-ElecDHW-ElecDry | Appl-CW-Front-ElecDHW-ElecDry-Tier2AnyMFm2015CZ12DEER2017 | 0
42958.3843 | Appl-CW-Front-ElecDHW-ElecDry-Tier2 | MFm | 2015 | CZ13 | rDXGF | -1 | Household | 1 | 1073.2 | 193 | 0 | 0 | 185 | 0 | 3.1 | 0 | -0.2 | 0.3 | -0.2 | 0.5 | 0 | 0 | 4.2 | 0 | -0.44 | 0 | -0.44 | 0 | 0.028 | 0 | 0.025 | 177 | 0 | 0 | 169 | 0 | 2.8 | 0 | -0.2 | 0.2 | -0.2 | 0.4 | 0 | 0 | 5.6 | 0 | -0.39 | 0 | -0.39 | 0 | 0.025 | 0 | 0.023 | PreCW-Front-ElecDHW-ElecDry | Appl-CW-Front-ElecDHW-ElecDry-Tier2AnyMFm2015CZ13DEER2017 | 0
42958.3843 | Appl-CW-Front-ElecDHW-ElecDry-Tier2 | MFm | 2015 | CZ14 | rDXGF | -1 | Household | 1 | 1094.6 | 193 | 0 | 0 | 185 | 0 | 3.8 | 0 | -0.1 | 0.4 | -0.2 | 0.5 | 0 | 0 | 4.3 | 0 | -0.47 | 0 | -0.47 | 0 | 0.028 | 0 | 0.025 | 178 | 0 | 0 | 169 | 0 | 3.5 | 0 | -0.1 | 0.4 | -0.1 | 0.5 | 0 | 0 | 5.7 | 0 | -0.42 | 0 | -0.42 | 0 | 0.025 | 0 | 0.023 | PreCW-Front-ElecDHW-ElecDry | Appl-CW-Front-ElecDHW-ElecDry-Tier2AnyMFm2015CZ14DEER2017 | 0
42958.3843 | Appl-CW-Front-ElecDHW-ElecDry-Tier2 | MFm | 2015 | CZ15 | rDXGF | -1 | Household | 1 | 1094.6 | 193 | 0 | 0 | 185 | 0 | 4.1 | 0 | 0 | 0.4 | -0.1 | 0.6 | 0 | 0 | 3.5 | 0 | -0.2 | 0 | -0.21 | 0 | 0.028 | 0 | 0.025 | 178 | 0 | 0 | 169 | 0 | 3.7 | 0 | 0 | 0.4 | -0.1 | 0.5 | 0 | 0 | 4.7 | 0 | -0.18 | 0 | -0.19 | 0 | 0.025 | 0 | 0.023 | PreCW-Front-ElecDHW-ElecDry | Appl-CW-Front-ElecDHW-ElecDry-Tier2AnyMFm2015CZ15DEER2017 | 0
42958.3843 | Appl-CW-Front-ElecDHW-ElecDry-Tier2 | MFm | 2015 | CZ16 | rDXGF | -1 | Household | 1 | 998.7 | 192 | 0 | 0 | 185 | 0 | 2 | 0 | -0.2 | 0.1 | -0.3 | 0.3 | 0 | 0 | 5 | 0 | -0.67 | 0 | -0.68 | 0 | 0.028 | 0 | 0.026 | 177 | 0 | 0 | 169 | 0 | 1.9 | 0 | -0.2 | 0.1 | -0.2 | 0.3 | 0 | 0 | 6.7 | 0 | -0.6 | 0 | -0.61 | 0 | 0.025 | 0 | 0.024 | PreCW-Front-ElecDHW-ElecDry | Appl-CW-Front-ElecDHW-ElecDry-Tier2AnyMFm2015CZ16DEER2017 | 0
42958.3843 | Appl-CW-Front-ElecDHW-ElecDry-Tier2 | MFm | 2017 | CZ01 | rDXGF | -1 | Household | 1 | 998.7 | 190 | 0 | 0 | 185 | 0 | 0.1 | 0 | -0.3 | -0.2 | -0.3 | 0 | 0 | 0 | 4.9 | 0 | -0.64 | 0 | -0.64 | 0 | 0.026 | 0 | 0.026 | 175 | 0 | 0 | 169 | 0 | 0.1 | 0 | -0.3 | -0.2 | -0.3 | 0 | 0 | 0 | 6.6 | 0 | -0.57 | 0 | -0.57 | 0 | 0.024 | 0 | 0.023 | PreCW-Front-ElecDHW-ElecDry | Appl-CW-Front-ElecDHW-ElecDry-Tier2AnyMFm2017CZ01DEER2017 | 0
42958.3843 | Appl-CW-Front-ElecDHW-ElecDry-Tier2 | MFm | 2017 | CZ02 | rDXGF | -1 | Household | 1 | 1073.2 | 192 | 0 | 0 | 185 | 0 | 2.1 | 0 | -0.1 | 0.2 | -0.1 | 0.3 | 0 | 0 | 4.6 | 0 | -0.34 | 0 | -0.34 | 0 | 0.029 | 0 | 0.026 | 176 | 0 | 0 | 169 | 0 | 1 | 0 | -0.2 | -0.1 | -0.2 | 0.1 | 0 | 0 | 6.2 | 0 | -0.48 | 0 | -0.48 | 0 | 0.026 | 0 | 0.024 | PreCW-Front-ElecDHW-ElecDry | Appl-CW-Front-ElecDHW-ElecDry-Tier2AnyMFm2017CZ02DEER2017 | 0
42958.3843 | Appl-CW-Front-ElecDHW-ElecDry-Tier2 | MFm | 2017 | CZ03 | rDXGF | -1 | Household | 1 | 998.7 | 190 | 0 | 0 | 185 | 0 | 0.2 | 0 | -0.3 | -0.3 | -0.2 | 0.1 | 0 | 0 | 4.5 | 0 | -0.64 | 0 | -0.64 | 0 | 0.027 | 0 | 0.025 | 175 | 0 | 0 | 169 | 0 | 0.3 | 0 | -0.2 | -0.1 | -0.1 | 0.1 | 0 | 0 | 6.1 | 0 | -0.43 | 0 | -0.43 | 0 | 0.025 | 0 | 0.023 | PreCW-Front-ElecDHW-ElecDry | Appl-CW-Front-ElecDHW-ElecDry-Tier2AnyMFm2017CZ03DEER2017 | 0
42958.3843 | Appl-CW-Front-ElecDHW-ElecDry-Tier2 | MFm | 2017 | CZ04 | rDXGF | -1 | Household | 1 | 998.7 | 192 | 0 | 0 | 185 | 0 | 2 | 0 | -0.1 | 0.2 | -0.1 | 0.3 | 0 | 0 | 4.5 | 0 | -0.32 | 0 | -0.31 | 0 | 0.027 | 0 | 0.025 | 177 | 0 | 0 | 169 | 0 | 1.9 | 0 | -0.1 | 0.2 | -0.1 | 0.3 | 0 | 0 | 6 | 0 | -0.28 | 0 | -0.28 | 0 | 0.025 | 0 | 0.023 | PreCW-Front-ElecDHW-ElecDry | Appl-CW-Front-ElecDHW-ElecDry-Tier2AnyMFm2017CZ04DEER2017 | 0
42958.3843 | Appl-CW-Front-ElecDHW-ElecDry-Tier2 | MFm | 2017 | CZ05 | rDXGF | -1 | Household | 1 | 998.7 | 191 | 0 | 0 | 185 | 0 | 0.8 | 0 | -0.1 | 0 | -0.2 | 0.2 | 0 | 0 | 4.6 | 0 | -0.35 | 0 | -0.36 | 0 | 0.027 | 0 | 0.026 | 176 | 0 | 0 | 169 | 0 | 0.6 | 0 | -0.1 | 0 | -0.2 | 0.2 | 0 | 0 | 6.2 | 0 | -0.33 | 0 | -0.34 | 0 | 0.025 | 0 | 0.023 | PreCW-Front-ElecDHW-ElecDry | Appl-CW-Front-ElecDHW-ElecDry-Tier2AnyMFm2017CZ05DEER2017 | 0
42958.3843 | Appl-CW-Front-ElecDHW-ElecDry-Tier2 | MFm | 2017 | CZ06 | rDXGF | -1 | Household | 1 | 1206 | 191 | 0 | 0 | 185 | 0 | 1.7 | 0 | -0.1 | 0.1 | -0.2 | 0.3 | 0 | 0 | 4.3 | 0 | -0.43 | 0 | -0.44 | 0 | 0.028 | 0 | 0.026 | 176 | 0 | 0 | 169 | 0 | 1.4 | 0 | -0.1 | 0.1 | -0.2 | 0.2 | 0 | 0 | 5.8 | 0 | -0.4 | 0 | -0.41 | 0 | 0.026 | 0 | 0.024 | PreCW-Front-ElecDHW-ElecDry | Appl-CW-Front-ElecDHW-ElecDry-Tier2AnyMFm2017CZ06DEER2017 | 0
42958.3843 | Appl-CW-Front-ElecDHW-ElecDry-Tier2 | MFm | 2017 | CZ07 | rDXGF | -1 | Household | 1 | 1206 | 193 | 0 | 0 | 185 | 0 | 3.1 | 0 | -0.1 | 0.4 | -0.1 | 0.5 | 0 | 0 | 4.3 | 0 | -0.36 | 0 | -0.36 | 0 | 0.028 | 0 | 0.026 | 178 | 0 | 0 | 169 | 0 | 2.8 | 0 | -0.1 | 0.4 | -0.1 | 0.5 | 0 | 0 | 5.8 | 0 | -0.32 | 0 | -0.32 | 0 | 0.026 | 0 | 0.024 | PreCW-Front-ElecDHW-ElecDry | Appl-CW-Front-ElecDHW-ElecDry-Tier2AnyMFm2017CZ07DEER2017 | 0
42958.3843 | Appl-CW-Front-ElecDHW-ElecDry-Tier2 | MFm | 2017 | CZ08 | rDXGF | -1 | Household | 1 | 1206 | 192 | 0 | 0 | 185 | 0 | 2.8 | 0 | -0.1 | 0.4 | -0.2 | 0.4 | 0 | 0 | 4.2 | 0 | -0.29 | 0 | -0.29 | 0 | 0.027 | 0 | 0.025 | 177 | 0 | 0 | 169 | 0 | 2.6 | 0 | -0.1 | 0.3 | -0.1 | 0.4 | 0 | 0 | 5.7 | 0 | -0.26 | 0 | -0.26 | 0 | 0.025 | 0 | 0.023 | PreCW-Front-ElecDHW-ElecDry | Appl-CW-Front-ElecDHW-ElecDry-Tier2AnyMFm2017CZ08DEER2017 | 0
42958.3843 | Appl-CW-Front-ElecDHW-ElecDry-Tier2 | MFm | 2017 | CZ09 | rDXGF | -1 | Household | 1 | 1126.6 | 192 | 0 | 0 | 185 | 0 | 2.4 | 0 | -0.2 | 0.2 | -0.1 | 0.4 | 0 | 0 | 4.2 | 0 | -0.34 | 0 | -0.34 | 0 | 0.028 | 0 | 0.025 | 177 | 0 | 0 | 169 | 0 | 2.1 | 0 | -0.1 | 0.2 | -0.1 | 0.3 | 0 | 0 | 5.7 | 0 | -0.31 | 0 | -0.31 | 0 | 0.026 | 0 | 0.023 | PreCW-Front-ElecDHW-ElecDry | Appl-CW-Front-ElecDHW-ElecDry-Tier2AnyMFm2017CZ09DEER2017 | 0
42958.3843 | Appl-CW-Front-ElecDHW-ElecDry-Tier2 | MFm | 2017 | CZ10 | rDXGF | -1 | Household | 1 | 1073.2 | 192 | 0 | 0 | 185 | 0 | 2.7 | 0 | -0.1 | 0.3 | -0.1 | 0.4 | 0 | 0 | 4.1 | 0 | -0.27 | 0 | -0.27 | 0 | 0.028 | 0 | 0.026 | 177 | 0 | 0 | 169 | 0 | 2.4 | 0 | -0.1 | 0.2 | -0.1 | 0.4 | 0 | 0 | 5.6 | 0 | -0.24 | 0 | -0.24 | 0 | 0.026 | 0 | 0.024 | PreCW-Front-ElecDHW-ElecDry | Appl-CW-Front-ElecDHW-ElecDry-Tier2AnyMFm2017CZ10DEER2017 | 0
42958.3843 | Appl-CW-Front-ElecDHW-ElecDry-Tier2 | MFm | 2017 | CZ11 | rDXGF | -1 | Household | 1 | 1073.2 | 193 | 0 | 0 | 185 | 0 | 3.9 | 0 | -0.1 | 0.4 | -0.1 | 0.6 | 0 | 0 | 4.3 | 0 | -0.42 | 0 | -0.41 | 0 | 0.028 | 0 | 0.026 | 178 | 0 | 0 | 169 | 0 | 3.3 | 0 | -0.1 | 0.3 | -0.1 | 0.5 | 0 | 0 | 5.7 | 0 | -0.38 | 0 | -0.38 | 0 | 0.026 | 0 | 0.024 | PreCW-Front-ElecDHW-ElecDry | Appl-CW-Front-ElecDHW-ElecDry-Tier2AnyMFm2017CZ11DEER2017 | 0
42958.3843 | Appl-CW-Front-ElecDHW-ElecDry-Tier2 | MFm | 2017 | CZ12 | rDXGF | -1 | Household | 1 | 1073.2 | 193 | 0 | 0 | 185 | 0 | 2.9 | 0 | -0.1 | 0.3 | -0.2 | 0.5 | 0 | 0 | 4.4 | 0 | -0.39 | 0 | -0.39 | 0 | 0.029 | 0 | 0.026 | 178 | 0 | 0 | 169 | 0 | 2.6 | 0 | -0.1 | 0.3 | -0.2 | 0.4 | 0 | 0 | 5.9 | 0 | -0.35 | 0 | -0.35 | 0 | 0.026 | 0 | 0.023 | PreCW-Front-ElecDHW-ElecDry | Appl-CW-Front-ElecDHW-ElecDry-Tier2AnyMFm2017CZ12DEER2017 | 0
42958.3843 | Appl-CW-Front-ElecDHW-ElecDry-Tier2 | MFm | 2017 | CZ13 | rDXGF | -1 | Household | 1 | 1073.2 | 193 | 0 | 0 | 185 | 0 | 3.7 | 0 | -0.1 | 0.4 | -0.2 | 0.6 | 0 | 0 | 4.2 | 0 | -0.41 | 0 | -0.41 | 0 | 0.028 | 0 | 0.026 | 178 | 0 | 0 | 169 | 0 | 3.4 | 0 | -0.1 | 0.4 | -0.2 | 0.6 | 0 | 0 | 5.7 | 0 | -0.37 | 0 | -0.37 | 0 | 0.026 | 0 | 0.024 | PreCW-Front-ElecDHW-ElecDry | Appl-CW-Front-ElecDHW-ElecDry-Tier2AnyMFm2017CZ13DEER2017 | 0
42958.3843 | Appl-CW-Front-ElecDHW-ElecDry-Tier2 | MFm | 2017 | CZ14 | rDXGF | -1 | Household | 1 | 1094.6 | 193 | 0 | 0 | 185 | 0 | 3.4 | 0 | -0.2 | 0.3 | -0.2 | 0.5 | 0 | 0 | 4.3 | 0 | -0.48 | 0 | -0.47 | 0 | 0.028 | 0 | 0.026 | 178 | 0 | 0 | 169 | 0 | 3.1 | 0 | -0.1 | 0.3 | -0.2 | 0.4 | 0 | 0 | 5.7 | 0 | -0.43 | 0 | -0.42 | 0 | 0.026 | 0 | 0.024 | PreCW-Front-ElecDHW-ElecDry | Appl-CW-Front-ElecDHW-ElecDry-Tier2AnyMFm2017CZ14DEER2017 | 0
42958.3843 | Appl-CW-Front-ElecDHW-ElecDry-Tier2 | MFm | 2017 | CZ15 | rDXGF | -1 | Household | 1 | 1094.6 | 193 | 0 | 0 | 185 | 0 | 4.1 | 0 | -0.1 | 0.5 | 0 | 0.5 | 0 | 0 | 3.6 | 0 | -0.2 | 0 | -0.21 | 0 | 0.027 | 0 | 0.026 | 178 | 0 | 0 | 169 | 0 | 3.7 | 0 | -0.1 | 0.5 | 0 | 0.5 | 0 | 0 | 4.8 | 0 | -0.18 | 0 | -0.19 | 0 | 0.025 | 0 | 0.024 | PreCW-Front-ElecDHW-ElecDry | Appl-CW-Front-ElecDHW-ElecDry-Tier2AnyMFm2017CZ15DEER2017 | 0
42958.3843 | Appl-CW-Front-ElecDHW-ElecDry-Tier2 | MFm | 2017 | CZ16 | rDXGF | -1 | Household | 1 | 998.7 | 192 | 0 | 0 | 185 | 0 | 2 | 0 | -0.3 | 0 | -0.3 | 0.3 | 0 | 0 | 4.9 | 0 | -0.66 | 0 | -0.66 | 0 | 0.028 | 0 | 0.026 | 177 | 0 | 0 | 169 | 0 | 1.8 | 0 | -0.3 | 0 | -0.3 | 0.3 | 0 | 0 | 6.6 | 0 | -0.6 | 0 | -0.59 | 0 | 0.026 | 0 | 0.024 | PreCW-Front-ElecDHW-ElecDry | Appl-CW-Front-ElecDHW-ElecDry-Tier2AnyMFm2017CZ16DEER2017 | 0
42958.3843 | Appl-CW-Front-ElecDHW-ElecDry-Tier2 | SFm | 1975 | CZ01 | rDXGF | -1 | Household | 1 | 1591 | 234 | 0 | 0 | 229 | 0 | 0 | 0 | -0.3 | -0.7 | -0.7 | 0 | 0 | 0 | 6.1 | 0 | -1.24 | 0 | -1.25 | 0 | 0.032 | 0 | 0.031 | 217 | 0 | 0 | 209 | 0 | 0 | 0 | -0.3 | -0.6 | -0.6 | 0 | 0 | 0 | 8.2 | 0 | -1.11 | 0 | -1.12 | 0 | 0.03 | 0 | 0.029 | PreCW-Front-ElecDHW-ElecDry | Appl-CW-Front-ElecDHW-ElecDry-Tier2AnySFm1975CZ01DEER2017 | 0
42958.3843 | Appl-CW-Front-ElecDHW-ElecDry-Tier2 | SFm | 1975 | CZ02 | rDXGF | -1 | Household | 1 | 1591 | 236 | 0 | 0 | 229 | 0 | 2 | 0 | -0.1 | -0.4 | -0.6 | 0.2 | 0 | 0 | 5.7 | 0 | -1.16 | 0 | -1.15 | 0 | 0.04 | 0 | 0.031 | 218 | 0 | 0 | 209 | 0 | 1.8 | 0 | -0.1 | -0.3 | -0.5 | 0.2 | 0 | 0 | 7.7 | 0 | -1.04 | 0 | -1.04 | 0 | 0.037 | 0 | 0.029 | PreCW-Front-ElecDHW-ElecDry | Appl-CW-Front-ElecDHW-ElecDry-Tier2AnySFm1975CZ02DEER2017 | 0
42958.3843 | Appl-CW-Front-ElecDHW-ElecDry-Tier2 | SFm | 1975 | CZ03 | rDXGF | -1 | Household | 1 | 1591 | 235 | 0 | 0 | 229 | 0 | 0.9 | 0 | -0.2 | -0.4 | -0.6 | 0.1 | 0 | 0 | 5.7 | 0 | -1.11 | 0 | -1.11 | 0 | 0.039 | 0 | 0.032 | 217 | 0 | 0 | 209 | 0 | 1 | 0 | -0.1 | -0.4 | -0.5 | 0.1 | 0 | 0 | 7.7 | 0 | -1 | 0 | -0.99 | 0 | 0.036 | 0 | 0.029 | PreCW-Front-ElecDHW-ElecDry | Appl-CW-Front-ElecDHW-ElecDry-Tier2AnySFm1975CZ03DEER2017 | 0
42958.3843 | Appl-CW-Front-ElecDHW-ElecDry-Tier2 | SFm | 1975 | CZ04 | rDXGF | -1 | Household | 1 | 1591 | 238 | 0 | 0 | 229 | 0 | 3.1 | 0 | -0.2 | -0.1 | -0.5 | 0.5 | 0 | 0 | 5.5 | 0 | -0.95 | 0 | -0.94 | 0 | 0.039 | 0 | 0.032 | 219 | 0 | 0 | 209 | 0 | 2.8 | 0 | -0.1 | -0.1 | -0.4 | 0.4 | 0 | 0 | 7.4 | 0 | -0.86 | 0 | -0.86 | 0 | 0.035 | 0 | 0.029 | PreCW-Front-ElecDHW-ElecDry | Appl-CW-Front-ElecDHW-ElecDry-Tier2AnySFm1975CZ04DEER2017 | 0
42958.3843 | Appl-CW-Front-ElecDHW-ElecDry-Tier2 | SFm | 1975 | CZ05 | rDXGF | -1 | Household | 1 | 1591 | 235 | 0 | 0 | 229 | 0 | 0.8 | 0 | -0.1 | -0.6 | -0.7 | 0.1 | 0 | 0 | 5.8 | 0 | -1.31 | 0 | -1.31 | 0 | 0.038 | 0 | 0.031 | 217 | 0 | 0 | 209 | 0 | 0.7 | 0 | -0.1 | -0.6 | -0.6 | 0.1 | 0 | 0 | 7.8 | 0 | -1.18 | 0 | -1.17 | 0 | 0.035 | 0 | 0.028 | PreCW-Front-ElecDHW-ElecDry | Appl-CW-Front-ElecDHW-ElecDry-Tier2AnySFm1975CZ05DEER2017 | 0
42958.3843 | Appl-CW-Front-ElecDHW-ElecDry-Tier2 | SFm | 1975 | CZ06 | rDXGF | -1 | Household | 1 | 1528 | 239 | 0 | 0 | 229 | 0 | 4 | 0 | -0.1 | 0.2 | -0.3 | 0.5 | 0 | 0 | 5.4 | 0 | -0.71 | 0 | -0.71 | 0 | 0.036 | 0 | 0.032 | 220 | 0 | 0 | 209 | 0 | 3.7 | 0 | -0.1 | 0.2 | -0.3 | 0.5 | 0 | 0 | 7.2 | 0 | -0.65 | 0 | -0.64 | 0 | 0.034 | 0 | 0.029 | PreCW-Front-ElecDHW-ElecDry | Appl-CW-Front-ElecDHW-ElecDry-Tier2AnySFm1975CZ06DEER2017 | 0
42958.3843 | Appl-CW-Front-ElecDHW-ElecDry-Tier2 | SFm | 1975 | CZ07 | rDXGF | -1 | Household | 1 | 1528 | 238 | 0 | 0 | 229 | 0 | 3.2 | 0 | -0.1 | 0.1 | -0.3 | 0.4 | 0 | 0 | 5.3 | 0 | -0.76 | 0 | -0.76 | 0 | 0.036 | 0 | 0.031 | 219 | 0 | 0 | 209 | 0 | 2.8 | 0 | -0.1 | 0 | -0.3 | 0.4 | 0 | 0 | 7.2 | 0 | -0.69 | 0 | -0.68 | 0 | 0.033 | 0 | 0.029 | PreCW-Front-ElecDHW-ElecDry | Appl-CW-Front-ElecDHW-ElecDry-Tier2AnySFm1975CZ07DEER2017 | 0
42958.3843 | Appl-CW-Front-ElecDHW-ElecDry-Tier2 | SFm | 1975 | CZ08 | rDXGF | -1 | Household | 1 | 1528 | 239 | 0 | 0 | 229 | 0 | 4.7 | 0 | -0.1 | 0.3 | -0.3 | 0.6 | 0 | 0 | 5.2 | 0 | -0.69 | 0 | -0.69 | 0 | 0.038 | 0 | 0.032 | 220 | 0 | 0 | 209 | 0 | 4.2 | 0 | 0 | 0.3 | -0.3 | 0.5 | 0 | 0 | 7 | 0 | -0.62 | 0 | -0.61 | 0 | 0.035 | 0 | 0.029 | PreCW-Front-ElecDHW-ElecDry | Appl-CW-Front-ElecDHW-ElecDry-Tier2AnySFm1975CZ08DEER2017 | 0
42958.3843 | Appl-CW-Front-ElecDHW-ElecDry-Tier2 | SFm | 1975 | CZ09 | rDXGF | -1 | Household | 1 | 1636 | 240 | 0 | 0 | 229 | 0 | 5.7 | 0 | -0.1 | 0.3 | -0.4 | 0.7 | 0 | 0 | 5.3 | 0 | -0.8 | 0 | -0.79 | 0 | 0.036 | 0 | 0.032 | 221 | 0 | 0 | 209 | 0 | 5 | 0 | -0.1 | 0.2 | -0.4 | 0.6 | 0 | 0 | 7.1 | 0 | -0.72 | 0 | -0.72 | 0 | 0.033 | 0 | 0.029 | PreCW-Front-ElecDHW-ElecDry | Appl-CW-Front-ElecDHW-ElecDry-Tier2AnySFm1975CZ09DEER2017 | 0
42958.3843 | Appl-CW-Front-ElecDHW-ElecDry-Tier2 | SFm | 1975 | CZ10 | rDXGF | -1 | Household | 1 | 1636 | 239 | 0 | 0 | 229 | 0 | 4.6 | 0 | -0.1 | 0.1 | -0.5 | 0.6 | 0 | 0 | 5.2 | 0 | -0.94 | 0 | -0.94 | 0 | 0.038 | 0 | 0.032 | 220 | 0 | 0 | 209 | 0 | 4.2 | 0 | -0.1 | 0.1 | -0.4 | 0.5 | 0 | 0 | 7 | 0 | -0.85 | 0 | -0.84 | 0 | 0.035 | 0 | 0.029 | PreCW-Front-ElecDHW-ElecDry | Appl-CW-Front-ElecDHW-ElecDry-Tier2AnySFm1975CZ10DEER2017 | 0
42958.3843 | Appl-CW-Front-ElecDHW-ElecDry-Tier2 | SFm | 1975 | CZ11 | rDXGF | -1 | Household | 1 | 1528 | 240 | 0 | 0 | 229 | 0 | 5.3 | 0 | -0.1 | 0.1 | -0.5 | 0.6 | 0 | 0 | 5.3 | 0 | -0.93 | 0 | -0.93 | 0 | 0.038 | 0 | 0.032 | 221 | 0 | 0 | 209 | 0 | 4.7 | 0 | -0.1 | 0.1 | -0.4 | 0.5 | 0 | 0 | 7.1 | 0 | -0.84 | 0 | -0.83 | 0 | 0.035 | 0 | 0.029 | PreCW-Front-ElecDHW-ElecDry | Appl-CW-Front-ElecDHW-ElecDry-Tier2AnySFm1975CZ11DEER2017 | 0
42958.3843 | Appl-CW-Front-ElecDHW-ElecDry-Tier2 | SFm | 1975 | CZ12 | rDXGF | -1 | Household | 1 | 1528 | 239 | 0 | 0 | 229 | 0 | 4.1 | 0 | -0.1 | -0.1 | -0.5 | 0.5 | 0 | 0 | 5.5 | 0 | -0.99 | 0 | -0.99 | 0 | 0.039 | 0 | 0.031 | 220 | 0 | 0 | 209 | 0 | 3.7 | 0 | -0.1 | -0.1 | -0.5 | 0.4 | 0 | 0 | 7.3 | 0 | -0.89 | 0 | -0.88 | 0 | 0.036 | 0 | 0.028 | PreCW-Front-ElecDHW-ElecDry | Appl-CW-Front-ElecDHW-ElecDry-Tier2AnySFm1975CZ12DEER2017 | 0
42958.3843 | Appl-CW-Front-ElecDHW-ElecDry-Tier2 | SFm | 1975 | CZ13 | rDXGF | -1 | Household | 1 | 1528 | 240 | 0 | 0 | 229 | 0 | 5.9 | 0 | -0.1 | 0.1 | -0.5 | 0.6 | 0 | 0 | 5.2 | 0 | -1.03 | 0 | -1.03 | 0 | 0.038 | 0 | 0.032 | 221 | 0 | 0 | 209 | 0 | 5.3 | 0 | -0.1 | 0.1 | -0.4 | 0.5 | 0 | 0 | 7 | 0 | -0.93 | 0 | -0.93 | 0 | 0.035 | 0 | 0.029 | PreCW-Front-ElecDHW-ElecDry | Appl-CW-Front-ElecDHW-ElecDry-Tier2AnySFm1975CZ13DEER2017 | 0
42958.3843 | Appl-CW-Front-ElecDHW-ElecDry-Tier2 | SFm | 1975 | CZ14 | rDXGF | -1 | Household | 1 | 1555 | 241 | 0 | 0 | 229 | 0 | 6.8 | 0 | 0 | 0.3 | -0.6 | 0.7 | 0 | 0 | 5.3 | 0 | -0.92 | 0 | -0.92 | 0 | 0.036 | 0 | 0.032 | 223 | 0 | 0 | 209 | 0 | 6.1 | 0 | 0 | 0.2 | -0.5 | 0.7 | 0 | 0 | 7.2 | 0 | -0.83 | 0 | -0.83 | 0 | 0.033 | 0 | 0.029 | PreCW-Front-ElecDHW-ElecDry | Appl-CW-Front-ElecDHW-ElecDry-Tier2AnySFm1975CZ14DEER2017 | 0
42958.3843 | Appl-CW-Front-ElecDHW-ElecDry-Tier2 | SFm | 1975 | CZ15 | rDXGF | -1 | Household | 1 | 1555 | 243 | 0 | 0 | 229 | 0 | 8.9 | 0 | 0 | 0.6 | -0.3 | 0.9 | 0 | 0 | 4.4 | 0 | -0.44 | 0 | -0.44 | 0 | 0.035 | 0 | 0.031 | 224 | 0 | 0 | 209 | 0 | 8 | 0 | 0 | 0.5 | -0.3 | 0.8 | 0 | 0 | 5.9 | 0 | -0.4 | 0 | -0.4 | 0 | 0.032 | 0 | 0.028 | PreCW-Front-ElecDHW-ElecDry | Appl-CW-Front-ElecDHW-ElecDry-Tier2AnySFm1975CZ15DEER2017 | 0
42958.3843 | Appl-CW-Front-ElecDHW-ElecDry-Tier2 | SFm | 1975 | CZ16 | rDXGF | -1 | Household | 1 | 1591 | 239 | 0 | 0 | 229 | 0 | 4 | 0 | -0.2 | 0 | -0.5 | 0.6 | 0 | 0 | 6.1 | 0 | -1.08 | 0 | -1.07 | 0 | 0.036 | 0 | 0.032 | 221 | 0 | 0 | 209 | 0 | 3.6 | 0 | -0.2 | 0 | -0.5 | 0.5 | 0 | 0 | 8.2 | 0 | -0.97 | 0 | -0.97 | 0 | 0.033 | 0 | 0.029 | PreCW-Front-ElecDHW-ElecDry | Appl-CW-Front-ElecDHW-ElecDry-Tier2AnySFm1975CZ16DEER2017 | 0
42958.3843 | Appl-CW-Front-ElecDHW-ElecDry-Tier2 | SFm | 1985 | CZ01 | rDXGF | -1 | Household | 1 | 1904 | 234 | 0 | 0 | 229 | 0 | 0 | 0 | -0.4 | -0.8 | -0.8 | 0 | 0 | 0 | 6.1 | 0 | -1.62 | 0 | -1.62 | 0 | 0.032 | 0 | 0.032 | 216 | 0 | 0 | 209 | 0 | 0 | 0 | -0.3 | -0.7 | -0.7 | 0 | 0 | 0 | 8.2 | 0 | -1.46 | 0 | -1.45 | 0 | 0.03 | 0 | 0.029 | PreCW-Front-ElecDHW-ElecDry | Appl-CW-Front-ElecDHW-ElecDry-Tier2AnySFm1985CZ01DEER2017 | 0
42958.3843 | Appl-CW-Front-ElecDHW-ElecDry-Tier2 | SFm | 1985 | CZ02 | rDXGF | -1 | Household | 1 | 1904 | 236 | 0 | 0 | 229 | 0 | 1.5 | 0 | -0.2 | -0.5 | -0.7 | 0.2 | 0 | 0 | 5.7 | 0 | -1.41 | 0 | -1.42 | 0 | 0.038 | 0 | 0.032 | 218 | 0 | 0 | 209 | 0 | 1.3 | 0 | -0.1 | -0.5 | -0.6 | 0.1 | 0 | 0 | 7.7 | 0 | -1.26 | 0 | -1.27 | 0 | 0.035 | 0 | 0.029 | PreCW-Front-ElecDHW-ElecDry | Appl-CW-Front-ElecDHW-ElecDry-Tier2AnySFm1985CZ02DEER2017 | 0
42958.3843 | Appl-CW-Front-ElecDHW-ElecDry-Tier2 | SFm | 1985 | CZ03 | rDXGF | -1 | Household | 1 | 1904 | 235 | 0 | 0 | 229 | 0 | 1.2 | 0 | -0.3 | -0.7 | -0.8 | 0.2 | 0 | 0 | 5.7 | 0 | -1.48 | 0 | -1.48 | 0 | 0.038 | 0 | 0.032 | 217 | 0 | 0 | 209 | 0 | 0.9 | 0 | -0.3 | -0.6 | -0.7 | 0.2 | 0 | 0 | 7.7 | 0 | -1.33 | 0 | -1.33 | 0 | 0.035 | 0 | 0.029 | PreCW-Front-ElecDHW-ElecDry | Appl-CW-Front-ElecDHW-ElecDry-Tier2AnySFm1985CZ03DEER2017 | 0
42958.3843 | Appl-CW-Front-ElecDHW-ElecDry-Tier2 | SFm | 1985 | CZ04 | rDXGF | -1 | Household | 1 | 1904 | 239 | 0 | 0 | 229 | 0 | 4.4 | 0 | -0.2 | -0.1 | -0.6 | 0.6 | 0 | 0 | 5.5 | 0 | -1.14 | 0 | -1.14 | 0 | 0.035 | 0 | 0.031 | 220 | 0 | 0 | 209 | 0 | 4 | 0 | -0.2 | -0.1 | -0.5 | 0.6 | 0 | 0 | 7.4 | 0 | -1.03 | 0 | -1.02 | 0 | 0.032 | 0 | 0.029 | PreCW-Front-ElecDHW-ElecDry | Appl-CW-Front-ElecDHW-ElecDry-Tier2AnySFm1985CZ04DEER2017 | 0
42958.3843 | Appl-CW-Front-ElecDHW-ElecDry-Tier2 | SFm | 1985 | CZ05 | rDXGF | -1 | Household | 1 | 1904 | 235 | 0 | 0 | 229 | 0 | 1.3 | 0 | -0.3 | -0.7 | -0.8 | 0.1 | 0 | 0 | 5.8 | 0 | -1.61 | 0 | -1.62 | 0 | 0.038 | 0 | 0.031 | 217 | 0 | 0 | 209 | 0 | 1.2 | 0 | -0.2 | -0.6 | -0.7 | 0.1 | 0 | 0 | 7.8 | 0 | -1.45 | 0 | -1.46 | 0 | 0.035 | 0 | 0.028 | PreCW-Front-ElecDHW-ElecDry | Appl-CW-Front-ElecDHW-ElecDry-Tier2AnySFm1985CZ05DEER2017 | 0
42958.3843 | Appl-CW-Front-ElecDHW-ElecDry-Tier2 | SFm | 1985 | CZ06 | rDXGF | -1 | Household | 1 | 2064 | 237 | 0 | 0 | 229 | 0 | 3 | 0 | -0.1 | -0.1 | -0.5 | 0.4 | 0 | 0 | 5.4 | 0 | -0.87 | 0 | -0.87 | 0 | 0.037 | 0 | 0.031 | 219 | 0 | 0 | 209 | 0 | 2.6 | 0 | -0.1 | -0.1 | -0.4 | 0.3 | 0 | 0 | 7.3 | 0 | -0.78 | 0 | -0.78 | 0 | 0.034 | 0 | 0.028 | PreCW-Front-ElecDHW-ElecDry | Appl-CW-Front-ElecDHW-ElecDry-Tier2AnySFm1985CZ06DEER2017 | 0
42958.3843 | Appl-CW-Front-ElecDHW-ElecDry-Tier2 | SFm | 1985 | CZ07 | rDXGF | -1 | Household | 1 | 2064 | 238 | 0 | 0 | 229 | 0 | 3.6 | 0 | -0.1 | 0.1 | -0.4 | 0.6 | 0 | 0 | 5.4 | 0 | -0.79 | 0 | -0.79 | 0 | 0.037 | 0 | 0.032 | 220 | 0 | 0 | 209 | 0 | 3.3 | 0 | -0.1 | 0.1 | -0.4 | 0.5 | 0 | 0 | 7.2 | 0 | -0.71 | 0 | -0.71 | 0 | 0.034 | 0 | 0.029 | PreCW-Front-ElecDHW-ElecDry | Appl-CW-Front-ElecDHW-ElecDry-Tier2AnySFm1985CZ07DEER2017 | 0
42958.3843 | Appl-CW-Front-ElecDHW-ElecDry-Tier2 | SFm | 1985 | CZ08 | rDXGF | -1 | Household | 1 | 2064 | 240 | 0 | 0 | 229 | 0 | 5.4 | 0 | -0.1 | 0.2 | -0.5 | 0.7 | 0 | 0 | 5.3 | 0 | -0.83 | 0 | -0.83 | 0 | 0.035 | 0 | 0.032 | 221 | 0 | 0 | 209 | 0 | 4.8 | 0 | -0.1 | 0.2 | -0.4 | 0.6 | 0 | 0 | 7.1 | 0 | -0.74 | 0 | -0.74 | 0 | 0.033 | 0 | 0.029 | PreCW-Front-ElecDHW-ElecDry | Appl-CW-Front-ElecDHW-ElecDry-Tier2AnySFm1985CZ08DEER2017 | 0
42958.3843 | Appl-CW-Front-ElecDHW-ElecDry-Tier2 | SFm | 1985 | CZ09 | rDXGF | -1 | Household | 1 | 1811 | 240 | 0 | 0 | 229 | 0 | 5.7 | 0 | -0.1 | 0.3 | -0.5 | 0.7 | 0 | 0 | 5.3 | 0 | -0.82 | 0 | -0.81 | 0 | 0.037 | 0 | 0.031 | 222 | 0 | 0 | 209 | 0 | 5.2 | 0 | -0.1 | 0.3 | -0.4 | 0.7 | 0 | 0 | 7.1 | 0 | -0.73 | 0 | -0.73 | 0 | 0.034 | 0 | 0.029 | PreCW-Front-ElecDHW-ElecDry | Appl-CW-Front-ElecDHW-ElecDry-Tier2AnySFm1985CZ09DEER2017 | 0
42958.3843 | Appl-CW-Front-ElecDHW-ElecDry-Tier2 | SFm | 1985 | CZ10 | rDXGF | -1 | Household | 1 | 1811 | 240 | 0 | 0 | 229 | 0 | 5.3 | 0 | -0.1 | 0.1 | -0.5 | 0.6 | 0 | 0 | 5.2 | 0 | -0.95 | 0 | -0.95 | 0 | 0.037 | 0 | 0.031 | 221 | 0 | 0 | 209 | 0 | 4.8 | 0 | -0.1 | 0.1 | -0.5 | 0.6 | 0 | 0 | 7 | 0 | -0.85 | 0 | -0.85 | 0 | 0.034 | 0 | 0.028 | PreCW-Front-ElecDHW-ElecDry | Appl-CW-Front-ElecDHW-ElecDry-Tier2AnySFm1985CZ10DEER2017 | 0
42958.3843 | Appl-CW-Front-ElecDHW-ElecDry-Tier2 | SFm | 1985 | CZ11 | rDXGF | -1 | Household | 1 | 1704 | 239 | 0 | 0 | 229 | 0 | 4.8 | 0 | -0.2 | -0.1 | -0.6 | 0.5 | 0 | 0 | 5.3 | 0 | -1.2 | 0 | -1.2 | 0 | 0.037 | 0 | 0.032 | 220 | 0 | 0 | 209 | 0 | 4.2 | 0 | -0.2 | -0.1 | -0.6 | 0.5 | 0 | 0 | 7.1 | 0 | -1.08 | 0 | -1.08 | 0 | 0.034 | 0 | 0.029 | PreCW-Front-ElecDHW-ElecDry | Appl-CW-Front-ElecDHW-ElecDry-Tier2AnySFm1985CZ11DEER2017 | 0
42958.3843 | Appl-CW-Front-ElecDHW-ElecDry-Tier2 | SFm | 1985 | CZ12 | rDXGF | -1 | Household | 1 | 1704 | 239 | 0 | 0 | 229 | 0 | 4.5 | 0 | -0.1 | -0.1 | -0.7 | 0.6 | 0 | 0 | 5.5 | 0 | -1.2 | 0 | -1.2 | 0 | 0.039 | 0 | 0.032 | 220 | 0 | 0 | 209 | 0 | 4.1 | 0 | -0.1 | -0.1 | -0.6 | 0.5 | 0 | 0 | 7.3 | 0 | -1.08 | 0 | -1.08 | 0 | 0.036 | 0 | 0.029 | PreCW-Front-ElecDHW-ElecDry | Appl-CW-Front-ElecDHW-ElecDry-Tier2AnySFm1985CZ12DEER2017 | 0
42958.3843 | Appl-CW-Front-ElecDHW-ElecDry-Tier2 | SFm | 1985 | CZ13 | rDXGF | -1 | Household | 1 | 1704 | 241 | 0 | 0 | 229 | 0 | 6.3 | 0 | -0.1 | 0.1 | -0.6 | 0.8 | 0 | 0 | 5.2 | 0 | -1.21 | 0 | -1.22 | 0 | 0.037 | 0 | 0.032 | 222 | 0 | 0 | 209 | 0 | 5.6 | 0 | -0.1 | 0.1 | -0.5 | 0.7 | 0 | 0 | 7 | 0 | -1.08 | 0 | -1.09 | 0 | 0.034 | 0 | 0.029 | PreCW-Front-ElecDHW-ElecDry | Appl-CW-Front-ElecDHW-ElecDry-Tier2AnySFm1985CZ13DEER2017 | 0
42958.3843 | Appl-CW-Front-ElecDHW-ElecDry-Tier2 | SFm | 1985 | CZ14 | rDXGF | -1 | Household | 1 | 1741 | 242 | 0 | 0 | 229 | 0 | 7.1 | 0 | -0.1 | 0.3 | -0.6 | 0.8 | 0 | 0 | 5.3 | 0 | -1.16 | 0 | -1.16 | 0 | 0.036 | 0 | 0.032 | 223 | 0 | 0 | 209 | 0 | 6.4 | 0 | -0.1 | 0.2 | -0.6 | 0.7 | 0 | 0 | 7.1 | 0 | -1.04 | 0 | -1.05 | 0 | 0.033 | 0 | 0.029 | PreCW-Front-ElecDHW-ElecDry | Appl-CW-Front-ElecDHW-ElecDry-Tier2AnySFm1985CZ14DEER2017 | 0
42958.3843 | Appl-CW-Front-ElecDHW-ElecDry-Tier2 | SFm | 1985 | CZ15 | rDXGF | -1 | Household | 1 | 1741 | 243 | 0 | 0 | 229 | 0 | 8.4 | 0 | 0 | 0.6 | -0.3 | 0.9 | 0 | 0 | 4.4 | 0 | -0.5 | 0 | -0.51 | 0 | 0.036 | 0 | 0.032 | 223 | 0 | 0 | 209 | 0 | 7.1 | 0 | 0 | 0.5 | -0.2 | 0.7 | 0 | 0 | 5.9 | 0 | -0.45 | 0 | -0.46 | 0 | 0.034 | 0 | 0.029 | PreCW-Front-ElecDHW-ElecDry | Appl-CW-Front-ElecDHW-ElecDry-Tier2AnySFm1985CZ15DEER2017 | 0
42958.3843 | Appl-CW-Front-ElecDHW-ElecDry-Tier2 | SFm | 1985 | CZ16 | rDXGF | -1 | Household | 1 | 1904 | 239 | 0 | 0 | 229 | 0 | 4 | 0 | -0.3 | -0.2 | -0.7 | 0.5 | 0 | 0 | 6.1 | 0 | -1.31 | 0 | -1.3 | 0 | 0.037 | 0 | 0.032 | 221 | 0 | 0 | 209 | 0 | 3.6 | 0 | -0.2 | -0.2 | -0.7 | 0.5 | 0 | 0 | 8.2 | 0 | -1.17 | 0 | -1.17 | 0 | 0.034 | 0 | 0.029 | PreCW-Front-ElecDHW-ElecDry | Appl-CW-Front-ElecDHW-ElecDry-Tier2AnySFm1985CZ16DEER2017 | 0
42958.3843 | Appl-CW-Front-ElecDHW-ElecDry-Tier2 | SFm | 1996 | CZ01 | rDXGF | -1 | Household | 1 | 2193 | 235 | 0 | 0 | 229 | 0 | 0 | 0 | -0.2 | -0.6 | -0.6 | 0 | 0 | 0 | 6.1 | 0 | -1.04 | 0 | -1.04 | 0 | 0.032 | 0 | 0.032 | 217 | 0 | 0 | 209 | 0 | 0 | 0 | -0.2 | -0.5 | -0.5 | 0 | 0 | 0 | 8.2 | 0 | -0.94 | 0 | -0.94 | 0 | 0.03 | 0 | 0.029 | PreCW-Front-ElecDHW-ElecDry | Appl-CW-Front-ElecDHW-ElecDry-Tier2AnySFm1996CZ01DEER2017 | 0
42958.3843 | Appl-CW-Front-ElecDHW-ElecDry-Tier2 | SFm | 1996 | CZ02 | rDXGF | -1 | Household | 1 | 2193 | 238 | 0 | 0 | 229 | 0 | 3.3 | 0 | -0.2 | -0.1 | -0.5 | 0.4 | 0 | 0 | 5.7 | 0 | -1 | 0 | -1.01 | 0 | 0.043 | 0 | 0.032 | 220 | 0 | 0 | 209 | 0 | 3.1 | 0 | -0.2 | -0.1 | -0.5 | 0.4 | 0 | 0 | 7.7 | 0 | -0.91 | 0 | -0.91 | 0 | 0.04 | 0 | 0.029 | PreCW-Front-ElecDHW-ElecDry | Appl-CW-Front-ElecDHW-ElecDry-Tier2AnySFm1996CZ02DEER2017 | 0
42958.3843 | Appl-CW-Front-ElecDHW-ElecDry-Tier2 | SFm | 1996 | CZ03 | rDXGF | -1 | Household | 1 | 2193 | 236 | 0 | 0 | 229 | 0 | 1.2 | 0 | -0.2 | -0.4 | -0.5 | 0.2 | 0 | 0 | 5.8 | 0 | -1.08 | 0 | -1.07 | 0 | 0.028 | 0 | 0.032 | 217 | 0 | 0 | 209 | 0 | 1 | 0 | -0.2 | -0.4 | -0.5 | 0.1 | 0 | 0 | 7.8 | 0 | -0.97 | 0 | -0.97 | 0 | 0.025 | 0 | 0.029 | PreCW-Front-ElecDHW-ElecDry | Appl-CW-Front-ElecDHW-ElecDry-Tier2AnySFm1996CZ03DEER2017 | 0
42958.3843 | Appl-CW-Front-ElecDHW-ElecDry-Tier2 | SFm | 1996 | CZ04 | rDXGF | -1 | Household | 1 | 2193 | 240 | 0 | 0 | 229 | 0 | 4.9 | 0 | -0.2 | 0.1 | -0.5 | 0.6 | 0 | 0 | 5.5 | 0 | -0.94 | 0 | -0.95 | 0 | 0.04 | 0 | 0.031 | 221 | 0 | 0 | 209 | 0 | 4.6 | 0 | -0.1 | 0.1 | -0.5 | 0.5 | 0 | 0 | 7.4 | 0 | -0.85 | 0 | -0.86 | 0 | 0.037 | 0 | 0.028 | PreCW-Front-ElecDHW-ElecDry | Appl-CW-Front-ElecDHW-ElecDry-Tier2AnySFm1996CZ04DEER2017 | 0
42958.3843 | Appl-CW-Front-ElecDHW-ElecDry-Tier2 | SFm | 1996 | CZ05 | rDXGF | -1 | Household | 1 | 2193 | 235 | 0 | 0 | 229 | 0 | 0.9 | 0 | -0.1 | -0.7 | -0.8 | 0.2 | 0 | 0 | 5.8 | 0 | -1.55 | 0 | -1.55 | 0 | 0.037 | 0 | 0.031 | 217 | 0 | 0 | 209 | 0 | 0.9 | 0 | -0.1 | -0.6 | -0.7 | 0.1 | 0 | 0 | 7.8 | 0 | -1.4 | 0 | -1.4 | 0 | 0.033 | 0 | 0.028 | PreCW-Front-ElecDHW-ElecDry | Appl-CW-Front-ElecDHW-ElecDry-Tier2AnySFm1996CZ05DEER2017 | 0
42958.3843 | Appl-CW-Front-ElecDHW-ElecDry-Tier2 | SFm | 1996 | CZ06 | rDXGF | -1 | Household | 1 | 2297 | 239 | 0 | 0 | 229 | 0 | 4.3 | 0 | 0 | 0.2 | -0.4 | 0.6 | 0 | 0 | 5.3 | 0 | -0.74 | 0 | -0.74 | 0 | 0.037 | 0 | 0.031 | 221 | 0 | 0 | 209 | 0 | 4.2 | 0 | 0 | 0.3 | -0.3 | 0.6 | 0 | 0 | 7.2 | 0 | -0.67 | 0 | -0.67 | 0 | 0.034 | 0 | 0.029 | PreCW-Front-ElecDHW-ElecDry | Appl-CW-Front-ElecDHW-ElecDry-Tier2AnySFm1996CZ06DEER2017 | 0
42958.3843 | Appl-CW-Front-ElecDHW-ElecDry-Tier2 | SFm | 1996 | CZ07 | rDXGF | -1 | Household | 1 | 2297 | 242 | 0 | 0 | 229 | 0 | 6.3 | 0 | 0.1 | 0.9 | 0.1 | 0.9 | 0 | 0 | 5.3 | 0 | 0.01 | 0 | 0.01 | 0 | 0.043 | 0 | 0.032 | 224 | 0 | 0 | 209 | 0 | 6.4 | 0 | 0.1 | 0.9 | 0.1 | 0.9 | 0 | 0 | 7.1 | 0 | 0.07 | 0 | 0.08 | 0 | 0.04 | 0 | 0.029 | PreCW-Front-ElecDHW-ElecDry | Appl-CW-Front-ElecDHW-ElecDry-Tier2AnySFm1996CZ07DEER2017 | 0
42958.3843 | Appl-CW-Front-ElecDHW-ElecDry-Tier2 | SFm | 1996 | CZ08 | rDXGF | -1 | Household | 1 | 2297 | 241 | 0 | 0 | 229 | 0 | 6 | 0 | 0 | 0.5 | -0.3 | 0.7 | 0 | 0 | 5.3 | 0 | -0.67 | 0 | -0.66 | 0 | 0.03 | 0 | 0.032 | 222 | 0 | 0 | 209 | 0 | 5.5 | 0 | 0 | 0.5 | -0.3 | 0.7 | 0 | 0 | 7.1 | 0 | -0.6 | 0 | -0.59 | 0 | 0.027 | 0 | 0.029 | PreCW-Front-ElecDHW-ElecDry | Appl-CW-Front-ElecDHW-ElecDry-Tier2AnySFm1996CZ08DEER2017 | 0
42958.3843 | Appl-CW-Front-ElecDHW-ElecDry-Tier2 | SFm | 1996 | CZ09 | rDXGF | -1 | Household | 1 | 2186 | 240 | 0 | 0 | 229 | 0 | 5.5 | 0 | -0.1 | 0.3 | -0.3 | 0.6 | 0 | 0 | 5.3 | 0 | -0.71 | 0 | -0.71 | 0 | 0.036 | 0 | 0.031 | 221 | 0 | 0 | 209 | 0 | 5 | 0 | 0 | 0.3 | -0.3 | 0.6 | 0 | 0 | 7 | 0 | -0.63 | 0 | -0.64 | 0 | 0.033 | 0 | 0.029 | PreCW-Front-ElecDHW-ElecDry | Appl-CW-Front-ElecDHW-ElecDry-Tier2AnySFm1996CZ09DEER2017 | 0
42958.3843 | Appl-CW-Front-ElecDHW-ElecDry-Tier2 | SFm | 1996 | CZ10 | rDXGF | -1 | Household | 1 | 2186 | 241 | 0 | 0 | 229 | 0 | 6.2 | 0 | 0 | 0.3 | -0.5 | 0.7 | 0 | 0 | 5.2 | 0 | -0.88 | 0 | -0.87 | 0 | 0.037 | 0 | 0.031 | 222 | 0 | 0 | 209 | 0 | 5.6 | 0 | 0 | 0.3 | -0.4 | 0.7 | 0 | 0 | 7 | 0 | -0.79 | 0 | -0.79 | 0 | 0.035 | 0 | 0.028 | PreCW-Front-ElecDHW-ElecDry | Appl-CW-Front-ElecDHW-ElecDry-Tier2AnySFm1996CZ10DEER2017 | 0
42958.3843 | Appl-CW-Front-ElecDHW-ElecDry-Tier2 | SFm | 1996 | CZ11 | rDXGF | -1 | Household | 1 | 2032 | 240 | 0 | 0 | 229 | 0 | 5.9 | 0 | -0.1 | 0.1 | -0.5 | 0.7 | 0 | 0 | 5.3 | 0 | -1.01 | 0 | -1.01 | 0 | 0.037 | 0 | 0.031 | 222 | 0 | 0 | 209 | 0 | 5.2 | 0 | -0.1 | 0.1 | -0.5 | 0.6 | 0 | 0 | 7.1 | 0 | -0.91 | 0 | -0.9 | 0 | 0.034 | 0 | 0.028 | PreCW-Front-ElecDHW-ElecDry | Appl-CW-Front-ElecDHW-ElecDry-Tier2AnySFm1996CZ11DEER2017 | 0
42958.3843 | Appl-CW-Front-ElecDHW-ElecDry-Tier2 | SFm | 1996 | CZ12 | rDXGF | -1 | Household | 1 | 2032 | 239 | 0 | 0 | 229 | 0 | 4.7 | 0 | -0.1 | 0 | -0.5 | 0.5 | 0 | 0 | 5.5 | 0 | -0.98 | 0 | -0.97 | 0 | 0.038 | 0 | 0.032 | 221 | 0 | 0 | 209 | 0 | 4.3 | 0 | -0.1 | 0 | -0.5 | 0.5 | 0 | 0 | 7.3 | 0 | -0.88 | 0 | -0.88 | 0 | 0.035 | 0 | 0.029 | PreCW-Front-ElecDHW-ElecDry | Appl-CW-Front-ElecDHW-ElecDry-Tier2AnySFm1996CZ12DEER2017 | 0
42958.3843 | Appl-CW-Front-ElecDHW-ElecDry-Tier2 | SFm | 1996 | CZ13 | rDXGF | -1 | Household | 1 | 2032 | 242 | 0 | 0 | 229 | 0 | 7.6 | 0 | -0.2 | 0.4 | -0.6 | 0.8 | 0 | 0 | 5.2 | 0 | -1.06 | 0 | -1.06 | 0 | 0.037 | 0 | 0.032 | 223 | 0 | 0 | 209 | 0 | 6.9 | 0 | -0.2 | 0.3 | -0.5 | 0.8 | 0 | 0 | 7 | 0 | -0.95 | 0 | -0.95 | 0 | 0.034 | 0 | 0.029 | PreCW-Front-ElecDHW-ElecDry | Appl-CW-Front-ElecDHW-ElecDry-Tier2AnySFm1996CZ13DEER2017 | 0
42958.3843 | Appl-CW-Front-ElecDHW-ElecDry-Tier2 | SFm | 1996 | CZ14 | rDXGF | -1 | Household | 1 | 1758 | 241 | 0 | 0 | 229 | 0 | 6.8 | 0 | -0.2 | 0.3 | -0.6 | 0.8 | 0 | 0 | 5.3 | 0 | -1.02 | 0 | -1.01 | 0 | 0.036 | 0 | 0.032 | 223 | 0 | 0 | 209 | 0 | 6.2 | 0 | -0.2 | 0.3 | -0.5 | 0.7 | 0 | 0 | 7.1 | 0 | -0.91 | 0 | -0.91 | 0 | 0.033 | 0 | 0.029 | PreCW-Front-ElecDHW-ElecDry | Appl-CW-Front-ElecDHW-ElecDry-Tier2AnySFm1996CZ14DEER2017 | 0
42958.3843 | Appl-CW-Front-ElecDHW-ElecDry-Tier2 | SFm | 1996 | CZ15 | rDXGF | -1 | Household | 1 | 1758 | 243 | 0 | 0 | 229 | 0 | 8.5 | 0 | -0.1 | 0.7 | -0.3 | 0.9 | 0 | 0 | 4.4 | 0 | -0.47 | 0 | -0.47 | 0 | 0.036 | 0 | 0.032 | 223 | 0 | 0 | 209 | 0 | 7.6 | 0 | -0.1 | 0.6 | -0.2 | 0.8 | 0 | 0 | 5.9 | 0 | -0.42 | 0 | -0.42 | 0 | 0.033 | 0 | 0.029 | PreCW-Front-ElecDHW-ElecDry | Appl-CW-Front-ElecDHW-ElecDry-Tier2AnySFm1996CZ15DEER2017 | 0
42958.3843 | Appl-CW-Front-ElecDHW-ElecDry-Tier2 | SFm | 1996 | CZ16 | rDXGF | -1 | Household | 1 | 2193 | 239 | 0 | 0 | 229 | 0 | 3.7 | 0 | -0.1 | 0.1 | -0.4 | 0.5 | 0 | 0 | 6.1 | 0 | -0.85 | 0 | -0.85 | 0 | 0.037 | 0 | 0.032 | 221 | 0 | 0 | 209 | 0 | 3.3 | 0 | -0.1 | 0.1 | -0.4 | 0.5 | 0 | 0 | 8.2 | 0 | -0.76 | 0 | -0.76 | 0 | 0.034 | 0 | 0.029 | PreCW-Front-ElecDHW-ElecDry | Appl-CW-Front-ElecDHW-ElecDry-Tier2AnySFm1996CZ16DEER2017 | 0
42958.3843 | Appl-CW-Front-ElecDHW-ElecDry-Tier2 | SFm | 2003 | CZ01 | rDXGF | -1 | Household | 1 | 2295.6 | 235 | 0 | 0 | 229 | 0 | 0 | 0 | -0.2 | -0.6 | -0.6 | 0 | 0 | 0 | 6.1 | 0 | -1.14 | 0 | -1.15 | 0 | 0.033 | 0 | 0.032 | 217 | 0 | 0 | 209 | 0 | 0 | 0 | -0.2 | -0.6 | -0.6 | 0 | 0 | 0 | 8.2 | 0 | -1.02 | 0 | -1.03 | 0 | 0.03 | 0 | 0.029 | PreCW-Front-ElecDHW-ElecDry | Appl-CW-Front-ElecDHW-ElecDry-Tier2AnySFm2003CZ01DEER2017 | 0
42958.3843 | Appl-CW-Front-ElecDHW-ElecDry-Tier2 | SFm | 2003 | CZ02 | rDXGF | -1 | Household | 1 | 1948.8 | 237 | 0 | 0 | 229 | 0 | 2.9 | 0 | -0.2 | -0.2 | -0.6 | 0.3 | 0 | 0 | 5.7 | 0 | -1.01 | 0 | -1.01 | 0 | 0.038 | 0 | 0.032 | 219 | 0 | 0 | 209 | 0 | 2.6 | 0 | -0.2 | -0.2 | -0.5 | 0.3 | 0 | 0 | 7.7 | 0 | -0.9 | 0 | -0.9 | 0 | 0.035 | 0 | 0.029 | PreCW-Front-ElecDHW-ElecDry | Appl-CW-Front-ElecDHW-ElecDry-Tier2AnySFm2003CZ02DEER2017 | 0
42958.3843 | Appl-CW-Front-ElecDHW-ElecDry-Tier2 | SFm | 2003 | CZ03 | rDXGF | -1 | Household | 1 | 2295.6 | 235 | 0 | 0 | 229 | 0 | 0.7 | 0 | -0.1 | -0.5 | -0.6 | 0.1 | 0 | 0 | 5.8 | 0 | -1.1 | 0 | -1.1 | 0 | 0.037 | 0 | 0.032 | 217 | 0 | 0 | 209 | 0 | 0.5 | 0 | -0.1 | -0.5 | -0.5 | 0.1 | 0 | 0 | 7.7 | 0 | -0.99 | 0 | -0.99 | 0 | 0.034 | 0 | 0.029 | PreCW-Front-ElecDHW-ElecDry | Appl-CW-Front-ElecDHW-ElecDry-Tier2AnySFm2003CZ03DEER2017 | 0
42958.3843 | Appl-CW-Front-ElecDHW-ElecDry-Tier2 | SFm | 2003 | CZ04 | rDXGF | -1 | Household | 1 | 2295.6 | 239 | 0 | 0 | 229 | 0 | 3.9 | 0 | -0.1 | 0.1 | -0.4 | 0.5 | 0 | 0 | 5.6 | 0 | -0.89 | 0 | -0.89 | 0 | 0.038 | 0 | 0.031 | 220 | 0 | 0 | 209 | 0 | 3.5 | 0 | -0.1 | 0.1 | -0.4 | 0.4 | 0 | 0 | 7.5 | 0 | -0.8 | 0 | -0.8 | 0 | 0.035 | 0 | 0.029 | PreCW-Front-ElecDHW-ElecDry | Appl-CW-Front-ElecDHW-ElecDry-Tier2AnySFm2003CZ04DEER2017 | 0
42958.3843 | Appl-CW-Front-ElecDHW-ElecDry-Tier2 | SFm | 2003 | CZ05 | rDXGF | -1 | Household | 1 | 2295.6 | 235 | 0 | 0 | 229 | 0 | 0.6 | 0 | -0.1 | -0.6 | -0.7 | 0.1 | 0 | 0 | 5.8 | 0 | -1.39 | 0 | -1.39 | 0 | 0.037 | 0 | 0.032 | 217 | 0 | 0 | 209 | 0 | 0.5 | 0 | -0.1 | -0.6 | -0.6 | 0 | 0 | 0 | 7.8 | 0 | -1.24 | 0 | -1.24 | 0 | 0.034 | 0 | 0.029 | PreCW-Front-ElecDHW-ElecDry | Appl-CW-Front-ElecDHW-ElecDry-Tier2AnySFm2003CZ05DEER2017 | 0
42958.3843 | Appl-CW-Front-ElecDHW-ElecDry-Tier2 | SFm | 2003 | CZ06 | rDXGF | -1 | Household | 1 | 2392.9 | 242 | 0 | 0 | 229 | 0 | 6.9 | 0 | -0.1 | 0.6 | -0.3 | 0.9 | 0 | 0 | 5.4 | 0 | -0.65 | 0 | -0.65 | 0 | 0.037 | 0 | 0.031 | 223 | 0 | 0 | 209 | 0 | 5.7 | 0 | -0.1 | 0.5 | -0.3 | 0.8 | 0 | 0 | 7.3 | 0 | -0.59 | 0 | -0.59 | 0 | 0.034 | 0 | 0.029 | PreCW-Front-ElecDHW-ElecDry | Appl-CW-Front-ElecDHW-ElecDry-Tier2AnySFm2003CZ06DEER2017 | 0
42958.3843 | Appl-CW-Front-ElecDHW-ElecDry-Tier2 | SFm | 2003 | CZ07 | rDXGF | -1 | Household | 1 | 2392.9 | 241 | 0 | 0 | 229 | 0 | 6.6 | 0 | -0.1 | 0.6 | -0.4 | 0.9 | 0 | 0 | 5.3 | 0 | -0.77 | 0 | -0.76 | 0 | 0.036 | 0 | 0.032 | 223 | 0 | 0 | 209 | 0 | 6.1 | 0 | -0.1 | 0.5 | -0.4 | 0.8 | 0 | 0 | 7.1 | 0 | -0.69 | 0 | -0.69 | 0 | 0.034 | 0 | 0.029 | PreCW-Front-ElecDHW-ElecDry | Appl-CW-Front-ElecDHW-ElecDry-Tier2AnySFm2003CZ07DEER2017 | 0
42958.3843 | Appl-CW-Front-ElecDHW-ElecDry-Tier2 | SFm | 2003 | CZ08 | rDXGF | -1 | Household | 1 | 2392.9 | 243 | 0 | 0 | 229 | 0 | 7.7 | 0 | 0 | 0.7 | -0.2 | 1 | 0 | 0 | 5.3 | 0 | -0.59 | 0 | -0.59 | 0 | 0.036 | 0 | 0.031 | 223 | 0 | 0 | 209 | 0 | 6.4 | 0 | 0 | 0.6 | -0.2 | 0.8 | 0 | 0 | 7.1 | 0 | -0.52 | 0 | -0.52 | 0 | 0.033 | 0 | 0.029 | PreCW-Front-ElecDHW-ElecDry | Appl-CW-Front-ElecDHW-ElecDry-Tier2AnySFm2003CZ08DEER2017 | 0
42958.3843 | Appl-CW-Front-ElecDHW-ElecDry-Tier2 | SFm | 2003 | CZ09 | rDXGF | -1 | Household | 1 | 2422.9 | 240 | 0 | 0 | 229 | 0 | 5.5 | 0 | 0 | 0.3 | -0.4 | 0.7 | 0 | 0 | 5.3 | 0 | -0.75 | 0 | -0.75 | 0 | 0.034 | 0 | 0.032 | 221 | 0 | 0 | 209 | 0 | 4.8 | 0 | 0 | 0.3 | -0.4 | 0.6 | 0 | 0 | 7.1 | 0 | -0.67 | 0 | -0.68 | 0 | 0.031 | 0 | 0.029 | PreCW-Front-ElecDHW-ElecDry | Appl-CW-Front-ElecDHW-ElecDry-Tier2AnySFm2003CZ09DEER2017 | 0
42958.3843 | Appl-CW-Front-ElecDHW-ElecDry-Tier2 | SFm | 2003 | CZ10 | rDXGF | -1 | Household | 1 | 1948.8 | 241 | 0 | 0 | 229 | 0 | 6.3 | 0 | -0.1 | 0.3 | -0.5 | 0.8 | 0 | 0 | 5.3 | 0 | -0.85 | 0 | -0.85 | 0 | 0.035 | 0 | 0.032 | 222 | 0 | 0 | 209 | 0 | 5.7 | 0 | -0.1 | 0.3 | -0.4 | 0.7 | 0 | 0 | 7 | 0 | -0.77 | 0 | -0.76 | 0 | 0.032 | 0 | 0.029 | PreCW-Front-ElecDHW-ElecDry | Appl-CW-Front-ElecDHW-ElecDry-Tier2AnySFm2003CZ10DEER2017 | 0
42958.3843 | Appl-CW-Front-ElecDHW-ElecDry-Tier2 | SFm | 2003 | CZ11 | rDXGF | -1 | Household | 1 | 1948.8 | 240 | 0 | 0 | 229 | 0 | 5.6 | 0 | -0.1 | 0.1 | -0.5 | 0.6 | 0 | 0 | 5.3 | 0 | -0.95 | 0 | -0.96 | 0 | 0.036 | 0 | 0.032 | 221 | 0 | 0 | 209 | 0 | 5 | 0 | -0.1 | 0.1 | -0.4 | 0.6 | 0 | 0 | 7.1 | 0 | -0.84 | 0 | -0.85 | 0 | 0.033 | 0 | 0.029 | PreCW-Front-ElecDHW-ElecDry | Appl-CW-Front-ElecDHW-ElecDry-Tier2AnySFm2003CZ11DEER2017 | 0
42958.3843 | Appl-CW-Front-ElecDHW-ElecDry-Tier2 | SFm | 2003 | CZ12 | rDXGF | -1 | Household | 1 | 1948.8 | 239 | 0 | 0 | 229 | 0 | 4.3 | 0 | -0.1 | 0 | -0.5 | 0.5 | 0 | 0 | 5.4 | 0 | -0.94 | 0 | -0.94 | 0 | 0.037 | 0 | 0.031 | 220 | 0 | 0 | 209 | 0 | 3.9 | 0 | -0.1 | 0 | -0.5 | 0.5 | 0 | 0 | 7.3 | 0 | -0.85 | 0 | -0.85 | 0 | 0.034 | 0 | 0.029 | PreCW-Front-ElecDHW-ElecDry | Appl-CW-Front-ElecDHW-ElecDry-Tier2AnySFm2003CZ12DEER2017 | 0
42958.3843 | Appl-CW-Front-ElecDHW-ElecDry-Tier2 | SFm | 2003 | CZ13 | rDXGF | -1 | Household | 1 | 1948.8 | 240 | 0 | 0 | 229 | 0 | 5.4 | 0 | -0.2 | 0.1 | -0.5 | 0.6 | 0 | 0 | 5.2 | 0 | -0.97 | 0 | -0.98 | 0 | 0.037 | 0 | 0.032 | 221 | 0 | 0 | 209 | 0 | 4.9 | 0 | -0.2 | 0.1 | -0.5 | 0.6 | 0 | 0 | 7 | 0 | -0.87 | 0 | -0.88 | 0 | 0.034 | 0 | 0.029 | PreCW-Front-ElecDHW-ElecDry | Appl-CW-Front-ElecDHW-ElecDry-Tier2AnySFm2003CZ13DEER2017 | 0
42958.3843 | Appl-CW-Front-ElecDHW-ElecDry-Tier2 | SFm | 2003 | CZ14 | rDXGF | -1 | Household | 1 | 2160.9 | 241 | 0 | 0 | 229 | 0 | 6.6 | 0 | -0.1 | 0.3 | -0.5 | 0.8 | 0 | 0 | 5.3 | 0 | -1.01 | 0 | -1.01 | 0 | 0.035 | 0 | 0.031 | 222 | 0 | 0 | 209 | 0 | 6 | 0 | -0.1 | 0.3 | -0.5 | 0.7 | 0 | 0 | 7.2 | 0 | -0.91 | 0 | -0.9 | 0 | 0.032 | 0 | 0.028 | PreCW-Front-ElecDHW-ElecDry | Appl-CW-Front-ElecDHW-ElecDry-Tier2AnySFm2003CZ14DEER2017 | 0
42958.3843 | Appl-CW-Front-ElecDHW-ElecDry-Tier2 | SFm | 2003 | CZ15 | rDXGF | -1 | Household | 1 | 2160.9 | 242 | 0 | 0 | 229 | 0 | 8.4 | 0 | -0.1 | 0.6 | -0.2 | 0.9 | 0 | 0 | 4.4 | 0 | -0.48 | 0 | -0.48 | 0 | 0.035 | 0 | 0.032 | 223 | 0 | 0 | 209 | 0 | 7.6 | 0 | -0.1 | 0.6 | -0.2 | 0.8 | 0 | 0 | 5.9 | 0 | -0.43 | 0 | -0.43 | 0 | 0.032 | 0 | 0.029 | PreCW-Front-ElecDHW-ElecDry | Appl-CW-Front-ElecDHW-ElecDry-Tier2AnySFm2003CZ15DEER2017 | 0
42958.3843 | Appl-CW-Front-ElecDHW-ElecDry-Tier2 | SFm | 2003 | CZ16 | rDXGF | -1 | Household | 1 | 2295.6 | 238 | 0 | 0 | 229 | 0 | 2.7 | 0 | -0.1 | 0 | -0.4 | 0.3 | 0 | 0 | 6.1 | 0 | -0.81 | 0 | -0.82 | 0 | 0.036 | 0 | 0.032 | 220 | 0 | 0 | 209 | 0 | 2.5 | 0 | -0.1 | 0 | -0.4 | 0.3 | 0 | 0 | 8.2 | 0 | -0.72 | 0 | -0.73 | 0 | 0.033 | 0 | 0.029 | PreCW-Front-ElecDHW-ElecDry | Appl-CW-Front-ElecDHW-ElecDry-Tier2AnySFm2003CZ16DEER2017 | 0
42958.3843 | Appl-CW-Front-ElecDHW-ElecDry-Tier2 | SFm | 2007 | CZ01 | rDXGF | -1 | Household | 1 | 2295.6 | 235 | 0 | 0 | 229 | 0 | 0 | 0 | -0.2 | -0.5 | -0.5 | 0 | 0 | 0 | 6.2 | 0 | -1.14 | 0 | -1.14 | 0 | 0.033 | 0 | 0.032 | 217 | 0 | 0 | 209 | 0 | 0 | 0 | -0.2 | -0.5 | -0.5 | 0 | 0 | 0 | 8.3 | 0 | -1.02 | 0 | -1.02 | 0 | 0.03 | 0 | 0.029 | PreCW-Front-ElecDHW-ElecDry | Appl-CW-Front-ElecDHW-ElecDry-Tier2AnySFm2007CZ01DEER2017 | 0
42958.3843 | Appl-CW-Front-ElecDHW-ElecDry-Tier2 | SFm | 2007 | CZ02 | rDXGF | -1 | Household | 1 | 1948.8 | 237 | 0 | 0 | 229 | 0 | 2.8 | 0 | -0.3 | -0.2 | -0.6 | 0.4 | 0 | 0 | 5.7 | 0 | -1.24 | 0 | -1.23 | 0 | 0.036 | 0 | 0.032 | 219 | 0 | 0 | 209 | 0 | 2.6 | 0 | -0.3 | -0.1 | -0.5 | 0.4 | 0 | 0 | 7.7 | 0 | -1.11 | 0 | -1.1 | 0 | 0.034 | 0 | 0.029 | PreCW-Front-ElecDHW-ElecDry | Appl-CW-Front-ElecDHW-ElecDry-Tier2AnySFm2007CZ02DEER2017 | 0
42958.3843 | Appl-CW-Front-ElecDHW-ElecDry-Tier2 | SFm | 2007 | CZ03 | rDXGF | -1 | Household | 1 | 2295.6 | 235 | 0 | 0 | 229 | 0 | 0.7 | 0 | -0.1 | -0.4 | -0.6 | 0.1 | 0 | 0 | 5.8 | 0 | -1.14 | 0 | -1.14 | 0 | 0.036 | 0 | 0.031 | 217 | 0 | 0 | 209 | 0 | 0.6 | 0 | -0.1 | -0.4 | -0.5 | 0.1 | 0 | 0 | 7.8 | 0 | -1.02 | 0 | -1.02 | 0 | 0.033 | 0 | 0.029 | PreCW-Front-ElecDHW-ElecDry | Appl-CW-Front-ElecDHW-ElecDry-Tier2AnySFm2007CZ03DEER2017 | 0
42958.3843 | Appl-CW-Front-ElecDHW-ElecDry-Tier2 | SFm | 2007 | CZ04 | rDXGF | -1 | Household | 1 | 2295.6 | 238 | 0 | 0 | 229 | 0 | 3.3 | 0 | -0.2 | 0 | -0.5 | 0.5 | 0 | 0 | 5.6 | 0 | -0.96 | 0 | -0.96 | 0 | 0.036 | 0 | 0.031 | 220 | 0 | 0 | 209 | 0 | 3 | 0 | -0.2 | 0 | -0.5 | 0.5 | 0 | 0 | 7.5 | 0 | -0.86 | 0 | -0.85 | 0 | 0.033 | 0 | 0.029 | PreCW-Front-ElecDHW-ElecDry | Appl-CW-Front-ElecDHW-ElecDry-Tier2AnySFm2007CZ04DEER2017 | 0
42958.3843 | Appl-CW-Front-ElecDHW-ElecDry-Tier2 | SFm | 2007 | CZ05 | rDXGF | -1 | Household | 1 | 2295.6 | 235 | 0 | 0 | 229 | 0 | 0.5 | 0 | -0.2 | -0.6 | -0.7 | 0.1 | 0 | 0 | 5.9 | 0 | -1.51 | 0 | -1.5 | 0 | 0.034 | 0 | 0.032 | 217 | 0 | 0 | 209 | 0 | 0.4 | 0 | -0.2 | -0.6 | -0.7 | 0.1 | 0 | 0 | 7.9 | 0 | -1.38 | 0 | -1.38 | 0 | 0.031 | 0 | 0.029 | PreCW-Front-ElecDHW-ElecDry | Appl-CW-Front-ElecDHW-ElecDry-Tier2AnySFm2007CZ05DEER2017 | 0
42958.3843 | Appl-CW-Front-ElecDHW-ElecDry-Tier2 | SFm | 2007 | CZ06 | rDXGF | -1 | Household | 1 | 2392.9 | 239 | 0 | 0 | 229 | 0 | 4.3 | 0 | -0.1 | 0.4 | -0.3 | 0.8 | 0 | 0 | 5.5 | 0 | -0.75 | 0 | -0.75 | 0 | 0.035 | 0 | 0.031 | 220 | 0 | 0 | 209 | 0 | 3.4 | 0 | -0.1 | 0.3 | -0.3 | 0.6 | 0 | 0 | 7.3 | 0 | -0.66 | 0 | -0.67 | 0 | 0.033 | 0 | 0.028 | PreCW-Front-ElecDHW-ElecDry | Appl-CW-Front-ElecDHW-ElecDry-Tier2AnySFm2007CZ06DEER2017 | 0
42958.3843 | Appl-CW-Front-ElecDHW-ElecDry-Tier2 | SFm | 2007 | CZ07 | rDXGF | -1 | Household | 1 | 2392.9 | 240 | 0 | 0 | 229 | 0 | 4.6 | 0 | -0.1 | 0.6 | -0.3 | 0.9 | 0 | 0 | 5.3 | 0 | -0.63 | 0 | -0.63 | 0 | 0.037 | 0 | 0.031 | 221 | 0 | 0 | 209 | 0 | 4.2 | 0 | -0.1 | 0.5 | -0.3 | 0.8 | 0 | 0 | 7.2 | 0 | -0.57 | 0 | -0.57 | 0 | 0.034 | 0 | 0.028 | PreCW-Front-ElecDHW-ElecDry | Appl-CW-Front-ElecDHW-ElecDry-Tier2AnySFm2007CZ07DEER2017 | 0
42958.3843 | Appl-CW-Front-ElecDHW-ElecDry-Tier2 | SFm | 2007 | CZ08 | rDXGF | -1 | Household | 1 | 2392.9 | 241 | 0 | 0 | 229 | 0 | 6 | 0 | -0.1 | 0.7 | -0.3 | 1 | 0 | 0 | 5.3 | 0 | -0.58 | 0 | -0.58 | 0 | 0.036 | 0 | 0.032 | 222 | 0 | 0 | 209 | 0 | 5.5 | 0 | -0.1 | 0.7 | -0.2 | 0.9 | 0 | 0 | 7 | 0 | -0.51 | 0 | -0.5 | 0 | 0.033 | 0 | 0.029 | PreCW-Front-ElecDHW-ElecDry | Appl-CW-Front-ElecDHW-ElecDry-Tier2AnySFm2007CZ08DEER2017 | 0
42958.3843 | Appl-CW-Front-ElecDHW-ElecDry-Tier2 | SFm | 2007 | CZ09 | rDXGF | -1 | Household | 1 | 2422.9 | 239 | 0 | 0 | 229 | 0 | 4.2 | 0 | -0.1 | 0.3 | -0.3 | 0.7 | 0 | 0 | 5.3 | 0 | -0.68 | 0 | -0.68 | 0 | 0.033 | 0 | 0.032 | 220 | 0 | 0 | 209 | 0 | 3.7 | 0 | -0.1 | 0.3 | -0.3 | 0.7 | 0 | 0 | 7.1 | 0 | -0.61 | 0 | -0.61 | 0 | 0.03 | 0 | 0.029 | PreCW-Front-ElecDHW-ElecDry | Appl-CW-Front-ElecDHW-ElecDry-Tier2AnySFm2007CZ09DEER2017 | 0
42958.3843 | Appl-CW-Front-ElecDHW-ElecDry-Tier2 | SFm | 2007 | CZ10 | rDXGF | -1 | Household | 1 | 1948.8 | 240 | 0 | 0 | 229 | 0 | 5 | 0 | -0.1 | 0.3 | -0.4 | 0.8 | 0 | 0 | 5.3 | 0 | -0.89 | 0 | -0.88 | 0 | 0.034 | 0 | 0.032 | 221 | 0 | 0 | 209 | 0 | 4.5 | 0 | -0.1 | 0.3 | -0.4 | 0.7 | 0 | 0 | 7.1 | 0 | -0.8 | 0 | -0.79 | 0 | 0.031 | 0 | 0.029 | PreCW-Front-ElecDHW-ElecDry | Appl-CW-Front-ElecDHW-ElecDry-Tier2AnySFm2007CZ10DEER2017 | 0
42958.3843 | Appl-CW-Front-ElecDHW-ElecDry-Tier2 | SFm | 2007 | CZ11 | rDXGF | -1 | Household | 1 | 1948.8 | 239 | 0 | 0 | 229 | 0 | 4.4 | 0 | -0.1 | 0.1 | -0.5 | 0.7 | 0 | 0 | 5.4 | 0 | -1.01 | 0 | -1 | 0 | 0.035 | 0 | 0.031 | 220 | 0 | 0 | 209 | 0 | 3.9 | 0 | -0.1 | 0.1 | -0.5 | 0.6 | 0 | 0 | 7.2 | 0 | -0.91 | 0 | -0.91 | 0 | 0.032 | 0 | 0.029 | PreCW-Front-ElecDHW-ElecDry | Appl-CW-Front-ElecDHW-ElecDry-Tier2AnySFm2007CZ11DEER2017 | 0
42958.3843 | Appl-CW-Front-ElecDHW-ElecDry-Tier2 | SFm | 2007 | CZ12 | rDXGF | -1 | Household | 1 | 1948.8 | 238 | 0 | 0 | 229 | 0 | 3.4 | 0 | -0.2 | 0.1 | -0.5 | 0.5 | 0 | 0 | 5.5 | 0 | -0.91 | 0 | -0.9 | 0 | 0.037 | 0 | 0.032 | 220 | 0 | 0 | 209 | 0 | 3.1 | 0 | -0.2 | 0.1 | -0.4 | 0.4 | 0 | 0 | 7.3 | 0 | -0.81 | 0 | -0.81 | 0 | 0.034 | 0 | 0.029 | PreCW-Front-ElecDHW-ElecDry | Appl-CW-Front-ElecDHW-ElecDry-Tier2AnySFm2007CZ12DEER2017 | 0
42958.3843 | Appl-CW-Front-ElecDHW-ElecDry-Tier2 | SFm | 2007 | CZ13 | rDXGF | -1 | Household | 1 | 1948.8 | 240 | 0 | 0 | 229 | 0 | 5.1 | 0 | -0.2 | 0.4 | -0.4 | 0.8 | 0 | 0 | 5.3 | 0 | -0.86 | 0 | -0.85 | 0 | 0.035 | 0 | 0.032 | 221 | 0 | 0 | 209 | 0 | 4.7 | 0 | -0.1 | 0.4 | -0.4 | 0.8 | 0 | 0 | 7.1 | 0 | -0.77 | 0 | -0.77 | 0 | 0.033 | 0 | 0.029 | PreCW-Front-ElecDHW-ElecDry | Appl-CW-Front-ElecDHW-ElecDry-Tier2AnySFm2007CZ13DEER2017 | 0
42958.3843 | Appl-CW-Front-ElecDHW-ElecDry-Tier2 | SFm | 2007 | CZ14 | rDXGF | -1 | Household | 1 | 2160.9 | 240 | 0 | 0 | 229 | 0 | 5.3 | 0 | -0.2 | 0.3 | -0.5 | 0.9 | 0 | 0 | 5.4 | 0 | -1.04 | 0 | -1.04 | 0 | 0.035 | 0 | 0.032 | 221 | 0 | 0 | 209 | 0 | 4.7 | 0 | -0.1 | 0.3 | -0.5 | 0.8 | 0 | 0 | 7.2 | 0 | -0.93 | 0 | -0.93 | 0 | 0.032 | 0 | 0.029 | PreCW-Front-ElecDHW-ElecDry | Appl-CW-Front-ElecDHW-ElecDry-Tier2AnySFm2007CZ14DEER2017 | 0
42958.3843 | Appl-CW-Front-ElecDHW-ElecDry-Tier2 | SFm | 2007 | CZ15 | rDXGF | -1 | Household | 1 | 2160.9 | 241 | 0 | 0 | 229 | 0 | 7 | 0 | -0.1 | 0.7 | -0.2 | 1 | 0 | 0 | 4.4 | 0 | -0.45 | 0 | -0.46 | 0 | 0.035 | 0 | 0.032 | 222 | 0 | 0 | 209 | 0 | 6.4 | 0 | -0.1 | 0.7 | -0.2 | 0.9 | 0 | 0 | 5.9 | 0 | -0.41 | 0 | -0.41 | 0 | 0.032 | 0 | 0.029 | PreCW-Front-ElecDHW-ElecDry | Appl-CW-Front-ElecDHW-ElecDry-Tier2AnySFm2007CZ15DEER2017 | 0
42958.3843 | Appl-CW-Front-ElecDHW-ElecDry-Tier2 | SFm | 2007 | CZ16 | rDXGF | -1 | Household | 1 | 2295.6 | 238 | 0 | 0 | 229 | 0 | 2.9 | 0 | 0 | 0.1 | -0.4 | 0.5 | 0 | 0 | 6.2 | 0 | -0.82 | 0 | -0.81 | 0 | 0.036 | 0 | 0.032 | 220 | 0 | 0 | 209 | 0 | 2.7 | 0 | 0 | 0.1 | -0.4 | 0.5 | 0 | 0 | 8.3 | 0 | -0.73 | 0 | -0.73 | 0 | 0.033 | 0 | 0.029 | PreCW-Front-ElecDHW-ElecDry | Appl-CW-Front-ElecDHW-ElecDry-Tier2AnySFm2007CZ16DEER2017 | 0
42958.3843 | Appl-CW-Front-ElecDHW-ElecDry-Tier2 | SFm | 2011 | CZ01 | rDXGF | -1 | Household | 1 | 2295.6 | 235 | 0 | 0 | 229 | 0 | 0 | 0 | -0.2 | -0.5 | -0.5 | 0 | 0 | 0 | 6.2 | 0 | -1.07 | 0 | -1.07 | 0 | 0.033 | 0 | 0.032 | 217 | 0 | 0 | 209 | 0 | 0 | 0 | -0.2 | -0.5 | -0.5 | 0 | 0 | 0 | 8.3 | 0 | -0.96 | 0 | -0.97 | 0 | 0.031 | 0 | 0.029 | PreCW-Front-ElecDHW-ElecDry | Appl-CW-Front-ElecDHW-ElecDry-Tier2AnySFm2011CZ01DEER2017 | 0
42958.3843 | Appl-CW-Front-ElecDHW-ElecDry-Tier2 | SFm | 2011 | CZ02 | rDXGF | -1 | Household | 1 | 1948.8 | 237 | 0 | 0 | 229 | 0 | 2.8 | 0 | -0.3 | -0.1 | -0.6 | 0.5 | 0 | 0 | 5.8 | 0 | -1.18 | 0 | -1.18 | 0 | 0.036 | 0 | 0.031 | 219 | 0 | 0 | 209 | 0 | 2.5 | 0 | -0.2 | -0.1 | -0.5 | 0.4 | 0 | 0 | 7.7 | 0 | -1.06 | 0 | -1.06 | 0 | 0.033 | 0 | 0.029 | PreCW-Front-ElecDHW-ElecDry | Appl-CW-Front-ElecDHW-ElecDry-Tier2AnySFm2011CZ02DEER2017 | 0
42958.3843 | Appl-CW-Front-ElecDHW-ElecDry-Tier2 | SFm | 2011 | CZ03 | rDXGF | -1 | Household | 1 | 2295.6 | 235 | 0 | 0 | 229 | 0 | 0.9 | 0 | -0.1 | -0.4 | -0.6 | 0.2 | 0 | 0 | 5.8 | 0 | -1.11 | 0 | -1.11 | 0 | 0.037 | 0 | 0.031 | 217 | 0 | 0 | 209 | 0 | 0.8 | 0 | -0.1 | -0.3 | -0.5 | 0.2 | 0 | 0 | 7.7 | 0 | -1 | 0 | -0.99 | 0 | 0.034 | 0 | 0.029 | PreCW-Front-ElecDHW-ElecDry | Appl-CW-Front-ElecDHW-ElecDry-Tier2AnySFm2011CZ03DEER2017 | 0
42958.3843 | Appl-CW-Front-ElecDHW-ElecDry-Tier2 | SFm | 2011 | CZ04 | rDXGF | -1 | Household | 1 | 2295.6 | 239 | 0 | 0 | 229 | 0 | 3.7 | 0 | -0.1 | 0.1 | -0.5 | 0.6 | 0 | 0 | 5.6 | 0 | -0.93 | 0 | -0.93 | 0 | 0.037 | 0 | 0.032 | 220 | 0 | 0 | 209 | 0 | 3.4 | 0 | -0.1 | 0.1 | -0.4 | 0.6 | 0 | 0 | 7.5 | 0 | -0.83 | 0 | -0.84 | 0 | 0.034 | 0 | 0.029 | PreCW-Front-ElecDHW-ElecDry | Appl-CW-Front-ElecDHW-ElecDry-Tier2AnySFm2011CZ04DEER2017 | 0
42958.3843 | Appl-CW-Front-ElecDHW-ElecDry-Tier2 | SFm | 2011 | CZ05 | rDXGF | -1 | Household | 1 | 2295.6 | 235 | 0 | 0 | 229 | 0 | 0.4 | 0 | -0.1 | -0.5 | -0.6 | 0.1 | 0 | 0 | 5.9 | 0 | -1.33 | 0 | -1.33 | 0 | 0.036 | 0 | 0.031 | 217 | 0 | 0 | 209 | 0 | 0.4 | 0 | -0.1 | -0.5 | -0.5 | 0.1 | 0 | 0 | 7.9 | 0 | -1.2 | 0 | -1.19 | 0 | 0.033 | 0 | 0.029 | PreCW-Front-ElecDHW-ElecDry | Appl-CW-Front-ElecDHW-ElecDry-Tier2AnySFm2011CZ05DEER2017 | 0
42958.3843 | Appl-CW-Front-ElecDHW-ElecDry-Tier2 | SFm | 2011 | CZ06 | rDXGF | -1 | Household | 1 | 2392.9 | 237 | 0 | 0 | 229 | 0 | 2.7 | 0 | -0.1 | 0.1 | -0.4 | 0.5 | 0 | 0 | 5.4 | 0 | -0.83 | 0 | -0.82 | 0 | 0.034 | 0 | 0.032 | 219 | 0 | 0 | 209 | 0 | 2.3 | 0 | -0.1 | 0.1 | -0.3 | 0.4 | 0 | 0 | 7.3 | 0 | -0.74 | 0 | -0.73 | 0 | 0.031 | 0 | 0.029 | PreCW-Front-ElecDHW-ElecDry | Appl-CW-Front-ElecDHW-ElecDry-Tier2AnySFm2011CZ06DEER2017 | 0
42958.3843 | Appl-CW-Front-ElecDHW-ElecDry-Tier2 | SFm | 2011 | CZ07 | rDXGF | -1 | Household | 1 | 2392.9 | 239 | 0 | 0 | 229 | 0 | 4.3 | 0 | 0 | 0.6 | -0.3 | 0.7 | 0 | 0 | 5.4 | 0 | -0.53 | 0 | -0.54 | 0 | 0.034 | 0 | 0.032 | 221 | 0 | 0 | 209 | 0 | 3.8 | 0 | 0 | 0.5 | -0.2 | 0.6 | 0 | 0 | 7.2 | 0 | -0.47 | 0 | -0.48 | 0 | 0.031 | 0 | 0.029 | PreCW-Front-ElecDHW-ElecDry | Appl-CW-Front-ElecDHW-ElecDry-Tier2AnySFm2011CZ07DEER2017 | 0
42958.3843 | Appl-CW-Front-ElecDHW-ElecDry-Tier2 | SFm | 2011 | CZ08 | rDXGF | -1 | Household | 1 | 2392.9 | 241 | 0 | 0 | 229 | 0 | 5.9 | 0 | 0 | 0.7 | -0.2 | 1.1 | 0 | 0 | 5.3 | 0 | -0.54 | 0 | -0.54 | 0 | 0.035 | 0 | 0.032 | 222 | 0 | 0 | 209 | 0 | 5.4 | 0 | 0 | 0.7 | -0.2 | 1 | 0 | 0 | 7.1 | 0 | -0.49 | 0 | -0.48 | 0 | 0.032 | 0 | 0.029 | PreCW-Front-ElecDHW-ElecDry | Appl-CW-Front-ElecDHW-ElecDry-Tier2AnySFm2011CZ08DEER2017 | 0
42958.3843 | Appl-CW-Front-ElecDHW-ElecDry-Tier2 | SFm | 2011 | CZ09 | rDXGF | -1 | Household | 1 | 2422.9 | 239 | 0 | 0 | 229 | 0 | 4.2 | 0 | -0.1 | 0.3 | -0.4 | 0.7 | 0 | 0 | 5.3 | 0 | -0.63 | 0 | -0.63 | 0 | 0.034 | 0 | 0.032 | 220 | 0 | 0 | 209 | 0 | 3.7 | 0 | -0.1 | 0.3 | -0.3 | 0.6 | 0 | 0 | 7.1 | 0 | -0.57 | 0 | -0.57 | 0 | 0.031 | 0 | 0.029 | PreCW-Front-ElecDHW-ElecDry | Appl-CW-Front-ElecDHW-ElecDry-Tier2AnySFm2011CZ09DEER2017 | 0
42958.3843 | Appl-CW-Front-ElecDHW-ElecDry-Tier2 | SFm | 2011 | CZ10 | rDXGF | -1 | Household | 1 | 1948.8 | 240 | 0 | 0 | 229 | 0 | 5.2 | 0 | -0.2 | 0.4 | -0.4 | 0.9 | 0 | 0 | 5.2 | 0 | -0.85 | 0 | -0.85 | 0 | 0.035 | 0 | 0.032 | 221 | 0 | 0 | 209 | 0 | 4.7 | 0 | -0.2 | 0.3 | -0.4 | 0.8 | 0 | 0 | 7 | 0 | -0.76 | 0 | -0.76 | 0 | 0.032 | 0 | 0.029 | PreCW-Front-ElecDHW-ElecDry | Appl-CW-Front-ElecDHW-ElecDry-Tier2AnySFm2011CZ10DEER2017 | 0
42958.3843 | Appl-CW-Front-ElecDHW-ElecDry-Tier2 | SFm | 2011 | CZ11 | rDXGF | -1 | Household | 1 | 1948.8 | 239 | 0 | 0 | 229 | 0 | 4.6 | 0 | -0.1 | 0.2 | -0.4 | 0.7 | 0 | 0 | 5.4 | 0 | -0.97 | 0 | -0.98 | 0 | 0.035 | 0 | 0.032 | 221 | 0 | 0 | 209 | 0 | 4.1 | 0 | -0.1 | 0.2 | -0.4 | 0.6 | 0 | 0 | 7.2 | 0 | -0.86 | 0 | -0.87 | 0 | 0.032 | 0 | 0.029 | PreCW-Front-ElecDHW-ElecDry | Appl-CW-Front-ElecDHW-ElecDry-Tier2AnySFm2011CZ11DEER2017 | 0
42958.3843 | Appl-CW-Front-ElecDHW-ElecDry-Tier2 | SFm | 2011 | CZ12 | rDXGF | -1 | Household | 1 | 1948.8 | 239 | 0 | 0 | 229 | 0 | 3.9 | 0 | -0.1 | 0.2 | -0.4 | 0.6 | 0 | 0 | 5.5 | 0 | -0.85 | 0 | -0.85 | 0 | 0.036 | 0 | 0.032 | 220 | 0 | 0 | 209 | 0 | 3.6 | 0 | -0.1 | 0.2 | -0.4 | 0.5 | 0 | 0 | 7.3 | 0 | -0.77 | 0 | -0.77 | 0 | 0.033 | 0 | 0.029 | PreCW-Front-ElecDHW-ElecDry | Appl-CW-Front-ElecDHW-ElecDry-Tier2AnySFm2011CZ12DEER2017 | 0
42958.3843 | Appl-CW-Front-ElecDHW-ElecDry-Tier2 | SFm | 2011 | CZ13 | rDXGF | -1 | Household | 1 | 1948.8 | 240 | 0 | 0 | 229 | 0 | 5.2 | 0 | -0.1 | 0.4 | -0.4 | 0.8 | 0 | 0 | 5.3 | 0 | -0.81 | 0 | -0.8 | 0 | 0.035 | 0 | 0.032 | 221 | 0 | 0 | 209 | 0 | 4.7 | 0 | -0.1 | 0.4 | -0.4 | 0.8 | 0 | 0 | 7.1 | 0 | -0.73 | 0 | -0.72 | 0 | 0.033 | 0 | 0.029 | PreCW-Front-ElecDHW-ElecDry | Appl-CW-Front-ElecDHW-ElecDry-Tier2AnySFm2011CZ13DEER2017 | 0
42958.3843 | Appl-CW-Front-ElecDHW-ElecDry-Tier2 | SFm | 2011 | CZ14 | rDXGF | -1 | Household | 1 | 2160.9 | 240 | 0 | 0 | 229 | 0 | 5.4 | 0 | -0.1 | 0.4 | -0.5 | 0.9 | 0 | 0 | 5.4 | 0 | -0.99 | 0 | -0.99 | 0 | 0.035 | 0 | 0.032 | 221 | 0 | 0 | 209 | 0 | 4.8 | 0 | -0.1 | 0.4 | -0.4 | 0.8 | 0 | 0 | 7.2 | 0 | -0.89 | 0 | -0.89 | 0 | 0.032 | 0 | 0.029 | PreCW-Front-ElecDHW-ElecDry | Appl-CW-Front-ElecDHW-ElecDry-Tier2AnySFm2011CZ14DEER2017 | 0
42958.3843 | Appl-CW-Front-ElecDHW-ElecDry-Tier2 | SFm | 2011 | CZ15 | rDXGF | -1 | Household | 1 | 2160.9 | 241 | 0 | 0 | 229 | 0 | 6.6 | 0 | 0 | 0.7 | -0.2 | 0.9 | 0 | 0 | 4.5 | 0 | -0.44 | 0 | -0.44 | 0 | 0.034 | 0 | 0.032 | 222 | 0 | 0 | 209 | 0 | 6 | 0 | 0 | 0.6 | -0.2 | 0.8 | 0 | 0 | 6 | 0 | -0.39 | 0 | -0.38 | 0 | 0.032 | 0 | 0.029 | PreCW-Front-ElecDHW-ElecDry | Appl-CW-Front-ElecDHW-ElecDry-Tier2AnySFm2011CZ15DEER2017 | 0
42958.3843 | Appl-CW-Front-ElecDHW-ElecDry-Tier2 | SFm | 2011 | CZ16 | rDXGF | -1 | Household | 1 | 2295.6 | 238 | 0 | 0 | 229 | 0 | 2.4 | 0 | -0.1 | 0 | -0.4 | 0.4 | 0 | 0 | 6.2 | 0 | -0.76 | 0 | -0.76 | 0 | 0.035 | 0 | 0.032 | 220 | 0 | 0 | 209 | 0 | 2.2 | 0 | -0.1 | 0 | -0.3 | 0.3 | 0 | 0 | 8.3 | 0 | -0.69 | 0 | -0.69 | 0 | 0.032 | 0 | 0.029 | PreCW-Front-ElecDHW-ElecDry | Appl-CW-Front-ElecDHW-ElecDry-Tier2AnySFm2011CZ16DEER2017 | 0
42958.3843 | Appl-CW-Front-ElecDHW-ElecDry-Tier2 | SFm | 2015 | CZ01 | rDXGF | -1 | Household | 1 | 2295.6 | 235 | 0 | 0 | 229 | 0 | 0 | 0 | -0.2 | -0.4 | -0.4 | 0 | 0 | 0 | 6.2 | 0 | -0.98 | 0 | -0.99 | 0 | 0.032 | 0 | 0.032 | 217 | 0 | 0 | 209 | 0 | 0 | 0 | -0.2 | -0.3 | -0.3 | 0 | 0 | 0 | 8.3 | 0 | -0.88 | 0 | -0.89 | 0 | 0.03 | 0 | 0.029 | PreCW-Front-ElecDHW-ElecDry | Appl-CW-Front-ElecDHW-ElecDry-Tier2AnySFm2015CZ01DEER2017 | 0
42958.3843 | Appl-CW-Front-ElecDHW-ElecDry-Tier2 | SFm | 2015 | CZ02 | rDXGF | -1 | Household | 1 | 1948.8 | 237 | 0 | 0 | 229 | 0 | 2.3 | 0 | -0.2 | -0.2 | -0.5 | 0.3 | 0 | 0 | 5.8 | 0 | -1.18 | 0 | -1.18 | 0 | 0.037 | 0 | 0.032 | 219 | 0 | 0 | 209 | 0 | 2 | 0 | -0.2 | -0.2 | -0.4 | 0.3 | 0 | 0 | 7.7 | 0 | -1.06 | 0 | -1.07 | 0 | 0.034 | 0 | 0.029 | PreCW-Front-ElecDHW-ElecDry | Appl-CW-Front-ElecDHW-ElecDry-Tier2AnySFm2015CZ02DEER2017 | 0
42958.3843 | Appl-CW-Front-ElecDHW-ElecDry-Tier2 | SFm | 2015 | CZ03 | rDXGF | -1 | Household | 1 | 2295.6 | 236 | 0 | 0 | 229 | 0 | 1 | 0 | -0.1 | -0.2 | -0.4 | 0.2 | 0 | 0 | 5.8 | 0 | -0.93 | 0 | -0.93 | 0 | 0.036 | 0 | 0.032 | 218 | 0 | 0 | 209 | 0 | 1 | 0 | -0.1 | -0.2 | -0.4 | 0.2 | 0 | 0 | 7.8 | 0 | -0.84 | 0 | -0.84 | 0 | 0.033 | 0 | 0.029 | PreCW-Front-ElecDHW-ElecDry | Appl-CW-Front-ElecDHW-ElecDry-Tier2AnySFm2015CZ03DEER2017 | 0
42958.3843 | Appl-CW-Front-ElecDHW-ElecDry-Tier2 | SFm | 2015 | CZ04 | rDXGF | -1 | Household | 1 | 2295.6 | 238 | 0 | 0 | 229 | 0 | 3.1 | 0 | -0.1 | 0.1 | -0.4 | 0.5 | 0 | 0 | 5.6 | 0 | -0.96 | 0 | -0.96 | 0 | 0.036 | 0 | 0.031 | 219 | 0 | 0 | 209 | 0 | 2.8 | 0 | -0.1 | 0.1 | -0.3 | 0.4 | 0 | 0 | 7.5 | 0 | -0.87 | 0 | -0.86 | 0 | 0.033 | 0 | 0.028 | PreCW-Front-ElecDHW-ElecDry | Appl-CW-Front-ElecDHW-ElecDry-Tier2AnySFm2015CZ04DEER2017 | 0
42958.3843 | Appl-CW-Front-ElecDHW-ElecDry-Tier2 | SFm | 2015 | CZ05 | rDXGF | -1 | Household | 1 | 2295.6 | 236 | 0 | 0 | 229 | 0 | 1.3 | 0 | -0.1 | -0.2 | -0.4 | 0.2 | 0 | 0 | 5.9 | 0 | -1.08 | 0 | -1.08 | 0 | 0.035 | 0 | 0.032 | 218 | 0 | 0 | 209 | 0 | 1 | 0 | -0.1 | -0.2 | -0.4 | 0.1 | 0 | 0 | 7.9 | 0 | -0.97 | 0 | -0.96 | 0 | 0.033 | 0 | 0.029 | PreCW-Front-ElecDHW-ElecDry | Appl-CW-Front-ElecDHW-ElecDry-Tier2AnySFm2015CZ05DEER2017 | 0
42958.3843 | Appl-CW-Front-ElecDHW-ElecDry-Tier2 | SFm | 2015 | CZ06 | rDXGF | -1 | Household | 1 | 2392.9 | 237 | 0 | 0 | 229 | 0 | 2.4 | 0 | -0.1 | 0 | -0.3 | 0.4 | 0 | 0 | 5.4 | 0 | -0.79 | 0 | -0.8 | 0 | 0.037 | 0 | 0.032 | 219 | 0 | 0 | 209 | 0 | 2.2 | 0 | -0.1 | 0 | -0.3 | 0.3 | 0 | 0 | 7.3 | 0 | -0.71 | 0 | -0.72 | 0 | 0.034 | 0 | 0.029 | PreCW-Front-ElecDHW-ElecDry | Appl-CW-Front-ElecDHW-ElecDry-Tier2AnySFm2015CZ06DEER2017 | 0
42958.3843 | Appl-CW-Front-ElecDHW-ElecDry-Tier2 | SFm | 2015 | CZ07 | rDXGF | -1 | Household | 1 | 2392.9 | 239 | 0 | 0 | 229 | 0 | 4.3 | 0 | -0.1 | 0.5 | -0.2 | 0.7 | 0 | 0 | 5.3 | 0 | -0.6 | 0 | -0.6 | 0 | 0.036 | 0 | 0.031 | 220 | 0 | 0 | 209 | 0 | 3.5 | 0 | -0.1 | 0.4 | -0.2 | 0.6 | 0 | 0 | 7.1 | 0 | -0.54 | 0 | -0.54 | 0 | 0.032 | 0 | 0.029 | PreCW-Front-ElecDHW-ElecDry | Appl-CW-Front-ElecDHW-ElecDry-Tier2AnySFm2015CZ07DEER2017 | 0
42958.3843 | Appl-CW-Front-ElecDHW-ElecDry-Tier2 | SFm | 2015 | CZ08 | rDXGF | -1 | Household | 1 | 2392.9 | 239 | 0 | 0 | 229 | 0 | 2.3 | 0 | 0 | 2 | -0.3 | 2.1 | 0 | 0 | 5.3 | 0 | -0.55 | 0 | -0.56 | 0 | 0.032 | 0 | 0.032 | 221 | 0 | 0 | 209 | 0 | 3.6 | 0 | 0 | 1.7 | -0.2 | 1.7 | 0 | 0 | 7.1 | 0 | -0.36 | 0 | -0.37 | 0 | 0.031 | 0 | 0.029 | PreCW-Front-ElecDHW-ElecDry | Appl-CW-Front-ElecDHW-ElecDry-Tier2AnySFm2015CZ08DEER2017 | 0
42958.3843 | Appl-CW-Front-ElecDHW-ElecDry-Tier2 | SFm | 2015 | CZ09 | rDXGF | -1 | Household | 1 | 2422.9 | 238 | 0 | 0 | 229 | 0 | 2.3 | 0 | -0.1 | 1.4 | -0.3 | 1.7 | 0 | 0 | 5.3 | 0 | -0.62 | 0 | -0.62 | 0 | 0.034 | 0 | 0.032 | 220 | 0 | 0 | 209 | 0 | 2.2 | 0 | -0.1 | 1.3 | -0.3 | 1.5 | 0 | 0 | 7.1 | 0 | -0.56 | 0 | -0.56 | 0 | 0.031 | 0 | 0.029 | PreCW-Front-ElecDHW-ElecDry | Appl-CW-Front-ElecDHW-ElecDry-Tier2AnySFm2015CZ09DEER2017 | 0
42958.3843 | Appl-CW-Front-ElecDHW-ElecDry-Tier2 | SFm | 2015 | CZ10 | rDXGF | -1 | Household | 1 | 1948.8 | 238 | 0 | 0 | 229 | 0 | 2.6 | 0 | -0.1 | 0.7 | -0.3 | 1.1 | 0 | 0 | 5.3 | 0 | -0.85 | 0 | -0.85 | 0 | 0.034 | 0 | 0.032 | 219 | 0 | 0 | 209 | 0 | 2.3 | 0 | -0.1 | 0.7 | -0.3 | 1 | 0 | 0 | 7.1 | 0 | -0.77 | 0 | -0.76 | 0 | 0.032 | 0 | 0.029 | PreCW-Front-ElecDHW-ElecDry | Appl-CW-Front-ElecDHW-ElecDry-Tier2AnySFm2015CZ10DEER2017 | 0
42958.3843 | Appl-CW-Front-ElecDHW-ElecDry-Tier2 | SFm | 2015 | CZ11 | rDXGF | -1 | Household | 1 | 1948.8 | 238 | 0 | 0 | 229 | 0 | 3.7 | 0 | -0.2 | 0.1 | -0.4 | 0.6 | 0 | 0 | 5.4 | 0 | -0.97 | 0 | -0.97 | 0 | 0.036 | 0 | 0.032 | 219 | 0 | 0 | 209 | 0 | 3.3 | 0 | -0.2 | 0.1 | -0.3 | 0.5 | 0 | 0 | 7.2 | 0 | -0.87 | 0 | -0.87 | 0 | 0.033 | 0 | 0.029 | PreCW-Front-ElecDHW-ElecDry | Appl-CW-Front-ElecDHW-ElecDry-Tier2AnySFm2015CZ11DEER2017 | 0
42958.3843 | Appl-CW-Front-ElecDHW-ElecDry-Tier2 | SFm | 2015 | CZ12 | rDXGF | -1 | Household | 1 | 1948.8 | 237 | 0 | 0 | 229 | 0 | 2.3 | 0 | -0.2 | 0.5 | -0.4 | 0.9 | 0 | 0 | 5.5 | 0 | -0.86 | 0 | -0.85 | 0 | 0.036 | 0 | 0.031 | 219 | 0 | 0 | 209 | 0 | 2.1 | 0 | -0.1 | 0.5 | -0.4 | 0.8 | 0 | 0 | 7.4 | 0 | -0.77 | 0 | -0.76 | 0 | 0.033 | 0 | 0.029 | PreCW-Front-ElecDHW-ElecDry | Appl-CW-Front-ElecDHW-ElecDry-Tier2AnySFm2015CZ12DEER2017 | 0
42958.3843 | Appl-CW-Front-ElecDHW-ElecDry-Tier2 | SFm | 2015 | CZ13 | rDXGF | -1 | Household | 1 | 1948.8 | 239 | 0 | 0 | 229 | 0 | 3.7 | 0 | -0.2 | 0.8 | -0.3 | 1.1 | 0 | 0 | 5.2 | 0 | -0.79 | 0 | -0.79 | 0 | 0.035 | 0 | 0.032 | 220 | 0 | 0 | 209 | 0 | 3.3 | 0 | -0.2 | 0.7 | -0.3 | 1 | 0 | 0 | 7 | 0 | -0.71 | 0 | -0.71 | 0 | 0.032 | 0 | 0.029 | PreCW-Front-ElecDHW-ElecDry | Appl-CW-Front-ElecDHW-ElecDry-Tier2AnySFm2015CZ13DEER2017 | 0
42958.3843 | Appl-CW-Front-ElecDHW-ElecDry-Tier2 | SFm | 2015 | CZ14 | rDXGF | -1 | Household | 1 | 2160.9 | 239 | 0 | 0 | 229 | 0 | 4.7 | 0 | -0.2 | 0.4 | -0.4 | 0.8 | 0 | 0 | 5.4 | 0 | -1.02 | 0 | -1.01 | 0 | 0.036 | 0 | 0.031 | 221 | 0 | 0 | 209 | 0 | 4.2 | 0 | -0.1 | 0.3 | -0.4 | 0.6 | 0 | 0 | 7.3 | 0 | -0.91 | 0 | -0.91 | 0 | 0.033 | 0 | 0.028 | PreCW-Front-ElecDHW-ElecDry | Appl-CW-Front-ElecDHW-ElecDry-Tier2AnySFm2015CZ14DEER2017 | 0
42958.3843 | Appl-CW-Front-ElecDHW-ElecDry-Tier2 | SFm | 2015 | CZ15 | rDXGF | -1 | Household | 1 | 2160.9 | 241 | 0 | 0 | 229 | 0 | 6.7 | 0 | 0 | 0.7 | -0.2 | 0.9 | 0 | 0 | 4.4 | 0 | -0.44 | 0 | -0.43 | 0 | 0.034 | 0 | 0.032 | 221 | 0 | 0 | 209 | 0 | 5.8 | 0 | 0 | 0.6 | -0.2 | 0.8 | 0 | 0 | 5.9 | 0 | -0.39 | 0 | -0.39 | 0 | 0.031 | 0 | 0.029 | PreCW-Front-ElecDHW-ElecDry | Appl-CW-Front-ElecDHW-ElecDry-Tier2AnySFm2015CZ15DEER2017 | 0
42958.3843 | Appl-CW-Front-ElecDHW-ElecDry-Tier2 | SFm | 2015 | CZ16 | rDXGF | -1 | Household | 1 | 2295.6 | 236 | 0 | 0 | 229 | 0 | 1.2 | 0 | -0.1 | -0.2 | -0.3 | 0.2 | 0 | 0 | 6.2 | 0 | -0.94 | 0 | -0.94 | 0 | 0.035 | 0 | 0.032 | 218 | 0 | 0 | 209 | 0 | 1.1 | 0 | -0.1 | -0.2 | -0.3 | 0.2 | 0 | 0 | 8.3 | 0 | -0.85 | 0 | -0.85 | 0 | 0.032 | 0 | 0.029 | PreCW-Front-ElecDHW-ElecDry | Appl-CW-Front-ElecDHW-ElecDry-Tier2AnySFm2015CZ16DEER2017 | 0
42958.3843 | Appl-CW-Front-ElecDHW-ElecDry-Tier2 | SFm | 2017 | CZ01 | rDXGF | -1 | Household | 1 | 2295.6 | 235 | 0 | 0 | 229 | 0 | 0 | 0 | -0.2 | -0.4 | -0.4 | 0 | 0 | 0 | 6.2 | 0 | -0.95 | 0 | -0.94 | 0 | 0.032 | 0 | 0.032 | 217 | 0 | 0 | 209 | 0 | 0 | 0 | -0.2 | -0.3 | -0.3 | 0 | 0 | 0 | 8.3 | 0 | -0.85 | 0 | -0.85 | 0 | 0.03 | 0 | 0.029 | PreCW-Front-ElecDHW-ElecDry | Appl-CW-Front-ElecDHW-ElecDry-Tier2AnySFm2017CZ01DEER2017 | 0
42958.3843 | Appl-CW-Front-ElecDHW-ElecDry-Tier2 | SFm | 2017 | CZ02 | rDXGF | -1 | Household | 1 | 1948.8 | 237 | 0 | 0 | 229 | 0 | 2.2 | 0 | -0.3 | -0.2 | -0.5 | 0.4 | 0 | 0 | 5.8 | 0 | -1.14 | 0 | -1.14 | 0 | 0.035 | 0 | 0.031 | 218 | 0 | 0 | 209 | 0 | 1.9 | 0 | -0.2 | -0.2 | -0.5 | 0.3 | 0 | 0 | 7.7 | 0 | -1.03 | 0 | -1.02 | 0 | 0.033 | 0 | 0.029 | PreCW-Front-ElecDHW-ElecDry | Appl-CW-Front-ElecDHW-ElecDry-Tier2AnySFm2017CZ02DEER2017 | 0
42958.3843 | Appl-CW-Front-ElecDHW-ElecDry-Tier2 | SFm | 2017 | CZ03 | rDXGF | -1 | Household | 1 | 2295.6 | 236 | 0 | 0 | 229 | 0 | 1.1 | 0 | -0.2 | -0.2 | -0.4 | 0.1 | 0 | 0 | 5.7 | 0 | -0.92 | 0 | -0.92 | 0 | 0.035 | 0 | 0.032 | 217 | 0 | 0 | 209 | 0 | 0.9 | 0 | -0.1 | -0.2 | -0.4 | 0.1 | 0 | 0 | 7.7 | 0 | -0.82 | 0 | -0.82 | 0 | 0.033 | 0 | 0.029 | PreCW-Front-ElecDHW-ElecDry | Appl-CW-Front-ElecDHW-ElecDry-Tier2AnySFm2017CZ03DEER2017 | 0
42958.3843 | Appl-CW-Front-ElecDHW-ElecDry-Tier2 | SFm | 2017 | CZ04 | rDXGF | -1 | Household | 1 | 2295.6 | 238 | 0 | 0 | 229 | 0 | 3.1 | 0 | -0.1 | 0.1 | -0.4 | 0.5 | 0 | 0 | 5.6 | 0 | -0.93 | 0 | -0.93 | 0 | 0.037 | 0 | 0.032 | 219 | 0 | 0 | 209 | 0 | 2.8 | 0 | -0.1 | 0.1 | -0.4 | 0.5 | 0 | 0 | 7.5 | 0 | -0.83 | 0 | -0.84 | 0 | 0.034 | 0 | 0.029 | PreCW-Front-ElecDHW-ElecDry | Appl-CW-Front-ElecDHW-ElecDry-Tier2AnySFm2017CZ04DEER2017 | 0
42958.3843 | Appl-CW-Front-ElecDHW-ElecDry-Tier2 | SFm | 2017 | CZ05 | rDXGF | -1 | Household | 1 | 2295.6 | 235 | 0 | 0 | 229 | 0 | 0.8 | 0 | -0.1 | -0.3 | -0.4 | 0.1 | 0 | 0 | 5.8 | 0 | -1.03 | 0 | -1.02 | 0 | 0.035 | 0 | 0.032 | 217 | 0 | 0 | 209 | 0 | 0.7 | 0 | -0.1 | -0.3 | -0.4 | 0.1 | 0 | 0 | 7.8 | 0 | -0.93 | 0 | -0.93 | 0 | 0.032 | 0 | 0.029 | PreCW-Front-ElecDHW-ElecDry | Appl-CW-Front-ElecDHW-ElecDry-Tier2AnySFm2017CZ05DEER2017 | 0
42958.3843 | Appl-CW-Front-ElecDHW-ElecDry-Tier2 | SFm | 2017 | CZ06 | rDXGF | -1 | Household | 1 | 2392.9 | 236 | 0 | 0 | 229 | 0 | 1.9 | 0 | -0.1 | -0.1 | -0.4 | 0.3 | 0 | 0 | 5.4 | 0 | -0.8 | 0 | -0.8 | 0 | 0.039 | 0 | 0.032 | 218 | 0 | 0 | 209 | 0 | 1.6 | 0 | -0.1 | -0.1 | -0.3 | 0.3 | 0 | 0 | 7.3 | 0 | -0.71 | 0 | -0.72 | 0 | 0.036 | 0 | 0.029 | PreCW-Front-ElecDHW-ElecDry | Appl-CW-Front-ElecDHW-ElecDry-Tier2AnySFm2017CZ06DEER2017 | 0
42958.3843 | Appl-CW-Front-ElecDHW-ElecDry-Tier2 | SFm | 2017 | CZ07 | rDXGF | -1 | Household | 1 | 2392.9 | 239 | 0 | 0 | 229 | 0 | 3.8 | 0 | -0.1 | 0.4 | -0.3 | 0.7 | 0 | 0 | 5.3 | 0 | -0.6 | 0 | -0.61 | 0 | 0.035 | 0 | 0.031 | 220 | 0 | 0 | 209 | 0 | 3.4 | 0 | -0.1 | 0.4 | -0.2 | 0.6 | 0 | 0 | 7.2 | 0 | -0.54 | 0 | -0.55 | 0 | 0.033 | 0 | 0.028 | PreCW-Front-ElecDHW-ElecDry | Appl-CW-Front-ElecDHW-ElecDry-Tier2AnySFm2017CZ07DEER2017 | 0
42958.3843 | Appl-CW-Front-ElecDHW-ElecDry-Tier2 | SFm | 2017 | CZ08 | rDXGF | -1 | Household | 1 | 2392.9 | 238 | 0 | 0 | 229 | 0 | 2.7 | 0 | -0.1 | 0.9 | -0.2 | 1.1 | 0 | 0 | 5.3 | 0 | -0.52 | 0 | -0.52 | 0 | 0.034 | 0 | 0.032 | 219 | 0 | 0 | 209 | 0 | 2.3 | 0 | -0.1 | 0.8 | -0.2 | 1 | 0 | 0 | 7.1 | 0 | -0.46 | 0 | -0.46 | 0 | 0.031 | 0 | 0.029 | PreCW-Front-ElecDHW-ElecDry | Appl-CW-Front-ElecDHW-ElecDry-Tier2AnySFm2017CZ08DEER2017 | 0
42958.3843 | Appl-CW-Front-ElecDHW-ElecDry-Tier2 | SFm | 2017 | CZ09 | rDXGF | -1 | Household | 1 | 2422.9 | 236 | 0 | 0 | 229 | 0 | 3.1 | 0 | -0.1 | -1.7 | -0.3 | -1.4 | 0 | 0 | 5.3 | 0 | -0.68 | 0 | -0.68 | 0 | 0.034 | 0 | 0.031 | 219 | 0 | 0 | 209 | 0 | 2.1 | 0 | -0.1 | 0.8 | -0.3 | 1 | 0 | 0 | 7.1 | 0 | -0.59 | 0 | -0.59 | 0 | 0.031 | 0 | 0.029 | PreCW-Front-ElecDHW-ElecDry | Appl-CW-Front-ElecDHW-ElecDry-Tier2AnySFm2017CZ09DEER2017 | 0
42958.3843 | Appl-CW-Front-ElecDHW-ElecDry-Tier2 | SFm | 2017 | CZ10 | rDXGF | -1 | Household | 1 | 1948.8 | 238 | 0 | 0 | 229 | 0 | 2.9 | 0 | -0.1 | 1.1 | -0.3 | 1.5 | 0 | 0 | 5.3 | 0 | -0.78 | 0 | -0.77 | 0 | 0.036 | 0 | 0.032 | 220 | 0 | 0 | 209 | 0 | 2.7 | 0 | -0.1 | 1 | -0.3 | 1.4 | 0 | 0 | 7.1 | 0 | -0.69 | 0 | -0.69 | 0 | 0.033 | 0 | 0.029 | PreCW-Front-ElecDHW-ElecDry | Appl-CW-Front-ElecDHW-ElecDry-Tier2AnySFm2017CZ10DEER2017 | 0
42958.3843 | Appl-CW-Front-ElecDHW-ElecDry-Tier2 | SFm | 2017 | CZ11 | rDXGF | -1 | Household | 1 | 1948.8 | 238 | 0 | 0 | 229 | 0 | 3.3 | 0 | -0.1 | 0.4 | -0.4 | 0.7 | 0 | 0 | 5.3 | 0 | -0.93 | 0 | -0.93 | 0 | 0.035 | 0 | 0.032 | 219 | 0 | 0 | 209 | 0 | 3 | 0 | -0.1 | 0.3 | -0.4 | 0.6 | 0 | 0 | 7.1 | 0 | -0.84 | 0 | -0.84 | 0 | 0.032 | 0 | 0.029 | PreCW-Front-ElecDHW-ElecDry | Appl-CW-Front-ElecDHW-ElecDry-Tier2AnySFm2017CZ11DEER2017 | 0
42958.3843 | Appl-CW-Front-ElecDHW-ElecDry-Tier2 | SFm | 2017 | CZ12 | rDXGF | -1 | Household | 1 | 1948.8 | 237 | 0 | 0 | 229 | 0 | 2.2 | 0 | -0.1 | 0.3 | -0.4 | 0.7 | 0 | 0 | 5.5 | 0 | -0.82 | 0 | -0.82 | 0 | 0.037 | 0 | 0.031 | 219 | 0 | 0 | 209 | 0 | 2 | 0 | -0.1 | 0.3 | -0.3 | 0.6 | 0 | 0 | 7.3 | 0 | -0.74 | 0 | -0.74 | 0 | 0.034 | 0 | 0.028 | PreCW-Front-ElecDHW-ElecDry | Appl-CW-Front-ElecDHW-ElecDry-Tier2AnySFm2017CZ12DEER2017 | 0
42958.3843 | Appl-CW-Front-ElecDHW-ElecDry-Tier2 | SFm | 2017 | CZ13 | rDXGF | -1 | Household | 1 | 1948.8 | 239 | 0 | 0 | 229 | 0 | 3.5 | 0 | -0.1 | 0.7 | -0.4 | 1 | 0 | 0 | 5.3 | 0 | -0.78 | 0 | -0.78 | 0 | 0.035 | 0 | 0.032 | 220 | 0 | 0 | 209 | 0 | 3.2 | 0 | -0.1 | 0.7 | -0.3 | 0.9 | 0 | 0 | 7 | 0 | -0.7 | 0 | -0.7 | 0 | 0.032 | 0 | 0.029 | PreCW-Front-ElecDHW-ElecDry | Appl-CW-Front-ElecDHW-ElecDry-Tier2AnySFm2017CZ13DEER2017 | 0
42958.3843 | Appl-CW-Front-ElecDHW-ElecDry-Tier2 | SFm | 2017 | CZ14 | rDXGF | -1 | Household | 1 | 2160.9 | 239 | 0 | 0 | 229 | 0 | 4.5 | 0 | -0.1 | 0.5 | -0.4 | 0.9 | 0 | 0 | 5.4 | 0 | -1.02 | 0 | -1.02 | 0 | 0.034 | 0 | 0.032 | 221 | 0 | 0 | 209 | 0 | 4 | 0 | -0.1 | 0.5 | -0.4 | 0.9 | 0 | 0 | 7.2 | 0 | -0.92 | 0 | -0.92 | 0 | 0.032 | 0 | 0.029 | PreCW-Front-ElecDHW-ElecDry | Appl-CW-Front-ElecDHW-ElecDry-Tier2AnySFm2017CZ14DEER2017 | 0
42958.3843 | Appl-CW-Front-ElecDHW-ElecDry-Tier2 | SFm | 2017 | CZ15 | rDXGF | -1 | Household | 1 | 2160.9 | 241 | 0 | 0 | 229 | 0 | 6.6 | 0 | -0.1 | 0.6 | -0.2 | 0.8 | 0 | 0 | 4.4 | 0 | -0.43 | 0 | -0.43 | 0 | 0.034 | 0 | 0.032 | 222 | 0 | 0 | 209 | 0 | 6.1 | 0 | -0.1 | 0.6 | -0.2 | 0.8 | 0 | 0 | 5.9 | 0 | -0.39 | 0 | -0.39 | 0 | 0.032 | 0 | 0.029 | PreCW-Front-ElecDHW-ElecDry | Appl-CW-Front-ElecDHW-ElecDry-Tier2AnySFm2017CZ15DEER2017 | 0
42958.3843 | Appl-CW-Front-ElecDHW-ElecDry-Tier2 | SFm | 2017 | CZ16 | rDXGF | -1 | Household | 1 | 2295.6 | 236 | 0 | 0 | 229 | 0 | 1.3 | 0 | -0.1 | -0.2 | -0.4 | 0.2 | 0 | 0 | 6.2 | 0 | -0.89 | 0 | -0.9 | 0 | 0.036 | 0 | 0.032 | 218 | 0 | 0 | 209 | 0 | 1.1 | 0 | -0.1 | -0.2 | -0.3 | 0.2 | 0 | 0 | 8.2 | 0 | -0.8 | 0 | -0.8 | 0 | 0.033 | 0 | 0.029 | PreCW-Front-ElecDHW-ElecDry | Appl-CW-Front-ElecDHW-ElecDry-Tier2AnySFm2017CZ16DEER2017 | 0
42958.3843 | Appl-CW-Front-ElecDHW-ElecDry-Tier3 | DMo | MH00 | CZ01 | rDXGF | -1 | Household | 1 | 1242 | 211 | 0 | 0 | 191 | 0 | 0 | 0 | -0.1 | -0.2 | -0.2 | 0 | 0 | 0 | 20.1 | 0 | -0.37 | 0 | -0.37 | 0 | 0.029 | 0 | 0.027 | 197 | 0 | 0 | 175 | 0 | 0 | 0 | -0.1 | -0.2 | -0.2 | 0 | 0 | 0 | 21.7 | 0 | -0.27 | 0 | -0.27 | 0 | 0.027 | 0 | 0.025 | PreCW-Front-ElecDHW-ElecDry | Appl-CW-Front-ElecDHW-ElecDry-Tier3AnyDMoMH00CZ01DEER2017 | 0
42958.3843 | Appl-CW-Front-ElecDHW-ElecDry-Tier3 | DMo | MH00 | CZ02 | rDXGF | -1 | Household | 1 | 1242 | 211 | 0 | 0 | 191 | 0 | 1.4 | 0 | 0 | 0 | -0.1 | 0.1 | 0 | 0 | 18.7 | 0 | -0.31 | 0 | -0.3 | 0 | 0.031 | 0 | 0.027 | 196 | 0 | 0 | 175 | 0 | 1.1 | 0 | 0 | 0 | -0.1 | 0.1 | 0 | 0 | 20.3 | 0 | -0.23 | 0 | -0.23 | 0 | 0.029 | 0 | 0.024 | PreCW-Front-ElecDHW-ElecDry | Appl-CW-Front-ElecDHW-ElecDry-Tier3AnyDMoMH00CZ02DEER2017 | 0
42958.3843 | Appl-CW-Front-ElecDHW-ElecDry-Tier3 | DMo | MH00 | CZ03 | rDXGF | -1 | Household | 1 | 1242 | 210 | 0 | 0 | 191 | 0 | 0.5 | 0 | 0 | -0.1 | -0.3 | 0 | 0 | 0 | 18.8 | 0 | -0.35 | 0 | -0.35 | 0 | 0.031 | 0 | 0.026 | 196 | 0 | 0 | 175 | 0 | 0.4 | 0 | 0 | -0.1 | -0.2 | 0 | 0 | 0 | 20.3 | 0 | -0.26 | 0 | -0.26 | 0 | 0.028 | 0 | 0.024 | PreCW-Front-ElecDHW-ElecDry | Appl-CW-Front-ElecDHW-ElecDry-Tier3AnyDMoMH00CZ03DEER2017 | 0
42958.3843 | Appl-CW-Front-ElecDHW-ElecDry-Tier3 | DMo | MH00 | CZ04 | rDXGF | -1 | Household | 1 | 1242 | 211 | 0 | 0 | 191 | 0 | 1.9 | 0 | 0 | 0 | -0.2 | 0.3 | 0 | 0 | 18.2 | 0 | -0.33 | 0 | -0.33 | 0 | 0.031 | 0 | 0.027 | 198 | 0 | 0 | 175 | 0 | 2.6 | 0 | 0 | 0.2 | -0.1 | 0.4 | 0 | 0 | 19.7 | 0 | -0.25 | 0 | -0.25 | 0 | 0.029 | 0 | 0.025 | PreCW-Front-ElecDHW-ElecDry | Appl-CW-Front-ElecDHW-ElecDry-Tier3AnyDMoMH00CZ04DEER2017 | 0
42958.3843 | Appl-CW-Front-ElecDHW-ElecDry-Tier3 | DMo | MH00 | CZ05 | rDXGF | -1 | Household | 1 | 1242 | 210 | 0 | 0 | 191 | 0 | 0.5 | 0 | -0.1 | -0.2 | -0.3 | 0.1 | 0 | 0 | 19.1 | 0 | -0.54 | 0 | -0.55 | 0 | 0.03 | 0 | 0.027 | 196 | 0 | 0 | 175 | 0 | 0.4 | 0 | -0.1 | -0.1 | -0.2 | 0.1 | 0 | 0 | 20.6 | 0 | -0.42 | 0 | -0.43 | 0 | 0.028 | 0 | 0.024 | PreCW-Front-ElecDHW-ElecDry | Appl-CW-Front-ElecDHW-ElecDry-Tier3AnyDMoMH00CZ05DEER2017 | 0
42958.3843 | Appl-CW-Front-ElecDHW-ElecDry-Tier3 | DMo | MH00 | CZ06 | rDXGF | -1 | Household | 1 | 1242 | 210 | 0 | 0 | 191 | 0 | 1.9 | 0 | 0 | 0.1 | -0.1 | 0.3 | 0 | 0 | 17.7 | 0 | -0.28 | 0 | -0.29 | 0 | 0.031 | 0 | 0.027 | 196 | 0 | 0 | 175 | 0 | 1.5 | 0 | 0 | 0 | -0.1 | 0.2 | 0 | 0 | 19.1 | 0 | -0.21 | 0 | -0.22 | 0 | 0.029 | 0 | 0.025 | PreCW-Front-ElecDHW-ElecDry | Appl-CW-Front-ElecDHW-ElecDry-Tier3AnyDMoMH00CZ06DEER2017 | 0
42958.3843 | Appl-CW-Front-ElecDHW-ElecDry-Tier3 | DMo | MH00 | CZ07 | rDXGF | -1 | Household | 1 | 1242 | 210 | 0 | 0 | 191 | 0 | 1.5 | 0 | 0 | 0 | -0.2 | 0.2 | 0 | 0 | 17.5 | 0 | -0.23 | 0 | -0.23 | 0 | 0.03 | 0 | 0.026 | 195 | 0 | 0 | 175 | 0 | 1.1 | 0 | 0 | 0 | -0.1 | 0.1 | 0 | 0 | 18.9 | 0 | -0.18 | 0 | -0.17 | 0 | 0.028 | 0 | 0.024 | PreCW-Front-ElecDHW-ElecDry | Appl-CW-Front-ElecDHW-ElecDry-Tier3AnyDMoMH00CZ07DEER2017 | 0
42958.3843 | Appl-CW-Front-ElecDHW-ElecDry-Tier3 | DMo | MH00 | CZ08 | rDXGF | -1 | Household | 1 | 1242 | 211 | 0 | 0 | 191 | 0 | 2.5 | 0 | 0 | 0.2 | -0.1 | 0.3 | 0 | 0 | 17.1 | 0 | -0.23 | 0 | -0.22 | 0 | 0.03 | 0 | 0.026 | 196 | 0 | 0 | 175 | 0 | 1.9 | 0 | 0 | 0.2 | -0.1 | 0.3 | 0 | 0 | 18.6 | 0 | -0.17 | 0 | -0.17 | 0 | 0.027 | 0 | 0.024 | PreCW-Front-ElecDHW-ElecDry | Appl-CW-Front-ElecDHW-ElecDry-Tier3AnyDMoMH00CZ08DEER2017 | 0
42958.3843 | Appl-CW-Front-ElecDHW-ElecDry-Tier3 | DMo | MH00 | CZ09 | rDXGF | -1 | Household | 1 | 1242 | 211 | 0 | 0 | 191 | 0 | 3.2 | 0 | 0 | 0.2 | -0.2 | 0.4 | 0 | 0 | 17.1 | 0 | -0.26 | 0 | -0.27 | 0 | 0.031 | 0 | 0.026 | 196 | 0 | 0 | 175 | 0 | 2.6 | 0 | 0 | 0.2 | -0.2 | 0.3 | 0 | 0 | 18.5 | 0 | -0.19 | 0 | -0.2 | 0 | 0.028 | 0 | 0.024 | PreCW-Front-ElecDHW-ElecDry | Appl-CW-Front-ElecDHW-ElecDry-Tier3AnyDMoMH00CZ09DEER2017 | 0
42958.3843 | Appl-CW-Front-ElecDHW-ElecDry-Tier3 | DMo | MH00 | CZ10 | rDXGF | -1 | Household | 1 | 1242 | 211 | 0 | 0 | 191 | 0 | 3.2 | 0 | -0.1 | 0.3 | -0.1 | 0.4 | 0 | 0 | 17.1 | 0 | -0.24 | 0 | -0.23 | 0 | 0.03 | 0 | 0.026 | 196 | 0 | 0 | 175 | 0 | 2.5 | 0 | -0.1 | 0.2 | -0.1 | 0.3 | 0 | 0 | 18.5 | 0 | -0.18 | 0 | -0.17 | 0 | 0.027 | 0 | 0.024 | PreCW-Front-ElecDHW-ElecDry | Appl-CW-Front-ElecDHW-ElecDry-Tier3AnyDMoMH00CZ10DEER2017 | 0
42958.3843 | Appl-CW-Front-ElecDHW-ElecDry-Tier3 | DMo | MH00 | CZ11 | rDXGF | -1 | Household | 1 | 1242 | 211 | 0 | 0 | 191 | 0 | 2.3 | 0 | -0.1 | 0.1 | -0.1 | 0.3 | 0 | 0 | 17.2 | 0 | -0.29 | 0 | -0.29 | 0 | 0.031 | 0 | 0.026 | 195 | 0 | 0 | 175 | 0 | 1.7 | 0 | -0.1 | 0 | -0.1 | 0.2 | 0 | 0 | 18.7 | 0 | -0.22 | 0 | -0.21 | 0 | 0.028 | 0 | 0.024 | PreCW-Front-ElecDHW-ElecDry | Appl-CW-Front-ElecDHW-ElecDry-Tier3AnyDMoMH00CZ11DEER2017 | 0
42958.3843 | Appl-CW-Front-ElecDHW-ElecDry-Tier3 | DMo | MH00 | CZ12 | rDXGF | -1 | Household | 1 | 1242 | 211 | 0 | 0 | 191 | 0 | 2.4 | 0 | 0 | 0.1 | -0.2 | 0.3 | 0 | 0 | 17.8 | 0 | -0.33 | 0 | -0.33 | 0 | 0.031 | 0 | 0.026 | 196 | 0 | 0 | 175 | 0 | 1.9 | 0 | 0 | 0 | -0.1 | 0.3 | 0 | 0 | 19.3 | 0 | -0.26 | 0 | -0.26 | 0 | 0.028 | 0 | 0.024 | PreCW-Front-ElecDHW-ElecDry | Appl-CW-Front-ElecDHW-ElecDry-Tier3AnyDMoMH00CZ12DEER2017 | 0
42958.3843 | Appl-CW-Front-ElecDHW-ElecDry-Tier3 | DMo | MH00 | CZ13 | rDXGF | -1 | Household | 1 | 1242 | 211 | 0 | 0 | 191 | 0 | 3.1 | 0 | 0 | 0.2 | -0.2 | 0.4 | 0 | 0 | 17.1 | 0 | -0.32 | 0 | -0.32 | 0 | 0.03 | 0 | 0.026 | 196 | 0 | 0 | 175 | 0 | 2.2 | 0 | 0 | 0.1 | -0.2 | 0.2 | 0 | 0 | 18.5 | 0 | -0.25 | 0 | -0.25 | 0 | 0.028 | 0 | 0.024 | PreCW-Front-ElecDHW-ElecDry | Appl-CW-Front-ElecDHW-ElecDry-Tier3AnyDMoMH00CZ13DEER2017 | 0
42958.3843 | Appl-CW-Front-ElecDHW-ElecDry-Tier3 | DMo | MH00 | CZ14 | rDXGF | -1 | Household | 1 | 1242 | 211 | 0 | 0 | 191 | 0 | 2.6 | 0 | 0 | 0.2 | -0.2 | 0.3 | 0 | 0 | 17.4 | 0 | -0.3 | 0 | -0.3 | 0 | 0.03 | 0 | 0.027 | 196 | 0 | 0 | 175 | 0 | 2 | 0 | 0 | 0.1 | -0.2 | 0.2 | 0 | 0 | 18.9 | 0 | -0.22 | 0 | -0.22 | 0 | 0.028 | 0 | 0.025 | PreCW-Front-ElecDHW-ElecDry | Appl-CW-Front-ElecDHW-ElecDry-Tier3AnyDMoMH00CZ14DEER2017 | 0
42958.3843 | Appl-CW-Front-ElecDHW-ElecDry-Tier3 | DMo | MH00 | CZ15 | rDXGF | -1 | Household | 1 | 1242 | 210 | 0 | 0 | 191 | 0 | 3.9 | 0 | -0.1 | 0.4 | -0.1 | 0.5 | 0 | 0 | 14.3 | 0 | -0.09 | 0 | -0.09 | 0 | 0.03 | 0 | 0.026 | 194 | 0 | 0 | 175 | 0 | 3 | 0 | 0 | 0.3 | -0.1 | 0.4 | 0 | 0 | 15.5 | 0 | -0.07 | 0 | -0.07 | 0 | 0.027 | 0 | 0.024 | PreCW-Front-ElecDHW-ElecDry | Appl-CW-Front-ElecDHW-ElecDry-Tier3AnyDMoMH00CZ15DEER2017 | 0
42958.3843 | Appl-CW-Front-ElecDHW-ElecDry-Tier3 | DMo | MH00 | CZ16 | rDXGF | -1 | Household | 1 | 1242 | 213 | 0 | 0 | 191 | 0 | 1.5 | 0 | 0 | 0 | -0.2 | 0.2 | 0 | 0 | 20.1 | 0 | -0.31 | 0 | -0.3 | 0 | 0.034 | 0 | 0.027 | 198 | 0 | 0 | 175 | 0 | 1 | 0 | 0 | 0 | -0.2 | 0.2 | 0 | 0 | 21.7 | 0 | -0.23 | 0 | -0.23 | 0 | 0.027 | 0 | 0.024 | PreCW-Front-ElecDHW-ElecDry | Appl-CW-Front-ElecDHW-ElecDry-Tier3AnyDMoMH00CZ16DEER2017 | 0
42958.3843 | Appl-CW-Front-ElecDHW-ElecDry-Tier3 | DMo | MH06 | CZ01 | rDXGF | -1 | Household | 1 | 1242 | 211 | 0 | 0 | 191 | 0 | 0 | 0 | 0 | -0.2 | -0.2 | 0 | 0 | 0 | 20.1 | 0 | -0.45 | 0 | -0.45 | 0 | 0.029 | 0 | 0.026 | 197 | 0 | 0 | 175 | 0 | 0 | 0 | 0 | -0.2 | -0.2 | 0 | 0 | 0 | 21.8 | 0 | -0.33 | 0 | -0.33 | 0 | 0.027 | 0 | 0.024 | PreCW-Front-ElecDHW-ElecDry | Appl-CW-Front-ElecDHW-ElecDry-Tier3AnyDMoMH06CZ01DEER2017 | 0
42958.3843 | Appl-CW-Front-ElecDHW-ElecDry-Tier3 | DMo | MH06 | CZ02 | rDXGF | -1 | Household | 1 | 1242 | 211 | 0 | 0 | 191 | 0 | 1.6 | 0 | -0.1 | 0.1 | -0.2 | 0.3 | 0 | 0 | 18.7 | 0 | -0.33 | 0 | -0.33 | 0 | 0.031 | 0 | 0.026 | 197 | 0 | 0 | 175 | 0 | 1.2 | 0 | -0.1 | 0.1 | -0.1 | 0.2 | 0 | 0 | 20.2 | 0 | -0.25 | 0 | -0.25 | 0 | 0.028 | 0 | 0.024 | PreCW-Front-ElecDHW-ElecDry | Appl-CW-Front-ElecDHW-ElecDry-Tier3AnyDMoMH06CZ02DEER2017 | 0
42958.3843 | Appl-CW-Front-ElecDHW-ElecDry-Tier3 | DMo | MH06 | CZ03 | rDXGF | -1 | Household | 1 | 1242 | 210 | 0 | 0 | 191 | 0 | 0.7 | 0 | 0 | 0 | -0.1 | 0.1 | 0 | 0 | 18.7 | 0 | -0.22 | 0 | -0.23 | 0 | 0.031 | 0 | 0.026 | 196 | 0 | 0 | 175 | 0 | 0.6 | 0 | 0 | 0 | -0.1 | 0.1 | 0 | 0 | 20.3 | 0 | -0.16 | 0 | -0.17 | 0 | 0.028 | 0 | 0.024 | PreCW-Front-ElecDHW-ElecDry | Appl-CW-Front-ElecDHW-ElecDry-Tier3AnyDMoMH06CZ03DEER2017 | 0
42958.3843 | Appl-CW-Front-ElecDHW-ElecDry-Tier3 | DMo | MH06 | CZ04 | rDXGF | -1 | Household | 1 | 1242 | 211 | 0 | 0 | 191 | 0 | 1.6 | 0 | 0 | 0.1 | -0.2 | 0.3 | 0 | 0 | 18.1 | 0 | -0.29 | 0 | -0.28 | 0 | 0.03 | 0 | 0.026 | 196 | 0 | 0 | 175 | 0 | 1.3 | 0 | 0 | 0.1 | -0.1 | 0.2 | 0 | 0 | 19.6 | 0 | -0.22 | 0 | -0.22 | 0 | 0.028 | 0 | 0.024 | PreCW-Front-ElecDHW-ElecDry | Appl-CW-Front-ElecDHW-ElecDry-Tier3AnyDMoMH06CZ04DEER2017 | 0
42958.3843 | Appl-CW-Front-ElecDHW-ElecDry-Tier3 | DMo | MH06 | CZ05 | rDXGF | -1 | Household | 1 | 1242 | 210 | 0 | 0 | 191 | 0 | 0.6 | 0 | -0.1 | -0.1 | -0.2 | 0.1 | 0 | 0 | 19.1 | 0 | -0.36 | 0 | -0.37 | 0 | 0.031 | 0 | 0.027 | 196 | 0 | 0 | 175 | 0 | 0.4 | 0 | -0.1 | 0 | -0.2 | 0.1 | 0 | 0 | 20.7 | 0 | -0.28 | 0 | -0.29 | 0 | 0.028 | 0 | 0.024 | PreCW-Front-ElecDHW-ElecDry | Appl-CW-Front-ElecDHW-ElecDry-Tier3AnyDMoMH06CZ05DEER2017 | 0
42958.3843 | Appl-CW-Front-ElecDHW-ElecDry-Tier3 | DMo | MH06 | CZ06 | rDXGF | -1 | Household | 1 | 1242 | 211 | 0 | 0 | 191 | 0 | 1.9 | 0 | 0 | 0.3 | 0 | 0.4 | 0 | 0 | 17.7 | 0 | -0.05 | 0 | -0.05 | 0 | 0.03 | 0 | 0.027 | 196 | 0 | 0 | 175 | 0 | 1.6 | 0 | 0 | 0.3 | 0 | 0.3 | 0 | 0 | 19.1 | 0 | -0.04 | 0 | -0.04 | 0 | 0.027 | 0 | 0.025 | PreCW-Front-ElecDHW-ElecDry | Appl-CW-Front-ElecDHW-ElecDry-Tier3AnyDMoMH06CZ06DEER2017 | 0
42958.3843 | Appl-CW-Front-ElecDHW-ElecDry-Tier3 | DMo | MH06 | CZ07 | rDXGF | -1 | Household | 1 | 1242 | 211 | 0 | 0 | 191 | 0 | 2.5 | 0 | 0 | 0.4 | -0.1 | 0.5 | 0 | 0 | 17.4 | 0 | -0.1 | 0 | -0.1 | 0 | 0.03 | 0 | 0.026 | 196 | 0 | 0 | 175 | 0 | 2.1 | 0 | 0 | 0.3 | -0.1 | 0.4 | 0 | 0 | 18.9 | 0 | -0.08 | 0 | -0.08 | 0 | 0.028 | 0 | 0.024 | PreCW-Front-ElecDHW-ElecDry | Appl-CW-Front-ElecDHW-ElecDry-Tier3AnyDMoMH06CZ07DEER2017 | 0
42958.3843 | Appl-CW-Front-ElecDHW-ElecDry-Tier3 | DMo | MH06 | CZ08 | rDXGF | -1 | Household | 1 | 1242 | 211 | 0 | 0 | 191 | 0 | 2.7 | 0 | -0.1 | 0.4 | 0 | 0.5 | 0 | 0 | 17.2 | 0 | -0.16 | 0 | -0.16 | 0 | 0.029 | 0 | 0.026 | 196 | 0 | 0 | 175 | 0 | 2.2 | 0 | -0.1 | 0.3 | 0 | 0.4 | 0 | 0 | 18.6 | 0 | -0.11 | 0 | -0.11 | 0 | 0.027 | 0 | 0.024 | PreCW-Front-ElecDHW-ElecDry | Appl-CW-Front-ElecDHW-ElecDry-Tier3AnyDMoMH06CZ08DEER2017 | 0
42958.3843 | Appl-CW-Front-ElecDHW-ElecDry-Tier3 | DMo | MH06 | CZ09 | rDXGF | -1 | Household | 1 | 1242 | 211 | 0 | 0 | 191 | 0 | 2.5 | 0 | 0 | 0.3 | -0.1 | 0.4 | 0 | 0 | 17.1 | 0 | -0.19 | 0 | -0.19 | 0 | 0.03 | 0 | 0.027 | 196 | 0 | 0 | 175 | 0 | 2 | 0 | 0 | 0.2 | -0.1 | 0.3 | 0 | 0 | 18.5 | 0 | -0.15 | 0 | -0.14 | 0 | 0.028 | 0 | 0.025 | PreCW-Front-ElecDHW-ElecDry | Appl-CW-Front-ElecDHW-ElecDry-Tier3AnyDMoMH06CZ09DEER2017 | 0
42958.3843 | Appl-CW-Front-ElecDHW-ElecDry-Tier3 | DMo | MH06 | CZ10 | rDXGF | -1 | Household | 1 | 1242 | 211 | 0 | 0 | 191 | 0 | 2.6 | 0 | 0 | 0.2 | -0.2 | 0.4 | 0 | 0 | 17 | 0 | -0.24 | 0 | -0.24 | 0 | 0.029 | 0 | 0.027 | 196 | 0 | 0 | 175 | 0 | 2 | 0 | 0 | 0.2 | -0.1 | 0.3 | 0 | 0 | 18.5 | 0 | -0.19 | 0 | -0.18 | 0 | 0.027 | 0 | 0.024 | PreCW-Front-ElecDHW-ElecDry | Appl-CW-Front-ElecDHW-ElecDry-Tier3AnyDMoMH06CZ10DEER2017 | 0
42958.3843 | Appl-CW-Front-ElecDHW-ElecDry-Tier3 | DMo | MH06 | CZ11 | rDXGF | -1 | Household | 1 | 1242 | 210 | 0 | 0 | 191 | 0 | 2 | 0 | 0 | 0.2 | -0.1 | 0.3 | 0 | 0 | 17.2 | 0 | -0.24 | 0 | -0.23 | 0 | 0.03 | 0 | 0.027 | 195 | 0 | 0 | 175 | 0 | 1.6 | 0 | 0 | 0.2 | -0.1 | 0.3 | 0 | 0 | 18.7 | 0 | -0.18 | 0 | -0.18 | 0 | 0.028 | 0 | 0.024 | PreCW-Front-ElecDHW-ElecDry | Appl-CW-Front-ElecDHW-ElecDry-Tier3AnyDMoMH06CZ11DEER2017 | 0
42958.3843 | Appl-CW-Front-ElecDHW-ElecDry-Tier3 | DMo | MH06 | CZ12 | rDXGF | -1 | Household | 1 | 1242 | 211 | 0 | 0 | 191 | 0 | 1.9 | 0 | -0.1 | 0.1 | -0.1 | 0.3 | 0 | 0 | 17.8 | 0 | -0.31 | 0 | -0.32 | 0 | 0.03 | 0 | 0.026 | 196 | 0 | 0 | 175 | 0 | 1.5 | 0 | -0.1 | 0.1 | -0.1 | 0.2 | 0 | 0 | 19.3 | 0 | -0.23 | 0 | -0.24 | 0 | 0.028 | 0 | 0.024 | PreCW-Front-ElecDHW-ElecDry | Appl-CW-Front-ElecDHW-ElecDry-Tier3AnyDMoMH06CZ12DEER2017 | 0
42958.3843 | Appl-CW-Front-ElecDHW-ElecDry-Tier3 | DMo | MH06 | CZ13 | rDXGF | -1 | Household | 1 | 1242 | 211 | 0 | 0 | 191 | 0 | 2.3 | 0 | 0 | 0.2 | -0.2 | 0.3 | 0 | 0 | 17.1 | 0 | -0.27 | 0 | -0.26 | 0 | 0.03 | 0 | 0.027 | 195 | 0 | 0 | 175 | 0 | 1.8 | 0 | 0 | 0.2 | -0.2 | 0.3 | 0 | 0 | 18.5 | 0 | -0.21 | 0 | -0.2 | 0 | 0.028 | 0 | 0.024 | PreCW-Front-ElecDHW-ElecDry | Appl-CW-Front-ElecDHW-ElecDry-Tier3AnyDMoMH06CZ13DEER2017 | 0
42958.3843 | Appl-CW-Front-ElecDHW-ElecDry-Tier3 | DMo | MH06 | CZ14 | rDXGF | -1 | Household | 1 | 1242 | 211 | 0 | 0 | 191 | 0 | 2.4 | 0 | 0 | 0.3 | -0.1 | 0.4 | 0 | 0 | 17.4 | 0 | -0.27 | 0 | -0.28 | 0 | 0.029 | 0 | 0.026 | 196 | 0 | 0 | 175 | 0 | 1.9 | 0 | 0 | 0.2 | -0.1 | 0.3 | 0 | 0 | 18.8 | 0 | -0.2 | 0 | -0.21 | 0 | 0.027 | 0 | 0.024 | PreCW-Front-ElecDHW-ElecDry | Appl-CW-Front-ElecDHW-ElecDry-Tier3AnyDMoMH06CZ14DEER2017 | 0
42958.3843 | Appl-CW-Front-ElecDHW-ElecDry-Tier3 | DMo | MH06 | CZ15 | rDXGF | -1 | Household | 1 | 1242 | 209 | 0 | 0 | 191 | 0 | 3.1 | 0 | 0 | 0.4 | -0.1 | 0.4 | 0 | 0 | 14.3 | 0 | -0.09 | 0 | -0.1 | 0 | 0.029 | 0 | 0.027 | 193 | 0 | 0 | 175 | 0 | 2.4 | 0 | 0 | 0.3 | -0.1 | 0.3 | 0 | 0 | 15.5 | 0 | -0.06 | 0 | -0.07 | 0 | 0.027 | 0 | 0.025 | PreCW-Front-ElecDHW-ElecDry | Appl-CW-Front-ElecDHW-ElecDry-Tier3AnyDMoMH06CZ15DEER2017 | 0
42958.3843 | Appl-CW-Front-ElecDHW-ElecDry-Tier3 | DMo | MH06 | CZ16 | rDXGF | -1 | Household | 1 | 1242 | 212 | 0 | 0 | 191 | 0 | 1.3 | 0 | -0.1 | 0 | -0.2 | 0.2 | 0 | 0 | 20.1 | 0 | -0.3 | 0 | -0.3 | 0 | 0.03 | 0 | 0.027 | 198 | 0 | 0 | 175 | 0 | 1.1 | 0 | -0.1 | 0 | -0.1 | 0.2 | 0 | 0 | 21.7 | 0 | -0.23 | 0 | -0.23 | 0 | 0.028 | 0 | 0.024 | PreCW-Front-ElecDHW-ElecDry | Appl-CW-Front-ElecDHW-ElecDry-Tier3AnyDMoMH06CZ16DEER2017 | 0
42958.3843 | Appl-CW-Front-ElecDHW-ElecDry-Tier3 | DMo | MH15 | CZ01 | rDXGF | -1 | Household | 1 | 1242 | 211 | 0 | 0 | 191 | 0 | 0 | 0 | -0.1 | -0.2 | -0.2 | 0 | 0 | 0 | 20.1 | 0 | -0.41 | 0 | -0.42 | 0 | 0.029 | 0 | 0.027 | 197 | 0 | 0 | 175 | 0 | 0 | 0 | -0.1 | -0.1 | -0.1 | 0 | 0 | 0 | 21.8 | 0 | -0.3 | 0 | -0.31 | 0 | 0.027 | 0 | 0.025 | PreCW-Front-ElecDHW-ElecDry | Appl-CW-Front-ElecDHW-ElecDry-Tier3AnyDMoMH15CZ01DEER2017 | 0
42958.3843 | Appl-CW-Front-ElecDHW-ElecDry-Tier3 | DMo | MH15 | CZ02 | rDXGF | -1 | Household | 1 | 1242 | 211 | 0 | 0 | 191 | 0 | 1.4 | 0 | -0.1 | 0 | -0.2 | 0.2 | 0 | 0 | 18.7 | 0 | -0.35 | 0 | -0.35 | 0 | 0.028 | 0 | 0.027 | 196 | 0 | 0 | 175 | 0 | 1.1 | 0 | 0 | 0 | -0.2 | 0.2 | 0 | 0 | 20.2 | 0 | -0.27 | 0 | -0.27 | 0 | 0.025 | 0 | 0.024 | PreCW-Front-ElecDHW-ElecDry | Appl-CW-Front-ElecDHW-ElecDry-Tier3AnyDMoMH15CZ02DEER2017 | 0
42958.3843 | Appl-CW-Front-ElecDHW-ElecDry-Tier3 | DMo | MH15 | CZ03 | rDXGF | -1 | Household | 1 | 1242 | 210 | 0 | 0 | 191 | 0 | 0.6 | 0 | -0.1 | 0 | -0.2 | 0.1 | 0 | 0 | 18.7 | 0 | -0.35 | 0 | -0.35 | 0 | 0.031 | 0 | 0.027 | 196 | 0 | 0 | 175 | 0 | 0.5 | 0 | -0.1 | 0 | -0.1 | 0.1 | 0 | 0 | 20.3 | 0 | -0.26 | 0 | -0.26 | 0 | 0.028 | 0 | 0.024 | PreCW-Front-ElecDHW-ElecDry | Appl-CW-Front-ElecDHW-ElecDry-Tier3AnyDMoMH15CZ03DEER2017 | 0
42958.3843 | Appl-CW-Front-ElecDHW-ElecDry-Tier3 | DMo | MH15 | CZ04 | rDXGF | -1 | Household | 1 | 1242 | 211 | 0 | 0 | 191 | 0 | 1.4 | 0 | -0.1 | 0.1 | -0.1 | 0.2 | 0 | 0 | 18.1 | 0 | -0.29 | 0 | -0.29 | 0 | 0.029 | 0 | 0.026 | 196 | 0 | 0 | 175 | 0 | 1.3 | 0 | -0.1 | 0.1 | -0.1 | 0.2 | 0 | 0 | 19.6 | 0 | -0.23 | 0 | -0.22 | 0 | 0.027 | 0 | 0.024 | PreCW-Front-ElecDHW-ElecDry | Appl-CW-Front-ElecDHW-ElecDry-Tier3AnyDMoMH15CZ04DEER2017 | 0
42958.3843 | Appl-CW-Front-ElecDHW-ElecDry-Tier3 | DMo | MH15 | CZ05 | rDXGF | -1 | Household | 1 | 1242 | 210 | 0 | 0 | 191 | 0 | 0.5 | 0 | 0 | -0.1 | -0.2 | 0.1 | 0 | 0 | 19.1 | 0 | -0.41 | 0 | -0.42 | 0 | 0.03 | 0 | 0.026 | 196 | 0 | 0 | 175 | 0 | 0.4 | 0 | 0 | -0.1 | -0.1 | 0.1 | 0 | 0 | 20.7 | 0 | -0.31 | 0 | -0.32 | 0 | 0.028 | 0 | 0.024 | PreCW-Front-ElecDHW-ElecDry | Appl-CW-Front-ElecDHW-ElecDry-Tier3AnyDMoMH15CZ05DEER2017 | 0
42958.3843 | Appl-CW-Front-ElecDHW-ElecDry-Tier3 | DMo | MH15 | CZ06 | rDXGF | -1 | Household | 1 | 1242 | 210 | 0 | 0 | 191 | 0 | 1.6 | 0 | 0 | 0.1 | -0.1 | 0.3 | 0 | 0 | 17.7 | 0 | -0.24 | 0 | -0.24 | 0 | 0.03 | 0 | 0.027 | 196 | 0 | 0 | 175 | 0 | 1.3 | 0 | 0 | 0.1 | -0.1 | 0.2 | 0 | 0 | 19.1 | 0 | -0.19 | 0 | -0.18 | 0 | 0.028 | 0 | 0.024 | PreCW-Front-ElecDHW-ElecDry | Appl-CW-Front-ElecDHW-ElecDry-Tier3AnyDMoMH15CZ06DEER2017 | 0
42958.3843 | Appl-CW-Front-ElecDHW-ElecDry-Tier3 | DMo | MH15 | CZ07 | rDXGF | -1 | Household | 1 | 1242 | 211 | 0 | 0 | 191 | 0 | 2.2 | 0 | -0.1 | 0.3 | -0.1 | 0.4 | 0 | 0 | 17.4 | 0 | -0.12 | 0 | -0.12 | 0 | 0.03 | 0 | 0.027 | 196 | 0 | 0 | 175 | 0 | 1.5 | 0 | 0 | 0.2 | -0.1 | 0.2 | 0 | 0 | 18.9 | 0 | -0.1 | 0 | -0.1 | 0 | 0.028 | 0 | 0.024 | PreCW-Front-ElecDHW-ElecDry | Appl-CW-Front-ElecDHW-ElecDry-Tier3AnyDMoMH15CZ07DEER2017 | 0
42958.3843 | Appl-CW-Front-ElecDHW-ElecDry-Tier3 | DMo | MH15 | CZ08 | rDXGF | -1 | Household | 1 | 1242 | 211 | 0 | 0 | 191 | 0 | 2.5 | 0 | 0 | 0.4 | 0 | 0.4 | 0 | 0 | 17.2 | 0 | -0.16 | 0 | -0.16 | 0 | 0.03 | 0 | 0.026 | 196 | 0 | 0 | 175 | 0 | 2 | 0 | 0 | 0.3 | 0 | 0.3 | 0 | 0 | 18.6 | 0 | -0.12 | 0 | -0.11 | 0 | 0.027 | 0 | 0.024 | PreCW-Front-ElecDHW-ElecDry | Appl-CW-Front-ElecDHW-ElecDry-Tier3AnyDMoMH15CZ08DEER2017 | 0
42958.3843 | Appl-CW-Front-ElecDHW-ElecDry-Tier3 | DMo | MH15 | CZ09 | rDXGF | -1 | Household | 1 | 1242 | 211 | 0 | 0 | 191 | 0 | 2.8 | 0 | -0.1 | 0.3 | -0.1 | 0.4 | 0 | 0 | 17.1 | 0 | -0.19 | 0 | -0.19 | 0 | 0.03 | 0 | 0.027 | 196 | 0 | 0 | 175 | 0 | 2.4 | 0 | -0.1 | 0.3 | 0 | 0.3 | 0 | 0 | 18.5 | 0 | -0.15 | 0 | -0.14 | 0 | 0.028 | 0 | 0.024 | PreCW-Front-ElecDHW-ElecDry | Appl-CW-Front-ElecDHW-ElecDry-Tier3AnyDMoMH15CZ09DEER2017 | 0
42958.3843 | Appl-CW-Front-ElecDHW-ElecDry-Tier3 | DMo | MH15 | CZ10 | rDXGF | -1 | Household | 1 | 1242 | 210 | 0 | 0 | 191 | 0 | 2.2 | 0 | 0 | 0.3 | -0.1 | 0.4 | 0 | 0 | 17 | 0 | -0.22 | 0 | -0.22 | 0 | 0.03 | 0 | 0.026 | 195 | 0 | 0 | 175 | 0 | 1.7 | 0 | 0 | 0.2 | -0.1 | 0.3 | 0 | 0 | 18.5 | 0 | -0.17 | 0 | -0.16 | 0 | 0.027 | 0 | 0.024 | PreCW-Front-ElecDHW-ElecDry | Appl-CW-Front-ElecDHW-ElecDry-Tier3AnyDMoMH15CZ10DEER2017 | 0
42958.3843 | Appl-CW-Front-ElecDHW-ElecDry-Tier3 | DMo | MH15 | CZ11 | rDXGF | -1 | Household | 1 | 1242 | 210 | 0 | 0 | 191 | 0 | 1.8 | 0 | 0 | 0.2 | -0.2 | 0.3 | 0 | 0 | 17.2 | 0 | -0.27 | 0 | -0.26 | 0 | 0.029 | 0 | 0.027 | 195 | 0 | 0 | 175 | 0 | 1.4 | 0 | 0 | 0.1 | -0.1 | 0.3 | 0 | 0 | 18.7 | 0 | -0.2 | 0 | -0.2 | 0 | 0.027 | 0 | 0.024 | PreCW-Front-ElecDHW-ElecDry | Appl-CW-Front-ElecDHW-ElecDry-Tier3AnyDMoMH15CZ11DEER2017 | 0
42958.3843 | Appl-CW-Front-ElecDHW-ElecDry-Tier3 | DMo | MH15 | CZ12 | rDXGF | -1 | Household | 1 | 1242 | 211 | 0 | 0 | 191 | 0 | 1.7 | 0 | 0 | 0.2 | -0.1 | 0.3 | 0 | 0 | 17.8 | 0 | -0.29 | 0 | -0.29 | 0 | 0.03 | 0 | 0.026 | 196 | 0 | 0 | 175 | 0 | 1.3 | 0 | 0 | 0.1 | -0.1 | 0.2 | 0 | 0 | 19.3 | 0 | -0.22 | 0 | -0.22 | 0 | 0.027 | 0 | 0.024 | PreCW-Front-ElecDHW-ElecDry | Appl-CW-Front-ElecDHW-ElecDry-Tier3AnyDMoMH15CZ12DEER2017 | 0
42958.3843 | Appl-CW-Front-ElecDHW-ElecDry-Tier3 | DMo | MH15 | CZ13 | rDXGF | -1 | Household | 1 | 1242 | 211 | 0 | 0 | 191 | 0 | 2.6 | 0 | -0.1 | 0.2 | -0.1 | 0.4 | 0 | 0 | 17.1 | 0 | -0.25 | 0 | -0.25 | 0 | 0.03 | 0 | 0.026 | 196 | 0 | 0 | 175 | 0 | 2.1 | 0 | -0.1 | 0.2 | -0.1 | 0.3 | 0 | 0 | 18.5 | 0 | -0.19 | 0 | -0.19 | 0 | 0.028 | 0 | 0.024 | PreCW-Front-ElecDHW-ElecDry | Appl-CW-Front-ElecDHW-ElecDry-Tier3AnyDMoMH15CZ13DEER2017 | 0
42958.3843 | Appl-CW-Front-ElecDHW-ElecDry-Tier3 | DMo | MH15 | CZ14 | rDXGF | -1 | Household | 1 | 1242 | 211 | 0 | 0 | 191 | 0 | 2.4 | 0 | 0 | 0.2 | -0.2 | 0.4 | 0 | 0 | 17.4 | 0 | -0.29 | 0 | -0.29 | 0 | 0.029 | 0 | 0.027 | 196 | 0 | 0 | 175 | 0 | 1.8 | 0 | 0 | 0.2 | -0.1 | 0.3 | 0 | 0 | 18.8 | 0 | -0.22 | 0 | -0.21 | 0 | 0.027 | 0 | 0.025 | PreCW-Front-ElecDHW-ElecDry | Appl-CW-Front-ElecDHW-ElecDry-Tier3AnyDMoMH15CZ14DEER2017 | 0
42958.3843 | Appl-CW-Front-ElecDHW-ElecDry-Tier3 | DMo | MH15 | CZ15 | rDXGF | -1 | Household | 1 | 1242 | 209 | 0 | 0 | 191 | 0 | 2.9 | 0 | 0 | 0.3 | 0 | 0.4 | 0 | 0 | 14.3 | 0 | -0.1 | 0 | -0.1 | 0 | 0.029 | 0 | 0.027 | 193 | 0 | 0 | 175 | 0 | 2.2 | 0 | 0 | 0.3 | 0 | 0.3 | 0 | 0 | 15.5 | 0 | -0.08 | 0 | -0.07 | 0 | 0.027 | 0 | 0.025 | PreCW-Front-ElecDHW-ElecDry | Appl-CW-Front-ElecDHW-ElecDry-Tier3AnyDMoMH15CZ15DEER2017 | 0
42958.3843 | Appl-CW-Front-ElecDHW-ElecDry-Tier3 | DMo | MH15 | CZ16 | rDXGF | -1 | Household | 1 | 1242 | 212 | 0 | 0 | 191 | 0 | 1.1 | 0 | -0.1 | 0 | -0.1 | 0.2 | 0 | 0 | 20.1 | 0 | -0.31 | 0 | -0.31 | 0 | 0.03 | 0 | 0.027 | 198 | 0 | 0 | 175 | 0 | 0.9 | 0 | -0.1 | 0 | -0.1 | 0.1 | 0 | 0 | 21.7 | 0 | -0.23 | 0 | -0.23 | 0 | 0.028 | 0 | 0.024 | PreCW-Front-ElecDHW-ElecDry | Appl-CW-Front-ElecDHW-ElecDry-Tier3AnyDMoMH15CZ16DEER2017 | 0
42958.3843 | Appl-CW-Front-ElecDHW-ElecDry-Tier3 | DMo | MH72 | CZ01 | rDXGF | -1 | Household | 1 | 1196 | 211 | 0 | 0 | 191 | 0 | 0 | 0 | 0 | -0.1 | -0.1 | 0 | 0 | 0 | 20.1 | 0 | -0.34 | 0 | -0.34 | 0 | 0.029 | 0 | 0.026 | 197 | 0 | 0 | 175 | 0 | 0 | 0 | 0 | -0.1 | -0.1 | 0 | 0 | 0 | 21.7 | 0 | -0.25 | 0 | -0.25 | 0 | 0.028 | 0 | 0.024 | PreCW-Front-ElecDHW-ElecDry | Appl-CW-Front-ElecDHW-ElecDry-Tier3AnyDMoMH72CZ01DEER2017 | 0
42958.3843 | Appl-CW-Front-ElecDHW-ElecDry-Tier3 | DMo | MH72 | CZ02 | rDXGF | -1 | Household | 1 | 1196 | 211 | 0 | 0 | 191 | 0 | 1.4 | 0 | 0 | 0 | -0.2 | 0.1 | 0 | 0 | 18.7 | 0 | -0.3 | 0 | -0.31 | 0 | 0.032 | 0 | 0.026 | 196 | 0 | 0 | 175 | 0 | 1.1 | 0 | 0 | 0 | -0.1 | 0.1 | 0 | 0 | 20.3 | 0 | -0.22 | 0 | -0.23 | 0 | 0.029 | 0 | 0.024 | PreCW-Front-ElecDHW-ElecDry | Appl-CW-Front-ElecDHW-ElecDry-Tier3AnyDMoMH72CZ02DEER2017 | 0
42958.3843 | Appl-CW-Front-ElecDHW-ElecDry-Tier3 | DMo | MH72 | CZ03 | rDXGF | -1 | Household | 1 | 1196 | 211 | 0 | 0 | 191 | 0 | 1.2 | 0 | 0 | 0 | -0.2 | 0.2 | 0 | 0 | 18.8 | 0 | -0.3 | 0 | -0.3 | 0 | 0.03 | 0 | 0.026 | 196 | 0 | 0 | 175 | 0 | 0.9 | 0 | 0 | 0 | -0.1 | 0.2 | 0 | 0 | 20.3 | 0 | -0.23 | 0 | -0.22 | 0 | 0.028 | 0 | 0.024 | PreCW-Front-ElecDHW-ElecDry | Appl-CW-Front-ElecDHW-ElecDry-Tier3AnyDMoMH72CZ03DEER2017 | 0
42958.3843 | Appl-CW-Front-ElecDHW-ElecDry-Tier3 | DMo | MH72 | CZ04 | rDXGF | -1 | Household | 1 | 1196 | 211 | 0 | 0 | 191 | 0 | 1.8 | 0 | 0 | 0.1 | -0.1 | 0.3 | 0 | 0 | 18.2 | 0 | -0.26 | 0 | -0.25 | 0 | 0.031 | 0 | 0.026 | 196 | 0 | 0 | 175 | 0 | 1.2 | 0 | 0 | 0.1 | -0.1 | 0.2 | 0 | 0 | 19.7 | 0 | -0.19 | 0 | -0.19 | 0 | 0.028 | 0 | 0.024 | PreCW-Front-ElecDHW-ElecDry | Appl-CW-Front-ElecDHW-ElecDry-Tier3AnyDMoMH72CZ04DEER2017 | 0
42958.3843 | Appl-CW-Front-ElecDHW-ElecDry-Tier3 | DMo | MH72 | CZ05 | rDXGF | -1 | Household | 1 | 1196 | 210 | 0 | 0 | 191 | 0 | -0.1 | 0 | 0 | -0.2 | -0.2 | 0 | 0 | 0 | 19.1 | 0 | -0.41 | 0 | -0.41 | 0 | 0.03 | 0 | 0.026 | 195 | 0 | 0 | 175 | 0 | -0.3 | 0 | 0 | -0.2 | -0.2 | 0 | 0 | 0 | 20.6 | 0 | -0.32 | 0 | -0.32 | 0 | 0.027 | 0 | 0.024 | PreCW-Front-ElecDHW-ElecDry | Appl-CW-Front-ElecDHW-ElecDry-Tier3AnyDMoMH72CZ05DEER2017 | 0
42958.3843 | Appl-CW-Front-ElecDHW-ElecDry-Tier3 | DMo | MH72 | CZ06 | rDXGF | -1 | Household | 1 | 1196 | 211 | 0 | 0 | 191 | 0 | 2.1 | 0 | 0 | 0.1 | -0.1 | 0.3 | 0 | 0 | 17.7 | 0 | -0.18 | 0 | -0.17 | 0 | 0.03 | 0 | 0.026 | 196 | 0 | 0 | 175 | 0 | 1.6 | 0 | 0 | 0.1 | -0.1 | 0.2 | 0 | 0 | 19.1 | 0 | -0.14 | 0 | -0.13 | 0 | 0.028 | 0 | 0.024 | PreCW-Front-ElecDHW-ElecDry | Appl-CW-Front-ElecDHW-ElecDry-Tier3AnyDMoMH72CZ06DEER2017 | 0
42958.3843 | Appl-CW-Front-ElecDHW-ElecDry-Tier3 | DMo | MH72 | CZ07 | rDXGF | -1 | Household | 1 | 1196 | 211 | 0 | 0 | 191 | 0 | 2.5 | 0 | 0 | 0.2 | -0.1 | 0.4 | 0 | 0 | 17.5 | 0 | -0.18 | 0 | -0.18 | 0 | 0.03 | 0 | 0.026 | 196 | 0 | 0 | 175 | 0 | 1.9 | 0 | 0 | 0.2 | -0.1 | 0.3 | 0 | 0 | 18.9 | 0 | -0.14 | 0 | -0.14 | 0 | 0.027 | 0 | 0.024 | PreCW-Front-ElecDHW-ElecDry | Appl-CW-Front-ElecDHW-ElecDry-Tier3AnyDMoMH72CZ07DEER2017 | 0
42958.3843 | Appl-CW-Front-ElecDHW-ElecDry-Tier3 | DMo | MH72 | CZ08 | rDXGF | -1 | Household | 1 | 1196 | 211 | 0 | 0 | 191 | 0 | 2.7 | 0 | -0.1 | 0.3 | -0.1 | 0.4 | 0 | 0 | 17.1 | 0 | -0.17 | 0 | -0.17 | 0 | 0.03 | 0 | 0.026 | 196 | 0 | 0 | 175 | 0 | 2.1 | 0 | 0 | 0.2 | -0.1 | 0.3 | 0 | 0 | 18.6 | 0 | -0.12 | 0 | -0.12 | 0 | 0.027 | 0 | 0.024 | PreCW-Front-ElecDHW-ElecDry | Appl-CW-Front-ElecDHW-ElecDry-Tier3AnyDMoMH72CZ08DEER2017 | 0
42958.3843 | Appl-CW-Front-ElecDHW-ElecDry-Tier3 | DMo | MH72 | CZ09 | rDXGF | -1 | Household | 1 | 1196 | 211 | 0 | 0 | 191 | 0 | 2.8 | 0 | 0 | 0.3 | -0.1 | 0.4 | 0 | 0 | 17.1 | 0 | -0.16 | 0 | -0.16 | 0 | 0.03 | 0 | 0.027 | 196 | 0 | 0 | 175 | 0 | 2.2 | 0 | 0 | 0.2 | -0.1 | 0.3 | 0 | 0 | 18.5 | 0 | -0.12 | 0 | -0.12 | 0 | 0.027 | 0 | 0.024 | PreCW-Front-ElecDHW-ElecDry | Appl-CW-Front-ElecDHW-ElecDry-Tier3AnyDMoMH72CZ09DEER2017 | 0
42958.3843 | Appl-CW-Front-ElecDHW-ElecDry-Tier3 | DMo | MH72 | CZ10 | rDXGF | -1 | Household | 1 | 1196 | 210 | 0 | 0 | 191 | 0 | 2 | 0 | 0 | 0.1 | -0.1 | 0.2 | 0 | 0 | 17.1 | 0 | -0.19 | 0 | -0.19 | 0 | 0.03 | 0 | 0.026 | 196 | 0 | 0 | 175 | 0 | 2 | 0 | 0 | 0.1 | -0.1 | 0.2 | 0 | 0 | 18.5 | 0 | -0.14 | 0 | -0.14 | 0 | 0.028 | 0 | 0.024 | PreCW-Front-ElecDHW-ElecDry | Appl-CW-Front-ElecDHW-ElecDry-Tier3AnyDMoMH72CZ10DEER2017 | 0
42958.3843 | Appl-CW-Front-ElecDHW-ElecDry-Tier3 | DMo | MH72 | CZ11 | rDXGF | -1 | Household | 1 | 1196 | 211 | 0 | 0 | 191 | 0 | 2.3 | 0 | 0 | 0.1 | -0.2 | 0.3 | 0 | 0 | 17.2 | 0 | -0.23 | 0 | -0.22 | 0 | 0.03 | 0 | 0.026 | 196 | 0 | 0 | 175 | 0 | 1.7 | 0 | 0 | 0.1 | -0.1 | 0.2 | 0 | 0 | 18.7 | 0 | -0.17 | 0 | -0.17 | 0 | 0.028 | 0 | 0.024 | PreCW-Front-ElecDHW-ElecDry | Appl-CW-Front-ElecDHW-ElecDry-Tier3AnyDMoMH72CZ11DEER2017 | 0
42958.3843 | Appl-CW-Front-ElecDHW-ElecDry-Tier3 | DMo | MH72 | CZ12 | rDXGF | -1 | Household | 1 | 1196 | 212 | 0 | 0 | 191 | 0 | 2.6 | 0 | 0 | 0.1 | -0.2 | 0.3 | 0 | 0 | 17.8 | 0 | -0.28 | 0 | -0.28 | 0 | 0.031 | 0 | 0.027 | 196 | 0 | 0 | 175 | 0 | 2 | 0 | 0 | 0.1 | -0.1 | 0.2 | 0 | 0 | 19.3 | 0 | -0.2 | 0 | -0.2 | 0 | 0.028 | 0 | 0.025 | PreCW-Front-ElecDHW-ElecDry | Appl-CW-Front-ElecDHW-ElecDry-Tier3AnyDMoMH72CZ12DEER2017 | 0
42958.3843 | Appl-CW-Front-ElecDHW-ElecDry-Tier3 | DMo | MH72 | CZ13 | rDXGF | -1 | Household | 1 | 1196 | 211 | 0 | 0 | 191 | 0 | 2.6 | 0 | 0 | 0.2 | -0.2 | 0.3 | 0 | 0 | 17.1 | 0 | -0.26 | 0 | -0.26 | 0 | 0.03 | 0 | 0.026 | 196 | 0 | 0 | 175 | 0 | 2.1 | 0 | 0 | 0.1 | -0.1 | 0.3 | 0 | 0 | 18.5 | 0 | -0.19 | 0 | -0.2 | 0 | 0.028 | 0 | 0.024 | PreCW-Front-ElecDHW-ElecDry | Appl-CW-Front-ElecDHW-ElecDry-Tier3AnyDMoMH72CZ13DEER2017 | 0
42958.3843 | Appl-CW-Front-ElecDHW-ElecDry-Tier3 | DMo | MH72 | CZ14 | rDXGF | -1 | Household | 1 | 1196 | 211 | 0 | 0 | 191 | 0 | 2.6 | 0 | -0.1 | 0.1 | -0.1 | 0.3 | 0 | 0 | 17.4 | 0 | -0.22 | 0 | -0.23 | 0 | 0.029 | 0 | 0.026 | 196 | 0 | 0 | 175 | 0 | 1.9 | 0 | 0 | 0.1 | -0.1 | 0.2 | 0 | 0 | 18.9 | 0 | -0.17 | 0 | -0.18 | 0 | 0.027 | 0 | 0.024 | PreCW-Front-ElecDHW-ElecDry | Appl-CW-Front-ElecDHW-ElecDry-Tier3AnyDMoMH72CZ14DEER2017 | 0
42958.3843 | Appl-CW-Front-ElecDHW-ElecDry-Tier3 | DMo | MH72 | CZ15 | rDXGF | -1 | Household | 1 | 1196 | 209 | 0 | 0 | 191 | 0 | 3 | 0 | 0 | 0.3 | -0.1 | 0.3 | 0 | 0 | 14.3 | 0 | -0.08 | 0 | -0.09 | 0 | 0.029 | 0 | 0.026 | 193 | 0 | 0 | 175 | 0 | 2.2 | 0 | 0 | 0.2 | 0 | 0.2 | 0 | 0 | 15.5 | 0 | -0.06 | 0 | -0.07 | 0 | 0.027 | 0 | 0.024 | PreCW-Front-ElecDHW-ElecDry | Appl-CW-Front-ElecDHW-ElecDry-Tier3AnyDMoMH72CZ15DEER2017 | 0
42958.3843 | Appl-CW-Front-ElecDHW-ElecDry-Tier3 | DMo | MH72 | CZ16 | rDXGF | -1 | Household | 1 | 1196 | 213 | 0 | 0 | 191 | 0 | 1.7 | 0 | -0.1 | 0 | -0.2 | 0.2 | 0 | 0 | 20.1 | 0 | -0.34 | 0 | -0.34 | 0 | 0.031 | 0 | 0.026 | 198 | 0 | 0 | 175 | 0 | 1.2 | 0 | -0.1 | 0 | -0.2 | 0.2 | 0 | 0 | 21.7 | 0 | -0.26 | 0 | -0.26 | 0 | 0.028 | 0 | 0.024 | PreCW-Front-ElecDHW-ElecDry | Appl-CW-Front-ElecDHW-ElecDry-Tier3AnyDMoMH72CZ16DEER2017 | 0
42958.3843 | Appl-CW-Front-ElecDHW-ElecDry-Tier3 | DMo | MH85 | CZ01 | rDXGF | -1 | Household | 1 | 1242 | 211 | 0 | 0 | 191 | 0 | 0 | 0 | 0 | -0.2 | -0.2 | 0 | 0 | 0 | 20.1 | 0 | -0.46 | 0 | -0.46 | 0 | 0.029 | 0 | 0.027 | 197 | 0 | 0 | 175 | 0 | 0 | 0 | 0 | -0.2 | -0.2 | 0 | 0 | 0 | 21.7 | 0 | -0.36 | 0 | -0.35 | 0 | 0.027 | 0 | 0.025 | PreCW-Front-ElecDHW-ElecDry | Appl-CW-Front-ElecDHW-ElecDry-Tier3AnyDMoMH85CZ01DEER2017 | 0
42958.3843 | Appl-CW-Front-ElecDHW-ElecDry-Tier3 | DMo | MH85 | CZ02 | rDXGF | -1 | Household | 1 | 1242 | 211 | 0 | 0 | 191 | 0 | 1.4 | 0 | 0 | -0.1 | -0.2 | 0.1 | 0 | 0 | 18.7 | 0 | -0.4 | 0 | -0.4 | 0 | 0.031 | 0 | 0.026 | 196 | 0 | 0 | 175 | 0 | 1.1 | 0 | 0 | 0 | -0.2 | 0.1 | 0 | 0 | 20.3 | 0 | -0.3 | 0 | -0.3 | 0 | 0.029 | 0 | 0.024 | PreCW-Front-ElecDHW-ElecDry | Appl-CW-Front-ElecDHW-ElecDry-Tier3AnyDMoMH85CZ02DEER2017 | 0
42958.3843 | Appl-CW-Front-ElecDHW-ElecDry-Tier3 | DMo | MH85 | CZ03 | rDXGF | -1 | Household | 1 | 1242 | 211 | 0 | 0 | 191 | 0 | 1 | 0 | 0 | -0.1 | -0.2 | 0.1 | 0 | 0 | 18.8 | 0 | -0.39 | 0 | -0.39 | 0 | 0.031 | 0 | 0.026 | 196 | 0 | 0 | 175 | 0 | 0.8 | 0 | 0 | 0 | -0.1 | 0.1 | 0 | 0 | 20.3 | 0 | -0.29 | 0 | -0.29 | 0 | 0.029 | 0 | 0.024 | PreCW-Front-ElecDHW-ElecDry | Appl-CW-Front-ElecDHW-ElecDry-Tier3AnyDMoMH85CZ03DEER2017 | 0
42958.3843 | Appl-CW-Front-ElecDHW-ElecDry-Tier3 | DMo | MH85 | CZ04 | rDXGF | -1 | Household | 1 | 1242 | 211 | 0 | 0 | 191 | 0 | 2.2 | 0 | 0 | 0.1 | -0.2 | 0.3 | 0 | 0 | 18.2 | 0 | -0.31 | 0 | -0.31 | 0 | 0.031 | 0 | 0.026 | 197 | 0 | 0 | 175 | 0 | 1.8 | 0 | 0 | 0.1 | -0.2 | 0.3 | 0 | 0 | 19.7 | 0 | -0.23 | 0 | -0.23 | 0 | 0.029 | 0 | 0.024 | PreCW-Front-ElecDHW-ElecDry | Appl-CW-Front-ElecDHW-ElecDry-Tier3AnyDMoMH85CZ04DEER2017 | 0
42958.3843 | Appl-CW-Front-ElecDHW-ElecDry-Tier3 | DMo | MH85 | CZ05 | rDXGF | -1 | Household | 1 | 1242 | 211 | 0 | 0 | 191 | 0 | 0.8 | 0 | 0 | -0.1 | -0.2 | 0.1 | 0 | 0 | 19.1 | 0 | -0.43 | 0 | -0.43 | 0 | 0.034 | 0 | 0.027 | 196 | 0 | 0 | 175 | 0 | 0.6 | 0 | 0 | -0.1 | -0.2 | 0.1 | 0 | 0 | 20.6 | 0 | -0.33 | 0 | -0.33 | 0 | 0.032 | 0 | 0.024 | PreCW-Front-ElecDHW-ElecDry | Appl-CW-Front-ElecDHW-ElecDry-Tier3AnyDMoMH85CZ05DEER2017 | 0
42958.3843 | Appl-CW-Front-ElecDHW-ElecDry-Tier3 | DMo | MH85 | CZ06 | rDXGF | -1 | Household | 1 | 1242 | 212 | 0 | 0 | 191 | 0 | 2.8 | 0 | 0 | 0.2 | -0.1 | 0.4 | 0 | 0 | 17.7 | 0 | -0.24 | 0 | -0.23 | 0 | 0.03 | 0 | 0.026 | 196 | 0 | 0 | 175 | 0 | 1.8 | 0 | 0 | 0.2 | -0.1 | 0.2 | 0 | 0 | 19.1 | 0 | -0.18 | 0 | -0.18 | 0 | 0.028 | 0 | 0.024 | PreCW-Front-ElecDHW-ElecDry | Appl-CW-Front-ElecDHW-ElecDry-Tier3AnyDMoMH85CZ06DEER2017 | 0
42958.3843 | Appl-CW-Front-ElecDHW-ElecDry-Tier3 | DMo | MH85 | CZ07 | rDXGF | -1 | Household | 1 | 1242 | 211 | 0 | 0 | 191 | 0 | 2.1 | 0 | 0 | 0.1 | -0.1 | 0.3 | 0 | 0 | 17.5 | 0 | -0.21 | 0 | -0.21 | 0 | 0.031 | 0 | 0.026 | 196 | 0 | 0 | 175 | 0 | 1.7 | 0 | 0 | 0.1 | 0 | 0.2 | 0 | 0 | 18.9 | 0 | -0.15 | 0 | -0.15 | 0 | 0.028 | 0 | 0.024 | PreCW-Front-ElecDHW-ElecDry | Appl-CW-Front-ElecDHW-ElecDry-Tier3AnyDMoMH85CZ07DEER2017 | 0
42958.3843 | Appl-CW-Front-ElecDHW-ElecDry-Tier3 | DMo | MH85 | CZ08 | rDXGF | -1 | Household | 1 | 1242 | 211 | 0 | 0 | 191 | 0 | 2.5 | 0 | -0.1 | 0.2 | -0.1 | 0.3 | 0 | 0 | 17.1 | 0 | -0.22 | 0 | -0.22 | 0 | 0.03 | 0 | 0.026 | 196 | 0 | 0 | 175 | 0 | 1.9 | 0 | -0.1 | 0.1 | -0.1 | 0.2 | 0 | 0 | 18.6 | 0 | -0.17 | 0 | -0.17 | 0 | 0.028 | 0 | 0.024 | PreCW-Front-ElecDHW-ElecDry | Appl-CW-Front-ElecDHW-ElecDry-Tier3AnyDMoMH85CZ08DEER2017 | 0
42958.3843 | Appl-CW-Front-ElecDHW-ElecDry-Tier3 | DMo | MH85 | CZ09 | rDXGF | -1 | Household | 1 | 1242 | 210 | 0 | 0 | 191 | 0 | 2.1 | 0 | 0 | 0.1 | -0.2 | 0.2 | 0 | 0 | 17.1 | 0 | -0.25 | 0 | -0.25 | 0 | 0.03 | 0 | 0.026 | 195 | 0 | 0 | 175 | 0 | 1.6 | 0 | 0 | 0 | -0.1 | 0.2 | 0 | 0 | 18.5 | 0 | -0.18 | 0 | -0.18 | 0 | 0.027 | 0 | 0.024 | PreCW-Front-ElecDHW-ElecDry | Appl-CW-Front-ElecDHW-ElecDry-Tier3AnyDMoMH85CZ09DEER2017 | 0
42958.3843 | Appl-CW-Front-ElecDHW-ElecDry-Tier3 | DMo | MH85 | CZ10 | rDXGF | -1 | Household | 1 | 1242 | 211 | 0 | 0 | 191 | 0 | 2.7 | 0 | 0 | 0.2 | -0.1 | 0.3 | 0 | 0 | 17.1 | 0 | -0.23 | 0 | -0.23 | 0 | 0.03 | 0 | 0.027 | 196 | 0 | 0 | 175 | 0 | 2.1 | 0 | 0 | 0.1 | -0.1 | 0.2 | 0 | 0 | 18.5 | 0 | -0.18 | 0 | -0.17 | 0 | 0.027 | 0 | 0.024 | PreCW-Front-ElecDHW-ElecDry | Appl-CW-Front-ElecDHW-ElecDry-Tier3AnyDMoMH85CZ10DEER2017 | 0
42958.3843 | Appl-CW-Front-ElecDHW-ElecDry-Tier3 | DMo | MH85 | CZ11 | rDXGF | -1 | Household | 1 | 1242 | 211 | 0 | 0 | 191 | 0 | 2.5 | 0 | 0 | 0.1 | -0.2 | 0.3 | 0 | 0 | 17.2 | 0 | -0.32 | 0 | -0.32 | 0 | 0.03 | 0 | 0.026 | 196 | 0 | 0 | 175 | 0 | 1.9 | 0 | 0 | 0.1 | -0.2 | 0.2 | 0 | 0 | 18.7 | 0 | -0.24 | 0 | -0.24 | 0 | 0.028 | 0 | 0.024 | PreCW-Front-ElecDHW-ElecDry | Appl-CW-Front-ElecDHW-ElecDry-Tier3AnyDMoMH85CZ11DEER2017 | 0
42958.3843 | Appl-CW-Front-ElecDHW-ElecDry-Tier3 | DMo | MH85 | CZ12 | rDXGF | -1 | Household | 1 | 1242 | 211 | 0 | 0 | 191 | 0 | 2.1 | 0 | 0 | 0 | -0.2 | 0.2 | 0 | 0 | 17.8 | 0 | -0.34 | 0 | -0.35 | 0 | 0.031 | 0 | 0.026 | 196 | 0 | 0 | 175 | 0 | 1.6 | 0 | 0 | 0 | -0.2 | 0.2 | 0 | 0 | 19.3 | 0 | -0.25 | 0 | -0.26 | 0 | 0.028 | 0 | 0.024 | PreCW-Front-ElecDHW-ElecDry | Appl-CW-Front-ElecDHW-ElecDry-Tier3AnyDMoMH85CZ12DEER2017 | 0
42958.3843 | Appl-CW-Front-ElecDHW-ElecDry-Tier3 | DMo | MH85 | CZ13 | rDXGF | -1 | Household | 1 | 1242 | 211 | 0 | 0 | 191 | 0 | 3 | 0 | 0 | 0.2 | -0.2 | 0.3 | 0 | 0 | 17.1 | 0 | -0.31 | 0 | -0.31 | 0 | 0.03 | 0 | 0.027 | 196 | 0 | 0 | 175 | 0 | 2.3 | 0 | 0 | 0.1 | -0.1 | 0.2 | 0 | 0 | 18.5 | 0 | -0.23 | 0 | -0.23 | 0 | 0.028 | 0 | 0.025 | PreCW-Front-ElecDHW-ElecDry | Appl-CW-Front-ElecDHW-ElecDry-Tier3AnyDMoMH85CZ13DEER2017 | 0
42958.3843 | Appl-CW-Front-ElecDHW-ElecDry-Tier3 | DMo | MH85 | CZ14 | rDXGF | -1 | Household | 1 | 1242 | 212 | 0 | 0 | 191 | 0 | 2.9 | 0 | 0 | 0.2 | -0.2 | 0.4 | 0 | 0 | 17.4 | 0 | -0.31 | 0 | -0.31 | 0 | 0.03 | 0 | 0.026 | 196 | 0 | 0 | 175 | 0 | 2.3 | 0 | 0 | 0.1 | -0.2 | 0.3 | 0 | 0 | 18.9 | 0 | -0.22 | 0 | -0.23 | 0 | 0.027 | 0 | 0.024 | PreCW-Front-ElecDHW-ElecDry | Appl-CW-Front-ElecDHW-ElecDry-Tier3AnyDMoMH85CZ14DEER2017 | 0
42958.3843 | Appl-CW-Front-ElecDHW-ElecDry-Tier3 | DMo | MH85 | CZ15 | rDXGF | -1 | Household | 1 | 1242 | 209 | 0 | 0 | 191 | 0 | 3.5 | 0 | 0 | 0.3 | -0.1 | 0.4 | 0 | 0 | 14.3 | 0 | -0.12 | 0 | -0.12 | 0 | 0.029 | 0 | 0.026 | 193 | 0 | 0 | 175 | 0 | 2.7 | 0 | 0 | 0.2 | -0.1 | 0.3 | 0 | 0 | 15.5 | 0 | -0.09 | 0 | -0.09 | 0 | 0.027 | 0 | 0.024 | PreCW-Front-ElecDHW-ElecDry | Appl-CW-Front-ElecDHW-ElecDry-Tier3AnyDMoMH85CZ15DEER2017 | 0
42958.3843 | Appl-CW-Front-ElecDHW-ElecDry-Tier3 | DMo | MH85 | CZ16 | rDXGF | -1 | Household | 1 | 1242 | 212 | 0 | 0 | 191 | 0 | 1.5 | 0 | -0.1 | 0 | -0.2 | 0.2 | 0 | 0 | 20.1 | 0 | -0.41 | 0 | -0.41 | 0 | 0.031 | 0 | 0.026 | 198 | 0 | 0 | 175 | 0 | 1.1 | 0 | 0 | 0 | -0.2 | 0.2 | 0 | 0 | 21.7 | 0 | -0.31 | 0 | -0.31 | 0 | 0.028 | 0 | 0.024 | PreCW-Front-ElecDHW-ElecDry | Appl-CW-Front-ElecDHW-ElecDry-Tier3AnyDMoMH85CZ16DEER2017 | 0
42958.3843 | Appl-CW-Front-ElecDHW-ElecDry-Tier3 | MFm | 1975 | CZ01 | rDXGF | -1 | Household | 1 | 1070.2 | 214 | 0 | 0 | 194 | 0 | 0 | 0 | -0.1 | -0.2 | -0.2 | 0 | 0 | 0 | 20.3 | 0 | -0.39 | 0 | -0.4 | 0 | 0.03 | 0 | 0.027 | 199 | 0 | 0 | 177 | 0 | 0 | 0 | -0.1 | -0.1 | -0.2 | 0 | 0 | 0 | 22 | 0 | -0.29 | 0 | -0.3 | 0 | 0.028 | 0 | 0.025 | PreCW-Front-ElecDHW-ElecDry | Appl-CW-Front-ElecDHW-ElecDry-Tier3AnyMFm1975CZ01DEER2017 | 0
42958.3843 | Appl-CW-Front-ElecDHW-ElecDry-Tier3 | MFm | 1975 | CZ02 | rDXGF | -1 | Household | 1 | 1070.2 | 213 | 0 | 0 | 194 | 0 | 0.6 | 0 | 0 | 0 | -0.1 | 0.1 | 0 | 0 | 18.9 | 0 | -0.26 | 0 | -0.25 | 0 | 0.031 | 0 | 0.027 | 198 | 0 | 0 | 177 | 0 | 0.4 | 0 | 0 | 0 | -0.1 | 0.1 | 0 | 0 | 20.5 | 0 | -0.19 | 0 | -0.19 | 0 | 0.029 | 0 | 0.025 | PreCW-Front-ElecDHW-ElecDry | Appl-CW-Front-ElecDHW-ElecDry-Tier3AnyMFm1975CZ02DEER2017 | 0
42958.3843 | Appl-CW-Front-ElecDHW-ElecDry-Tier3 | MFm | 1975 | CZ03 | rDXGF | -1 | Household | 1 | 1070.2 | 213 | 0 | 0 | 194 | 0 | 0.3 | 0 | 0 | 0 | -0.1 | 0.1 | 0 | 0 | 18.9 | 0 | -0.21 | 0 | -0.21 | 0 | 0.03 | 0 | 0.027 | 198 | 0 | 0 | 178 | 0 | 0.2 | 0 | 0 | 0 | -0.1 | 0 | 0 | 0 | 20.5 | 0 | -0.21 | 0 | -0.21 | 0 | 0.028 | 0 | 0.025 | PreCW-Front-ElecDHW-ElecDry | Appl-CW-Front-ElecDHW-ElecDry-Tier3AnyMFm1975CZ03DEER2017 | 0
42958.3843 | Appl-CW-Front-ElecDHW-ElecDry-Tier3 | MFm | 1975 | CZ04 | rDXGF | -1 | Household | 1 | 1070.2 | 213 | 0 | 0 | 194 | 0 | 0.7 | 0 | 0 | 0 | -0.1 | 0 | 0 | 0 | 18.4 | 0 | -0.21 | 0 | -0.21 | 0 | 0.031 | 0 | 0.027 | 198 | 0 | 0 | 177 | 0 | 0.6 | 0 | 0 | 0 | -0.1 | 0 | 0 | 0 | 19.9 | 0 | -0.16 | 0 | -0.16 | 0 | 0.028 | 0 | 0.025 | PreCW-Front-ElecDHW-ElecDry | Appl-CW-Front-ElecDHW-ElecDry-Tier3AnyMFm1975CZ04DEER2017 | 0
42958.3843 | Appl-CW-Front-ElecDHW-ElecDry-Tier3 | MFm | 1975 | CZ05 | rDXGF | -1 | Household | 1 | 1070.2 | 213 | 0 | 0 | 194 | 0 | 0.1 | 0 | -0.1 | -0.2 | -0.1 | 0.1 | 0 | 0 | 19.3 | 0 | -0.33 | 0 | -0.34 | 0 | 0.029 | 0 | 0.027 | 198 | 0 | 0 | 178 | 0 | 0.1 | 0 | -0.1 | -0.1 | -0.1 | 0.1 | 0 | 0 | 20.9 | 0 | -0.25 | 0 | -0.26 | 0 | 0.027 | 0 | 0.025 | PreCW-Front-ElecDHW-ElecDry | Appl-CW-Front-ElecDHW-ElecDry-Tier3AnyMFm1975CZ05DEER2017 | 0
42958.3843 | Appl-CW-Front-ElecDHW-ElecDry-Tier3 | MFm | 1975 | CZ06 | rDXGF | -1 | Household | 1 | 1047.7 | 213 | 0 | 0 | 194 | 0 | 1 | 0 | 0 | 0 | -0.1 | 0.2 | 0 | 0 | 17.8 | 0 | -0.19 | 0 | -0.19 | 0 | 0.03 | 0 | 0.027 | 198 | 0 | 0 | 178 | 0 | 0.7 | 0 | 0 | 0 | -0.1 | 0.1 | 0 | 0 | 19.3 | 0 | -0.15 | 0 | -0.14 | 0 | 0.028 | 0 | 0.024 | PreCW-Front-ElecDHW-ElecDry | Appl-CW-Front-ElecDHW-ElecDry-Tier3AnyMFm1975CZ06DEER2017 | 0
42958.3843 | Appl-CW-Front-ElecDHW-ElecDry-Tier3 | MFm | 1975 | CZ07 | rDXGF | -1 | Household | 1 | 1047.7 | 212 | 0 | 0 | 194 | 0 | 0.9 | 0 | 0 | 0.1 | -0.1 | 0.2 | 0 | 0 | 17.7 | 0 | -0.13 | 0 | -0.13 | 0 | 0.03 | 0 | 0.027 | 197 | 0 | 0 | 178 | 0 | 0.7 | 0 | 0 | 0.1 | -0.1 | 0.2 | 0 | 0 | 19.1 | 0 | -0.1 | 0 | -0.1 | 0 | 0.028 | 0 | 0.025 | PreCW-Front-ElecDHW-ElecDry | Appl-CW-Front-ElecDHW-ElecDry-Tier3AnyMFm1975CZ07DEER2017 | 0
42958.3843 | Appl-CW-Front-ElecDHW-ElecDry-Tier3 | MFm | 1975 | CZ08 | rDXGF | -1 | Household | 1 | 1047.7 | 212 | 0 | 0 | 194 | 0 | 1.2 | 0 | -0.1 | 0.1 | 0 | 0.1 | 0 | 0 | 17.4 | 0 | -0.15 | 0 | -0.14 | 0 | 0.031 | 0 | 0.027 | 197 | 0 | 0 | 178 | 0 | 1 | 0 | -0.1 | 0.1 | 0 | 0.1 | 0 | 0 | 18.8 | 0 | -0.11 | 0 | -0.11 | 0 | 0.028 | 0 | 0.025 | PreCW-Front-ElecDHW-ElecDry | Appl-CW-Front-ElecDHW-ElecDry-Tier3AnyMFm1975CZ08DEER2017 | 0
42958.3843 | Appl-CW-Front-ElecDHW-ElecDry-Tier3 | MFm | 1975 | CZ09 | rDXGF | -1 | Household | 1 | 1216.8 | 213 | 0 | 0 | 194 | 0 | 1.6 | 0 | 0 | 0.1 | -0.1 | 0.2 | 0 | 0 | 17.3 | 0 | -0.17 | 0 | -0.18 | 0 | 0.03 | 0 | 0.026 | 198 | 0 | 0 | 177 | 0 | 1.2 | 0 | 0 | 0.1 | 0 | 0.1 | 0 | 0 | 18.8 | 0 | -0.13 | 0 | -0.14 | 0 | 0.028 | 0 | 0.024 | PreCW-Front-ElecDHW-ElecDry | Appl-CW-Front-ElecDHW-ElecDry-Tier3AnyMFm1975CZ09DEER2017 | 0
42958.3843 | Appl-CW-Front-ElecDHW-ElecDry-Tier3 | MFm | 1975 | CZ10 | rDXGF | -1 | Household | 1 | 1216.8 | 212 | 0 | 0 | 194 | 0 | 1.4 | 0 | 0 | 0.1 | -0.1 | 0.2 | 0 | 0 | 17.3 | 0 | -0.2 | 0 | -0.2 | 0 | 0.03 | 0 | 0.027 | 197 | 0 | 0 | 177 | 0 | 1 | 0 | 0 | 0 | -0.1 | 0.1 | 0 | 0 | 18.7 | 0 | -0.16 | 0 | -0.15 | 0 | 0.028 | 0 | 0.024 | PreCW-Front-ElecDHW-ElecDry | Appl-CW-Front-ElecDHW-ElecDry-Tier3AnyMFm1975CZ10DEER2017 | 0
42958.3843 | Appl-CW-Front-ElecDHW-ElecDry-Tier3 | MFm | 1975 | CZ11 | rDXGF | -1 | Household | 1 | 1098.9 | 212 | 0 | 0 | 194 | 0 | 1.3 | 0 | 0 | 0 | -0.1 | 0.2 | 0 | 0 | 17.5 | 0 | -0.24 | 0 | -0.24 | 0 | 0.03 | 0 | 0.027 | 197 | 0 | 0 | 177 | 0 | 1.1 | 0 | 0 | 0 | -0.1 | 0.1 | 0 | 0 | 19 | 0 | -0.18 | 0 | -0.18 | 0 | 0.028 | 0 | 0.024 | PreCW-Front-ElecDHW-ElecDry | Appl-CW-Front-ElecDHW-ElecDry-Tier3AnyMFm1975CZ11DEER2017 | 0
42958.3843 | Appl-CW-Front-ElecDHW-ElecDry-Tier3 | MFm | 1975 | CZ12 | rDXGF | -1 | Household | 1 | 1098.9 | 213 | 0 | 0 | 194 | 0 | 1 | 0 | -0.1 | 0 | -0.1 | 0.1 | 0 | 0 | 18 | 0 | -0.25 | 0 | -0.26 | 0 | 0.03 | 0 | 0.027 | 198 | 0 | 0 | 178 | 0 | 0.8 | 0 | -0.1 | 0 | -0.1 | 0.1 | 0 | 0 | 19.5 | 0 | -0.19 | 0 | -0.2 | 0 | 0.028 | 0 | 0.024 | PreCW-Front-ElecDHW-ElecDry | Appl-CW-Front-ElecDHW-ElecDry-Tier3AnyMFm1975CZ12DEER2017 | 0
42958.3843 | Appl-CW-Front-ElecDHW-ElecDry-Tier3 | MFm | 1975 | CZ13 | rDXGF | -1 | Household | 1 | 1098.9 | 213 | 0 | 0 | 194 | 0 | 1.7 | 0 | -0.1 | 0.1 | -0.1 | 0.2 | 0 | 0 | 17.2 | 0 | -0.22 | 0 | -0.22 | 0 | 0.03 | 0 | 0.027 | 198 | 0 | 0 | 177 | 0 | 1.3 | 0 | -0.1 | 0 | -0.1 | 0.1 | 0 | 0 | 18.7 | 0 | -0.17 | 0 | -0.16 | 0 | 0.028 | 0 | 0.024 | PreCW-Front-ElecDHW-ElecDry | Appl-CW-Front-ElecDHW-ElecDry-Tier3AnyMFm1975CZ13DEER2017 | 0
42958.3843 | Appl-CW-Front-ElecDHW-ElecDry-Tier3 | MFm | 1975 | CZ14 | rDXGF | -1 | Household | 1 | 1409.4 | 214 | 0 | 0 | 194 | 0 | 3 | 0 | -0.1 | 0.3 | 0 | 0.3 | 0 | 0 | 17.7 | 0 | -0.17 | 0 | -0.17 | 0 | 0.032 | 0 | 0.026 | 199 | 0 | 0 | 177 | 0 | 2.6 | 0 | -0.1 | 0.3 | 0 | 0.3 | 0 | 0 | 19.1 | 0 | -0.12 | 0 | -0.11 | 0 | 0.029 | 0 | 0.024 | PreCW-Front-ElecDHW-ElecDry | Appl-CW-Front-ElecDHW-ElecDry-Tier3AnyMFm1975CZ14DEER2017 | 0
42958.3843 | Appl-CW-Front-ElecDHW-ElecDry-Tier3 | MFm | 1975 | CZ15 | rDXGF | -1 | Household | 1 | 1409.4 | 211 | 0 | 0 | 194 | 0 | 2.8 | 0 | 0 | 0.3 | 0 | 0.3 | 0 | 0 | 14.5 | 0 | -0.11 | 0 | -0.1 | 0 | 0.029 | 0 | 0.027 | 196 | 0 | 0 | 177 | 0 | 2.2 | 0 | 0 | 0.2 | 0 | 0.2 | 0 | 0 | 15.7 | 0 | -0.08 | 0 | -0.08 | 0 | 0.027 | 0 | 0.025 | PreCW-Front-ElecDHW-ElecDry | Appl-CW-Front-ElecDHW-ElecDry-Tier3AnyMFm1975CZ15DEER2017 | 0
42958.3843 | Appl-CW-Front-ElecDHW-ElecDry-Tier3 | MFm | 1975 | CZ16 | rDXGF | -1 | Household | 1 | 1070.2 | 215 | 0 | 0 | 194 | 0 | 1 | 0 | -0.1 | 0 | -0.1 | 0.1 | 0 | 0 | 20.3 | 0 | -0.26 | 0 | -0.26 | 0 | 0.03 | 0 | 0.027 | 200 | 0 | 0 | 177 | 0 | 0.8 | 0 | -0.1 | 0 | -0.1 | 0.1 | 0 | 0 | 22 | 0 | -0.2 | 0 | -0.2 | 0 | 0.028 | 0 | 0.025 | PreCW-Front-ElecDHW-ElecDry | Appl-CW-Front-ElecDHW-ElecDry-Tier3AnyMFm1975CZ16DEER2017 | 0
42958.3843 | Appl-CW-Front-ElecDHW-ElecDry-Tier3 | MFm | 1985 | CZ01 | rDXGF | -1 | Household | 1 | 1152 | 214 | 0 | 0 | 194 | 0 | 0 | 0 | -0.1 | -0.2 | -0.2 | 0 | 0 | 0 | 20.3 | 0 | -0.39 | 0 | -0.39 | 0 | 0.029 | 0 | 0.027 | 199 | 0 | 0 | 177 | 0 | 0 | 0 | -0.1 | -0.1 | -0.2 | 0 | 0 | 0 | 22 | 0 | -0.28 | 0 | -0.29 | 0 | 0.027 | 0 | 0.024 | PreCW-Front-ElecDHW-ElecDry | Appl-CW-Front-ElecDHW-ElecDry-Tier3AnyMFm1985CZ01DEER2017 | 0
42958.3843 | Appl-CW-Front-ElecDHW-ElecDry-Tier3 | MFm | 1985 | CZ02 | rDXGF | -1 | Household | 1 | 1152 | 213 | 0 | 0 | 194 | 0 | 0.7 | 0 | 0 | 0 | -0.1 | 0.1 | 0 | 0 | 18.9 | 0 | -0.25 | 0 | -0.26 | 0 | 0.032 | 0 | 0.027 | 198 | 0 | 0 | 178 | 0 | 0.5 | 0 | 0 | 0 | -0.1 | 0.1 | 0 | 0 | 20.5 | 0 | -0.19 | 0 | -0.2 | 0 | 0.029 | 0 | 0.024 | PreCW-Front-ElecDHW-ElecDry | Appl-CW-Front-ElecDHW-ElecDry-Tier3AnyMFm1985CZ02DEER2017 | 0
42958.3843 | Appl-CW-Front-ElecDHW-ElecDry-Tier3 | MFm | 1985 | CZ03 | rDXGF | -1 | Household | 1 | 1152 | 213 | 0 | 0 | 194 | 0 | 0.3 | 0 | -0.1 | -0.2 | -0.2 | 0 | 0 | 0 | 19 | 0 | -0.27 | 0 | -0.28 | 0 | 0.03 | 0 | 0.027 | 198 | 0 | 0 | 177 | 0 | 0.2 | 0 | -0.1 | -0.1 | -0.1 | 0 | 0 | 0 | 20.6 | 0 | -0.2 | 0 | -0.21 | 0 | 0.028 | 0 | 0.025 | PreCW-Front-ElecDHW-ElecDry | Appl-CW-Front-ElecDHW-ElecDry-Tier3AnyMFm1985CZ03DEER2017 | 0
42958.3843 | Appl-CW-Front-ElecDHW-ElecDry-Tier3 | MFm | 1985 | CZ04 | rDXGF | -1 | Household | 1 | 1152 | 212 | 0 | 0 | 194 | 0 | 0.4 | 0 | -0.1 | -0.1 | -0.1 | 0.1 | 0 | 0 | 18.4 | 0 | -0.21 | 0 | -0.21 | 0 | 0.03 | 0 | 0.027 | 198 | 0 | 0 | 178 | 0 | 0.3 | 0 | 0 | -0.1 | -0.1 | 0 | 0 | 0 | 20 | 0 | -0.16 | 0 | -0.16 | 0 | 0.028 | 0 | 0.025 | PreCW-Front-ElecDHW-ElecDry | Appl-CW-Front-ElecDHW-ElecDry-Tier3AnyMFm1985CZ04DEER2017 | 0
42958.3843 | Appl-CW-Front-ElecDHW-ElecDry-Tier3 | MFm | 1985 | CZ05 | rDXGF | -1 | Household | 1 | 1152 | 213 | 0 | 0 | 194 | 0 | 0.2 | 0 | -0.1 | -0.1 | -0.1 | 0 | 0 | 0 | 19.3 | 0 | -0.32 | 0 | -0.32 | 0 | 0.03 | 0 | 0.027 | 198 | 0 | 0 | 178 | 0 | 0.1 | 0 | 0 | -0.1 | -0.1 | 0 | 0 | 0 | 20.9 | 0 | -0.24 | 0 | -0.24 | 0 | 0.028 | 0 | 0.025 | PreCW-Front-ElecDHW-ElecDry | Appl-CW-Front-ElecDHW-ElecDry-Tier3AnyMFm1985CZ05DEER2017 | 0
42958.3843 | Appl-CW-Front-ElecDHW-ElecDry-Tier3 | MFm | 1985 | CZ06 | rDXGF | -1 | Household | 1 | 1295.2 | 212 | 0 | 0 | 194 | 0 | 0.8 | 0 | -0.1 | 0 | -0.1 | 0.1 | 0 | 0 | 17.9 | 0 | -0.16 | 0 | -0.17 | 0 | 0.03 | 0 | 0.027 | 196 | 0 | 0 | 177 | 0 | 0 | 0 | -0.2 | -0.3 | -0.3 | 0 | 0 | 0 | 19.4 | 0 | -0.4 | 0 | -0.4 | 0 | 0.024 | 0 | 0.025 | PreCW-Front-ElecDHW-ElecDry | Appl-CW-Front-ElecDHW-ElecDry-Tier3AnyMFm1985CZ06DEER2017 | 0
42958.3843 | Appl-CW-Front-ElecDHW-ElecDry-Tier3 | MFm | 1985 | CZ07 | rDXGF | -1 | Household | 1 | 1295.2 | 212 | 0 | 0 | 194 | 0 | 0.8 | 0 | 0 | 0 | -0.1 | 0.1 | 0 | 0 | 17.7 | 0 | -0.14 | 0 | -0.15 | 0 | 0.029 | 0 | 0.027 | 197 | 0 | 0 | 177 | 0 | 0.5 | 0 | 0 | 0 | -0.1 | 0.1 | 0 | 0 | 19.1 | 0 | -0.11 | 0 | -0.12 | 0 | 0.027 | 0 | 0.025 | PreCW-Front-ElecDHW-ElecDry | Appl-CW-Front-ElecDHW-ElecDry-Tier3AnyMFm1985CZ07DEER2017 | 0
42958.3843 | Appl-CW-Front-ElecDHW-ElecDry-Tier3 | MFm | 1985 | CZ08 | rDXGF | -1 | Household | 1 | 1295.2 | 212 | 0 | 0 | 194 | 0 | 1.4 | 0 | 0 | 0.1 | -0.1 | 0.2 | 0 | 0 | 17.4 | 0 | -0.16 | 0 | -0.16 | 0 | 0.03 | 0 | 0.027 | 197 | 0 | 0 | 177 | 0 | 1.1 | 0 | 0 | 0.1 | -0.1 | 0.1 | 0 | 0 | 18.8 | 0 | -0.12 | 0 | -0.12 | 0 | 0.028 | 0 | 0.024 | PreCW-Front-ElecDHW-ElecDry | Appl-CW-Front-ElecDHW-ElecDry-Tier3AnyMFm1985CZ08DEER2017 | 0
42958.3843 | Appl-CW-Front-ElecDHW-ElecDry-Tier3 | MFm | 1985 | CZ09 | rDXGF | -1 | Household | 1 | 1438.9 | 213 | 0 | 0 | 194 | 0 | 1.8 | 0 | 0 | 0.1 | -0.1 | 0.3 | 0 | 0 | 17.3 | 0 | -0.19 | 0 | -0.18 | 0 | 0.03 | 0 | 0.026 | 198 | 0 | 0 | 178 | 0 | 1.4 | 0 | 0 | 0.1 | -0.1 | 0.2 | 0 | 0 | 18.8 | 0 | -0.14 | 0 | -0.14 | 0 | 0.028 | 0 | 0.024 | PreCW-Front-ElecDHW-ElecDry | Appl-CW-Front-ElecDHW-ElecDry-Tier3AnyMFm1985CZ09DEER2017 | 0
42958.3843 | Appl-CW-Front-ElecDHW-ElecDry-Tier3 | MFm | 1985 | CZ10 | rDXGF | -1 | Household | 1 | 1438.9 | 216 | 0 | 0 | 194 | 0 | 4.4 | 0 | 0 | 0.8 | 0.2 | 0.6 | 0 | 0 | 17.3 | 0 | 0.3 | 0 | 0.3 | 0 | 0.038 | 0 | 0.027 | 201 | 0 | 0 | 177 | 0 | 3.7 | 0 | 0 | 0.7 | 0.2 | 0.5 | 0 | 0 | 18.7 | 0 | 0.29 | 0 | 0.3 | 0 | 0.035 | 0 | 0.024 | PreCW-Front-ElecDHW-ElecDry | Appl-CW-Front-ElecDHW-ElecDry-Tier3AnyMFm1985CZ10DEER2017 | 0
42958.3843 | Appl-CW-Front-ElecDHW-ElecDry-Tier3 | MFm | 1985 | CZ11 | rDXGF | -1 | Household | 1 | 1150 | 212 | 0 | 0 | 194 | 0 | 1.3 | 0 | -0.1 | 0 | -0.2 | 0.2 | 0 | 0 | 17.4 | 0 | -0.25 | 0 | -0.24 | 0 | 0.03 | 0 | 0.027 | 197 | 0 | 0 | 178 | 0 | 1 | 0 | -0.1 | 0 | -0.1 | 0.1 | 0 | 0 | 18.9 | 0 | -0.19 | 0 | -0.19 | 0 | 0.028 | 0 | 0.025 | PreCW-Front-ElecDHW-ElecDry | Appl-CW-Front-ElecDHW-ElecDry-Tier3AnyMFm1985CZ11DEER2017 | 0
42958.3843 | Appl-CW-Front-ElecDHW-ElecDry-Tier3 | MFm | 1985 | CZ12 | rDXGF | -1 | Household | 1 | 1150 | 212 | 0 | 0 | 194 | 0 | 0.8 | 0 | -0.1 | 0 | -0.1 | 0.1 | 0 | 0 | 18 | 0 | -0.25 | 0 | -0.24 | 0 | 0.031 | 0 | 0.027 | 198 | 0 | 0 | 178 | 0 | 0.6 | 0 | -0.1 | 0 | -0.1 | 0.1 | 0 | 0 | 19.5 | 0 | -0.19 | 0 | -0.18 | 0 | 0.029 | 0 | 0.025 | PreCW-Front-ElecDHW-ElecDry | Appl-CW-Front-ElecDHW-ElecDry-Tier3AnyMFm1985CZ12DEER2017 | 0
42958.3843 | Appl-CW-Front-ElecDHW-ElecDry-Tier3 | MFm | 1985 | CZ13 | rDXGF | -1 | Household | 1 | 1150 | 213 | 0 | 0 | 194 | 0 | 1.7 | 0 | 0 | 0.1 | -0.1 | 0.2 | 0 | 0 | 17.2 | 0 | -0.26 | 0 | -0.25 | 0 | 0.03 | 0 | 0.026 | 198 | 0 | 0 | 178 | 0 | 1.4 | 0 | 0 | 0.1 | -0.1 | 0.2 | 0 | 0 | 18.7 | 0 | -0.19 | 0 | -0.19 | 0 | 0.028 | 0 | 0.024 | PreCW-Front-ElecDHW-ElecDry | Appl-CW-Front-ElecDHW-ElecDry-Tier3AnyMFm1985CZ13DEER2017 | 0
42958.3843 | Appl-CW-Front-ElecDHW-ElecDry-Tier3 | MFm | 1985 | CZ14 | rDXGF | -1 | Household | 1 | 1407.2 | 213 | 0 | 0 | 194 | 0 | 1.5 | 0 | 0 | 0.1 | -0.1 | 0.1 | 0 | 0 | 17.6 | 0 | -0.21 | 0 | -0.21 | 0 | 0.029 | 0 | 0.027 | 198 | 0 | 0 | 177 | 0 | 1.3 | 0 | 0 | 0.1 | -0.1 | 0.1 | 0 | 0 | 19.1 | 0 | -0.16 | 0 | -0.16 | 0 | 0.027 | 0 | 0.025 | PreCW-Front-ElecDHW-ElecDry | Appl-CW-Front-ElecDHW-ElecDry-Tier3AnyMFm1985CZ14DEER2017 | 0
42958.3843 | Appl-CW-Front-ElecDHW-ElecDry-Tier3 | MFm | 1985 | CZ15 | rDXGF | -1 | Household | 1 | 1407.2 | 211 | 0 | 0 | 194 | 0 | 2.6 | 0 | 0 | 0.2 | -0.1 | 0.3 | 0 | 0 | 14.5 | 0 | -0.1 | 0 | -0.1 | 0 | 0.03 | 0 | 0.027 | 195 | 0 | 0 | 178 | 0 | 2 | 0 | 0 | 0.2 | -0.1 | 0.2 | 0 | 0 | 15.8 | 0 | -0.08 | 0 | -0.07 | 0 | 0.027 | 0 | 0.025 | PreCW-Front-ElecDHW-ElecDry | Appl-CW-Front-ElecDHW-ElecDry-Tier3AnyMFm1985CZ15DEER2017 | 0
42958.3843 | Appl-CW-Front-ElecDHW-ElecDry-Tier3 | MFm | 1985 | CZ16 | rDXGF | -1 | Household | 1 | 1152 | 215 | 0 | 0 | 194 | 0 | 1.3 | 0 | -0.1 | 0 | -0.2 | 0.2 | 0 | 0 | 20.3 | 0 | -0.27 | 0 | -0.28 | 0 | 0.03 | 0 | 0.027 | 200 | 0 | 0 | 178 | 0 | 1 | 0 | 0 | 0 | -0.1 | 0.2 | 0 | 0 | 22 | 0 | -0.2 | 0 | -0.21 | 0 | 0.028 | 0 | 0.024 | PreCW-Front-ElecDHW-ElecDry | Appl-CW-Front-ElecDHW-ElecDry-Tier3AnyMFm1985CZ16DEER2017 | 0
42958.3843 | Appl-CW-Front-ElecDHW-ElecDry-Tier3 | MFm | 1996 | CZ01 | rDXGF | -1 | Household | 1 | 981.6 | 214 | 0 | 0 | 194 | 0 | 0.1 | 0 | -0.1 | -0.2 | -0.2 | 0 | 0 | 0 | 20.4 | 0 | -0.33 | 0 | -0.33 | 0 | 0.029 | 0 | 0.027 | 199 | 0 | 0 | 177 | 0 | 0.1 | 0 | -0.1 | -0.1 | -0.1 | 0 | 0 | 0 | 22.1 | 0 | -0.24 | 0 | -0.24 | 0 | 0.027 | 0 | 0.025 | PreCW-Front-ElecDHW-ElecDry | Appl-CW-Front-ElecDHW-ElecDry-Tier3AnyMFm1996CZ01DEER2017 | 0
42958.3843 | Appl-CW-Front-ElecDHW-ElecDry-Tier3 | MFm | 1996 | CZ02 | rDXGF | -1 | Household | 1 | 981.6 | 213 | 0 | 0 | 194 | 0 | 0.4 | 0 | -0.1 | -0.1 | -0.2 | 0 | 0 | 0 | 18.9 | 0 | -0.3 | 0 | -0.3 | 0 | 0.029 | 0 | 0.027 | 198 | 0 | 0 | 178 | 0 | 0.5 | 0 | -0.1 | 0 | -0.1 | 0.1 | 0 | 0 | 20.5 | 0 | -0.16 | 0 | -0.15 | 0 | 0.028 | 0 | 0.024 | PreCW-Front-ElecDHW-ElecDry | Appl-CW-Front-ElecDHW-ElecDry-Tier3AnyMFm1996CZ02DEER2017 | 0
42958.3843 | Appl-CW-Front-ElecDHW-ElecDry-Tier3 | MFm | 1996 | CZ03 | rDXGF | -1 | Household | 1 | 981.6 | 213 | 0 | 0 | 194 | 0 | 0.3 | 0 | -0.1 | 0 | -0.2 | 0 | 0 | 0 | 18.9 | 0 | -0.24 | 0 | -0.24 | 0 | 0.03 | 0 | 0.027 | 198 | 0 | 0 | 178 | 0 | 0.3 | 0 | -0.1 | 0 | -0.1 | 0 | 0 | 0 | 20.5 | 0 | -0.18 | 0 | -0.18 | 0 | 0.028 | 0 | 0.025 | PreCW-Front-ElecDHW-ElecDry | Appl-CW-Front-ElecDHW-ElecDry-Tier3AnyMFm1996CZ03DEER2017 | 0
42958.3843 | Appl-CW-Front-ElecDHW-ElecDry-Tier3 | MFm | 1996 | CZ04 | rDXGF | -1 | Household | 1 | 981.6 | 212 | 0 | 0 | 194 | 0 | 0.5 | 0 | 0 | 0 | -0.1 | 0.1 | 0 | 0 | 18.4 | 0 | -0.18 | 0 | -0.18 | 0 | 0.03 | 0 | 0.027 | 198 | 0 | 0 | 178 | 0 | 0.3 | 0 | 0 | 0 | -0.1 | 0.1 | 0 | 0 | 19.9 | 0 | -0.13 | 0 | -0.13 | 0 | 0.028 | 0 | 0.025 | PreCW-Front-ElecDHW-ElecDry | Appl-CW-Front-ElecDHW-ElecDry-Tier3AnyMFm1996CZ04DEER2017 | 0
42958.3843 | Appl-CW-Front-ElecDHW-ElecDry-Tier3 | MFm | 1996 | CZ05 | rDXGF | -1 | Household | 1 | 981.6 | 213 | 0 | 0 | 194 | 0 | 0.2 | 0 | -0.1 | -0.1 | -0.1 | 0 | 0 | 0 | 19.3 | 0 | -0.26 | 0 | -0.26 | 0 | 0.029 | 0 | 0.027 | 198 | 0 | 0 | 178 | 0 | 0.1 | 0 | -0.1 | -0.1 | -0.1 | 0 | 0 | 0 | 20.9 | 0 | -0.19 | 0 | -0.2 | 0 | 0.027 | 0 | 0.024 | PreCW-Front-ElecDHW-ElecDry | Appl-CW-Front-ElecDHW-ElecDry-Tier3AnyMFm1996CZ05DEER2017 | 0
42958.3843 | Appl-CW-Front-ElecDHW-ElecDry-Tier3 | MFm | 1996 | CZ06 | rDXGF | -1 | Household | 1 | 1169.1 | 213 | 0 | 0 | 194 | 0 | 1.2 | 0 | 0 | 0.1 | -0.1 | 0.2 | 0 | 0 | 17.8 | 0 | -0.16 | 0 | -0.15 | 0 | 0.031 | 0 | 0.026 | 198 | 0 | 0 | 178 | 0 | 0.9 | 0 | 0 | 0 | -0.1 | 0.1 | 0 | 0 | 19.3 | 0 | -0.11 | 0 | -0.11 | 0 | 0.028 | 0 | 0.024 | PreCW-Front-ElecDHW-ElecDry | Appl-CW-Front-ElecDHW-ElecDry-Tier3AnyMFm1996CZ06DEER2017 | 0
42958.3843 | Appl-CW-Front-ElecDHW-ElecDry-Tier3 | MFm | 1996 | CZ07 | rDXGF | -1 | Household | 1 | 1169.1 | 212 | 0 | 0 | 194 | 0 | 1 | 0 | -0.1 | 0.1 | 0 | 0.1 | 0 | 0 | 17.6 | 0 | -0.09 | 0 | -0.08 | 0 | 0.03 | 0 | 0.027 | 197 | 0 | 0 | 178 | 0 | 0.8 | 0 | 0 | 0.1 | 0 | 0.1 | 0 | 0 | 19.1 | 0 | -0.06 | 0 | -0.06 | 0 | 0.028 | 0 | 0.025 | PreCW-Front-ElecDHW-ElecDry | Appl-CW-Front-ElecDHW-ElecDry-Tier3AnyMFm1996CZ07DEER2017 | 0
42958.3843 | Appl-CW-Front-ElecDHW-ElecDry-Tier3 | MFm | 1996 | CZ08 | rDXGF | -1 | Household | 1 | 1169.1 | 212 | 0 | 0 | 194 | 0 | 1.3 | 0 | 0 | 0.2 | -0.1 | 0.2 | 0 | 0 | 17.3 | 0 | -0.14 | 0 | -0.14 | 0 | 0.03 | 0 | 0.027 | 197 | 0 | 0 | 178 | 0 | 1 | 0 | 0 | 0.1 | -0.1 | 0.2 | 0 | 0 | 18.8 | 0 | -0.11 | 0 | -0.11 | 0 | 0.027 | 0 | 0.024 | PreCW-Front-ElecDHW-ElecDry | Appl-CW-Front-ElecDHW-ElecDry-Tier3AnyMFm1996CZ08DEER2017 | 0
42958.3843 | Appl-CW-Front-ElecDHW-ElecDry-Tier3 | MFm | 1996 | CZ09 | rDXGF | -1 | Household | 1 | 1093.6 | 213 | 0 | 0 | 194 | 0 | 1.9 | 0 | -0.1 | 0.2 | -0.1 | 0.2 | 0 | 0 | 17.3 | 0 | -0.14 | 0 | -0.14 | 0 | 0.03 | 0 | 0.027 | 198 | 0 | 0 | 178 | 0 | 1.4 | 0 | -0.1 | 0.2 | -0.1 | 0.2 | 0 | 0 | 18.8 | 0 | -0.1 | 0 | -0.1 | 0 | 0.028 | 0 | 0.024 | PreCW-Front-ElecDHW-ElecDry | Appl-CW-Front-ElecDHW-ElecDry-Tier3AnyMFm1996CZ09DEER2017 | 0
42958.3843 | Appl-CW-Front-ElecDHW-ElecDry-Tier3 | MFm | 1996 | CZ10 | rDXGF | -1 | Household | 1 | 1093.6 | 212 | 0 | 0 | 194 | 0 | 0.8 | 0 | -0.1 | 0 | -0.1 | 0.1 | 0 | 0 | 17.3 | 0 | -0.21 | 0 | -0.21 | 0 | 0.031 | 0 | 0.027 | 197 | 0 | 0 | 178 | 0 | 0.7 | 0 | -0.1 | 0 | -0.1 | 0 | 0 | 0 | 18.7 | 0 | -0.15 | 0 | -0.15 | 0 | 0.028 | 0 | 0.024 | PreCW-Front-ElecDHW-ElecDry | Appl-CW-Front-ElecDHW-ElecDry-Tier3AnyMFm1996CZ10DEER2017 | 0
42958.3843 | Appl-CW-Front-ElecDHW-ElecDry-Tier3 | MFm | 1996 | CZ11 | rDXGF | -1 | Household | 1 | 1031.9 | 213 | 0 | 0 | 194 | 0 | 1.7 | 0 | -0.1 | 0.1 | 0 | 0.2 | 0 | 0 | 17.5 | 0 | -0.17 | 0 | -0.17 | 0 | 0.03 | 0 | 0.027 | 198 | 0 | 0 | 178 | 0 | 1.7 | 0 | 0 | 0.2 | 0 | 0.2 | 0 | 0 | 18.9 | 0 | -0.11 | 0 | -0.12 | 0 | 0.028 | 0 | 0.025 | PreCW-Front-ElecDHW-ElecDry | Appl-CW-Front-ElecDHW-ElecDry-Tier3AnyMFm1996CZ11DEER2017 | 0
42958.3843 | Appl-CW-Front-ElecDHW-ElecDry-Tier3 | MFm | 1996 | CZ12 | rDXGF | -1 | Household | 1 | 1031.9 | 213 | 0 | 0 | 194 | 0 | 1.2 | 0 | 0 | 0 | -0.1 | 0.2 | 0 | 0 | 18 | 0 | -0.23 | 0 | -0.23 | 0 | 0.031 | 0 | 0.026 | 198 | 0 | 0 | 178 | 0 | 0.9 | 0 | 0 | 0 | -0.1 | 0.2 | 0 | 0 | 19.5 | 0 | -0.18 | 0 | -0.17 | 0 | 0.029 | 0 | 0.024 | PreCW-Front-ElecDHW-ElecDry | Appl-CW-Front-ElecDHW-ElecDry-Tier3AnyMFm1996CZ12DEER2017 | 0
42958.3843 | Appl-CW-Front-ElecDHW-ElecDry-Tier3 | MFm | 1996 | CZ13 | rDXGF | -1 | Household | 1 | 1031.9 | 213 | 0 | 0 | 194 | 0 | 1.7 | 0 | -0.1 | 0.1 | -0.1 | 0.2 | 0 | 0 | 17.3 | 0 | -0.2 | 0 | -0.19 | 0 | 0.031 | 0 | 0.026 | 198 | 0 | 0 | 178 | 0 | 1.3 | 0 | -0.1 | 0.1 | -0.1 | 0.2 | 0 | 0 | 18.7 | 0 | -0.15 | 0 | -0.15 | 0 | 0.028 | 0 | 0.024 | PreCW-Front-ElecDHW-ElecDry | Appl-CW-Front-ElecDHW-ElecDry-Tier3AnyMFm1996CZ13DEER2017 | 0
42958.3843 | Appl-CW-Front-ElecDHW-ElecDry-Tier3 | MFm | 1996 | CZ14 | rDXGF | -1 | Household | 1 | 1086 | 214 | 0 | 0 | 194 | 0 | 2.2 | 0 | 0 | 0.2 | -0.1 | 0.3 | 0 | 0 | 17.6 | 0 | -0.18 | 0 | -0.19 | 0 | 0.03 | 0 | 0.027 | 198 | 0 | 0 | 177 | 0 | 1.8 | 0 | 0 | 0.1 | -0.1 | 0.2 | 0 | 0 | 19.1 | 0 | -0.14 | 0 | -0.15 | 0 | 0.027 | 0 | 0.025 | PreCW-Front-ElecDHW-ElecDry | Appl-CW-Front-ElecDHW-ElecDry-Tier3AnyMFm1996CZ14DEER2017 | 0
42958.3843 | Appl-CW-Front-ElecDHW-ElecDry-Tier3 | MFm | 1996 | CZ15 | rDXGF | -1 | Household | 1 | 1086 | 211 | 0 | 0 | 194 | 0 | 2.4 | 0 | -0.1 | 0.2 | -0.1 | 0.3 | 0 | 0 | 14.5 | 0 | -0.09 | 0 | -0.09 | 0 | 0.029 | 0 | 0.027 | 195 | 0 | 0 | 177 | 0 | 1.8 | 0 | 0 | 0.2 | 0 | 0.2 | 0 | 0 | 15.7 | 0 | -0.06 | 0 | -0.07 | 0 | 0.027 | 0 | 0.025 | PreCW-Front-ElecDHW-ElecDry | Appl-CW-Front-ElecDHW-ElecDry-Tier3AnyMFm1996CZ15DEER2017 | 0
42958.3843 | Appl-CW-Front-ElecDHW-ElecDry-Tier3 | MFm | 1996 | CZ16 | rDXGF | -1 | Household | 1 | 981.6 | 215 | 0 | 0 | 194 | 0 | 1.3 | 0 | -0.1 | 0 | -0.1 | 0.2 | 0 | 0 | 20.3 | 0 | -0.26 | 0 | -0.27 | 0 | 0.03 | 0 | 0.027 | 200 | 0 | 0 | 177 | 0 | 1 | 0 | -0.1 | 0 | -0.1 | 0.2 | 0 | 0 | 22 | 0 | -0.2 | 0 | -0.21 | 0 | 0.028 | 0 | 0.025 | PreCW-Front-ElecDHW-ElecDry | Appl-CW-Front-ElecDHW-ElecDry-Tier3AnyMFm1996CZ16DEER2017 | 0
42958.3843 | Appl-CW-Front-ElecDHW-ElecDry-Tier3 | MFm | 2003 | CZ01 | rDXGF | -1 | Household | 1 | 998.7 | 214 | 0 | 0 | 194 | 0 | 0 | 0 | -0.1 | -0.1 | -0.1 | 0 | 0 | 0 | 20.4 | 0 | -0.26 | 0 | -0.26 | 0 | 0.029 | 0 | 0.027 | 199 | 0 | 0 | 178 | 0 | 0 | 0 | -0.1 | -0.1 | -0.1 | 0 | 0 | 0 | 22.1 | 0 | -0.27 | 0 | -0.27 | 0 | 0.027 | 0 | 0.025 | PreCW-Front-ElecDHW-ElecDry | Appl-CW-Front-ElecDHW-ElecDry-Tier3AnyMFm2003CZ01DEER2017 | 0
42958.3843 | Appl-CW-Front-ElecDHW-ElecDry-Tier3 | MFm | 2003 | CZ02 | rDXGF | -1 | Household | 1 | 1073.2 | 213 | 0 | 0 | 194 | 0 | 0.8 | 0 | -0.1 | 0 | 0 | 0.1 | 0 | 0 | 18.9 | 0 | -0.15 | 0 | -0.15 | 0 | 0.031 | 0 | 0.026 | 198 | 0 | 0 | 178 | 0 | 0.5 | 0 | -0.1 | 0 | 0 | 0.1 | 0 | 0 | 20.5 | 0 | -0.15 | 0 | -0.15 | 0 | 0.029 | 0 | 0.024 | PreCW-Front-ElecDHW-ElecDry | Appl-CW-Front-ElecDHW-ElecDry-Tier3AnyMFm2003CZ02DEER2017 | 0
42958.3843 | Appl-CW-Front-ElecDHW-ElecDry-Tier3 | MFm | 2003 | CZ03 | rDXGF | -1 | Household | 1 | 998.7 | 213 | 0 | 0 | 194 | 0 | 0.1 | 0 | -0.1 | -0.1 | -0.1 | 0.1 | 0 | 0 | 18.9 | 0 | -0.27 | 0 | -0.26 | 0 | 0.03 | 0 | 0.027 | 198 | 0 | 0 | 177 | 0 | 0.1 | 0 | -0.1 | 0 | -0.1 | 0.1 | 0 | 0 | 20.5 | 0 | -0.2 | 0 | -0.2 | 0 | 0.027 | 0 | 0.024 | PreCW-Front-ElecDHW-ElecDry | Appl-CW-Front-ElecDHW-ElecDry-Tier3AnyMFm2003CZ03DEER2017 | 0
42958.3843 | Appl-CW-Front-ElecDHW-ElecDry-Tier3 | MFm | 2003 | CZ04 | rDXGF | -1 | Household | 1 | 998.7 | 214 | 0 | 0 | 194 | 0 | 1.7 | 0 | 0 | 0.2 | -0.1 | 0.3 | 0 | 0 | 18.3 | 0 | -0.14 | 0 | -0.14 | 0 | 0.032 | 0 | 0.026 | 197 | 0 | 0 | 178 | 0 | -0.4 | 0 | -0.1 | -0.2 | -0.2 | 0 | 0 | 0 | 19.9 | 0 | -0.21 | 0 | -0.2 | 0 | 0.026 | 0 | 0.024 | PreCW-Front-ElecDHW-ElecDry | Appl-CW-Front-ElecDHW-ElecDry-Tier3AnyMFm2003CZ04DEER2017 | 0
42958.3843 | Appl-CW-Front-ElecDHW-ElecDry-Tier3 | MFm | 2003 | CZ05 | rDXGF | -1 | Household | 1 | 998.7 | 213 | 0 | 0 | 194 | 0 | 0.2 | 0 | -0.1 | -0.1 | -0.1 | 0.1 | 0 | 0 | 19.2 | 0 | -0.28 | 0 | -0.28 | 0 | 0.03 | 0 | 0.026 | 198 | 0 | 0 | 178 | 0 | 0.2 | 0 | -0.1 | -0.1 | -0.1 | 0.1 | 0 | 0 | 20.8 | 0 | -0.21 | 0 | -0.21 | 0 | 0.028 | 0 | 0.024 | PreCW-Front-ElecDHW-ElecDry | Appl-CW-Front-ElecDHW-ElecDry-Tier3AnyMFm2003CZ05DEER2017 | 0
42958.3843 | Appl-CW-Front-ElecDHW-ElecDry-Tier3 | MFm | 2003 | CZ06 | rDXGF | -1 | Household | 1 | 1206 | 212 | 0 | 0 | 194 | 0 | 0.8 | 0 | 0 | 0 | 0 | 0.1 | 0 | 0 | 17.8 | 0 | -0.17 | 0 | -0.17 | 0 | 0.03 | 0 | 0.027 | 197 | 0 | 0 | 178 | 0 | 0.7 | 0 | 0 | 0 | 0 | 0.1 | 0 | 0 | 19.3 | 0 | -0.13 | 0 | -0.13 | 0 | 0.028 | 0 | 0.025 | PreCW-Front-ElecDHW-ElecDry | Appl-CW-Front-ElecDHW-ElecDry-Tier3AnyMFm2003CZ06DEER2017 | 0
42958.3843 | Appl-CW-Front-ElecDHW-ElecDry-Tier3 | MFm | 2003 | CZ07 | rDXGF | -1 | Household | 1 | 1206 | 213 | 0 | 0 | 194 | 0 | 1.2 | 0 | -0.1 | 0.1 | -0.1 | 0.2 | 0 | 0 | 17.6 | 0 | -0.16 | 0 | -0.15 | 0 | 0.03 | 0 | 0.027 | 198 | 0 | 0 | 177 | 0 | 0.8 | 0 | -0.1 | 0.1 | -0.1 | 0.1 | 0 | 0 | 19.1 | 0 | -0.12 | 0 | -0.12 | 0 | 0.028 | 0 | 0.025 | PreCW-Front-ElecDHW-ElecDry | Appl-CW-Front-ElecDHW-ElecDry-Tier3AnyMFm2003CZ07DEER2017 | 0
42958.3843 | Appl-CW-Front-ElecDHW-ElecDry-Tier3 | MFm | 2003 | CZ08 | rDXGF | -1 | Household | 1 | 1206 | 212 | 0 | 0 | 194 | 0 | 1.4 | 0 | -0.1 | 0.1 | -0.1 | 0.2 | 0 | 0 | 17.4 | 0 | -0.15 | 0 | -0.15 | 0 | 0.031 | 0 | 0.027 | 197 | 0 | 0 | 178 | 0 | 1.1 | 0 | 0 | 0.1 | -0.1 | 0.1 | 0 | 0 | 18.8 | 0 | -0.11 | 0 | -0.11 | 0 | 0.028 | 0 | 0.025 | PreCW-Front-ElecDHW-ElecDry | Appl-CW-Front-ElecDHW-ElecDry-Tier3AnyMFm2003CZ08DEER2017 | 0
42958.3843 | Appl-CW-Front-ElecDHW-ElecDry-Tier3 | MFm | 2003 | CZ09 | rDXGF | -1 | Household | 1 | 1126.6 | 213 | 0 | 0 | 194 | 0 | 1.8 | 0 | -0.1 | 0.2 | 0 | 0.2 | 0 | 0 | 17.4 | 0 | -0.13 | 0 | -0.14 | 0 | 0.031 | 0 | 0.027 | 197 | 0 | 0 | 178 | 0 | 0.4 | 0 | 0 | 0 | 0 | 0 | 0 | 0 | 18.8 | 0 | -0.06 | 0 | -0.07 | 0 | 0.027 | 0 | 0.025 | PreCW-Front-ElecDHW-ElecDry | Appl-CW-Front-ElecDHW-ElecDry-Tier3AnyMFm2003CZ09DEER2017 | 0
42958.3843 | Appl-CW-Front-ElecDHW-ElecDry-Tier3 | MFm | 2003 | CZ10 | rDXGF | -1 | Household | 1 | 1073.2 | 213 | 0 | 0 | 194 | 0 | 1.8 | 0 | 0 | 0.2 | 0 | 0.2 | 0 | 0 | 17.2 | 0 | -0.09 | 0 | -0.09 | 0 | 0.032 | 0 | 0.026 | 198 | 0 | 0 | 178 | 0 | 1.5 | 0 | 0 | 0.2 | 0 | 0.2 | 0 | 0 | 18.7 | 0 | -0.06 | 0 | -0.07 | 0 | 0.03 | 0 | 0.024 | PreCW-Front-ElecDHW-ElecDry | Appl-CW-Front-ElecDHW-ElecDry-Tier3AnyMFm2003CZ10DEER2017 | 0
42958.3843 | Appl-CW-Front-ElecDHW-ElecDry-Tier3 | MFm | 2003 | CZ11 | rDXGF | -1 | Household | 1 | 1073.2 | 213 | 0 | 0 | 194 | 0 | 1.7 | 0 | -0.1 | 0.1 | -0.1 | 0.2 | 0 | 0 | 17.4 | 0 | -0.2 | 0 | -0.21 | 0 | 0.029 | 0 | 0.027 | 198 | 0 | 0 | 178 | 0 | 1.3 | 0 | -0.1 | 0.1 | -0.1 | 0.2 | 0 | 0 | 18.9 | 0 | -0.15 | 0 | -0.16 | 0 | 0.027 | 0 | 0.025 | PreCW-Front-ElecDHW-ElecDry | Appl-CW-Front-ElecDHW-ElecDry-Tier3AnyMFm2003CZ11DEER2017 | 0
42958.3843 | Appl-CW-Front-ElecDHW-ElecDry-Tier3 | MFm | 2003 | CZ12 | rDXGF | -1 | Household | 1 | 1073.2 | 213 | 0 | 0 | 194 | 0 | 1.4 | 0 | -0.1 | 0.1 | -0.1 | 0.1 | 0 | 0 | 18 | 0 | -0.19 | 0 | -0.2 | 0 | 0.03 | 0 | 0.027 | 198 | 0 | 0 | 178 | 0 | 1.1 | 0 | -0.1 | 0.1 | -0.1 | 0.1 | 0 | 0 | 19.5 | 0 | -0.14 | 0 | -0.15 | 0 | 0.028 | 0 | 0.025 | PreCW-Front-ElecDHW-ElecDry | Appl-CW-Front-ElecDHW-ElecDry-Tier3AnyMFm2003CZ12DEER2017 | 0
42958.3843 | Appl-CW-Front-ElecDHW-ElecDry-Tier3 | MFm | 2003 | CZ13 | rDXGF | -1 | Household | 1 | 1073.2 | 213 | 0 | 0 | 194 | 0 | 1.8 | 0 | -0.1 | 0.1 | -0.1 | 0.2 | 0 | 0 | 17.3 | 0 | -0.18 | 0 | -0.18 | 0 | 0.03 | 0 | 0.027 | 198 | 0 | 0 | 177 | 0 | 1.5 | 0 | -0.1 | 0.1 | -0.1 | 0.1 | 0 | 0 | 18.7 | 0 | -0.13 | 0 | -0.14 | 0 | 0.028 | 0 | 0.025 | PreCW-Front-ElecDHW-ElecDry | Appl-CW-Front-ElecDHW-ElecDry-Tier3AnyMFm2003CZ13DEER2017 | 0
42958.3843 | Appl-CW-Front-ElecDHW-ElecDry-Tier3 | MFm | 2003 | CZ14 | rDXGF | -1 | Household | 1 | 1094.6 | 213 | 0 | 0 | 194 | 0 | 2 | 0 | -0.1 | 0.2 | -0.1 | 0.2 | 0 | 0 | 17.7 | 0 | -0.2 | 0 | -0.2 | 0 | 0.029 | 0 | 0.027 | 198 | 0 | 0 | 178 | 0 | 1.6 | 0 | -0.1 | 0.1 | -0.1 | 0.2 | 0 | 0 | 19.1 | 0 | -0.15 | 0 | -0.15 | 0 | 0.027 | 0 | 0.025 | PreCW-Front-ElecDHW-ElecDry | Appl-CW-Front-ElecDHW-ElecDry-Tier3AnyMFm2003CZ14DEER2017 | 0
42958.3843 | Appl-CW-Front-ElecDHW-ElecDry-Tier3 | MFm | 2003 | CZ15 | rDXGF | -1 | Household | 1 | 1094.6 | 211 | 0 | 0 | 194 | 0 | 2.5 | 0 | -0.1 | 0.2 | 0 | 0.3 | 0 | 0 | 14.5 | 0 | -0.09 | 0 | -0.09 | 0 | 0.029 | 0 | 0.027 | 195 | 0 | 0 | 177 | 0 | 2 | 0 | -0.1 | 0.2 | 0 | 0.2 | 0 | 0 | 15.7 | 0 | -0.07 | 0 | -0.06 | 0 | 0.027 | 0 | 0.025 | PreCW-Front-ElecDHW-ElecDry | Appl-CW-Front-ElecDHW-ElecDry-Tier3AnyMFm2003CZ15DEER2017 | 0
42958.3843 | Appl-CW-Front-ElecDHW-ElecDry-Tier3 | MFm | 2003 | CZ16 | rDXGF | -1 | Household | 1 | 998.7 | 215 | 0 | 0 | 194 | 0 | 1.2 | 0 | -0.1 | 0.1 | -0.1 | 0.2 | 0 | 0 | 20.3 | 0 | -0.26 | 0 | -0.25 | 0 | 0.03 | 0 | 0.027 | 200 | 0 | 0 | 177 | 0 | 0.9 | 0 | 0 | 0.1 | -0.1 | 0.1 | 0 | 0 | 22 | 0 | -0.19 | 0 | -0.19 | 0 | 0.028 | 0 | 0.025 | PreCW-Front-ElecDHW-ElecDry | Appl-CW-Front-ElecDHW-ElecDry-Tier3AnyMFm2003CZ16DEER2017 | 0
42958.3843 | Appl-CW-Front-ElecDHW-ElecDry-Tier3 | MFm | 2007 | CZ01 | rDXGF | -1 | Household | 1 | 998.7 | 214 | 0 | 0 | 194 | 0 | 0 | 0 | -0.1 | -0.2 | -0.2 | 0 | 0 | 0 | 20.4 | 0 | -0.36 | 0 | -0.36 | 0 | 0.03 | 0 | 0.027 | 199 | 0 | 0 | 177 | 0 | 0 | 0 | -0.1 | -0.2 | -0.2 | 0 | 0 | 0 | 22.1 | 0 | -0.28 | 0 | -0.28 | 0 | 0.028 | 0 | 0.025 | PreCW-Front-ElecDHW-ElecDry | Appl-CW-Front-ElecDHW-ElecDry-Tier3AnyMFm2007CZ01DEER2017 | 0
42958.3843 | Appl-CW-Front-ElecDHW-ElecDry-Tier3 | MFm | 2007 | CZ02 | rDXGF | -1 | Household | 1 | 1073.2 | 214 | 0 | 0 | 194 | 0 | 1.3 | 0 | 0 | 0.3 | 0 | 0.3 | 0 | 0 | 18.9 | 0 | -0.07 | 0 | -0.07 | 0 | 0.031 | 0 | 0.027 | 199 | 0 | 0 | 178 | 0 | 0.7 | 0 | 0 | 0.1 | 0 | 0.2 | 0 | 0 | 20.5 | 0 | -0.13 | 0 | -0.12 | 0 | 0.028 | 0 | 0.025 | PreCW-Front-ElecDHW-ElecDry | Appl-CW-Front-ElecDHW-ElecDry-Tier3AnyMFm2007CZ02DEER2017 | 0
42958.3843 | Appl-CW-Front-ElecDHW-ElecDry-Tier3 | MFm | 2007 | CZ03 | rDXGF | -1 | Household | 1 | 998.7 | 213 | 0 | 0 | 194 | 0 | 0.1 | 0 | -0.1 | -0.1 | -0.1 | 0 | 0 | 0 | 19 | 0 | -0.27 | 0 | -0.27 | 0 | 0.029 | 0 | 0.026 | 198 | 0 | 0 | 178 | 0 | 0.1 | 0 | -0.1 | -0.1 | -0.1 | 0 | 0 | 0 | 20.5 | 0 | -0.2 | 0 | -0.2 | 0 | 0.027 | 0 | 0.024 | PreCW-Front-ElecDHW-ElecDry | Appl-CW-Front-ElecDHW-ElecDry-Tier3AnyMFm2007CZ03DEER2017 | 0
42958.3843 | Appl-CW-Front-ElecDHW-ElecDry-Tier3 | MFm | 2007 | CZ04 | rDXGF | -1 | Household | 1 | 998.7 | 213 | 0 | 0 | 194 | 0 | 1 | 0 | 0 | 0.1 | -0.1 | 0.2 | 0 | 0 | 18.4 | 0 | -0.16 | 0 | -0.16 | 0 | 0.03 | 0 | 0.026 | 198 | 0 | 0 | 178 | 0 | 0.8 | 0 | 0 | 0.1 | 0 | 0.2 | 0 | 0 | 19.9 | 0 | -0.12 | 0 | -0.12 | 0 | 0.028 | 0 | 0.024 | PreCW-Front-ElecDHW-ElecDry | Appl-CW-Front-ElecDHW-ElecDry-Tier3AnyMFm2007CZ04DEER2017 | 0
42958.3843 | Appl-CW-Front-ElecDHW-ElecDry-Tier3 | MFm | 2007 | CZ05 | rDXGF | -1 | Household | 1 | 998.7 | 213 | 0 | 0 | 194 | 0 | 0.2 | 0 | -0.1 | -0.1 | -0.1 | 0.1 | 0 | 0 | 19.2 | 0 | -0.23 | 0 | -0.23 | 0 | 0.03 | 0 | 0.026 | 198 | 0 | 0 | 178 | 0 | 0.1 | 0 | 0 | -0.1 | 0 | 0 | 0 | 0 | 20.9 | 0 | -0.18 | 0 | -0.17 | 0 | 0.027 | 0 | 0.024 | PreCW-Front-ElecDHW-ElecDry | Appl-CW-Front-ElecDHW-ElecDry-Tier3AnyMFm2007CZ05DEER2017 | 0
42958.3843 | Appl-CW-Front-ElecDHW-ElecDry-Tier3 | MFm | 2007 | CZ06 | rDXGF | -1 | Household | 1 | 1206 | 212 | 0 | 0 | 194 | 0 | 0.9 | 0 | 0 | 0.1 | -0.1 | 0.1 | 0 | 0 | 17.8 | 0 | -0.18 | 0 | -0.18 | 0 | 0.03 | 0 | 0.027 | 198 | 0 | 0 | 178 | 0 | 0.7 | 0 | 0 | 0.1 | -0.1 | 0.1 | 0 | 0 | 19.3 | 0 | -0.14 | 0 | -0.14 | 0 | 0.028 | 0 | 0.025 | PreCW-Front-ElecDHW-ElecDry | Appl-CW-Front-ElecDHW-ElecDry-Tier3AnyMFm2007CZ06DEER2017 | 0
42958.3843 | Appl-CW-Front-ElecDHW-ElecDry-Tier3 | MFm | 2007 | CZ07 | rDXGF | -1 | Household | 1 | 1206 | 212 | 0 | 0 | 194 | 0 | 1.1 | 0 | 0 | 0.1 | 0 | 0.2 | 0 | 0 | 17.7 | 0 | -0.17 | 0 | -0.17 | 0 | 0.03 | 0 | 0.027 | 200 | 0 | 0 | 178 | 0 | 2.3 | 0 | 0.1 | 0.5 | 0.1 | 0.4 | 0 | 0 | 19.2 | 0 | 0.12 | 0 | 0.12 | 0 | 0.031 | 0 | 0.025 | PreCW-Front-ElecDHW-ElecDry | Appl-CW-Front-ElecDHW-ElecDry-Tier3AnyMFm2007CZ07DEER2017 | 0
42958.3843 | Appl-CW-Front-ElecDHW-ElecDry-Tier3 | MFm | 2007 | CZ08 | rDXGF | -1 | Household | 1 | 1206 | 209 | 0 | 0 | 194 | 0 | -1.4 | 0 | -0.1 | -0.5 | -0.1 | -0.2 | 0 | 0 | 17.4 | 0 | -0.27 | 0 | -0.26 | 0 | 0.025 | 0 | 0.026 | 194 | 0 | 0 | 178 | 0 | -1.7 | 0 | -0.1 | -0.5 | -0.1 | -0.3 | 0 | 0 | 18.8 | 0 | -0.23 | 0 | -0.23 | 0 | 0.023 | 0 | 0.024 | PreCW-Front-ElecDHW-ElecDry | Appl-CW-Front-ElecDHW-ElecDry-Tier3AnyMFm2007CZ08DEER2017 | 0
42958.3843 | Appl-CW-Front-ElecDHW-ElecDry-Tier3 | MFm | 2007 | CZ09 | rDXGF | -1 | Household | 1 | 1126.6 | 212 | 0 | 0 | 194 | 0 | 1 | 0 | 0 | 0.1 | -0.1 | 0.2 | 0 | 0 | 17.4 | 0 | -0.16 | 0 | -0.17 | 0 | 0.03 | 0 | 0.027 | 197 | 0 | 0 | 178 | 0 | 0.8 | 0 | 0 | 0.1 | -0.1 | 0.2 | 0 | 0 | 18.8 | 0 | -0.12 | 0 | -0.13 | 0 | 0.027 | 0 | 0.024 | PreCW-Front-ElecDHW-ElecDry | Appl-CW-Front-ElecDHW-ElecDry-Tier3AnyMFm2007CZ09DEER2017 | 0
42958.3843 | Appl-CW-Front-ElecDHW-ElecDry-Tier3 | MFm | 2007 | CZ10 | rDXGF | -1 | Household | 1 | 1073.2 | 213 | 0 | 0 | 194 | 0 | 1.7 | 0 | 0 | 0.2 | -0.1 | 0.3 | 0 | 0 | 17.2 | 0 | -0.12 | 0 | -0.11 | 0 | 0.03 | 0 | 0.027 | 200 | 0 | 0 | 178 | 0 | 2.8 | 0 | 0.1 | 0.5 | 0 | 0.5 | 0 | 0 | 18.7 | 0 | -0.01 | 0 | -0.01 | 0 | 0.031 | 0 | 0.025 | PreCW-Front-ElecDHW-ElecDry | Appl-CW-Front-ElecDHW-ElecDry-Tier3AnyMFm2007CZ10DEER2017 | 0
42958.3843 | Appl-CW-Front-ElecDHW-ElecDry-Tier3 | MFm | 2007 | CZ11 | rDXGF | -1 | Household | 1 | 1073.2 | 213 | 0 | 0 | 194 | 0 | 1.4 | 0 | -0.1 | 0.2 | -0.1 | 0.3 | 0 | 0 | 17.5 | 0 | -0.21 | 0 | -0.21 | 0 | 0.029 | 0 | 0.027 | 198 | 0 | 0 | 178 | 0 | 1.2 | 0 | -0.1 | 0.2 | -0.1 | 0.2 | 0 | 0 | 18.9 | 0 | -0.16 | 0 | -0.16 | 0 | 0.027 | 0 | 0.025 | PreCW-Front-ElecDHW-ElecDry | Appl-CW-Front-ElecDHW-ElecDry-Tier3AnyMFm2007CZ11DEER2017 | 0
42958.3843 | Appl-CW-Front-ElecDHW-ElecDry-Tier3 | MFm | 2007 | CZ12 | rDXGF | -1 | Household | 1 | 1073.2 | 213 | 0 | 0 | 194 | 0 | 1.3 | 0 | -0.1 | 0.1 | -0.1 | 0.2 | 0 | 0 | 18 | 0 | -0.19 | 0 | -0.19 | 0 | 0.03 | 0 | 0.027 | 198 | 0 | 0 | 177 | 0 | 1 | 0 | -0.1 | 0.1 | -0.1 | 0.2 | 0 | 0 | 19.5 | 0 | -0.14 | 0 | -0.14 | 0 | 0.028 | 0 | 0.025 | PreCW-Front-ElecDHW-ElecDry | Appl-CW-Front-ElecDHW-ElecDry-Tier3AnyMFm2007CZ12DEER2017 | 0
42958.3843 | Appl-CW-Front-ElecDHW-ElecDry-Tier3 | MFm | 2007 | CZ13 | rDXGF | -1 | Household | 1 | 1073.2 | 213 | 0 | 0 | 194 | 0 | 1.5 | 0 | -0.1 | 0.1 | -0.1 | 0.2 | 0 | 0 | 17.3 | 0 | -0.19 | 0 | -0.19 | 0 | 0.029 | 0 | 0.027 | 197 | 0 | 0 | 178 | 0 | 1.2 | 0 | 0 | 0.1 | -0.1 | 0.2 | 0 | 0 | 18.7 | 0 | -0.15 | 0 | -0.14 | 0 | 0.027 | 0 | 0.025 | PreCW-Front-ElecDHW-ElecDry | Appl-CW-Front-ElecDHW-ElecDry-Tier3AnyMFm2007CZ13DEER2017 | 0
42958.3843 | Appl-CW-Front-ElecDHW-ElecDry-Tier3 | MFm | 2007 | CZ14 | rDXGF | -1 | Household | 1 | 1094.6 | 213 | 0 | 0 | 194 | 0 | 1.8 | 0 | 0 | 0.2 | -0.1 | 0.3 | 0 | 0 | 17.7 | 0 | -0.2 | 0 | -0.2 | 0 | 0.03 | 0 | 0.027 | 198 | 0 | 0 | 177 | 0 | 1.4 | 0 | 0 | 0.2 | -0.1 | 0.3 | 0 | 0 | 19.2 | 0 | -0.16 | 0 | -0.15 | 0 | 0.027 | 0 | 0.025 | PreCW-Front-ElecDHW-ElecDry | Appl-CW-Front-ElecDHW-ElecDry-Tier3AnyMFm2007CZ14DEER2017 | 0
42958.3843 | Appl-CW-Front-ElecDHW-ElecDry-Tier3 | MFm | 2007 | CZ15 | rDXGF | -1 | Household | 1 | 1094.6 | 210 | 0 | 0 | 194 | 0 | 2 | 0 | 0 | 0.3 | 0 | 0.3 | 0 | 0 | 14.5 | 0 | -0.09 | 0 | -0.09 | 0 | 0.029 | 0 | 0.027 | 195 | 0 | 0 | 178 | 0 | 1.6 | 0 | 0 | 0.2 | 0 | 0.3 | 0 | 0 | 15.7 | 0 | -0.07 | 0 | -0.06 | 0 | 0.027 | 0 | 0.025 | PreCW-Front-ElecDHW-ElecDry | Appl-CW-Front-ElecDHW-ElecDry-Tier3AnyMFm2007CZ15DEER2017 | 0
42958.3843 | Appl-CW-Front-ElecDHW-ElecDry-Tier3 | MFm | 2007 | CZ16 | rDXGF | -1 | Household | 1 | 998.7 | 215 | 0 | 0 | 194 | 0 | 1 | 0 | -0.1 | 0.1 | -0.1 | 0.2 | 0 | 0 | 20.3 | 0 | -0.26 | 0 | -0.26 | 0 | 0.03 | 0 | 0.027 | 200 | 0 | 0 | 178 | 0 | 0.8 | 0 | -0.1 | 0.1 | -0.1 | 0.2 | 0 | 0 | 22 | 0 | -0.2 | 0 | -0.2 | 0 | 0.028 | 0 | 0.025 | PreCW-Front-ElecDHW-ElecDry | Appl-CW-Front-ElecDHW-ElecDry-Tier3AnyMFm2007CZ16DEER2017 | 0
42958.3843 | Appl-CW-Front-ElecDHW-ElecDry-Tier3 | MFm | 2011 | CZ01 | rDXGF | -1 | Household | 1 | 998.7 | 214 | 0 | 0 | 194 | 0 | 0 | 0 | -0.2 | -0.2 | -0.2 | 0 | 0 | 0 | 20.3 | 0 | -0.35 | 0 | -0.34 | 0 | 0.029 | 0 | 0.027 | 199 | 0 | 0 | 178 | 0 | 0 | 0 | -0.2 | -0.1 | -0.2 | 0 | 0 | 0 | 22 | 0 | -0.26 | 0 | -0.26 | 0 | 0.027 | 0 | 0.025 | PreCW-Front-ElecDHW-ElecDry | Appl-CW-Front-ElecDHW-ElecDry-Tier3AnyMFm2011CZ01DEER2017 | 0
42958.3843 | Appl-CW-Front-ElecDHW-ElecDry-Tier3 | MFm | 2011 | CZ02 | rDXGF | -1 | Household | 1 | 1073.2 | 213 | 0 | 0 | 194 | 0 | 0.8 | 0 | 0 | 0 | -0.1 | 0.2 | 0 | 0 | 18.9 | 0 | -0.18 | 0 | -0.18 | 0 | 0.031 | 0 | 0.027 | 199 | 0 | 0 | 178 | 0 | 0.6 | 0 | 0 | 0 | -0.1 | 0.1 | 0 | 0 | 20.5 | 0 | -0.13 | 0 | -0.14 | 0 | 0.028 | 0 | 0.025 | PreCW-Front-ElecDHW-ElecDry | Appl-CW-Front-ElecDHW-ElecDry-Tier3AnyMFm2011CZ02DEER2017 | 0
42958.3843 | Appl-CW-Front-ElecDHW-ElecDry-Tier3 | MFm | 2011 | CZ03 | rDXGF | -1 | Household | 1 | 998.7 | 213 | 0 | 0 | 194 | 0 | 0.1 | 0 | 0 | -0.1 | -0.1 | 0 | 0 | 0 | 18.9 | 0 | -0.21 | 0 | -0.2 | 0 | 0.03 | 0 | 0.027 | 198 | 0 | 0 | 178 | 0 | 0.1 | 0 | 0 | 0 | 0 | 0 | 0 | 0 | 20.5 | 0 | -0.14 | 0 | -0.14 | 0 | 0.028 | 0 | 0.024 | PreCW-Front-ElecDHW-ElecDry | Appl-CW-Front-ElecDHW-ElecDry-Tier3AnyMFm2011CZ03DEER2017 | 0
42958.3843 | Appl-CW-Front-ElecDHW-ElecDry-Tier3 | MFm | 2011 | CZ04 | rDXGF | -1 | Household | 1 | 998.7 | 214 | 0 | 0 | 194 | 0 | 1.4 | 0 | -0.1 | 0.2 | -0.1 | 0.3 | 0 | 0 | 18.4 | 0 | -0.13 | 0 | -0.14 | 0 | 0.031 | 0 | 0.027 | 199 | 0 | 0 | 178 | 0 | 1.1 | 0 | -0.1 | 0.1 | -0.1 | 0.2 | 0 | 0 | 19.9 | 0 | -0.1 | 0 | -0.1 | 0 | 0.029 | 0 | 0.025 | PreCW-Front-ElecDHW-ElecDry | Appl-CW-Front-ElecDHW-ElecDry-Tier3AnyMFm2011CZ04DEER2017 | 0
42958.3843 | Appl-CW-Front-ElecDHW-ElecDry-Tier3 | MFm | 2011 | CZ05 | rDXGF | -1 | Household | 1 | 998.7 | 213 | 0 | 0 | 194 | 0 | 0.2 | 0 | -0.1 | 0 | -0.1 | 0 | 0 | 0 | 19.2 | 0 | -0.23 | 0 | -0.22 | 0 | 0.029 | 0 | 0.027 | 198 | 0 | 0 | 178 | 0 | 0.1 | 0 | -0.1 | 0 | 0 | 0 | 0 | 0 | 20.9 | 0 | -0.17 | 0 | -0.17 | 0 | 0.027 | 0 | 0.025 | PreCW-Front-ElecDHW-ElecDry | Appl-CW-Front-ElecDHW-ElecDry-Tier3AnyMFm2011CZ05DEER2017 | 0
42958.3843 | Appl-CW-Front-ElecDHW-ElecDry-Tier3 | MFm | 2011 | CZ06 | rDXGF | -1 | Household | 1 | 1206 | 212 | 0 | 0 | 194 | 0 | 0.9 | 0 | -0.1 | 0.1 | -0.1 | 0.1 | 0 | 0 | 17.9 | 0 | -0.18 | 0 | -0.18 | 0 | 0.03 | 0 | 0.027 | 198 | 0 | 0 | 178 | 0 | 0.7 | 0 | 0 | 0 | 0 | 0.1 | 0 | 0 | 19.4 | 0 | -0.14 | 0 | -0.13 | 0 | 0.028 | 0 | 0.025 | PreCW-Front-ElecDHW-ElecDry | Appl-CW-Front-ElecDHW-ElecDry-Tier3AnyMFm2011CZ06DEER2017 | 0
42958.3843 | Appl-CW-Front-ElecDHW-ElecDry-Tier3 | MFm | 2011 | CZ07 | rDXGF | -1 | Household | 1 | 1206 | 213 | 0 | 0 | 194 | 0 | 1.6 | 0 | 0 | 0.3 | -0.1 | 0.3 | 0 | 0 | 17.7 | 0 | -0.14 | 0 | -0.14 | 0 | 0.03 | 0 | 0.027 | 198 | 0 | 0 | 178 | 0 | 1.3 | 0 | 0 | 0.2 | 0 | 0.3 | 0 | 0 | 19.2 | 0 | -0.11 | 0 | -0.1 | 0 | 0.028 | 0 | 0.025 | PreCW-Front-ElecDHW-ElecDry | Appl-CW-Front-ElecDHW-ElecDry-Tier3AnyMFm2011CZ07DEER2017 | 0
42958.3843 | Appl-CW-Front-ElecDHW-ElecDry-Tier3 | MFm | 2011 | CZ08 | rDXGF | -1 | Household | 1 | 1206 | 213 | 0 | 0 | 194 | 0 | 1.5 | 0 | 0 | 0.2 | -0.1 | 0.2 | 0 | 0 | 17.4 | 0 | -0.13 | 0 | -0.12 | 0 | 0.03 | 0 | 0.027 | 198 | 0 | 0 | 178 | 0 | 1.1 | 0 | 0 | 0.2 | -0.1 | 0.2 | 0 | 0 | 18.8 | 0 | -0.09 | 0 | -0.09 | 0 | 0.028 | 0 | 0.025 | PreCW-Front-ElecDHW-ElecDry | Appl-CW-Front-ElecDHW-ElecDry-Tier3AnyMFm2011CZ08DEER2017 | 0
42958.3843 | Appl-CW-Front-ElecDHW-ElecDry-Tier3 | MFm | 2011 | CZ09 | rDXGF | -1 | Household | 1 | 1126.6 | 212 | 0 | 0 | 194 | 0 | 1.2 | 0 | -0.1 | 0.2 | -0.1 | 0.2 | 0 | 0 | 17.3 | 0 | -0.14 | 0 | -0.15 | 0 | 0.03 | 0 | 0.026 | 197 | 0 | 0 | 178 | 0 | 0.9 | 0 | -0.1 | 0.1 | 0 | 0.2 | 0 | 0 | 18.8 | 0 | -0.11 | 0 | -0.11 | 0 | 0.028 | 0 | 0.024 | PreCW-Front-ElecDHW-ElecDry | Appl-CW-Front-ElecDHW-ElecDry-Tier3AnyMFm2011CZ09DEER2017 | 0
42958.3843 | Appl-CW-Front-ElecDHW-ElecDry-Tier3 | MFm | 2011 | CZ10 | rDXGF | -1 | Household | 1 | 1073.2 | 212 | 0 | 0 | 194 | 0 | 1.3 | 0 | 0 | 0.1 | -0.1 | 0.1 | 0 | 0 | 17.3 | 0 | -0.12 | 0 | -0.12 | 0 | 0.03 | 0 | 0.027 | 197 | 0 | 0 | 178 | 0 | 1 | 0 | 0 | 0.1 | -0.1 | 0.1 | 0 | 0 | 18.7 | 0 | -0.09 | 0 | -0.09 | 0 | 0.028 | 0 | 0.025 | PreCW-Front-ElecDHW-ElecDry | Appl-CW-Front-ElecDHW-ElecDry-Tier3AnyMFm2011CZ10DEER2017 | 0
42958.3843 | Appl-CW-Front-ElecDHW-ElecDry-Tier3 | MFm | 2011 | CZ11 | rDXGF | -1 | Household | 1 | 1073.2 | 213 | 0 | 0 | 194 | 0 | 1.3 | 0 | -0.1 | 0.1 | -0.1 | 0.2 | 0 | 0 | 17.5 | 0 | -0.2 | 0 | -0.2 | 0 | 0.029 | 0 | 0.027 | 198 | 0 | 0 | 178 | 0 | 1.2 | 0 | -0.1 | 0.1 | -0.1 | 0.2 | 0 | 0 | 19 | 0 | -0.15 | 0 | -0.15 | 0 | 0.027 | 0 | 0.025 | PreCW-Front-ElecDHW-ElecDry | Appl-CW-Front-ElecDHW-ElecDry-Tier3AnyMFm2011CZ11DEER2017 | 0
42958.3843 | Appl-CW-Front-ElecDHW-ElecDry-Tier3 | MFm | 2011 | CZ12 | rDXGF | -1 | Household | 1 | 1073.2 | 213 | 0 | 0 | 194 | 0 | 1.2 | 0 | -0.1 | 0.1 | -0.1 | 0.2 | 0 | 0 | 18.1 | 0 | -0.18 | 0 | -0.17 | 0 | 0.03 | 0 | 0.027 | 198 | 0 | 0 | 178 | 0 | 1 | 0 | -0.1 | 0.1 | -0.1 | 0.2 | 0 | 0 | 19.6 | 0 | -0.13 | 0 | -0.13 | 0 | 0.027 | 0 | 0.024 | PreCW-Front-ElecDHW-ElecDry | Appl-CW-Front-ElecDHW-ElecDry-Tier3AnyMFm2011CZ12DEER2017 | 0
42958.3843 | Appl-CW-Front-ElecDHW-ElecDry-Tier3 | MFm | 2011 | CZ13 | rDXGF | -1 | Household | 1 | 1073.2 | 213 | 0 | 0 | 194 | 0 | 1.7 | 0 | -0.1 | 0.1 | -0.1 | 0.3 | 0 | 0 | 17.3 | 0 | -0.18 | 0 | -0.18 | 0 | 0.03 | 0 | 0.027 | 198 | 0 | 0 | 177 | 0 | 1.3 | 0 | -0.1 | 0.1 | -0.1 | 0.2 | 0 | 0 | 18.8 | 0 | -0.14 | 0 | -0.14 | 0 | 0.028 | 0 | 0.025 | PreCW-Front-ElecDHW-ElecDry | Appl-CW-Front-ElecDHW-ElecDry-Tier3AnyMFm2011CZ13DEER2017 | 0
42958.3843 | Appl-CW-Front-ElecDHW-ElecDry-Tier3 | MFm | 2011 | CZ14 | rDXGF | -1 | Household | 1 | 1094.6 | 213 | 0 | 0 | 194 | 0 | 1.7 | 0 | -0.1 | 0.2 | -0.1 | 0.3 | 0 | 0 | 17.7 | 0 | -0.19 | 0 | -0.19 | 0 | 0.03 | 0 | 0.027 | 198 | 0 | 0 | 177 | 0 | 1.4 | 0 | -0.1 | 0.2 | -0.1 | 0.3 | 0 | 0 | 19.1 | 0 | -0.15 | 0 | -0.14 | 0 | 0.027 | 0 | 0.025 | PreCW-Front-ElecDHW-ElecDry | Appl-CW-Front-ElecDHW-ElecDry-Tier3AnyMFm2011CZ14DEER2017 | 0
42958.3843 | Appl-CW-Front-ElecDHW-ElecDry-Tier3 | MFm | 2011 | CZ15 | rDXGF | -1 | Household | 1 | 1094.6 | 211 | 0 | 0 | 194 | 0 | 2.2 | 0 | 0 | 0.2 | 0 | 0.3 | 0 | 0 | 14.6 | 0 | -0.09 | 0 | -0.08 | 0 | 0.03 | 0 | 0.027 | 195 | 0 | 0 | 177 | 0 | 1.7 | 0 | 0 | 0.2 | 0 | 0.3 | 0 | 0 | 15.8 | 0 | -0.07 | 0 | -0.06 | 0 | 0.027 | 0 | 0.025 | PreCW-Front-ElecDHW-ElecDry | Appl-CW-Front-ElecDHW-ElecDry-Tier3AnyMFm2011CZ15DEER2017 | 0
42958.3843 | Appl-CW-Front-ElecDHW-ElecDry-Tier3 | MFm | 2011 | CZ16 | rDXGF | -1 | Household | 1 | 998.7 | 215 | 0 | 0 | 194 | 0 | 1.2 | 0 | -0.1 | 0.1 | -0.1 | 0.2 | 0 | 0 | 20.3 | 0 | -0.26 | 0 | -0.26 | 0 | 0.031 | 0 | 0.027 | 200 | 0 | 0 | 178 | 0 | 0.9 | 0 | -0.1 | 0.1 | -0.1 | 0.2 | 0 | 0 | 22 | 0 | -0.19 | 0 | -0.19 | 0 | 0.028 | 0 | 0.025 | PreCW-Front-ElecDHW-ElecDry | Appl-CW-Front-ElecDHW-ElecDry-Tier3AnyMFm2011CZ16DEER2017 | 0
42958.3843 | Appl-CW-Front-ElecDHW-ElecDry-Tier3 | MFm | 2015 | CZ01 | rDXGF | -1 | Household | 1 | 998.7 | 214 | 0 | 0 | 194 | 0 | 0 | 0 | -0.2 | -0.1 | -0.2 | 0 | 0 | 0 | 20.3 | 0 | -0.34 | 0 | -0.33 | 0 | 0.029 | 0 | 0.026 | 199 | 0 | 0 | 178 | 0 | 0 | 0 | -0.1 | -0.1 | -0.1 | 0 | 0 | 0 | 22 | 0 | -0.24 | 0 | -0.23 | 0 | 0.027 | 0 | 0.024 | PreCW-Front-ElecDHW-ElecDry | Appl-CW-Front-ElecDHW-ElecDry-Tier3AnyMFm2015CZ01DEER2017 | 0
42958.3843 | Appl-CW-Front-ElecDHW-ElecDry-Tier3 | MFm | 2015 | CZ02 | rDXGF | -1 | Household | 1 | 1073.2 | 213 | 0 | 0 | 194 | 0 | 0.8 | 0 | 0 | 0.1 | -0.1 | 0.2 | 0 | 0 | 18.9 | 0 | -0.19 | 0 | -0.19 | 0 | 0.03 | 0 | 0.027 | 199 | 0 | 0 | 178 | 0 | 0.6 | 0 | 0 | 0.1 | -0.1 | 0.1 | 0 | 0 | 20.5 | 0 | -0.14 | 0 | -0.14 | 0 | 0.028 | 0 | 0.025 | PreCW-Front-ElecDHW-ElecDry | Appl-CW-Front-ElecDHW-ElecDry-Tier3AnyMFm2015CZ02DEER2017 | 0
42958.3843 | Appl-CW-Front-ElecDHW-ElecDry-Tier3 | MFm | 2015 | CZ03 | rDXGF | -1 | Household | 1 | 998.7 | 213 | 0 | 0 | 194 | 0 | 0.2 | 0 | -0.1 | 0 | 0 | 0 | 0 | 0 | 18.9 | 0 | -0.15 | 0 | -0.15 | 0 | 0.03 | 0 | 0.026 | 198 | 0 | 0 | 178 | 0 | 0.1 | 0 | 0 | 0 | 0 | 0 | 0 | 0 | 20.5 | 0 | -0.1 | 0 | -0.09 | 0 | 0.028 | 0 | 0.024 | PreCW-Front-ElecDHW-ElecDry | Appl-CW-Front-ElecDHW-ElecDry-Tier3AnyMFm2015CZ03DEER2017 | 0
42958.3843 | Appl-CW-Front-ElecDHW-ElecDry-Tier3 | MFm | 2015 | CZ04 | rDXGF | -1 | Household | 1 | 998.7 | 213 | 0 | 0 | 194 | 0 | 1 | 0 | 0 | 0.2 | 0 | 0.2 | 0 | 0 | 18.4 | 0 | -0.15 | 0 | -0.14 | 0 | 0.03 | 0 | 0.026 | 198 | 0 | 0 | 178 | 0 | 0.8 | 0 | 0 | 0.1 | 0 | 0.2 | 0 | 0 | 19.9 | 0 | -0.11 | 0 | -0.11 | 0 | 0.028 | 0 | 0.024 | PreCW-Front-ElecDHW-ElecDry | Appl-CW-Front-ElecDHW-ElecDry-Tier3AnyMFm2015CZ04DEER2017 | 0
42958.3843 | Appl-CW-Front-ElecDHW-ElecDry-Tier3 | MFm | 2015 | CZ05 | rDXGF | -1 | Household | 1 | 998.7 | 213 | 0 | 0 | 194 | 0 | 0.3 | 0 | 0 | 0 | -0.1 | 0 | 0 | 0 | 19.2 | 0 | -0.16 | 0 | -0.16 | 0 | 0.03 | 0 | 0.026 | 199 | 0 | 0 | 178 | 0 | 0.2 | 0 | 0 | 0 | -0.1 | 0 | 0 | 0 | 20.8 | 0 | -0.12 | 0 | -0.12 | 0 | 0.028 | 0 | 0.024 | PreCW-Front-ElecDHW-ElecDry | Appl-CW-Front-ElecDHW-ElecDry-Tier3AnyMFm2015CZ05DEER2017 | 0
42958.3843 | Appl-CW-Front-ElecDHW-ElecDry-Tier3 | MFm | 2015 | CZ06 | rDXGF | -1 | Household | 1 | 1206 | 212 | 0 | 0 | 194 | 0 | 0.8 | 0 | -0.1 | 0.1 | 0 | 0.2 | 0 | 0 | 17.8 | 0 | -0.18 | 0 | -0.19 | 0 | 0.03 | 0 | 0.027 | 198 | 0 | 0 | 178 | 0 | 0.7 | 0 | -0.1 | 0.1 | 0 | 0.1 | 0 | 0 | 19.3 | 0 | -0.13 | 0 | -0.14 | 0 | 0.028 | 0 | 0.025 | PreCW-Front-ElecDHW-ElecDry | Appl-CW-Front-ElecDHW-ElecDry-Tier3AnyMFm2015CZ06DEER2017 | 0
42958.3843 | Appl-CW-Front-ElecDHW-ElecDry-Tier3 | MFm | 2015 | CZ07 | rDXGF | -1 | Household | 1 | 1206 | 213 | 0 | 0 | 194 | 0 | 1.2 | 0 | 0 | 0.2 | -0.1 | 0.2 | 0 | 0 | 17.6 | 0 | -0.15 | 0 | -0.16 | 0 | 0.03 | 0 | 0.027 | 198 | 0 | 0 | 178 | 0 | 0.9 | 0 | 0 | 0.1 | -0.1 | 0.2 | 0 | 0 | 19.1 | 0 | -0.11 | 0 | -0.12 | 0 | 0.028 | 0 | 0.025 | PreCW-Front-ElecDHW-ElecDry | Appl-CW-Front-ElecDHW-ElecDry-Tier3AnyMFm2015CZ07DEER2017 | 0
42958.3843 | Appl-CW-Front-ElecDHW-ElecDry-Tier3 | MFm | 2015 | CZ08 | rDXGF | -1 | Household | 1 | 1206 | 213 | 0 | 0 | 194 | 0 | 2 | 0 | 0 | 0.3 | 0 | 0.3 | 0 | 0 | 17.3 | 0 | -0.11 | 0 | -0.12 | 0 | 0.031 | 0 | 0.026 | 198 | 0 | 0 | 178 | 0 | 1.7 | 0 | 0 | 0.2 | 0 | 0.2 | 0 | 0 | 18.8 | 0 | -0.08 | 0 | -0.08 | 0 | 0.029 | 0 | 0.024 | PreCW-Front-ElecDHW-ElecDry | Appl-CW-Front-ElecDHW-ElecDry-Tier3AnyMFm2015CZ08DEER2017 | 0
42958.3843 | Appl-CW-Front-ElecDHW-ElecDry-Tier3 | MFm | 2015 | CZ09 | rDXGF | -1 | Household | 1 | 1126.6 | 212 | 0 | 0 | 194 | 0 | 1.1 | 0 | 0 | 0.1 | -0.1 | 0.2 | 0 | 0 | 17.3 | 0 | -0.15 | 0 | -0.14 | 0 | 0.03 | 0 | 0.026 | 197 | 0 | 0 | 178 | 0 | 0.9 | 0 | 0 | 0.1 | -0.1 | 0.2 | 0 | 0 | 18.7 | 0 | -0.11 | 0 | -0.11 | 0 | 0.028 | 0 | 0.024 | PreCW-Front-ElecDHW-ElecDry | Appl-CW-Front-ElecDHW-ElecDry-Tier3AnyMFm2015CZ09DEER2017 | 0
42958.3843 | Appl-CW-Front-ElecDHW-ElecDry-Tier3 | MFm | 2015 | CZ10 | rDXGF | -1 | Household | 1 | 1073.2 | 213 | 0 | 0 | 194 | 0 | 1.7 | 0 | -0.1 | 0.2 | 0 | 0.2 | 0 | 0 | 17.3 | 0 | -0.11 | 0 | -0.11 | 0 | 0.031 | 0 | 0.027 | 198 | 0 | 0 | 178 | 0 | 1.3 | 0 | -0.1 | 0.2 | 0 | 0.2 | 0 | 0 | 18.7 | 0 | -0.09 | 0 | -0.08 | 0 | 0.028 | 0 | 0.025 | PreCW-Front-ElecDHW-ElecDry | Appl-CW-Front-ElecDHW-ElecDry-Tier3AnyMFm2015CZ10DEER2017 | 0
42958.3843 | Appl-CW-Front-ElecDHW-ElecDry-Tier3 | MFm | 2015 | CZ11 | rDXGF | -1 | Household | 1 | 1073.2 | 213 | 0 | 0 | 194 | 0 | 1.4 | 0 | -0.1 | 0.1 | -0.1 | 0.2 | 0 | 0 | 17.5 | 0 | -0.19 | 0 | -0.19 | 0 | 0.029 | 0 | 0.027 | 198 | 0 | 0 | 177 | 0 | 1.2 | 0 | -0.1 | 0.1 | -0.1 | 0.2 | 0 | 0 | 19 | 0 | -0.14 | 0 | -0.14 | 0 | 0.027 | 0 | 0.025 | PreCW-Front-ElecDHW-ElecDry | Appl-CW-Front-ElecDHW-ElecDry-Tier3AnyMFm2015CZ11DEER2017 | 0
42958.3843 | Appl-CW-Front-ElecDHW-ElecDry-Tier3 | MFm | 2015 | CZ12 | rDXGF | -1 | Household | 1 | 1073.2 | 213 | 0 | 0 | 194 | 0 | 1.2 | 0 | -0.1 | 0.1 | 0 | 0.2 | 0 | 0 | 18.1 | 0 | -0.17 | 0 | -0.17 | 0 | 0.03 | 0 | 0.027 | 198 | 0 | 0 | 177 | 0 | 0.9 | 0 | 0 | 0 | 0 | 0.2 | 0 | 0 | 19.6 | 0 | -0.13 | 0 | -0.13 | 0 | 0.027 | 0 | 0.025 | PreCW-Front-ElecDHW-ElecDry | Appl-CW-Front-ElecDHW-ElecDry-Tier3AnyMFm2015CZ12DEER2017 | 0
42958.3843 | Appl-CW-Front-ElecDHW-ElecDry-Tier3 | MFm | 2015 | CZ13 | rDXGF | -1 | Household | 1 | 1073.2 | 213 | 0 | 0 | 194 | 0 | 1.5 | 0 | -0.1 | 0.2 | -0.1 | 0.3 | 0 | 0 | 17.3 | 0 | -0.18 | 0 | -0.18 | 0 | 0.03 | 0 | 0.027 | 197 | 0 | 0 | 178 | 0 | 1.2 | 0 | -0.1 | 0.1 | -0.1 | 0.2 | 0 | 0 | 18.7 | 0 | -0.13 | 0 | -0.13 | 0 | 0.027 | 0 | 0.025 | PreCW-Front-ElecDHW-ElecDry | Appl-CW-Front-ElecDHW-ElecDry-Tier3AnyMFm2015CZ13DEER2017 | 0
42958.3843 | Appl-CW-Front-ElecDHW-ElecDry-Tier3 | MFm | 2015 | CZ14 | rDXGF | -1 | Household | 1 | 1094.6 | 213 | 0 | 0 | 194 | 0 | 1.6 | 0 | 0 | 0.2 | -0.1 | 0.2 | 0 | 0 | 17.7 | 0 | -0.2 | 0 | -0.2 | 0 | 0.03 | 0 | 0.027 | 198 | 0 | 0 | 177 | 0 | 1.3 | 0 | 0 | 0.2 | 0 | 0.2 | 0 | 0 | 19.1 | 0 | -0.15 | 0 | -0.15 | 0 | 0.027 | 0 | 0.025 | PreCW-Front-ElecDHW-ElecDry | Appl-CW-Front-ElecDHW-ElecDry-Tier3AnyMFm2015CZ14DEER2017 | 0
42958.3843 | Appl-CW-Front-ElecDHW-ElecDry-Tier3 | MFm | 2015 | CZ15 | rDXGF | -1 | Household | 1 | 1094.6 | 210 | 0 | 0 | 194 | 0 | 1.9 | 0 | 0 | 0.2 | 0 | 0.3 | 0 | 0 | 14.5 | 0 | -0.08 | 0 | -0.09 | 0 | 0.029 | 0 | 0.027 | 195 | 0 | 0 | 178 | 0 | 1.5 | 0 | 0 | 0.2 | 0 | 0.2 | 0 | 0 | 15.7 | 0 | -0.06 | 0 | -0.07 | 0 | 0.026 | 0 | 0.025 | PreCW-Front-ElecDHW-ElecDry | Appl-CW-Front-ElecDHW-ElecDry-Tier3AnyMFm2015CZ15DEER2017 | 0
42958.3843 | Appl-CW-Front-ElecDHW-ElecDry-Tier3 | MFm | 2015 | CZ16 | rDXGF | -1 | Household | 1 | 998.7 | 215 | 0 | 0 | 194 | 0 | 1 | 0 | -0.1 | 0.1 | -0.2 | 0.1 | 0 | 0 | 20.3 | 0 | -0.28 | 0 | -0.28 | 0 | 0.031 | 0 | 0.027 | 200 | 0 | 0 | 178 | 0 | 0.9 | 0 | -0.1 | 0.1 | -0.1 | 0.1 | 0 | 0 | 22 | 0 | -0.21 | 0 | -0.21 | 0 | 0.028 | 0 | 0.025 | PreCW-Front-ElecDHW-ElecDry | Appl-CW-Front-ElecDHW-ElecDry-Tier3AnyMFm2015CZ16DEER2017 | 0
42958.3843 | Appl-CW-Front-ElecDHW-ElecDry-Tier3 | MFm | 2017 | CZ01 | rDXGF | -1 | Household | 1 | 998.7 | 214 | 0 | 0 | 194 | 0 | 0 | 0 | -0.1 | 0 | -0.1 | 0 | 0 | 0 | 20.3 | 0 | -0.22 | 0 | -0.22 | 0 | 0.029 | 0 | 0.027 | 200 | 0 | 0 | 178 | 0 | 0 | 0 | -0.1 | 0 | -0.1 | 0 | 0 | 0 | 22 | 0 | -0.15 | 0 | -0.15 | 0 | 0.027 | 0 | 0.024 | PreCW-Front-ElecDHW-ElecDry | Appl-CW-Front-ElecDHW-ElecDry-Tier3AnyMFm2017CZ01DEER2017 | 0
42958.3843 | Appl-CW-Front-ElecDHW-ElecDry-Tier3 | MFm | 2017 | CZ02 | rDXGF | -1 | Household | 1 | 1073.2 | 214 | 0 | 0 | 194 | 0 | 1 | 0 | -0.1 | 0.1 | 0 | 0.2 | 0 | 0 | 18.9 | 0 | -0.11 | 0 | -0.11 | 0 | 0.031 | 0 | 0.027 | 198 | 0 | 0 | 178 | 0 | -0.1 | 0 | -0.2 | -0.2 | -0.1 | 0 | 0 | 0 | 20.5 | 0 | -0.25 | 0 | -0.25 | 0 | 0.028 | 0 | 0.025 | PreCW-Front-ElecDHW-ElecDry | Appl-CW-Front-ElecDHW-ElecDry-Tier3AnyMFm2017CZ02DEER2017 | 0
42958.3843 | Appl-CW-Front-ElecDHW-ElecDry-Tier3 | MFm | 2017 | CZ03 | rDXGF | -1 | Household | 1 | 998.7 | 213 | 0 | 0 | 194 | 0 | 0.1 | 0 | -0.1 | -0.1 | -0.1 | 0 | 0 | 0 | 18.9 | 0 | -0.28 | 0 | -0.28 | 0 | 0.029 | 0 | 0.026 | 198 | 0 | 0 | 178 | 0 | 0.2 | 0 | 0 | 0.1 | 0 | 0 | 0 | 0 | 20.5 | 0 | -0.07 | 0 | -0.07 | 0 | 0.027 | 0 | 0.024 | PreCW-Front-ElecDHW-ElecDry | Appl-CW-Front-ElecDHW-ElecDry-Tier3AnyMFm2017CZ03DEER2017 | 0
42958.3843 | Appl-CW-Front-ElecDHW-ElecDry-Tier3 | MFm | 2017 | CZ04 | rDXGF | -1 | Household | 1 | 998.7 | 213 | 0 | 0 | 194 | 0 | 0.8 | 0 | -0.1 | 0.1 | 0 | 0.1 | 0 | 0 | 18.4 | 0 | -0.13 | 0 | -0.13 | 0 | 0.03 | 0 | 0.026 | 198 | 0 | 0 | 178 | 0 | 0.7 | 0 | -0.1 | 0.1 | 0 | 0.1 | 0 | 0 | 19.9 | 0 | -0.09 | 0 | -0.1 | 0 | 0.028 | 0 | 0.024 | PreCW-Front-ElecDHW-ElecDry | Appl-CW-Front-ElecDHW-ElecDry-Tier3AnyMFm2017CZ04DEER2017 | 0
42958.3843 | Appl-CW-Front-ElecDHW-ElecDry-Tier3 | MFm | 2017 | CZ05 | rDXGF | -1 | Household | 1 | 998.7 | 213 | 0 | 0 | 194 | 0 | 0.4 | 0 | 0 | 0 | -0.1 | 0.1 | 0 | 0 | 19.2 | 0 | -0.14 | 0 | -0.14 | 0 | 0.03 | 0 | 0.027 | 199 | 0 | 0 | 178 | 0 | 0.2 | 0 | 0 | 0 | -0.1 | 0.1 | 0 | 0 | 20.8 | 0 | -0.12 | 0 | -0.12 | 0 | 0.028 | 0 | 0.024 | PreCW-Front-ElecDHW-ElecDry | Appl-CW-Front-ElecDHW-ElecDry-Tier3AnyMFm2017CZ05DEER2017 | 0
42958.3843 | Appl-CW-Front-ElecDHW-ElecDry-Tier3 | MFm | 2017 | CZ06 | rDXGF | -1 | Household | 1 | 1206 | 212 | 0 | 0 | 194 | 0 | 0.8 | 0 | 0 | 0.1 | -0.1 | 0.2 | 0 | 0 | 17.8 | 0 | -0.17 | 0 | -0.17 | 0 | 0.03 | 0 | 0.027 | 197 | 0 | 0 | 178 | 0 | 0.5 | 0 | 0 | 0.1 | -0.1 | 0.1 | 0 | 0 | 19.3 | 0 | -0.14 | 0 | -0.14 | 0 | 0.028 | 0 | 0.025 | PreCW-Front-ElecDHW-ElecDry | Appl-CW-Front-ElecDHW-ElecDry-Tier3AnyMFm2017CZ06DEER2017 | 0
42958.3843 | Appl-CW-Front-ElecDHW-ElecDry-Tier3 | MFm | 2017 | CZ07 | rDXGF | -1 | Household | 1 | 1206 | 213 | 0 | 0 | 194 | 0 | 1.4 | 0 | -0.1 | 0.2 | 0 | 0.2 | 0 | 0 | 17.7 | 0 | -0.15 | 0 | -0.15 | 0 | 0.03 | 0 | 0.027 | 198 | 0 | 0 | 178 | 0 | 1.1 | 0 | -0.1 | 0.2 | 0 | 0.2 | 0 | 0 | 19.2 | 0 | -0.11 | 0 | -0.11 | 0 | 0.028 | 0 | 0.025 | PreCW-Front-ElecDHW-ElecDry | Appl-CW-Front-ElecDHW-ElecDry-Tier3AnyMFm2017CZ07DEER2017 | 0
42958.3843 | Appl-CW-Front-ElecDHW-ElecDry-Tier3 | MFm | 2017 | CZ08 | rDXGF | -1 | Household | 1 | 1206 | 212 | 0 | 0 | 194 | 0 | 1.3 | 0 | 0 | 0.2 | -0.1 | 0.2 | 0 | 0 | 17.3 | 0 | -0.12 | 0 | -0.12 | 0 | 0.029 | 0 | 0.027 | 198 | 0 | 0 | 178 | 0 | 1.1 | 0 | 0 | 0.1 | 0 | 0.2 | 0 | 0 | 18.8 | 0 | -0.09 | 0 | -0.09 | 0 | 0.027 | 0 | 0.025 | PreCW-Front-ElecDHW-ElecDry | Appl-CW-Front-ElecDHW-ElecDry-Tier3AnyMFm2017CZ08DEER2017 | 0
42958.3843 | Appl-CW-Front-ElecDHW-ElecDry-Tier3 | MFm | 2017 | CZ09 | rDXGF | -1 | Household | 1 | 1126.6 | 212 | 0 | 0 | 194 | 0 | 1.1 | 0 | -0.1 | 0.1 | 0 | 0.2 | 0 | 0 | 17.3 | 0 | -0.14 | 0 | -0.14 | 0 | 0.029 | 0 | 0.027 | 197 | 0 | 0 | 177 | 0 | 0.8 | 0 | 0 | 0.1 | 0 | 0.1 | 0 | 0 | 18.8 | 0 | -0.11 | 0 | -0.11 | 0 | 0.027 | 0 | 0.025 | PreCW-Front-ElecDHW-ElecDry | Appl-CW-Front-ElecDHW-ElecDry-Tier3AnyMFm2017CZ09DEER2017 | 0
42958.3843 | Appl-CW-Front-ElecDHW-ElecDry-Tier3 | MFm | 2017 | CZ10 | rDXGF | -1 | Household | 1 | 1073.2 | 212 | 0 | 0 | 194 | 0 | 1.2 | 0 | 0 | 0.2 | -0.1 | 0.1 | 0 | 0 | 17.2 | 0 | -0.11 | 0 | -0.11 | 0 | 0.03 | 0 | 0.027 | 197 | 0 | 0 | 178 | 0 | 0.9 | 0 | 0 | 0.1 | -0.1 | 0.1 | 0 | 0 | 18.7 | 0 | -0.08 | 0 | -0.08 | 0 | 0.028 | 0 | 0.025 | PreCW-Front-ElecDHW-ElecDry | Appl-CW-Front-ElecDHW-ElecDry-Tier3AnyMFm2017CZ10DEER2017 | 0
42958.3843 | Appl-CW-Front-ElecDHW-ElecDry-Tier3 | MFm | 2017 | CZ11 | rDXGF | -1 | Household | 1 | 1073.2 | 214 | 0 | 0 | 194 | 0 | 2.2 | 0 | 0 | 0.3 | 0 | 0.3 | 0 | 0 | 17.5 | 0 | -0.16 | 0 | -0.15 | 0 | 0.03 | 0 | 0.027 | 198 | 0 | 0 | 177 | 0 | 1.6 | 0 | 0 | 0.2 | 0 | 0.2 | 0 | 0 | 18.9 | 0 | -0.12 | 0 | -0.12 | 0 | 0.028 | 0 | 0.025 | PreCW-Front-ElecDHW-ElecDry | Appl-CW-Front-ElecDHW-ElecDry-Tier3AnyMFm2017CZ11DEER2017 | 0
42958.3843 | Appl-CW-Front-ElecDHW-ElecDry-Tier3 | MFm | 2017 | CZ12 | rDXGF | -1 | Household | 1 | 1073.2 | 213 | 0 | 0 | 194 | 0 | 1.3 | 0 | 0 | 0.1 | -0.1 | 0.3 | 0 | 0 | 18.1 | 0 | -0.16 | 0 | -0.16 | 0 | 0.03 | 0 | 0.027 | 198 | 0 | 0 | 178 | 0 | 1 | 0 | 0 | 0.1 | -0.1 | 0.2 | 0 | 0 | 19.6 | 0 | -0.12 | 0 | -0.12 | 0 | 0.027 | 0 | 0.024 | PreCW-Front-ElecDHW-ElecDry | Appl-CW-Front-ElecDHW-ElecDry-Tier3AnyMFm2017CZ12DEER2017 | 0
42958.3843 | Appl-CW-Front-ElecDHW-ElecDry-Tier3 | MFm | 2017 | CZ13 | rDXGF | -1 | Household | 1 | 1073.2 | 212 | 0 | 0 | 194 | 0 | 1.4 | 0 | 0 | 0.2 | -0.1 | 0.2 | 0 | 0 | 17.3 | 0 | -0.17 | 0 | -0.17 | 0 | 0.029 | 0 | 0.027 | 197 | 0 | 0 | 178 | 0 | 1.1 | 0 | 0 | 0.2 | -0.1 | 0.2 | 0 | 0 | 18.8 | 0 | -0.13 | 0 | -0.13 | 0 | 0.027 | 0 | 0.025 | PreCW-Front-ElecDHW-ElecDry | Appl-CW-Front-ElecDHW-ElecDry-Tier3AnyMFm2017CZ13DEER2017 | 0
42958.3843 | Appl-CW-Front-ElecDHW-ElecDry-Tier3 | MFm | 2017 | CZ14 | rDXGF | -1 | Household | 1 | 1094.6 | 213 | 0 | 0 | 194 | 0 | 1.7 | 0 | -0.1 | 0.1 | 0 | 0.3 | 0 | 0 | 17.7 | 0 | -0.2 | 0 | -0.19 | 0 | 0.03 | 0 | 0.027 | 198 | 0 | 0 | 178 | 0 | 1.4 | 0 | 0 | 0.1 | 0 | 0.2 | 0 | 0 | 19.1 | 0 | -0.15 | 0 | -0.14 | 0 | 0.028 | 0 | 0.025 | PreCW-Front-ElecDHW-ElecDry | Appl-CW-Front-ElecDHW-ElecDry-Tier3AnyMFm2017CZ14DEER2017 | 0
42958.3843 | Appl-CW-Front-ElecDHW-ElecDry-Tier3 | MFm | 2017 | CZ15 | rDXGF | -1 | Household | 1 | 1094.6 | 210 | 0 | 0 | 194 | 0 | 1.8 | 0 | -0.1 | 0.2 | 0 | 0.2 | 0 | 0 | 14.5 | 0 | -0.08 | 0 | -0.09 | 0 | 0.029 | 0 | 0.027 | 195 | 0 | 0 | 177 | 0 | 1.4 | 0 | -0.1 | 0.2 | 0 | 0.2 | 0 | 0 | 15.7 | 0 | -0.06 | 0 | -0.07 | 0 | 0.027 | 0 | 0.025 | PreCW-Front-ElecDHW-ElecDry | Appl-CW-Front-ElecDHW-ElecDry-Tier3AnyMFm2017CZ15DEER2017 | 0
42958.3843 | Appl-CW-Front-ElecDHW-ElecDry-Tier3 | MFm | 2017 | CZ16 | rDXGF | -1 | Household | 1 | 998.7 | 215 | 0 | 0 | 194 | 0 | 0.9 | 0 | -0.1 | 0 | -0.1 | 0.1 | 0 | 0 | 20.3 | 0 | -0.27 | 0 | -0.27 | 0 | 0.03 | 0 | 0.027 | 200 | 0 | 0 | 178 | 0 | 0.7 | 0 | -0.1 | 0 | -0.1 | 0.1 | 0 | 0 | 22 | 0 | -0.21 | 0 | -0.2 | 0 | 0.028 | 0 | 0.025 | PreCW-Front-ElecDHW-ElecDry | Appl-CW-Front-ElecDHW-ElecDry-Tier3AnyMFm2017CZ16DEER2017 | 0
42958.3843 | Appl-CW-Front-ElecDHW-ElecDry-Tier3 | SFm | 1975 | CZ01 | rDXGF | -1 | Household | 1 | 1591 | 265 | 0 | 0 | 240 | 0 | 0 | 0 | -0.1 | -0.3 | -0.3 | 0 | 0 | 0 | 25.2 | 0 | -0.51 | 0 | -0.51 | 0 | 0.036 | 0 | 0.033 | 247 | 0 | 0 | 220 | 0 | 0 | 0 | -0.1 | -0.2 | -0.2 | 0 | 0 | 0 | 27.3 | 0 | -0.38 | 0 | -0.38 | 0 | 0.034 | 0 | 0.031 | PreCW-Front-ElecDHW-ElecDry | Appl-CW-Front-ElecDHW-ElecDry-Tier3AnySFm1975CZ01DEER2017 | 0
42958.3843 | Appl-CW-Front-ElecDHW-ElecDry-Tier3 | SFm | 1975 | CZ02 | rDXGF | -1 | Household | 1 | 1591 | 264 | 0 | 0 | 240 | 0 | 1 | 0 | 0 | -0.2 | -0.2 | 0.1 | 0 | 0 | 23.4 | 0 | -0.48 | 0 | -0.47 | 0 | 0.039 | 0 | 0.033 | 246 | 0 | 0 | 220 | 0 | 0.8 | 0 | 0 | -0.1 | -0.1 | 0.1 | 0 | 0 | 25.4 | 0 | -0.36 | 0 | -0.36 | 0 | 0.036 | 0 | 0.031 | PreCW-Front-ElecDHW-ElecDry | Appl-CW-Front-ElecDHW-ElecDry-Tier3AnySFm1975CZ02DEER2017 | 0
42958.3843 | Appl-CW-Front-ElecDHW-ElecDry-Tier3 | SFm | 1975 | CZ03 | rDXGF | -1 | Household | 1 | 1591 | 263 | 0 | 0 | 240 | 0 | 0.2 | 0 | -0.1 | -0.2 | -0.3 | 0 | 0 | 0 | 23.5 | 0 | -0.46 | 0 | -0.46 | 0 | 0.039 | 0 | 0.033 | 245 | 0 | 0 | 220 | 0 | 0.3 | 0 | 0 | -0.2 | -0.2 | 0 | 0 | 0 | 25.5 | 0 | -0.35 | 0 | -0.34 | 0 | 0.036 | 0 | 0.03 | PreCW-Front-ElecDHW-ElecDry | Appl-CW-Front-ElecDHW-ElecDry-Tier3AnySFm1975CZ03DEER2017 | 0
42958.3843 | Appl-CW-Front-ElecDHW-ElecDry-Tier3 | SFm | 1975 | CZ04 | rDXGF | -1 | Household | 1 | 1591 | 264 | 0 | 0 | 240 | 0 | 1.5 | 0 | -0.1 | 0 | -0.2 | 0.2 | 0 | 0 | 22.8 | 0 | -0.37 | 0 | -0.36 | 0 | 0.039 | 0 | 0.034 | 246 | 0 | 0 | 220 | 0 | 1.2 | 0 | 0 | 0 | -0.1 | 0.1 | 0 | 0 | 24.7 | 0 | -0.28 | 0 | -0.28 | 0 | 0.035 | 0 | 0.031 | PreCW-Front-ElecDHW-ElecDry | Appl-CW-Front-ElecDHW-ElecDry-Tier3AnySFm1975CZ04DEER2017 | 0
42958.3843 | Appl-CW-Front-ElecDHW-ElecDry-Tier3 | SFm | 1975 | CZ05 | rDXGF | -1 | Household | 1 | 1591 | 264 | 0 | 0 | 240 | 0 | 0.5 | 0 | 0 | -0.2 | -0.3 | 0.1 | 0 | 0 | 23.9 | 0 | -0.53 | 0 | -0.53 | 0 | 0.039 | 0 | 0.033 | 246 | 0 | 0 | 220 | 0 | 0.4 | 0 | 0 | -0.2 | -0.2 | 0.1 | 0 | 0 | 25.9 | 0 | -0.4 | 0 | -0.39 | 0 | 0.036 | 0 | 0.03 | PreCW-Front-ElecDHW-ElecDry | Appl-CW-Front-ElecDHW-ElecDry-Tier3AnySFm1975CZ05DEER2017 | 0
42958.3843 | Appl-CW-Front-ElecDHW-ElecDry-Tier3 | SFm | 1975 | CZ06 | rDXGF | -1 | Household | 1 | 1528 | 264 | 0 | 0 | 240 | 0 | 1.6 | 0 | -0.1 | 0.1 | -0.1 | 0.2 | 0 | 0 | 22.1 | 0 | -0.28 | 0 | -0.28 | 0 | 0.037 | 0 | 0.033 | 245 | 0 | 0 | 220 | 0 | 1.3 | 0 | -0.1 | 0.1 | -0.1 | 0.2 | 0 | 0 | 23.9 | 0 | -0.22 | 0 | -0.21 | 0 | 0.035 | 0 | 0.03 | PreCW-Front-ElecDHW-ElecDry | Appl-CW-Front-ElecDHW-ElecDry-Tier3AnySFm1975CZ06DEER2017 | 0
42958.3843 | Appl-CW-Front-ElecDHW-ElecDry-Tier3 | SFm | 1975 | CZ07 | rDXGF | -1 | Household | 1 | 1528 | 263 | 0 | 0 | 240 | 0 | 1.1 | 0 | 0 | 0 | -0.1 | 0.1 | 0 | 0 | 21.8 | 0 | -0.31 | 0 | -0.31 | 0 | 0.037 | 0 | 0.033 | 244 | 0 | 0 | 220 | 0 | 0.7 | 0 | 0 | -0.1 | -0.1 | 0.1 | 0 | 0 | 23.7 | 0 | -0.24 | 0 | -0.23 | 0 | 0.034 | 0 | 0.031 | PreCW-Front-ElecDHW-ElecDry | Appl-CW-Front-ElecDHW-ElecDry-Tier3AnySFm1975CZ07DEER2017 | 0
42958.3843 | Appl-CW-Front-ElecDHW-ElecDry-Tier3 | SFm | 1975 | CZ08 | rDXGF | -1 | Household | 1 | 1528 | 264 | 0 | 0 | 240 | 0 | 2.1 | 0 | -0.1 | 0.1 | -0.1 | 0.3 | 0 | 0 | 21.5 | 0 | -0.29 | 0 | -0.3 | 0 | 0.038 | 0 | 0.033 | 245 | 0 | 0 | 220 | 0 | 1.6 | 0 | 0 | 0.1 | -0.1 | 0.2 | 0 | 0 | 23.3 | 0 | -0.22 | 0 | -0.22 | 0 | 0.035 | 0 | 0.03 | PreCW-Front-ElecDHW-ElecDry | Appl-CW-Front-ElecDHW-ElecDry-Tier3AnySFm1975CZ08DEER2017 | 0
42958.3843 | Appl-CW-Front-ElecDHW-ElecDry-Tier3 | SFm | 1975 | CZ09 | rDXGF | -1 | Household | 1 | 1636 | 264 | 0 | 0 | 240 | 0 | 2.6 | 0 | 0 | 0.2 | -0.2 | 0.3 | 0 | 0 | 21.5 | 0 | -0.33 | 0 | -0.32 | 0 | 0.038 | 0 | 0.033 | 245 | 0 | 0 | 220 | 0 | 1.9 | 0 | 0 | 0.1 | -0.2 | 0.2 | 0 | 0 | 23.3 | 0 | -0.25 | 0 | -0.25 | 0 | 0.035 | 0 | 0.03 | PreCW-Front-ElecDHW-ElecDry | Appl-CW-Front-ElecDHW-ElecDry-Tier3AnySFm1975CZ09DEER2017 | 0
42958.3843 | Appl-CW-Front-ElecDHW-ElecDry-Tier3 | SFm | 1975 | CZ10 | rDXGF | -1 | Household | 1 | 1636 | 263 | 0 | 0 | 240 | 0 | 1.9 | 0 | -0.1 | 0.1 | -0.2 | 0.2 | 0 | 0 | 21.4 | 0 | -0.38 | 0 | -0.38 | 0 | 0.039 | 0 | 0.033 | 245 | 0 | 0 | 220 | 0 | 1.5 | 0 | -0.1 | 0.1 | -0.1 | 0.1 | 0 | 0 | 23.2 | 0 | -0.29 | 0 | -0.28 | 0 | 0.036 | 0 | 0.03 | PreCW-Front-ElecDHW-ElecDry | Appl-CW-Front-ElecDHW-ElecDry-Tier3AnySFm1975CZ10DEER2017 | 0
42958.3843 | Appl-CW-Front-ElecDHW-ElecDry-Tier3 | SFm | 1975 | CZ11 | rDXGF | -1 | Household | 1 | 1528 | 264 | 0 | 0 | 240 | 0 | 2.3 | 0 | 0 | 0 | -0.2 | 0.3 | 0 | 0 | 21.7 | 0 | -0.38 | 0 | -0.39 | 0 | 0.038 | 0 | 0.033 | 245 | 0 | 0 | 220 | 0 | 1.7 | 0 | 0 | 0 | -0.1 | 0.2 | 0 | 0 | 23.5 | 0 | -0.29 | 0 | -0.29 | 0 | 0.035 | 0 | 0.03 | PreCW-Front-ElecDHW-ElecDry | Appl-CW-Front-ElecDHW-ElecDry-Tier3AnySFm1975CZ11DEER2017 | 0
42958.3843 | Appl-CW-Front-ElecDHW-ElecDry-Tier3 | SFm | 1975 | CZ12 | rDXGF | -1 | Household | 1 | 1528 | 264 | 0 | 0 | 240 | 0 | 1.8 | 0 | -0.1 | 0 | -0.2 | 0.3 | 0 | 0 | 22.4 | 0 | -0.42 | 0 | -0.42 | 0 | 0.039 | 0 | 0.033 | 246 | 0 | 0 | 220 | 0 | 1.4 | 0 | -0.1 | 0 | -0.2 | 0.2 | 0 | 0 | 24.2 | 0 | -0.32 | 0 | -0.31 | 0 | 0.036 | 0 | 0.03 | PreCW-Front-ElecDHW-ElecDry | Appl-CW-Front-ElecDHW-ElecDry-Tier3AnySFm1975CZ12DEER2017 | 0
42958.3843 | Appl-CW-Front-ElecDHW-ElecDry-Tier3 | SFm | 1975 | CZ13 | rDXGF | -1 | Household | 1 | 1528 | 264 | 0 | 0 | 240 | 0 | 2.7 | 0 | 0 | 0 | -0.2 | 0.3 | 0 | 0 | 21.4 | 0 | -0.42 | 0 | -0.42 | 0 | 0.038 | 0 | 0.033 | 245 | 0 | 0 | 220 | 0 | 2.1 | 0 | 0 | 0 | -0.1 | 0.2 | 0 | 0 | 23.2 | 0 | -0.32 | 0 | -0.32 | 0 | 0.035 | 0 | 0.03 | PreCW-Front-ElecDHW-ElecDry | Appl-CW-Front-ElecDHW-ElecDry-Tier3AnySFm1975CZ13DEER2017 | 0
42958.3843 | Appl-CW-Front-ElecDHW-ElecDry-Tier3 | SFm | 1975 | CZ14 | rDXGF | -1 | Household | 1 | 1555 | 265 | 0 | 0 | 240 | 0 | 3 | 0 | 0 | 0.2 | -0.2 | 0.3 | 0 | 0 | 21.8 | 0 | -0.37 | 0 | -0.37 | 0 | 0.037 | 0 | 0.033 | 246 | 0 | 0 | 220 | 0 | 2.3 | 0 | 0 | 0.1 | -0.1 | 0.3 | 0 | 0 | 23.7 | 0 | -0.28 | 0 | -0.28 | 0 | 0.034 | 0 | 0.03 | PreCW-Front-ElecDHW-ElecDry | Appl-CW-Front-ElecDHW-ElecDry-Tier3AnySFm1975CZ14DEER2017 | 0
42958.3843 | Appl-CW-Front-ElecDHW-ElecDry-Tier3 | SFm | 1975 | CZ15 | rDXGF | -1 | Household | 1 | 1555 | 262 | 0 | 0 | 240 | 0 | 3.5 | 0 | 0 | 0.2 | -0.1 | 0.4 | 0 | 0 | 18 | 0 | -0.19 | 0 | -0.19 | 0 | 0.036 | 0 | 0.033 | 242 | 0 | 0 | 220 | 0 | 2.6 | 0 | 0 | 0.1 | -0.1 | 0.3 | 0 | 0 | 19.5 | 0 | -0.15 | 0 | -0.15 | 0 | 0.033 | 0 | 0.03 | PreCW-Front-ElecDHW-ElecDry | Appl-CW-Front-ElecDHW-ElecDry-Tier3AnySFm1975CZ15DEER2017 | 0
42958.3843 | Appl-CW-Front-ElecDHW-ElecDry-Tier3 | SFm | 1975 | CZ16 | rDXGF | -1 | Household | 1 | 1591 | 267 | 0 | 0 | 240 | 0 | 1.8 | 0 | -0.1 | 0 | -0.2 | 0.3 | 0 | 0 | 25.1 | 0 | -0.44 | 0 | -0.43 | 0 | 0.038 | 0 | 0.033 | 249 | 0 | 0 | 220 | 0 | 1.4 | 0 | -0.1 | 0 | -0.2 | 0.2 | 0 | 0 | 27.2 | 0 | -0.33 | 0 | -0.33 | 0 | 0.035 | 0 | 0.03 | PreCW-Front-ElecDHW-ElecDry | Appl-CW-Front-ElecDHW-ElecDry-Tier3AnySFm1975CZ16DEER2017 | 0
42958.3843 | Appl-CW-Front-ElecDHW-ElecDry-Tier3 | SFm | 1985 | CZ01 | rDXGF | -1 | Household | 1 | 1904 | 265 | 0 | 0 | 240 | 0 | 0 | 0 | -0.2 | -0.3 | -0.3 | 0 | 0 | 0 | 25.2 | 0 | -0.66 | 0 | -0.67 | 0 | 0.036 | 0 | 0.033 | 247 | 0 | 0 | 220 | 0 | 0 | 0 | -0.1 | -0.2 | -0.2 | 0 | 0 | 0 | 27.3 | 0 | -0.5 | 0 | -0.5 | 0 | 0.034 | 0 | 0.03 | PreCW-Front-ElecDHW-ElecDry | Appl-CW-Front-ElecDHW-ElecDry-Tier3AnySFm1985CZ01DEER2017 | 0
42958.3843 | Appl-CW-Front-ElecDHW-ElecDry-Tier3 | SFm | 1985 | CZ02 | rDXGF | -1 | Household | 1 | 1904 | 264 | 0 | 0 | 240 | 0 | 0.9 | 0 | -0.1 | -0.1 | -0.3 | 0.1 | 0 | 0 | 23.4 | 0 | -0.58 | 0 | -0.58 | 0 | 0.039 | 0 | 0.033 | 246 | 0 | 0 | 220 | 0 | 0.7 | 0 | 0 | -0.1 | -0.2 | 0 | 0 | 0 | 25.4 | 0 | -0.43 | 0 | -0.43 | 0 | 0.036 | 0 | 0.03 | PreCW-Front-ElecDHW-ElecDry | Appl-CW-Front-ElecDHW-ElecDry-Tier3AnySFm1985CZ02DEER2017 | 0
42958.3843 | Appl-CW-Front-ElecDHW-ElecDry-Tier3 | SFm | 1985 | CZ03 | rDXGF | -1 | Household | 1 | 1904 | 264 | 0 | 0 | 240 | 0 | 0.6 | 0 | -0.1 | -0.3 | -0.4 | 0.1 | 0 | 0 | 23.5 | 0 | -0.61 | 0 | -0.61 | 0 | 0.039 | 0 | 0.033 | 246 | 0 | 0 | 220 | 0 | 0.3 | 0 | -0.1 | -0.2 | -0.3 | 0.1 | 0 | 0 | 25.5 | 0 | -0.46 | 0 | -0.46 | 0 | 0.036 | 0 | 0.03 | PreCW-Front-ElecDHW-ElecDry | Appl-CW-Front-ElecDHW-ElecDry-Tier3AnySFm1985CZ03DEER2017 | 0
42958.3843 | Appl-CW-Front-ElecDHW-ElecDry-Tier3 | SFm | 1985 | CZ04 | rDXGF | -1 | Household | 1 | 1904 | 264 | 0 | 0 | 240 | 0 | 1.6 | 0 | -0.1 | -0.1 | -0.2 | 0.2 | 0 | 0 | 22.8 | 0 | -0.46 | 0 | -0.47 | 0 | 0.035 | 0 | 0.033 | 246 | 0 | 0 | 220 | 0 | 1.2 | 0 | -0.1 | -0.1 | -0.1 | 0.2 | 0 | 0 | 24.7 | 0 | -0.35 | 0 | -0.35 | 0 | 0.032 | 0 | 0.031 | PreCW-Front-ElecDHW-ElecDry | Appl-CW-Front-ElecDHW-ElecDry-Tier3AnySFm1985CZ04DEER2017 | 0
42958.3843 | Appl-CW-Front-ElecDHW-ElecDry-Tier3 | SFm | 1985 | CZ05 | rDXGF | -1 | Household | 1 | 1904 | 264 | 0 | 0 | 240 | 0 | 0.7 | 0 | -0.1 | -0.3 | -0.3 | 0 | 0 | 0 | 23.9 | 0 | -0.65 | 0 | -0.66 | 0 | 0.039 | 0 | 0.033 | 246 | 0 | 0 | 220 | 0 | 0.6 | 0 | 0 | -0.2 | -0.2 | 0 | 0 | 0 | 25.9 | 0 | -0.49 | 0 | -0.5 | 0 | 0.036 | 0 | 0.03 | PreCW-Front-ElecDHW-ElecDry | Appl-CW-Front-ElecDHW-ElecDry-Tier3AnySFm1985CZ05DEER2017 | 0
42958.3843 | Appl-CW-Front-ElecDHW-ElecDry-Tier3 | SFm | 1985 | CZ06 | rDXGF | -1 | Household | 1 | 2064 | 263 | 0 | 0 | 240 | 0 | 1.3 | 0 | 0 | 0 | -0.2 | 0.2 | 0 | 0 | 22.1 | 0 | -0.36 | 0 | -0.36 | 0 | 0.039 | 0 | 0.033 | 245 | 0 | 0 | 220 | 0 | 0.9 | 0 | 0 | 0 | -0.1 | 0.1 | 0 | 0 | 24 | 0 | -0.27 | 0 | -0.27 | 0 | 0.036 | 0 | 0.03 | PreCW-Front-ElecDHW-ElecDry | Appl-CW-Front-ElecDHW-ElecDry-Tier3AnySFm1985CZ06DEER2017 | 0
42958.3843 | Appl-CW-Front-ElecDHW-ElecDry-Tier3 | SFm | 1985 | CZ07 | rDXGF | -1 | Household | 1 | 2064 | 264 | 0 | 0 | 240 | 0 | 1.7 | 0 | 0 | 0.1 | -0.2 | 0.3 | 0 | 0 | 21.9 | 0 | -0.32 | 0 | -0.32 | 0 | 0.038 | 0 | 0.033 | 245 | 0 | 0 | 220 | 0 | 1.4 | 0 | 0 | 0.1 | -0.2 | 0.2 | 0 | 0 | 23.7 | 0 | -0.24 | 0 | -0.24 | 0 | 0.035 | 0 | 0.03 | PreCW-Front-ElecDHW-ElecDry | Appl-CW-Front-ElecDHW-ElecDry-Tier3AnySFm1985CZ07DEER2017 | 0
42958.3843 | Appl-CW-Front-ElecDHW-ElecDry-Tier3 | SFm | 1985 | CZ08 | rDXGF | -1 | Household | 1 | 2064 | 264 | 0 | 0 | 240 | 0 | 2.4 | 0 | 0 | 0.1 | -0.2 | 0.3 | 0 | 0 | 21.6 | 0 | -0.34 | 0 | -0.34 | 0 | 0.037 | 0 | 0.033 | 245 | 0 | 0 | 220 | 0 | 1.8 | 0 | 0 | 0.1 | -0.1 | 0.2 | 0 | 0 | 23.4 | 0 | -0.25 | 0 | -0.25 | 0 | 0.035 | 0 | 0.03 | PreCW-Front-ElecDHW-ElecDry | Appl-CW-Front-ElecDHW-ElecDry-Tier3AnySFm1985CZ08DEER2017 | 0
42958.3843 | Appl-CW-Front-ElecDHW-ElecDry-Tier3 | SFm | 1985 | CZ09 | rDXGF | -1 | Household | 1 | 1811 | 264 | 0 | 0 | 240 | 0 | 2.6 | 0 | -0.1 | 0.2 | -0.2 | 0.3 | 0 | 0 | 21.5 | 0 | -0.31 | 0 | -0.3 | 0 | 0.038 | 0 | 0.033 | 246 | 0 | 0 | 220 | 0 | 2.1 | 0 | -0.1 | 0.2 | -0.1 | 0.3 | 0 | 0 | 23.3 | 0 | -0.22 | 0 | -0.22 | 0 | 0.035 | 0 | 0.031 | PreCW-Front-ElecDHW-ElecDry | Appl-CW-Front-ElecDHW-ElecDry-Tier3AnySFm1985CZ09DEER2017 | 0
42958.3843 | Appl-CW-Front-ElecDHW-ElecDry-Tier3 | SFm | 1985 | CZ10 | rDXGF | -1 | Household | 1 | 1811 | 264 | 0 | 0 | 240 | 0 | 2.2 | 0 | 0 | 0 | -0.2 | 0.2 | 0 | 0 | 21.4 | 0 | -0.4 | 0 | -0.4 | 0 | 0.038 | 0 | 0.033 | 245 | 0 | 0 | 220 | 0 | 1.7 | 0 | 0 | 0 | -0.2 | 0.2 | 0 | 0 | 23.2 | 0 | -0.3 | 0 | -0.3 | 0 | 0.035 | 0 | 0.03 | PreCW-Front-ElecDHW-ElecDry | Appl-CW-Front-ElecDHW-ElecDry-Tier3AnySFm1985CZ10DEER2017 | 0
42958.3843 | Appl-CW-Front-ElecDHW-ElecDry-Tier3 | SFm | 1985 | CZ11 | rDXGF | -1 | Household | 1 | 1704 | 264 | 0 | 0 | 240 | 0 | 2.6 | 0 | -0.1 | 0 | -0.2 | 0.3 | 0 | 0 | 21.7 | 0 | -0.49 | 0 | -0.49 | 0 | 0.038 | 0 | 0.033 | 245 | 0 | 0 | 220 | 0 | 2 | 0 | -0.1 | 0 | -0.2 | 0.3 | 0 | 0 | 23.5 | 0 | -0.37 | 0 | -0.37 | 0 | 0.035 | 0 | 0.03 | PreCW-Front-ElecDHW-ElecDry | Appl-CW-Front-ElecDHW-ElecDry-Tier3AnySFm1985CZ11DEER2017 | 0
42958.3843 | Appl-CW-Front-ElecDHW-ElecDry-Tier3 | SFm | 1985 | CZ12 | rDXGF | -1 | Household | 1 | 1704 | 264 | 0 | 0 | 240 | 0 | 2.2 | 0 | -0.1 | 0 | -0.3 | 0.3 | 0 | 0 | 22.4 | 0 | -0.49 | 0 | -0.49 | 0 | 0.039 | 0 | 0.033 | 246 | 0 | 0 | 220 | 0 | 1.8 | 0 | -0.1 | 0 | -0.2 | 0.2 | 0 | 0 | 24.2 | 0 | -0.37 | 0 | -0.37 | 0 | 0.036 | 0 | 0.03 | PreCW-Front-ElecDHW-ElecDry | Appl-CW-Front-ElecDHW-ElecDry-Tier3AnySFm1985CZ12DEER2017 | 0
42958.3843 | Appl-CW-Front-ElecDHW-ElecDry-Tier3 | SFm | 1985 | CZ13 | rDXGF | -1 | Household | 1 | 1704 | 264 | 0 | 0 | 240 | 0 | 2.8 | 0 | 0 | 0.1 | -0.3 | 0.4 | 0 | 0 | 21.4 | 0 | -0.49 | 0 | -0.49 | 0 | 0.038 | 0 | 0.034 | 245 | 0 | 0 | 220 | 0 | 2.1 | 0 | 0 | 0.1 | -0.2 | 0.3 | 0 | 0 | 23.2 | 0 | -0.36 | 0 | -0.36 | 0 | 0.035 | 0 | 0.031 | PreCW-Front-ElecDHW-ElecDry | Appl-CW-Front-ElecDHW-ElecDry-Tier3AnySFm1985CZ13DEER2017 | 0
42958.3843 | Appl-CW-Front-ElecDHW-ElecDry-Tier3 | SFm | 1985 | CZ14 | rDXGF | -1 | Household | 1 | 1741 | 265 | 0 | 0 | 240 | 0 | 3 | 0 | 0 | 0.1 | -0.2 | 0.4 | 0 | 0 | 21.8 | 0 | -0.47 | 0 | -0.46 | 0 | 0.038 | 0 | 0.034 | 246 | 0 | 0 | 220 | 0 | 2.3 | 0 | 0 | 0 | -0.2 | 0.3 | 0 | 0 | 23.6 | 0 | -0.35 | 0 | -0.35 | 0 | 0.035 | 0 | 0.031 | PreCW-Front-ElecDHW-ElecDry | Appl-CW-Front-ElecDHW-ElecDry-Tier3AnySFm1985CZ14DEER2017 | 0
42958.3843 | Appl-CW-Front-ElecDHW-ElecDry-Tier3 | SFm | 1985 | CZ15 | rDXGF | -1 | Household | 1 | 1741 | 262 | 0 | 0 | 240 | 0 | 4 | 0 | 0 | 0.3 | -0.1 | 0.5 | 0 | 0 | 18 | 0 | -0.21 | 0 | -0.21 | 0 | 0.036 | 0 | 0.034 | 242 | 0 | 0 | 220 | 0 | 2.7 | 0 | 0 | 0.2 | 0 | 0.3 | 0 | 0 | 19.5 | 0 | -0.16 | 0 | -0.16 | 0 | 0.034 | 0 | 0.031 | PreCW-Front-ElecDHW-ElecDry | Appl-CW-Front-ElecDHW-ElecDry-Tier3AnySFm1985CZ15DEER2017 | 0
42958.3843 | Appl-CW-Front-ElecDHW-ElecDry-Tier3 | SFm | 1985 | CZ16 | rDXGF | -1 | Household | 1 | 1904 | 267 | 0 | 0 | 240 | 0 | 1.7 | 0 | -0.1 | 0 | -0.3 | 0.2 | 0 | 0 | 25.1 | 0 | -0.54 | 0 | -0.53 | 0 | 0.039 | 0 | 0.033 | 248 | 0 | 0 | 220 | 0 | 1.3 | 0 | 0 | 0 | -0.3 | 0.2 | 0 | 0 | 27.2 | 0 | -0.4 | 0 | -0.4 | 0 | 0.036 | 0 | 0.03 | PreCW-Front-ElecDHW-ElecDry | Appl-CW-Front-ElecDHW-ElecDry-Tier3AnySFm1985CZ16DEER2017 | 0
42958.3843 | Appl-CW-Front-ElecDHW-ElecDry-Tier3 | SFm | 1996 | CZ01 | rDXGF | -1 | Household | 1 | 2193 | 265 | 0 | 0 | 240 | 0 | 0 | 0 | -0.1 | -0.3 | -0.3 | 0 | 0 | 0 | 25.2 | 0 | -0.42 | 0 | -0.43 | 0 | 0.036 | 0 | 0.033 | 247 | 0 | 0 | 220 | 0 | 0 | 0 | -0.1 | -0.2 | -0.2 | 0 | 0 | 0 | 27.3 | 0 | -0.32 | 0 | -0.33 | 0 | 0.034 | 0 | 0.03 | PreCW-Front-ElecDHW-ElecDry | Appl-CW-Front-ElecDHW-ElecDry-Tier3AnySFm1996CZ01DEER2017 | 0
42958.3843 | Appl-CW-Front-ElecDHW-ElecDry-Tier3 | SFm | 1996 | CZ02 | rDXGF | -1 | Household | 1 | 2193 | 264 | 0 | 0 | 240 | 0 | 1 | 0 | -0.1 | -0.1 | -0.2 | 0.1 | 0 | 0 | 23.5 | 0 | -0.4 | 0 | -0.41 | 0 | 0.038 | 0 | 0.033 | 246 | 0 | 0 | 220 | 0 | 0.8 | 0 | -0.1 | -0.1 | -0.2 | 0.1 | 0 | 0 | 25.5 | 0 | -0.31 | 0 | -0.31 | 0 | 0.035 | 0 | 0.03 | PreCW-Front-ElecDHW-ElecDry | Appl-CW-Front-ElecDHW-ElecDry-Tier3AnySFm1996CZ02DEER2017 | 0
42958.3843 | Appl-CW-Front-ElecDHW-ElecDry-Tier3 | SFm | 1996 | CZ03 | rDXGF | -1 | Household | 1 | 2193 | 264 | 0 | 0 | 240 | 0 | 0.5 | 0 | -0.1 | -0.2 | -0.2 | 0.1 | 0 | 0 | 23.5 | 0 | -0.44 | 0 | -0.43 | 0 | 0.038 | 0 | 0.034 | 246 | 0 | 0 | 220 | 0 | 0.3 | 0 | -0.1 | -0.2 | -0.2 | 0 | 0 | 0 | 25.5 | 0 | -0.33 | 0 | -0.33 | 0 | 0.035 | 0 | 0.031 | PreCW-Front-ElecDHW-ElecDry | Appl-CW-Front-ElecDHW-ElecDry-Tier3AnySFm1996CZ03DEER2017 | 0
42958.3843 | Appl-CW-Front-ElecDHW-ElecDry-Tier3 | SFm | 1996 | CZ04 | rDXGF | -1 | Household | 1 | 2193 | 264 | 0 | 0 | 240 | 0 | 1.6 | 0 | -0.1 | 0 | -0.2 | 0.2 | 0 | 0 | 22.7 | 0 | -0.39 | 0 | -0.39 | 0 | 0.038 | 0 | 0.033 | 246 | 0 | 0 | 220 | 0 | 1.3 | 0 | 0 | 0 | -0.2 | 0.1 | 0 | 0 | 24.6 | 0 | -0.3 | 0 | -0.3 | 0 | 0.035 | 0 | 0.03 | PreCW-Front-ElecDHW-ElecDry | Appl-CW-Front-ElecDHW-ElecDry-Tier3AnySFm1996CZ04DEER2017 | 0
42958.3843 | Appl-CW-Front-ElecDHW-ElecDry-Tier3 | SFm | 1996 | CZ05 | rDXGF | -1 | Household | 1 | 2193 | 264 | 0 | 0 | 240 | 0 | 0.3 | 0 | 0 | -0.3 | -0.4 | 0.1 | 0 | 0 | 23.9 | 0 | -0.64 | 0 | -0.64 | 0 | 0.039 | 0 | 0.033 | 246 | 0 | 0 | 220 | 0 | 0.3 | 0 | 0 | -0.2 | -0.3 | 0 | 0 | 0 | 25.9 | 0 | -0.49 | 0 | -0.49 | 0 | 0.035 | 0 | 0.03 | PreCW-Front-ElecDHW-ElecDry | Appl-CW-Front-ElecDHW-ElecDry-Tier3AnySFm1996CZ05DEER2017 | 0
42958.3843 | Appl-CW-Front-ElecDHW-ElecDry-Tier3 | SFm | 1996 | CZ06 | rDXGF | -1 | Household | 1 | 2297 | 263 | 0 | 0 | 240 | 0 | 1.4 | 0 | 0 | 0 | -0.2 | 0.2 | 0 | 0 | 22.1 | 0 | -0.3 | 0 | -0.3 | 0 | 0.038 | 0 | 0.033 | 245 | 0 | 0 | 220 | 0 | 1.3 | 0 | 0 | 0.1 | -0.1 | 0.2 | 0 | 0 | 24 | 0 | -0.23 | 0 | -0.23 | 0 | 0.035 | 0 | 0.031 | PreCW-Front-ElecDHW-ElecDry | Appl-CW-Front-ElecDHW-ElecDry-Tier3AnySFm1996CZ06DEER2017 | 0
42958.3843 | Appl-CW-Front-ElecDHW-ElecDry-Tier3 | SFm | 1996 | CZ07 | rDXGF | -1 | Household | 1 | 2297 | 264 | 0 | 0 | 240 | 0 | 1.7 | 0 | -0.1 | 0.1 | -0.1 | 0.2 | 0 | 0 | 21.9 | 0 | -0.25 | 0 | -0.26 | 0 | 0.038 | 0 | 0.033 | 246 | 0 | 0 | 220 | 0 | 1.8 | 0 | -0.1 | 0.1 | -0.1 | 0.2 | 0 | 0 | 23.7 | 0 | -0.19 | 0 | -0.19 | 0 | 0.035 | 0 | 0.03 | PreCW-Front-ElecDHW-ElecDry | Appl-CW-Front-ElecDHW-ElecDry-Tier3AnySFm1996CZ07DEER2017 | 0
42958.3843 | Appl-CW-Front-ElecDHW-ElecDry-Tier3 | SFm | 1996 | CZ08 | rDXGF | -1 | Household | 1 | 2297 | 264 | 0 | 0 | 240 | 0 | 2.1 | 0 | 0 | 0.2 | -0.1 | 0.2 | 0 | 0 | 21.6 | 0 | -0.28 | 0 | -0.27 | 0 | 0.037 | 0 | 0.033 | 245 | 0 | 0 | 220 | 0 | 1.6 | 0 | 0 | 0.2 | -0.1 | 0.2 | 0 | 0 | 23.4 | 0 | -0.21 | 0 | -0.2 | 0 | 0.034 | 0 | 0.03 | PreCW-Front-ElecDHW-ElecDry | Appl-CW-Front-ElecDHW-ElecDry-Tier3AnySFm1996CZ08DEER2017 | 0
42958.3843 | Appl-CW-Front-ElecDHW-ElecDry-Tier3 | SFm | 1996 | CZ09 | rDXGF | -1 | Household | 1 | 2186 | 264 | 0 | 0 | 240 | 0 | 2.2 | 0 | -0.1 | 0.1 | -0.1 | 0.2 | 0 | 0 | 21.6 | 0 | -0.29 | 0 | -0.29 | 0 | 0.038 | 0 | 0.033 | 245 | 0 | 0 | 220 | 0 | 1.7 | 0 | 0 | 0.1 | -0.1 | 0.2 | 0 | 0 | 23.3 | 0 | -0.21 | 0 | -0.22 | 0 | 0.035 | 0 | 0.031 | PreCW-Front-ElecDHW-ElecDry | Appl-CW-Front-ElecDHW-ElecDry-Tier3AnySFm1996CZ09DEER2017 | 0
42958.3843 | Appl-CW-Front-ElecDHW-ElecDry-Tier3 | SFm | 1996 | CZ10 | rDXGF | -1 | Household | 1 | 2186 | 264 | 0 | 0 | 240 | 0 | 2.6 | 0 | 0 | 0.1 | -0.2 | 0.3 | 0 | 0 | 21.4 | 0 | -0.36 | 0 | -0.35 | 0 | 0.038 | 0 | 0.033 | 245 | 0 | 0 | 220 | 0 | 2 | 0 | 0 | 0.1 | -0.1 | 0.3 | 0 | 0 | 23.2 | 0 | -0.27 | 0 | -0.27 | 0 | 0.036 | 0 | 0.03 | PreCW-Front-ElecDHW-ElecDry | Appl-CW-Front-ElecDHW-ElecDry-Tier3AnySFm1996CZ10DEER2017 | 0
42958.3843 | Appl-CW-Front-ElecDHW-ElecDry-Tier3 | SFm | 1996 | CZ11 | rDXGF | -1 | Household | 1 | 2032 | 264 | 0 | 0 | 240 | 0 | 2.6 | 0 | 0 | 0 | -0.2 | 0.3 | 0 | 0 | 21.7 | 0 | -0.41 | 0 | -0.41 | 0 | 0.038 | 0 | 0.033 | 245 | 0 | 0 | 220 | 0 | 1.9 | 0 | 0 | 0 | -0.2 | 0.2 | 0 | 0 | 23.5 | 0 | -0.31 | 0 | -0.3 | 0 | 0.035 | 0 | 0.03 | PreCW-Front-ElecDHW-ElecDry | Appl-CW-Front-ElecDHW-ElecDry-Tier3AnySFm1996CZ11DEER2017 | 0
42958.3843 | Appl-CW-Front-ElecDHW-ElecDry-Tier3 | SFm | 1996 | CZ12 | rDXGF | -1 | Household | 1 | 2032 | 264 | 0 | 0 | 240 | 0 | 2 | 0 | 0 | 0 | -0.2 | 0.2 | 0 | 0 | 22.4 | 0 | -0.4 | 0 | -0.39 | 0 | 0.039 | 0 | 0.034 | 246 | 0 | 0 | 220 | 0 | 1.6 | 0 | 0 | 0 | -0.2 | 0.2 | 0 | 0 | 24.2 | 0 | -0.3 | 0 | -0.3 | 0 | 0.036 | 0 | 0.031 | PreCW-Front-ElecDHW-ElecDry | Appl-CW-Front-ElecDHW-ElecDry-Tier3AnySFm1996CZ12DEER2017 | 0
42958.3843 | Appl-CW-Front-ElecDHW-ElecDry-Tier3 | SFm | 1996 | CZ13 | rDXGF | -1 | Household | 1 | 2032 | 264 | 0 | 0 | 240 | 0 | 2.7 | 0 | -0.1 | 0.1 | -0.3 | 0.3 | 0 | 0 | 21.4 | 0 | -0.44 | 0 | -0.44 | 0 | 0.039 | 0 | 0.034 | 245 | 0 | 0 | 220 | 0 | 2 | 0 | -0.1 | 0 | -0.2 | 0.3 | 0 | 0 | 23.2 | 0 | -0.33 | 0 | -0.33 | 0 | 0.036 | 0 | 0.031 | PreCW-Front-ElecDHW-ElecDry | Appl-CW-Front-ElecDHW-ElecDry-Tier3AnySFm1996CZ13DEER2017 | 0
42958.3843 | Appl-CW-Front-ElecDHW-ElecDry-Tier3 | SFm | 1996 | CZ14 | rDXGF | -1 | Household | 1 | 1758 | 265 | 0 | 0 | 240 | 0 | 2.9 | 0 | -0.1 | 0.1 | -0.2 | 0.4 | 0 | 0 | 21.8 | 0 | -0.42 | 0 | -0.41 | 0 | 0.038 | 0 | 0.033 | 246 | 0 | 0 | 220 | 0 | 2.3 | 0 | -0.1 | 0.1 | -0.1 | 0.3 | 0 | 0 | 23.6 | 0 | -0.31 | 0 | -0.31 | 0 | 0.035 | 0 | 0.03 | PreCW-Front-ElecDHW-ElecDry | Appl-CW-Front-ElecDHW-ElecDry-Tier3AnySFm1996CZ14DEER2017 | 0
42958.3843 | Appl-CW-Front-ElecDHW-ElecDry-Tier3 | SFm | 1996 | CZ15 | rDXGF | -1 | Household | 1 | 1758 | 262 | 0 | 0 | 240 | 0 | 4 | 0 | 0 | 0.3 | -0.1 | 0.5 | 0 | 0 | 18 | 0 | -0.2 | 0 | -0.2 | 0 | 0.037 | 0 | 0.033 | 243 | 0 | 0 | 220 | 0 | 3.1 | 0 | 0 | 0.2 | 0 | 0.4 | 0 | 0 | 19.5 | 0 | -0.15 | 0 | -0.15 | 0 | 0.034 | 0 | 0.03 | PreCW-Front-ElecDHW-ElecDry | Appl-CW-Front-ElecDHW-ElecDry-Tier3AnySFm1996CZ15DEER2017 | 0
42958.3843 | Appl-CW-Front-ElecDHW-ElecDry-Tier3 | SFm | 1996 | CZ16 | rDXGF | -1 | Household | 1 | 2193 | 267 | 0 | 0 | 240 | 0 | 1.5 | 0 | 0 | 0 | -0.2 | 0.2 | 0 | 0 | 25.1 | 0 | -0.34 | 0 | -0.34 | 0 | 0.038 | 0 | 0.034 | 248 | 0 | 0 | 220 | 0 | 1.1 | 0 | 0 | 0 | -0.2 | 0.2 | 0 | 0 | 27.2 | 0 | -0.25 | 0 | -0.25 | 0 | 0.035 | 0 | 0.031 | PreCW-Front-ElecDHW-ElecDry | Appl-CW-Front-ElecDHW-ElecDry-Tier3AnySFm1996CZ16DEER2017 | 0
42958.3843 | Appl-CW-Front-ElecDHW-ElecDry-Tier3 | SFm | 2003 | CZ01 | rDXGF | -1 | Household | 1 | 2295.6 | 265 | 0 | 0 | 240 | 0 | 0 | 0 | -0.1 | -0.2 | -0.2 | 0 | 0 | 0 | 25.2 | 0 | -0.46 | 0 | -0.47 | 0 | 0.037 | 0 | 0.033 | 247 | 0 | 0 | 220 | 0 | 0 | 0 | -0.1 | -0.2 | -0.2 | 0 | 0 | 0 | 27.3 | 0 | -0.34 | 0 | -0.35 | 0 | 0.034 | 0 | 0.03 | PreCW-Front-ElecDHW-ElecDry | Appl-CW-Front-ElecDHW-ElecDry-Tier3AnySFm2003CZ01DEER2017 | 0
42958.3843 | Appl-CW-Front-ElecDHW-ElecDry-Tier3 | SFm | 2003 | CZ02 | rDXGF | -1 | Household | 1 | 1948.8 | 265 | 0 | 0 | 240 | 0 | 1.2 | 0 | 0 | 0 | -0.3 | 0.1 | 0 | 0 | 23.4 | 0 | -0.42 | 0 | -0.42 | 0 | 0.038 | 0 | 0.033 | 246 | 0 | 0 | 220 | 0 | 0.9 | 0 | 0 | 0 | -0.2 | 0.1 | 0 | 0 | 25.4 | 0 | -0.31 | 0 | -0.31 | 0 | 0.035 | 0 | 0.03 | PreCW-Front-ElecDHW-ElecDry | Appl-CW-Front-ElecDHW-ElecDry-Tier3AnySFm2003CZ02DEER2017 | 0
42958.3843 | Appl-CW-Front-ElecDHW-ElecDry-Tier3 | SFm | 2003 | CZ03 | rDXGF | -1 | Household | 1 | 2295.6 | 264 | 0 | 0 | 240 | 0 | 0.5 | 0 | 0 | -0.2 | -0.2 | 0.1 | 0 | 0 | 23.6 | 0 | -0.45 | 0 | -0.46 | 0 | 0.038 | 0 | 0.033 | 246 | 0 | 0 | 220 | 0 | 0.3 | 0 | 0 | -0.2 | -0.1 | 0.1 | 0 | 0 | 25.5 | 0 | -0.34 | 0 | -0.35 | 0 | 0.035 | 0 | 0.03 | PreCW-Front-ElecDHW-ElecDry | Appl-CW-Front-ElecDHW-ElecDry-Tier3AnySFm2003CZ03DEER2017 | 0
42958.3843 | Appl-CW-Front-ElecDHW-ElecDry-Tier3 | SFm | 2003 | CZ04 | rDXGF | -1 | Household | 1 | 2295.6 | 265 | 0 | 0 | 240 | 0 | 1.8 | 0 | -0.1 | 0.1 | -0.2 | 0.2 | 0 | 0 | 22.8 | 0 | -0.36 | 0 | -0.36 | 0 | 0.038 | 0 | 0.033 | 246 | 0 | 0 | 220 | 0 | 1.4 | 0 | -0.1 | 0.1 | -0.2 | 0.1 | 0 | 0 | 24.7 | 0 | -0.27 | 0 | -0.27 | 0 | 0.035 | 0 | 0.031 | PreCW-Front-ElecDHW-ElecDry | Appl-CW-Front-ElecDHW-ElecDry-Tier3AnySFm2003CZ04DEER2017 | 0
42958.3843 | Appl-CW-Front-ElecDHW-ElecDry-Tier3 | SFm | 2003 | CZ05 | rDXGF | -1 | Household | 1 | 2295.6 | 264 | 0 | 0 | 240 | 0 | 0.3 | 0 | 0 | -0.2 | -0.3 | 0.1 | 0 | 0 | 23.9 | 0 | -0.58 | 0 | -0.58 | 0 | 0.038 | 0 | 0.033 | 246 | 0 | 0 | 220 | 0 | 0.2 | 0 | 0 | -0.2 | -0.2 | 0 | 0 | 0 | 25.9 | 0 | -0.43 | 0 | -0.43 | 0 | 0.035 | 0 | 0.03 | PreCW-Front-ElecDHW-ElecDry | Appl-CW-Front-ElecDHW-ElecDry-Tier3AnySFm2003CZ05DEER2017 | 0
42958.3843 | Appl-CW-Front-ElecDHW-ElecDry-Tier3 | SFm | 2003 | CZ06 | rDXGF | -1 | Household | 1 | 2392.9 | 265 | 0 | 0 | 240 | 0 | 2.6 | 0 | -0.1 | 0.2 | -0.1 | 0.3 | 0 | 0 | 22.1 | 0 | -0.24 | 0 | -0.24 | 0 | 0.038 | 0 | 0.033 | 245 | 0 | 0 | 220 | 0 | 1.4 | 0 | -0.1 | 0.1 | -0.1 | 0.2 | 0 | 0 | 24 | 0 | -0.18 | 0 | -0.18 | 0 | 0.035 | 0 | 0.031 | PreCW-Front-ElecDHW-ElecDry | Appl-CW-Front-ElecDHW-ElecDry-Tier3AnySFm2003CZ06DEER2017 | 0
42958.3843 | Appl-CW-Front-ElecDHW-ElecDry-Tier3 | SFm | 2003 | CZ07 | rDXGF | -1 | Household | 1 | 2392.9 | 264 | 0 | 0 | 240 | 0 | 2 | 0 | -0.1 | 0.2 | -0.1 | 0.3 | 0 | 0 | 21.9 | 0 | -0.32 | 0 | -0.32 | 0 | 0.037 | 0 | 0.033 | 245 | 0 | 0 | 220 | 0 | 1.5 | 0 | -0.1 | 0.1 | -0.1 | 0.2 | 0 | 0 | 23.7 | 0 | -0.24 | 0 | -0.25 | 0 | 0.035 | 0 | 0.03 | PreCW-Front-ElecDHW-ElecDry | Appl-CW-Front-ElecDHW-ElecDry-Tier3AnySFm2003CZ07DEER2017 | 0
42958.3843 | Appl-CW-Front-ElecDHW-ElecDry-Tier3 | SFm | 2003 | CZ08 | rDXGF | -1 | Household | 1 | 2392.9 | 266 | 0 | 0 | 240 | 0 | 4 | 0 | 0 | 0.4 | -0.1 | 0.6 | 0 | 0 | 21.6 | 0 | -0.22 | 0 | -0.22 | 0 | 0.038 | 0 | 0.033 | 246 | 0 | 0 | 220 | 0 | 2.7 | 0 | 0 | 0.3 | -0.1 | 0.4 | 0 | 0 | 23.4 | 0 | -0.15 | 0 | -0.15 | 0 | 0.035 | 0 | 0.031 | PreCW-Front-ElecDHW-ElecDry | Appl-CW-Front-ElecDHW-ElecDry-Tier3AnySFm2003CZ08DEER2017 | 0
42958.3843 | Appl-CW-Front-ElecDHW-ElecDry-Tier3 | SFm | 2003 | CZ09 | rDXGF | -1 | Household | 1 | 2422.9 | 264 | 0 | 0 | 240 | 0 | 2.4 | 0 | 0 | 0.1 | -0.1 | 0.3 | 0 | 0 | 21.5 | 0 | -0.31 | 0 | -0.3 | 0 | 0.037 | 0 | 0.033 | 245 | 0 | 0 | 220 | 0 | 1.7 | 0 | 0 | 0.1 | -0.1 | 0.2 | 0 | 0 | 23.3 | 0 | -0.23 | 0 | -0.23 | 0 | 0.034 | 0 | 0.03 | PreCW-Front-ElecDHW-ElecDry | Appl-CW-Front-ElecDHW-ElecDry-Tier3AnySFm2003CZ09DEER2017 | 0
42958.3843 | Appl-CW-Front-ElecDHW-ElecDry-Tier3 | SFm | 2003 | CZ10 | rDXGF | -1 | Household | 1 | 1948.8 | 264 | 0 | 0 | 240 | 0 | 2.8 | 0 | -0.1 | 0.1 | -0.2 | 0.3 | 0 | 0 | 21.5 | 0 | -0.36 | 0 | -0.36 | 0 | 0.037 | 0 | 0.033 | 245 | 0 | 0 | 220 | 0 | 2.2 | 0 | -0.1 | 0.1 | -0.1 | 0.2 | 0 | 0 | 23.2 | 0 | -0.28 | 0 | -0.27 | 0 | 0.034 | 0 | 0.03 | PreCW-Front-ElecDHW-ElecDry | Appl-CW-Front-ElecDHW-ElecDry-Tier3AnySFm2003CZ10DEER2017 | 0
42958.3843 | Appl-CW-Front-ElecDHW-ElecDry-Tier3 | SFm | 2003 | CZ11 | rDXGF | -1 | Household | 1 | 1948.8 | 264 | 0 | 0 | 240 | 0 | 2.4 | 0 | 0 | 0 | -0.2 | 0.2 | 0 | 0 | 21.7 | 0 | -0.4 | 0 | -0.4 | 0 | 0.037 | 0 | 0.033 | 245 | 0 | 0 | 220 | 0 | 1.8 | 0 | 0 | 0 | -0.1 | 0.2 | 0 | 0 | 23.5 | 0 | -0.29 | 0 | -0.29 | 0 | 0.034 | 0 | 0.03 | PreCW-Front-ElecDHW-ElecDry | Appl-CW-Front-ElecDHW-ElecDry-Tier3AnySFm2003CZ11DEER2017 | 0
42958.3843 | Appl-CW-Front-ElecDHW-ElecDry-Tier3 | SFm | 2003 | CZ12 | rDXGF | -1 | Household | 1 | 1948.8 | 264 | 0 | 0 | 240 | 0 | 1.6 | 0 | 0 | 0 | -0.2 | 0.2 | 0 | 0 | 22.4 | 0 | -0.38 | 0 | -0.38 | 0 | 0.038 | 0 | 0.033 | 246 | 0 | 0 | 220 | 0 | 1.2 | 0 | 0 | 0 | -0.2 | 0.2 | 0 | 0 | 24.3 | 0 | -0.29 | 0 | -0.29 | 0 | 0.035 | 0 | 0.031 | PreCW-Front-ElecDHW-ElecDry | Appl-CW-Front-ElecDHW-ElecDry-Tier3AnySFm2003CZ12DEER2017 | 0
42958.3843 | Appl-CW-Front-ElecDHW-ElecDry-Tier3 | SFm | 2003 | CZ13 | rDXGF | -1 | Household | 1 | 1948.8 | 264 | 0 | 0 | 240 | 0 | 2.2 | 0 | -0.1 | 0.1 | -0.2 | 0.2 | 0 | 0 | 21.4 | 0 | -0.4 | 0 | -0.4 | 0 | 0.038 | 0 | 0.033 | 245 | 0 | 0 | 220 | 0 | 1.7 | 0 | -0.1 | 0.1 | -0.2 | 0.2 | 0 | 0 | 23.2 | 0 | -0.3 | 0 | -0.3 | 0 | 0.035 | 0 | 0.03 | PreCW-Front-ElecDHW-ElecDry | Appl-CW-Front-ElecDHW-ElecDry-Tier3AnySFm2003CZ13DEER2017 | 0
42958.3843 | Appl-CW-Front-ElecDHW-ElecDry-Tier3 | SFm | 2003 | CZ14 | rDXGF | -1 | Household | 1 | 2160.9 | 265 | 0 | 0 | 240 | 0 | 2.8 | 0 | 0 | 0.2 | -0.2 | 0.4 | 0 | 0 | 21.8 | 0 | -0.4 | 0 | -0.41 | 0 | 0.037 | 0 | 0.033 | 246 | 0 | 0 | 220 | 0 | 2.2 | 0 | 0 | 0.2 | -0.2 | 0.3 | 0 | 0 | 23.7 | 0 | -0.3 | 0 | -0.3 | 0 | 0.034 | 0 | 0.03 | PreCW-Front-ElecDHW-ElecDry | Appl-CW-Front-ElecDHW-ElecDry-Tier3AnySFm2003CZ14DEER2017 | 0
42958.3843 | Appl-CW-Front-ElecDHW-ElecDry-Tier3 | SFm | 2003 | CZ15 | rDXGF | -1 | Household | 1 | 2160.9 | 261 | 0 | 0 | 240 | 0 | 3.2 | 0 | 0 | 0.2 | -0.1 | 0.4 | 0 | 0 | 18 | 0 | -0.19 | 0 | -0.19 | 0 | 0.036 | 0 | 0.034 | 242 | 0 | 0 | 220 | 0 | 2.4 | 0 | 0 | 0.2 | -0.1 | 0.3 | 0 | 0 | 19.5 | 0 | -0.14 | 0 | -0.14 | 0 | 0.033 | 0 | 0.031 | PreCW-Front-ElecDHW-ElecDry | Appl-CW-Front-ElecDHW-ElecDry-Tier3AnySFm2003CZ15DEER2017 | 0
42958.3843 | Appl-CW-Front-ElecDHW-ElecDry-Tier3 | SFm | 2003 | CZ16 | rDXGF | -1 | Household | 1 | 2295.6 | 266 | 0 | 0 | 240 | 0 | 1.4 | 0 | -0.1 | 0 | -0.1 | 0.2 | 0 | 0 | 25.1 | 0 | -0.34 | 0 | -0.34 | 0 | 0.038 | 0 | 0.033 | 248 | 0 | 0 | 220 | 0 | 1.2 | 0 | -0.1 | 0 | -0.1 | 0.2 | 0 | 0 | 27.2 | 0 | -0.25 | 0 | -0.25 | 0 | 0.035 | 0 | 0.03 | PreCW-Front-ElecDHW-ElecDry | Appl-CW-Front-ElecDHW-ElecDry-Tier3AnySFm2003CZ16DEER2017 | 0
42958.3843 | Appl-CW-Front-ElecDHW-ElecDry-Tier3 | SFm | 2007 | CZ01 | rDXGF | -1 | Household | 1 | 2295.6 | 265 | 0 | 0 | 240 | 0 | 0 | 0 | -0.1 | -0.2 | -0.2 | 0 | 0 | 0 | 25.3 | 0 | -0.46 | 0 | -0.47 | 0 | 0.037 | 0 | 0.033 | 247 | 0 | 0 | 220 | 0 | 0 | 0 | -0.1 | -0.2 | -0.2 | 0 | 0 | 0 | 27.4 | 0 | -0.34 | 0 | -0.35 | 0 | 0.034 | 0 | 0.03 | PreCW-Front-ElecDHW-ElecDry | Appl-CW-Front-ElecDHW-ElecDry-Tier3AnySFm2007CZ01DEER2017 | 0
42958.3843 | Appl-CW-Front-ElecDHW-ElecDry-Tier3 | SFm | 2007 | CZ02 | rDXGF | -1 | Household | 1 | 1948.8 | 264 | 0 | 0 | 240 | 0 | 1.1 | 0 | -0.1 | -0.1 | -0.2 | 0.1 | 0 | 0 | 23.4 | 0 | -0.51 | 0 | -0.5 | 0 | 0.037 | 0 | 0.034 | 246 | 0 | 0 | 220 | 0 | 0.9 | 0 | -0.1 | 0 | -0.1 | 0.1 | 0 | 0 | 25.4 | 0 | -0.38 | 0 | -0.37 | 0 | 0.035 | 0 | 0.031 | PreCW-Front-ElecDHW-ElecDry | Appl-CW-Front-ElecDHW-ElecDry-Tier3AnySFm2007CZ02DEER2017 | 0
42958.3843 | Appl-CW-Front-ElecDHW-ElecDry-Tier3 | SFm | 2007 | CZ03 | rDXGF | -1 | Household | 1 | 2295.6 | 264 | 0 | 0 | 240 | 0 | 0.4 | 0 | -0.1 | -0.2 | -0.2 | 0.1 | 0 | 0 | 23.6 | 0 | -0.47 | 0 | -0.47 | 0 | 0.038 | 0 | 0.033 | 246 | 0 | 0 | 220 | 0 | 0.3 | 0 | -0.1 | -0.2 | -0.1 | 0.1 | 0 | 0 | 25.6 | 0 | -0.35 | 0 | -0.35 | 0 | 0.035 | 0 | 0.031 | PreCW-Front-ElecDHW-ElecDry | Appl-CW-Front-ElecDHW-ElecDry-Tier3AnySFm2007CZ03DEER2017 | 0
42958.3843 | Appl-CW-Front-ElecDHW-ElecDry-Tier3 | SFm | 2007 | CZ04 | rDXGF | -1 | Household | 1 | 2295.6 | 264 | 0 | 0 | 240 | 0 | 1.4 | 0 | -0.1 | 0 | -0.2 | 0.2 | 0 | 0 | 22.8 | 0 | -0.39 | 0 | -0.39 | 0 | 0.038 | 0 | 0.033 | 246 | 0 | 0 | 220 | 0 | 1.1 | 0 | -0.1 | 0 | -0.2 | 0.2 | 0 | 0 | 24.7 | 0 | -0.29 | 0 | -0.28 | 0 | 0.035 | 0 | 0.031 | PreCW-Front-ElecDHW-ElecDry | Appl-CW-Front-ElecDHW-ElecDry-Tier3AnySFm2007CZ04DEER2017 | 0
42958.3843 | Appl-CW-Front-ElecDHW-ElecDry-Tier3 | SFm | 2007 | CZ05 | rDXGF | -1 | Household | 1 | 2295.6 | 264 | 0 | 0 | 240 | 0 | 0.3 | 0 | -0.1 | -0.2 | -0.2 | 0 | 0 | 0 | 23.9 | 0 | -0.53 | 0 | -0.53 | 0 | 0.038 | 0 | 0.033 | 246 | 0 | 0 | 220 | 0 | 0.2 | 0 | -0.1 | -0.2 | -0.2 | 0 | 0 | 0 | 25.9 | 0 | -0.4 | 0 | -0.41 | 0 | 0.035 | 0 | 0.03 | PreCW-Front-ElecDHW-ElecDry | Appl-CW-Front-ElecDHW-ElecDry-Tier3AnySFm2007CZ05DEER2017 | 0
42958.3843 | Appl-CW-Front-ElecDHW-ElecDry-Tier3 | SFm | 2007 | CZ06 | rDXGF | -1 | Household | 1 | 2392.9 | 264 | 0 | 0 | 240 | 0 | 2 | 0 | -0.1 | 0.2 | -0.1 | 0.4 | 0 | 0 | 22.2 | 0 | -0.31 | 0 | -0.3 | 0 | 0.037 | 0 | 0.033 | 245 | 0 | 0 | 220 | 0 | 1.1 | 0 | -0.1 | 0.1 | -0.1 | 0.2 | 0 | 0 | 24 | 0 | -0.22 | 0 | -0.22 | 0 | 0.035 | 0 | 0.03 | PreCW-Front-ElecDHW-ElecDry | Appl-CW-Front-ElecDHW-ElecDry-Tier3AnySFm2007CZ06DEER2017 | 0
42958.3843 | Appl-CW-Front-ElecDHW-ElecDry-Tier3 | SFm | 2007 | CZ07 | rDXGF | -1 | Household | 1 | 2392.9 | 265 | 0 | 0 | 240 | 0 | 2.5 | 0 | 0 | 0.4 | -0.1 | 0.5 | 0 | 0 | 21.9 | 0 | -0.27 | 0 | -0.27 | 0 | 0.038 | 0 | 0.033 | 246 | 0 | 0 | 220 | 0 | 2.1 | 0 | 0 | 0.3 | -0.1 | 0.4 | 0 | 0 | 23.8 | 0 | -0.21 | 0 | -0.21 | 0 | 0.035 | 0 | 0.03 | PreCW-Front-ElecDHW-ElecDry | Appl-CW-Front-ElecDHW-ElecDry-Tier3AnySFm2007CZ07DEER2017 | 0
42958.3843 | Appl-CW-Front-ElecDHW-ElecDry-Tier3 | SFm | 2007 | CZ08 | rDXGF | -1 | Household | 1 | 2392.9 | 265 | 0 | 0 | 240 | 0 | 2.9 | 0 | 0 | 0.4 | -0.1 | 0.5 | 0 | 0 | 21.6 | 0 | -0.21 | 0 | -0.22 | 0 | 0.038 | 0 | 0.033 | 246 | 0 | 0 | 220 | 0 | 2.4 | 0 | 0 | 0.4 | 0 | 0.4 | 0 | 0 | 23.3 | 0 | -0.14 | 0 | -0.14 | 0 | 0.035 | 0 | 0.03 | PreCW-Front-ElecDHW-ElecDry | Appl-CW-Front-ElecDHW-ElecDry-Tier3AnySFm2007CZ08DEER2017 | 0
42958.3843 | Appl-CW-Front-ElecDHW-ElecDry-Tier3 | SFm | 2007 | CZ09 | rDXGF | -1 | Household | 1 | 2422.9 | 264 | 0 | 0 | 240 | 0 | 2 | 0 | 0 | 0.2 | -0.1 | 0.3 | 0 | 0 | 21.6 | 0 | -0.27 | 0 | -0.28 | 0 | 0.036 | 0 | 0.034 | 245 | 0 | 0 | 220 | 0 | 1.5 | 0 | 0 | 0.2 | -0.1 | 0.3 | 0 | 0 | 23.4 | 0 | -0.2 | 0 | -0.21 | 0 | 0.033 | 0 | 0.031 | PreCW-Front-ElecDHW-ElecDry | Appl-CW-Front-ElecDHW-ElecDry-Tier3AnySFm2007CZ09DEER2017 | 0
42958.3843 | Appl-CW-Front-ElecDHW-ElecDry-Tier3 | SFm | 2007 | CZ10 | rDXGF | -1 | Household | 1 | 1948.8 | 264 | 0 | 0 | 240 | 0 | 2.3 | 0 | 0 | 0.2 | -0.2 | 0.3 | 0 | 0 | 21.4 | 0 | -0.36 | 0 | -0.36 | 0 | 0.036 | 0 | 0.033 | 245 | 0 | 0 | 220 | 0 | 1.8 | 0 | 0 | 0.2 | -0.2 | 0.2 | 0 | 0 | 23.2 | 0 | -0.27 | 0 | -0.27 | 0 | 0.033 | 0 | 0.03 | PreCW-Front-ElecDHW-ElecDry | Appl-CW-Front-ElecDHW-ElecDry-Tier3AnySFm2007CZ10DEER2017 | 0
42958.3843 | Appl-CW-Front-ElecDHW-ElecDry-Tier3 | SFm | 2007 | CZ11 | rDXGF | -1 | Household | 1 | 1948.8 | 264 | 0 | 0 | 240 | 0 | 2 | 0 | 0 | 0.1 | -0.2 | 0.3 | 0 | 0 | 21.8 | 0 | -0.42 | 0 | -0.41 | 0 | 0.037 | 0 | 0.033 | 245 | 0 | 0 | 220 | 0 | 1.5 | 0 | 0 | 0.1 | -0.2 | 0.2 | 0 | 0 | 23.6 | 0 | -0.32 | 0 | -0.32 | 0 | 0.034 | 0 | 0.031 | PreCW-Front-ElecDHW-ElecDry | Appl-CW-Front-ElecDHW-ElecDry-Tier3AnySFm2007CZ11DEER2017 | 0
42958.3843 | Appl-CW-Front-ElecDHW-ElecDry-Tier3 | SFm | 2007 | CZ12 | rDXGF | -1 | Household | 1 | 1948.8 | 264 | 0 | 0 | 240 | 0 | 1.6 | 0 | -0.1 | 0.1 | -0.2 | 0.3 | 0 | 0 | 22.4 | 0 | -0.37 | 0 | -0.37 | 0 | 0.038 | 0 | 0.033 | 246 | 0 | 0 | 220 | 0 | 1.3 | 0 | -0.1 | 0.1 | -0.1 | 0.2 | 0 | 0 | 24.2 | 0 | -0.27 | 0 | -0.28 | 0 | 0.035 | 0 | 0.03 | PreCW-Front-ElecDHW-ElecDry | Appl-CW-Front-ElecDHW-ElecDry-Tier3AnySFm2007CZ12DEER2017 | 0
42958.3843 | Appl-CW-Front-ElecDHW-ElecDry-Tier3 | SFm | 2007 | CZ13 | rDXGF | -1 | Household | 1 | 1948.8 | 264 | 0 | 0 | 240 | 0 | 2.5 | 0 | -0.1 | 0.2 | -0.2 | 0.4 | 0 | 0 | 21.4 | 0 | -0.35 | 0 | -0.34 | 0 | 0.037 | 0 | 0.033 | 245 | 0 | 0 | 220 | 0 | 2.1 | 0 | 0 | 0.2 | -0.2 | 0.4 | 0 | 0 | 23.2 | 0 | -0.26 | 0 | -0.26 | 0 | 0.035 | 0 | 0.03 | PreCW-Front-ElecDHW-ElecDry | Appl-CW-Front-ElecDHW-ElecDry-Tier3AnySFm2007CZ13DEER2017 | 0
42958.3843 | Appl-CW-Front-ElecDHW-ElecDry-Tier3 | SFm | 2007 | CZ14 | rDXGF | -1 | Household | 1 | 2160.9 | 264 | 0 | 0 | 240 | 0 | 2.5 | 0 | -0.1 | 0.1 | -0.2 | 0.4 | 0 | 0 | 21.9 | 0 | -0.44 | 0 | -0.45 | 0 | 0.037 | 0 | 0.033 | 246 | 0 | 0 | 220 | 0 | 1.9 | 0 | 0 | 0.1 | -0.2 | 0.3 | 0 | 0 | 23.7 | 0 | -0.33 | 0 | -0.34 | 0 | 0.034 | 0 | 0.03 | PreCW-Front-ElecDHW-ElecDry | Appl-CW-Front-ElecDHW-ElecDry-Tier3AnySFm2007CZ14DEER2017 | 0
42958.3843 | Appl-CW-Front-ElecDHW-ElecDry-Tier3 | SFm | 2007 | CZ15 | rDXGF | -1 | Household | 1 | 2160.9 | 261 | 0 | 0 | 240 | 0 | 3 | 0 | 0 | 0.3 | -0.1 | 0.4 | 0 | 0 | 18 | 0 | -0.18 | 0 | -0.18 | 0 | 0.036 | 0 | 0.033 | 242 | 0 | 0 | 220 | 0 | 2.4 | 0 | 0 | 0.3 | -0.1 | 0.3 | 0 | 0 | 19.5 | 0 | -0.14 | 0 | -0.13 | 0 | 0.033 | 0 | 0.03 | PreCW-Front-ElecDHW-ElecDry | Appl-CW-Front-ElecDHW-ElecDry-Tier3AnySFm2007CZ15DEER2017 | 0
42958.3843 | Appl-CW-Front-ElecDHW-ElecDry-Tier3 | SFm | 2007 | CZ16 | rDXGF | -1 | Household | 1 | 2295.6 | 266 | 0 | 0 | 240 | 0 | 0.8 | 0 | 0 | 0 | -0.1 | 0.1 | 0 | 0 | 25.2 | 0 | -0.34 | 0 | -0.33 | 0 | 0.038 | 0 | 0.033 | 248 | 0 | 0 | 220 | 0 | 0.6 | 0 | 0 | 0 | -0.1 | 0.1 | 0 | 0 | 27.3 | 0 | -0.25 | 0 | -0.25 | 0 | 0.035 | 0 | 0.03 | PreCW-Front-ElecDHW-ElecDry | Appl-CW-Front-ElecDHW-ElecDry-Tier3AnySFm2007CZ16DEER2017 | 0
42958.3843 | Appl-CW-Front-ElecDHW-ElecDry-Tier3 | SFm | 2011 | CZ01 | rDXGF | -1 | Household | 1 | 2295.6 | 265 | 0 | 0 | 240 | 0 | 0 | 0 | -0.1 | -0.2 | -0.2 | 0 | 0 | 0 | 25.3 | 0 | -0.43 | 0 | -0.43 | 0 | 0.037 | 0 | 0.034 | 247 | 0 | 0 | 220 | 0 | 0 | 0 | -0.1 | -0.2 | -0.2 | 0 | 0 | 0 | 27.4 | 0 | -0.32 | 0 | -0.33 | 0 | 0.035 | 0 | 0.031 | PreCW-Front-ElecDHW-ElecDry | Appl-CW-Front-ElecDHW-ElecDry-Tier3AnySFm2011CZ01DEER2017 | 0
42958.3843 | Appl-CW-Front-ElecDHW-ElecDry-Tier3 | SFm | 2011 | CZ02 | rDXGF | -1 | Household | 1 | 1948.8 | 264 | 0 | 0 | 240 | 0 | 1.1 | 0 | -0.1 | 0 | -0.3 | 0.2 | 0 | 0 | 23.5 | 0 | -0.48 | 0 | -0.48 | 0 | 0.038 | 0 | 0.033 | 246 | 0 | 0 | 220 | 0 | 0.8 | 0 | 0 | 0 | -0.2 | 0.1 | 0 | 0 | 25.4 | 0 | -0.36 | 0 | -0.36 | 0 | 0.035 | 0 | 0.031 | PreCW-Front-ElecDHW-ElecDry | Appl-CW-Front-ElecDHW-ElecDry-Tier3AnySFm2011CZ02DEER2017 | 0
42958.3843 | Appl-CW-Front-ElecDHW-ElecDry-Tier3 | SFm | 2011 | CZ03 | rDXGF | -1 | Household | 1 | 2295.6 | 264 | 0 | 0 | 240 | 0 | 0.6 | 0 | -0.1 | -0.1 | -0.2 | 0.1 | 0 | 0 | 23.6 | 0 | -0.45 | 0 | -0.46 | 0 | 0.038 | 0 | 0.033 | 246 | 0 | 0 | 220 | 0 | 0.5 | 0 | -0.1 | 0 | -0.1 | 0.1 | 0 | 0 | 25.5 | 0 | -0.34 | 0 | -0.34 | 0 | 0.035 | 0 | 0.031 | PreCW-Front-ElecDHW-ElecDry | Appl-CW-Front-ElecDHW-ElecDry-Tier3AnySFm2011CZ03DEER2017 | 0
42958.3843 | Appl-CW-Front-ElecDHW-ElecDry-Tier3 | SFm | 2011 | CZ04 | rDXGF | -1 | Household | 1 | 2295.6 | 265 | 0 | 0 | 240 | 0 | 1.8 | 0 | -0.1 | 0.1 | -0.2 | 0.3 | 0 | 0 | 22.8 | 0 | -0.38 | 0 | -0.38 | 0 | 0.038 | 0 | 0.033 | 246 | 0 | 0 | 220 | 0 | 1.5 | 0 | -0.1 | 0.1 | -0.1 | 0.3 | 0 | 0 | 24.7 | 0 | -0.28 | 0 | -0.29 | 0 | 0.035 | 0 | 0.03 | PreCW-Front-ElecDHW-ElecDry | Appl-CW-Front-ElecDHW-ElecDry-Tier3AnySFm2011CZ04DEER2017 | 0
42958.3843 | Appl-CW-Front-ElecDHW-ElecDry-Tier3 | SFm | 2011 | CZ05 | rDXGF | -1 | Household | 1 | 2295.6 | 264 | 0 | 0 | 240 | 0 | 0.1 | 0 | 0 | -0.2 | -0.2 | 0 | 0 | 0 | 24 | 0 | -0.5 | 0 | -0.5 | 0 | 0.038 | 0 | 0.033 | 246 | 0 | 0 | 220 | 0 | 0.1 | 0 | 0 | -0.2 | -0.1 | 0 | 0 | 0 | 26 | 0 | -0.37 | 0 | -0.36 | 0 | 0.035 | 0 | 0.031 | PreCW-Front-ElecDHW-ElecDry | Appl-CW-Front-ElecDHW-ElecDry-Tier3AnySFm2011CZ05DEER2017 | 0
42958.3843 | Appl-CW-Front-ElecDHW-ElecDry-Tier3 | SFm | 2011 | CZ06 | rDXGF | -1 | Household | 1 | 2392.9 | 264 | 0 | 0 | 240 | 0 | 1.3 | 0 | 0 | 0.1 | -0.2 | 0.2 | 0 | 0 | 22.1 | 0 | -0.35 | 0 | -0.34 | 0 | 0.038 | 0 | 0.033 | 245 | 0 | 0 | 220 | 0 | 0.9 | 0 | 0 | 0.1 | -0.1 | 0.1 | 0 | 0 | 24 | 0 | -0.26 | 0 | -0.25 | 0 | 0.035 | 0 | 0.03 | PreCW-Front-ElecDHW-ElecDry | Appl-CW-Front-ElecDHW-ElecDry-Tier3AnySFm2011CZ06DEER2017 | 0
42958.3843 | Appl-CW-Front-ElecDHW-ElecDry-Tier3 | SFm | 2011 | CZ07 | rDXGF | -1 | Household | 1 | 2392.9 | 264 | 0 | 0 | 240 | 0 | 2 | 0 | 0 | 0.3 | -0.1 | 0.3 | 0 | 0 | 21.9 | 0 | -0.21 | 0 | -0.22 | 0 | 0.037 | 0 | 0.033 | 245 | 0 | 0 | 220 | 0 | 1.5 | 0 | 0 | 0.2 | 0 | 0.2 | 0 | 0 | 23.7 | 0 | -0.15 | 0 | -0.16 | 0 | 0.034 | 0 | 0.03 | PreCW-Front-ElecDHW-ElecDry | Appl-CW-Front-ElecDHW-ElecDry-Tier3AnySFm2011CZ07DEER2017 | 0
42958.3843 | Appl-CW-Front-ElecDHW-ElecDry-Tier3 | SFm | 2011 | CZ08 | rDXGF | -1 | Household | 1 | 2392.9 | 265 | 0 | 0 | 240 | 0 | 3 | 0 | 0 | 0.4 | -0.1 | 0.6 | 0 | 0 | 21.5 | 0 | -0.21 | 0 | -0.21 | 0 | 0.037 | 0 | 0.034 | 246 | 0 | 0 | 220 | 0 | 2.5 | 0 | 0 | 0.4 | -0.1 | 0.5 | 0 | 0 | 23.3 | 0 | -0.16 | 0 | -0.15 | 0 | 0.034 | 0 | 0.031 | PreCW-Front-ElecDHW-ElecDry | Appl-CW-Front-ElecDHW-ElecDry-Tier3AnySFm2011CZ08DEER2017 | 0
42958.3843 | Appl-CW-Front-ElecDHW-ElecDry-Tier3 | SFm | 2011 | CZ09 | rDXGF | -1 | Household | 1 | 2422.9 | 263 | 0 | 0 | 240 | 0 | 1.7 | 0 | -0.1 | 0.1 | -0.2 | 0.3 | 0 | 0 | 21.5 | 0 | -0.24 | 0 | -0.25 | 0 | 0.037 | 0 | 0.033 | 245 | 0 | 0 | 220 | 0 | 1.2 | 0 | -0.1 | 0.1 | -0.1 | 0.2 | 0 | 0 | 23.3 | 0 | -0.18 | 0 | -0.19 | 0 | 0.034 | 0 | 0.03 | PreCW-Front-ElecDHW-ElecDry | Appl-CW-Front-ElecDHW-ElecDry-Tier3AnySFm2011CZ09DEER2017 | 0
42958.3843 | Appl-CW-Front-ElecDHW-ElecDry-Tier3 | SFm | 2011 | CZ10 | rDXGF | -1 | Household | 1 | 1948.8 | 264 | 0 | 0 | 240 | 0 | 2.4 | 0 | -0.1 | 0.2 | -0.2 | 0.4 | 0 | 0 | 21.4 | 0 | -0.36 | 0 | -0.36 | 0 | 0.037 | 0 | 0.033 | 245 | 0 | 0 | 220 | 0 | 1.9 | 0 | -0.1 | 0.1 | -0.2 | 0.3 | 0 | 0 | 23.2 | 0 | -0.27 | 0 | -0.27 | 0 | 0.034 | 0 | 0.03 | PreCW-Front-ElecDHW-ElecDry | Appl-CW-Front-ElecDHW-ElecDry-Tier3AnySFm2011CZ10DEER2017 | 0
42958.3843 | Appl-CW-Front-ElecDHW-ElecDry-Tier3 | SFm | 2011 | CZ11 | rDXGF | -1 | Household | 1 | 1948.8 | 264 | 0 | 0 | 240 | 0 | 2.1 | 0 | 0 | 0.1 | -0.2 | 0.3 | 0 | 0 | 21.7 | 0 | -0.4 | 0 | -0.4 | 0 | 0.037 | 0 | 0.033 | 245 | 0 | 0 | 220 | 0 | 1.6 | 0 | 0 | 0.1 | -0.2 | 0.2 | 0 | 0 | 23.5 | 0 | -0.29 | 0 | -0.29 | 0 | 0.034 | 0 | 0.03 | PreCW-Front-ElecDHW-ElecDry | Appl-CW-Front-ElecDHW-ElecDry-Tier3AnySFm2011CZ11DEER2017 | 0
42958.3843 | Appl-CW-Front-ElecDHW-ElecDry-Tier3 | SFm | 2011 | CZ12 | rDXGF | -1 | Household | 1 | 1948.8 | 264 | 0 | 0 | 240 | 0 | 1.6 | 0 | -0.1 | 0.1 | -0.2 | 0.3 | 0 | 0 | 22.4 | 0 | -0.34 | 0 | -0.35 | 0 | 0.038 | 0 | 0.033 | 246 | 0 | 0 | 220 | 0 | 1.3 | 0 | -0.1 | 0.1 | -0.2 | 0.2 | 0 | 0 | 24.2 | 0 | -0.26 | 0 | -0.27 | 0 | 0.035 | 0 | 0.03 | PreCW-Front-ElecDHW-ElecDry | Appl-CW-Front-ElecDHW-ElecDry-Tier3AnySFm2011CZ12DEER2017 | 0
42958.3843 | Appl-CW-Front-ElecDHW-ElecDry-Tier3 | SFm | 2011 | CZ13 | rDXGF | -1 | Household | 1 | 1948.8 | 264 | 0 | 0 | 240 | 0 | 2.4 | 0 | -0.1 | 0.2 | -0.2 | 0.3 | 0 | 0 | 21.4 | 0 | -0.34 | 0 | -0.33 | 0 | 0.037 | 0 | 0.033 | 245 | 0 | 0 | 220 | 0 | 1.9 | 0 | -0.1 | 0.2 | -0.2 | 0.3 | 0 | 0 | 23.2 | 0 | -0.26 | 0 | -0.25 | 0 | 0.035 | 0 | 0.03 | PreCW-Front-ElecDHW-ElecDry | Appl-CW-Front-ElecDHW-ElecDry-Tier3AnySFm2011CZ13DEER2017 | 0
42958.3843 | Appl-CW-Front-ElecDHW-ElecDry-Tier3 | SFm | 2011 | CZ14 | rDXGF | -1 | Household | 1 | 2160.9 | 264 | 0 | 0 | 240 | 0 | 2.5 | 0 | 0 | 0.2 | -0.2 | 0.4 | 0 | 0 | 21.9 | 0 | -0.4 | 0 | -0.41 | 0 | 0.037 | 0 | 0.033 | 246 | 0 | 0 | 220 | 0 | 1.9 | 0 | 0 | 0.2 | -0.1 | 0.3 | 0 | 0 | 23.7 | 0 | -0.3 | 0 | -0.31 | 0 | 0.034 | 0 | 0.03 | PreCW-Front-ElecDHW-ElecDry | Appl-CW-Front-ElecDHW-ElecDry-Tier3AnySFm2011CZ14DEER2017 | 0
42958.3843 | Appl-CW-Front-ElecDHW-ElecDry-Tier3 | SFm | 2011 | CZ15 | rDXGF | -1 | Household | 1 | 2160.9 | 261 | 0 | 0 | 240 | 0 | 2.8 | 0 | 0 | 0.3 | -0.1 | 0.4 | 0 | 0 | 18.1 | 0 | -0.19 | 0 | -0.19 | 0 | 0.036 | 0 | 0.033 | 242 | 0 | 0 | 220 | 0 | 2.2 | 0 | 0 | 0.2 | -0.1 | 0.3 | 0 | 0 | 19.6 | 0 | -0.14 | 0 | -0.13 | 0 | 0.034 | 0 | 0.03 | PreCW-Front-ElecDHW-ElecDry | Appl-CW-Front-ElecDHW-ElecDry-Tier3AnySFm2011CZ15DEER2017 | 0
42958.3843 | Appl-CW-Front-ElecDHW-ElecDry-Tier3 | SFm | 2011 | CZ16 | rDXGF | -1 | Household | 1 | 2295.6 | 266 | 0 | 0 | 240 | 0 | 1 | 0 | -0.1 | 0 | -0.2 | 0.2 | 0 | 0 | 25.2 | 0 | -0.32 | 0 | -0.33 | 0 | 0.037 | 0 | 0.033 | 248 | 0 | 0 | 220 | 0 | 0.8 | 0 | -0.1 | 0 | -0.1 | 0.1 | 0 | 0 | 27.3 | 0 | -0.25 | 0 | -0.26 | 0 | 0.034 | 0 | 0.03 | PreCW-Front-ElecDHW-ElecDry | Appl-CW-Front-ElecDHW-ElecDry-Tier3AnySFm2011CZ16DEER2017 | 0
42958.3843 | Appl-CW-Front-ElecDHW-ElecDry-Tier3 | SFm | 2015 | CZ01 | rDXGF | -1 | Household | 1 | 2295.6 | 265 | 0 | 0 | 240 | 0 | 0 | 0 | -0.1 | -0.2 | -0.2 | 0 | 0 | 0 | 25.3 | 0 | -0.41 | 0 | -0.41 | 0 | 0.036 | 0 | 0.033 | 247 | 0 | 0 | 220 | 0 | 0 | 0 | -0.1 | -0.1 | -0.1 | 0 | 0 | 0 | 27.4 | 0 | -0.31 | 0 | -0.31 | 0 | 0.034 | 0 | 0.03 | PreCW-Front-ElecDHW-ElecDry | Appl-CW-Front-ElecDHW-ElecDry-Tier3AnySFm2015CZ01DEER2017 | 0
42958.3843 | Appl-CW-Front-ElecDHW-ElecDry-Tier3 | SFm | 2015 | CZ02 | rDXGF | -1 | Household | 1 | 1948.8 | 264 | 0 | 0 | 240 | 0 | 1.1 | 0 | -0.1 | -0.1 | -0.2 | 0.1 | 0 | 0 | 23.5 | 0 | -0.49 | 0 | -0.48 | 0 | 0.038 | 0 | 0.034 | 246 | 0 | 0 | 220 | 0 | 0.8 | 0 | -0.1 | -0.1 | -0.1 | 0.1 | 0 | 0 | 25.4 | 0 | -0.37 | 0 | -0.37 | 0 | 0.035 | 0 | 0.031 | PreCW-Front-ElecDHW-ElecDry | Appl-CW-Front-ElecDHW-ElecDry-Tier3AnySFm2015CZ02DEER2017 | 0
42958.3843 | Appl-CW-Front-ElecDHW-ElecDry-Tier3 | SFm | 2015 | CZ03 | rDXGF | -1 | Household | 1 | 2295.6 | 264 | 0 | 0 | 240 | 0 | 0.3 | 0 | 0 | -0.1 | -0.2 | 0.1 | 0 | 0 | 23.6 | 0 | -0.38 | 0 | -0.39 | 0 | 0.038 | 0 | 0.033 | 246 | 0 | 0 | 220 | 0 | 0.3 | 0 | 0 | -0.1 | -0.2 | 0.1 | 0 | 0 | 25.6 | 0 | -0.29 | 0 | -0.3 | 0 | 0.035 | 0 | 0.03 | PreCW-Front-ElecDHW-ElecDry | Appl-CW-Front-ElecDHW-ElecDry-Tier3AnySFm2015CZ03DEER2017 | 0
42958.3843 | Appl-CW-Front-ElecDHW-ElecDry-Tier3 | SFm | 2015 | CZ04 | rDXGF | -1 | Household | 1 | 2295.6 | 264 | 0 | 0 | 240 | 0 | 1.2 | 0 | 0 | 0 | -0.2 | 0.2 | 0 | 0 | 22.8 | 0 | -0.39 | 0 | -0.4 | 0 | 0.038 | 0 | 0.033 | 246 | 0 | 0 | 220 | 0 | 0.9 | 0 | 0 | 0 | -0.1 | 0.1 | 0 | 0 | 24.7 | 0 | -0.3 | 0 | -0.3 | 0 | 0.035 | 0 | 0.03 | PreCW-Front-ElecDHW-ElecDry | Appl-CW-Front-ElecDHW-ElecDry-Tier3AnySFm2015CZ04DEER2017 | 0
42958.3843 | Appl-CW-Front-ElecDHW-ElecDry-Tier3 | SFm | 2015 | CZ05 | rDXGF | -1 | Household | 1 | 2295.6 | 264 | 0 | 0 | 240 | 0 | 0.5 | 0 | 0 | 0 | -0.1 | 0.1 | 0 | 0 | 23.9 | 0 | -0.44 | 0 | -0.44 | 0 | 0.037 | 0 | 0.034 | 246 | 0 | 0 | 220 | 0 | 0.2 | 0 | 0 | 0 | -0.1 | 0 | 0 | 0 | 25.9 | 0 | -0.33 | 0 | -0.32 | 0 | 0.035 | 0 | 0.031 | PreCW-Front-ElecDHW-ElecDry | Appl-CW-Front-ElecDHW-ElecDry-Tier3AnySFm2015CZ05DEER2017 | 0
42958.3843 | Appl-CW-Front-ElecDHW-ElecDry-Tier3 | SFm | 2015 | CZ06 | rDXGF | -1 | Household | 1 | 2392.9 | 263 | 0 | 0 | 240 | 0 | 0.4 | 0 | 0 | -0.1 | -0.1 | 0.1 | 0 | 0 | 22.1 | 0 | -0.33 | 0 | -0.34 | 0 | 0.038 | 0 | 0.033 | 244 | 0 | 0 | 220 | 0 | 0.2 | 0 | 0 | -0.1 | -0.1 | 0 | 0 | 0 | 24 | 0 | -0.25 | 0 | -0.26 | 0 | 0.035 | 0 | 0.03 | PreCW-Front-ElecDHW-ElecDry | Appl-CW-Front-ElecDHW-ElecDry-Tier3AnySFm2015CZ06DEER2017 | 0
42958.3843 | Appl-CW-Front-ElecDHW-ElecDry-Tier3 | SFm | 2015 | CZ07 | rDXGF | -1 | Household | 1 | 2392.9 | 264 | 0 | 0 | 240 | 0 | 2 | 0 | 0 | 0.2 | -0.1 | 0.3 | 0 | 0 | 21.9 | 0 | -0.26 | 0 | -0.27 | 0 | 0.037 | 0 | 0.033 | 245 | 0 | 0 | 220 | 0 | 1.2 | 0 | 0 | 0.1 | -0.1 | 0.2 | 0 | 0 | 23.7 | 0 | -0.2 | 0 | -0.21 | 0 | 0.033 | 0 | 0.031 | PreCW-Front-ElecDHW-ElecDry | Appl-CW-Front-ElecDHW-ElecDry-Tier3AnySFm2015CZ07DEER2017 | 0
42958.3843 | Appl-CW-Front-ElecDHW-ElecDry-Tier3 | SFm | 2015 | CZ08 | rDXGF | -1 | Household | 1 | 2392.9 | 263 | 0 | 0 | 240 | 0 | 1 | 0 | 0 | 0.7 | -0.1 | 0.8 | 0 | 0 | 21.6 | 0 | -0.22 | 0 | -0.22 | 0 | 0.037 | 0 | 0.033 | 246 | 0 | 0 | 220 | 0 | 2.3 | 0 | 0 | 0.4 | 0 | 0.4 | 0 | 0 | 23.4 | 0 | -0.03 | 0 | -0.03 | 0 | 0.036 | 0 | 0.03 | PreCW-Front-ElecDHW-ElecDry | Appl-CW-Front-ElecDHW-ElecDry-Tier3AnySFm2015CZ08DEER2017 | 0
42958.3843 | Appl-CW-Front-ElecDHW-ElecDry-Tier3 | SFm | 2015 | CZ09 | rDXGF | -1 | Household | 1 | 2422.9 | 263 | 0 | 0 | 240 | 0 | 1 | 0 | 0 | 0.5 | -0.1 | 0.7 | 0 | 0 | 21.5 | 0 | -0.25 | 0 | -0.25 | 0 | 0.036 | 0 | 0.034 | 245 | 0 | 0 | 220 | 0 | 0.9 | 0 | 0 | 0.4 | -0.1 | 0.5 | 0 | 0 | 23.3 | 0 | -0.19 | 0 | -0.19 | 0 | 0.033 | 0 | 0.031 | PreCW-Front-ElecDHW-ElecDry | Appl-CW-Front-ElecDHW-ElecDry-Tier3AnySFm2015CZ09DEER2017 | 0
42958.3843 | Appl-CW-Front-ElecDHW-ElecDry-Tier3 | SFm | 2015 | CZ10 | rDXGF | -1 | Household | 1 | 1948.8 | 263 | 0 | 0 | 240 | 0 | 1.5 | 0 | -0.1 | 0.2 | -0.1 | 0.4 | 0 | 0 | 21.4 | 0 | -0.34 | 0 | -0.35 | 0 | 0.036 | 0 | 0.033 | 245 | 0 | 0 | 220 | 0 | 1.2 | 0 | -0.1 | 0.2 | -0.1 | 0.3 | 0 | 0 | 23.2 | 0 | -0.26 | 0 | -0.26 | 0 | 0.034 | 0 | 0.03 | PreCW-Front-ElecDHW-ElecDry | Appl-CW-Front-ElecDHW-ElecDry-Tier3AnySFm2015CZ10DEER2017 | 0
42958.3843 | Appl-CW-Front-ElecDHW-ElecDry-Tier3 | SFm | 2015 | CZ11 | rDXGF | -1 | Household | 1 | 1948.8 | 263 | 0 | 0 | 240 | 0 | 1.6 | 0 | -0.1 | 0.1 | -0.2 | 0.3 | 0 | 0 | 21.7 | 0 | -0.4 | 0 | -0.41 | 0 | 0.038 | 0 | 0.033 | 245 | 0 | 0 | 220 | 0 | 1.2 | 0 | -0.1 | 0.1 | -0.1 | 0.2 | 0 | 0 | 23.5 | 0 | -0.3 | 0 | -0.31 | 0 | 0.035 | 0 | 0.03 | PreCW-Front-ElecDHW-ElecDry | Appl-CW-Front-ElecDHW-ElecDry-Tier3AnySFm2015CZ11DEER2017 | 0
42958.3843 | Appl-CW-Front-ElecDHW-ElecDry-Tier3 | SFm | 2015 | CZ12 | rDXGF | -1 | Household | 1 | 1948.8 | 264 | 0 | 0 | 240 | 0 | 1 | 0 | -0.1 | 0.2 | -0.1 | 0.3 | 0 | 0 | 22.4 | 0 | -0.36 | 0 | -0.35 | 0 | 0.038 | 0 | 0.033 | 245 | 0 | 0 | 220 | 0 | 0.8 | 0 | 0 | 0.2 | -0.1 | 0.2 | 0 | 0 | 24.3 | 0 | -0.27 | 0 | -0.26 | 0 | 0.035 | 0 | 0.031 | PreCW-Front-ElecDHW-ElecDry | Appl-CW-Front-ElecDHW-ElecDry-Tier3AnySFm2015CZ12DEER2017 | 0
42958.3843 | Appl-CW-Front-ElecDHW-ElecDry-Tier3 | SFm | 2015 | CZ13 | rDXGF | -1 | Household | 1 | 1948.8 | 263 | 0 | 0 | 240 | 0 | 1.6 | 0 | -0.1 | 0.3 | -0.1 | 0.5 | 0 | 0 | 21.4 | 0 | -0.32 | 0 | -0.32 | 0 | 0.037 | 0 | 0.033 | 245 | 0 | 0 | 220 | 0 | 1.2 | 0 | -0.1 | 0.2 | -0.1 | 0.4 | 0 | 0 | 23.2 | 0 | -0.24 | 0 | -0.24 | 0 | 0.034 | 0 | 0.03 | PreCW-Front-ElecDHW-ElecDry | Appl-CW-Front-ElecDHW-ElecDry-Tier3AnySFm2015CZ13DEER2017 | 0
42958.3843 | Appl-CW-Front-ElecDHW-ElecDry-Tier3 | SFm | 2015 | CZ14 | rDXGF | -1 | Household | 1 | 2160.9 | 264 | 0 | 0 | 240 | 0 | 2.3 | 0 | -0.1 | 0.3 | -0.2 | 0.4 | 0 | 0 | 21.8 | 0 | -0.43 | 0 | -0.42 | 0 | 0.037 | 0 | 0.033 | 246 | 0 | 0 | 220 | 0 | 1.8 | 0 | 0 | 0.2 | -0.2 | 0.2 | 0 | 0 | 23.7 | 0 | -0.32 | 0 | -0.32 | 0 | 0.034 | 0 | 0.03 | PreCW-Front-ElecDHW-ElecDry | Appl-CW-Front-ElecDHW-ElecDry-Tier3AnySFm2015CZ14DEER2017 | 0
42958.3843 | Appl-CW-Front-ElecDHW-ElecDry-Tier3 | SFm | 2015 | CZ15 | rDXGF | -1 | Household | 1 | 2160.9 | 261 | 0 | 0 | 240 | 0 | 2.9 | 0 | 0 | 0.3 | -0.1 | 0.4 | 0 | 0 | 18 | 0 | -0.19 | 0 | -0.18 | 0 | 0.036 | 0 | 0.033 | 242 | 0 | 0 | 220 | 0 | 2 | 0 | 0 | 0.2 | -0.1 | 0.3 | 0 | 0 | 19.5 | 0 | -0.14 | 0 | -0.14 | 0 | 0.033 | 0 | 0.03 | PreCW-Front-ElecDHW-ElecDry | Appl-CW-Front-ElecDHW-ElecDry-Tier3AnySFm2015CZ15DEER2017 | 0
42958.3843 | Appl-CW-Front-ElecDHW-ElecDry-Tier3 | SFm | 2015 | CZ16 | rDXGF | -1 | Household | 1 | 2295.6 | 266 | 0 | 0 | 240 | 0 | 0.5 | 0 | 0 | 0 | -0.1 | 0.1 | 0 | 0 | 25.2 | 0 | -0.37 | 0 | -0.38 | 0 | 0.038 | 0 | 0.033 | 248 | 0 | 0 | 220 | 0 | 0.4 | 0 | 0 | 0 | -0.1 | 0.1 | 0 | 0 | 27.3 | 0 | -0.28 | 0 | -0.29 | 0 | 0.035 | 0 | 0.03 | PreCW-Front-ElecDHW-ElecDry | Appl-CW-Front-ElecDHW-ElecDry-Tier3AnySFm2015CZ16DEER2017 | 0
42958.3843 | Appl-CW-Front-ElecDHW-ElecDry-Tier3 | SFm | 2017 | CZ01 | rDXGF | -1 | Household | 1 | 2295.6 | 265 | 0 | 0 | 240 | 0 | 0 | 0 | -0.1 | -0.2 | -0.2 | 0 | 0 | 0 | 25.3 | 0 | -0.39 | 0 | -0.39 | 0 | 0.036 | 0 | 0.033 | 247 | 0 | 0 | 220 | 0 | 0 | 0 | -0.1 | -0.1 | -0.1 | 0 | 0 | 0 | 27.4 | 0 | -0.29 | 0 | -0.3 | 0 | 0.034 | 0 | 0.03 | PreCW-Front-ElecDHW-ElecDry | Appl-CW-Front-ElecDHW-ElecDry-Tier3AnySFm2017CZ01DEER2017 | 0
42958.3843 | Appl-CW-Front-ElecDHW-ElecDry-Tier3 | SFm | 2017 | CZ02 | rDXGF | -1 | Household | 1 | 1948.8 | 264 | 0 | 0 | 240 | 0 | 1 | 0 | -0.1 | -0.1 | -0.2 | 0.2 | 0 | 0 | 23.5 | 0 | -0.46 | 0 | -0.47 | 0 | 0.038 | 0 | 0.033 | 246 | 0 | 0 | 220 | 0 | 0.7 | 0 | 0 | -0.1 | -0.2 | 0.1 | 0 | 0 | 25.4 | 0 | -0.35 | 0 | -0.35 | 0 | 0.036 | 0 | 0.031 | PreCW-Front-ElecDHW-ElecDry | Appl-CW-Front-ElecDHW-ElecDry-Tier3AnySFm2017CZ02DEER2017 | 0
42958.3843 | Appl-CW-Front-ElecDHW-ElecDry-Tier3 | SFm | 2017 | CZ03 | rDXGF | -1 | Household | 1 | 2295.6 | 264 | 0 | 0 | 240 | 0 | 0.6 | 0 | -0.1 | -0.1 | -0.1 | 0.1 | 0 | 0 | 23.5 | 0 | -0.37 | 0 | -0.38 | 0 | 0.037 | 0 | 0.033 | 246 | 0 | 0 | 220 | 0 | 0.4 | 0 | 0 | -0.1 | -0.1 | 0.1 | 0 | 0 | 25.5 | 0 | -0.27 | 0 | -0.28 | 0 | 0.035 | 0 | 0.03 | PreCW-Front-ElecDHW-ElecDry | Appl-CW-Front-ElecDHW-ElecDry-Tier3AnySFm2017CZ03DEER2017 | 0
42958.3843 | Appl-CW-Front-ElecDHW-ElecDry-Tier3 | SFm | 2017 | CZ04 | rDXGF | -1 | Household | 1 | 2295.6 | 264 | 0 | 0 | 240 | 0 | 1.2 | 0 | 0 | 0.1 | -0.1 | 0.2 | 0 | 0 | 22.8 | 0 | -0.38 | 0 | -0.37 | 0 | 0.038 | 0 | 0.033 | 246 | 0 | 0 | 220 | 0 | 0.9 | 0 | 0 | 0.1 | -0.1 | 0.2 | 0 | 0 | 24.7 | 0 | -0.28 | 0 | -0.28 | 0 | 0.035 | 0 | 0.03 | PreCW-Front-ElecDHW-ElecDry | Appl-CW-Front-ElecDHW-ElecDry-Tier3AnySFm2017CZ04DEER2017 | 0
42958.3843 | Appl-CW-Front-ElecDHW-ElecDry-Tier3 | SFm | 2017 | CZ05 | rDXGF | -1 | Household | 1 | 2295.6 | 264 | 0 | 0 | 240 | 0 | 0.4 | 0 | -0.1 | -0.1 | -0.2 | 0 | 0 | 0 | 23.9 | 0 | -0.41 | 0 | -0.4 | 0 | 0.038 | 0 | 0.034 | 246 | 0 | 0 | 220 | 0 | 0.3 | 0 | -0.1 | -0.1 | -0.2 | 0 | 0 | 0 | 25.9 | 0 | -0.31 | 0 | -0.31 | 0 | 0.035 | 0 | 0.031 | PreCW-Front-ElecDHW-ElecDry | Appl-CW-Front-ElecDHW-ElecDry-Tier3AnySFm2017CZ05DEER2017 | 0
42958.3843 | Appl-CW-Front-ElecDHW-ElecDry-Tier3 | SFm | 2017 | CZ06 | rDXGF | -1 | Household | 1 | 2392.9 | 263 | 0 | 0 | 240 | 0 | 0.8 | 0 | -0.1 | 0 | -0.2 | 0.1 | 0 | 0 | 22.1 | 0 | -0.33 | 0 | -0.32 | 0 | 0.041 | 0 | 0.033 | 244 | 0 | 0 | 220 | 0 | 0.5 | 0 | -0.1 | 0 | -0.1 | 0.1 | 0 | 0 | 24 | 0 | -0.24 | 0 | -0.24 | 0 | 0.038 | 0 | 0.03 | PreCW-Front-ElecDHW-ElecDry | Appl-CW-Front-ElecDHW-ElecDry-Tier3AnySFm2017CZ06DEER2017 | 0
42958.3843 | Appl-CW-Front-ElecDHW-ElecDry-Tier3 | SFm | 2017 | CZ07 | rDXGF | -1 | Household | 1 | 2392.9 | 264 | 0 | 0 | 240 | 0 | 1.8 | 0 | -0.1 | 0.2 | -0.1 | 0.3 | 0 | 0 | 21.9 | 0 | -0.24 | 0 | -0.25 | 0 | 0.037 | 0 | 0.033 | 245 | 0 | 0 | 220 | 0 | 1.4 | 0 | -0.1 | 0.2 | 0 | 0.2 | 0 | 0 | 23.8 | 0 | -0.18 | 0 | -0.19 | 0 | 0.035 | 0 | 0.03 | PreCW-Front-ElecDHW-ElecDry | Appl-CW-Front-ElecDHW-ElecDry-Tier3AnySFm2017CZ07DEER2017 | 0
42958.3843 | Appl-CW-Front-ElecDHW-ElecDry-Tier3 | SFm | 2017 | CZ08 | rDXGF | -1 | Household | 1 | 2392.9 | 263 | 0 | 0 | 240 | 0 | 1.2 | 0 | 0 | 0.5 | -0.1 | 0.5 | 0 | 0 | 21.6 | 0 | -0.21 | 0 | -0.21 | 0 | 0.037 | 0 | 0.034 | 245 | 0 | 0 | 220 | 0 | 0.8 | 0 | 0 | 0.4 | -0.1 | 0.4 | 0 | 0 | 23.4 | 0 | -0.15 | 0 | -0.15 | 0 | 0.034 | 0 | 0.031 | PreCW-Front-ElecDHW-ElecDry | Appl-CW-Front-ElecDHW-ElecDry-Tier3AnySFm2017CZ08DEER2017 | 0
42958.3843 | Appl-CW-Front-ElecDHW-ElecDry-Tier3 | SFm | 2017 | CZ09 | rDXGF | -1 | Household | 1 | 2422.9 | 261 | 0 | 0 | 240 | 0 | 1.8 | 0 | 0 | -2.2 | -0.1 | -2.1 | 0 | 0 | 21.5 | 0 | -0.32 | 0 | -0.33 | 0 | 0.037 | 0 | 0.033 | 244 | 0 | 0 | 220 | 0 | 0.8 | 0 | 0 | 0.3 | -0.1 | 0.3 | 0 | 0 | 23.3 | 0 | -0.23 | 0 | -0.24 | 0 | 0.034 | 0 | 0.031 | PreCW-Front-ElecDHW-ElecDry | Appl-CW-Front-ElecDHW-ElecDry-Tier3AnySFm2017CZ09DEER2017 | 0
42958.3843 | Appl-CW-Front-ElecDHW-ElecDry-Tier3 | SFm | 2017 | CZ10 | rDXGF | -1 | Household | 1 | 1948.8 | 263 | 0 | 0 | 240 | 0 | 0.5 | 0 | 0 | 0.7 | -0.1 | 0.9 | 0 | 0 | 21.4 | 0 | -0.33 | 0 | -0.33 | 0 | 0.038 | 0 | 0.034 | 244 | 0 | 0 | 220 | 0 | 0.3 | 0 | 0 | 0.6 | -0.1 | 0.8 | 0 | 0 | 23.2 | 0 | -0.24 | 0 | -0.25 | 0 | 0.035 | 0 | 0.031 | PreCW-Front-ElecDHW-ElecDry | Appl-CW-Front-ElecDHW-ElecDry-Tier3AnySFm2017CZ10DEER2017 | 0
42958.3843 | Appl-CW-Front-ElecDHW-ElecDry-Tier3 | SFm | 2017 | CZ11 | rDXGF | -1 | Household | 1 | 1948.8 | 263 | 0 | 0 | 240 | 0 | 1.5 | 0 | 0 | 0.2 | -0.1 | 0.4 | 0 | 0 | 21.7 | 0 | -0.38 | 0 | -0.38 | 0 | 0.037 | 0 | 0.033 | 245 | 0 | 0 | 220 | 0 | 1.2 | 0 | 0 | 0.1 | -0.1 | 0.3 | 0 | 0 | 23.5 | 0 | -0.29 | 0 | -0.29 | 0 | 0.034 | 0 | 0.03 | PreCW-Front-ElecDHW-ElecDry | Appl-CW-Front-ElecDHW-ElecDry-Tier3AnySFm2017CZ11DEER2017 | 0
42958.3843 | Appl-CW-Front-ElecDHW-ElecDry-Tier3 | SFm | 2017 | CZ12 | rDXGF | -1 | Household | 1 | 1948.8 | 263 | 0 | 0 | 240 | 0 | 0.9 | 0 | -0.1 | 0.1 | -0.2 | 0.3 | 0 | 0 | 22.4 | 0 | -0.33 | 0 | -0.33 | 0 | 0.038 | 0 | 0.033 | 245 | 0 | 0 | 220 | 0 | 0.7 | 0 | -0.1 | 0.1 | -0.1 | 0.2 | 0 | 0 | 24.2 | 0 | -0.25 | 0 | -0.25 | 0 | 0.035 | 0 | 0.03 | PreCW-Front-ElecDHW-ElecDry | Appl-CW-Front-ElecDHW-ElecDry-Tier3AnySFm2017CZ12DEER2017 | 0
42958.3843 | Appl-CW-Front-ElecDHW-ElecDry-Tier3 | SFm | 2017 | CZ13 | rDXGF | -1 | Household | 1 | 1948.8 | 263 | 0 | 0 | 240 | 0 | 1.6 | 0 | -0.1 | 0.2 | -0.2 | 0.4 | 0 | 0 | 21.5 | 0 | -0.33 | 0 | -0.33 | 0 | 0.037 | 0 | 0.033 | 245 | 0 | 0 | 220 | 0 | 1.3 | 0 | -0.1 | 0.2 | -0.1 | 0.3 | 0 | 0 | 23.2 | 0 | -0.25 | 0 | -0.25 | 0 | 0.034 | 0 | 0.03 | PreCW-Front-ElecDHW-ElecDry | Appl-CW-Front-ElecDHW-ElecDry-Tier3AnySFm2017CZ13DEER2017 | 0
42958.3843 | Appl-CW-Front-ElecDHW-ElecDry-Tier3 | SFm | 2017 | CZ14 | rDXGF | -1 | Household | 1 | 2160.9 | 264 | 0 | 0 | 240 | 0 | 2.2 | 0 | 0 | 0.2 | -0.1 | 0.3 | 0 | 0 | 21.9 | 0 | -0.41 | 0 | -0.42 | 0 | 0.037 | 0 | 0.033 | 246 | 0 | 0 | 220 | 0 | 1.7 | 0 | 0 | 0.2 | -0.1 | 0.3 | 0 | 0 | 23.7 | 0 | -0.31 | 0 | -0.32 | 0 | 0.035 | 0 | 0.03 | PreCW-Front-ElecDHW-ElecDry | Appl-CW-Front-ElecDHW-ElecDry-Tier3AnySFm2017CZ14DEER2017 | 0
42958.3843 | Appl-CW-Front-ElecDHW-ElecDry-Tier3 | SFm | 2017 | CZ15 | rDXGF | -1 | Household | 1 | 2160.9 | 261 | 0 | 0 | 240 | 0 | 3.1 | 0 | -0.1 | 0.3 | -0.1 | 0.4 | 0 | 0 | 18 | 0 | -0.18 | 0 | -0.18 | 0 | 0.036 | 0 | 0.033 | 242 | 0 | 0 | 220 | 0 | 2.6 | 0 | -0.1 | 0.3 | -0.1 | 0.4 | 0 | 0 | 19.5 | 0 | -0.14 | 0 | -0.14 | 0 | 0.034 | 0 | 0.03 | PreCW-Front-ElecDHW-ElecDry | Appl-CW-Front-ElecDHW-ElecDry-Tier3AnySFm2017CZ15DEER2017 | 0
42958.3843 | Appl-CW-Front-ElecDHW-ElecDry-Tier3 | SFm | 2017 | CZ16 | rDXGF | -1 | Household | 1 | 2295.6 | 265 | 0 | 0 | 240 | 0 | 0.5 | 0 | 0 | -0.1 | -0.2 | 0.1 | 0 | 0 | 25.2 | 0 | -0.38 | 0 | -0.39 | 0 | 0.038 | 0 | 0.033 | 247 | 0 | 0 | 220 | 0 | 0.3 | 0 | 0 | -0.1 | -0.1 | 0.1 | 0 | 0 | 27.2 | 0 | -0.29 | 0 | -0.29 | 0 | 0.035 | 0 | 0.03 | PreCW-Front-ElecDHW-ElecDry | Appl-CW-Front-ElecDHW-ElecDry-Tier3AnySFm2017CZ16DEER2017 | 0
42958.3843 | Appl-CW-Front-ElecDHW-GasDry-Tier1 | DMo | MH00 | CZ01 | rDXGF | -1 | Household | 1 | 1242 | -0.2 | 0 | 0 | -4.9 | 0 | 0 | 0 | -0.1 | -0.2 | -0.2 | 0 | 0 | 0 | 5 | 0 | 4.72 | 5.21 | -0.49 | 0 | 0 | 0 | -0.001 | 0.8 | 0 | 0 | -5.6 | 0 | 0 | 0 | -0.1 | -0.2 | -0.2 | 0 | 0 | 0 | 6.6 | 0 | 4.23 | 4.63 | -0.4 | 0 | 0 | 0 | -0.001 | PreCW-Front-ElecDHW-GasDry | Appl-CW-Front-ElecDHW-GasDry-Tier1AnyDMoMH00CZ01DEER2017 | 0
42958.3843 | Appl-CW-Front-ElecDHW-GasDry-Tier1 | DMo | MH00 | CZ02 | rDXGF | -1 | Household | 1 | 1242 | 1.5 | 0 | 0 | -4.9 | 0 | 1.9 | 0 | 0 | 0 | -0.2 | 0.2 | 0 | 0 | 4.6 | 0 | 4.81 | 5.21 | -0.4 | 0 | 0.004 | 0 | -0.001 | 1.9 | 0 | 0 | -5.7 | 0 | 1.5 | 0 | 0 | 0 | -0.2 | 0.2 | 0 | 0 | 6.2 | 0 | 4.31 | 4.63 | -0.32 | 0 | 0.003 | 0 | -0.001 | PreCW-Front-ElecDHW-GasDry | Appl-CW-Front-ElecDHW-GasDry-Tier1AnyDMoMH00CZ02DEER2017 | 0
42958.3843 | Appl-CW-Front-ElecDHW-GasDry-Tier1 | DMo | MH00 | CZ03 | rDXGF | -1 | Household | 1 | 1242 | 0.3 | 0 | 0 | -5 | 0 | 0.9 | 0 | -0.1 | -0.2 | -0.3 | 0.1 | 0 | 0 | 4.7 | 0 | 4.71 | 5.21 | -0.5 | 0 | 0.002 | 0 | 0 | 0.8 | 0 | 0 | -5.7 | 0 | 0.5 | 0 | -0.1 | -0.2 | -0.2 | 0.1 | 0 | 0 | 6.2 | 0 | 4.23 | 4.63 | -0.4 | 0 | 0.002 | 0 | 0 | PreCW-Front-ElecDHW-GasDry | Appl-CW-Front-ElecDHW-GasDry-Tier1AnyDMoMH00CZ03DEER2017 | 0
42958.3843 | Appl-CW-Front-ElecDHW-GasDry-Tier1 | DMo | MH00 | CZ04 | rDXGF | -1 | Household | 1 | 1242 | 0.4 | 0 | 0 | -5 | 0 | 1.2 | 0 | -0.1 | -0.2 | -0.3 | 0.1 | 0 | 0 | 4.5 | 0 | 4.76 | 5.21 | -0.45 | 0 | 0.003 | 0 | -0.001 | 0.8 | 0 | 0 | -5.7 | 0 | 0.8 | 0 | 0 | -0.2 | -0.2 | 0.1 | 0 | 0 | 6 | 0 | 4.27 | 4.63 | -0.36 | 0 | 0.002 | 0 | -0.001 | PreCW-Front-ElecDHW-GasDry | Appl-CW-Front-ElecDHW-GasDry-Tier1AnyDMoMH00CZ04DEER2017 | 0
42958.3843 | Appl-CW-Front-ElecDHW-GasDry-Tier1 | DMo | MH00 | CZ05 | rDXGF | -1 | Household | 1 | 1242 | -0.1 | 0 | 0 | -5 | 0 | 0.6 | 0 | 0 | -0.3 | -0.5 | 0.1 | 0 | 0 | 4.8 | 0 | 4.5 | 5.21 | -0.71 | 0 | 0.002 | 0 | -0.001 | 0.7 | 0 | 0 | -5.7 | 0 | 0.5 | 0 | 0 | -0.3 | -0.4 | 0.1 | 0 | 0 | 6.3 | 0 | 4.05 | 4.63 | -0.58 | 0 | 0.002 | 0 | -0.001 | PreCW-Front-ElecDHW-GasDry | Appl-CW-Front-ElecDHW-GasDry-Tier1AnyDMoMH00CZ05DEER2017 | 0
42958.3843 | Appl-CW-Front-ElecDHW-GasDry-Tier1 | DMo | MH00 | CZ06 | rDXGF | -1 | Household | 1 | 1242 | 1.8 | 0 | 0 | -5 | 0 | 2.3 | 0 | 0 | 0.1 | -0.2 | 0.3 | 0 | 0 | 4.4 | 0 | 4.83 | 5.21 | -0.37 | 0 | 0.002 | 0 | -0.001 | 2.1 | 0 | 0 | -5.7 | 0 | 1.9 | 0 | 0 | 0.1 | -0.2 | 0.2 | 0 | 0 | 5.8 | 0 | 4.32 | 4.63 | -0.3 | 0 | 0.001 | 0 | -0.001 | PreCW-Front-ElecDHW-GasDry | Appl-CW-Front-ElecDHW-GasDry-Tier1AnyDMoMH00CZ06DEER2017 | 0
42958.3843 | Appl-CW-Front-ElecDHW-GasDry-Tier1 | DMo | MH00 | CZ07 | rDXGF | -1 | Household | 1 | 1242 | 2.1 | 0 | 0 | -4.9 | 0 | 2.6 | 0 | 0 | 0.2 | -0.2 | 0.4 | 0 | 0 | 4.4 | 0 | 4.9 | 5.21 | -0.3 | 0 | 0.001 | 0 | -0.001 | 2.2 | 0 | 0 | -5.7 | 0 | 2 | 0 | 0 | 0.1 | -0.2 | 0.3 | 0 | 0 | 5.8 | 0 | 4.38 | 4.63 | -0.25 | 0 | 0.001 | 0 | -0.001 | PreCW-Front-ElecDHW-GasDry | Appl-CW-Front-ElecDHW-GasDry-Tier1AnyDMoMH00CZ07DEER2017 | 0
42958.3843 | Appl-CW-Front-ElecDHW-GasDry-Tier1 | DMo | MH00 | CZ08 | rDXGF | -1 | Household | 1 | 1242 | 2.6 | 0 | 0 | -4.9 | 0 | 3 | 0 | -0.1 | 0.2 | -0.2 | 0.4 | 0 | 0 | 4.2 | 0 | 4.89 | 5.21 | -0.31 | 0 | 0.002 | 0 | 0 | 2.6 | 0 | 0 | -5.7 | 0 | 2.4 | 0 | 0 | 0.2 | -0.1 | 0.3 | 0 | 0 | 5.7 | 0 | 4.39 | 4.63 | -0.24 | 0 | 0.002 | 0 | 0 | PreCW-Front-ElecDHW-GasDry | Appl-CW-Front-ElecDHW-GasDry-Tier1AnyDMoMH00CZ08DEER2017 | 0
42958.3843 | Appl-CW-Front-ElecDHW-GasDry-Tier1 | DMo | MH00 | CZ09 | rDXGF | -1 | Household | 1 | 1242 | 3.5 | 0 | 0 | -4.9 | 0 | 3.9 | 0 | 0 | 0.3 | -0.2 | 0.5 | 0 | 0 | 4.2 | 0 | 4.85 | 5.21 | -0.36 | 0 | 0.003 | 0 | 0 | 3.4 | 0 | 0 | -5.7 | 0 | 3.3 | 0 | 0 | 0.3 | -0.1 | 0.4 | 0 | 0 | 5.6 | 0 | 4.34 | 4.63 | -0.29 | 0 | 0.003 | 0 | 0 | PreCW-Front-ElecDHW-GasDry | Appl-CW-Front-ElecDHW-GasDry-Tier1AnyDMoMH00CZ09DEER2017 | 0
42958.3843 | Appl-CW-Front-ElecDHW-GasDry-Tier1 | DMo | MH00 | CZ10 | rDXGF | -1 | Household | 1 | 1242 | 3.9 | 0 | 0 | -4.9 | 0 | 4.3 | 0 | 0 | 0.4 | -0.2 | 0.6 | 0 | 0 | 4.3 | 0 | 4.88 | 5.21 | -0.32 | 0 | 0.002 | 0 | -0.001 | 3.8 | 0 | 0 | -5.7 | 0 | 3.6 | 0 | 0 | 0.3 | -0.1 | 0.5 | 0 | 0 | 5.7 | 0 | 4.37 | 4.63 | -0.25 | 0 | 0.002 | 0 | -0.001 | PreCW-Front-ElecDHW-GasDry | Appl-CW-Front-ElecDHW-GasDry-Tier1AnyDMoMH00CZ10DEER2017 | 0
42958.3843 | Appl-CW-Front-ElecDHW-GasDry-Tier1 | DMo | MH00 | CZ11 | rDXGF | -1 | Household | 1 | 1242 | 2.5 | 0 | 0 | -5 | 0 | 3.1 | 0 | 0 | 0.1 | -0.2 | 0.4 | 0 | 0 | 4.2 | 0 | 4.82 | 5.21 | -0.39 | 0 | 0.002 | 0 | -0.001 | 2.5 | 0 | 0 | -5.8 | 0 | 2.5 | 0 | 0 | 0.1 | -0.2 | 0.3 | 0 | 0 | 5.7 | 0 | 4.32 | 4.63 | -0.32 | 0 | 0.002 | 0 | -0.001 | PreCW-Front-ElecDHW-GasDry | Appl-CW-Front-ElecDHW-GasDry-Tier1AnyDMoMH00CZ11DEER2017 | 0
42958.3843 | Appl-CW-Front-ElecDHW-GasDry-Tier1 | DMo | MH00 | CZ12 | rDXGF | -1 | Household | 1 | 1242 | 2.7 | 0 | 0 | -5 | 0 | 3.1 | 0 | -0.1 | 0.1 | -0.3 | 0.4 | 0 | 0 | 4.4 | 0 | 4.78 | 5.21 | -0.43 | 0 | 0.002 | 0 | -0.001 | 2.7 | 0 | 0 | -5.8 | 0 | 2.4 | 0 | 0 | 0.1 | -0.2 | 0.3 | 0 | 0 | 5.9 | 0 | 4.29 | 4.63 | -0.34 | 0 | 0.002 | 0 | -0.001 | PreCW-Front-ElecDHW-GasDry | Appl-CW-Front-ElecDHW-GasDry-Tier1AnyDMoMH00CZ12DEER2017 | 0
42958.3843 | Appl-CW-Front-ElecDHW-GasDry-Tier1 | DMo | MH00 | CZ13 | rDXGF | -1 | Household | 1 | 1242 | 3.3 | 0 | 0 | -5 | 0 | 3.9 | 0 | 0 | 0.2 | -0.3 | 0.4 | 0 | 0 | 4.3 | 0 | 4.8 | 5.21 | -0.4 | 0 | 0.002 | 0 | 0 | 3.2 | 0 | 0 | -5.7 | 0 | 3.2 | 0 | 0 | 0.2 | -0.2 | 0.4 | 0 | 0 | 5.7 | 0 | 4.3 | 4.63 | -0.32 | 0 | 0.001 | 0 | 0 | PreCW-Front-ElecDHW-GasDry | Appl-CW-Front-ElecDHW-GasDry-Tier1AnyDMoMH00CZ13DEER2017 | 0
42958.3843 | Appl-CW-Front-ElecDHW-GasDry-Tier1 | DMo | MH00 | CZ14 | rDXGF | -1 | Household | 1 | 1242 | 2.9 | 0 | 0 | -4.9 | 0 | 3.5 | 0 | -0.1 | 0.1 | -0.2 | 0.5 | 0 | 0 | 4.3 | 0 | 4.8 | 5.21 | -0.41 | 0 | 0.001 | 0 | -0.001 | 3 | 0 | 0 | -5.7 | 0 | 2.9 | 0 | 0 | 0.1 | -0.2 | 0.4 | 0 | 0 | 5.8 | 0 | 4.31 | 4.63 | -0.33 | 0 | 0.001 | 0 | -0.001 | PreCW-Front-ElecDHW-GasDry | Appl-CW-Front-ElecDHW-GasDry-Tier1AnyDMoMH00CZ14DEER2017 | 0
42958.3843 | Appl-CW-Front-ElecDHW-GasDry-Tier1 | DMo | MH00 | CZ15 | rDXGF | -1 | Household | 1 | 1242 | 4.5 | 0 | 0 | -5 | 0 | 5.4 | 0 | -0.1 | 0.5 | -0.1 | 0.6 | 0 | 0 | 3.5 | 0 | 5.07 | 5.21 | -0.14 | 0 | 0.001 | 0 | -0.001 | 3.9 | 0 | 0 | -5.7 | 0 | 4.5 | 0 | -0.1 | 0.4 | -0.1 | 0.5 | 0 | 0 | 4.7 | 0 | 4.51 | 4.63 | -0.12 | 0 | 0.001 | 0 | -0.001 | PreCW-Front-ElecDHW-GasDry | Appl-CW-Front-ElecDHW-GasDry-Tier1AnyDMoMH00CZ15DEER2017 | 0
42958.3843 | Appl-CW-Front-ElecDHW-GasDry-Tier1 | DMo | MH00 | CZ16 | rDXGF | -1 | Household | 1 | 1242 | 2 | 0 | 0 | -5 | 0 | 2 | 0 | 0 | 0 | -0.2 | 0.2 | 0 | 0 | 5 | 0 | 4.81 | 5.21 | -0.39 | 0 | 0.006 | 0 | -0.001 | 2.6 | 0 | 0 | -5.7 | 0 | 1.6 | 0 | 0 | 0 | -0.2 | 0.2 | 0 | 0 | 6.6 | 0 | 4.31 | 4.63 | -0.31 | 0 | 0.005 | 0 | -0.001 | PreCW-Front-ElecDHW-GasDry | Appl-CW-Front-ElecDHW-GasDry-Tier1AnyDMoMH00CZ16DEER2017 | 0
42958.3843 | Appl-CW-Front-ElecDHW-GasDry-Tier1 | DMo | MH06 | CZ01 | rDXGF | -1 | Household | 1 | 1242 | -0.3 | 0 | 0 | -4.9 | 0 | 0 | 0 | 0 | -0.4 | -0.4 | 0 | 0 | 0 | 5 | 0 | 4.6 | 5.21 | -0.6 | 0 | 0 | 0 | -0.001 | 0.6 | 0 | 0 | -5.7 | 0 | 0 | 0 | 0 | -0.3 | -0.3 | 0 | 0 | 0 | 6.7 | 0 | 4.14 | 4.63 | -0.48 | 0 | 0 | 0 | -0.001 | PreCW-Front-ElecDHW-GasDry | Appl-CW-Front-ElecDHW-GasDry-Tier1AnyDMoMH06CZ01DEER2017 | 0
42958.3843 | Appl-CW-Front-ElecDHW-GasDry-Tier1 | DMo | MH06 | CZ02 | rDXGF | -1 | Household | 1 | 1242 | 1.8 | 0 | 0 | -5 | 0 | 2.1 | 0 | -0.1 | 0.1 | -0.3 | 0.4 | 0 | 0 | 4.7 | 0 | 4.75 | 5.21 | -0.45 | 0 | 0.002 | 0 | 0 | 2.2 | 0 | 0 | -5.7 | 0 | 1.6 | 0 | -0.1 | 0.1 | -0.2 | 0.3 | 0 | 0 | 6.2 | 0 | 4.27 | 4.63 | -0.36 | 0 | 0.002 | 0 | -0.001 | PreCW-Front-ElecDHW-GasDry | Appl-CW-Front-ElecDHW-GasDry-Tier1AnyDMoMH06CZ02DEER2017 | 0
42958.3843 | Appl-CW-Front-ElecDHW-GasDry-Tier1 | DMo | MH06 | CZ03 | rDXGF | -1 | Household | 1 | 1242 | 1.1 | 0 | 0 | -4.9 | 0 | 1.2 | 0 | 0 | 0.1 | -0.2 | 0.3 | 0 | 0 | 4.6 | 0 | 4.91 | 5.21 | -0.3 | 0 | 0.002 | 0 | -0.001 | 1.6 | 0 | 0 | -5.7 | 0 | 1 | 0 | 0 | 0.1 | -0.2 | 0.2 | 0 | 0 | 6.2 | 0 | 4.39 | 4.63 | -0.24 | 0 | 0.002 | 0 | -0.001 | PreCW-Front-ElecDHW-GasDry | Appl-CW-Front-ElecDHW-GasDry-Tier1AnyDMoMH06CZ03DEER2017 | 0
42958.3843 | Appl-CW-Front-ElecDHW-GasDry-Tier1 | DMo | MH06 | CZ04 | rDXGF | -1 | Household | 1 | 1242 | 1.7 | 0 | 0 | -5 | 0 | 2 | 0 | -0.1 | 0.1 | -0.3 | 0.4 | 0 | 0 | 4.5 | 0 | 4.82 | 5.21 | -0.38 | 0 | 0.002 | 0 | -0.001 | 2.1 | 0 | 0 | -5.8 | 0 | 1.7 | 0 | 0 | 0.1 | -0.2 | 0.3 | 0 | 0 | 6 | 0 | 4.31 | 4.63 | -0.31 | 0 | 0.002 | 0 | -0.001 | PreCW-Front-ElecDHW-GasDry | Appl-CW-Front-ElecDHW-GasDry-Tier1AnyDMoMH06CZ04DEER2017 | 0
42958.3843 | Appl-CW-Front-ElecDHW-GasDry-Tier1 | DMo | MH06 | CZ05 | rDXGF | -1 | Household | 1 | 1242 | 0.4 | 0 | 0 | -4.9 | 0 | 0.8 | 0 | 0 | -0.1 | -0.2 | 0.1 | 0 | 0 | 4.7 | 0 | 4.71 | 5.21 | -0.49 | 0 | 0.002 | 0 | -0.001 | 1.1 | 0 | 0 | -5.6 | 0 | 0.6 | 0 | 0 | -0.1 | -0.2 | 0.1 | 0 | 0 | 6.3 | 0 | 4.23 | 4.63 | -0.39 | 0 | 0.002 | 0 | -0.001 | PreCW-Front-ElecDHW-GasDry | Appl-CW-Front-ElecDHW-GasDry-Tier1AnyDMoMH06CZ05DEER2017 | 0
42958.3843 | Appl-CW-Front-ElecDHW-GasDry-Tier1 | DMo | MH06 | CZ06 | rDXGF | -1 | Household | 1 | 1242 | 2.1 | 0 | 0 | -4.9 | 0 | 2.3 | 0 | 0 | 0.3 | 0 | 0.4 | 0 | 0 | 4.4 | 0 | 5.14 | 5.21 | -0.06 | 0 | 0.002 | 0 | -0.001 | 2.5 | 0 | 0 | -5.7 | 0 | 2 | 0 | 0 | 0.3 | 0 | 0.3 | 0 | 0 | 5.8 | 0 | 4.57 | 4.63 | -0.05 | 0 | 0.002 | 0 | -0.001 | PreCW-Front-ElecDHW-GasDry | Appl-CW-Front-ElecDHW-GasDry-Tier1AnyDMoMH06CZ06DEER2017 | 0
42958.3843 | Appl-CW-Front-ElecDHW-GasDry-Tier1 | DMo | MH06 | CZ07 | rDXGF | -1 | Household | 1 | 1242 | 2.9 | 0 | 0 | -4.9 | 0 | 3 | 0 | 0 | 0.5 | -0.1 | 0.6 | 0 | 0 | 4.3 | 0 | 5.07 | 5.21 | -0.13 | 0 | 0.001 | 0 | 0 | 3 | 0 | 0 | -5.7 | 0 | 2.5 | 0 | 0 | 0.4 | -0.1 | 0.5 | 0 | 0 | 5.8 | 0 | 4.52 | 4.63 | -0.11 | 0 | 0.001 | 0 | 0 | PreCW-Front-ElecDHW-GasDry | Appl-CW-Front-ElecDHW-GasDry-Tier1AnyDMoMH06CZ07DEER2017 | 0
42958.3843 | Appl-CW-Front-ElecDHW-GasDry-Tier1 | DMo | MH06 | CZ08 | rDXGF | -1 | Household | 1 | 1242 | 3.2 | 0 | 0 | -5 | 0 | 3.4 | 0 | -0.1 | 0.5 | -0.1 | 0.6 | 0 | 0 | 4.3 | 0 | 4.99 | 5.21 | -0.21 | 0 | 0.001 | 0 | -0.001 | 3.2 | 0 | 0 | -5.7 | 0 | 2.8 | 0 | -0.1 | 0.4 | -0.1 | 0.5 | 0 | 0 | 5.7 | 0 | 4.46 | 4.63 | -0.17 | 0 | 0.001 | 0 | -0.001 | PreCW-Front-ElecDHW-GasDry | Appl-CW-Front-ElecDHW-GasDry-Tier1AnyDMoMH06CZ08DEER2017 | 0
42958.3843 | Appl-CW-Front-ElecDHW-GasDry-Tier1 | DMo | MH06 | CZ09 | rDXGF | -1 | Household | 1 | 1242 | 1.9 | 0 | 0 | -5 | 0 | 2.4 | 0 | -0.1 | 0.2 | -0.2 | 0.4 | 0 | 0 | 4.2 | 0 | 4.95 | 5.21 | -0.26 | 0 | 0.001 | 0 | -0.001 | 2 | 0 | 0 | -5.7 | 0 | 1.9 | 0 | 0 | 0.2 | -0.2 | 0.3 | 0 | 0 | 5.6 | 0 | 4.43 | 4.63 | -0.2 | 0 | 0.001 | 0 | -0.001 | PreCW-Front-ElecDHW-GasDry | Appl-CW-Front-ElecDHW-GasDry-Tier1AnyDMoMH06CZ09DEER2017 | 0
42958.3843 | Appl-CW-Front-ElecDHW-GasDry-Tier1 | DMo | MH06 | CZ10 | rDXGF | -1 | Household | 1 | 1242 | 2.7 | 0 | 0 | -5 | 0 | 3.2 | 0 | 0 | 0.4 | -0.2 | 0.5 | 0 | 0 | 4.2 | 0 | 4.88 | 5.21 | -0.32 | 0 | 0.001 | 0 | -0.001 | 2.8 | 0 | 0 | -5.7 | 0 | 2.6 | 0 | 0 | 0.3 | -0.2 | 0.4 | 0 | 0 | 5.7 | 0 | 4.36 | 4.63 | -0.26 | 0 | 0.001 | 0 | -0.001 | PreCW-Front-ElecDHW-GasDry | Appl-CW-Front-ElecDHW-GasDry-Tier1AnyDMoMH06CZ10DEER2017 | 0
42958.3843 | Appl-CW-Front-ElecDHW-GasDry-Tier1 | DMo | MH06 | CZ11 | rDXGF | -1 | Household | 1 | 1242 | 2.2 | 0 | 0 | -5 | 0 | 2.7 | 0 | 0 | 0.2 | -0.2 | 0.4 | 0 | 0 | 4.2 | 0 | 4.9 | 5.21 | -0.31 | 0 | 0.002 | 0 | -0.001 | 2.3 | 0 | 0 | -5.7 | 0 | 2.1 | 0 | 0 | 0.2 | -0.2 | 0.3 | 0 | 0 | 5.7 | 0 | 4.38 | 4.63 | -0.25 | 0 | 0.001 | 0 | -0.001 | PreCW-Front-ElecDHW-GasDry | Appl-CW-Front-ElecDHW-GasDry-Tier1AnyDMoMH06CZ11DEER2017 | 0
42958.3843 | Appl-CW-Front-ElecDHW-GasDry-Tier1 | DMo | MH06 | CZ12 | rDXGF | -1 | Household | 1 | 1242 | 2 | 0 | 0 | -5 | 0 | 2.4 | 0 | -0.1 | 0.1 | -0.2 | 0.3 | 0 | 0 | 4.4 | 0 | 4.79 | 5.21 | -0.42 | 0 | 0.002 | 0 | 0 | 2.3 | 0 | 0 | -5.7 | 0 | 2 | 0 | -0.1 | 0.1 | -0.2 | 0.3 | 0 | 0 | 5.9 | 0 | 4.3 | 4.63 | -0.33 | 0 | 0.002 | 0 | 0 | PreCW-Front-ElecDHW-GasDry | Appl-CW-Front-ElecDHW-GasDry-Tier1AnyDMoMH06CZ12DEER2017 | 0
42958.3843 | Appl-CW-Front-ElecDHW-GasDry-Tier1 | DMo | MH06 | CZ13 | rDXGF | -1 | Household | 1 | 1242 | 2.5 | 0 | 0 | -5 | 0 | 3 | 0 | -0.1 | 0.2 | -0.2 | 0.5 | 0 | 0 | 4.2 | 0 | 4.85 | 5.21 | -0.35 | 0 | 0.001 | 0 | -0.001 | 2.5 | 0 | 0 | -5.7 | 0 | 2.4 | 0 | -0.1 | 0.2 | -0.1 | 0.4 | 0 | 0 | 5.6 | 0 | 4.34 | 4.63 | -0.28 | 0 | 0.001 | 0 | -0.001 | PreCW-Front-ElecDHW-GasDry | Appl-CW-Front-ElecDHW-GasDry-Tier1AnyDMoMH06CZ13DEER2017 | 0
42958.3843 | Appl-CW-Front-ElecDHW-GasDry-Tier1 | DMo | MH06 | CZ14 | rDXGF | -1 | Household | 1 | 1242 | 2.7 | 0 | 0 | -4.9 | 0 | 3.1 | 0 | 0 | 0.3 | -0.2 | 0.5 | 0 | 0 | 4.3 | 0 | 4.83 | 5.21 | -0.38 | 0 | 0.001 | 0 | 0 | 2.8 | 0 | 0 | -5.7 | 0 | 2.5 | 0 | 0 | 0.2 | -0.2 | 0.4 | 0 | 0 | 5.7 | 0 | 4.33 | 4.63 | -0.3 | 0 | 0.001 | 0 | 0 | PreCW-Front-ElecDHW-GasDry | Appl-CW-Front-ElecDHW-GasDry-Tier1AnyDMoMH06CZ14DEER2017 | 0
42958.3843 | Appl-CW-Front-ElecDHW-GasDry-Tier1 | DMo | MH06 | CZ15 | rDXGF | -1 | Household | 1 | 1242 | 3.3 | 0 | 0 | -4.9 | 0 | 4.3 | 0 | -0.1 | 0.5 | -0.1 | 0.6 | 0 | 0 | 3.5 | 0 | 5.08 | 5.21 | -0.12 | 0 | 0.001 | 0 | -0.001 | 2.7 | 0 | 0 | -5.7 | 0 | 3.3 | 0 | -0.1 | 0.4 | -0.1 | 0.4 | 0 | 0 | 4.7 | 0 | 4.53 | 4.63 | -0.1 | 0 | 0.001 | 0 | -0.001 | PreCW-Front-ElecDHW-GasDry | Appl-CW-Front-ElecDHW-GasDry-Tier1AnyDMoMH06CZ15DEER2017 | 0
42958.3843 | Appl-CW-Front-ElecDHW-GasDry-Tier1 | DMo | MH06 | CZ16 | rDXGF | -1 | Household | 1 | 1242 | 1.5 | 0 | 0 | -4.9 | 0 | 1.6 | 0 | 0 | 0 | -0.3 | 0.3 | 0 | 0 | 5 | 0 | 4.82 | 5.21 | -0.39 | 0 | 0.002 | 0 | -0.001 | 2.2 | 0 | 0 | -5.6 | 0 | 1.3 | 0 | 0 | 0 | -0.2 | 0.3 | 0 | 0 | 6.6 | 0 | 4.31 | 4.63 | -0.32 | 0 | 0.002 | 0 | -0.001 | PreCW-Front-ElecDHW-GasDry | Appl-CW-Front-ElecDHW-GasDry-Tier1AnyDMoMH06CZ16DEER2017 | 0
42958.3843 | Appl-CW-Front-ElecDHW-GasDry-Tier1 | DMo | MH15 | CZ01 | rDXGF | -1 | Household | 1 | 1242 | -0.2 | 0 | 0 | -4.8 | 0 | 0 | 0 | -0.1 | -0.3 | -0.3 | 0 | 0 | 0 | 5 | 0 | 4.66 | 5.21 | -0.55 | 0 | 0 | 0 | -0.001 | 0.7 | 0 | 0 | -5.6 | 0 | 0 | 0 | -0.1 | -0.2 | -0.2 | 0 | 0 | 0 | 6.7 | 0 | 4.18 | 4.63 | -0.45 | 0 | 0 | 0 | -0.001 | PreCW-Front-ElecDHW-GasDry | Appl-CW-Front-ElecDHW-GasDry-Tier1AnyDMoMH15CZ01DEER2017 | 0
42958.3843 | Appl-CW-Front-ElecDHW-GasDry-Tier1 | DMo | MH15 | CZ02 | rDXGF | -1 | Household | 1 | 1242 | 1.4 | 0 | 0 | -5 | 0 | 1.8 | 0 | -0.1 | 0.1 | -0.2 | 0.2 | 0 | 0 | 4.7 | 0 | 4.76 | 5.21 | -0.45 | 0 | 0.002 | 0 | -0.001 | 1.9 | 0 | 0 | -5.7 | 0 | 1.4 | 0 | -0.1 | 0.1 | -0.1 | 0.2 | 0 | 0 | 6.2 | 0 | 4.27 | 4.63 | -0.36 | 0 | 0.002 | 0 | -0.001 | PreCW-Front-ElecDHW-GasDry | Appl-CW-Front-ElecDHW-GasDry-Tier1AnyDMoMH15CZ02DEER2017 | 0
42958.3843 | Appl-CW-Front-ElecDHW-GasDry-Tier1 | DMo | MH15 | CZ03 | rDXGF | -1 | Household | 1 | 1242 | 0.3 | 0 | 0 | -5 | 0 | 0.8 | 0 | 0 | -0.1 | -0.3 | 0.1 | 0 | 0 | 4.6 | 0 | 4.74 | 5.21 | -0.46 | 0 | 0.002 | 0 | -0.001 | 1 | 0 | 0 | -5.7 | 0 | 0.6 | 0 | 0 | -0.1 | -0.2 | 0.1 | 0 | 0 | 6.2 | 0 | 4.25 | 4.63 | -0.37 | 0 | 0.002 | 0 | -0.001 | PreCW-Front-ElecDHW-GasDry | Appl-CW-Front-ElecDHW-GasDry-Tier1AnyDMoMH15CZ03DEER2017 | 0
42958.3843 | Appl-CW-Front-ElecDHW-GasDry-Tier1 | DMo | MH15 | CZ04 | rDXGF | -1 | Household | 1 | 1242 | 1.5 | 0 | 0 | -5 | 0 | 1.9 | 0 | -0.1 | 0.2 | -0.2 | 0.3 | 0 | 0 | 4.5 | 0 | 4.81 | 5.21 | -0.39 | 0 | 0.001 | 0 | -0.001 | 1.8 | 0 | 0 | -5.7 | 0 | 1.5 | 0 | -0.1 | 0.1 | -0.2 | 0.2 | 0 | 0 | 6 | 0 | 4.31 | 4.63 | -0.31 | 0 | 0.001 | 0 | -0.001 | PreCW-Front-ElecDHW-GasDry | Appl-CW-Front-ElecDHW-GasDry-Tier1AnyDMoMH15CZ04DEER2017 | 0
42958.3843 | Appl-CW-Front-ElecDHW-GasDry-Tier1 | DMo | MH15 | CZ05 | rDXGF | -1 | Household | 1 | 1242 | 0.5 | 0 | 0 | -4.9 | 0 | 0.9 | 0 | 0 | -0.1 | -0.3 | 0.2 | 0 | 0 | 4.7 | 0 | 4.69 | 5.21 | -0.51 | 0 | 0.002 | 0 | 0 | 1 | 0 | 0 | -5.7 | 0 | 0.6 | 0 | 0 | -0.1 | -0.2 | 0.1 | 0 | 0 | 6.3 | 0 | 4.19 | 4.63 | -0.43 | 0 | 0.001 | 0 | -0.001 | PreCW-Front-ElecDHW-GasDry | Appl-CW-Front-ElecDHW-GasDry-Tier1AnyDMoMH15CZ05DEER2017 | 0
42958.3843 | Appl-CW-Front-ElecDHW-GasDry-Tier1 | DMo | MH15 | CZ06 | rDXGF | -1 | Household | 1 | 1242 | 1.8 | 0 | 0 | -5 | 0 | 2.2 | 0 | 0 | 0.2 | -0.1 | 0.4 | 0 | 0 | 4.4 | 0 | 4.86 | 5.21 | -0.34 | 0 | 0.001 | 0 | -0.001 | 2.2 | 0 | 0 | -5.7 | 0 | 1.9 | 0 | 0 | 0.2 | -0.1 | 0.3 | 0 | 0 | 5.8 | 0 | 4.35 | 4.63 | -0.27 | 0 | 0.001 | 0 | -0.001 | PreCW-Front-ElecDHW-GasDry | Appl-CW-Front-ElecDHW-GasDry-Tier1AnyDMoMH15CZ06DEER2017 | 0
42958.3843 | Appl-CW-Front-ElecDHW-GasDry-Tier1 | DMo | MH15 | CZ07 | rDXGF | -1 | Household | 1 | 1242 | 2.3 | 0 | 0 | -5 | 0 | 2.6 | 0 | -0.1 | 0.4 | -0.1 | 0.4 | 0 | 0 | 4.3 | 0 | 5.05 | 5.21 | -0.15 | 0 | 0.001 | 0 | -0.001 | 2.5 | 0 | 0 | -5.7 | 0 | 2.2 | 0 | -0.1 | 0.3 | -0.1 | 0.3 | 0 | 0 | 5.8 | 0 | 4.5 | 4.63 | -0.12 | 0 | 0.001 | 0 | -0.001 | PreCW-Front-ElecDHW-GasDry | Appl-CW-Front-ElecDHW-GasDry-Tier1AnyDMoMH15CZ07DEER2017 | 0
42958.3843 | Appl-CW-Front-ElecDHW-GasDry-Tier1 | DMo | MH15 | CZ08 | rDXGF | -1 | Household | 1 | 1242 | 2.8 | 0 | 0 | -5 | 0 | 3.1 | 0 | 0 | 0.4 | -0.1 | 0.5 | 0 | 0 | 4.3 | 0 | 4.99 | 5.21 | -0.21 | 0 | 0.002 | 0 | 0 | 2.9 | 0 | 0 | -5.7 | 0 | 2.6 | 0 | 0 | 0.3 | -0.1 | 0.4 | 0 | 0 | 5.7 | 0 | 4.46 | 4.63 | -0.17 | 0 | 0.001 | 0 | 0 | PreCW-Front-ElecDHW-GasDry | Appl-CW-Front-ElecDHW-GasDry-Tier1AnyDMoMH15CZ08DEER2017 | 0
42958.3843 | Appl-CW-Front-ElecDHW-GasDry-Tier1 | DMo | MH15 | CZ09 | rDXGF | -1 | Household | 1 | 1242 | 1.2 | 0 | 0 | -5 | 0 | 1.8 | 0 | 0 | 0.1 | -0.1 | 0.3 | 0 | 0 | 4.2 | 0 | 4.93 | 5.21 | -0.28 | 0 | 0.001 | 0 | -0.001 | 1.4 | 0 | 0 | -5.7 | 0 | 1.4 | 0 | 0 | 0.1 | -0.1 | 0.3 | 0 | 0 | 5.6 | 0 | 4.42 | 4.63 | -0.21 | 0 | 0.001 | 0 | -0.001 | PreCW-Front-ElecDHW-GasDry | Appl-CW-Front-ElecDHW-GasDry-Tier1AnyDMoMH15CZ09DEER2017 | 0
42958.3843 | Appl-CW-Front-ElecDHW-GasDry-Tier1 | DMo | MH15 | CZ10 | rDXGF | -1 | Household | 1 | 1242 | 2.4 | 0 | 0 | -4.9 | 0 | 2.9 | 0 | 0 | 0.3 | -0.2 | 0.5 | 0 | 0 | 4.2 | 0 | 4.91 | 5.21 | -0.29 | 0 | 0.001 | 0 | -0.001 | 2.5 | 0 | 0 | -5.7 | 0 | 2.4 | 0 | 0 | 0.2 | -0.1 | 0.4 | 0 | 0 | 5.7 | 0 | 4.38 | 4.63 | -0.24 | 0 | 0.001 | 0 | -0.001 | PreCW-Front-ElecDHW-GasDry | Appl-CW-Front-ElecDHW-GasDry-Tier1AnyDMoMH15CZ10DEER2017 | 0
42958.3843 | Appl-CW-Front-ElecDHW-GasDry-Tier1 | DMo | MH15 | CZ11 | rDXGF | -1 | Household | 1 | 1242 | 2.1 | 0 | 0 | -5 | 0 | 2.6 | 0 | 0 | 0.3 | -0.2 | 0.4 | 0 | 0 | 4.2 | 0 | 4.85 | 5.21 | -0.36 | 0 | 0.001 | 0 | -0.001 | 2.3 | 0 | 0 | -5.7 | 0 | 2.1 | 0 | 0 | 0.2 | -0.2 | 0.3 | 0 | 0 | 5.7 | 0 | 4.34 | 4.63 | -0.29 | 0 | 0.001 | 0 | -0.001 | PreCW-Front-ElecDHW-GasDry | Appl-CW-Front-ElecDHW-GasDry-Tier1AnyDMoMH15CZ11DEER2017 | 0
42958.3843 | Appl-CW-Front-ElecDHW-GasDry-Tier1 | DMo | MH15 | CZ12 | rDXGF | -1 | Household | 1 | 1242 | 1.8 | 0 | 0 | -5 | 0 | 2.2 | 0 | -0.1 | 0.1 | -0.2 | 0.3 | 0 | 0 | 4.4 | 0 | 4.82 | 5.21 | -0.38 | 0 | 0.002 | 0 | -0.001 | 2 | 0 | 0 | -5.7 | 0 | 1.7 | 0 | -0.1 | 0.1 | -0.2 | 0.3 | 0 | 0 | 5.9 | 0 | 4.33 | 4.63 | -0.31 | 0 | 0.001 | 0 | -0.001 | PreCW-Front-ElecDHW-GasDry | Appl-CW-Front-ElecDHW-GasDry-Tier1AnyDMoMH15CZ12DEER2017 | 0
42958.3843 | Appl-CW-Front-ElecDHW-GasDry-Tier1 | DMo | MH15 | CZ13 | rDXGF | -1 | Household | 1 | 1242 | 2.3 | 0 | 0 | -5 | 0 | 2.8 | 0 | -0.1 | 0.2 | -0.2 | 0.4 | 0 | 0 | 4.2 | 0 | 4.87 | 5.21 | -0.34 | 0 | 0.001 | 0 | 0 | 2.3 | 0 | 0 | -5.7 | 0 | 2.3 | 0 | -0.1 | 0.2 | -0.1 | 0.3 | 0 | 0 | 5.6 | 0 | 4.36 | 4.63 | -0.28 | 0 | 0.001 | 0 | 0 | PreCW-Front-ElecDHW-GasDry | Appl-CW-Front-ElecDHW-GasDry-Tier1AnyDMoMH15CZ13DEER2017 | 0
42958.3843 | Appl-CW-Front-ElecDHW-GasDry-Tier1 | DMo | MH15 | CZ14 | rDXGF | -1 | Household | 1 | 1242 | 2.5 | 0 | 0 | -5 | 0 | 3 | 0 | 0 | 0.2 | -0.2 | 0.5 | 0 | 0 | 4.3 | 0 | 4.81 | 5.21 | -0.4 | 0 | 0.001 | 0 | -0.001 | 2.5 | 0 | 0 | -5.7 | 0 | 2.4 | 0 | 0 | 0.2 | -0.2 | 0.4 | 0 | 0 | 5.7 | 0 | 4.31 | 4.63 | -0.32 | 0 | 0.001 | 0 | -0.001 | PreCW-Front-ElecDHW-GasDry | Appl-CW-Front-ElecDHW-GasDry-Tier1AnyDMoMH15CZ14DEER2017 | 0
42958.3843 | Appl-CW-Front-ElecDHW-GasDry-Tier1 | DMo | MH15 | CZ15 | rDXGF | -1 | Household | 1 | 1242 | 3.8 | 0 | 0 | -5 | 0 | 4.7 | 0 | -0.1 | 0.6 | 0 | 0.7 | 0 | 0 | 3.5 | 0 | 5.07 | 5.21 | -0.13 | 0 | 0.001 | 0 | -0.001 | 3.3 | 0 | 0 | -5.7 | 0 | 3.8 | 0 | -0.1 | 0.5 | 0 | 0.5 | 0 | 0 | 4.7 | 0 | 4.52 | 4.63 | -0.1 | 0 | 0.001 | 0 | -0.001 | PreCW-Front-ElecDHW-GasDry | Appl-CW-Front-ElecDHW-GasDry-Tier1AnyDMoMH15CZ15DEER2017 | 0
42958.3843 | Appl-CW-Front-ElecDHW-GasDry-Tier1 | DMo | MH15 | CZ16 | rDXGF | -1 | Household | 1 | 1242 | 1.3 | 0 | 0 | -4.9 | 0 | 1.3 | 0 | 0 | 0 | -0.2 | 0.2 | 0 | 0 | 5 | 0 | 4.81 | 5.21 | -0.39 | 0 | 0.002 | 0 | -0.001 | 2 | 0 | 0 | -5.6 | 0 | 1.1 | 0 | 0 | 0 | -0.1 | 0.2 | 0 | 0 | 6.6 | 0 | 4.31 | 4.63 | -0.32 | 0 | 0.001 | 0 | -0.001 | PreCW-Front-ElecDHW-GasDry | Appl-CW-Front-ElecDHW-GasDry-Tier1AnyDMoMH15CZ16DEER2017 | 0
42958.3843 | Appl-CW-Front-ElecDHW-GasDry-Tier1 | DMo | MH72 | CZ01 | rDXGF | -1 | Household | 1 | 1196 | -0.2 | 0 | 0 | -4.9 | 0 | 0 | 0 | -0.1 | -0.2 | -0.2 | 0 | 0 | 0 | 5 | 0 | 4.77 | 5.21 | -0.44 | 0 | 0 | 0 | 0 | 0.7 | 0 | 0 | -5.7 | 0 | 0 | 0 | 0 | -0.2 | -0.2 | 0 | 0 | 0 | 6.6 | 0 | 4.28 | 4.63 | -0.35 | 0 | 0 | 0 | 0 | PreCW-Front-ElecDHW-GasDry | Appl-CW-Front-ElecDHW-GasDry-Tier1AnyDMoMH72CZ01DEER2017 | 0
42958.3843 | Appl-CW-Front-ElecDHW-GasDry-Tier1 | DMo | MH72 | CZ02 | rDXGF | -1 | Household | 1 | 1196 | 1.5 | 0 | 0 | -4.9 | 0 | 1.9 | 0 | 0 | 0 | -0.3 | 0.2 | 0 | 0 | 4.6 | 0 | 4.8 | 5.21 | -0.4 | 0 | 0.003 | 0 | -0.001 | 1.9 | 0 | 0 | -5.7 | 0 | 1.5 | 0 | 0 | 0 | -0.2 | 0.2 | 0 | 0 | 6.2 | 0 | 4.31 | 4.63 | -0.31 | 0 | 0.003 | 0 | -0.001 | PreCW-Front-ElecDHW-GasDry | Appl-CW-Front-ElecDHW-GasDry-Tier1AnyDMoMH72CZ02DEER2017 | 0
42958.3843 | Appl-CW-Front-ElecDHW-GasDry-Tier1 | DMo | MH72 | CZ03 | rDXGF | -1 | Household | 1 | 1196 | 1.3 | 0 | 0 | -4.9 | 0 | 1.7 | 0 | 0 | 0.1 | -0.3 | 0.2 | 0 | 0 | 4.7 | 0 | 4.8 | 5.21 | -0.4 | 0 | 0.003 | 0 | -0.001 | 1.7 | 0 | 0 | -5.7 | 0 | 1.3 | 0 | 0 | 0 | -0.2 | 0.2 | 0 | 0 | 6.2 | 0 | 4.29 | 4.63 | -0.33 | 0 | 0.003 | 0 | -0.001 | PreCW-Front-ElecDHW-GasDry | Appl-CW-Front-ElecDHW-GasDry-Tier1AnyDMoMH72CZ03DEER2017 | 0
42958.3843 | Appl-CW-Front-ElecDHW-GasDry-Tier1 | DMo | MH72 | CZ04 | rDXGF | -1 | Household | 1 | 1196 | 1.9 | 0 | 0 | -5 | 0 | 2.4 | 0 | 0 | 0.1 | -0.2 | 0.3 | 0 | 0 | 4.5 | 0 | 4.87 | 5.21 | -0.34 | 0 | 0.002 | 0 | 0 | 2.3 | 0 | 0 | -5.7 | 0 | 2 | 0 | 0 | 0.1 | -0.2 | 0.2 | 0 | 0 | 6 | 0 | 4.36 | 4.63 | -0.28 | 0 | 0.002 | 0 | 0 | PreCW-Front-ElecDHW-GasDry | Appl-CW-Front-ElecDHW-GasDry-Tier1AnyDMoMH72CZ04DEER2017 | 0
42958.3843 | Appl-CW-Front-ElecDHW-GasDry-Tier1 | DMo | MH72 | CZ05 | rDXGF | -1 | Household | 1 | 1196 | -0.4 | 0 | 0 | -4.9 | 0 | 0.1 | 0 | 0 | -0.3 | -0.3 | 0 | 0 | 0 | 4.8 | 0 | 4.67 | 5.21 | -0.54 | 0 | 0.001 | 0 | 0 | 0.3 | 0 | 0 | -5.7 | 0 | -0.1 | 0 | 0 | -0.2 | -0.3 | 0 | 0 | 0 | 6.3 | 0 | 4.18 | 4.63 | -0.45 | 0 | 0 | 0 | 0 | PreCW-Front-ElecDHW-GasDry | Appl-CW-Front-ElecDHW-GasDry-Tier1AnyDMoMH72CZ05DEER2017 | 0
42958.3843 | Appl-CW-Front-ElecDHW-GasDry-Tier1 | DMo | MH72 | CZ06 | rDXGF | -1 | Household | 1 | 1196 | 2.2 | 0 | 0 | -4.9 | 0 | 2.6 | 0 | 0 | 0.2 | -0.2 | 0.4 | 0 | 0 | 4.4 | 0 | 4.96 | 5.21 | -0.25 | 0 | 0.001 | 0 | 0 | 2.5 | 0 | 0 | -5.7 | 0 | 2.2 | 0 | 0 | 0.2 | -0.2 | 0.3 | 0 | 0 | 5.8 | 0 | 4.43 | 4.63 | -0.2 | 0 | 0.001 | 0 | 0 | PreCW-Front-ElecDHW-GasDry | Appl-CW-Front-ElecDHW-GasDry-Tier1AnyDMoMH72CZ06DEER2017 | 0
42958.3843 | Appl-CW-Front-ElecDHW-GasDry-Tier1 | DMo | MH72 | CZ07 | rDXGF | -1 | Household | 1 | 1196 | 2.6 | 0 | 0 | -4.9 | 0 | 2.9 | 0 | 0 | 0.2 | -0.2 | 0.4 | 0 | 0 | 4.4 | 0 | 4.96 | 5.21 | -0.25 | 0 | 0.002 | 0 | -0.001 | 2.8 | 0 | 0 | -5.7 | 0 | 2.5 | 0 | 0 | 0.2 | -0.1 | 0.3 | 0 | 0 | 5.8 | 0 | 4.44 | 4.63 | -0.19 | 0 | 0.001 | 0 | -0.001 | PreCW-Front-ElecDHW-GasDry | Appl-CW-Front-ElecDHW-GasDry-Tier1AnyDMoMH72CZ07DEER2017 | 0
42958.3843 | Appl-CW-Front-ElecDHW-GasDry-Tier1 | DMo | MH72 | CZ08 | rDXGF | -1 | Household | 1 | 1196 | 3.1 | 0 | 0 | -5 | 0 | 3.5 | 0 | -0.1 | 0.3 | -0.1 | 0.4 | 0 | 0 | 4.2 | 0 | 4.98 | 5.21 | -0.22 | 0 | 0.002 | 0 | -0.001 | 3 | 0 | 0 | -5.7 | 0 | 2.8 | 0 | -0.1 | 0.2 | -0.1 | 0.3 | 0 | 0 | 5.7 | 0 | 4.44 | 4.63 | -0.18 | 0 | 0.002 | 0 | -0.001 | PreCW-Front-ElecDHW-GasDry | Appl-CW-Front-ElecDHW-GasDry-Tier1AnyDMoMH72CZ08DEER2017 | 0
42958.3843 | Appl-CW-Front-ElecDHW-GasDry-Tier1 | DMo | MH72 | CZ09 | rDXGF | -1 | Household | 1 | 1196 | 3.1 | 0 | 0 | -5 | 0 | 3.6 | 0 | 0 | 0.3 | -0.1 | 0.5 | 0 | 0 | 4.2 | 0 | 4.98 | 5.21 | -0.22 | 0 | 0.002 | 0 | -0.001 | 3 | 0 | 0 | -5.7 | 0 | 2.8 | 0 | 0 | 0.3 | -0.1 | 0.4 | 0 | 0 | 5.6 | 0 | 4.45 | 4.63 | -0.17 | 0 | 0.002 | 0 | -0.001 | PreCW-Front-ElecDHW-GasDry | Appl-CW-Front-ElecDHW-GasDry-Tier1AnyDMoMH72CZ09DEER2017 | 0
42958.3843 | Appl-CW-Front-ElecDHW-GasDry-Tier1 | DMo | MH72 | CZ10 | rDXGF | -1 | Household | 1 | 1196 | 2.2 | 0 | 0 | -5 | 0 | 2.7 | 0 | 0 | 0.2 | -0.2 | 0.4 | 0 | 0 | 4.3 | 0 | 4.96 | 5.21 | -0.24 | 0 | 0.002 | 0 | -0.001 | 2.8 | 0 | 0 | -5.7 | 0 | 2.7 | 0 | 0 | 0.2 | -0.1 | 0.4 | 0 | 0 | 5.7 | 0 | 4.43 | 4.63 | -0.2 | 0 | 0.001 | 0 | -0.001 | PreCW-Front-ElecDHW-GasDry | Appl-CW-Front-ElecDHW-GasDry-Tier1AnyDMoMH72CZ10DEER2017 | 0
42958.3843 | Appl-CW-Front-ElecDHW-GasDry-Tier1 | DMo | MH72 | CZ11 | rDXGF | -1 | Household | 1 | 1196 | 2.4 | 0 | 0 | -4.9 | 0 | 3 | 0 | 0 | 0.2 | -0.2 | 0.3 | 0 | 0 | 4.2 | 0 | 4.91 | 5.21 | -0.3 | 0 | 0.002 | 0 | 0 | 2.5 | 0 | 0 | -5.7 | 0 | 2.4 | 0 | 0 | 0.2 | -0.2 | 0.3 | 0 | 0 | 5.7 | 0 | 4.39 | 4.63 | -0.25 | 0 | 0.001 | 0 | 0 | PreCW-Front-ElecDHW-GasDry | Appl-CW-Front-ElecDHW-GasDry-Tier1AnyDMoMH72CZ11DEER2017 | 0
42958.3843 | Appl-CW-Front-ElecDHW-GasDry-Tier1 | DMo | MH72 | CZ12 | rDXGF | -1 | Household | 1 | 1196 | 2.9 | 0 | 0 | -4.9 | 0 | 3.3 | 0 | 0 | 0.2 | -0.3 | 0.4 | 0 | 0 | 4.4 | 0 | 4.84 | 5.21 | -0.36 | 0 | 0.003 | 0 | -0.001 | 3.1 | 0 | 0 | -5.7 | 0 | 2.8 | 0 | 0 | 0.2 | -0.2 | 0.4 | 0 | 0 | 5.9 | 0 | 4.33 | 4.63 | -0.29 | 0 | 0.003 | 0 | -0.001 | PreCW-Front-ElecDHW-GasDry | Appl-CW-Front-ElecDHW-GasDry-Tier1AnyDMoMH72CZ12DEER2017 | 0
42958.3843 | Appl-CW-Front-ElecDHW-GasDry-Tier1 | DMo | MH72 | CZ13 | rDXGF | -1 | Household | 1 | 1196 | 2.9 | 0 | 0 | -5 | 0 | 3.4 | 0 | 0 | 0.3 | -0.2 | 0.4 | 0 | 0 | 4.3 | 0 | 4.87 | 5.21 | -0.34 | 0 | 0.002 | 0 | 0 | 2.9 | 0 | 0 | -5.7 | 0 | 2.8 | 0 | 0 | 0.2 | -0.2 | 0.3 | 0 | 0 | 5.7 | 0 | 4.36 | 4.63 | -0.27 | 0 | 0.001 | 0 | -0.001 | PreCW-Front-ElecDHW-GasDry | Appl-CW-Front-ElecDHW-GasDry-Tier1AnyDMoMH72CZ13DEER2017 | 0
42958.3843 | Appl-CW-Front-ElecDHW-GasDry-Tier1 | DMo | MH72 | CZ14 | rDXGF | -1 | Household | 1 | 1196 | 3 | 0 | 0 | -4.9 | 0 | 3.4 | 0 | -0.1 | 0.2 | -0.2 | 0.4 | 0 | 0 | 4.3 | 0 | 4.9 | 5.21 | -0.3 | 0 | 0.001 | 0 | 0 | 2.9 | 0 | 0 | -5.7 | 0 | 2.7 | 0 | -0.1 | 0.2 | -0.2 | 0.3 | 0 | 0 | 5.8 | 0 | 4.38 | 4.63 | -0.24 | 0 | 0.001 | 0 | 0 | PreCW-Front-ElecDHW-GasDry | Appl-CW-Front-ElecDHW-GasDry-Tier1AnyDMoMH72CZ14DEER2017 | 0
42958.3843 | Appl-CW-Front-ElecDHW-GasDry-Tier1 | DMo | MH72 | CZ15 | rDXGF | -1 | Household | 1 | 1196 | 3 | 0 | 0 | -5 | 0 | 3.9 | 0 | 0 | 0.4 | -0.1 | 0.4 | 0 | 0 | 3.5 | 0 | 5.08 | 5.21 | -0.11 | 0 | 0.002 | 0 | -0.001 | 2.5 | 0 | 0 | -5.7 | 0 | 3.2 | 0 | 0 | 0.3 | -0.1 | 0.3 | 0 | 0 | 4.7 | 0 | 4.53 | 4.63 | -0.09 | 0 | 0.001 | 0 | -0.001 | PreCW-Front-ElecDHW-GasDry | Appl-CW-Front-ElecDHW-GasDry-Tier1AnyDMoMH72CZ15DEER2017 | 0
42958.3843 | Appl-CW-Front-ElecDHW-GasDry-Tier1 | DMo | MH72 | CZ16 | rDXGF | -1 | Household | 1 | 1196 | 2.1 | 0 | 0 | -4.9 | 0 | 2.1 | 0 | -0.1 | 0 | -0.2 | 0.3 | 0 | 0 | 5 | 0 | 4.76 | 5.21 | -0.43 | 0 | 0.002 | 0 | 0 | 2.7 | 0 | 0 | -5.7 | 0 | 1.7 | 0 | -0.1 | 0 | -0.2 | 0.3 | 0 | 0 | 6.6 | 0 | 4.27 | 4.63 | -0.35 | 0 | 0.002 | 0 | 0 | PreCW-Front-ElecDHW-GasDry | Appl-CW-Front-ElecDHW-GasDry-Tier1AnyDMoMH72CZ16DEER2017 | 0
42958.3843 | Appl-CW-Front-ElecDHW-GasDry-Tier1 | DMo | MH85 | CZ01 | rDXGF | -1 | Household | 1 | 1242 | -0.3 | 0 | 0 | -4.9 | 0 | 0 | 0 | -0.1 | -0.3 | -0.3 | 0 | 0 | 0 | 5 | 0 | 4.6 | 5.21 | -0.6 | 0 | 0 | 0 | -0.001 | 0.7 | 0 | 0 | -5.7 | 0 | 0 | 0 | -0.1 | -0.3 | -0.3 | 0 | 0 | 0 | 6.6 | 0 | 4.14 | 4.63 | -0.48 | 0 | 0 | 0 | -0.001 | PreCW-Front-ElecDHW-GasDry | Appl-CW-Front-ElecDHW-GasDry-Tier1AnyDMoMH85CZ01DEER2017 | 0
42958.3843 | Appl-CW-Front-ElecDHW-GasDry-Tier1 | DMo | MH85 | CZ02 | rDXGF | -1 | Household | 1 | 1242 | 1.3 | 0 | 0 | -4.9 | 0 | 1.7 | 0 | 0 | -0.1 | -0.3 | 0.2 | 0 | 0 | 4.6 | 0 | 4.68 | 5.21 | -0.52 | 0 | 0.003 | 0 | 0 | 1.9 | 0 | 0 | -5.7 | 0 | 1.5 | 0 | 0 | -0.1 | -0.3 | 0.2 | 0 | 0 | 6.2 | 0 | 4.2 | 4.63 | -0.42 | 0 | 0.002 | 0 | -0.001 | PreCW-Front-ElecDHW-GasDry | Appl-CW-Front-ElecDHW-GasDry-Tier1AnyDMoMH85CZ02DEER2017 | 0
42958.3843 | Appl-CW-Front-ElecDHW-GasDry-Tier1 | DMo | MH85 | CZ03 | rDXGF | -1 | Household | 1 | 1242 | 1.1 | 0 | 0 | -5 | 0 | 1.6 | 0 | 0 | -0.1 | -0.3 | 0.2 | 0 | 0 | 4.7 | 0 | 4.69 | 5.21 | -0.52 | 0 | 0.002 | 0 | 0 | 1.3 | 0 | 0 | -5.8 | 0 | 1 | 0 | 0 | -0.1 | -0.2 | 0.2 | 0 | 0 | 6.2 | 0 | 4.22 | 4.63 | -0.41 | 0 | 0.002 | 0 | 0 | PreCW-Front-ElecDHW-GasDry | Appl-CW-Front-ElecDHW-GasDry-Tier1AnyDMoMH85CZ03DEER2017 | 0
42958.3843 | Appl-CW-Front-ElecDHW-GasDry-Tier1 | DMo | MH85 | CZ04 | rDXGF | -1 | Household | 1 | 1242 | 2.3 | 0 | 0 | -4.9 | 0 | 2.7 | 0 | 0 | 0.1 | -0.3 | 0.3 | 0 | 0 | 4.5 | 0 | 4.78 | 5.21 | -0.42 | 0 | 0.002 | 0 | -0.001 | 2.6 | 0 | 0 | -5.7 | 0 | 2.3 | 0 | 0 | 0.1 | -0.2 | 0.3 | 0 | 0 | 6 | 0 | 4.29 | 4.63 | -0.34 | 0 | 0.002 | 0 | -0.001 | PreCW-Front-ElecDHW-GasDry | Appl-CW-Front-ElecDHW-GasDry-Tier1AnyDMoMH85CZ04DEER2017 | 0
42958.3843 | Appl-CW-Front-ElecDHW-GasDry-Tier1 | DMo | MH85 | CZ05 | rDXGF | -1 | Household | 1 | 1242 | 0.5 | 0 | 0 | -5 | 0 | 0.9 | 0 | -0.1 | -0.2 | -0.3 | 0.1 | 0 | 0 | 4.8 | 0 | 4.66 | 5.21 | -0.55 | 0 | 0.003 | 0 | -0.001 | 1.2 | 0 | 0 | -5.7 | 0 | 0.8 | 0 | 0 | -0.2 | -0.3 | 0.1 | 0 | 0 | 6.3 | 0 | 4.18 | 4.63 | -0.45 | 0 | 0.002 | 0 | -0.001 | PreCW-Front-ElecDHW-GasDry | Appl-CW-Front-ElecDHW-GasDry-Tier1AnyDMoMH85CZ05DEER2017 | 0
42958.3843 | Appl-CW-Front-ElecDHW-GasDry-Tier1 | DMo | MH85 | CZ06 | rDXGF | -1 | Household | 1 | 1242 | 0.1 | 0 | 0 | -5 | 0 | 0.8 | 0 | 0 | 0 | -0.2 | 0.1 | 0 | 0 | 4.4 | 0 | 4.87 | 5.21 | -0.34 | 0 | 0 | 0 | -0.001 | 3.1 | 0 | 0 | -5.7 | 0 | 2.8 | 0 | 0 | 0.3 | -0.1 | 0.4 | 0 | 0 | 5.8 | 0 | 4.36 | 4.63 | -0.27 | 0 | 0.001 | 0 | -0.001 | PreCW-Front-ElecDHW-GasDry | Appl-CW-Front-ElecDHW-GasDry-Tier1AnyDMoMH85CZ06DEER2017 | 0
42958.3843 | Appl-CW-Front-ElecDHW-GasDry-Tier1 | DMo | MH85 | CZ07 | rDXGF | -1 | Household | 1 | 1242 | 2.2 | 0 | 0 | -4.9 | 0 | 2.6 | 0 | 0 | 0.2 | -0.1 | 0.3 | 0 | 0 | 4.4 | 0 | 4.92 | 5.21 | -0.29 | 0 | 0.002 | 0 | 0 | 2.3 | 0 | 0 | -5.7 | 0 | 2.1 | 0 | 0 | 0.2 | -0.1 | 0.3 | 0 | 0 | 5.8 | 0 | 4.4 | 4.63 | -0.23 | 0 | 0.001 | 0 | -0.001 | PreCW-Front-ElecDHW-GasDry | Appl-CW-Front-ElecDHW-GasDry-Tier1AnyDMoMH85CZ07DEER2017 | 0
42958.3843 | Appl-CW-Front-ElecDHW-GasDry-Tier1 | DMo | MH85 | CZ08 | rDXGF | -1 | Household | 1 | 1242 | 2.6 | 0 | 0 | -4.9 | 0 | 3.2 | 0 | -0.1 | 0.2 | -0.2 | 0.5 | 0 | 0 | 4.2 | 0 | 4.92 | 5.21 | -0.29 | 0 | 0.001 | 0 | 0 | 2.7 | 0 | 0 | -5.7 | 0 | 2.6 | 0 | -0.1 | 0.2 | -0.2 | 0.4 | 0 | 0 | 5.7 | 0 | 4.4 | 4.63 | -0.23 | 0 | 0.001 | 0 | -0.001 | PreCW-Front-ElecDHW-GasDry | Appl-CW-Front-ElecDHW-GasDry-Tier1AnyDMoMH85CZ08DEER2017 | 0
42958.3843 | Appl-CW-Front-ElecDHW-GasDry-Tier1 | DMo | MH85 | CZ09 | rDXGF | -1 | Household | 1 | 1242 | 2.1 | 0 | 0 | -5 | 0 | 2.7 | 0 | 0 | 0.2 | -0.2 | 0.4 | 0 | 0 | 4.2 | 0 | 4.88 | 5.21 | -0.33 | 0 | 0.002 | 0 | -0.001 | 2.4 | 0 | 0 | -5.7 | 0 | 2.3 | 0 | 0 | 0.1 | -0.2 | 0.3 | 0 | 0 | 5.6 | 0 | 4.36 | 4.63 | -0.27 | 0 | 0.001 | 0 | -0.001 | PreCW-Front-ElecDHW-GasDry | Appl-CW-Front-ElecDHW-GasDry-Tier1AnyDMoMH85CZ09DEER2017 | 0
42958.3843 | Appl-CW-Front-ElecDHW-GasDry-Tier1 | DMo | MH85 | CZ10 | rDXGF | -1 | Household | 1 | 1242 | 2.6 | 0 | 0 | -5 | 0 | 3.2 | 0 | -0.1 | 0.2 | -0.2 | 0.3 | 0 | 0 | 4.3 | 0 | 4.89 | 5.21 | -0.31 | 0 | 0.002 | 0 | -0.001 | 2.6 | 0 | 0 | -5.8 | 0 | 2.6 | 0 | -0.1 | 0.2 | -0.2 | 0.3 | 0 | 0 | 5.7 | 0 | 4.38 | 4.63 | -0.24 | 0 | 0.002 | 0 | -0.001 | PreCW-Front-ElecDHW-GasDry | Appl-CW-Front-ElecDHW-GasDry-Tier1AnyDMoMH85CZ10DEER2017 | 0
42958.3843 | Appl-CW-Front-ElecDHW-GasDry-Tier1 | DMo | MH85 | CZ11 | rDXGF | -1 | Household | 1 | 1242 | 2.6 | 0 | 0 | -5 | 0 | 3.2 | 0 | 0 | 0.2 | -0.3 | 0.4 | 0 | 0 | 4.2 | 0 | 4.8 | 5.21 | -0.41 | 0 | 0.001 | 0 | -0.001 | 2.7 | 0 | 0 | -5.7 | 0 | 2.6 | 0 | 0 | 0.1 | -0.2 | 0.3 | 0 | 0 | 5.7 | 0 | 4.3 | 4.63 | -0.33 | 0 | 0.001 | 0 | -0.001 | PreCW-Front-ElecDHW-GasDry | Appl-CW-Front-ElecDHW-GasDry-Tier1AnyDMoMH85CZ11DEER2017 | 0
42958.3843 | Appl-CW-Front-ElecDHW-GasDry-Tier1 | DMo | MH85 | CZ12 | rDXGF | -1 | Household | 1 | 1242 | 2.2 | 0 | 0 | -5 | 0 | 2.7 | 0 | 0 | 0.1 | -0.3 | 0.4 | 0 | 0 | 4.4 | 0 | 4.75 | 5.21 | -0.45 | 0 | 0.002 | 0 | 0 | 2.4 | 0 | 0 | -5.7 | 0 | 2.2 | 0 | 0 | 0.1 | -0.2 | 0.3 | 0 | 0 | 5.9 | 0 | 4.26 | 4.63 | -0.36 | 0 | 0.002 | 0 | 0 | PreCW-Front-ElecDHW-GasDry | Appl-CW-Front-ElecDHW-GasDry-Tier1AnyDMoMH85CZ12DEER2017 | 0
42958.3843 | Appl-CW-Front-ElecDHW-GasDry-Tier1 | DMo | MH85 | CZ13 | rDXGF | -1 | Household | 1 | 1242 | 3 | 0 | 0 | -4.9 | 0 | 3.6 | 0 | 0 | 0.2 | -0.2 | 0.5 | 0 | 0 | 4.3 | 0 | 4.8 | 5.21 | -0.41 | 0 | 0.002 | 0 | -0.001 | 3.1 | 0 | 0 | -5.7 | 0 | 3 | 0 | 0 | 0.2 | -0.2 | 0.4 | 0 | 0 | 5.7 | 0 | 4.31 | 4.63 | -0.33 | 0 | 0.002 | 0 | -0.001 | PreCW-Front-ElecDHW-GasDry | Appl-CW-Front-ElecDHW-GasDry-Tier1AnyDMoMH85CZ13DEER2017 | 0
42958.3843 | Appl-CW-Front-ElecDHW-GasDry-Tier1 | DMo | MH85 | CZ14 | rDXGF | -1 | Household | 1 | 1242 | 3.2 | 0 | 0 | -5 | 0 | 3.6 | 0 | -0.1 | 0.2 | -0.3 | 0.4 | 0 | 0 | 4.3 | 0 | 4.8 | 5.21 | -0.41 | 0 | 0.002 | 0 | 0 | 3 | 0 | 0 | -5.7 | 0 | 2.8 | 0 | 0 | 0.2 | -0.2 | 0.3 | 0 | 0 | 5.8 | 0 | 4.3 | 4.63 | -0.33 | 0 | 0.001 | 0 | -0.001 | PreCW-Front-ElecDHW-GasDry | Appl-CW-Front-ElecDHW-GasDry-Tier1AnyDMoMH85CZ14DEER2017 | 0
42958.3843 | Appl-CW-Front-ElecDHW-GasDry-Tier1 | DMo | MH85 | CZ15 | rDXGF | -1 | Household | 1 | 1242 | 3.5 | 0 | 0 | -5 | 0 | 4.5 | 0 | 0 | 0.4 | -0.1 | 0.5 | 0 | 0 | 3.5 | 0 | 5.05 | 5.21 | -0.15 | 0 | 0.001 | 0 | 0 | 3 | 0 | 0 | -5.7 | 0 | 3.7 | 0 | 0 | 0.4 | -0.1 | 0.4 | 0 | 0 | 4.7 | 0 | 4.5 | 4.63 | -0.12 | 0 | 0.001 | 0 | 0 | PreCW-Front-ElecDHW-GasDry | Appl-CW-Front-ElecDHW-GasDry-Tier1AnyDMoMH85CZ15DEER2017 | 0
42958.3843 | Appl-CW-Front-ElecDHW-GasDry-Tier1 | DMo | MH85 | CZ16 | rDXGF | -1 | Household | 1 | 1242 | 1.8 | 0 | 0 | -4.9 | 0 | 1.8 | 0 | -0.1 | 0 | -0.3 | 0.2 | 0 | 0 | 5 | 0 | 4.65 | 5.21 | -0.55 | 0 | 0.002 | 0 | -0.001 | 2.3 | 0 | 0 | -5.7 | 0 | 1.5 | 0 | -0.1 | 0 | -0.3 | 0.2 | 0 | 0 | 6.6 | 0 | 4.18 | 4.63 | -0.44 | 0 | 0.002 | 0 | -0.001 | PreCW-Front-ElecDHW-GasDry | Appl-CW-Front-ElecDHW-GasDry-Tier1AnyDMoMH85CZ16DEER2017 | 0
42958.3843 | Appl-CW-Front-ElecDHW-GasDry-Tier1 | MFm | 1975 | CZ01 | rDXGF | -1 | Household | 1 | 1070.2 | -0.4 | 0 | 0 | -5 | 0 | 0 | 0 | -0.2 | -0.3 | -0.2 | 0 | 0 | 0 | 5 | 0 | 4.78 | 5.27 | -0.51 | 0 | 0 | 0 | -0.001 | 0.6 | 0 | 0 | -5.7 | 0 | 0 | 0 | -0.1 | -0.2 | -0.2 | 0 | 0 | 0 | 6.7 | 0 | 4.28 | 4.69 | -0.42 | 0 | 0 | 0 | -0.001 | PreCW-Front-ElecDHW-GasDry | Appl-CW-Front-ElecDHW-GasDry-Tier1AnyMFm1975CZ01DEER2017 | 0
42958.3843 | Appl-CW-Front-ElecDHW-GasDry-Tier1 | MFm | 1975 | CZ02 | rDXGF | -1 | Household | 1 | 1070.2 | 0.3 | 0 | 0 | -5 | 0 | 0.7 | 0 | 0 | 0 | -0.2 | 0.1 | 0 | 0 | 4.7 | 0 | 4.93 | 5.27 | -0.34 | 0 | 0.002 | 0 | 0 | 0.9 | 0 | 0 | -5.8 | 0 | 0.5 | 0 | 0 | 0 | -0.1 | 0.1 | 0 | 0 | 6.2 | 0 | 4.42 | 4.69 | -0.27 | 0 | 0.002 | 0 | 0 | PreCW-Front-ElecDHW-GasDry | Appl-CW-Front-ElecDHW-GasDry-Tier1AnyMFm1975CZ02DEER2017 | 0
42958.3843 | Appl-CW-Front-ElecDHW-GasDry-Tier1 | MFm | 1975 | CZ03 | rDXGF | -1 | Household | 1 | 1070.2 | -0.1 | 0 | 0 | -5 | 0 | 0.5 | 0 | -0.1 | -0.1 | -0.1 | 0.1 | 0 | 0 | 4.6 | 0 | 4.98 | 5.27 | -0.29 | 0 | 0 | 0 | -0.001 | 0.6 | 0 | 0 | -5.7 | 0 | 0.4 | 0 | 0 | -0.1 | -0.1 | 0.1 | 0 | 0 | 6.2 | 0 | 4.44 | 4.69 | -0.25 | 0 | 0 | 0 | -0.001 | PreCW-Front-ElecDHW-GasDry | Appl-CW-Front-ElecDHW-GasDry-Tier1AnyMFm1975CZ03DEER2017 | 0
42958.3843 | Appl-CW-Front-ElecDHW-GasDry-Tier1 | MFm | 1975 | CZ04 | rDXGF | -1 | Household | 1 | 1070.2 | 0.2 | 0 | 0 | -5 | 0 | 0.8 | 0 | -0.1 | -0.1 | -0.2 | 0.1 | 0 | 0 | 4.5 | 0 | 4.99 | 5.27 | -0.29 | 0 | 0.002 | 0 | 0 | 0.9 | 0 | 0 | -5.8 | 0 | 0.7 | 0 | -0.1 | -0.1 | -0.1 | 0.1 | 0 | 0 | 6 | 0 | 4.46 | 4.69 | -0.23 | 0 | 0.002 | 0 | -0.001 | PreCW-Front-ElecDHW-GasDry | Appl-CW-Front-ElecDHW-GasDry-Tier1AnyMFm1975CZ04DEER2017 | 0
42958.3843 | Appl-CW-Front-ElecDHW-GasDry-Tier1 | MFm | 1975 | CZ05 | rDXGF | -1 | Household | 1 | 1070.2 | -0.5 | 0 | 0 | -5 | 0 | 0.1 | 0 | -0.1 | -0.2 | -0.2 | 0.1 | 0 | 0 | 4.7 | 0 | 4.83 | 5.27 | -0.45 | 0 | 0 | 0 | -0.001 | 0.4 | 0 | 0 | -5.7 | 0 | 0.1 | 0 | -0.1 | -0.2 | -0.2 | 0.1 | 0 | 0 | 6.3 | 0 | 4.34 | 4.69 | -0.36 | 0 | 0 | 0 | -0.001 | PreCW-Front-ElecDHW-GasDry | Appl-CW-Front-ElecDHW-GasDry-Tier1AnyMFm1975CZ05DEER2017 | 0
42958.3843 | Appl-CW-Front-ElecDHW-GasDry-Tier1 | MFm | 1975 | CZ06 | rDXGF | -1 | Household | 1 | 1047.7 | 0.9 | 0 | 0 | -4.9 | 0 | 1.5 | 0 | 0 | 0.1 | -0.1 | 0.1 | 0 | 0 | 4.3 | 0 | 5.02 | 5.27 | -0.26 | 0 | 0.001 | 0 | -0.001 | 1.3 | 0 | 0 | -5.7 | 0 | 1.2 | 0 | 0 | 0.1 | -0.1 | 0.1 | 0 | 0 | 5.8 | 0 | 4.49 | 4.69 | -0.21 | 0 | 0.001 | 0 | -0.001 | PreCW-Front-ElecDHW-GasDry | Appl-CW-Front-ElecDHW-GasDry-Tier1AnyMFm1975CZ06DEER2017 | 0
42958.3843 | Appl-CW-Front-ElecDHW-GasDry-Tier1 | MFm | 1975 | CZ07 | rDXGF | -1 | Household | 1 | 1047.7 | 3.3 | 0 | 0 | -4.9 | 0 | 3.3 | 0 | 0 | 0.6 | 0 | 0.6 | 0 | 0 | 4.3 | 0 | 5.31 | 5.27 | 0.04 | 0 | 0.004 | 0 | -0.001 | 3.1 | 0 | 0 | -5.7 | 0 | 2.6 | 0 | 0 | 0.4 | 0 | 0.4 | 0 | 0 | 5.8 | 0 | 4.66 | 4.69 | -0.03 | 0 | 0.003 | 0 | -0.001 | PreCW-Front-ElecDHW-GasDry | Appl-CW-Front-ElecDHW-GasDry-Tier1AnyMFm1975CZ07DEER2017 | 0
42958.3843 | Appl-CW-Front-ElecDHW-GasDry-Tier1 | MFm | 1975 | CZ08 | rDXGF | -1 | Household | 1 | 1047.7 | 0.9 | 0 | 0 | -5 | 0 | 1.6 | 0 | -0.1 | 0.1 | -0.1 | 0.2 | 0 | 0 | 4.2 | 0 | 5.08 | 5.27 | -0.19 | 0 | 0.002 | 0 | -0.001 | 1.2 | 0 | 0 | -5.7 | 0 | 1.3 | 0 | -0.1 | 0 | 0 | 0.2 | 0 | 0 | 5.7 | 0 | 4.53 | 4.69 | -0.16 | 0 | 0.002 | 0 | -0.001 | PreCW-Front-ElecDHW-GasDry | Appl-CW-Front-ElecDHW-GasDry-Tier1AnyMFm1975CZ08DEER2017 | 0
42958.3843 | Appl-CW-Front-ElecDHW-GasDry-Tier1 | MFm | 1975 | CZ09 | rDXGF | -1 | Household | 1 | 1216.8 | 1.4 | 0 | 0 | -5 | 0 | 2.1 | 0 | 0 | 0.2 | -0.1 | 0.3 | 0 | 0 | 4.2 | 0 | 5.03 | 5.27 | -0.24 | 0 | 0.001 | 0 | -0.001 | 1.7 | 0 | 0 | -5.8 | 0 | 1.7 | 0 | 0 | 0.1 | -0.1 | 0.2 | 0 | 0 | 5.7 | 0 | 4.5 | 4.69 | -0.19 | 0 | 0.001 | 0 | -0.001 | PreCW-Front-ElecDHW-GasDry | Appl-CW-Front-ElecDHW-GasDry-Tier1AnyMFm1975CZ09DEER2017 | 0
42958.3843 | Appl-CW-Front-ElecDHW-GasDry-Tier1 | MFm | 1975 | CZ10 | rDXGF | -1 | Household | 1 | 1216.8 | 1 | 0 | 0 | -5 | 0 | 1.7 | 0 | 0 | 0.1 | -0.1 | 0.2 | 0 | 0 | 4.2 | 0 | 5 | 5.27 | -0.27 | 0 | 0.002 | 0 | -0.001 | 1.4 | 0 | 0 | -5.8 | 0 | 1.4 | 0 | 0 | 0.1 | -0.1 | 0.2 | 0 | 0 | 5.7 | 0 | 4.47 | 4.69 | -0.22 | 0 | 0.001 | 0 | -0.001 | PreCW-Front-ElecDHW-GasDry | Appl-CW-Front-ElecDHW-GasDry-Tier1AnyMFm1975CZ10DEER2017 | 0
42958.3843 | Appl-CW-Front-ElecDHW-GasDry-Tier1 | MFm | 1975 | CZ11 | rDXGF | -1 | Household | 1 | 1098.9 | 0.9 | 0 | 0 | -5 | 0 | 1.7 | 0 | 0 | 0 | -0.2 | 0.2 | 0 | 0 | 4.3 | 0 | 4.96 | 5.27 | -0.32 | 0 | 0.001 | 0 | -0.001 | 1.3 | 0 | 0 | -5.8 | 0 | 1.4 | 0 | 0 | 0 | -0.2 | 0.2 | 0 | 0 | 5.7 | 0 | 4.44 | 4.69 | -0.26 | 0 | 0.001 | 0 | -0.001 | PreCW-Front-ElecDHW-GasDry | Appl-CW-Front-ElecDHW-GasDry-Tier1AnyMFm1975CZ11DEER2017 | 0
42958.3843 | Appl-CW-Front-ElecDHW-GasDry-Tier1 | MFm | 1975 | CZ12 | rDXGF | -1 | Household | 1 | 1098.9 | 0.7 | 0 | 0 | -5 | 0 | 1.4 | 0 | -0.1 | 0 | -0.2 | 0.2 | 0 | 0 | 4.5 | 0 | 4.94 | 5.27 | -0.34 | 0 | 0.002 | 0 | -0.001 | 1.1 | 0 | 0 | -5.7 | 0 | 1 | 0 | -0.1 | 0 | -0.2 | 0.1 | 0 | 0 | 6 | 0 | 4.42 | 4.69 | -0.27 | 0 | 0.001 | 0 | -0.001 | PreCW-Front-ElecDHW-GasDry | Appl-CW-Front-ElecDHW-GasDry-Tier1AnyMFm1975CZ12DEER2017 | 0
42958.3843 | Appl-CW-Front-ElecDHW-GasDry-Tier1 | MFm | 1975 | CZ13 | rDXGF | -1 | Household | 1 | 1098.9 | 1.4 | 0 | 0 | -5 | 0 | 2.1 | 0 | 0 | 0.1 | -0.2 | 0.3 | 0 | 0 | 4.2 | 0 | 4.99 | 5.27 | -0.3 | 0 | 0.001 | 0 | -0.001 | 1.7 | 0 | 0 | -5.8 | 0 | 1.7 | 0 | 0 | 0.1 | -0.1 | 0.2 | 0 | 0 | 5.7 | 0 | 4.46 | 4.69 | -0.24 | 0 | 0.001 | 0 | -0.001 | PreCW-Front-ElecDHW-GasDry | Appl-CW-Front-ElecDHW-GasDry-Tier1AnyMFm1975CZ13DEER2017 | 0
42958.3843 | Appl-CW-Front-ElecDHW-GasDry-Tier1 | MFm | 1975 | CZ14 | rDXGF | -1 | Household | 1 | 1409.4 | 3.1 | 0 | 0 | -5 | 0 | 3.5 | 0 | -0.1 | 0.3 | -0.1 | 0.4 | 0 | 0 | 4.3 | 0 | 5.03 | 5.27 | -0.24 | 0 | 0.003 | 0 | -0.001 | 3.3 | 0 | 0 | -5.8 | 0 | 3 | 0 | -0.1 | 0.3 | -0.1 | 0.4 | 0 | 0 | 5.8 | 0 | 4.51 | 4.69 | -0.18 | 0 | 0.003 | 0 | -0.001 | PreCW-Front-ElecDHW-GasDry | Appl-CW-Front-ElecDHW-GasDry-Tier1AnyMFm1975CZ14DEER2017 | 0
42958.3843 | Appl-CW-Front-ElecDHW-GasDry-Tier1 | MFm | 1975 | CZ15 | rDXGF | -1 | Household | 1 | 1409.4 | 2.2 | 0 | 0 | -5 | 0 | 3.5 | 0 | 0 | 0.3 | 0 | 0.3 | 0 | 0 | 3.6 | 0 | 5.14 | 5.27 | -0.13 | 0 | 0.001 | 0 | -0.001 | 2 | 0 | 0 | -5.8 | 0 | 2.9 | 0 | 0 | 0.2 | 0 | 0.3 | 0 | 0 | 4.8 | 0 | 4.58 | 4.69 | -0.11 | 0 | 0.001 | 0 | -0.001 | PreCW-Front-ElecDHW-GasDry | Appl-CW-Front-ElecDHW-GasDry-Tier1AnyMFm1975CZ15DEER2017 | 0
42958.3843 | Appl-CW-Front-ElecDHW-GasDry-Tier1 | MFm | 1975 | CZ16 | rDXGF | -1 | Household | 1 | 1070.2 | 1.1 | 0 | 0 | -5 | 0 | 1.2 | 0 | -0.1 | 0 | -0.2 | 0.2 | 0 | 0 | 4.9 | 0 | 4.92 | 5.27 | -0.35 | 0 | 0.001 | 0 | -0.001 | 1.9 | 0 | 0 | -5.8 | 0 | 1 | 0 | -0.1 | 0 | -0.1 | 0.1 | 0 | 0 | 6.6 | 0 | 4.41 | 4.69 | -0.28 | 0 | 0.001 | 0 | -0.001 | PreCW-Front-ElecDHW-GasDry | Appl-CW-Front-ElecDHW-GasDry-Tier1AnyMFm1975CZ16DEER2017 | 0
42958.3843 | Appl-CW-Front-ElecDHW-GasDry-Tier1 | MFm | 1985 | CZ01 | rDXGF | -1 | Household | 1 | 1152 | -0.4 | 0 | 0 | -5 | 0 | 0 | 0 | -0.1 | -0.3 | -0.3 | 0 | 0 | 0 | 5 | 0 | 4.7 | 5.27 | -0.58 | 0 | 0 | 0 | -0.001 | 0.6 | 0 | 0 | -5.8 | 0 | 0 | 0 | -0.1 | -0.2 | -0.2 | 0 | 0 | 0 | 6.7 | 0 | 4.23 | 4.69 | -0.47 | 0 | 0 | 0 | -0.001 | PreCW-Front-ElecDHW-GasDry | Appl-CW-Front-ElecDHW-GasDry-Tier1AnyMFm1985CZ01DEER2017 | 0
42958.3843 | Appl-CW-Front-ElecDHW-GasDry-Tier1 | MFm | 1985 | CZ02 | rDXGF | -1 | Household | 1 | 1152 | -2 | 0 | 0 | -5 | 0 | -0.7 | 0 | -0.2 | -0.7 | -0.6 | -0.1 | 0 | 0 | 4.7 | 0 | 4.3 | 5.27 | -0.97 | 0 | -0.006 | 0 | -0.001 | -1.3 | 0 | 0 | -5.8 | 0 | -0.9 | 0 | -0.2 | -0.7 | -0.6 | -0.1 | 0 | 0 | 6.3 | 0 | 3.78 | 4.69 | -0.9 | 0 | -0.006 | 0 | -0.001 | PreCW-Front-ElecDHW-GasDry | Appl-CW-Front-ElecDHW-GasDry-Tier1AnyMFm1985CZ02DEER2017 | 0
42958.3843 | Appl-CW-Front-ElecDHW-GasDry-Tier1 | MFm | 1985 | CZ03 | rDXGF | -1 | Household | 1 | 1152 | -0.4 | 0 | 0 | -5 | 0 | 0.3 | 0 | 0 | -0.1 | -0.2 | 0 | 0 | 0 | 4.7 | 0 | 4.92 | 5.27 | -0.37 | 0 | 0 | 0 | 0 | 0.4 | 0 | 0 | -5.8 | 0 | 0.2 | 0 | 0 | -0.1 | -0.2 | 0 | 0 | 0 | 6.3 | 0 | 4.4 | 4.69 | -0.3 | 0 | 0.001 | 0 | 0 | PreCW-Front-ElecDHW-GasDry | Appl-CW-Front-ElecDHW-GasDry-Tier1AnyMFm1985CZ03DEER2017 | 0
42958.3843 | Appl-CW-Front-ElecDHW-GasDry-Tier1 | MFm | 1985 | CZ04 | rDXGF | -1 | Household | 1 | 1152 | 0 | 0 | 0 | -5 | 0 | 0.7 | 0 | -0.1 | -0.1 | -0.2 | 0.1 | 0 | 0 | 4.5 | 0 | 5 | 5.27 | -0.28 | 0 | 0.001 | 0 | -0.001 | 0.7 | 0 | 0 | -5.8 | 0 | 0.5 | 0 | -0.1 | -0.1 | -0.1 | 0.1 | 0 | 0 | 6 | 0 | 4.47 | 4.69 | -0.22 | 0 | 0 | 0 | -0.001 | PreCW-Front-ElecDHW-GasDry | Appl-CW-Front-ElecDHW-GasDry-Tier1AnyMFm1985CZ04DEER2017 | 0
42958.3843 | Appl-CW-Front-ElecDHW-GasDry-Tier1 | MFm | 1985 | CZ05 | rDXGF | -1 | Household | 1 | 1152 | -0.2 | 0 | 0 | -5.1 | 0 | 0.3 | 0 | -0.1 | -0.2 | -0.2 | 0 | 0 | 0 | 4.7 | 0 | 4.86 | 5.27 | -0.43 | 0 | 0 | 0 | 0 | 0.6 | 0 | 0 | -5.8 | 0 | 0.2 | 0 | -0.1 | -0.2 | -0.2 | 0 | 0 | 0 | 6.3 | 0 | 4.35 | 4.69 | -0.34 | 0 | 0 | 0 | 0 | PreCW-Front-ElecDHW-GasDry | Appl-CW-Front-ElecDHW-GasDry-Tier1AnyMFm1985CZ05DEER2017 | 0
42958.3843 | Appl-CW-Front-ElecDHW-GasDry-Tier1 | MFm | 1985 | CZ06 | rDXGF | -1 | Household | 1 | 1295.2 | -0.5 | 0 | 0 | -5 | 0 | 0.5 | 0 | -0.1 | -0.3 | -0.3 | 0.1 | 0 | 0 | 4.3 | 0 | 4.78 | 5.27 | -0.49 | 0 | -0.002 | 0 | -0.001 | -0.1 | 0 | 0 | -5.7 | 0 | 0.2 | 0 | -0.1 | -0.3 | -0.3 | 0 | 0 | 0 | 5.8 | 0 | 4.24 | 4.69 | -0.45 | 0 | -0.002 | 0 | -0.001 | PreCW-Front-ElecDHW-GasDry | Appl-CW-Front-ElecDHW-GasDry-Tier1AnyMFm1985CZ06DEER2017 | 0
42958.3843 | Appl-CW-Front-ElecDHW-GasDry-Tier1 | MFm | 1985 | CZ07 | rDXGF | -1 | Household | 1 | 1295.2 | 0.4 | 0 | 0 | -5 | 0 | 1.1 | 0 | 0 | 0.1 | -0.1 | 0.2 | 0 | 0 | 4.3 | 0 | 5.08 | 5.27 | -0.2 | 0 | 0 | 0 | 0 | 0.9 | 0 | 0 | -5.7 | 0 | 0.9 | 0 | 0 | 0.1 | -0.1 | 0.2 | 0 | 0 | 5.8 | 0 | 4.53 | 4.69 | -0.15 | 0 | 0 | 0 | 0 | PreCW-Front-ElecDHW-GasDry | Appl-CW-Front-ElecDHW-GasDry-Tier1AnyMFm1985CZ07DEER2017 | 0
42958.3843 | Appl-CW-Front-ElecDHW-GasDry-Tier1 | MFm | 1985 | CZ08 | rDXGF | -1 | Household | 1 | 1295.2 | 1.7 | 0 | 0 | -5 | 0 | 2.2 | 0 | 0 | 0.3 | -0.1 | 0.3 | 0 | 0 | 4.3 | 0 | 5.16 | 5.27 | -0.13 | 0 | 0.001 | 0 | -0.001 | 1.4 | 0 | 0 | -5.8 | 0 | 1.4 | 0 | 0 | 0.1 | -0.1 | 0.2 | 0 | 0 | 5.7 | 0 | 4.52 | 4.69 | -0.18 | 0 | 0.001 | 0 | -0.001 | PreCW-Front-ElecDHW-GasDry | Appl-CW-Front-ElecDHW-GasDry-Tier1AnyMFm1985CZ08DEER2017 | 0
42958.3843 | Appl-CW-Front-ElecDHW-GasDry-Tier1 | MFm | 1985 | CZ09 | rDXGF | -1 | Household | 1 | 1438.9 | 1.4 | 0 | 0 | -5.1 | 0 | 2 | 0 | 0 | 0.2 | -0.1 | 0.2 | 0 | 0 | 4.2 | 0 | 5.02 | 5.27 | -0.26 | 0 | 0.001 | 0 | -0.001 | 1.8 | 0 | 0 | -5.8 | 0 | 1.7 | 0 | 0 | 0.1 | -0.1 | 0.2 | 0 | 0 | 5.7 | 0 | 4.49 | 4.69 | -0.21 | 0 | 0.001 | 0 | -0.001 | PreCW-Front-ElecDHW-GasDry | Appl-CW-Front-ElecDHW-GasDry-Tier1AnyMFm1985CZ09DEER2017 | 0
42958.3843 | Appl-CW-Front-ElecDHW-GasDry-Tier1 | MFm | 1985 | CZ10 | rDXGF | -1 | Household | 1 | 1438.9 | -1.6 | 0 | 0 | -5 | 0 | -0.3 | 0 | -0.1 | -0.4 | -0.3 | -0.1 | 0 | 0 | 4.3 | 0 | 4.61 | 5.27 | -0.66 | 0 | -0.004 | 0 | -0.001 | 2.2 | 0 | 0 | -5.8 | 0 | 2.1 | 0 | 0 | 0.2 | 0 | 0.2 | 0 | 0 | 5.7 | 0 | 4.57 | 4.69 | -0.12 | 0 | 0.002 | 0 | -0.001 | PreCW-Front-ElecDHW-GasDry | Appl-CW-Front-ElecDHW-GasDry-Tier1AnyMFm1985CZ10DEER2017 | 0
42958.3843 | Appl-CW-Front-ElecDHW-GasDry-Tier1 | MFm | 1985 | CZ11 | rDXGF | -1 | Household | 1 | 1150 | 1 | 0 | 0 | -5.1 | 0 | 1.7 | 0 | -0.1 | 0 | -0.1 | 0.2 | 0 | 0 | 4.3 | 0 | 4.95 | 5.27 | -0.32 | 0 | 0.001 | 0 | 0 | 1.4 | 0 | 0 | -5.8 | 0 | 1.4 | 0 | -0.1 | 0 | -0.1 | 0.2 | 0 | 0 | 5.8 | 0 | 4.43 | 4.69 | -0.25 | 0 | 0.001 | 0 | -0.001 | PreCW-Front-ElecDHW-GasDry | Appl-CW-Front-ElecDHW-GasDry-Tier1AnyMFm1985CZ11DEER2017 | 0
42958.3843 | Appl-CW-Front-ElecDHW-GasDry-Tier1 | MFm | 1985 | CZ12 | rDXGF | -1 | Household | 1 | 1150 | 0.4 | 0 | 0 | -5 | 0 | 1.1 | 0 | -0.1 | 0 | -0.1 | 0.1 | 0 | 0 | 4.4 | 0 | 4.96 | 5.27 | -0.33 | 0 | 0.002 | 0 | -0.001 | 0.9 | 0 | 0 | -5.8 | 0 | 0.8 | 0 | -0.1 | 0 | -0.1 | 0.1 | 0 | 0 | 5.9 | 0 | 4.43 | 4.69 | -0.26 | 0 | 0.002 | 0 | -0.001 | PreCW-Front-ElecDHW-GasDry | Appl-CW-Front-ElecDHW-GasDry-Tier1AnyMFm1985CZ12DEER2017 | 0
42958.3843 | Appl-CW-Front-ElecDHW-GasDry-Tier1 | MFm | 1985 | CZ13 | rDXGF | -1 | Household | 1 | 1150 | 1.3 | 0 | 0 | -5.1 | 0 | 2.2 | 0 | 0 | 0 | -0.2 | 0.2 | 0 | 0 | 4.2 | 0 | 4.95 | 5.27 | -0.33 | 0 | 0.002 | 0 | -0.001 | 1.5 | 0 | 0 | -5.8 | 0 | 1.7 | 0 | 0 | 0 | -0.1 | 0.2 | 0 | 0 | 5.7 | 0 | 4.42 | 4.69 | -0.26 | 0 | 0.002 | 0 | -0.001 | PreCW-Front-ElecDHW-GasDry | Appl-CW-Front-ElecDHW-GasDry-Tier1AnyMFm1985CZ13DEER2017 | 0
42958.3843 | Appl-CW-Front-ElecDHW-GasDry-Tier1 | MFm | 1985 | CZ14 | rDXGF | -1 | Household | 1 | 1407.2 | 1.5 | 0 | 0 | -5.1 | 0 | 2.1 | 0 | 0 | 0.1 | -0.1 | 0.2 | 0 | 0 | 4.4 | 0 | 5 | 5.27 | -0.27 | 0 | 0.001 | 0 | 0 | 1.8 | 0 | 0 | -5.8 | 0 | 1.7 | 0 | 0 | 0.1 | -0.1 | 0.2 | 0 | 0 | 5.8 | 0 | 4.47 | 4.69 | -0.22 | 0 | 0.001 | 0 | 0 | PreCW-Front-ElecDHW-GasDry | Appl-CW-Front-ElecDHW-GasDry-Tier1AnyMFm1985CZ14DEER2017 | 0
42958.3843 | Appl-CW-Front-ElecDHW-GasDry-Tier1 | MFm | 1985 | CZ15 | rDXGF | -1 | Household | 1 | 1407.2 | 1.9 | 0 | 0 | -5.1 | 0 | 3.3 | 0 | 0 | 0.2 | -0.1 | 0.3 | 0 | 0 | 3.5 | 0 | 5.14 | 5.27 | -0.14 | 0 | 0.001 | 0 | 0 | 1.8 | 0 | 0 | -5.8 | 0 | 2.7 | 0 | 0 | 0.2 | -0.1 | 0.3 | 0 | 0 | 4.7 | 0 | 4.58 | 4.69 | -0.11 | 0 | 0 | 0 | -0.001 | PreCW-Front-ElecDHW-GasDry | Appl-CW-Front-ElecDHW-GasDry-Tier1AnyMFm1985CZ15DEER2017 | 0
42958.3843 | Appl-CW-Front-ElecDHW-GasDry-Tier1 | MFm | 1985 | CZ16 | rDXGF | -1 | Household | 1 | 1152 | 1.5 | 0 | 0 | -5.1 | 0 | 1.6 | 0 | -0.1 | 0 | -0.2 | 0.2 | 0 | 0 | 5 | 0 | 4.92 | 5.27 | -0.36 | 0 | 0.001 | 0 | -0.001 | 2.1 | 0 | 0 | -5.8 | 0 | 1.3 | 0 | -0.1 | 0 | -0.1 | 0.1 | 0 | 0 | 6.7 | 0 | 4.4 | 4.69 | -0.29 | 0 | 0.001 | 0 | -0.001 | PreCW-Front-ElecDHW-GasDry | Appl-CW-Front-ElecDHW-GasDry-Tier1AnyMFm1985CZ16DEER2017 | 0
42958.3843 | Appl-CW-Front-ElecDHW-GasDry-Tier1 | MFm | 1996 | CZ01 | rDXGF | -1 | Household | 1 | 981.6 | -0.8 | 0 | 0 | -5 | 0 | 0.1 | 0 | -0.3 | -0.5 | -0.5 | 0 | 0 | 0 | 5 | 0 | 4.62 | 5.27 | -0.66 | 0 | 0 | 0 | -0.001 | 0.6 | 0 | 0 | -5.7 | 0 | 0.1 | 0 | -0.2 | -0.2 | -0.2 | 0 | 0 | 0 | 6.7 | 0 | 4.35 | 4.69 | -0.34 | 0 | 0 | 0 | -0.001 | PreCW-Front-ElecDHW-GasDry | Appl-CW-Front-ElecDHW-GasDry-Tier1AnyMFm1996CZ01DEER2017 | 0
42958.3843 | Appl-CW-Front-ElecDHW-GasDry-Tier1 | MFm | 1996 | CZ02 | rDXGF | -1 | Household | 1 | 981.6 | 0.4 | 0 | 0 | -5 | 0 | 0.9 | 0 | -0.1 | 0 | -0.2 | 0.1 | 0 | 0 | 4.6 | 0 | 5 | 5.27 | -0.29 | 0 | 0.002 | 0 | -0.001 | 1 | 0 | 0 | -5.7 | 0 | 0.7 | 0 | -0.1 | 0 | -0.1 | 0.1 | 0 | 0 | 6.1 | 0 | 4.47 | 4.69 | -0.23 | 0 | 0.002 | 0 | -0.001 | PreCW-Front-ElecDHW-GasDry | Appl-CW-Front-ElecDHW-GasDry-Tier1AnyMFm1996CZ02DEER2017 | 0
42958.3843 | Appl-CW-Front-ElecDHW-GasDry-Tier1 | MFm | 1996 | CZ03 | rDXGF | -1 | Household | 1 | 981.6 | -0.2 | 0 | 0 | -5 | 0 | 0.4 | 0 | -0.1 | -0.1 | -0.2 | 0 | 0 | 0 | 4.6 | 0 | 4.95 | 5.27 | -0.34 | 0 | 0.001 | 0 | 0 | 0.6 | 0 | 0 | -5.8 | 0 | 0.3 | 0 | -0.1 | 0 | -0.2 | 0 | 0 | 0 | 6.2 | 0 | 4.42 | 4.69 | -0.28 | 0 | 0.001 | 0 | -0.001 | PreCW-Front-ElecDHW-GasDry | Appl-CW-Front-ElecDHW-GasDry-Tier1AnyMFm1996CZ03DEER2017 | 0
42958.3843 | Appl-CW-Front-ElecDHW-GasDry-Tier1 | MFm | 1996 | CZ04 | rDXGF | -1 | Household | 1 | 981.6 | 0.2 | 0 | 0 | -4.9 | 0 | 0.8 | 0 | -0.1 | -0.1 | -0.1 | 0.1 | 0 | 0 | 4.4 | 0 | 5.04 | 5.27 | -0.23 | 0 | 0.001 | 0 | -0.001 | 0.9 | 0 | 0 | -5.7 | 0 | 0.7 | 0 | 0 | 0 | 0 | 0.1 | 0 | 0 | 6 | 0 | 4.54 | 4.69 | -0.15 | 0 | 0.001 | 0 | -0.001 | PreCW-Front-ElecDHW-GasDry | Appl-CW-Front-ElecDHW-GasDry-Tier1AnyMFm1996CZ04DEER2017 | 0
42958.3843 | Appl-CW-Front-ElecDHW-GasDry-Tier1 | MFm | 1996 | CZ05 | rDXGF | -1 | Household | 1 | 981.6 | -0.3 | 0 | 0 | -4.9 | 0 | 0.3 | 0 | -0.1 | -0.1 | -0.2 | 0 | 0 | 0 | 4.6 | 0 | 4.94 | 5.27 | -0.35 | 0 | 0 | 0 | -0.001 | 0.6 | 0 | 0 | -5.7 | 0 | 0.2 | 0 | 0 | -0.1 | -0.2 | 0 | 0 | 0 | 6.2 | 0 | 4.42 | 4.69 | -0.28 | 0 | 0 | 0 | -0.001 | PreCW-Front-ElecDHW-GasDry | Appl-CW-Front-ElecDHW-GasDry-Tier1AnyMFm1996CZ05DEER2017 | 0
42958.3843 | Appl-CW-Front-ElecDHW-GasDry-Tier1 | MFm | 1996 | CZ06 | rDXGF | -1 | Household | 1 | 1169.1 | 0.8 | 0 | 0 | -5 | 0 | 1.4 | 0 | -0.1 | 0.1 | -0.1 | 0.2 | 0 | 0 | 4.3 | 0 | 5.02 | 5.27 | -0.26 | 0 | 0.002 | 0 | -0.001 | 1.4 | 0 | 0 | -5.8 | 0 | 1.3 | 0 | -0.1 | 0.1 | -0.1 | 0.2 | 0 | 0 | 5.8 | 0 | 4.49 | 4.69 | -0.21 | 0 | 0.002 | 0 | -0.001 | PreCW-Front-ElecDHW-GasDry | Appl-CW-Front-ElecDHW-GasDry-Tier1AnyMFm1996CZ06DEER2017 | 0
42958.3843 | Appl-CW-Front-ElecDHW-GasDry-Tier1 | MFm | 1996 | CZ07 | rDXGF | -1 | Household | 1 | 1169.1 | 0.8 | 0 | 0 | -4.9 | 0 | 1.4 | 0 | -0.1 | 0.2 | 0 | 0.2 | 0 | 0 | 4.3 | 0 | 5.16 | 5.27 | -0.12 | 0 | 0.001 | 0 | -0.001 | 1.2 | 0 | 0 | -5.7 | 0 | 1.1 | 0 | -0.1 | 0.2 | 0 | 0.2 | 0 | 0 | 5.8 | 0 | 4.59 | 4.69 | -0.09 | 0 | 0.001 | 0 | -0.001 | PreCW-Front-ElecDHW-GasDry | Appl-CW-Front-ElecDHW-GasDry-Tier1AnyMFm1996CZ07DEER2017 | 0
42958.3843 | Appl-CW-Front-ElecDHW-GasDry-Tier1 | MFm | 1996 | CZ08 | rDXGF | -1 | Household | 1 | 1169.1 | 1 | 0 | 0 | -5 | 0 | 1.7 | 0 | 0 | 0.1 | -0.1 | 0.2 | 0 | 0 | 4.2 | 0 | 5.08 | 5.27 | -0.19 | 0 | 0.001 | 0 | -0.001 | 1.4 | 0 | 0 | -5.7 | 0 | 1.4 | 0 | 0 | 0.1 | -0.1 | 0.2 | 0 | 0 | 5.7 | 0 | 4.53 | 4.69 | -0.16 | 0 | 0.001 | 0 | -0.001 | PreCW-Front-ElecDHW-GasDry | Appl-CW-Front-ElecDHW-GasDry-Tier1AnyMFm1996CZ08DEER2017 | 0
42958.3843 | Appl-CW-Front-ElecDHW-GasDry-Tier1 | MFm | 1996 | CZ09 | rDXGF | -1 | Household | 1 | 1093.6 | 1.7 | 0 | 0 | -4.9 | 0 | 2.3 | 0 | -0.1 | 0.2 | -0.1 | 0.3 | 0 | 0 | 4.3 | 0 | 5.09 | 5.27 | -0.19 | 0 | 0.001 | 0 | -0.001 | 2 | 0 | 0 | -5.7 | 0 | 1.9 | 0 | -0.1 | 0.1 | -0.1 | 0.3 | 0 | 0 | 5.7 | 0 | 4.54 | 4.69 | -0.15 | 0 | 0.001 | 0 | -0.001 | PreCW-Front-ElecDHW-GasDry | Appl-CW-Front-ElecDHW-GasDry-Tier1AnyMFm1996CZ09DEER2017 | 0
42958.3843 | Appl-CW-Front-ElecDHW-GasDry-Tier1 | MFm | 1996 | CZ10 | rDXGF | -1 | Household | 1 | 1093.6 | 0.3 | 0 | 0 | -4.9 | 0 | 1.1 | 0 | -0.1 | 0 | -0.1 | 0.1 | 0 | 0 | 4.2 | 0 | 5 | 5.27 | -0.28 | 0 | 0.002 | 0 | -0.001 | 0.7 | 0 | 0 | -5.7 | 0 | 0.9 | 0 | -0.1 | 0 | -0.1 | 0.1 | 0 | 0 | 5.7 | 0 | 4.47 | 4.69 | -0.22 | 0 | 0.001 | 0 | -0.001 | PreCW-Front-ElecDHW-GasDry | Appl-CW-Front-ElecDHW-GasDry-Tier1AnyMFm1996CZ10DEER2017 | 0
42958.3843 | Appl-CW-Front-ElecDHW-GasDry-Tier1 | MFm | 1996 | CZ11 | rDXGF | -1 | Household | 1 | 1031.9 | 1.5 | 0 | 0 | -5 | 0 | 2.1 | 0 | -0.1 | 0.1 | -0.1 | 0.2 | 0 | 0 | 4.2 | 0 | 5.06 | 5.27 | -0.23 | 0 | 0.002 | 0 | -0.001 | 0.4 | 0 | 0 | -5.8 | 0 | 0.5 | 0 | -0.1 | -0.1 | -0.1 | 0 | 0 | 0 | 5.7 | 0 | 4.47 | 4.69 | -0.22 | 0 | 0 | 0 | -0.001 | PreCW-Front-ElecDHW-GasDry | Appl-CW-Front-ElecDHW-GasDry-Tier1AnyMFm1996CZ11DEER2017 | 0
42958.3843 | Appl-CW-Front-ElecDHW-GasDry-Tier1 | MFm | 1996 | CZ12 | rDXGF | -1 | Household | 1 | 1031.9 | 0.8 | 0 | 0 | -5 | 0 | 1.5 | 0 | -0.1 | 0 | -0.2 | 0.2 | 0 | 0 | 4.4 | 0 | 4.97 | 5.27 | -0.3 | 0 | 0.002 | 0 | -0.001 | 1.3 | 0 | 0 | -5.8 | 0 | 1.2 | 0 | -0.1 | 0 | -0.1 | 0.1 | 0 | 0 | 5.9 | 0 | 4.45 | 4.69 | -0.24 | 0 | 0.002 | 0 | -0.001 | PreCW-Front-ElecDHW-GasDry | Appl-CW-Front-ElecDHW-GasDry-Tier1AnyMFm1996CZ12DEER2017 | 0
42958.3843 | Appl-CW-Front-ElecDHW-GasDry-Tier1 | MFm | 1996 | CZ13 | rDXGF | -1 | Household | 1 | 1031.9 | 1.5 | 0 | 0 | -5 | 0 | 2.2 | 0 | 0 | 0.1 | -0.1 | 0.2 | 0 | 0 | 4.2 | 0 | 5.01 | 5.27 | -0.26 | 0 | 0.002 | 0 | -0.001 | 1.8 | 0 | 0 | -5.7 | 0 | 1.9 | 0 | 0 | 0.1 | -0.1 | 0.2 | 0 | 0 | 5.7 | 0 | 4.48 | 4.69 | -0.21 | 0 | 0.002 | 0 | -0.001 | PreCW-Front-ElecDHW-GasDry | Appl-CW-Front-ElecDHW-GasDry-Tier1AnyMFm1996CZ13DEER2017 | 0
42958.3843 | Appl-CW-Front-ElecDHW-GasDry-Tier1 | MFm | 1996 | CZ14 | rDXGF | -1 | Household | 1 | 1086 | 2 | 0 | 0 | -5 | 0 | 2.5 | 0 | -0.1 | 0.2 | -0.2 | 0.3 | 0 | 0 | 4.4 | 0 | 5.03 | 5.27 | -0.26 | 0 | 0.001 | 0 | 0 | 2.1 | 0 | 0 | -5.8 | 0 | 2 | 0 | 0 | 0.1 | -0.2 | 0.3 | 0 | 0 | 5.8 | 0 | 4.49 | 4.69 | -0.21 | 0 | 0 | 0 | 0 | PreCW-Front-ElecDHW-GasDry | Appl-CW-Front-ElecDHW-GasDry-Tier1AnyMFm1996CZ14DEER2017 | 0
42958.3843 | Appl-CW-Front-ElecDHW-GasDry-Tier1 | MFm | 1996 | CZ15 | rDXGF | -1 | Household | 1 | 1086 | 1.8 | 0 | 0 | -5 | 0 | 3.1 | 0 | -0.1 | 0.2 | -0.1 | 0.3 | 0 | 0 | 3.5 | 0 | 5.15 | 5.27 | -0.12 | 0 | 0.001 | 0 | 0 | 1.6 | 0 | 0 | -5.8 | 0 | 2.4 | 0 | -0.1 | 0.2 | -0.1 | 0.2 | 0 | 0 | 4.7 | 0 | 4.59 | 4.69 | -0.1 | 0 | 0.001 | 0 | 0 | PreCW-Front-ElecDHW-GasDry | Appl-CW-Front-ElecDHW-GasDry-Tier1AnyMFm1996CZ15DEER2017 | 0
42958.3843 | Appl-CW-Front-ElecDHW-GasDry-Tier1 | MFm | 1996 | CZ16 | rDXGF | -1 | Household | 1 | 981.6 | 1.5 | 0 | 0 | -5 | 0 | 1.6 | 0 | -0.2 | 0.1 | -0.2 | 0.2 | 0 | 0 | 5 | 0 | 4.91 | 5.27 | -0.36 | 0 | 0.001 | 0 | -0.001 | 2.1 | 0 | 0 | -5.8 | 0 | 1.3 | 0 | -0.1 | 0 | -0.2 | 0.1 | 0 | 0 | 6.7 | 0 | 4.4 | 4.69 | -0.29 | 0 | 0.001 | 0 | -0.001 | PreCW-Front-ElecDHW-GasDry | Appl-CW-Front-ElecDHW-GasDry-Tier1AnyMFm1996CZ16DEER2017 | 0
42958.3843 | Appl-CW-Front-ElecDHW-GasDry-Tier1 | MFm | 2003 | CZ01 | rDXGF | -1 | Household | 1 | 998.7 | -0.3 | 0 | 0 | -4.9 | 0 | 0 | 0 | -0.1 | -0.2 | -0.2 | 0 | 0 | 0 | 4.9 | 0 | 4.91 | 5.27 | -0.36 | 0 | 0 | 0 | 0 | 0.7 | 0 | 0 | -5.7 | 0 | 0 | 0 | -0.1 | -0.2 | -0.2 | 0 | 0 | 0 | 6.6 | 0 | 4.41 | 4.69 | -0.28 | 0 | 0 | 0 | 0 | PreCW-Front-ElecDHW-GasDry | Appl-CW-Front-ElecDHW-GasDry-Tier1AnyMFm2003CZ01DEER2017 | 0
42958.3843 | Appl-CW-Front-ElecDHW-GasDry-Tier1 | MFm | 2003 | CZ02 | rDXGF | -1 | Household | 1 | 1073.2 | 0.5 | 0 | 0 | -5 | 0 | 0.9 | 0 | -0.1 | 0 | -0.1 | 0.2 | 0 | 0 | 4.6 | 0 | 5.04 | 5.27 | -0.23 | 0 | 0.002 | 0 | -0.001 | 1.4 | 0 | 0 | -5.7 | 0 | 0.9 | 0 | -0.1 | 0.1 | -0.1 | 0.2 | 0 | 0 | 6.2 | 0 | 4.56 | 4.69 | -0.12 | 0 | 0.002 | 0 | -0.001 | PreCW-Front-ElecDHW-GasDry | Appl-CW-Front-ElecDHW-GasDry-Tier1AnyMFm2003CZ02DEER2017 | 0
42958.3843 | Appl-CW-Front-ElecDHW-GasDry-Tier1 | MFm | 2003 | CZ03 | rDXGF | -1 | Household | 1 | 998.7 | -0.5 | 0 | 0 | -5 | 0 | 0.2 | 0 | -0.1 | -0.1 | -0.2 | 0.1 | 0 | 0 | 4.6 | 0 | 4.91 | 5.27 | -0.36 | 0 | 0 | 0 | -0.001 | 0.4 | 0 | 0 | -5.7 | 0 | 0.1 | 0 | -0.1 | -0.1 | -0.2 | 0.1 | 0 | 0 | 6.2 | 0 | 4.4 | 4.69 | -0.29 | 0 | 0 | 0 | -0.001 | PreCW-Front-ElecDHW-GasDry | Appl-CW-Front-ElecDHW-GasDry-Tier1AnyMFm2003CZ03DEER2017 | 0
42958.3843 | Appl-CW-Front-ElecDHW-GasDry-Tier1 | MFm | 2003 | CZ04 | rDXGF | -1 | Household | 1 | 998.7 | 1.1 | 0 | 0 | -4.9 | 0 | 1.5 | 0 | -0.1 | 0.1 | -0.1 | 0.2 | 0 | 0 | 4.5 | 0 | 5.05 | 5.27 | -0.24 | 0 | 0.002 | 0 | -0.001 | 1.5 | 0 | 0 | -5.7 | 0 | 1.2 | 0 | -0.1 | 0 | -0.1 | 0.2 | 0 | 0 | 6 | 0 | 4.5 | 4.69 | -0.19 | 0 | 0.002 | 0 | -0.001 | PreCW-Front-ElecDHW-GasDry | Appl-CW-Front-ElecDHW-GasDry-Tier1AnyMFm2003CZ04DEER2017 | 0
42958.3843 | Appl-CW-Front-ElecDHW-GasDry-Tier1 | MFm | 2003 | CZ05 | rDXGF | -1 | Household | 1 | 998.7 | -0.3 | 0 | 0 | -4.9 | 0 | 0.2 | 0 | -0.2 | -0.1 | -0.2 | 0 | 0 | 0 | 4.7 | 0 | 4.9 | 5.27 | -0.37 | 0 | 0 | 0 | 0 | 0.6 | 0 | 0 | -5.7 | 0 | 0.2 | 0 | -0.1 | -0.1 | -0.2 | 0 | 0 | 0 | 6.3 | 0 | 4.39 | 4.69 | -0.3 | 0 | 0.001 | 0 | 0 | PreCW-Front-ElecDHW-GasDry | Appl-CW-Front-ElecDHW-GasDry-Tier1AnyMFm2003CZ05DEER2017 | 0
42958.3843 | Appl-CW-Front-ElecDHW-GasDry-Tier1 | MFm | 2003 | CZ06 | rDXGF | -1 | Household | 1 | 1206 | 0.4 | 0 | 0 | -4.9 | 0 | 1.1 | 0 | 0 | 0 | -0.1 | 0.1 | 0 | 0 | 4.4 | 0 | 5.05 | 5.27 | -0.22 | 0 | 0.002 | 0 | 0 | 1 | 0 | 0 | -5.7 | 0 | 0.9 | 0 | 0 | 0 | -0.1 | 0.1 | 0 | 0 | 5.9 | 0 | 4.51 | 4.69 | -0.18 | 0 | 0.001 | 0 | -0.001 | PreCW-Front-ElecDHW-GasDry | Appl-CW-Front-ElecDHW-GasDry-Tier1AnyMFm2003CZ06DEER2017 | 0
42958.3843 | Appl-CW-Front-ElecDHW-GasDry-Tier1 | MFm | 2003 | CZ07 | rDXGF | -1 | Household | 1 | 1206 | 1 | 0 | 0 | -5 | 0 | 1.7 | 0 | -0.1 | 0.1 | -0.1 | 0.3 | 0 | 0 | 4.3 | 0 | 5.07 | 5.27 | -0.21 | 0 | 0.001 | 0 | -0.001 | 1.4 | 0 | 0 | -5.7 | 0 | 1.3 | 0 | -0.1 | 0.1 | -0.1 | 0.2 | 0 | 0 | 5.8 | 0 | 4.52 | 4.69 | -0.17 | 0 | 0.001 | 0 | -0.001 | PreCW-Front-ElecDHW-GasDry | Appl-CW-Front-ElecDHW-GasDry-Tier1AnyMFm2003CZ07DEER2017 | 0
42958.3843 | Appl-CW-Front-ElecDHW-GasDry-Tier1 | MFm | 2003 | CZ08 | rDXGF | -1 | Household | 1 | 1206 | 1 | 0 | 0 | -4.9 | 0 | 1.7 | 0 | -0.1 | 0.1 | -0.1 | 0.3 | 0 | 0 | 4.2 | 0 | 5.08 | 5.27 | -0.19 | 0 | 0.002 | 0 | 0 | 1.4 | 0 | 0 | -5.7 | 0 | 1.4 | 0 | -0.1 | 0.1 | -0.1 | 0.2 | 0 | 0 | 5.7 | 0 | 4.53 | 4.69 | -0.15 | 0 | 0.001 | 0 | 0 | PreCW-Front-ElecDHW-GasDry | Appl-CW-Front-ElecDHW-GasDry-Tier1AnyMFm2003CZ08DEER2017 | 0
42958.3843 | Appl-CW-Front-ElecDHW-GasDry-Tier1 | MFm | 2003 | CZ09 | rDXGF | -1 | Household | 1 | 1126.6 | -3.7 | 0 | 0 | -5 | 0 | -2.1 | 0 | -0.2 | -0.7 | -0.4 | -0.3 | 0 | 0 | 4.2 | 0 | 4.75 | 5.27 | -0.53 | 0 | -0.005 | 0 | -0.001 | -3.3 | 0 | 0 | -5.8 | 0 | -2.4 | 0 | -0.2 | -0.7 | -0.3 | -0.3 | 0 | 0 | 5.7 | 0 | 4.2 | 4.69 | -0.48 | 0 | -0.005 | 0 | -0.001 | PreCW-Front-ElecDHW-GasDry | Appl-CW-Front-ElecDHW-GasDry-Tier1AnyMFm2003CZ09DEER2017 | 0
42958.3843 | Appl-CW-Front-ElecDHW-GasDry-Tier1 | MFm | 2003 | CZ10 | rDXGF | -1 | Household | 1 | 1073.2 | 1.6 | 0 | 0 | -4.9 | 0 | 2.2 | 0 | 0 | 0.2 | 0 | 0.3 | 0 | 0 | 4.2 | 0 | 5.14 | 5.27 | -0.13 | 0 | 0.004 | 0 | -0.001 | 1.1 | 0 | 0 | -5.7 | 0 | 1.2 | 0 | 0 | 0.1 | 0 | 0.1 | 0 | 0 | 5.6 | 0 | 4.55 | 4.69 | -0.14 | 0 | 0.002 | 0 | -0.001 | PreCW-Front-ElecDHW-GasDry | Appl-CW-Front-ElecDHW-GasDry-Tier1AnyMFm2003CZ10DEER2017 | 0
42958.3843 | Appl-CW-Front-ElecDHW-GasDry-Tier1 | MFm | 2003 | CZ11 | rDXGF | -1 | Household | 1 | 1073.2 | 1.4 | 0 | 0 | -5 | 0 | 2.2 | 0 | -0.1 | 0.1 | -0.1 | 0.2 | 0 | 0 | 4.3 | 0 | 5 | 5.27 | -0.28 | 0 | 0.001 | 0 | -0.001 | 1.8 | 0 | 0 | -5.8 | 0 | 1.8 | 0 | -0.1 | 0.1 | -0.1 | 0.2 | 0 | 0 | 5.8 | 0 | 4.47 | 4.69 | -0.23 | 0 | 0.001 | 0 | -0.001 | PreCW-Front-ElecDHW-GasDry | Appl-CW-Front-ElecDHW-GasDry-Tier1AnyMFm2003CZ11DEER2017 | 0
42958.3843 | Appl-CW-Front-ElecDHW-GasDry-Tier1 | MFm | 2003 | CZ12 | rDXGF | -1 | Household | 1 | 1073.2 | 1.4 | 0 | 0 | -5 | 0 | 2 | 0 | -0.1 | 0.1 | -0.1 | 0.2 | 0 | 0 | 4.4 | 0 | 5.03 | 5.27 | -0.26 | 0 | 0.001 | 0 | 0 | 1.8 | 0 | 0 | -5.8 | 0 | 1.6 | 0 | -0.1 | 0.1 | -0.1 | 0.2 | 0 | 0 | 5.9 | 0 | 4.49 | 4.69 | -0.21 | 0 | 0.001 | 0 | -0.001 | PreCW-Front-ElecDHW-GasDry | Appl-CW-Front-ElecDHW-GasDry-Tier1AnyMFm2003CZ12DEER2017 | 0
42958.3843 | Appl-CW-Front-ElecDHW-GasDry-Tier1 | MFm | 2003 | CZ13 | rDXGF | -1 | Household | 1 | 1073.2 | 1.5 | 0 | 0 | -5 | 0 | 2.2 | 0 | -0.1 | 0.1 | -0.2 | 0.3 | 0 | 0 | 4.2 | 0 | 5.03 | 5.27 | -0.24 | 0 | 0.001 | 0 | -0.001 | 1.7 | 0 | 0 | -5.8 | 0 | 1.7 | 0 | -0.1 | 0.1 | -0.1 | 0.2 | 0 | 0 | 5.6 | 0 | 4.49 | 4.69 | -0.2 | 0 | 0.001 | 0 | -0.001 | PreCW-Front-ElecDHW-GasDry | Appl-CW-Front-ElecDHW-GasDry-Tier1AnyMFm2003CZ13DEER2017 | 0
42958.3843 | Appl-CW-Front-ElecDHW-GasDry-Tier1 | MFm | 2003 | CZ14 | rDXGF | -1 | Household | 1 | 1094.6 | 1.8 | 0 | 0 | -5.1 | 0 | 2.5 | 0 | -0.1 | 0.1 | -0.1 | 0.3 | 0 | 0 | 4.3 | 0 | 5.01 | 5.27 | -0.26 | 0 | 0.001 | 0 | 0 | 2.1 | 0 | 0 | -5.8 | 0 | 2 | 0 | -0.1 | 0.1 | -0.1 | 0.2 | 0 | 0 | 5.8 | 0 | 4.47 | 4.69 | -0.21 | 0 | 0.001 | 0 | 0 | PreCW-Front-ElecDHW-GasDry | Appl-CW-Front-ElecDHW-GasDry-Tier1AnyMFm2003CZ14DEER2017 | 0
42958.3843 | Appl-CW-Front-ElecDHW-GasDry-Tier1 | MFm | 2003 | CZ15 | rDXGF | -1 | Household | 1 | 1094.6 | 1.9 | 0 | 0 | -5 | 0 | 3.1 | 0 | -0.1 | 0.3 | 0 | 0.3 | 0 | 0 | 3.6 | 0 | 5.16 | 5.27 | -0.12 | 0 | 0.001 | 0 | -0.001 | 1.7 | 0 | 0 | -5.8 | 0 | 2.5 | 0 | -0.1 | 0.2 | 0 | 0.2 | 0 | 0 | 4.8 | 0 | 4.6 | 4.69 | -0.1 | 0 | 0.001 | 0 | -0.001 | PreCW-Front-ElecDHW-GasDry | Appl-CW-Front-ElecDHW-GasDry-Tier1AnyMFm2003CZ15DEER2017 | 0
42958.3843 | Appl-CW-Front-ElecDHW-GasDry-Tier1 | MFm | 2003 | CZ16 | rDXGF | -1 | Household | 1 | 998.7 | 1.5 | 0 | 0 | -5 | 0 | 1.7 | 0 | -0.1 | 0.1 | -0.2 | 0.2 | 0 | 0 | 5 | 0 | 4.93 | 5.27 | -0.34 | 0 | 0.001 | 0 | -0.001 | 2.2 | 0 | 0 | -5.7 | 0 | 1.3 | 0 | -0.1 | 0.1 | -0.2 | 0.1 | 0 | 0 | 6.7 | 0 | 4.41 | 4.69 | -0.27 | 0 | 0.001 | 0 | -0.001 | PreCW-Front-ElecDHW-GasDry | Appl-CW-Front-ElecDHW-GasDry-Tier1AnyMFm2003CZ16DEER2017 | 0
42958.3843 | Appl-CW-Front-ElecDHW-GasDry-Tier1 | MFm | 2007 | CZ01 | rDXGF | -1 | Household | 1 | 998.7 | -0.5 | 0 | 0 | -4.9 | 0 | 0 | 0 | -0.2 | -0.3 | -0.3 | 0 | 0 | 0 | 5 | 0 | 4.78 | 5.27 | -0.5 | 0 | 0 | 0 | 0 | 0.6 | 0 | 0 | -5.7 | 0 | 0 | 0 | -0.2 | -0.2 | -0.3 | 0 | 0 | 0 | 6.7 | 0 | 4.31 | 4.69 | -0.38 | 0 | 0 | 0 | 0 | PreCW-Front-ElecDHW-GasDry | Appl-CW-Front-ElecDHW-GasDry-Tier1AnyMFm2007CZ01DEER2017 | 0
42958.3843 | Appl-CW-Front-ElecDHW-GasDry-Tier1 | MFm | 2007 | CZ02 | rDXGF | -1 | Household | 1 | 1073.2 | 0.5 | 0 | 0 | -4.9 | 0 | 0.9 | 0 | -0.1 | 0 | -0.2 | 0.1 | 0 | 0 | 4.7 | 0 | 5.01 | 5.27 | -0.28 | 0 | 0.001 | 0 | -0.001 | 0.5 | 0 | 0 | -5.7 | 0 | 0.3 | 0 | -0.2 | -0.2 | -0.2 | 0 | 0 | 0 | 6.3 | 0 | 4.35 | 4.69 | -0.35 | 0 | 0.001 | 0 | -0.001 | PreCW-Front-ElecDHW-GasDry | Appl-CW-Front-ElecDHW-GasDry-Tier1AnyMFm2007CZ02DEER2017 | 0
42958.3843 | Appl-CW-Front-ElecDHW-GasDry-Tier1 | MFm | 2007 | CZ03 | rDXGF | -1 | Household | 1 | 998.7 | -0.5 | 0 | 0 | -5 | 0 | 0.1 | 0 | -0.2 | -0.2 | -0.2 | 0 | 0 | 0 | 4.6 | 0 | 4.95 | 5.27 | -0.34 | 0 | 0 | 0 | -0.001 | 0.4 | 0 | 0 | -5.8 | 0 | 0.1 | 0 | -0.1 | -0.1 | -0.2 | 0 | 0 | 0 | 6.2 | 0 | 4.4 | 4.69 | -0.3 | 0 | 0 | 0 | -0.001 | PreCW-Front-ElecDHW-GasDry | Appl-CW-Front-ElecDHW-GasDry-Tier1AnyMFm2007CZ03DEER2017 | 0
42958.3843 | Appl-CW-Front-ElecDHW-GasDry-Tier1 | MFm | 2007 | CZ04 | rDXGF | -1 | Household | 1 | 998.7 | 0.2 | 0 | 0 | -5 | 0 | 0.7 | 0 | -0.1 | 0 | -0.1 | 0.1 | 0 | 0 | 4.6 | 0 | 5.03 | 5.27 | -0.24 | 0 | 0 | 0 | -0.001 | 0.7 | 0 | 0 | -5.8 | 0 | 0.5 | 0 | 0 | 0 | -0.1 | 0 | 0 | 0 | 6.1 | 0 | 4.49 | 4.69 | -0.2 | 0 | 0 | 0 | -0.001 | PreCW-Front-ElecDHW-GasDry | Appl-CW-Front-ElecDHW-GasDry-Tier1AnyMFm2007CZ04DEER2017 | 0
42958.3843 | Appl-CW-Front-ElecDHW-GasDry-Tier1 | MFm | 2007 | CZ05 | rDXGF | -1 | Household | 1 | 998.7 | -0.2 | 0 | 0 | -4.9 | 0 | 0.2 | 0 | -0.1 | -0.1 | -0.1 | 0.1 | 0 | 0 | 4.7 | 0 | 4.96 | 5.27 | -0.32 | 0 | 0 | 0 | 0 | 0.6 | 0 | 0 | -5.7 | 0 | 0.2 | 0 | -0.1 | 0 | -0.1 | 0.1 | 0 | 0 | 6.3 | 0 | 4.43 | 4.69 | -0.26 | 0 | 0 | 0 | 0 | PreCW-Front-ElecDHW-GasDry | Appl-CW-Front-ElecDHW-GasDry-Tier1AnyMFm2007CZ05DEER2017 | 0
42958.3843 | Appl-CW-Front-ElecDHW-GasDry-Tier1 | MFm | 2007 | CZ06 | rDXGF | -1 | Household | 1 | 1206 | 0.5 | 0 | 0 | -4.9 | 0 | 1.1 | 0 | -0.1 | 0.1 | -0.2 | 0.2 | 0 | 0 | 4.4 | 0 | 5.04 | 5.27 | -0.25 | 0 | 0.001 | 0 | 0 | 1 | 0 | 0 | -5.7 | 0 | 0.9 | 0 | -0.1 | 0 | -0.1 | 0.2 | 0 | 0 | 5.9 | 0 | 4.5 | 4.69 | -0.2 | 0 | 0.001 | 0 | -0.001 | PreCW-Front-ElecDHW-GasDry | Appl-CW-Front-ElecDHW-GasDry-Tier1AnyMFm2007CZ06DEER2017 | 0
42958.3843 | Appl-CW-Front-ElecDHW-GasDry-Tier1 | MFm | 2007 | CZ07 | rDXGF | -1 | Household | 1 | 1206 | -0.5 | 0 | 0 | -4.9 | 0 | 0.4 | 0 | -0.1 | -0.2 | -0.3 | 0 | 0 | 0 | 4.4 | 0 | 4.84 | 5.27 | -0.44 | 0 | -0.002 | 0 | -0.001 | 2.6 | 0 | 0 | -5.7 | 0 | 2.1 | 0 | 0 | 0.4 | 0 | 0.4 | 0 | 0 | 5.9 | 0 | 4.65 | 4.69 | -0.05 | 0 | 0.002 | 0 | -0.001 | PreCW-Front-ElecDHW-GasDry | Appl-CW-Front-ElecDHW-GasDry-Tier1AnyMFm2007CZ07DEER2017 | 0
42958.3843 | Appl-CW-Front-ElecDHW-GasDry-Tier1 | MFm | 2007 | CZ08 | rDXGF | -1 | Household | 1 | 1206 | -3.4 | 0 | 0 | -5 | 0 | -2 | 0 | -0.1 | -0.6 | -0.2 | -0.3 | 0 | 0 | 4.2 | 0 | 4.92 | 5.27 | -0.36 | 0 | -0.006 | 0 | -0.001 | -3 | 0 | 0 | -5.8 | 0 | -2.3 | 0 | -0.1 | -0.6 | -0.1 | -0.4 | 0 | 0 | 5.7 | 0 | 4.37 | 4.69 | -0.31 | 0 | -0.006 | 0 | -0.001 | PreCW-Front-ElecDHW-GasDry | Appl-CW-Front-ElecDHW-GasDry-Tier1AnyMFm2007CZ08DEER2017 | 0
42958.3843 | Appl-CW-Front-ElecDHW-GasDry-Tier1 | MFm | 2007 | CZ09 | rDXGF | -1 | Household | 1 | 1126.6 | 0.8 | 0 | 0 | -5 | 0 | 1.5 | 0 | -0.1 | 0.2 | -0.1 | 0.2 | 0 | 0 | 4.3 | 0 | 5.06 | 5.27 | -0.22 | 0 | 0.001 | 0 | -0.001 | 1.2 | 0 | 0 | -5.8 | 0 | 1.2 | 0 | 0 | 0.1 | 0 | 0.2 | 0 | 0 | 5.7 | 0 | 4.52 | 4.69 | -0.18 | 0 | 0.001 | 0 | -0.001 | PreCW-Front-ElecDHW-GasDry | Appl-CW-Front-ElecDHW-GasDry-Tier1AnyMFm2007CZ09DEER2017 | 0
42958.3843 | Appl-CW-Front-ElecDHW-GasDry-Tier1 | MFm | 2007 | CZ10 | rDXGF | -1 | Household | 1 | 1073.2 | -0.1 | 0 | 0 | -5 | 0 | 0.8 | 0 | -0.1 | 0 | -0.1 | 0.1 | 0 | 0 | 4.2 | 0 | 5.06 | 5.27 | -0.23 | 0 | -0.001 | 0 | -0.001 | -1.4 | 0 | 0 | -5.7 | 0 | -0.8 | 0 | -0.1 | -0.4 | -0.1 | -0.1 | 0 | 0 | 5.7 | 0 | 4.43 | 4.69 | -0.27 | 0 | -0.003 | 0 | -0.001 | PreCW-Front-ElecDHW-GasDry | Appl-CW-Front-ElecDHW-GasDry-Tier1AnyMFm2007CZ10DEER2017 | 0
42958.3843 | Appl-CW-Front-ElecDHW-GasDry-Tier1 | MFm | 2007 | CZ11 | rDXGF | -1 | Household | 1 | 1073.2 | 1.3 | 0 | 0 | -5.1 | 0 | 1.9 | 0 | -0.1 | 0.2 | -0.1 | 0.3 | 0 | 0 | 4.3 | 0 | 5 | 5.27 | -0.28 | 0 | 0.001 | 0 | -0.001 | 1.7 | 0 | 0 | -5.8 | 0 | 1.6 | 0 | 0 | 0.2 | -0.1 | 0.2 | 0 | 0 | 5.7 | 0 | 4.47 | 4.69 | -0.22 | 0 | 0.001 | 0 | -0.001 | PreCW-Front-ElecDHW-GasDry | Appl-CW-Front-ElecDHW-GasDry-Tier1AnyMFm2007CZ11DEER2017 | 0
42958.3843 | Appl-CW-Front-ElecDHW-GasDry-Tier1 | MFm | 2007 | CZ12 | rDXGF | -1 | Household | 1 | 1073.2 | 1.1 | 0 | 0 | -5 | 0 | 1.6 | 0 | -0.1 | 0.2 | -0.2 | 0.3 | 0 | 0 | 4.4 | 0 | 5.02 | 5.27 | -0.25 | 0 | 0.001 | 0 | -0.001 | 1.6 | 0 | 0 | -5.7 | 0 | 1.3 | 0 | -0.1 | 0.2 | -0.2 | 0.2 | 0 | 0 | 5.9 | 0 | 4.49 | 4.69 | -0.2 | 0 | 0.001 | 0 | -0.001 | PreCW-Front-ElecDHW-GasDry | Appl-CW-Front-ElecDHW-GasDry-Tier1AnyMFm2007CZ12DEER2017 | 0
42958.3843 | Appl-CW-Front-ElecDHW-GasDry-Tier1 | MFm | 2007 | CZ13 | rDXGF | -1 | Household | 1 | 1073.2 | 1.2 | 0 | 0 | -5.1 | 0 | 2 | 0 | -0.1 | 0.2 | -0.2 | 0.3 | 0 | 0 | 4.3 | 0 | 5.02 | 5.27 | -0.27 | 0 | 0 | 0 | 0 | 1.6 | 0 | 0 | -5.8 | 0 | 1.7 | 0 | -0.1 | 0.2 | -0.1 | 0.3 | 0 | 0 | 5.7 | 0 | 4.48 | 4.69 | -0.21 | 0 | 0 | 0 | -0.001 | PreCW-Front-ElecDHW-GasDry | Appl-CW-Front-ElecDHW-GasDry-Tier1AnyMFm2007CZ13DEER2017 | 0
42958.3843 | Appl-CW-Front-ElecDHW-GasDry-Tier1 | MFm | 2007 | CZ14 | rDXGF | -1 | Household | 1 | 1094.6 | 1.7 | 0 | 0 | -5 | 0 | 2.2 | 0 | -0.1 | 0.2 | -0.1 | 0.4 | 0 | 0 | 4.4 | 0 | 5.02 | 5.27 | -0.26 | 0 | 0.001 | 0 | 0 | 2 | 0 | 0 | -5.7 | 0 | 1.9 | 0 | 0 | 0.2 | -0.1 | 0.3 | 0 | 0 | 5.8 | 0 | 4.49 | 4.69 | -0.21 | 0 | 0 | 0 | -0.001 | PreCW-Front-ElecDHW-GasDry | Appl-CW-Front-ElecDHW-GasDry-Tier1AnyMFm2007CZ14DEER2017 | 0
42958.3843 | Appl-CW-Front-ElecDHW-GasDry-Tier1 | MFm | 2007 | CZ15 | rDXGF | -1 | Household | 1 | 1094.6 | 1.3 | 0 | 0 | -5 | 0 | 2.4 | 0 | 0 | 0.3 | -0.1 | 0.4 | 0 | 0 | 3.6 | 0 | 5.16 | 5.27 | -0.12 | 0 | 0.001 | 0 | -0.001 | 1.2 | 0 | 0 | -5.7 | 0 | 2 | 0 | 0 | 0.2 | -0.1 | 0.3 | 0 | 0 | 4.8 | 0 | 4.6 | 4.69 | -0.1 | 0 | 0.001 | 0 | -0.001 | PreCW-Front-ElecDHW-GasDry | Appl-CW-Front-ElecDHW-GasDry-Tier1AnyMFm2007CZ15DEER2017 | 0
42958.3843 | Appl-CW-Front-ElecDHW-GasDry-Tier1 | MFm | 2007 | CZ16 | rDXGF | -1 | Household | 1 | 998.7 | 1.2 | 0 | 0 | -5.1 | 0 | 1.3 | 0 | -0.2 | 0.1 | -0.2 | 0.2 | 0 | 0 | 5 | 0 | 4.92 | 5.27 | -0.35 | 0 | 0.001 | 0 | -0.001 | 1.9 | 0 | 0 | -5.8 | 0 | 1 | 0 | -0.1 | 0.1 | -0.2 | 0.2 | 0 | 0 | 6.7 | 0 | 4.4 | 4.69 | -0.28 | 0 | 0.001 | 0 | -0.001 | PreCW-Front-ElecDHW-GasDry | Appl-CW-Front-ElecDHW-GasDry-Tier1AnyMFm2007CZ16DEER2017 | 0
42958.3843 | Appl-CW-Front-ElecDHW-GasDry-Tier1 | MFm | 2011 | CZ01 | rDXGF | -1 | Household | 1 | 998.7 | -0.4 | 0 | 0 | -4.9 | 0 | 0 | 0 | -0.2 | -0.3 | -0.4 | 0 | 0 | 0 | 5 | 0 | 4.76 | 5.27 | -0.51 | 0 | 0 | 0 | 0 | 0.7 | 0 | 0 | -5.7 | 0 | 0 | 0 | -0.1 | -0.2 | -0.3 | 0 | 0 | 0 | 6.7 | 0 | 4.32 | 4.69 | -0.37 | 0 | 0 | 0 | -0.001 | PreCW-Front-ElecDHW-GasDry | Appl-CW-Front-ElecDHW-GasDry-Tier1AnyMFm2011CZ01DEER2017 | 0
42958.3843 | Appl-CW-Front-ElecDHW-GasDry-Tier1 | MFm | 2011 | CZ02 | rDXGF | -1 | Household | 1 | 1073.2 | 0.6 | 0 | 0 | -4.9 | 0 | 1 | 0 | -0.1 | 0 | -0.1 | 0.1 | 0 | 0 | 4.6 | 0 | 5.03 | 5.27 | -0.25 | 0 | 0.001 | 0 | -0.001 | 1.3 | 0 | 0 | -5.7 | 0 | 0.8 | 0 | -0.1 | 0 | -0.1 | 0.1 | 0 | 0 | 6.2 | 0 | 4.49 | 4.69 | -0.2 | 0 | 0.001 | 0 | -0.001 | PreCW-Front-ElecDHW-GasDry | Appl-CW-Front-ElecDHW-GasDry-Tier1AnyMFm2011CZ02DEER2017 | 0
42958.3843 | Appl-CW-Front-ElecDHW-GasDry-Tier1 | MFm | 2011 | CZ03 | rDXGF | -1 | Household | 1 | 998.7 | -0.4 | 0 | 0 | -4.9 | 0 | 0.1 | 0 | -0.2 | -0.1 | -0.1 | 0 | 0 | 0 | 4.6 | 0 | 4.94 | 5.27 | -0.34 | 0 | 0 | 0 | -0.001 | 0.4 | 0 | 0 | -5.7 | 0 | 0.1 | 0 | -0.1 | -0.1 | -0.1 | 0 | 0 | 0 | 6.2 | 0 | 4.42 | 4.69 | -0.27 | 0 | 0 | 0 | -0.001 | PreCW-Front-ElecDHW-GasDry | Appl-CW-Front-ElecDHW-GasDry-Tier1AnyMFm2011CZ03DEER2017 | 0
42958.3843 | Appl-CW-Front-ElecDHW-GasDry-Tier1 | MFm | 2011 | CZ04 | rDXGF | -1 | Household | 1 | 998.7 | -0.7 | 0 | 0 | -4.9 | 0 | 0 | 0 | -0.1 | -0.1 | -0.2 | -0.1 | 0 | 0 | 4.5 | 0 | 5.04 | 5.27 | -0.23 | 0 | -0.002 | 0 | 0 | -0.2 | 0 | 0 | -5.6 | 0 | -0.3 | 0 | -0.1 | -0.1 | -0.1 | -0.1 | 0 | 0 | 6.1 | 0 | 4.49 | 4.69 | -0.19 | 0 | -0.002 | 0 | 0 | PreCW-Front-ElecDHW-GasDry | Appl-CW-Front-ElecDHW-GasDry-Tier1AnyMFm2011CZ04DEER2017 | 0
42958.3843 | Appl-CW-Front-ElecDHW-GasDry-Tier1 | MFm | 2011 | CZ05 | rDXGF | -1 | Household | 1 | 998.7 | -0.2 | 0 | 0 | -4.9 | 0 | 0.3 | 0 | -0.1 | -0.1 | -0.1 | 0 | 0 | 0 | 4.7 | 0 | 4.97 | 5.27 | -0.3 | 0 | 0 | 0 | -0.001 | 0.7 | 0 | 0 | -5.7 | 0 | 0.2 | 0 | 0 | 0 | -0.1 | 0 | 0 | 0 | 6.3 | 0 | 4.44 | 4.69 | -0.24 | 0 | 0 | 0 | -0.001 | PreCW-Front-ElecDHW-GasDry | Appl-CW-Front-ElecDHW-GasDry-Tier1AnyMFm2011CZ05DEER2017 | 0
42958.3843 | Appl-CW-Front-ElecDHW-GasDry-Tier1 | MFm | 2011 | CZ06 | rDXGF | -1 | Household | 1 | 1206 | 0.6 | 0 | 0 | -4.9 | 0 | 1.1 | 0 | -0.1 | 0.1 | -0.1 | 0.2 | 0 | 0 | 4.3 | 0 | 5.03 | 5.27 | -0.25 | 0 | 0.001 | 0 | -0.001 | 1 | 0 | 0 | -5.7 | 0 | 0.8 | 0 | -0.1 | 0.1 | -0.1 | 0.2 | 0 | 0 | 5.8 | 0 | 4.5 | 4.69 | -0.2 | 0 | 0.001 | 0 | -0.001 | PreCW-Front-ElecDHW-GasDry | Appl-CW-Front-ElecDHW-GasDry-Tier1AnyMFm2011CZ06DEER2017 | 0
42958.3843 | Appl-CW-Front-ElecDHW-GasDry-Tier1 | MFm | 2011 | CZ07 | rDXGF | -1 | Household | 1 | 1206 | 1.9 | 0 | 0 | -5 | 0 | 2.2 | 0 | 0 | 0.3 | -0.1 | 0.4 | 0 | 0 | 4.4 | 0 | 5.09 | 5.27 | -0.2 | 0 | 0.001 | 0 | -0.001 | 2.1 | 0 | 0 | -5.7 | 0 | 1.7 | 0 | 0 | 0.3 | -0.1 | 0.3 | 0 | 0 | 5.8 | 0 | 4.54 | 4.69 | -0.16 | 0 | 0.001 | 0 | -0.001 | PreCW-Front-ElecDHW-GasDry | Appl-CW-Front-ElecDHW-GasDry-Tier1AnyMFm2011CZ07DEER2017 | 0
42958.3843 | Appl-CW-Front-ElecDHW-GasDry-Tier1 | MFm | 2011 | CZ08 | rDXGF | -1 | Household | 1 | 1206 | 1.9 | 0 | 0 | -5 | 0 | 2.3 | 0 | 0 | 0.3 | -0.1 | 0.4 | 0 | 0 | 4.2 | 0 | 5.12 | 5.27 | -0.16 | 0 | 0.001 | 0 | 0 | -0.5 | 0 | 0 | -5.7 | 0 | -0.3 | 0 | 0 | -0.2 | -0.1 | 0 | 0 | 0 | 5.7 | 0 | 4.48 | 4.69 | -0.2 | 0 | -0.003 | 0 | 0 | PreCW-Front-ElecDHW-GasDry | Appl-CW-Front-ElecDHW-GasDry-Tier1AnyMFm2011CZ08DEER2017 | 0
42958.3843 | Appl-CW-Front-ElecDHW-GasDry-Tier1 | MFm | 2011 | CZ09 | rDXGF | -1 | Household | 1 | 1126.6 | 1.1 | 0 | 0 | -5 | 0 | 1.7 | 0 | -0.1 | 0.2 | -0.1 | 0.3 | 0 | 0 | 4.3 | 0 | 5.09 | 5.27 | -0.18 | 0 | 0.001 | 0 | -0.001 | 1.4 | 0 | 0 | -5.8 | 0 | 1.4 | 0 | -0.1 | 0.1 | -0.1 | 0.2 | 0 | 0 | 5.7 | 0 | 4.54 | 4.69 | -0.14 | 0 | 0.001 | 0 | -0.001 | PreCW-Front-ElecDHW-GasDry | Appl-CW-Front-ElecDHW-GasDry-Tier1AnyMFm2011CZ09DEER2017 | 0
42958.3843 | Appl-CW-Front-ElecDHW-GasDry-Tier1 | MFm | 2011 | CZ10 | rDXGF | -1 | Household | 1 | 1073.2 | 1 | 0 | 0 | -4.9 | 0 | 1.6 | 0 | 0 | 0.2 | 0 | 0.3 | 0 | 0 | 4.2 | 0 | 5.11 | 5.27 | -0.17 | 0 | 0.001 | 0 | -0.001 | 1.4 | 0 | 0 | -5.7 | 0 | 1.3 | 0 | 0 | 0.2 | 0 | 0.2 | 0 | 0 | 5.7 | 0 | 4.56 | 4.69 | -0.14 | 0 | 0.001 | 0 | -0.001 | PreCW-Front-ElecDHW-GasDry | Appl-CW-Front-ElecDHW-GasDry-Tier1AnyMFm2011CZ10DEER2017 | 0
42958.3843 | Appl-CW-Front-ElecDHW-GasDry-Tier1 | MFm | 2011 | CZ11 | rDXGF | -1 | Household | 1 | 1073.2 | 1.1 | 0 | 0 | -5.1 | 0 | 1.7 | 0 | -0.1 | 0.1 | -0.2 | 0.3 | 0 | 0 | 4.3 | 0 | 5.01 | 5.27 | -0.27 | 0 | 0.001 | 0 | -0.001 | 1.4 | 0 | 0 | -5.8 | 0 | 1.4 | 0 | -0.1 | 0.1 | -0.1 | 0.2 | 0 | 0 | 5.8 | 0 | 4.48 | 4.69 | -0.22 | 0 | 0.001 | 0 | -0.001 | PreCW-Front-ElecDHW-GasDry | Appl-CW-Front-ElecDHW-GasDry-Tier1AnyMFm2011CZ11DEER2017 | 0
42958.3843 | Appl-CW-Front-ElecDHW-GasDry-Tier1 | MFm | 2011 | CZ12 | rDXGF | -1 | Household | 1 | 1073.2 | 1.2 | 0 | 0 | -5 | 0 | 1.6 | 0 | 0 | 0.2 | -0.1 | 0.2 | 0 | 0 | 4.5 | 0 | 5.04 | 5.27 | -0.23 | 0 | 0.001 | 0 | -0.001 | 1.6 | 0 | 0 | -5.8 | 0 | 1.3 | 0 | 0 | 0.2 | -0.1 | 0.2 | 0 | 0 | 6 | 0 | 4.5 | 4.69 | -0.19 | 0 | 0 | 0 | -0.001 | PreCW-Front-ElecDHW-GasDry | Appl-CW-Front-ElecDHW-GasDry-Tier1AnyMFm2011CZ12DEER2017 | 0
42958.3843 | Appl-CW-Front-ElecDHW-GasDry-Tier1 | MFm | 2011 | CZ13 | rDXGF | -1 | Household | 1 | 1073.2 | 1.4 | 0 | 0 | -5 | 0 | 2 | 0 | -0.1 | 0.2 | -0.2 | 0.3 | 0 | 0 | 4.3 | 0 | 5.03 | 5.27 | -0.25 | 0 | 0.001 | 0 | -0.001 | 1.7 | 0 | 0 | -5.7 | 0 | 1.7 | 0 | -0.1 | 0.2 | -0.1 | 0.2 | 0 | 0 | 5.7 | 0 | 4.49 | 4.69 | -0.2 | 0 | 0.001 | 0 | -0.001 | PreCW-Front-ElecDHW-GasDry | Appl-CW-Front-ElecDHW-GasDry-Tier1AnyMFm2011CZ13DEER2017 | 0
42958.3843 | Appl-CW-Front-ElecDHW-GasDry-Tier1 | MFm | 2011 | CZ14 | rDXGF | -1 | Household | 1 | 1094.6 | 1.5 | 0 | 0 | -5 | 0 | 2 | 0 | 0 | 0.2 | -0.1 | 0.4 | 0 | 0 | 4.4 | 0 | 5.01 | 5.27 | -0.26 | 0 | 0 | 0 | -0.001 | 1.9 | 0 | 0 | -5.8 | 0 | 1.7 | 0 | 0 | 0.2 | -0.1 | 0.3 | 0 | 0 | 5.8 | 0 | 4.48 | 4.69 | -0.21 | 0 | 0 | 0 | -0.001 | PreCW-Front-ElecDHW-GasDry | Appl-CW-Front-ElecDHW-GasDry-Tier1AnyMFm2011CZ14DEER2017 | 0
42958.3843 | Appl-CW-Front-ElecDHW-GasDry-Tier1 | MFm | 2011 | CZ15 | rDXGF | -1 | Household | 1 | 1094.6 | 1.4 | 0 | 0 | -5 | 0 | 2.7 | 0 | -0.1 | 0.4 | 0 | 0.4 | 0 | 0 | 3.5 | 0 | 5.16 | 5.27 | -0.11 | 0 | 0.001 | 0 | -0.001 | 1.4 | 0 | 0 | -5.7 | 0 | 2.2 | 0 | -0.1 | 0.3 | 0 | 0.3 | 0 | 0 | 4.8 | 0 | 4.6 | 4.69 | -0.09 | 0 | 0 | 0 | -0.001 | PreCW-Front-ElecDHW-GasDry | Appl-CW-Front-ElecDHW-GasDry-Tier1AnyMFm2011CZ15DEER2017 | 0
42958.3843 | Appl-CW-Front-ElecDHW-GasDry-Tier1 | MFm | 2011 | CZ16 | rDXGF | -1 | Household | 1 | 998.7 | 1.3 | 0 | 0 | -5 | 0 | 1.3 | 0 | -0.2 | 0 | -0.2 | 0.3 | 0 | 0 | 5 | 0 | 4.93 | 5.27 | -0.35 | 0 | 0 | 0 | -0.001 | 2 | 0 | 0 | -5.7 | 0 | 1.1 | 0 | -0.1 | 0 | -0.1 | 0.3 | 0 | 0 | 6.7 | 0 | 4.41 | 4.69 | -0.28 | 0 | 0 | 0 | -0.001 | PreCW-Front-ElecDHW-GasDry | Appl-CW-Front-ElecDHW-GasDry-Tier1AnyMFm2011CZ16DEER2017 | 0
42958.3843 | Appl-CW-Front-ElecDHW-GasDry-Tier1 | MFm | 2015 | CZ01 | rDXGF | -1 | Household | 1 | 998.7 | -0.2 | 0 | 0 | -4.9 | 0 | 0 | 0 | -0.1 | -0.2 | -0.2 | 0 | 0 | 0 | 5 | 0 | 4.88 | 5.27 | -0.41 | 0 | 0 | 0 | -0.001 | 0.8 | 0 | 0 | -5.7 | 0 | 0 | 0 | -0.1 | -0.2 | -0.2 | 0 | 0 | 0 | 6.7 | 0 | 4.35 | 4.69 | -0.35 | 0 | 0 | 0 | -0.001 | PreCW-Front-ElecDHW-GasDry | Appl-CW-Front-ElecDHW-GasDry-Tier1AnyMFm2015CZ01DEER2017 | 0
42958.3843 | Appl-CW-Front-ElecDHW-GasDry-Tier1 | MFm | 2015 | CZ02 | rDXGF | -1 | Household | 1 | 1073.2 | 0.6 | 0 | 0 | -4.9 | 0 | 0.9 | 0 | -0.1 | 0.1 | -0.1 | 0.1 | 0 | 0 | 4.6 | 0 | 5.02 | 5.27 | -0.26 | 0 | 0.001 | 0 | -0.001 | 1.3 | 0 | 0 | -5.7 | 0 | 0.8 | 0 | -0.1 | 0.1 | -0.1 | 0.1 | 0 | 0 | 6.2 | 0 | 4.48 | 4.69 | -0.2 | 0 | 0.001 | 0 | -0.001 | PreCW-Front-ElecDHW-GasDry | Appl-CW-Front-ElecDHW-GasDry-Tier1AnyMFm2015CZ02DEER2017 | 0
42958.3843 | Appl-CW-Front-ElecDHW-GasDry-Tier1 | MFm | 2015 | CZ03 | rDXGF | -1 | Household | 1 | 998.7 | -0.3 | 0 | 0 | -4.9 | 0 | 0.1 | 0 | -0.1 | -0.1 | -0.1 | 0 | 0 | 0 | 4.7 | 0 | 5 | 5.27 | -0.27 | 0 | 0.001 | 0 | -0.001 | 0.5 | 0 | 0 | -5.7 | 0 | 0.1 | 0 | -0.1 | 0 | -0.1 | 0 | 0 | 0 | 6.3 | 0 | 4.46 | 4.69 | -0.23 | 0 | 0.001 | 0 | -0.001 | PreCW-Front-ElecDHW-GasDry | Appl-CW-Front-ElecDHW-GasDry-Tier1AnyMFm2015CZ03DEER2017 | 0
42958.3843 | Appl-CW-Front-ElecDHW-GasDry-Tier1 | MFm | 2015 | CZ04 | rDXGF | -1 | Household | 1 | 998.7 | 1.6 | 0 | 0 | -4.9 | 0 | 1.8 | 0 | -0.1 | 0.2 | -0.1 | 0.3 | 0 | 0 | 4.5 | 0 | 5.1 | 5.27 | -0.18 | 0 | 0.002 | 0 | -0.001 | 2.1 | 0 | 0 | -5.7 | 0 | 1.5 | 0 | 0 | 0.2 | 0 | 0.2 | 0 | 0 | 6 | 0 | 4.55 | 4.69 | -0.14 | 0 | 0.002 | 0 | -0.001 | PreCW-Front-ElecDHW-GasDry | Appl-CW-Front-ElecDHW-GasDry-Tier1AnyMFm2015CZ04DEER2017 | 0
42958.3843 | Appl-CW-Front-ElecDHW-GasDry-Tier1 | MFm | 2015 | CZ05 | rDXGF | -1 | Household | 1 | 998.7 | 0.2 | 0 | 0 | -4.8 | 0 | 0.4 | 0 | -0.1 | 0 | 0 | 0.1 | 0 | 0 | 4.6 | 0 | 5.06 | 5.27 | -0.21 | 0 | 0.001 | 0 | -0.001 | 1 | 0 | 0 | -5.6 | 0 | 0.3 | 0 | -0.1 | 0 | 0 | 0 | 0 | 0 | 6.3 | 0 | 4.52 | 4.69 | -0.17 | 0 | 0.001 | 0 | -0.001 | PreCW-Front-ElecDHW-GasDry | Appl-CW-Front-ElecDHW-GasDry-Tier1AnyMFm2015CZ05DEER2017 | 0
42958.3843 | Appl-CW-Front-ElecDHW-GasDry-Tier1 | MFm | 2015 | CZ06 | rDXGF | -1 | Household | 1 | 1206 | 0.5 | 0 | 0 | -4.9 | 0 | 1 | 0 | -0.1 | 0 | -0.1 | 0.1 | 0 | 0 | 4.4 | 0 | 5.02 | 5.27 | -0.25 | 0 | 0.001 | 0 | -0.001 | 1 | 0 | 0 | -5.7 | 0 | 0.9 | 0 | -0.1 | 0 | -0.1 | 0.1 | 0 | 0 | 5.9 | 0 | 4.49 | 4.69 | -0.2 | 0 | 0.001 | 0 | -0.001 | PreCW-Front-ElecDHW-GasDry | Appl-CW-Front-ElecDHW-GasDry-Tier1AnyMFm2015CZ06DEER2017 | 0
42958.3843 | Appl-CW-Front-ElecDHW-GasDry-Tier1 | MFm | 2015 | CZ07 | rDXGF | -1 | Household | 1 | 1206 | 0.9 | 0 | 0 | -5 | 0 | 1.5 | 0 | -0.1 | 0.1 | -0.1 | 0.2 | 0 | 0 | 4.3 | 0 | 5.08 | 5.27 | -0.21 | 0 | 0.001 | 0 | 0 | 1.3 | 0 | 0 | -5.7 | 0 | 1.2 | 0 | -0.1 | 0.1 | -0.1 | 0.2 | 0 | 0 | 5.8 | 0 | 4.53 | 4.69 | -0.17 | 0 | 0.001 | 0 | -0.001 | PreCW-Front-ElecDHW-GasDry | Appl-CW-Front-ElecDHW-GasDry-Tier1AnyMFm2015CZ07DEER2017 | 0
42958.3843 | Appl-CW-Front-ElecDHW-GasDry-Tier1 | MFm | 2015 | CZ08 | rDXGF | -1 | Household | 1 | 1206 | 1.1 | 0 | 0 | -4.9 | 0 | 1.7 | 0 | 0 | 0.2 | 0 | 0.3 | 0 | 0 | 4.2 | 0 | 5.1 | 5.27 | -0.18 | 0 | 0.001 | 0 | -0.001 | 1.6 | 0 | 0 | -5.7 | 0 | 1.5 | 0 | 0 | 0.2 | 0 | 0.2 | 0 | 0 | 5.7 | 0 | 4.55 | 4.69 | -0.15 | 0 | 0.001 | 0 | -0.001 | PreCW-Front-ElecDHW-GasDry | Appl-CW-Front-ElecDHW-GasDry-Tier1AnyMFm2015CZ08DEER2017 | 0
42958.3843 | Appl-CW-Front-ElecDHW-GasDry-Tier1 | MFm | 2015 | CZ09 | rDXGF | -1 | Household | 1 | 1126.6 | 0.9 | 0 | 0 | -5 | 0 | 1.5 | 0 | 0 | 0.1 | -0.1 | 0.2 | 0 | 0 | 4.3 | 0 | 5.09 | 5.27 | -0.2 | 0 | 0.001 | 0 | -0.001 | 1.2 | 0 | 0 | -5.7 | 0 | 1.1 | 0 | 0 | 0.1 | -0.1 | 0.2 | 0 | 0 | 5.7 | 0 | 4.53 | 4.69 | -0.17 | 0 | 0.001 | 0 | -0.001 | PreCW-Front-ElecDHW-GasDry | Appl-CW-Front-ElecDHW-GasDry-Tier1AnyMFm2015CZ09DEER2017 | 0
42958.3843 | Appl-CW-Front-ElecDHW-GasDry-Tier1 | MFm | 2015 | CZ10 | rDXGF | -1 | Household | 1 | 1073.2 | -0.3 | 0 | 0 | -4.9 | 0 | 0.5 | 0 | -0.1 | 0 | 0 | 0.1 | 0 | 0 | 4.2 | 0 | 5.07 | 5.27 | -0.2 | 0 | 0 | 0 | 0 | 0.1 | 0 | 0 | -5.7 | 0 | 0.2 | 0 | -0.1 | -0.1 | 0 | 0.1 | 0 | 0 | 5.7 | 0 | 4.52 | 4.69 | -0.17 | 0 | -0.001 | 0 | -0.001 | PreCW-Front-ElecDHW-GasDry | Appl-CW-Front-ElecDHW-GasDry-Tier1AnyMFm2015CZ10DEER2017 | 0
42958.3843 | Appl-CW-Front-ElecDHW-GasDry-Tier1 | MFm | 2015 | CZ11 | rDXGF | -1 | Household | 1 | 1073.2 | 1.1 | 0 | 0 | -5 | 0 | 1.7 | 0 | -0.1 | 0.1 | -0.1 | 0.2 | 0 | 0 | 4.3 | 0 | 5.02 | 5.27 | -0.25 | 0 | 0.001 | 0 | 0 | 1.5 | 0 | 0 | -5.7 | 0 | 1.5 | 0 | -0.1 | 0.1 | -0.1 | 0.2 | 0 | 0 | 5.8 | 0 | 4.48 | 4.69 | -0.2 | 0 | 0.001 | 0 | 0 | PreCW-Front-ElecDHW-GasDry | Appl-CW-Front-ElecDHW-GasDry-Tier1AnyMFm2015CZ11DEER2017 | 0
42958.3843 | Appl-CW-Front-ElecDHW-GasDry-Tier1 | MFm | 2015 | CZ12 | rDXGF | -1 | Household | 1 | 1073.2 | 0.9 | 0 | 0 | -5 | 0 | 1.4 | 0 | -0.1 | 0.1 | -0.1 | 0.2 | 0 | 0 | 4.4 | 0 | 5.04 | 5.27 | -0.24 | 0 | 0.001 | 0 | -0.001 | 1.4 | 0 | 0 | -5.7 | 0 | 1.1 | 0 | -0.1 | 0.1 | -0.1 | 0.1 | 0 | 0 | 5.9 | 0 | 4.5 | 4.69 | -0.19 | 0 | 0 | 0 | -0.001 | PreCW-Front-ElecDHW-GasDry | Appl-CW-Front-ElecDHW-GasDry-Tier1AnyMFm2015CZ12DEER2017 | 0
42958.3843 | Appl-CW-Front-ElecDHW-GasDry-Tier1 | MFm | 2015 | CZ13 | rDXGF | -1 | Household | 1 | 1073.2 | 1.1 | 0 | 0 | -5 | 0 | 1.9 | 0 | -0.1 | 0.1 | -0.1 | 0.3 | 0 | 0 | 4.3 | 0 | 5.04 | 5.27 | -0.25 | 0 | 0.001 | 0 | 0 | 1.5 | 0 | 0 | -5.7 | 0 | 1.5 | 0 | -0.1 | 0.1 | -0.1 | 0.2 | 0 | 0 | 5.7 | 0 | 4.5 | 4.69 | -0.2 | 0 | 0.001 | 0 | 0 | PreCW-Front-ElecDHW-GasDry | Appl-CW-Front-ElecDHW-GasDry-Tier1AnyMFm2015CZ13DEER2017 | 0
42958.3843 | Appl-CW-Front-ElecDHW-GasDry-Tier1 | MFm | 2015 | CZ14 | rDXGF | -1 | Household | 1 | 1094.6 | 1.4 | 0 | 0 | -5 | 0 | 2 | 0 | -0.1 | 0.2 | -0.1 | 0.3 | 0 | 0 | 4.4 | 0 | 5.01 | 5.27 | -0.27 | 0 | 0.001 | 0 | 0 | 1.8 | 0 | 0 | -5.7 | 0 | 1.7 | 0 | 0 | 0.1 | -0.1 | 0.2 | 0 | 0 | 5.8 | 0 | 4.48 | 4.69 | -0.21 | 0 | 0 | 0 | 0 | PreCW-Front-ElecDHW-GasDry | Appl-CW-Front-ElecDHW-GasDry-Tier1AnyMFm2015CZ14DEER2017 | 0
42958.3843 | Appl-CW-Front-ElecDHW-GasDry-Tier1 | MFm | 2015 | CZ15 | rDXGF | -1 | Household | 1 | 1094.6 | 1.2 | 0 | 0 | -5 | 0 | 2.4 | 0 | -0.1 | 0.3 | 0 | 0.3 | 0 | 0 | 3.6 | 0 | 5.17 | 5.27 | -0.12 | 0 | 0.001 | 0 | 0 | 1.1 | 0 | 0 | -5.8 | 0 | 2 | 0 | -0.1 | 0.2 | 0 | 0.2 | 0 | 0 | 4.8 | 0 | 4.6 | 4.69 | -0.09 | 0 | 0.001 | 0 | 0 | PreCW-Front-ElecDHW-GasDry | Appl-CW-Front-ElecDHW-GasDry-Tier1AnyMFm2015CZ15DEER2017 | 0
42958.3843 | Appl-CW-Front-ElecDHW-GasDry-Tier1 | MFm | 2015 | CZ16 | rDXGF | -1 | Household | 1 | 998.7 | 1.1 | 0 | 0 | -5.1 | 0 | 1.2 | 0 | -0.1 | 0 | -0.1 | 0.2 | 0 | 0 | 5 | 0 | 4.9 | 5.27 | -0.38 | 0 | 0 | 0 | -0.001 | 1.9 | 0 | 0 | -5.8 | 0 | 1 | 0 | -0.1 | 0 | -0.1 | 0.2 | 0 | 0 | 6.6 | 0 | 4.38 | 4.69 | -0.3 | 0 | 0 | 0 | -0.001 | PreCW-Front-ElecDHW-GasDry | Appl-CW-Front-ElecDHW-GasDry-Tier1AnyMFm2015CZ16DEER2017 | 0
42958.3843 | Appl-CW-Front-ElecDHW-GasDry-Tier1 | MFm | 2017 | CZ01 | rDXGF | -1 | Household | 1 | 998.7 | -0.4 | 0 | 0 | -4.9 | 0 | 0 | 0 | -0.2 | -0.2 | -0.3 | 0 | 0 | 0 | 5 | 0 | 4.78 | 5.27 | -0.51 | 0 | 0 | 0 | -0.001 | 0.9 | 0 | 0 | -5.6 | 0 | 0 | 0 | -0.1 | 0 | -0.1 | 0 | 0 | 0 | 6.7 | 0 | 4.46 | 4.69 | -0.24 | 0 | 0 | 0 | -0.001 | PreCW-Front-ElecDHW-GasDry | Appl-CW-Front-ElecDHW-GasDry-Tier1AnyMFm2017CZ01DEER2017 | 0
42958.3843 | Appl-CW-Front-ElecDHW-GasDry-Tier1 | MFm | 2017 | CZ02 | rDXGF | -1 | Household | 1 | 1073.2 | 0.7 | 0 | 0 | -4.9 | 0 | 1 | 0 | -0.1 | 0 | -0.2 | 0.2 | 0 | 0 | 4.6 | 0 | 5.02 | 5.27 | -0.25 | 0 | 0.001 | 0 | -0.001 | 1.3 | 0 | 0 | -5.7 | 0 | 0.8 | 0 | -0.1 | 0 | -0.1 | 0.1 | 0 | 0 | 6.2 | 0 | 4.48 | 4.69 | -0.2 | 0 | 0.001 | 0 | -0.001 | PreCW-Front-ElecDHW-GasDry | Appl-CW-Front-ElecDHW-GasDry-Tier1AnyMFm2017CZ02DEER2017 | 0
42958.3843 | Appl-CW-Front-ElecDHW-GasDry-Tier1 | MFm | 2017 | CZ03 | rDXGF | -1 | Household | 1 | 998.7 | -0.9 | 0 | 0 | -4.9 | 0 | -0.2 | 0 | -0.1 | -0.2 | -0.2 | 0 | 0 | 0 | 4.7 | 0 | 4.87 | 5.27 | -0.4 | 0 | 0 | 0 | -0.001 | -0.2 | 0 | 0 | -5.7 | 0 | -0.3 | 0 | -0.1 | -0.2 | -0.2 | 0 | 0 | 0 | 6.3 | 0 | 4.23 | 4.69 | -0.46 | 0 | 0 | 0 | -0.001 | PreCW-Front-ElecDHW-GasDry | Appl-CW-Front-ElecDHW-GasDry-Tier1AnyMFm2017CZ03DEER2017 | 0
42958.3843 | Appl-CW-Front-ElecDHW-GasDry-Tier1 | MFm | 2017 | CZ04 | rDXGF | -1 | Household | 1 | 998.7 | 0.8 | 0 | 0 | -4.9 | 0 | 1.1 | 0 | -0.1 | 0.1 | -0.1 | 0.2 | 0 | 0 | 4.5 | 0 | 5.11 | 5.27 | -0.18 | 0 | 0.001 | 0 | -0.001 | 1.4 | 0 | 0 | -5.7 | 0 | 0.9 | 0 | -0.1 | 0.1 | 0 | 0.1 | 0 | 0 | 6.1 | 0 | 4.55 | 4.69 | -0.14 | 0 | 0.001 | 0 | -0.001 | PreCW-Front-ElecDHW-GasDry | Appl-CW-Front-ElecDHW-GasDry-Tier1AnyMFm2017CZ04DEER2017 | 0
42958.3843 | Appl-CW-Front-ElecDHW-GasDry-Tier1 | MFm | 2017 | CZ05 | rDXGF | -1 | Household | 1 | 998.7 | 0.2 | 0 | 0 | -4.8 | 0 | 0.4 | 0 | 0 | 0 | -0.1 | 0.1 | 0 | 0 | 4.6 | 0 | 5.08 | 5.27 | -0.21 | 0 | 0.001 | 0 | -0.001 | 1.1 | 0 | 0 | -5.6 | 0 | 0.4 | 0 | 0 | 0 | -0.1 | 0.1 | 0 | 0 | 6.3 | 0 | 4.54 | 4.69 | -0.15 | 0 | 0.001 | 0 | -0.001 | PreCW-Front-ElecDHW-GasDry | Appl-CW-Front-ElecDHW-GasDry-Tier1AnyMFm2017CZ05DEER2017 | 0
42958.3843 | Appl-CW-Front-ElecDHW-GasDry-Tier1 | MFm | 2017 | CZ06 | rDXGF | -1 | Household | 1 | 1206 | 0.6 | 0 | 0 | -5 | 0 | 1.1 | 0 | -0.1 | 0.1 | -0.1 | 0.1 | 0 | 0 | 4.4 | 0 | 5.05 | 5.27 | -0.23 | 0 | 0.001 | 0 | -0.001 | 1.1 | 0 | 0 | -5.8 | 0 | 0.9 | 0 | -0.1 | 0.1 | -0.1 | 0.1 | 0 | 0 | 5.9 | 0 | 4.51 | 4.69 | -0.18 | 0 | 0.001 | 0 | -0.001 | PreCW-Front-ElecDHW-GasDry | Appl-CW-Front-ElecDHW-GasDry-Tier1AnyMFm2017CZ06DEER2017 | 0
42958.3843 | Appl-CW-Front-ElecDHW-GasDry-Tier1 | MFm | 2017 | CZ07 | rDXGF | -1 | Household | 1 | 1206 | 1 | 0 | 0 | -5 | 0 | 1.6 | 0 | 0 | 0.2 | -0.1 | 0.3 | 0 | 0 | 4.4 | 0 | 5.07 | 5.27 | -0.2 | 0 | 0.001 | 0 | 0 | 1.4 | 0 | 0 | -5.8 | 0 | 1.3 | 0 | 0 | 0.2 | 0 | 0.2 | 0 | 0 | 5.8 | 0 | 4.52 | 4.69 | -0.16 | 0 | 0.001 | 0 | -0.001 | PreCW-Front-ElecDHW-GasDry | Appl-CW-Front-ElecDHW-GasDry-Tier1AnyMFm2017CZ07DEER2017 | 0
42958.3843 | Appl-CW-Front-ElecDHW-GasDry-Tier1 | MFm | 2017 | CZ08 | rDXGF | -1 | Household | 1 | 1206 | 1.1 | 0 | 0 | -5 | 0 | 1.7 | 0 | 0 | 0.2 | -0.1 | 0.2 | 0 | 0 | 4.3 | 0 | 5.11 | 5.27 | -0.16 | 0 | 0 | 0 | 0 | 1.4 | 0 | 0 | -5.7 | 0 | 1.4 | 0 | 0 | 0.1 | -0.1 | 0.2 | 0 | 0 | 5.7 | 0 | 4.56 | 4.69 | -0.13 | 0 | 0 | 0 | 0 | PreCW-Front-ElecDHW-GasDry | Appl-CW-Front-ElecDHW-GasDry-Tier1AnyMFm2017CZ08DEER2017 | 0
42958.3843 | Appl-CW-Front-ElecDHW-GasDry-Tier1 | MFm | 2017 | CZ09 | rDXGF | -1 | Household | 1 | 1126.6 | 0.9 | 0 | 0 | -4.9 | 0 | 1.5 | 0 | -0.1 | 0.2 | 0 | 0.3 | 0 | 0 | 4.2 | 0 | 5.09 | 5.27 | -0.19 | 0 | 0.001 | 0 | 0 | 1.3 | 0 | 0 | -5.7 | 0 | 1.2 | 0 | -0.1 | 0.2 | 0 | 0.2 | 0 | 0 | 5.7 | 0 | 4.54 | 4.69 | -0.15 | 0 | 0.001 | 0 | 0 | PreCW-Front-ElecDHW-GasDry | Appl-CW-Front-ElecDHW-GasDry-Tier1AnyMFm2017CZ09DEER2017 | 0
42958.3843 | Appl-CW-Front-ElecDHW-GasDry-Tier1 | MFm | 2017 | CZ10 | rDXGF | -1 | Household | 1 | 1073.2 | 0.9 | 0 | 0 | -5 | 0 | 1.5 | 0 | 0 | 0.1 | 0 | 0.2 | 0 | 0 | 4.2 | 0 | 5.13 | 5.27 | -0.15 | 0 | 0.001 | 0 | -0.001 | 1.2 | 0 | 0 | -5.7 | 0 | 1.2 | 0 | 0 | 0.1 | 0 | 0.2 | 0 | 0 | 5.6 | 0 | 4.57 | 4.69 | -0.12 | 0 | 0.001 | 0 | -0.001 | PreCW-Front-ElecDHW-GasDry | Appl-CW-Front-ElecDHW-GasDry-Tier1AnyMFm2017CZ10DEER2017 | 0
42958.3843 | Appl-CW-Front-ElecDHW-GasDry-Tier1 | MFm | 2017 | CZ11 | rDXGF | -1 | Household | 1 | 1073.2 | 0.1 | 0 | 0 | -5 | 0 | 0.9 | 0 | -0.1 | 0 | -0.1 | 0.1 | 0 | 0 | 4.3 | 0 | 5 | 5.27 | -0.28 | 0 | 0 | 0 | -0.001 | 0.6 | 0 | 0 | -5.8 | 0 | 0.6 | 0 | -0.1 | 0 | -0.1 | 0.1 | 0 | 0 | 5.7 | 0 | 4.46 | 4.69 | -0.23 | 0 | 0 | 0 | -0.001 | PreCW-Front-ElecDHW-GasDry | Appl-CW-Front-ElecDHW-GasDry-Tier1AnyMFm2017CZ11DEER2017 | 0
42958.3843 | Appl-CW-Front-ElecDHW-GasDry-Tier1 | MFm | 2017 | CZ12 | rDXGF | -1 | Household | 1 | 1073.2 | 1.5 | 0 | 0 | -5 | 0 | 1.9 | 0 | 0 | 0.3 | 0 | 0.3 | 0 | 0 | 4.5 | 0 | 5.09 | 5.27 | -0.19 | 0 | 0.001 | 0 | -0.001 | 1.9 | 0 | 0 | -5.8 | 0 | 1.5 | 0 | 0 | 0.2 | 0 | 0.2 | 0 | 0 | 6 | 0 | 4.54 | 4.69 | -0.16 | 0 | 0.001 | 0 | -0.001 | PreCW-Front-ElecDHW-GasDry | Appl-CW-Front-ElecDHW-GasDry-Tier1AnyMFm2017CZ12DEER2017 | 0
42958.3843 | Appl-CW-Front-ElecDHW-GasDry-Tier1 | MFm | 2017 | CZ13 | rDXGF | -1 | Household | 1 | 1073.2 | 1.2 | 0 | 0 | -5 | 0 | 1.9 | 0 | -0.1 | 0.2 | -0.1 | 0.3 | 0 | 0 | 4.3 | 0 | 5.05 | 5.27 | -0.24 | 0 | 0.001 | 0 | 0 | 1.6 | 0 | 0 | -5.7 | 0 | 1.5 | 0 | -0.1 | 0.1 | 0 | 0.3 | 0 | 0 | 5.7 | 0 | 4.5 | 4.69 | -0.19 | 0 | 0.001 | 0 | -0.001 | PreCW-Front-ElecDHW-GasDry | Appl-CW-Front-ElecDHW-GasDry-Tier1AnyMFm2017CZ13DEER2017 | 0
42958.3843 | Appl-CW-Front-ElecDHW-GasDry-Tier1 | MFm | 2017 | CZ14 | rDXGF | -1 | Household | 1 | 1094.6 | 1.9 | 0 | 0 | -5 | 0 | 2.4 | 0 | -0.1 | 0.3 | -0.1 | 0.4 | 0 | 0 | 4.4 | 0 | 5.04 | 5.27 | -0.23 | 0 | 0.001 | 0 | 0 | 2.3 | 0 | 0 | -5.8 | 0 | 2.1 | 0 | -0.1 | 0.3 | 0 | 0.3 | 0 | 0 | 5.8 | 0 | 4.51 | 4.69 | -0.18 | 0 | 0.001 | 0 | -0.001 | PreCW-Front-ElecDHW-GasDry | Appl-CW-Front-ElecDHW-GasDry-Tier1AnyMFm2017CZ14DEER2017 | 0
42958.3843 | Appl-CW-Front-ElecDHW-GasDry-Tier1 | MFm | 2017 | CZ15 | rDXGF | -1 | Household | 1 | 1094.6 | 2.3 | 0 | 0 | -5 | 0 | 3.4 | 0 | -0.1 | 0.4 | 0 | 0.4 | 0 | 0 | 3.6 | 0 | 5.17 | 5.27 | -0.1 | 0 | 0.001 | 0 | 0 | 23.9 | 0 | 0 | -5.6 | 0 | 21.9 | 0 | 0 | 2.9 | 0.1 | 2.8 | 0 | 0 | 4.7 | 0 | 4.79 | 4.69 | 0.11 | 0 | 0.011 | 0 | -0.001 | PreCW-Front-ElecDHW-GasDry | Appl-CW-Front-ElecDHW-GasDry-Tier1AnyMFm2017CZ15DEER2017 | 0
42958.3843 | Appl-CW-Front-ElecDHW-GasDry-Tier1 | MFm | 2017 | CZ16 | rDXGF | -1 | Household | 1 | 998.7 | 1.1 | 0 | 0 | -5.1 | 0 | 1.2 | 0 | -0.1 | 0.1 | -0.2 | 0.2 | 0 | 0 | 5 | 0 | 4.91 | 5.27 | -0.36 | 0 | 0.001 | 0 | -0.001 | 1.8 | 0 | 0 | -5.8 | 0 | 1 | 0 | -0.1 | 0.1 | -0.1 | 0.2 | 0 | 0 | 6.7 | 0 | 4.4 | 4.69 | -0.29 | 0 | 0.001 | 0 | -0.001 | PreCW-Front-ElecDHW-GasDry | Appl-CW-Front-ElecDHW-GasDry-Tier1AnyMFm2017CZ16DEER2017 | 0
42958.3843 | Appl-CW-Front-ElecDHW-GasDry-Tier1 | SFm | 1975 | CZ01 | rDXGF | -1 | Household | 1 | 1591 | -0.5 | 0 | 0 | -6.3 | 0 | 0 | 0 | -0.1 | -0.4 | -0.4 | 0 | 0 | 0 | 6.2 | 0 | 5.86 | 6.54 | -0.67 | 0 | 0 | 0 | -0.001 | 0.7 | 0 | 0 | -7.2 | 0 | 0 | 0 | -0.1 | -0.3 | -0.3 | 0 | 0 | 0 | 8.3 | 0 | 5.27 | 5.81 | -0.54 | 0 | 0 | 0 | -0.001 | PreCW-Front-ElecDHW-GasDry | Appl-CW-Front-ElecDHW-GasDry-Tier1AnySFm1975CZ01DEER2017 | 0
42958.3843 | Appl-CW-Front-ElecDHW-GasDry-Tier1 | SFm | 1975 | CZ02 | rDXGF | -1 | Household | 1 | 1591 | 0.6 | 0 | 0 | -6.3 | 0 | 1.3 | 0 | 0 | -0.2 | -0.3 | 0.1 | 0 | 0 | 5.8 | 0 | 5.91 | 6.54 | -0.63 | 0 | 0.004 | 0 | -0.001 | 1.4 | 0 | 0 | -7.2 | 0 | 1.1 | 0 | 0 | -0.2 | -0.2 | 0.1 | 0 | 0 | 7.8 | 0 | 5.31 | 5.81 | -0.51 | 0 | 0.003 | 0 | -0.001 | PreCW-Front-ElecDHW-GasDry | Appl-CW-Front-ElecDHW-GasDry-Tier1AnySFm1975CZ02DEER2017 | 0
42958.3843 | Appl-CW-Front-ElecDHW-GasDry-Tier1 | SFm | 1975 | CZ03 | rDXGF | -1 | Household | 1 | 1591 | -0.5 | 0 | 0 | -6.3 | 0 | 0.3 | 0 | -0.1 | -0.3 | -0.3 | 0.1 | 0 | 0 | 5.8 | 0 | 5.93 | 6.54 | -0.61 | 0 | 0.003 | 0 | -0.001 | 0.5 | 0 | 0 | -7.2 | 0 | 0.2 | 0 | -0.1 | -0.3 | -0.2 | 0 | 0 | 0 | 7.7 | 0 | 5.32 | 5.81 | -0.5 | 0 | 0.002 | 0 | -0.001 | PreCW-Front-ElecDHW-GasDry | Appl-CW-Front-ElecDHW-GasDry-Tier1AnySFm1975CZ03DEER2017 | 0
42958.3843 | Appl-CW-Front-ElecDHW-GasDry-Tier1 | SFm | 1975 | CZ04 | rDXGF | -1 | Household | 1 | 1591 | 1.3 | 0 | 0 | -6.3 | 0 | 2 | 0 | -0.1 | 0 | -0.3 | 0.3 | 0 | 0 | 5.6 | 0 | 6.07 | 6.54 | -0.48 | 0 | 0.004 | 0 | 0 | 1.9 | 0 | 0 | -7.2 | 0 | 1.6 | 0 | -0.1 | 0 | -0.2 | 0.2 | 0 | 0 | 7.5 | 0 | 5.44 | 5.81 | -0.39 | 0 | 0.003 | 0 | -0.001 | PreCW-Front-ElecDHW-GasDry | Appl-CW-Front-ElecDHW-GasDry-Tier1AnySFm1975CZ04DEER2017 | 0
42958.3843 | Appl-CW-Front-ElecDHW-GasDry-Tier1 | SFm | 1975 | CZ05 | rDXGF | -1 | Household | 1 | 1591 | -0.3 | 0 | 0 | -6.3 | 0 | 0.5 | 0 | -0.1 | -0.3 | -0.3 | 0.1 | 0 | 0 | 5.9 | 0 | 5.83 | 6.54 | -0.72 | 0 | 0.003 | 0 | -0.001 | 0.8 | 0 | 0 | -7.2 | 0 | 0.4 | 0 | -0.1 | -0.3 | -0.3 | 0.1 | 0 | 0 | 7.9 | 0 | 5.24 | 5.81 | -0.58 | 0 | 0.002 | 0 | -0.001 | PreCW-Front-ElecDHW-GasDry | Appl-CW-Front-ElecDHW-GasDry-Tier1AnySFm1975CZ05DEER2017 | 0
42958.3843 | Appl-CW-Front-ElecDHW-GasDry-Tier1 | SFm | 1975 | CZ06 | rDXGF | -1 | Household | 1 | 1528 | 1.2 | 0 | 0 | -6.3 | 0 | 2 | 0 | -0.1 | 0.1 | -0.2 | 0.2 | 0 | 0 | 5.4 | 0 | 6.17 | 6.54 | -0.37 | 0 | 0.002 | 0 | -0.001 | 1.7 | 0 | 0 | -7.2 | 0 | 1.6 | 0 | -0.1 | 0 | -0.1 | 0.2 | 0 | 0 | 7.2 | 0 | 5.52 | 5.81 | -0.29 | 0 | 0.001 | 0 | -0.001 | PreCW-Front-ElecDHW-GasDry | Appl-CW-Front-ElecDHW-GasDry-Tier1AnySFm1975CZ06DEER2017 | 0
42958.3843 | Appl-CW-Front-ElecDHW-GasDry-Tier1 | SFm | 1975 | CZ07 | rDXGF | -1 | Household | 1 | 1528 | 0.7 | 0 | 0 | -6.2 | 0 | 1.7 | 0 | 0 | 0 | -0.2 | 0.2 | 0 | 0 | 5.3 | 0 | 6.13 | 6.54 | -0.41 | 0 | 0.002 | 0 | -0.001 | 1.2 | 0 | 0 | -7.2 | 0 | 1.3 | 0 | 0 | 0 | -0.2 | 0.2 | 0 | 0 | 7.2 | 0 | 5.49 | 5.81 | -0.32 | 0 | 0.002 | 0 | -0.001 | PreCW-Front-ElecDHW-GasDry | Appl-CW-Front-ElecDHW-GasDry-Tier1AnySFm1975CZ07DEER2017 | 0
42958.3843 | Appl-CW-Front-ElecDHW-GasDry-Tier1 | SFm | 1975 | CZ08 | rDXGF | -1 | Household | 1 | 1528 | 1.8 | 0 | 0 | -6.3 | 0 | 2.7 | 0 | -0.1 | 0.2 | -0.2 | 0.4 | 0 | 0 | 5.3 | 0 | 6.16 | 6.54 | -0.38 | 0 | 0.003 | 0 | -0.001 | 2.1 | 0 | 0 | -7.2 | 0 | 2.2 | 0 | -0.1 | 0.2 | -0.1 | 0.3 | 0 | 0 | 7.1 | 0 | 5.51 | 5.81 | -0.31 | 0 | 0.002 | 0 | -0.001 | PreCW-Front-ElecDHW-GasDry | Appl-CW-Front-ElecDHW-GasDry-Tier1AnySFm1975CZ08DEER2017 | 0
42958.3843 | Appl-CW-Front-ElecDHW-GasDry-Tier1 | SFm | 1975 | CZ09 | rDXGF | -1 | Household | 1 | 1636 | 2.3 | 0 | 0 | -6.2 | 0 | 3.2 | 0 | 0 | 0.1 | -0.2 | 0.4 | 0 | 0 | 5.3 | 0 | 6.11 | 6.54 | -0.43 | 0 | 0.002 | 0 | -0.001 | 2.7 | 0 | 0 | -7.2 | 0 | 2.7 | 0 | 0 | 0.1 | -0.1 | 0.4 | 0 | 0 | 7.1 | 0 | 5.47 | 5.81 | -0.35 | 0 | 0.002 | 0 | -0.001 | PreCW-Front-ElecDHW-GasDry | Appl-CW-Front-ElecDHW-GasDry-Tier1AnySFm1975CZ09DEER2017 | 0
42958.3843 | Appl-CW-Front-ElecDHW-GasDry-Tier1 | SFm | 1975 | CZ10 | rDXGF | -1 | Household | 1 | 1636 | 1.4 | 0 | 0 | -6.3 | 0 | 2.5 | 0 | 0 | 0 | -0.3 | 0.3 | 0 | 0 | 5.2 | 0 | 6.04 | 6.54 | -0.5 | 0 | 0.003 | 0 | -0.001 | 1.8 | 0 | 0 | -7.2 | 0 | 2 | 0 | 0 | 0 | -0.2 | 0.2 | 0 | 0 | 7 | 0 | 5.41 | 5.81 | -0.4 | 0 | 0.003 | 0 | -0.001 | PreCW-Front-ElecDHW-GasDry | Appl-CW-Front-ElecDHW-GasDry-Tier1AnySFm1975CZ10DEER2017 | 0
42958.3843 | Appl-CW-Front-ElecDHW-GasDry-Tier1 | SFm | 1975 | CZ11 | rDXGF | -1 | Household | 1 | 1528 | 2.6 | 0 | 0 | -6.3 | 0 | 3.4 | 0 | 0 | 0.1 | -0.3 | 0.4 | 0 | 0 | 5.3 | 0 | 6.02 | 6.54 | -0.52 | 0 | 0.002 | 0 | -0.001 | 3 | 0 | 0 | -7.2 | 0 | 2.9 | 0 | 0 | 0.1 | -0.2 | 0.3 | 0 | 0 | 7.1 | 0 | 5.4 | 5.81 | -0.41 | 0 | 0.002 | 0 | -0.001 | PreCW-Front-ElecDHW-GasDry | Appl-CW-Front-ElecDHW-GasDry-Tier1AnySFm1975CZ11DEER2017 | 0
42958.3843 | Appl-CW-Front-ElecDHW-GasDry-Tier1 | SFm | 1975 | CZ12 | rDXGF | -1 | Household | 1 | 1528 | 1.5 | 0 | 0 | -6.2 | 0 | 2.4 | 0 | -0.1 | -0.1 | -0.3 | 0.3 | 0 | 0 | 5.5 | 0 | 6.01 | 6.54 | -0.54 | 0 | 0.003 | 0 | -0.001 | 2 | 0 | 0 | -7.2 | 0 | 1.9 | 0 | -0.1 | 0 | -0.3 | 0.2 | 0 | 0 | 7.3 | 0 | 5.39 | 5.81 | -0.43 | 0 | 0.002 | 0 | -0.001 | PreCW-Front-ElecDHW-GasDry | Appl-CW-Front-ElecDHW-GasDry-Tier1AnySFm1975CZ12DEER2017 | 0
42958.3843 | Appl-CW-Front-ElecDHW-GasDry-Tier1 | SFm | 1975 | CZ13 | rDXGF | -1 | Household | 1 | 1528 | 2.4 | 0 | 0 | -6.3 | 0 | 3.4 | 0 | 0 | 0.1 | -0.3 | 0.4 | 0 | 0 | 5.3 | 0 | 5.98 | 6.54 | -0.56 | 0 | 0.003 | 0 | -0.001 | 2.6 | 0 | 0 | -7.3 | 0 | 2.8 | 0 | 0 | 0.1 | -0.2 | 0.3 | 0 | 0 | 7.1 | 0 | 5.36 | 5.81 | -0.45 | 0 | 0.003 | 0 | -0.001 | PreCW-Front-ElecDHW-GasDry | Appl-CW-Front-ElecDHW-GasDry-Tier1AnySFm1975CZ13DEER2017 | 0
42958.3843 | Appl-CW-Front-ElecDHW-GasDry-Tier1 | SFm | 1975 | CZ14 | rDXGF | -1 | Household | 1 | 1555 | 3.1 | 0 | 0 | -6.3 | 0 | 3.8 | 0 | -0.1 | 0.1 | -0.3 | 0.4 | 0 | 0 | 5.4 | 0 | 6.05 | 6.54 | -0.5 | 0 | 0.002 | 0 | -0.001 | 3.2 | 0 | 0 | -7.2 | 0 | 3 | 0 | 0 | 0.1 | -0.2 | 0.3 | 0 | 0 | 7.2 | 0 | 5.43 | 5.81 | -0.4 | 0 | 0.002 | 0 | -0.001 | PreCW-Front-ElecDHW-GasDry | Appl-CW-Front-ElecDHW-GasDry-Tier1AnySFm1975CZ14DEER2017 | 0
42958.3843 | Appl-CW-Front-ElecDHW-GasDry-Tier1 | SFm | 1975 | CZ15 | rDXGF | -1 | Household | 1 | 1555 | 2.9 | 0 | 0 | -6.3 | 0 | 4.6 | 0 | -0.1 | 0.3 | -0.1 | 0.4 | 0 | 0 | 4.5 | 0 | 6.3 | 6.54 | -0.24 | 0 | 0.001 | 0 | -0.001 | 2.6 | 0 | 0 | -7.2 | 0 | 3.7 | 0 | -0.1 | 0.2 | -0.1 | 0.3 | 0 | 0 | 6 | 0 | 5.62 | 5.81 | -0.2 | 0 | 0.001 | 0 | -0.001 | PreCW-Front-ElecDHW-GasDry | Appl-CW-Front-ElecDHW-GasDry-Tier1AnySFm1975CZ15DEER2017 | 0
42958.3843 | Appl-CW-Front-ElecDHW-GasDry-Tier1 | SFm | 1975 | CZ16 | rDXGF | -1 | Household | 1 | 1591 | 2.2 | 0 | 0 | -6.3 | 0 | 2.3 | 0 | -0.1 | 0 | -0.4 | 0.3 | 0 | 0 | 6.2 | 0 | 5.96 | 6.54 | -0.58 | 0 | 0.002 | 0 | -0.001 | 2.8 | 0 | 0 | -7.2 | 0 | 1.8 | 0 | -0.1 | 0 | -0.3 | 0.2 | 0 | 0 | 8.3 | 0 | 5.35 | 5.81 | -0.47 | 0 | 0.002 | 0 | -0.001 | PreCW-Front-ElecDHW-GasDry | Appl-CW-Front-ElecDHW-GasDry-Tier1AnySFm1975CZ16DEER2017 | 0
42958.3843 | Appl-CW-Front-ElecDHW-GasDry-Tier1 | SFm | 1985 | CZ01 | rDXGF | -1 | Household | 1 | 1904 | -0.8 | 0 | 0 | -6.2 | 0 | 0 | 0 | -0.3 | -0.5 | -0.5 | 0 | 0 | 0 | 6.2 | 0 | 5.67 | 6.54 | -0.88 | 0 | 0 | 0 | -0.001 | 0.5 | 0 | 0 | -7.1 | 0 | 0 | 0 | -0.2 | -0.4 | -0.4 | 0 | 0 | 0 | 8.3 | 0 | 5.12 | 5.81 | -0.71 | 0 | 0 | 0 | -0.001 | PreCW-Front-ElecDHW-GasDry | Appl-CW-Front-ElecDHW-GasDry-Tier1AnySFm1985CZ01DEER2017 | 0
42958.3843 | Appl-CW-Front-ElecDHW-GasDry-Tier1 | SFm | 1985 | CZ02 | rDXGF | -1 | Household | 1 | 1904 | 0.2 | 0 | 0 | -6.3 | 0 | 1.2 | 0 | -0.1 | -0.2 | -0.4 | 0.1 | 0 | 0 | 5.8 | 0 | 5.8 | 6.54 | -0.74 | 0 | 0.003 | 0 | -0.001 | 1.1 | 0 | 0 | -7.2 | 0 | 1 | 0 | -0.1 | -0.2 | -0.4 | 0.1 | 0 | 0 | 7.8 | 0 | 5.22 | 5.81 | -0.59 | 0 | 0.002 | 0 | -0.001 | PreCW-Front-ElecDHW-GasDry | Appl-CW-Front-ElecDHW-GasDry-Tier1AnySFm1985CZ02DEER2017 | 0
42958.3843 | Appl-CW-Front-ElecDHW-GasDry-Tier1 | SFm | 1985 | CZ03 | rDXGF | -1 | Household | 1 | 1904 | -0.1 | 0 | 0 | -6.3 | 0 | 0.8 | 0 | -0.2 | -0.3 | -0.4 | 0.1 | 0 | 0 | 5.8 | 0 | 5.74 | 6.54 | -0.81 | 0 | 0.003 | 0 | -0.001 | 0.8 | 0 | 0 | -7.2 | 0 | 0.6 | 0 | -0.1 | -0.2 | -0.3 | 0.1 | 0 | 0 | 7.8 | 0 | 5.18 | 5.81 | -0.65 | 0 | 0.002 | 0 | -0.001 | PreCW-Front-ElecDHW-GasDry | Appl-CW-Front-ElecDHW-GasDry-Tier1AnySFm1985CZ03DEER2017 | 0
42958.3843 | Appl-CW-Front-ElecDHW-GasDry-Tier1 | SFm | 1985 | CZ04 | rDXGF | -1 | Household | 1 | 1904 | 1.2 | 0 | 0 | -6.3 | 0 | 2.1 | 0 | -0.1 | -0.1 | -0.3 | 0.3 | 0 | 0 | 5.6 | 0 | 5.93 | 6.54 | -0.62 | 0 | 0.004 | 0 | -0.001 | 1.9 | 0 | 0 | -7.2 | 0 | 1.7 | 0 | -0.1 | -0.1 | -0.3 | 0.3 | 0 | 0 | 7.5 | 0 | 5.32 | 5.81 | -0.5 | 0 | 0.003 | 0 | -0.001 | PreCW-Front-ElecDHW-GasDry | Appl-CW-Front-ElecDHW-GasDry-Tier1AnySFm1985CZ04DEER2017 | 0
42958.3843 | Appl-CW-Front-ElecDHW-GasDry-Tier1 | SFm | 1985 | CZ05 | rDXGF | -1 | Household | 1 | 1904 | -0.2 | 0 | 0 | -6.3 | 0 | 0.8 | 0 | -0.1 | -0.3 | -0.5 | 0.1 | 0 | 0 | 5.9 | 0 | 5.68 | 6.54 | -0.86 | 0 | 0.003 | 0 | -0.001 | 1 | 0 | 0 | -7.2 | 0 | 0.7 | 0 | -0.1 | -0.2 | -0.4 | 0.1 | 0 | 0 | 7.9 | 0 | 5.12 | 5.81 | -0.69 | 0 | 0.003 | 0 | -0.001 | PreCW-Front-ElecDHW-GasDry | Appl-CW-Front-ElecDHW-GasDry-Tier1AnySFm1985CZ05DEER2017 | 0
42958.3843 | Appl-CW-Front-ElecDHW-GasDry-Tier1 | SFm | 1985 | CZ06 | rDXGF | -1 | Household | 1 | 2064 | 0.9 | 0 | 0 | -6.3 | 0 | 1.8 | 0 | 0 | 0 | -0.2 | 0.3 | 0 | 0 | 5.4 | 0 | 6.07 | 6.54 | -0.47 | 0 | 0.003 | 0 | -0.001 | 1.4 | 0 | 0 | -7.2 | 0 | 1.4 | 0 | 0 | 0 | -0.2 | 0.2 | 0 | 0 | 7.3 | 0 | 5.44 | 5.81 | -0.38 | 0 | 0.002 | 0 | -0.001 | PreCW-Front-ElecDHW-GasDry | Appl-CW-Front-ElecDHW-GasDry-Tier1AnySFm1985CZ06DEER2017 | 0
42958.3843 | Appl-CW-Front-ElecDHW-GasDry-Tier1 | SFm | 1985 | CZ07 | rDXGF | -1 | Household | 1 | 2064 | 1.2 | 0 | 0 | -6.2 | 0 | 2 | 0 | -0.1 | 0.1 | -0.2 | 0.3 | 0 | 0 | 5.3 | 0 | 6.12 | 6.54 | -0.42 | 0 | 0.002 | 0 | -0.001 | 1.8 | 0 | 0 | -7.2 | 0 | 1.7 | 0 | -0.1 | 0.1 | -0.1 | 0.3 | 0 | 0 | 7.2 | 0 | 5.49 | 5.81 | -0.33 | 0 | 0.002 | 0 | -0.001 | PreCW-Front-ElecDHW-GasDry | Appl-CW-Front-ElecDHW-GasDry-Tier1AnySFm1985CZ07DEER2017 | 0
42958.3843 | Appl-CW-Front-ElecDHW-GasDry-Tier1 | SFm | 1985 | CZ08 | rDXGF | -1 | Household | 1 | 2064 | 2.2 | 0 | 0 | -6.3 | 0 | 3.1 | 0 | 0 | 0.2 | -0.2 | 0.4 | 0 | 0 | 5.3 | 0 | 6.1 | 6.54 | -0.45 | 0 | 0.002 | 0 | -0.001 | 2.5 | 0 | 0 | -7.3 | 0 | 2.4 | 0 | 0 | 0.1 | -0.2 | 0.3 | 0 | 0 | 7.1 | 0 | 5.46 | 5.81 | -0.36 | 0 | 0.002 | 0 | -0.001 | PreCW-Front-ElecDHW-GasDry | Appl-CW-Front-ElecDHW-GasDry-Tier1AnySFm1985CZ08DEER2017 | 0
42958.3843 | Appl-CW-Front-ElecDHW-GasDry-Tier1 | SFm | 1985 | CZ09 | rDXGF | -1 | Household | 1 | 1811 | 2.2 | 0 | 0 | -6.3 | 0 | 3.1 | 0 | -0.1 | 0.1 | -0.2 | 0.4 | 0 | 0 | 5.2 | 0 | 6.13 | 6.54 | -0.42 | 0 | 0.002 | 0 | -0.001 | 2.5 | 0 | 0 | -7.2 | 0 | 2.5 | 0 | -0.1 | 0.1 | -0.2 | 0.3 | 0 | 0 | 7 | 0 | 5.5 | 5.81 | -0.33 | 0 | 0.002 | 0 | -0.001 | PreCW-Front-ElecDHW-GasDry | Appl-CW-Front-ElecDHW-GasDry-Tier1AnySFm1985CZ09DEER2017 | 0
42958.3843 | Appl-CW-Front-ElecDHW-GasDry-Tier1 | SFm | 1985 | CZ10 | rDXGF | -1 | Household | 1 | 1811 | 1.8 | 0 | 0 | -6.3 | 0 | 2.8 | 0 | 0 | 0 | -0.3 | 0.4 | 0 | 0 | 5.3 | 0 | 6.02 | 6.54 | -0.53 | 0 | 0.003 | 0 | -0.001 | 2.1 | 0 | 0 | -7.2 | 0 | 2.3 | 0 | 0 | 0 | -0.3 | 0.3 | 0 | 0 | 7 | 0 | 5.4 | 5.81 | -0.42 | 0 | 0.003 | 0 | -0.001 | PreCW-Front-ElecDHW-GasDry | Appl-CW-Front-ElecDHW-GasDry-Tier1AnySFm1985CZ10DEER2017 | 0
42958.3843 | Appl-CW-Front-ElecDHW-GasDry-Tier1 | SFm | 1985 | CZ11 | rDXGF | -1 | Household | 1 | 1704 | 2.6 | 0 | 0 | -6.3 | 0 | 3.6 | 0 | -0.1 | 0.1 | -0.3 | 0.4 | 0 | 0 | 5.4 | 0 | 5.9 | 6.54 | -0.63 | 0 | 0.002 | 0 | -0.001 | 2.8 | 0 | 0 | -7.2 | 0 | 2.9 | 0 | -0.1 | 0.1 | -0.3 | 0.3 | 0 | 0 | 7.2 | 0 | 5.3 | 5.81 | -0.52 | 0 | 0.002 | 0 | -0.001 | PreCW-Front-ElecDHW-GasDry | Appl-CW-Front-ElecDHW-GasDry-Tier1AnySFm1985CZ11DEER2017 | 0
42958.3843 | Appl-CW-Front-ElecDHW-GasDry-Tier1 | SFm | 1985 | CZ12 | rDXGF | -1 | Household | 1 | 1704 | 1.3 | 0 | 0 | -6.3 | 0 | 2.1 | 0 | 0 | -0.1 | -0.4 | 0.2 | 0 | 0 | 5.6 | 0 | 5.91 | 6.54 | -0.64 | 0 | 0.003 | 0 | -0.001 | 1.9 | 0 | 0 | -7.2 | 0 | 1.8 | 0 | 0 | -0.1 | -0.3 | 0.2 | 0 | 0 | 7.4 | 0 | 5.31 | 5.81 | -0.51 | 0 | 0.003 | 0 | -0.001 | PreCW-Front-ElecDHW-GasDry | Appl-CW-Front-ElecDHW-GasDry-Tier1AnySFm1985CZ12DEER2017 | 0
42958.3843 | Appl-CW-Front-ElecDHW-GasDry-Tier1 | SFm | 1985 | CZ13 | rDXGF | -1 | Household | 1 | 1704 | 2.6 | 0 | 0 | -6.3 | 0 | 3.7 | 0 | 0 | 0.1 | -0.3 | 0.4 | 0 | 0 | 5.3 | 0 | 5.92 | 6.54 | -0.63 | 0 | 0.002 | 0 | 0 | 2.6 | 0 | 0 | -7.3 | 0 | 2.8 | 0 | 0 | 0.1 | -0.2 | 0.3 | 0 | 0 | 7.1 | 0 | 5.32 | 5.81 | -0.5 | 0 | 0.002 | 0 | -0.001 | PreCW-Front-ElecDHW-GasDry | Appl-CW-Front-ElecDHW-GasDry-Tier1AnySFm1985CZ13DEER2017 | 0
42958.3843 | Appl-CW-Front-ElecDHW-GasDry-Tier1 | SFm | 1985 | CZ14 | rDXGF | -1 | Household | 1 | 1741 | 2.8 | 0 | 0 | -6.3 | 0 | 3.7 | 0 | 0 | 0.1 | -0.3 | 0.4 | 0 | 0 | 5.4 | 0 | 5.92 | 6.54 | -0.62 | 0 | 0.001 | 0 | 0 | 3 | 0 | 0 | -7.2 | 0 | 2.9 | 0 | 0 | 0.1 | -0.3 | 0.3 | 0 | 0 | 7.2 | 0 | 5.32 | 5.81 | -0.49 | 0 | 0.001 | 0 | -0.001 | PreCW-Front-ElecDHW-GasDry | Appl-CW-Front-ElecDHW-GasDry-Tier1AnySFm1985CZ14DEER2017 | 0
42958.3843 | Appl-CW-Front-ElecDHW-GasDry-Tier1 | SFm | 1985 | CZ15 | rDXGF | -1 | Household | 1 | 1741 | 3.6 | 0 | 0 | -6.2 | 0 | 5.1 | 0 | 0 | 0.4 | -0.1 | 0.5 | 0 | 0 | 4.5 | 0 | 6.27 | 6.54 | -0.28 | 0 | 0.002 | 0 | 0 | 3.2 | 0 | 0 | -7.2 | 0 | 4.2 | 0 | 0 | 0.3 | -0.1 | 0.4 | 0 | 0 | 6 | 0 | 5.61 | 5.81 | -0.21 | 0 | 0.001 | 0 | -0.001 | PreCW-Front-ElecDHW-GasDry | Appl-CW-Front-ElecDHW-GasDry-Tier1AnySFm1985CZ15DEER2017 | 0
42958.3843 | Appl-CW-Front-ElecDHW-GasDry-Tier1 | SFm | 1985 | CZ16 | rDXGF | -1 | Household | 1 | 1904 | 1.7 | 0 | 0 | -6.3 | 0 | 2.1 | 0 | -0.1 | -0.1 | -0.4 | 0.3 | 0 | 0 | 6.2 | 0 | 5.84 | 6.54 | -0.7 | 0 | 0.002 | 0 | -0.001 | 2.6 | 0 | 0 | -7.2 | 0 | 1.7 | 0 | -0.1 | 0 | -0.3 | 0.3 | 0 | 0 | 8.3 | 0 | 5.25 | 5.81 | -0.57 | 0 | 0.002 | 0 | -0.001 | PreCW-Front-ElecDHW-GasDry | Appl-CW-Front-ElecDHW-GasDry-Tier1AnySFm1985CZ16DEER2017 | 0
42958.3843 | Appl-CW-Front-ElecDHW-GasDry-Tier1 | SFm | 1996 | CZ01 | rDXGF | -1 | Household | 1 | 2193 | -0.4 | 0 | 0 | -6.2 | 0 | 0 | 0 | -0.1 | -0.3 | -0.3 | 0 | 0 | 0 | 6.2 | 0 | 5.97 | 6.54 | -0.56 | 0 | 0 | 0 | -0.001 | 0.8 | 0 | 0 | -7.1 | 0 | 0 | 0 | -0.1 | -0.2 | -0.2 | 0 | 0 | 0 | 8.3 | 0 | 5.36 | 5.81 | -0.46 | 0 | 0.001 | 0 | -0.001 | PreCW-Front-ElecDHW-GasDry | Appl-CW-Front-ElecDHW-GasDry-Tier1AnySFm1996CZ01DEER2017 | 0
42958.3843 | Appl-CW-Front-ElecDHW-GasDry-Tier1 | SFm | 1996 | CZ02 | rDXGF | -1 | Household | 1 | 2193 | 0 | 0 | 0 | -6.3 | 0 | 0.8 | 0 | -0.1 | -0.2 | -0.3 | 0.1 | 0 | 0 | 5.8 | 0 | 5.94 | 6.54 | -0.61 | 0 | 0.003 | 0 | -0.001 | 1.1 | 0 | 0 | -7.2 | 0 | 0.8 | 0 | -0.1 | -0.1 | -0.2 | 0.1 | 0 | 0 | 7.7 | 0 | 5.32 | 5.81 | -0.5 | 0 | 0.002 | 0 | -0.001 | PreCW-Front-ElecDHW-GasDry | Appl-CW-Front-ElecDHW-GasDry-Tier1AnySFm1996CZ02DEER2017 | 0
42958.3843 | Appl-CW-Front-ElecDHW-GasDry-Tier1 | SFm | 1996 | CZ03 | rDXGF | -1 | Household | 1 | 2193 | -0.1 | 0 | 0 | -6.3 | 0 | 0.7 | 0 | -0.1 | -0.3 | -0.3 | 0.1 | 0 | 0 | 5.8 | 0 | 5.96 | 6.54 | -0.58 | 0 | 0.002 | 0 | -0.001 | 0.7 | 0 | 0 | -7.2 | 0 | 0.4 | 0 | -0.1 | -0.2 | -0.3 | 0 | 0 | 0 | 7.8 | 0 | 5.35 | 5.81 | -0.46 | 0 | 0.002 | 0 | -0.001 | PreCW-Front-ElecDHW-GasDry | Appl-CW-Front-ElecDHW-GasDry-Tier1AnySFm1996CZ03DEER2017 | 0
42958.3843 | Appl-CW-Front-ElecDHW-GasDry-Tier1 | SFm | 1996 | CZ04 | rDXGF | -1 | Household | 1 | 2193 | 1.1 | 0 | 0 | -6.3 | 0 | 1.9 | 0 | -0.1 | -0.1 | -0.2 | 0.3 | 0 | 0 | 5.6 | 0 | 6.02 | 6.54 | -0.52 | 0 | 0.002 | 0 | -0.001 | 1.6 | 0 | 0 | -7.2 | 0 | 1.4 | 0 | -0.1 | -0.1 | -0.2 | 0.2 | 0 | 0 | 7.5 | 0 | 5.4 | 5.81 | -0.41 | 0 | 0.002 | 0 | -0.001 | PreCW-Front-ElecDHW-GasDry | Appl-CW-Front-ElecDHW-GasDry-Tier1AnySFm1996CZ04DEER2017 | 0
42958.3843 | Appl-CW-Front-ElecDHW-GasDry-Tier1 | SFm | 1996 | CZ05 | rDXGF | -1 | Household | 1 | 2193 | -0.4 | 0 | 0 | -6.3 | 0 | 0.4 | 0 | -0.1 | -0.4 | -0.4 | 0.1 | 0 | 0 | 5.9 | 0 | 5.73 | 6.54 | -0.82 | 0 | 0.002 | 0 | -0.001 | 0.6 | 0 | 0 | -7.2 | 0 | 0.3 | 0 | 0 | -0.3 | -0.3 | 0.1 | 0 | 0 | 7.9 | 0 | 5.16 | 5.81 | -0.66 | 0 | 0.002 | 0 | -0.001 | PreCW-Front-ElecDHW-GasDry | Appl-CW-Front-ElecDHW-GasDry-Tier1AnySFm1996CZ05DEER2017 | 0
42958.3843 | Appl-CW-Front-ElecDHW-GasDry-Tier1 | SFm | 1996 | CZ06 | rDXGF | -1 | Household | 1 | 2297 | -3.4 | 0 | 0 | -6.3 | 0 | -2 | 0 | 0 | -0.5 | -0.2 | -0.3 | 0 | 0 | 5.4 | 0 | 6.15 | 6.54 | -0.39 | 0 | 0.006 | 0 | -0.001 | 1.2 | 0 | 0 | -7.2 | 0 | 1.2 | 0 | 0 | -0.1 | -0.2 | 0.1 | 0 | 0 | 7.3 | 0 | 5.5 | 5.81 | -0.32 | 0 | 0.002 | 0 | -0.001 | PreCW-Front-ElecDHW-GasDry | Appl-CW-Front-ElecDHW-GasDry-Tier1AnySFm1996CZ06DEER2017 | 0
42958.3843 | Appl-CW-Front-ElecDHW-GasDry-Tier1 | SFm | 1996 | CZ07 | rDXGF | -1 | Household | 1 | 2297 | 1.3 | 0 | 0 | -6.2 | 0 | 2 | 0 | 0 | 0.1 | -0.2 | 0.3 | 0 | 0 | 5.4 | 0 | 6.2 | 6.54 | -0.34 | 0 | 0.002 | 0 | -0.001 | 1.8 | 0 | 0 | -7.2 | 0 | 1.7 | 0 | 0 | 0.1 | -0.2 | 0.3 | 0 | 0 | 7.2 | 0 | 5.54 | 5.81 | -0.27 | 0 | 0.001 | 0 | -0.001 | PreCW-Front-ElecDHW-GasDry | Appl-CW-Front-ElecDHW-GasDry-Tier1AnySFm1996CZ07DEER2017 | 0
42958.3843 | Appl-CW-Front-ElecDHW-GasDry-Tier1 | SFm | 1996 | CZ08 | rDXGF | -1 | Household | 1 | 2297 | -0.8 | 0 | 0 | -6.3 | 0 | 0.5 | 0 | 0 | -0.2 | -0.2 | 0 | 0 | 0 | 5.3 | 0 | 6.19 | 6.54 | -0.35 | 0 | 0 | 0 | -0.001 | 2.3 | 0 | 0 | -7.2 | 0 | 2.4 | 0 | 0 | 0.1 | -0.2 | 0.3 | 0 | 0 | 7.1 | 0 | 5.53 | 5.81 | -0.28 | 0 | 0.001 | 0 | -0.001 | PreCW-Front-ElecDHW-GasDry | Appl-CW-Front-ElecDHW-GasDry-Tier1AnySFm1996CZ08DEER2017 | 0
42958.3843 | Appl-CW-Front-ElecDHW-GasDry-Tier1 | SFm | 1996 | CZ09 | rDXGF | -1 | Household | 1 | 2186 | 2 | 0 | 0 | -6.3 | 0 | 2.9 | 0 | -0.1 | 0.2 | -0.2 | 0.4 | 0 | 0 | 5.3 | 0 | 6.17 | 6.54 | -0.38 | 0 | 0.002 | 0 | -0.001 | 2.3 | 0 | 0 | -7.2 | 0 | 2.3 | 0 | -0.1 | 0.1 | -0.1 | 0.3 | 0 | 0 | 7.1 | 0 | 5.51 | 5.81 | -0.31 | 0 | 0.002 | 0 | -0.001 | PreCW-Front-ElecDHW-GasDry | Appl-CW-Front-ElecDHW-GasDry-Tier1AnySFm1996CZ09DEER2017 | 0
42958.3843 | Appl-CW-Front-ElecDHW-GasDry-Tier1 | SFm | 1996 | CZ10 | rDXGF | -1 | Household | 1 | 2186 | 2.2 | 0 | 0 | -6.3 | 0 | 3.1 | 0 | -0.1 | 0.2 | -0.3 | 0.3 | 0 | 0 | 5.3 | 0 | 6.07 | 6.54 | -0.47 | 0 | 0.002 | 0 | -0.001 | 2.5 | 0 | 0 | -7.2 | 0 | 2.6 | 0 | 0 | 0.2 | -0.2 | 0.3 | 0 | 0 | 7.1 | 0 | 5.44 | 5.81 | -0.37 | 0 | 0.002 | 0 | -0.001 | PreCW-Front-ElecDHW-GasDry | Appl-CW-Front-ElecDHW-GasDry-Tier1AnySFm1996CZ10DEER2017 | 0
42958.3843 | Appl-CW-Front-ElecDHW-GasDry-Tier1 | SFm | 1996 | CZ11 | rDXGF | -1 | Household | 1 | 2032 | 2.5 | 0 | 0 | -6.3 | 0 | 3.4 | 0 | 0 | 0.1 | -0.2 | 0.4 | 0 | 0 | 5.3 | 0 | 6 | 6.54 | -0.55 | 0 | 0.002 | 0 | -0.001 | 2.8 | 0 | 0 | -7.2 | 0 | 2.9 | 0 | 0 | 0.1 | -0.2 | 0.3 | 0 | 0 | 7.1 | 0 | 5.38 | 5.81 | -0.44 | 0 | 0.002 | 0 | -0.001 | PreCW-Front-ElecDHW-GasDry | Appl-CW-Front-ElecDHW-GasDry-Tier1AnySFm1996CZ11DEER2017 | 0
42958.3843 | Appl-CW-Front-ElecDHW-GasDry-Tier1 | SFm | 1996 | CZ12 | rDXGF | -1 | Household | 1 | 2032 | 1.7 | 0 | 0 | -6.2 | 0 | 2.6 | 0 | 0 | 0 | -0.2 | 0.3 | 0 | 0 | 5.5 | 0 | 6 | 6.54 | -0.54 | 0 | 0.003 | 0 | -0.001 | 2.2 | 0 | 0 | -7.2 | 0 | 2.1 | 0 | 0 | 0 | -0.2 | 0.3 | 0 | 0 | 7.3 | 0 | 5.38 | 5.81 | -0.43 | 0 | 0.003 | 0 | -0.001 | PreCW-Front-ElecDHW-GasDry | Appl-CW-Front-ElecDHW-GasDry-Tier1AnySFm1996CZ12DEER2017 | 0
42958.3843 | Appl-CW-Front-ElecDHW-GasDry-Tier1 | SFm | 1996 | CZ13 | rDXGF | -1 | Household | 1 | 2032 | 2.8 | 0 | 0 | -6.4 | 0 | 3.7 | 0 | -0.1 | 0.2 | -0.3 | 0.5 | 0 | 0 | 5.3 | 0 | 5.96 | 6.54 | -0.59 | 0 | 0.003 | 0 | 0 | 3.2 | 0 | 0 | -7.3 | 0 | 3.3 | 0 | -0.1 | 0.2 | -0.2 | 0.4 | 0 | 0 | 7.1 | 0 | 5.35 | 5.81 | -0.47 | 0 | 0.002 | 0 | -0.001 | PreCW-Front-ElecDHW-GasDry | Appl-CW-Front-ElecDHW-GasDry-Tier1AnySFm1996CZ13DEER2017 | 0
42958.3843 | Appl-CW-Front-ElecDHW-GasDry-Tier1 | SFm | 1996 | CZ14 | rDXGF | -1 | Household | 1 | 1758 | 2.7 | 0 | 0 | -6.3 | 0 | 3.5 | 0 | -0.1 | 0.1 | -0.3 | 0.4 | 0 | 0 | 5.4 | 0 | 5.98 | 6.54 | -0.56 | 0 | 0.001 | 0 | -0.001 | 2.8 | 0 | 0 | -7.2 | 0 | 2.8 | 0 | -0.1 | 0.1 | -0.2 | 0.3 | 0 | 0 | 7.2 | 0 | 5.36 | 5.81 | -0.45 | 0 | 0.001 | 0 | -0.001 | PreCW-Front-ElecDHW-GasDry | Appl-CW-Front-ElecDHW-GasDry-Tier1AnySFm1996CZ14DEER2017 | 0
42958.3843 | Appl-CW-Front-ElecDHW-GasDry-Tier1 | SFm | 1996 | CZ15 | rDXGF | -1 | Household | 1 | 1758 | 3.8 | 0 | 0 | -6.3 | 0 | 5.3 | 0 | 0 | 0.5 | -0.1 | 0.6 | 0 | 0 | 4.5 | 0 | 6.28 | 6.54 | -0.27 | 0 | 0.002 | 0 | -0.001 | 3.4 | 0 | 0 | -7.2 | 0 | 4.3 | 0 | 0 | 0.4 | -0.1 | 0.5 | 0 | 0 | 6 | 0 | 5.6 | 5.81 | -0.22 | 0 | 0.002 | 0 | -0.001 | PreCW-Front-ElecDHW-GasDry | Appl-CW-Front-ElecDHW-GasDry-Tier1AnySFm1996CZ15DEER2017 | 0
42958.3843 | Appl-CW-Front-ElecDHW-GasDry-Tier1 | SFm | 1996 | CZ16 | rDXGF | -1 | Household | 1 | 2193 | 1.8 | 0 | 0 | -6.3 | 0 | 2 | 0 | -0.1 | 0 | -0.3 | 0.3 | 0 | 0 | 6.2 | 0 | 6.09 | 6.54 | -0.46 | 0 | 0.001 | 0 | 0 | 2.6 | 0 | 0 | -7.2 | 0 | 1.6 | 0 | 0 | 0 | -0.2 | 0.2 | 0 | 0 | 8.3 | 0 | 5.45 | 5.81 | -0.37 | 0 | 0.002 | 0 | -0.001 | PreCW-Front-ElecDHW-GasDry | Appl-CW-Front-ElecDHW-GasDry-Tier1AnySFm1996CZ16DEER2017 | 0
42958.3843 | Appl-CW-Front-ElecDHW-GasDry-Tier1 | SFm | 2003 | CZ01 | rDXGF | -1 | Household | 1 | 2295.6 | -0.5 | 0 | 0 | -6.2 | 0 | 0 | 0 | -0.1 | -0.3 | -0.3 | 0 | 0 | 0 | 6.2 | 0 | 5.93 | 6.54 | -0.62 | 0 | 0 | 0 | -0.001 | 0.8 | 0 | 0 | -7.2 | 0 | 0 | 0 | -0.1 | -0.3 | -0.3 | 0 | 0 | 0 | 8.3 | 0 | 5.33 | 5.81 | -0.49 | 0 | 0 | 0 | -0.001 | PreCW-Front-ElecDHW-GasDry | Appl-CW-Front-ElecDHW-GasDry-Tier1AnySFm2003CZ01DEER2017 | 0
42958.3843 | Appl-CW-Front-ElecDHW-GasDry-Tier1 | SFm | 2003 | CZ02 | rDXGF | -1 | Household | 1 | 1948.8 | 0.9 | 0 | 0 | -6.2 | 0 | 1.6 | 0 | -0.1 | -0.1 | -0.3 | 0.2 | 0 | 0 | 5.7 | 0 | 5.99 | 6.54 | -0.56 | 0 | 0.003 | 0 | -0.001 | 1.7 | 0 | 0 | -7.2 | 0 | 1.3 | 0 | -0.1 | -0.1 | -0.2 | 0.2 | 0 | 0 | 7.7 | 0 | 5.37 | 5.81 | -0.45 | 0 | 0.003 | 0 | -0.001 | PreCW-Front-ElecDHW-GasDry | Appl-CW-Front-ElecDHW-GasDry-Tier1AnySFm2003CZ02DEER2017 | 0
42958.3843 | Appl-CW-Front-ElecDHW-GasDry-Tier1 | SFm | 2003 | CZ03 | rDXGF | -1 | Household | 1 | 2295.6 | -0.2 | 0 | 0 | -6.3 | 0 | 0.6 | 0 | -0.1 | -0.3 | -0.3 | 0.1 | 0 | 0 | 5.8 | 0 | 5.93 | 6.54 | -0.61 | 0 | 0.003 | 0 | -0.001 | 0.9 | 0 | 0 | -7.2 | 0 | 0.5 | 0 | 0 | -0.2 | -0.2 | 0.1 | 0 | 0 | 7.7 | 0 | 5.32 | 5.81 | -0.49 | 0 | 0.002 | 0 | -0.001 | PreCW-Front-ElecDHW-GasDry | Appl-CW-Front-ElecDHW-GasDry-Tier1AnySFm2003CZ03DEER2017 | 0
42958.3843 | Appl-CW-Front-ElecDHW-GasDry-Tier1 | SFm | 2003 | CZ04 | rDXGF | -1 | Household | 1 | 2295.6 | 1.8 | 0 | 0 | -6.3 | 0 | 2.4 | 0 | 0 | 0.1 | -0.2 | 0.3 | 0 | 0 | 5.7 | 0 | 6.06 | 6.54 | -0.49 | 0 | 0.003 | 0 | -0.001 | 2.2 | 0 | 0 | -7.2 | 0 | 1.9 | 0 | 0 | 0.1 | -0.2 | 0.2 | 0 | 0 | 7.6 | 0 | 5.43 | 5.81 | -0.39 | 0 | 0.003 | 0 | -0.001 | PreCW-Front-ElecDHW-GasDry | Appl-CW-Front-ElecDHW-GasDry-Tier1AnySFm2003CZ04DEER2017 | 0
42958.3843 | Appl-CW-Front-ElecDHW-GasDry-Tier1 | SFm | 2003 | CZ05 | rDXGF | -1 | Household | 1 | 2295.6 | -0.3 | 0 | 0 | -6.3 | 0 | 0.5 | 0 | -0.1 | -0.3 | -0.4 | 0.1 | 0 | 0 | 5.9 | 0 | 5.78 | 6.54 | -0.75 | 0 | 0.003 | 0 | -0.001 | 0.7 | 0 | 0 | -7.2 | 0 | 0.4 | 0 | 0 | -0.3 | -0.3 | 0.1 | 0 | 0 | 7.9 | 0 | 5.2 | 5.81 | -0.61 | 0 | 0.002 | 0 | -0.001 | PreCW-Front-ElecDHW-GasDry | Appl-CW-Front-ElecDHW-GasDry-Tier1AnySFm2003CZ05DEER2017 | 0
42958.3843 | Appl-CW-Front-ElecDHW-GasDry-Tier1 | SFm | 2003 | CZ06 | rDXGF | -1 | Household | 1 | 2392.9 | 1.9 | 0 | 0 | -6.2 | 0 | 2.7 | 0 | -0.1 | 0.2 | -0.2 | 0.4 | 0 | 0 | 5.4 | 0 | 6.2 | 6.54 | -0.35 | 0 | -0.001 | 0 | -0.001 | 2.8 | 0 | 0 | -7.2 | 0 | 2.6 | 0 | -0.1 | 0.2 | -0.2 | 0.4 | 0 | 0 | 7.2 | 0 | 5.55 | 5.81 | -0.28 | 0 | 0.002 | 0 | -0.001 | PreCW-Front-ElecDHW-GasDry | Appl-CW-Front-ElecDHW-GasDry-Tier1AnySFm2003CZ06DEER2017 | 0
42958.3843 | Appl-CW-Front-ElecDHW-GasDry-Tier1 | SFm | 2003 | CZ07 | rDXGF | -1 | Household | 1 | 2392.9 | 1.9 | 0 | 0 | -6.3 | 0 | 2.7 | 0 | -0.1 | 0.1 | -0.2 | 0.4 | 0 | 0 | 5.4 | 0 | 6.13 | 6.54 | -0.42 | 0 | 0.002 | 0 | -0.001 | 2.3 | 0 | 0 | -7.3 | 0 | 2.2 | 0 | -0.1 | 0.1 | -0.2 | 0.4 | 0 | 0 | 7.2 | 0 | 5.49 | 5.81 | -0.33 | 0 | 0.002 | 0 | -0.001 | PreCW-Front-ElecDHW-GasDry | Appl-CW-Front-ElecDHW-GasDry-Tier1AnySFm2003CZ07DEER2017 | 0
42958.3843 | Appl-CW-Front-ElecDHW-GasDry-Tier1 | SFm | 2003 | CZ08 | rDXGF | -1 | Household | 1 | 2392.9 | 4.1 | 0 | 0 | -6.3 | 0 | 4.6 | 0 | -0.1 | 0.5 | -0.1 | 0.6 | 0 | 0 | 5.4 | 0 | 6.2 | 6.54 | -0.34 | 0 | 0.002 | 0 | -0.001 | 4.2 | 0 | 0 | -7.2 | 0 | 3.9 | 0 | -0.1 | 0.4 | -0.1 | 0.5 | 0 | 0 | 7.2 | 0 | 5.55 | 5.81 | -0.27 | 0 | 0.001 | 0 | -0.001 | PreCW-Front-ElecDHW-GasDry | Appl-CW-Front-ElecDHW-GasDry-Tier1AnySFm2003CZ08DEER2017 | 0
42958.3843 | Appl-CW-Front-ElecDHW-GasDry-Tier1 | SFm | 2003 | CZ09 | rDXGF | -1 | Household | 1 | 2422.9 | 2 | 0 | 0 | -6.3 | 0 | 2.9 | 0 | -0.1 | 0.1 | -0.2 | 0.3 | 0 | 0 | 5.3 | 0 | 6.15 | 6.54 | -0.4 | 0 | 0.002 | 0 | -0.001 | 2.3 | 0 | 0 | -7.2 | 0 | 2.3 | 0 | -0.1 | 0.1 | -0.2 | 0.2 | 0 | 0 | 7.1 | 0 | 5.5 | 5.81 | -0.32 | 0 | 0.001 | 0 | -0.001 | PreCW-Front-ElecDHW-GasDry | Appl-CW-Front-ElecDHW-GasDry-Tier1AnySFm2003CZ09DEER2017 | 0
42958.3843 | Appl-CW-Front-ElecDHW-GasDry-Tier1 | SFm | 2003 | CZ10 | rDXGF | -1 | Household | 1 | 1948.8 | 2.4 | 0 | 0 | -6.3 | 0 | 3.3 | 0 | -0.1 | 0.2 | -0.3 | 0.4 | 0 | 0 | 5.2 | 0 | 6.07 | 6.54 | -0.47 | 0 | 0.002 | 0 | -0.001 | 2.6 | 0 | 0 | -7.2 | 0 | 2.7 | 0 | -0.1 | 0.2 | -0.2 | 0.4 | 0 | 0 | 7 | 0 | 5.43 | 5.81 | -0.38 | 0 | 0.002 | 0 | -0.001 | PreCW-Front-ElecDHW-GasDry | Appl-CW-Front-ElecDHW-GasDry-Tier1AnySFm2003CZ10DEER2017 | 0
42958.3843 | Appl-CW-Front-ElecDHW-GasDry-Tier1 | SFm | 2003 | CZ11 | rDXGF | -1 | Household | 1 | 1948.8 | 2.3 | 0 | 0 | -6.3 | 0 | 3.1 | 0 | 0 | 0.1 | -0.3 | 0.4 | 0 | 0 | 5.4 | 0 | 6.02 | 6.54 | -0.53 | 0 | 0.002 | 0 | -0.001 | 2.4 | 0 | 0 | -7.2 | 0 | 2.4 | 0 | 0 | 0.1 | -0.2 | 0.3 | 0 | 0 | 7.2 | 0 | 5.4 | 5.81 | -0.43 | 0 | 0.002 | 0 | -0.001 | PreCW-Front-ElecDHW-GasDry | Appl-CW-Front-ElecDHW-GasDry-Tier1AnySFm2003CZ11DEER2017 | 0
42958.3843 | Appl-CW-Front-ElecDHW-GasDry-Tier1 | SFm | 2003 | CZ12 | rDXGF | -1 | Household | 1 | 1948.8 | 1.4 | 0 | 0 | -6.3 | 0 | 2.2 | 0 | -0.1 | 0 | -0.3 | 0.2 | 0 | 0 | 5.5 | 0 | 6.02 | 6.54 | -0.52 | 0 | 0.002 | 0 | -0.001 | 1.9 | 0 | 0 | -7.3 | 0 | 1.7 | 0 | 0 | 0 | -0.3 | 0.2 | 0 | 0 | 7.4 | 0 | 5.4 | 5.81 | -0.41 | 0 | 0.002 | 0 | -0.001 | PreCW-Front-ElecDHW-GasDry | Appl-CW-Front-ElecDHW-GasDry-Tier1AnySFm2003CZ12DEER2017 | 0
42958.3843 | Appl-CW-Front-ElecDHW-GasDry-Tier1 | SFm | 2003 | CZ13 | rDXGF | -1 | Household | 1 | 1948.8 | 2 | 0 | 0 | -6.3 | 0 | 2.9 | 0 | -0.1 | 0 | -0.2 | 0.4 | 0 | 0 | 5.3 | 0 | 6.01 | 6.54 | -0.53 | 0 | 0.003 | 0 | -0.001 | 2.3 | 0 | 0 | -7.2 | 0 | 2.4 | 0 | -0.1 | 0 | -0.2 | 0.3 | 0 | 0 | 7.1 | 0 | 5.39 | 5.81 | -0.42 | 0 | 0.002 | 0 | -0.001 | PreCW-Front-ElecDHW-GasDry | Appl-CW-Front-ElecDHW-GasDry-Tier1AnySFm2003CZ13DEER2017 | 0
42958.3843 | Appl-CW-Front-ElecDHW-GasDry-Tier1 | SFm | 2003 | CZ14 | rDXGF | -1 | Household | 1 | 2160.9 | 2.8 | 0 | 0 | -6.3 | 0 | 3.5 | 0 | -0.1 | 0.1 | -0.3 | 0.5 | 0 | 0 | 5.4 | 0 | 6 | 6.54 | -0.54 | 0 | 0.002 | 0 | -0.001 | 2.9 | 0 | 0 | -7.3 | 0 | 2.8 | 0 | 0 | 0.1 | -0.3 | 0.4 | 0 | 0 | 7.2 | 0 | 5.38 | 5.81 | -0.44 | 0 | 0.001 | 0 | -0.001 | PreCW-Front-ElecDHW-GasDry | Appl-CW-Front-ElecDHW-GasDry-Tier1AnySFm2003CZ14DEER2017 | 0
42958.3843 | Appl-CW-Front-ElecDHW-GasDry-Tier1 | SFm | 2003 | CZ15 | rDXGF | -1 | Household | 1 | 2160.9 | 3.1 | 0 | 0 | -6.3 | 0 | 4.7 | 0 | 0 | 0.4 | -0.2 | 0.5 | 0 | 0 | 4.5 | 0 | 6.28 | 6.54 | -0.26 | 0 | 0.001 | 0 | -0.001 | 2.8 | 0 | 0 | -7.2 | 0 | 3.8 | 0 | 0 | 0.3 | -0.2 | 0.4 | 0 | 0 | 6 | 0 | 5.61 | 5.81 | -0.21 | 0 | 0.001 | 0 | -0.001 | PreCW-Front-ElecDHW-GasDry | Appl-CW-Front-ElecDHW-GasDry-Tier1AnySFm2003CZ15DEER2017 | 0
42958.3843 | Appl-CW-Front-ElecDHW-GasDry-Tier1 | SFm | 2003 | CZ16 | rDXGF | -1 | Household | 1 | 2295.6 | 1.7 | 0 | 0 | -6.2 | 0 | 1.7 | 0 | -0.1 | 0 | -0.2 | 0.2 | 0 | 0 | 6.1 | 0 | 6.11 | 6.54 | -0.44 | 0 | 0.002 | 0 | -0.001 | 2.7 | 0 | 0 | -7.1 | 0 | 1.5 | 0 | -0.1 | 0 | -0.2 | 0.2 | 0 | 0 | 8.2 | 0 | 5.46 | 5.81 | -0.36 | 0 | 0.002 | 0 | -0.001 | PreCW-Front-ElecDHW-GasDry | Appl-CW-Front-ElecDHW-GasDry-Tier1AnySFm2003CZ16DEER2017 | 0
42958.3843 | Appl-CW-Front-ElecDHW-GasDry-Tier1 | SFm | 2007 | CZ01 | rDXGF | -1 | Household | 1 | 2295.6 | -0.5 | 0 | 0 | -6.2 | 0 | 0 | 0 | -0.2 | -0.3 | -0.3 | 0 | 0 | 0 | 6.3 | 0 | 5.92 | 6.54 | -0.62 | 0 | 0 | 0 | -0.001 | 0.8 | 0 | 0 | -7.1 | 0 | 0 | 0 | -0.1 | -0.3 | -0.3 | 0 | 0 | 0 | 8.4 | 0 | 5.31 | 5.81 | -0.5 | 0 | 0 | 0 | -0.001 | PreCW-Front-ElecDHW-GasDry | Appl-CW-Front-ElecDHW-GasDry-Tier1AnySFm2007CZ01DEER2017 | 0
42958.3843 | Appl-CW-Front-ElecDHW-GasDry-Tier1 | SFm | 2007 | CZ02 | rDXGF | -1 | Household | 1 | 1948.8 | 0.7 | 0 | 0 | -6.3 | 0 | 1.4 | 0 | -0.1 | -0.1 | -0.3 | 0.2 | 0 | 0 | 5.8 | 0 | 5.88 | 6.54 | -0.66 | 0 | 0.002 | 0 | 0 | 1.4 | 0 | 0 | -7.3 | 0 | 1.1 | 0 | -0.1 | -0.1 | -0.3 | 0.2 | 0 | 0 | 7.8 | 0 | 5.28 | 5.81 | -0.53 | 0 | 0.002 | 0 | -0.001 | PreCW-Front-ElecDHW-GasDry | Appl-CW-Front-ElecDHW-GasDry-Tier1AnySFm2007CZ02DEER2017 | 0
42958.3843 | Appl-CW-Front-ElecDHW-GasDry-Tier1 | SFm | 2007 | CZ03 | rDXGF | -1 | Household | 1 | 2295.6 | -0.2 | 0 | 0 | -6.3 | 0 | 0.5 | 0 | 0 | -0.2 | -0.3 | 0.1 | 0 | 0 | 5.8 | 0 | 5.94 | 6.54 | -0.61 | 0 | 0.002 | 0 | -0.001 | 0.8 | 0 | 0 | -7.2 | 0 | 0.4 | 0 | 0 | -0.1 | -0.2 | 0.1 | 0 | 0 | 7.8 | 0 | 5.33 | 5.81 | -0.5 | 0 | 0.002 | 0 | -0.001 | PreCW-Front-ElecDHW-GasDry | Appl-CW-Front-ElecDHW-GasDry-Tier1AnySFm2007CZ03DEER2017 | 0
42958.3843 | Appl-CW-Front-ElecDHW-GasDry-Tier1 | SFm | 2007 | CZ04 | rDXGF | -1 | Household | 1 | 2295.6 | 1.1 | 0 | 0 | -6.3 | 0 | 1.7 | 0 | -0.1 | 0 | -0.3 | 0.2 | 0 | 0 | 5.6 | 0 | 6.02 | 6.54 | -0.53 | 0 | 0.002 | 0 | -0.001 | 1.7 | 0 | 0 | -7.2 | 0 | 1.4 | 0 | -0.1 | 0 | -0.3 | 0.2 | 0 | 0 | 7.5 | 0 | 5.4 | 5.81 | -0.43 | 0 | 0.001 | 0 | -0.001 | PreCW-Front-ElecDHW-GasDry | Appl-CW-Front-ElecDHW-GasDry-Tier1AnySFm2007CZ04DEER2017 | 0
42958.3843 | Appl-CW-Front-ElecDHW-GasDry-Tier1 | SFm | 2007 | CZ05 | rDXGF | -1 | Household | 1 | 2295.6 | -0.4 | 0 | 0 | -6.3 | 0 | 0.3 | 0 | -0.1 | -0.3 | -0.4 | 0 | 0 | 0 | 5.9 | 0 | 5.83 | 6.54 | -0.71 | 0 | 0.002 | 0 | -0.001 | 0.6 | 0 | 0 | -7.2 | 0 | 0.2 | 0 | -0.1 | -0.3 | -0.3 | 0 | 0 | 0 | 7.9 | 0 | 5.23 | 5.81 | -0.58 | 0 | 0.002 | 0 | -0.001 | PreCW-Front-ElecDHW-GasDry | Appl-CW-Front-ElecDHW-GasDry-Tier1AnySFm2007CZ05DEER2017 | 0
42958.3843 | Appl-CW-Front-ElecDHW-GasDry-Tier1 | SFm | 2007 | CZ06 | rDXGF | -1 | Household | 1 | 2392.9 | 1.7 | 0 | 0 | -6.3 | 0 | 2.3 | 0 | -0.1 | 0.2 | -0.2 | 0.4 | 0 | 0 | 5.4 | 0 | 6.13 | 6.54 | -0.4 | 0 | 0.001 | 0 | -0.001 | 2.2 | 0 | 0 | -7.2 | 0 | 1.9 | 0 | -0.1 | 0.1 | -0.2 | 0.3 | 0 | 0 | 7.3 | 0 | 5.49 | 5.81 | -0.32 | 0 | 0.001 | 0 | -0.001 | PreCW-Front-ElecDHW-GasDry | Appl-CW-Front-ElecDHW-GasDry-Tier1AnySFm2007CZ06DEER2017 | 0
42958.3843 | Appl-CW-Front-ElecDHW-GasDry-Tier1 | SFm | 2007 | CZ07 | rDXGF | -1 | Household | 1 | 2392.9 | 2.4 | 0 | 0 | -6.2 | 0 | 3 | 0 | 0 | 0.4 | -0.2 | 0.5 | 0 | 0 | 5.4 | 0 | 6.17 | 6.54 | -0.37 | 0 | 0.003 | 0 | -0.001 | 2.9 | 0 | 0 | -7.2 | 0 | 2.6 | 0 | 0 | 0.3 | -0.1 | 0.4 | 0 | 0 | 7.2 | 0 | 5.53 | 5.81 | -0.29 | 0 | 0.003 | 0 | -0.001 | PreCW-Front-ElecDHW-GasDry | Appl-CW-Front-ElecDHW-GasDry-Tier1AnySFm2007CZ07DEER2017 | 0
42958.3843 | Appl-CW-Front-ElecDHW-GasDry-Tier1 | SFm | 2007 | CZ08 | rDXGF | -1 | Household | 1 | 2392.9 | 2.3 | 0 | 0 | -6.3 | 0 | 2.9 | 0 | 0 | 0.3 | -0.2 | 0.5 | 0 | 0 | 5.3 | 0 | 6.21 | 6.54 | -0.33 | 0 | 0.002 | 0 | -0.001 | 2.5 | 0 | 0 | -7.2 | 0 | 2.4 | 0 | 0 | 0.3 | -0.1 | 0.4 | 0 | 0 | 7.1 | 0 | 5.55 | 5.81 | -0.26 | 0 | 0.001 | 0 | -0.001 | PreCW-Front-ElecDHW-GasDry | Appl-CW-Front-ElecDHW-GasDry-Tier1AnySFm2007CZ08DEER2017 | 0
42958.3843 | Appl-CW-Front-ElecDHW-GasDry-Tier1 | SFm | 2007 | CZ09 | rDXGF | -1 | Household | 1 | 2422.9 | 1.5 | 0 | 0 | -6.3 | 0 | 2.4 | 0 | 0 | 0.2 | -0.2 | 0.4 | 0 | 0 | 5.4 | 0 | 6.17 | 6.54 | -0.37 | 0 | 0 | 0 | -0.001 | 1.9 | 0 | 0 | -7.2 | 0 | 1.9 | 0 | 0 | 0.1 | -0.2 | 0.3 | 0 | 0 | 7.2 | 0 | 5.52 | 5.81 | -0.29 | 0 | 0 | 0 | -0.001 | PreCW-Front-ElecDHW-GasDry | Appl-CW-Front-ElecDHW-GasDry-Tier1AnySFm2007CZ09DEER2017 | 0
42958.3843 | Appl-CW-Front-ElecDHW-GasDry-Tier1 | SFm | 2007 | CZ10 | rDXGF | -1 | Household | 1 | 1948.8 | 2 | 0 | 0 | -6.2 | 0 | 2.9 | 0 | -0.1 | 0.2 | -0.2 | 0.5 | 0 | 0 | 5.3 | 0 | 6.06 | 6.54 | -0.49 | 0 | 0 | 0 | -0.001 | 2.3 | 0 | 0 | -7.2 | 0 | 2.3 | 0 | -0.1 | 0.2 | -0.2 | 0.4 | 0 | 0 | 7.1 | 0 | 5.43 | 5.81 | -0.39 | 0 | 0 | 0 | -0.001 | PreCW-Front-ElecDHW-GasDry | Appl-CW-Front-ElecDHW-GasDry-Tier1AnySFm2007CZ10DEER2017 | 0
42958.3843 | Appl-CW-Front-ElecDHW-GasDry-Tier1 | SFm | 2007 | CZ11 | rDXGF | -1 | Household | 1 | 1948.8 | 1.6 | 0 | 0 | -6.3 | 0 | 2.4 | 0 | -0.1 | 0.1 | -0.2 | 0.4 | 0 | 0 | 5.3 | 0 | 6 | 6.54 | -0.55 | 0 | 0.001 | 0 | -0.001 | 2 | 0 | 0 | -7.2 | 0 | 1.9 | 0 | 0 | 0 | -0.2 | 0.3 | 0 | 0 | 7.1 | 0 | 5.38 | 5.81 | -0.44 | 0 | 0.001 | 0 | -0.001 | PreCW-Front-ElecDHW-GasDry | Appl-CW-Front-ElecDHW-GasDry-Tier1AnySFm2007CZ11DEER2017 | 0
42958.3843 | Appl-CW-Front-ElecDHW-GasDry-Tier1 | SFm | 2007 | CZ12 | rDXGF | -1 | Household | 1 | 1948.8 | 1.3 | 0 | 0 | -6.2 | 0 | 2.1 | 0 | -0.1 | 0 | -0.3 | 0.3 | 0 | 0 | 5.5 | 0 | 6.05 | 6.54 | -0.49 | 0 | 0.002 | 0 | -0.001 | 1.9 | 0 | 0 | -7.2 | 0 | 1.7 | 0 | -0.1 | 0 | -0.2 | 0.2 | 0 | 0 | 7.4 | 0 | 5.42 | 5.81 | -0.39 | 0 | 0.001 | 0 | -0.001 | PreCW-Front-ElecDHW-GasDry | Appl-CW-Front-ElecDHW-GasDry-Tier1AnySFm2007CZ12DEER2017 | 0
42958.3843 | Appl-CW-Front-ElecDHW-GasDry-Tier1 | SFm | 2007 | CZ13 | rDXGF | -1 | Household | 1 | 1948.8 | 2.1 | 0 | 0 | -6.3 | 0 | 2.9 | 0 | -0.1 | 0.3 | -0.2 | 0.5 | 0 | 0 | 5.3 | 0 | 6.08 | 6.54 | -0.46 | 0 | 0.001 | 0 | -0.001 | 2.5 | 0 | 0 | -7.3 | 0 | 2.4 | 0 | -0.1 | 0.2 | -0.2 | 0.4 | 0 | 0 | 7.1 | 0 | 5.44 | 5.81 | -0.37 | 0 | 0.001 | 0 | -0.001 | PreCW-Front-ElecDHW-GasDry | Appl-CW-Front-ElecDHW-GasDry-Tier1AnySFm2007CZ13DEER2017 | 0
42958.3843 | Appl-CW-Front-ElecDHW-GasDry-Tier1 | SFm | 2007 | CZ14 | rDXGF | -1 | Household | 1 | 2160.9 | 2.2 | 0 | 0 | -6.3 | 0 | 3 | 0 | -0.1 | 0.2 | -0.3 | 0.5 | 0 | 0 | 5.5 | 0 | 5.98 | 6.54 | -0.57 | 0 | 0.001 | 0 | -0.001 | 2.5 | 0 | 0 | -7.3 | 0 | 2.4 | 0 | -0.1 | 0.2 | -0.2 | 0.4 | 0 | 0 | 7.3 | 0 | 5.36 | 5.81 | -0.47 | 0 | 0.001 | 0 | -0.001 | PreCW-Front-ElecDHW-GasDry | Appl-CW-Front-ElecDHW-GasDry-Tier1AnySFm2007CZ14DEER2017 | 0
42958.3843 | Appl-CW-Front-ElecDHW-GasDry-Tier1 | SFm | 2007 | CZ15 | rDXGF | -1 | Household | 1 | 2160.9 | 2.5 | 0 | 0 | -6.3 | 0 | 3.9 | 0 | 0 | 0.4 | -0.1 | 0.5 | 0 | 0 | 4.5 | 0 | 6.3 | 6.54 | -0.24 | 0 | 0.001 | 0 | -0.001 | 2.2 | 0 | 0 | -7.2 | 0 | 3.1 | 0 | 0 | 0.3 | -0.1 | 0.4 | 0 | 0 | 6 | 0 | 5.62 | 5.81 | -0.19 | 0 | 0.001 | 0 | -0.001 | PreCW-Front-ElecDHW-GasDry | Appl-CW-Front-ElecDHW-GasDry-Tier1AnySFm2007CZ15DEER2017 | 0
42958.3843 | Appl-CW-Front-ElecDHW-GasDry-Tier1 | SFm | 2007 | CZ16 | rDXGF | -1 | Household | 1 | 2295.6 | 0.9 | 0 | 0 | -6.2 | 0 | 1 | 0 | -0.1 | 0 | -0.2 | 0.2 | 0 | 0 | 6.2 | 0 | 6.09 | 6.54 | -0.45 | 0 | 0.001 | 0 | -0.001 | 1.9 | 0 | 0 | -7.1 | 0 | 0.8 | 0 | -0.1 | 0 | -0.2 | 0.1 | 0 | 0 | 8.3 | 0 | 5.45 | 5.81 | -0.36 | 0 | 0.001 | 0 | -0.001 | PreCW-Front-ElecDHW-GasDry | Appl-CW-Front-ElecDHW-GasDry-Tier1AnySFm2007CZ16DEER2017 | 0
42958.3843 | Appl-CW-Front-ElecDHW-GasDry-Tier1 | SFm | 2011 | CZ01 | rDXGF | -1 | Household | 1 | 2295.6 | -0.4 | 0 | 0 | -6.2 | 0 | 0 | 0 | -0.1 | -0.2 | -0.2 | 0 | 0 | 0 | 6.2 | 0 | 5.97 | 6.54 | -0.58 | 0 | 0 | 0 | -0.001 | 0.9 | 0 | 0 | -7.2 | 0 | 0 | 0 | -0.1 | -0.2 | -0.2 | 0 | 0 | 0 | 8.3 | 0 | 5.36 | 5.81 | -0.46 | 0 | 0 | 0 | -0.001 | PreCW-Front-ElecDHW-GasDry | Appl-CW-Front-ElecDHW-GasDry-Tier1AnySFm2011CZ01DEER2017 | 0
42958.3843 | Appl-CW-Front-ElecDHW-GasDry-Tier1 | SFm | 2011 | CZ02 | rDXGF | -1 | Household | 1 | 1948.8 | 0.8 | 0 | 0 | -6.3 | 0 | 1.5 | 0 | -0.1 | 0 | -0.3 | 0.3 | 0 | 0 | 5.8 | 0 | 5.89 | 6.54 | -0.65 | 0 | 0.002 | 0 | -0.001 | 1.6 | 0 | 0 | -7.2 | 0 | 1.2 | 0 | -0.1 | 0 | -0.2 | 0.2 | 0 | 0 | 7.8 | 0 | 5.29 | 5.81 | -0.52 | 0 | 0.002 | 0 | -0.001 | PreCW-Front-ElecDHW-GasDry | Appl-CW-Front-ElecDHW-GasDry-Tier1AnySFm2011CZ02DEER2017 | 0
42958.3843 | Appl-CW-Front-ElecDHW-GasDry-Tier1 | SFm | 2011 | CZ03 | rDXGF | -1 | Household | 1 | 2295.6 | -0.2 | 0 | 0 | -6.3 | 0 | 0.6 | 0 | -0.1 | -0.2 | -0.3 | 0.1 | 0 | 0 | 5.9 | 0 | 5.95 | 6.54 | -0.59 | 0 | 0.002 | 0 | -0.001 | 0.8 | 0 | 0 | -7.2 | 0 | 0.5 | 0 | -0.1 | -0.1 | -0.2 | 0.1 | 0 | 0 | 7.8 | 0 | 5.33 | 5.81 | -0.48 | 0 | 0.002 | 0 | -0.001 | PreCW-Front-ElecDHW-GasDry | Appl-CW-Front-ElecDHW-GasDry-Tier1AnySFm2011CZ03DEER2017 | 0
42958.3843 | Appl-CW-Front-ElecDHW-GasDry-Tier1 | SFm | 2011 | CZ04 | rDXGF | -1 | Household | 1 | 2295.6 | 1.6 | 0 | 0 | -6.3 | 0 | 2.2 | 0 | 0 | 0.1 | -0.2 | 0.3 | 0 | 0 | 5.6 | 0 | 6.04 | 6.54 | -0.51 | 0 | 0.002 | 0 | -0.001 | 2.3 | 0 | 0 | -7.2 | 0 | 1.9 | 0 | 0 | 0.1 | -0.2 | 0.3 | 0 | 0 | 7.5 | 0 | 5.42 | 5.81 | -0.41 | 0 | 0.002 | 0 | -0.001 | PreCW-Front-ElecDHW-GasDry | Appl-CW-Front-ElecDHW-GasDry-Tier1AnySFm2011CZ04DEER2017 | 0
42958.3843 | Appl-CW-Front-ElecDHW-GasDry-Tier1 | SFm | 2011 | CZ05 | rDXGF | -1 | Household | 1 | 2295.6 | -0.4 | 0 | 0 | -6.3 | 0 | 0.2 | 0 | -0.1 | -0.2 | -0.3 | 0 | 0 | 0 | 6 | 0 | 5.85 | 6.54 | -0.69 | 0 | 0.002 | 0 | -0.001 | 0.7 | 0 | 0 | -7.2 | 0 | 0.2 | 0 | -0.1 | -0.2 | -0.3 | 0 | 0 | 0 | 7.9 | 0 | 5.28 | 5.81 | -0.53 | 0 | 0.002 | 0 | -0.001 | PreCW-Front-ElecDHW-GasDry | Appl-CW-Front-ElecDHW-GasDry-Tier1AnySFm2011CZ05DEER2017 | 0
42958.3843 | Appl-CW-Front-ElecDHW-GasDry-Tier1 | SFm | 2011 | CZ06 | rDXGF | -1 | Household | 1 | 2392.9 | 0.9 | 0 | 0 | -6.3 | 0 | 1.6 | 0 | 0 | 0 | -0.2 | 0.3 | 0 | 0 | 5.5 | 0 | 6.09 | 6.54 | -0.46 | 0 | 0.002 | 0 | -0.001 | 1.4 | 0 | 0 | -7.2 | 0 | 1.3 | 0 | 0 | 0 | -0.1 | 0.2 | 0 | 0 | 7.3 | 0 | 5.45 | 5.81 | -0.37 | 0 | 0.002 | 0 | -0.001 | PreCW-Front-ElecDHW-GasDry | Appl-CW-Front-ElecDHW-GasDry-Tier1AnySFm2011CZ06DEER2017 | 0
42958.3843 | Appl-CW-Front-ElecDHW-GasDry-Tier1 | SFm | 2011 | CZ07 | rDXGF | -1 | Household | 1 | 2392.9 | 2.3 | 0 | 0 | -6.3 | 0 | 2.8 | 0 | 0 | 0.4 | -0.1 | 0.5 | 0 | 0 | 5.4 | 0 | 6.25 | 6.54 | -0.29 | 0 | 0.001 | 0 | -0.001 | 2.5 | 0 | 0 | -7.2 | 0 | 2.2 | 0 | 0 | 0.3 | -0.1 | 0.4 | 0 | 0 | 7.2 | 0 | 5.58 | 5.81 | -0.23 | 0 | 0 | 0 | -0.001 | PreCW-Front-ElecDHW-GasDry | Appl-CW-Front-ElecDHW-GasDry-Tier1AnySFm2011CZ07DEER2017 | 0
42958.3843 | Appl-CW-Front-ElecDHW-GasDry-Tier1 | SFm | 2011 | CZ08 | rDXGF | -1 | Household | 1 | 2392.9 | 2.5 | 0 | 0 | -6.3 | 0 | 3.1 | 0 | 0 | 0.4 | -0.2 | 0.5 | 0 | 0 | 5.3 | 0 | 6.25 | 6.54 | -0.29 | 0 | 0.001 | 0 | 0 | 2.7 | 0 | 0 | -7.2 | 0 | 2.4 | 0 | 0 | 0.3 | -0.1 | 0.4 | 0 | 0 | 7.1 | 0 | 5.58 | 5.81 | -0.24 | 0 | 0.001 | 0 | -0.001 | PreCW-Front-ElecDHW-GasDry | Appl-CW-Front-ElecDHW-GasDry-Tier1AnySFm2011CZ08DEER2017 | 0
42958.3843 | Appl-CW-Front-ElecDHW-GasDry-Tier1 | SFm | 2011 | CZ09 | rDXGF | -1 | Household | 1 | 2422.9 | 1.7 | 0 | 0 | -6.3 | 0 | 2.4 | 0 | -0.1 | 0.3 | -0.1 | 0.4 | 0 | 0 | 5.3 | 0 | 6.19 | 6.54 | -0.36 | 0 | 0.001 | 0 | -0.001 | 2 | 0 | 0 | -7.3 | 0 | 1.9 | 0 | -0.1 | 0.2 | -0.1 | 0.3 | 0 | 0 | 7.1 | 0 | 5.53 | 5.81 | -0.29 | 0 | 0 | 0 | -0.001 | PreCW-Front-ElecDHW-GasDry | Appl-CW-Front-ElecDHW-GasDry-Tier1AnySFm2011CZ09DEER2017 | 0
42958.3843 | Appl-CW-Front-ElecDHW-GasDry-Tier1 | SFm | 2011 | CZ10 | rDXGF | -1 | Household | 1 | 1948.8 | 1.9 | 0 | 0 | -6.3 | 0 | 2.8 | 0 | -0.1 | 0.2 | -0.2 | 0.4 | 0 | 0 | 5.3 | 0 | 6.07 | 6.54 | -0.47 | 0 | 0.001 | 0 | -0.001 | 2.2 | 0 | 0 | -7.3 | 0 | 2.3 | 0 | -0.1 | 0.2 | -0.1 | 0.3 | 0 | 0 | 7.1 | 0 | 5.43 | 5.81 | -0.38 | 0 | 0.001 | 0 | -0.001 | PreCW-Front-ElecDHW-GasDry | Appl-CW-Front-ElecDHW-GasDry-Tier1AnySFm2011CZ10DEER2017 | 0
42958.3843 | Appl-CW-Front-ElecDHW-GasDry-Tier1 | SFm | 2011 | CZ11 | rDXGF | -1 | Household | 1 | 1948.8 | 1.9 | 0 | 0 | -6.3 | 0 | 2.8 | 0 | -0.1 | 0.1 | -0.2 | 0.5 | 0 | 0 | 5.4 | 0 | 6.01 | 6.54 | -0.53 | 0 | 0.001 | 0 | -0.001 | 2.2 | 0 | 0 | -7.2 | 0 | 2.3 | 0 | -0.1 | 0.1 | -0.2 | 0.4 | 0 | 0 | 7.2 | 0 | 5.39 | 5.81 | -0.42 | 0 | 0 | 0 | -0.001 | PreCW-Front-ElecDHW-GasDry | Appl-CW-Front-ElecDHW-GasDry-Tier1AnySFm2011CZ11DEER2017 | 0
42958.3843 | Appl-CW-Front-ElecDHW-GasDry-Tier1 | SFm | 2011 | CZ12 | rDXGF | -1 | Household | 1 | 1948.8 | 1.4 | 0 | 0 | -6.3 | 0 | 2.1 | 0 | 0 | 0.1 | -0.2 | 0.3 | 0 | 0 | 5.5 | 0 | 6.08 | 6.54 | -0.46 | 0 | 0.002 | 0 | -0.001 | 1.9 | 0 | 0 | -7.2 | 0 | 1.7 | 0 | 0 | 0.1 | -0.2 | 0.3 | 0 | 0 | 7.4 | 0 | 5.44 | 5.81 | -0.37 | 0 | 0.001 | 0 | -0.001 | PreCW-Front-ElecDHW-GasDry | Appl-CW-Front-ElecDHW-GasDry-Tier1AnySFm2011CZ12DEER2017 | 0
42958.3843 | Appl-CW-Front-ElecDHW-GasDry-Tier1 | SFm | 2011 | CZ13 | rDXGF | -1 | Household | 1 | 1948.8 | 1.9 | 0 | 0 | -6.2 | 0 | 2.8 | 0 | -0.1 | 0.2 | -0.2 | 0.4 | 0 | 0 | 5.3 | 0 | 6.08 | 6.54 | -0.46 | 0 | 0.001 | 0 | -0.001 | 2.2 | 0 | 0 | -7.2 | 0 | 2.3 | 0 | -0.1 | 0.2 | -0.1 | 0.3 | 0 | 0 | 7.1 | 0 | 5.45 | 5.81 | -0.36 | 0 | 0.001 | 0 | -0.001 | PreCW-Front-ElecDHW-GasDry | Appl-CW-Front-ElecDHW-GasDry-Tier1AnySFm2011CZ13DEER2017 | 0
42958.3843 | Appl-CW-Front-ElecDHW-GasDry-Tier1 | SFm | 2011 | CZ14 | rDXGF | -1 | Household | 1 | 2160.9 | 2.3 | 0 | 0 | -6.3 | 0 | 3 | 0 | 0 | 0.2 | -0.3 | 0.5 | 0 | 0 | 5.4 | 0 | 6.02 | 6.54 | -0.53 | 0 | 0.001 | 0 | -0.001 | 2.6 | 0 | 0 | -7.3 | 0 | 2.4 | 0 | 0 | 0.2 | -0.2 | 0.4 | 0 | 0 | 7.2 | 0 | 5.39 | 5.81 | -0.43 | 0 | 0.001 | 0 | -0.001 | PreCW-Front-ElecDHW-GasDry | Appl-CW-Front-ElecDHW-GasDry-Tier1AnySFm2011CZ14DEER2017 | 0
42958.3843 | Appl-CW-Front-ElecDHW-GasDry-Tier1 | SFm | 2011 | CZ15 | rDXGF | -1 | Household | 1 | 2160.9 | 2.6 | 0 | 0 | -6.3 | 0 | 4 | 0 | 0 | 0.4 | -0.1 | 0.6 | 0 | 0 | 4.5 | 0 | 6.3 | 6.54 | -0.24 | 0 | 0.001 | 0 | -0.001 | 2 | 0 | 0 | -7.3 | 0 | 3 | 0 | 0 | 0.3 | -0.1 | 0.4 | 0 | 0 | 6 | 0 | 5.62 | 5.81 | -0.19 | 0 | 0.001 | 0 | -0.001 | PreCW-Front-ElecDHW-GasDry | Appl-CW-Front-ElecDHW-GasDry-Tier1AnySFm2011CZ15DEER2017 | 0
42958.3843 | Appl-CW-Front-ElecDHW-GasDry-Tier1 | SFm | 2011 | CZ16 | rDXGF | -1 | Household | 1 | 2295.6 | 1.1 | 0 | 0 | -6.3 | 0 | 1.2 | 0 | 0 | 0 | -0.2 | 0.2 | 0 | 0 | 6.2 | 0 | 6.11 | 6.54 | -0.43 | 0 | 0.002 | 0 | -0.001 | 2.1 | 0 | 0 | -7.2 | 0 | 1 | 0 | 0 | 0 | -0.2 | 0.2 | 0 | 0 | 8.3 | 0 | 5.47 | 5.81 | -0.35 | 0 | 0.002 | 0 | -0.001 | PreCW-Front-ElecDHW-GasDry | Appl-CW-Front-ElecDHW-GasDry-Tier1AnySFm2011CZ16DEER2017 | 0
42958.3843 | Appl-CW-Front-ElecDHW-GasDry-Tier1 | SFm | 2015 | CZ01 | rDXGF | -1 | Household | 1 | 2295.6 | -0.4 | 0 | 0 | -6.2 | 0 | 0 | 0 | -0.1 | -0.3 | -0.3 | 0 | 0 | 0 | 6.3 | 0 | 6 | 6.54 | -0.54 | 0 | 0 | 0 | -0.001 | 0.9 | 0 | 0 | -7.2 | 0 | 0 | 0 | -0.1 | -0.2 | -0.2 | 0 | 0 | 0 | 8.4 | 0 | 5.38 | 5.81 | -0.44 | 0 | 0 | 0 | -0.001 | PreCW-Front-ElecDHW-GasDry | Appl-CW-Front-ElecDHW-GasDry-Tier1AnySFm2015CZ01DEER2017 | 0
42958.3843 | Appl-CW-Front-ElecDHW-GasDry-Tier1 | SFm | 2015 | CZ02 | rDXGF | -1 | Household | 1 | 1948.8 | 0.7 | 0 | 0 | -6.3 | 0 | 1.4 | 0 | -0.1 | -0.1 | -0.3 | 0.2 | 0 | 0 | 5.8 | 0 | 5.89 | 6.54 | -0.65 | 0 | 0.003 | 0 | 0 | 1.5 | 0 | 0 | -7.2 | 0 | 1.2 | 0 | -0.1 | -0.1 | -0.2 | 0.2 | 0 | 0 | 7.7 | 0 | 5.29 | 5.81 | -0.52 | 0 | 0.002 | 0 | -0.001 | PreCW-Front-ElecDHW-GasDry | Appl-CW-Front-ElecDHW-GasDry-Tier1AnySFm2015CZ02DEER2017 | 0
42958.3843 | Appl-CW-Front-ElecDHW-GasDry-Tier1 | SFm | 2015 | CZ03 | rDXGF | -1 | Household | 1 | 2295.6 | 0.1 | 0 | 0 | -6.3 | 0 | 0.8 | 0 | 0 | -0.1 | -0.2 | 0.1 | 0 | 0 | 5.8 | 0 | 6.04 | 6.54 | -0.5 | 0 | 0.002 | 0 | -0.001 | 0.8 | 0 | 0 | -7.2 | 0 | 0.5 | 0 | 0 | -0.1 | -0.1 | 0.1 | 0 | 0 | 7.7 | 0 | 5.42 | 5.81 | -0.4 | 0 | 0.001 | 0 | -0.001 | PreCW-Front-ElecDHW-GasDry | Appl-CW-Front-ElecDHW-GasDry-Tier1AnySFm2015CZ03DEER2017 | 0
42958.3843 | Appl-CW-Front-ElecDHW-GasDry-Tier1 | SFm | 2015 | CZ04 | rDXGF | -1 | Household | 1 | 2295.6 | 0.7 | 0 | 0 | -6.3 | 0 | 1.5 | 0 | 0 | 0 | -0.2 | 0.3 | 0 | 0 | 5.6 | 0 | 6.02 | 6.54 | -0.52 | 0 | 0.002 | 0 | -0.001 | 1.5 | 0 | 0 | -7.2 | 0 | 1.3 | 0 | 0 | 0 | -0.2 | 0.2 | 0 | 0 | 7.5 | 0 | 5.39 | 5.81 | -0.42 | 0 | 0.002 | 0 | -0.001 | PreCW-Front-ElecDHW-GasDry | Appl-CW-Front-ElecDHW-GasDry-Tier1AnySFm2015CZ04DEER2017 | 0
42958.3843 | Appl-CW-Front-ElecDHW-GasDry-Tier1 | SFm | 2015 | CZ05 | rDXGF | -1 | Household | 1 | 2295.6 | 0.1 | 0 | 0 | -6.2 | 0 | 0.6 | 0 | -0.1 | -0.1 | -0.2 | 0.1 | 0 | 0 | 5.9 | 0 | 5.94 | 6.54 | -0.6 | 0 | 0.001 | 0 | -0.001 | 1.1 | 0 | 0 | -7.2 | 0 | 0.6 | 0 | 0 | -0.1 | -0.2 | 0.1 | 0 | 0 | 7.8 | 0 | 5.35 | 5.81 | -0.47 | 0 | 0.001 | 0 | -0.001 | PreCW-Front-ElecDHW-GasDry | Appl-CW-Front-ElecDHW-GasDry-Tier1AnySFm2015CZ05DEER2017 | 0
42958.3843 | Appl-CW-Front-ElecDHW-GasDry-Tier1 | SFm | 2015 | CZ06 | rDXGF | -1 | Household | 1 | 2392.9 | -0.2 | 0 | 0 | -6.3 | 0 | 0.7 | 0 | 0 | 0 | -0.2 | 0.1 | 0 | 0 | 5.5 | 0 | 6.08 | 6.54 | -0.46 | 0 | 0.002 | 0 | -0.001 | 0.5 | 0 | 0 | -7.2 | 0 | 0.5 | 0 | 0 | 0 | -0.2 | 0.1 | 0 | 0 | 7.3 | 0 | 5.45 | 5.81 | -0.37 | 0 | 0.001 | 0 | -0.001 | PreCW-Front-ElecDHW-GasDry | Appl-CW-Front-ElecDHW-GasDry-Tier1AnySFm2015CZ06DEER2017 | 0
42958.3843 | Appl-CW-Front-ElecDHW-GasDry-Tier1 | SFm | 2015 | CZ07 | rDXGF | -1 | Household | 1 | 2392.9 | 3.8 | 0 | 0 | -6.2 | 0 | 4.1 | 0 | 0 | 0.6 | -0.1 | 0.7 | 0 | 0 | 5.4 | 0 | 6.33 | 6.54 | -0.21 | 0 | 0.003 | 0 | -0.001 | 3.3 | 0 | 0 | -7.1 | 0 | 2.9 | 0 | 0 | 0.4 | -0.1 | 0.5 | 0 | 0 | 7.2 | 0 | 5.58 | 5.81 | -0.23 | 0 | 0.001 | 0 | -0.001 | PreCW-Front-ElecDHW-GasDry | Appl-CW-Front-ElecDHW-GasDry-Tier1AnySFm2015CZ07DEER2017 | 0
42958.3843 | Appl-CW-Front-ElecDHW-GasDry-Tier1 | SFm | 2015 | CZ08 | rDXGF | -1 | Household | 1 | 2392.9 | 1.4 | 0 | 0 | -6.3 | 0 | 1.4 | 0 | -0.1 | 0.9 | -0.1 | 1 | 0 | 0 | 5.3 | 0 | 6.24 | 6.54 | -0.31 | 0 | 0.001 | 0 | -0.001 | 1.7 | 0 | 0 | -7.2 | 0 | 1.1 | 0 | -0.1 | 0.7 | -0.1 | 0.8 | 0 | 0 | 7.1 | 0 | 5.58 | 5.81 | -0.25 | 0 | 0.001 | 0 | -0.001 | PreCW-Front-ElecDHW-GasDry | Appl-CW-Front-ElecDHW-GasDry-Tier1AnySFm2015CZ08DEER2017 | 0
42958.3843 | Appl-CW-Front-ElecDHW-GasDry-Tier1 | SFm | 2015 | CZ09 | rDXGF | -1 | Household | 1 | 2422.9 | 0.7 | 0 | 0 | -6.3 | 0 | 1.4 | 0 | 0 | 0.5 | -0.2 | 0.6 | 0 | 0 | 5.3 | 0 | 6.19 | 6.54 | -0.36 | 0 | 0.001 | 0 | -0.001 | 1.3 | 0 | 0 | -7.2 | 0 | 1.2 | 0 | 0 | 0.4 | -0.2 | 0.4 | 0 | 0 | 7.1 | 0 | 5.54 | 5.81 | -0.28 | 0 | 0.001 | 0 | -0.001 | PreCW-Front-ElecDHW-GasDry | Appl-CW-Front-ElecDHW-GasDry-Tier1AnySFm2015CZ09DEER2017 | 0
42958.3843 | Appl-CW-Front-ElecDHW-GasDry-Tier1 | SFm | 2015 | CZ10 | rDXGF | -1 | Household | 1 | 1948.8 | 1.1 | 0 | 0 | -6.3 | 0 | 2 | 0 | 0 | 0.3 | -0.2 | 0.5 | 0 | 0 | 5.3 | 0 | 6.08 | 6.54 | -0.46 | 0 | 0.001 | 0 | -0.001 | 1.6 | 0 | 0 | -7.2 | 0 | 1.6 | 0 | 0 | 0.3 | -0.2 | 0.4 | 0 | 0 | 7.1 | 0 | 5.44 | 5.81 | -0.37 | 0 | 0.001 | 0 | -0.001 | PreCW-Front-ElecDHW-GasDry | Appl-CW-Front-ElecDHW-GasDry-Tier1AnySFm2015CZ10DEER2017 | 0
42958.3843 | Appl-CW-Front-ElecDHW-GasDry-Tier1 | SFm | 2015 | CZ11 | rDXGF | -1 | Household | 1 | 1948.8 | 1.1 | 0 | 0 | -6.3 | 0 | 2 | 0 | -0.1 | 0.1 | -0.3 | 0.3 | 0 | 0 | 5.4 | 0 | 6.02 | 6.54 | -0.52 | 0 | 0.001 | 0 | -0.001 | 1.6 | 0 | 0 | -7.3 | 0 | 1.6 | 0 | -0.1 | 0.1 | -0.2 | 0.2 | 0 | 0 | 7.2 | 0 | 5.39 | 5.81 | -0.42 | 0 | 0.001 | 0 | -0.001 | PreCW-Front-ElecDHW-GasDry | Appl-CW-Front-ElecDHW-GasDry-Tier1AnySFm2015CZ11DEER2017 | 0
42958.3843 | Appl-CW-Front-ElecDHW-GasDry-Tier1 | SFm | 2015 | CZ12 | rDXGF | -1 | Household | 1 | 1948.8 | 0.7 | 0 | 0 | -6.2 | 0 | 1.4 | 0 | -0.1 | 0.2 | -0.2 | 0.4 | 0 | 0 | 5.5 | 0 | 6.08 | 6.54 | -0.46 | 0 | 0.002 | 0 | -0.001 | 1.3 | 0 | 0 | -7.2 | 0 | 1.1 | 0 | -0.1 | 0.1 | -0.1 | 0.2 | 0 | 0 | 7.4 | 0 | 5.44 | 5.81 | -0.37 | 0 | 0.002 | 0 | -0.001 | PreCW-Front-ElecDHW-GasDry | Appl-CW-Front-ElecDHW-GasDry-Tier1AnySFm2015CZ12DEER2017 | 0
42958.3843 | Appl-CW-Front-ElecDHW-GasDry-Tier1 | SFm | 2015 | CZ13 | rDXGF | -1 | Household | 1 | 1948.8 | 1.4 | 0 | 0 | -6.3 | 0 | 2.1 | 0 | -0.1 | 0.4 | -0.2 | 0.6 | 0 | 0 | 5.3 | 0 | 6.11 | 6.54 | -0.44 | 0 | 0.001 | 0 | -0.001 | 1.9 | 0 | 0 | -7.2 | 0 | 1.7 | 0 | -0.1 | 0.4 | -0.1 | 0.5 | 0 | 0 | 7.1 | 0 | 5.47 | 5.81 | -0.35 | 0 | 0.001 | 0 | -0.001 | PreCW-Front-ElecDHW-GasDry | Appl-CW-Front-ElecDHW-GasDry-Tier1AnySFm2015CZ13DEER2017 | 0
42958.3843 | Appl-CW-Front-ElecDHW-GasDry-Tier1 | SFm | 2015 | CZ14 | rDXGF | -1 | Household | 1 | 2160.9 | 1.9 | 0 | 0 | -6.3 | 0 | 2.6 | 0 | -0.1 | 0.3 | -0.2 | 0.5 | 0 | 0 | 5.4 | 0 | 6.01 | 6.54 | -0.54 | 0 | 0.001 | 0 | -0.001 | 2.3 | 0 | 0 | -7.2 | 0 | 2.2 | 0 | -0.1 | 0.2 | -0.2 | 0.3 | 0 | 0 | 7.2 | 0 | 5.37 | 5.81 | -0.46 | 0 | 0.001 | 0 | -0.001 | PreCW-Front-ElecDHW-GasDry | Appl-CW-Front-ElecDHW-GasDry-Tier1AnySFm2015CZ14DEER2017 | 0
42958.3843 | Appl-CW-Front-ElecDHW-GasDry-Tier1 | SFm | 2015 | CZ15 | rDXGF | -1 | Household | 1 | 2160.9 | 2.2 | 0 | 0 | -6.3 | 0 | 3.7 | 0 | 0 | 0.4 | -0.1 | 0.5 | 0 | 0 | 4.4 | 0 | 6.29 | 6.54 | -0.25 | 0 | 0 | 0 | -0.001 | 2 | 0 | 0 | -7.2 | 0 | 3.1 | 0 | 0 | 0.4 | -0.1 | 0.4 | 0 | 0 | 5.9 | 0 | 5.61 | 5.81 | -0.2 | 0 | 0 | 0 | -0.001 | PreCW-Front-ElecDHW-GasDry | Appl-CW-Front-ElecDHW-GasDry-Tier1AnySFm2015CZ15DEER2017 | 0
42958.3843 | Appl-CW-Front-ElecDHW-GasDry-Tier1 | SFm | 2015 | CZ16 | rDXGF | -1 | Household | 1 | 2295.6 | 0.5 | 0 | 0 | -6.3 | 0 | 0.7 | 0 | -0.1 | -0.1 | -0.2 | 0.1 | 0 | 0 | 6.2 | 0 | 6.03 | 6.54 | -0.52 | 0 | 0.002 | 0 | -0.001 | 1.5 | 0 | 0 | -7.2 | 0 | 0.6 | 0 | -0.1 | -0.1 | -0.2 | 0.1 | 0 | 0 | 8.3 | 0 | 5.41 | 5.81 | -0.41 | 0 | 0.001 | 0 | -0.001 | PreCW-Front-ElecDHW-GasDry | Appl-CW-Front-ElecDHW-GasDry-Tier1AnySFm2015CZ16DEER2017 | 0
42958.3843 | Appl-CW-Front-ElecDHW-GasDry-Tier1 | SFm | 2017 | CZ01 | rDXGF | -1 | Household | 1 | 2295.6 | -0.3 | 0 | 0 | -6.2 | 0 | 0 | 0 | -0.1 | -0.2 | -0.2 | 0 | 0 | 0 | 6.2 | 0 | 6.03 | 6.54 | -0.51 | 0 | 0 | 0 | -0.001 | 0.9 | 0 | 0 | -7.2 | 0 | 0 | 0 | -0.1 | -0.2 | -0.2 | 0 | 0 | 0 | 8.3 | 0 | 5.4 | 5.81 | -0.41 | 0 | 0 | 0 | -0.001 | PreCW-Front-ElecDHW-GasDry | Appl-CW-Front-ElecDHW-GasDry-Tier1AnySFm2017CZ01DEER2017 | 0
42958.3843 | Appl-CW-Front-ElecDHW-GasDry-Tier1 | SFm | 2017 | CZ02 | rDXGF | -1 | Household | 1 | 1948.8 | 0.5 | 0 | 0 | -6.3 | 0 | 1.2 | 0 | -0.1 | -0.1 | -0.2 | 0.2 | 0 | 0 | 5.8 | 0 | 5.91 | 6.54 | -0.63 | 0 | 0.002 | 0 | -0.001 | 1.4 | 0 | 0 | -7.2 | 0 | 1 | 0 | -0.1 | -0.1 | -0.2 | 0.2 | 0 | 0 | 7.8 | 0 | 5.31 | 5.81 | -0.5 | 0 | 0.002 | 0 | -0.001 | PreCW-Front-ElecDHW-GasDry | Appl-CW-Front-ElecDHW-GasDry-Tier1AnySFm2017CZ02DEER2017 | 0
42958.3843 | Appl-CW-Front-ElecDHW-GasDry-Tier1 | SFm | 2017 | CZ03 | rDXGF | -1 | Household | 1 | 2295.6 | 0.1 | 0 | 0 | -6.3 | 0 | 0.7 | 0 | -0.1 | -0.1 | -0.2 | 0.2 | 0 | 0 | 5.8 | 0 | 6.04 | 6.54 | -0.51 | 0 | 0.002 | 0 | -0.001 | 1.1 | 0 | 0 | -7.2 | 0 | 0.6 | 0 | -0.1 | -0.1 | -0.2 | 0.1 | 0 | 0 | 7.8 | 0 | 5.41 | 5.81 | -0.41 | 0 | 0.002 | 0 | -0.001 | PreCW-Front-ElecDHW-GasDry | Appl-CW-Front-ElecDHW-GasDry-Tier1AnySFm2017CZ03DEER2017 | 0
42958.3843 | Appl-CW-Front-ElecDHW-GasDry-Tier1 | SFm | 2017 | CZ04 | rDXGF | -1 | Household | 1 | 2295.6 | 0.8 | 0 | 0 | -6.3 | 0 | 1.4 | 0 | 0 | 0 | -0.2 | 0.3 | 0 | 0 | 5.6 | 0 | 6.03 | 6.54 | -0.51 | 0 | 0.002 | 0 | -0.001 | 1.5 | 0 | 0 | -7.2 | 0 | 1.2 | 0 | 0 | 0 | -0.2 | 0.2 | 0 | 0 | 7.5 | 0 | 5.41 | 5.81 | -0.41 | 0 | 0.001 | 0 | -0.001 | PreCW-Front-ElecDHW-GasDry | Appl-CW-Front-ElecDHW-GasDry-Tier1AnySFm2017CZ04DEER2017 | 0
42958.3843 | Appl-CW-Front-ElecDHW-GasDry-Tier1 | SFm | 2017 | CZ05 | rDXGF | -1 | Household | 1 | 2295.6 | -0.1 | 0 | 0 | -6.2 | 0 | 0.4 | 0 | -0.1 | -0.2 | -0.2 | 0 | 0 | 0 | 5.9 | 0 | 5.99 | 6.54 | -0.55 | 0 | 0.002 | 0 | -0.001 | 0.9 | 0 | 0 | -7.1 | 0 | 0.3 | 0 | -0.1 | -0.1 | -0.2 | 0 | 0 | 0 | 7.9 | 0 | 5.39 | 5.81 | -0.43 | 0 | 0.002 | 0 | -0.001 | PreCW-Front-ElecDHW-GasDry | Appl-CW-Front-ElecDHW-GasDry-Tier1AnySFm2017CZ05DEER2017 | 0
42958.3843 | Appl-CW-Front-ElecDHW-GasDry-Tier1 | SFm | 2017 | CZ06 | rDXGF | -1 | Household | 1 | 2392.9 | 0.1 | 0 | 0 | -6.3 | 0 | 0.9 | 0 | -0.1 | -0.1 | -0.1 | 0.2 | 0 | 0 | 5.4 | 0 | 6.09 | 6.54 | -0.46 | 0 | 0.004 | 0 | -0.001 | 0.9 | 0 | 0 | -7.3 | 0 | 0.8 | 0 | -0.1 | -0.1 | -0.1 | 0.1 | 0 | 0 | 7.3 | 0 | 5.45 | 5.81 | -0.37 | 0 | 0.004 | 0 | -0.001 | PreCW-Front-ElecDHW-GasDry | Appl-CW-Front-ElecDHW-GasDry-Tier1AnySFm2017CZ06DEER2017 | 0
42958.3843 | Appl-CW-Front-ElecDHW-GasDry-Tier1 | SFm | 2017 | CZ07 | rDXGF | -1 | Household | 1 | 2392.9 | 1.1 | 0 | 0 | -6.3 | 0 | 1.8 | 0 | -0.1 | 0.2 | -0.1 | 0.3 | 0 | 0 | 5.4 | 0 | 6.21 | 6.54 | -0.33 | 0 | 0.001 | 0 | -0.001 | 1.9 | 0 | 0 | -7.2 | 0 | 1.7 | 0 | -0.1 | 0.2 | -0.1 | 0.2 | 0 | 0 | 7.3 | 0 | 5.56 | 5.81 | -0.25 | 0 | 0.001 | 0 | -0.001 | PreCW-Front-ElecDHW-GasDry | Appl-CW-Front-ElecDHW-GasDry-Tier1AnySFm2017CZ07DEER2017 | 0
42958.3843 | Appl-CW-Front-ElecDHW-GasDry-Tier1 | SFm | 2017 | CZ08 | rDXGF | -1 | Household | 1 | 2392.9 | 1.2 | 0 | 0 | -6.3 | 0 | 1.5 | 0 | 0 | 0.7 | -0.2 | 0.8 | 0 | 0 | 5.4 | 0 | 6.26 | 6.54 | -0.28 | 0 | 0.001 | 0 | 0 | 1.7 | 0 | 0 | -7.2 | 0 | 1.4 | 0 | 0 | 0.3 | -0.1 | 0.5 | 0 | 0 | 7.1 | 0 | 5.58 | 5.81 | -0.23 | 0 | 0.001 | 0 | -0.001 | PreCW-Front-ElecDHW-GasDry | Appl-CW-Front-ElecDHW-GasDry-Tier1AnySFm2017CZ08DEER2017 | 0
42958.3843 | Appl-CW-Front-ElecDHW-GasDry-Tier1 | SFm | 2017 | CZ09 | rDXGF | -1 | Household | 1 | 2422.9 | -0.9 | 0 | 0 | -6.2 | 0 | 1.9 | 0 | 0 | -1.9 | -0.2 | -1.8 | 0 | 0 | 5.3 | 0 | 6.14 | 6.54 | -0.41 | 0 | 0.001 | 0 | -0.001 | -0.4 | 0 | 0 | -7.2 | 0 | 1.6 | 0 | 0 | -2 | -0.1 | -1.9 | 0 | 0 | 7.1 | 0 | 5.47 | 5.81 | -0.35 | 0 | 0.001 | 0 | -0.001 | PreCW-Front-ElecDHW-GasDry | Appl-CW-Front-ElecDHW-GasDry-Tier1AnySFm2017CZ09DEER2017 | 0
42958.3843 | Appl-CW-Front-ElecDHW-GasDry-Tier1 | SFm | 2017 | CZ10 | rDXGF | -1 | Household | 1 | 1948.8 | 0.6 | 0 | 0 | -6.4 | 0 | 0.9 | 0 | 0 | 0.8 | -0.2 | 1 | 0 | 0 | 5.3 | 0 | 6.09 | 6.54 | -0.44 | 0 | 0.001 | 0 | 0 | 1.1 | 0 | 0 | -7.3 | 0 | 0.6 | 0 | 0 | 0.8 | -0.1 | 0.9 | 0 | 0 | 7.1 | 0 | 5.46 | 5.81 | -0.35 | 0 | 0.001 | 0 | -0.001 | PreCW-Front-ElecDHW-GasDry | Appl-CW-Front-ElecDHW-GasDry-Tier1AnySFm2017CZ10DEER2017 | 0
42958.3843 | Appl-CW-Front-ElecDHW-GasDry-Tier1 | SFm | 2017 | CZ11 | rDXGF | -1 | Household | 1 | 1948.8 | 1.1 | 0 | 0 | -6.3 | 0 | 2 | 0 | -0.1 | 0.3 | -0.2 | 0.5 | 0 | 0 | 5.4 | 0 | 6.03 | 6.54 | -0.51 | 0 | 0.001 | 0 | -0.001 | 1.6 | 0 | 0 | -7.2 | 0 | 1.6 | 0 | 0 | 0.3 | -0.2 | 0.5 | 0 | 0 | 7.2 | 0 | 5.4 | 5.81 | -0.41 | 0 | 0.001 | 0 | -0.001 | PreCW-Front-ElecDHW-GasDry | Appl-CW-Front-ElecDHW-GasDry-Tier1AnySFm2017CZ11DEER2017 | 0
42958.3843 | Appl-CW-Front-ElecDHW-GasDry-Tier1 | SFm | 2017 | CZ12 | rDXGF | -1 | Household | 1 | 1948.8 | 0.6 | 0 | 0 | -6.2 | 0 | 1.3 | 0 | -0.1 | 0.2 | -0.2 | 0.3 | 0 | 0 | 5.5 | 0 | 6.1 | 6.54 | -0.44 | 0 | 0.002 | 0 | -0.001 | 1.3 | 0 | 0 | -7.2 | 0 | 1.1 | 0 | -0.1 | 0.2 | -0.2 | 0.3 | 0 | 0 | 7.4 | 0 | 5.46 | 5.81 | -0.36 | 0 | 0.002 | 0 | -0.001 | PreCW-Front-ElecDHW-GasDry | Appl-CW-Front-ElecDHW-GasDry-Tier1AnySFm2017CZ12DEER2017 | 0
42958.3843 | Appl-CW-Front-ElecDHW-GasDry-Tier1 | SFm | 2017 | CZ13 | rDXGF | -1 | Household | 1 | 1948.8 | 1.4 | 0 | 0 | -6.3 | 0 | 1.8 | 0 | -0.1 | 0.6 | -0.1 | 0.8 | 0 | 0 | 5.2 | 0 | 6.1 | 6.54 | -0.44 | 0 | 0.002 | 0 | -0.001 | 1.8 | 0 | 0 | -7.2 | 0 | 1.7 | 0 | -0.1 | 0.3 | -0.1 | 0.5 | 0 | 0 | 7 | 0 | 5.46 | 5.81 | -0.36 | 0 | 0.001 | 0 | -0.001 | PreCW-Front-ElecDHW-GasDry | Appl-CW-Front-ElecDHW-GasDry-Tier1AnySFm2017CZ13DEER2017 | 0
42958.3843 | Appl-CW-Front-ElecDHW-GasDry-Tier1 | SFm | 2017 | CZ14 | rDXGF | -1 | Household | 1 | 2160.9 | 1.8 | 0 | 0 | -6.3 | 0 | 2.6 | 0 | -0.1 | 0.2 | -0.2 | 0.5 | 0 | 0 | 5.4 | 0 | 5.99 | 6.54 | -0.55 | 0 | 0.001 | 0 | -0.001 | 2.2 | 0 | 0 | -7.2 | 0 | 2.1 | 0 | -0.1 | 0.2 | -0.2 | 0.4 | 0 | 0 | 7.2 | 0 | 5.39 | 5.81 | -0.43 | 0 | 0.001 | 0 | -0.001 | PreCW-Front-ElecDHW-GasDry | Appl-CW-Front-ElecDHW-GasDry-Tier1AnySFm2017CZ14DEER2017 | 0
42958.3843 | Appl-CW-Front-ElecDHW-GasDry-Tier1 | SFm | 2017 | CZ15 | rDXGF | -1 | Household | 1 | 2160.9 | 2.3 | 0 | 0 | -6.3 | 0 | 3.8 | 0 | -0.1 | 0.4 | -0.1 | 0.5 | 0 | 0 | 4.5 | 0 | 6.3 | 6.54 | -0.24 | 0 | 0.001 | 0 | -0.001 | 2.4 | 0 | 0 | -7.2 | 0 | 3.3 | 0 | -0.1 | 0.3 | -0.1 | 0.4 | 0 | 0 | 6 | 0 | 5.62 | 5.81 | -0.2 | 0 | 0.001 | 0 | -0.001 | PreCW-Front-ElecDHW-GasDry | Appl-CW-Front-ElecDHW-GasDry-Tier1AnySFm2017CZ15DEER2017 | 0
42958.3843 | Appl-CW-Front-ElecDHW-GasDry-Tier1 | SFm | 2017 | CZ16 | rDXGF | -1 | Household | 1 | 2295.6 | -0.2 | 0 | 0 | -6.3 | 0 | 0.2 | 0 | -0.1 | -0.2 | -0.2 | 0 | 0 | 0 | 6.2 | 0 | 6.03 | 6.54 | -0.51 | 0 | 0.001 | 0 | -0.001 | 1.4 | 0 | 0 | -7.2 | 0 | 0.5 | 0 | 0 | -0.1 | -0.2 | 0.1 | 0 | 0 | 8.3 | 0 | 5.4 | 5.81 | -0.41 | 0 | 0.001 | 0 | -0.001 | PreCW-Front-ElecDHW-GasDry | Appl-CW-Front-ElecDHW-GasDry-Tier1AnySFm2017CZ16DEER2017 | 0
42958.3843 | Appl-CW-Front-ElecDHW-GasDry-Tier2 | DMo | MH00 | CZ01 | rDXGF | -1 | Household | 1 | 1242 | 8.3 | 0 | 0 | 3.9 | 0 | 0 | 0 | -0.1 | -0.5 | -0.5 | 0 | 0 | 0 | 5 | 0 | 5.96 | 6.94 | -0.98 | 0 | 0.002 | 0 | 0 | 9.3 | 0 | 0 | 3.2 | 0 | 0 | 0 | -0.1 | -0.5 | -0.5 | 0 | 0 | 0 | 6.6 | 0 | 5.47 | 6.36 | -0.89 | 0 | 0.002 | 0 | 0 | PreCW-Front-ElecDHW-GasDry | Appl-CW-Front-ElecDHW-GasDry-Tier2AnyDMoMH00CZ01DEER2017 | 0
42958.3843 | Appl-CW-Front-ElecDHW-GasDry-Tier2 | DMo | MH00 | CZ02 | rDXGF | -1 | Household | 1 | 1242 | 12 | 0 | 0 | 3.9 | 0 | 3.7 | 0 | -0.1 | 0 | -0.5 | 0.4 | 0 | 0 | 4.6 | 0 | 6.12 | 6.94 | -0.82 | 0 | 0.001 | 0 | 0.001 | 12.4 | 0 | 0 | 3.1 | 0 | 3.3 | 0 | -0.1 | 0 | -0.5 | 0.4 | 0 | 0 | 6.2 | 0 | 5.62 | 6.36 | -0.74 | 0 | 0 | 0 | 0.001 | PreCW-Front-ElecDHW-GasDry | Appl-CW-Front-ElecDHW-GasDry-Tier2AnyDMoMH00CZ02DEER2017 | 0
42958.3843 | Appl-CW-Front-ElecDHW-GasDry-Tier2 | DMo | MH00 | CZ03 | rDXGF | -1 | Household | 1 | 1242 | 9.8 | 0 | 0 | 3.8 | 0 | 1.9 | 0 | -0.2 | -0.4 | -0.6 | 0.3 | 0 | 0 | 4.7 | 0 | 5.95 | 6.94 | -0.99 | 0 | 0.006 | 0 | 0.001 | 10.3 | 0 | 0 | 3.1 | 0 | 1.5 | 0 | -0.2 | -0.4 | -0.5 | 0.3 | 0 | 0 | 6.2 | 0 | 5.47 | 6.36 | -0.89 | 0 | 0.006 | 0 | 0.001 | PreCW-Front-ElecDHW-GasDry | Appl-CW-Front-ElecDHW-GasDry-Tier2AnyDMoMH00CZ03DEER2017 | 0
42958.3843 | Appl-CW-Front-ElecDHW-GasDry-Tier2 | DMo | MH00 | CZ04 | rDXGF | -1 | Household | 1 | 1242 | 13.1 | 0 | 0 | 3.8 | 0 | 4.9 | 0 | -0.2 | 0.1 | -0.6 | 0.6 | 0 | 0 | 4.5 | 0 | 6.07 | 6.94 | -0.87 | 0 | 0.012 | 0 | 0 | 13.5 | 0 | 0 | 3.1 | 0 | 4.5 | 0 | -0.1 | 0.1 | -0.5 | 0.6 | 0 | 0 | 6 | 0 | 5.58 | 6.36 | -0.78 | 0 | 0.011 | 0 | 0 | PreCW-Front-ElecDHW-GasDry | Appl-CW-Front-ElecDHW-GasDry-Tier2AnyDMoMH00CZ04DEER2017 | 0
42958.3843 | Appl-CW-Front-ElecDHW-GasDry-Tier2 | DMo | MH00 | CZ05 | rDXGF | -1 | Household | 1 | 1242 | 9 | 0 | 0 | 3.8 | 0 | 1.3 | 0 | -0.1 | -0.6 | -0.9 | 0.2 | 0 | 0 | 4.8 | 0 | 5.53 | 6.94 | -1.41 | 0 | 0.004 | 0 | 0.001 | 9.8 | 0 | 0 | 3.1 | 0 | 1.2 | 0 | -0.1 | -0.6 | -0.8 | 0.2 | 0 | 0 | 6.3 | 0 | 5.08 | 6.36 | -1.28 | 0 | 0.004 | 0 | 0.001 | PreCW-Front-ElecDHW-GasDry | Appl-CW-Front-ElecDHW-GasDry-Tier2AnyDMoMH00CZ05DEER2017 | 0
42958.3843 | Appl-CW-Front-ElecDHW-GasDry-Tier2 | DMo | MH00 | CZ06 | rDXGF | -1 | Household | 1 | 1242 | 12.3 | 0 | 0 | 3.8 | 0 | 4.1 | 0 | -0.1 | 0.2 | -0.4 | 0.6 | 0 | 0 | 4.4 | 0 | 6.21 | 6.94 | -0.73 | 0 | 0.005 | 0 | 0 | 12.6 | 0 | 0 | 3.1 | 0 | 3.7 | 0 | -0.1 | 0.2 | -0.4 | 0.5 | 0 | 0 | 5.8 | 0 | 5.7 | 6.36 | -0.66 | 0 | 0.004 | 0 | 0 | PreCW-Front-ElecDHW-GasDry | Appl-CW-Front-ElecDHW-GasDry-Tier2AnyDMoMH00CZ06DEER2017 | 0
42958.3843 | Appl-CW-Front-ElecDHW-GasDry-Tier2 | DMo | MH00 | CZ07 | rDXGF | -1 | Household | 1 | 1242 | 13 | 0 | 0 | 3.8 | 0 | 4.7 | 0 | 0 | 0.3 | -0.3 | 0.7 | 0 | 0 | 4.4 | 0 | 6.34 | 6.94 | -0.59 | 0 | 0.005 | 0 | 0 | 13.1 | 0 | 0 | 3 | 0 | 4.1 | 0 | 0 | 0.2 | -0.3 | 0.6 | 0 | 0 | 5.8 | 0 | 5.82 | 6.36 | -0.54 | 0 | 0.005 | 0 | 0 | PreCW-Front-ElecDHW-GasDry | Appl-CW-Front-ElecDHW-GasDry-Tier2AnyDMoMH00CZ07DEER2017 | 0
42958.3843 | Appl-CW-Front-ElecDHW-GasDry-Tier2 | DMo | MH00 | CZ08 | rDXGF | -1 | Household | 1 | 1242 | 14.2 | 0 | 0 | 3.8 | 0 | 5.8 | 0 | -0.1 | 0.4 | -0.4 | 0.8 | 0 | 0 | 4.2 | 0 | 6.33 | 6.94 | -0.61 | 0 | 0.005 | 0 | 0.001 | 14.2 | 0 | 0 | 3 | 0 | 5.2 | 0 | 0 | 0.4 | -0.3 | 0.7 | 0 | 0 | 5.7 | 0 | 5.83 | 6.36 | -0.54 | 0 | 0.005 | 0 | 0.001 | PreCW-Front-ElecDHW-GasDry | Appl-CW-Front-ElecDHW-GasDry-Tier2AnyDMoMH00CZ08DEER2017 | 0
42958.3843 | Appl-CW-Front-ElecDHW-GasDry-Tier2 | DMo | MH00 | CZ09 | rDXGF | -1 | Household | 1 | 1242 | 13.4 | 0 | 0 | 3.8 | 0 | 5.2 | 0 | 0 | 0.2 | -0.4 | 0.7 | 0 | 0 | 4.2 | 0 | 6.25 | 6.94 | -0.69 | 0 | 0.006 | 0 | 0.001 | 13.3 | 0 | 0 | 3 | 0 | 4.6 | 0 | 0 | 0.2 | -0.3 | 0.6 | 0 | 0 | 5.6 | 0 | 5.74 | 6.36 | -0.62 | 0 | 0.006 | 0 | 0.001 | PreCW-Front-ElecDHW-GasDry | Appl-CW-Front-ElecDHW-GasDry-Tier2AnyDMoMH00CZ09DEER2017 | 0
42958.3843 | Appl-CW-Front-ElecDHW-GasDry-Tier2 | DMo | MH00 | CZ10 | rDXGF | -1 | Household | 1 | 1242 | 16.5 | 0 | 0 | 3.8 | 0 | 7.9 | 0 | -0.1 | 0.6 | -0.4 | 1 | 0 | 0 | 4.3 | 0 | 6.32 | 6.94 | -0.62 | 0 | 0.005 | 0 | 0 | 16.4 | 0 | 0 | 3 | 0 | 7.2 | 0 | -0.1 | 0.5 | -0.3 | 0.9 | 0 | 0 | 5.7 | 0 | 5.81 | 6.36 | -0.55 | 0 | 0.005 | 0 | 0 | PreCW-Front-ElecDHW-GasDry | Appl-CW-Front-ElecDHW-GasDry-Tier2AnyDMoMH00CZ10DEER2017 | 0
42958.3843 | Appl-CW-Front-ElecDHW-GasDry-Tier2 | DMo | MH00 | CZ11 | rDXGF | -1 | Household | 1 | 1242 | 14.4 | 0 | 0 | 3.8 | 0 | 6.2 | 0 | -0.1 | 0.2 | -0.4 | 0.8 | 0 | 0 | 4.2 | 0 | 6.16 | 6.94 | -0.78 | 0 | 0.005 | 0 | 0 | 14.4 | 0 | 0 | 3 | 0 | 5.6 | 0 | -0.1 | 0.2 | -0.4 | 0.7 | 0 | 0 | 5.7 | 0 | 5.66 | 6.36 | -0.71 | 0 | 0.005 | 0 | 0 | PreCW-Front-ElecDHW-GasDry | Appl-CW-Front-ElecDHW-GasDry-Tier2AnyDMoMH00CZ11DEER2017 | 0
42958.3843 | Appl-CW-Front-ElecDHW-GasDry-Tier2 | DMo | MH00 | CZ12 | rDXGF | -1 | Household | 1 | 1242 | 14.4 | 0 | 0 | 3.8 | 0 | 6.1 | 0 | -0.1 | 0.2 | -0.5 | 0.8 | 0 | 0 | 4.4 | 0 | 6.09 | 6.94 | -0.85 | 0 | 0.006 | 0 | 0 | 14.4 | 0 | 0 | 3 | 0 | 5.4 | 0 | 0 | 0.2 | -0.4 | 0.7 | 0 | 0 | 5.9 | 0 | 5.6 | 6.36 | -0.76 | 0 | 0.006 | 0 | 0 | PreCW-Front-ElecDHW-GasDry | Appl-CW-Front-ElecDHW-GasDry-Tier2AnyDMoMH00CZ12DEER2017 | 0
42958.3843 | Appl-CW-Front-ElecDHW-GasDry-Tier2 | DMo | MH00 | CZ13 | rDXGF | -1 | Household | 1 | 1242 | 15.6 | 0 | 0 | 3.7 | 0 | 7.3 | 0 | -0.1 | 0.3 | -0.5 | 0.8 | 0 | 0 | 4.3 | 0 | 6.12 | 6.94 | -0.82 | 0 | 0.006 | 0 | 0.001 | 15.5 | 0 | 0 | 3 | 0 | 6.6 | 0 | -0.1 | 0.3 | -0.4 | 0.8 | 0 | 0 | 5.7 | 0 | 5.62 | 6.36 | -0.74 | 0 | 0.005 | 0 | 0.001 | PreCW-Front-ElecDHW-GasDry | Appl-CW-Front-ElecDHW-GasDry-Tier2AnyDMoMH00CZ13DEER2017 | 0
42958.3843 | Appl-CW-Front-ElecDHW-GasDry-Tier2 | DMo | MH00 | CZ14 | rDXGF | -1 | Household | 1 | 1242 | 15.1 | 0 | 0 | 3.8 | 0 | 6.9 | 0 | -0.1 | 0.3 | -0.5 | 0.9 | 0 | 0 | 4.3 | 0 | 6.13 | 6.94 | -0.81 | 0 | 0.004 | 0 | 0 | 15.2 | 0 | 0 | 3 | 0 | 6.3 | 0 | 0 | 0.3 | -0.5 | 0.8 | 0 | 0 | 5.8 | 0 | 5.64 | 6.36 | -0.73 | 0 | 0.004 | 0 | 0 | PreCW-Front-ElecDHW-GasDry | Appl-CW-Front-ElecDHW-GasDry-Tier2AnyDMoMH00CZ14DEER2017 | 0
42958.3843 | Appl-CW-Front-ElecDHW-GasDry-Tier2 | DMo | MH00 | CZ15 | rDXGF | -1 | Household | 1 | 1242 | 18.5 | 0 | 0 | 3.8 | 0 | 10.2 | 0 | -0.1 | 1 | -0.2 | 1.1 | 0 | 0 | 3.5 | 0 | 6.66 | 6.94 | -0.28 | 0 | 0.004 | 0 | 0 | 17.9 | 0 | 0 | 3.1 | 0 | 9.3 | 0 | -0.1 | 0.9 | -0.2 | 1 | 0 | 0 | 4.7 | 0 | 6.1 | 6.36 | -0.26 | 0 | 0.004 | 0 | 0 | PreCW-Front-ElecDHW-GasDry | Appl-CW-Front-ElecDHW-GasDry-Tier2AnyDMoMH00CZ15DEER2017 | 0
42958.3843 | Appl-CW-Front-ElecDHW-GasDry-Tier2 | DMo | MH00 | CZ16 | rDXGF | -1 | Household | 1 | 1242 | 12.7 | 0 | 0 | 3.8 | 0 | 3.9 | 0 | -0.1 | 0.1 | -0.5 | 0.5 | 0 | 0 | 5 | 0 | 6.15 | 6.94 | -0.79 | 0 | 0.009 | 0 | 0 | 13.3 | 0 | 0 | 3.1 | 0 | 3.5 | 0 | -0.1 | 0.1 | -0.5 | 0.5 | 0 | 0 | 6.6 | 0 | 5.65 | 6.36 | -0.71 | 0 | 0.008 | 0 | 0 | PreCW-Front-ElecDHW-GasDry | Appl-CW-Front-ElecDHW-GasDry-Tier2AnyDMoMH00CZ16DEER2017 | 0
42958.3843 | Appl-CW-Front-ElecDHW-GasDry-Tier2 | DMo | MH06 | CZ01 | rDXGF | -1 | Household | 1 | 1242 | 8.2 | 0 | 0 | 4 | 0 | 0 | 0 | -0.1 | -0.7 | -0.7 | 0 | 0 | 0 | 5 | 0 | 5.74 | 6.94 | -1.2 | 0 | 0.001 | 0 | 0 | 9.1 | 0 | 0 | 3.2 | 0 | 0 | 0 | -0.1 | -0.6 | -0.6 | 0 | 0 | 0 | 6.7 | 0 | 5.28 | 6.36 | -1.08 | 0 | 0.001 | 0 | 0 | PreCW-Front-ElecDHW-GasDry | Appl-CW-Front-ElecDHW-GasDry-Tier2AnyDMoMH06CZ01DEER2017 | 0
42958.3843 | Appl-CW-Front-ElecDHW-GasDry-Tier2 | DMo | MH06 | CZ02 | rDXGF | -1 | Household | 1 | 1242 | 12.4 | 0 | 0 | 3.8 | 0 | 4 | 0 | -0.1 | 0.1 | -0.6 | 0.7 | 0 | 0 | 4.7 | 0 | 6 | 6.94 | -0.93 | 0 | 0.005 | 0 | 0.001 | 12.8 | 0 | 0 | 3.1 | 0 | 3.5 | 0 | -0.1 | 0.1 | -0.5 | 0.6 | 0 | 0 | 6.2 | 0 | 5.52 | 6.36 | -0.84 | 0 | 0.005 | 0 | 0 | PreCW-Front-ElecDHW-GasDry | Appl-CW-Front-ElecDHW-GasDry-Tier2AnyDMoMH06CZ02DEER2017 | 0
42958.3843 | Appl-CW-Front-ElecDHW-GasDry-Tier2 | DMo | MH06 | CZ03 | rDXGF | -1 | Household | 1 | 1242 | 10.6 | 0 | 0 | 3.9 | 0 | 2 | 0 | 0 | 0.1 | -0.3 | 0.4 | 0 | 0 | 4.6 | 0 | 6.35 | 6.94 | -0.59 | 0 | 0.005 | 0 | 0 | 11.1 | 0 | 0 | 3.1 | 0 | 1.8 | 0 | 0 | 0.1 | -0.3 | 0.3 | 0 | 0 | 6.2 | 0 | 5.83 | 6.36 | -0.53 | 0 | 0.005 | 0 | 0 | PreCW-Front-ElecDHW-GasDry | Appl-CW-Front-ElecDHW-GasDry-Tier2AnyDMoMH06CZ03DEER2017 | 0
42958.3843 | Appl-CW-Front-ElecDHW-GasDry-Tier2 | DMo | MH06 | CZ04 | rDXGF | -1 | Household | 1 | 1242 | 12.6 | 0 | 0 | 3.8 | 0 | 4.1 | 0 | -0.1 | 0.2 | -0.5 | 0.7 | 0 | 0 | 4.5 | 0 | 6.2 | 6.94 | -0.74 | 0 | 0.004 | 0 | 0 | 13 | 0 | 0 | 3 | 0 | 3.8 | 0 | 0 | 0.2 | -0.4 | 0.6 | 0 | 0 | 6 | 0 | 5.69 | 6.36 | -0.67 | 0 | 0.004 | 0 | 0 | PreCW-Front-ElecDHW-GasDry | Appl-CW-Front-ElecDHW-GasDry-Tier2AnyDMoMH06CZ04DEER2017 | 0
42958.3843 | Appl-CW-Front-ElecDHW-GasDry-Tier2 | DMo | MH06 | CZ05 | rDXGF | -1 | Household | 1 | 1242 | 10.5 | 0 | 0 | 3.9 | 0 | 2.2 | 0 | -0.1 | -0.2 | -0.5 | 0.3 | 0 | 0 | 4.7 | 0 | 5.97 | 6.94 | -0.97 | 0 | 0.005 | 0 | 0.001 | 11.2 | 0 | 0 | 3.2 | 0 | 2 | 0 | -0.1 | -0.2 | -0.5 | 0.3 | 0 | 0 | 6.3 | 0 | 5.49 | 6.36 | -0.87 | 0 | 0.005 | 0 | 0.001 | PreCW-Front-ElecDHW-GasDry | Appl-CW-Front-ElecDHW-GasDry-Tier2AnyDMoMH06CZ05DEER2017 | 0
42958.3843 | Appl-CW-Front-ElecDHW-GasDry-Tier2 | DMo | MH06 | CZ06 | rDXGF | -1 | Household | 1 | 1242 | 12.7 | 0 | 0 | 4 | 0 | 3.9 | 0 | 0 | 0.6 | 0 | 0.7 | 0 | 0 | 4.4 | 0 | 6.83 | 6.94 | -0.12 | 0 | 0.004 | 0 | 0 | 13.1 | 0 | 0 | 3.2 | 0 | 3.6 | 0 | 0 | 0.6 | 0 | 0.6 | 0 | 0 | 5.8 | 0 | 6.26 | 6.36 | -0.11 | 0 | 0.004 | 0 | 0 | PreCW-Front-ElecDHW-GasDry | Appl-CW-Front-ElecDHW-GasDry-Tier2AnyDMoMH06CZ06DEER2017 | 0
42958.3843 | Appl-CW-Front-ElecDHW-GasDry-Tier2 | DMo | MH06 | CZ07 | rDXGF | -1 | Household | 1 | 1242 | 15.3 | 0 | 0 | 3.9 | 0 | 6.2 | 0 | 0 | 1 | -0.1 | 1.2 | 0 | 0 | 4.3 | 0 | 6.67 | 6.94 | -0.27 | 0 | 0.004 | 0 | 0.001 | 15.4 | 0 | 0 | 3.1 | 0 | 5.7 | 0 | 0 | 0.9 | -0.1 | 1.1 | 0 | 0 | 5.8 | 0 | 6.12 | 6.36 | -0.25 | 0 | 0.004 | 0 | 0.001 | PreCW-Front-ElecDHW-GasDry | Appl-CW-Front-ElecDHW-GasDry-Tier2AnyDMoMH06CZ07DEER2017 | 0
42958.3843 | Appl-CW-Front-ElecDHW-GasDry-Tier2 | DMo | MH06 | CZ08 | rDXGF | -1 | Household | 1 | 1242 | 14.7 | 0 | 0 | 3.8 | 0 | 5.9 | 0 | -0.1 | 0.9 | -0.2 | 1 | 0 | 0 | 4.3 | 0 | 6.51 | 6.94 | -0.43 | 0 | 0.004 | 0 | 0 | 14.7 | 0 | 0 | 3.1 | 0 | 5.3 | 0 | -0.1 | 0.8 | -0.2 | 0.9 | 0 | 0 | 5.7 | 0 | 5.98 | 6.36 | -0.39 | 0 | 0.004 | 0 | 0 | PreCW-Front-ElecDHW-GasDry | Appl-CW-Front-ElecDHW-GasDry-Tier2AnyDMoMH06CZ08DEER2017 | 0
42958.3843 | Appl-CW-Front-ElecDHW-GasDry-Tier2 | DMo | MH06 | CZ09 | rDXGF | -1 | Household | 1 | 1242 | 13.9 | 0 | 0 | 3.8 | 0 | 5.3 | 0 | -0.1 | 0.6 | -0.3 | 0.9 | 0 | 0 | 4.2 | 0 | 6.44 | 6.94 | -0.5 | 0 | 0.004 | 0 | 0 | 14 | 0 | 0 | 3.1 | 0 | 4.8 | 0 | 0 | 0.6 | -0.3 | 0.8 | 0 | 0 | 5.6 | 0 | 5.92 | 6.36 | -0.44 | 0 | 0.004 | 0 | 0 | PreCW-Front-ElecDHW-GasDry | Appl-CW-Front-ElecDHW-GasDry-Tier2AnyDMoMH06CZ09DEER2017 | 0
42958.3843 | Appl-CW-Front-ElecDHW-GasDry-Tier2 | DMo | MH06 | CZ10 | rDXGF | -1 | Household | 1 | 1242 | 14.6 | 0 | 0 | 3.7 | 0 | 6.1 | 0 | -0.1 | 0.7 | -0.3 | 1 | 0 | 0 | 4.2 | 0 | 6.31 | 6.94 | -0.63 | 0 | 0.003 | 0 | 0.001 | 14.7 | 0 | 0 | 3 | 0 | 5.5 | 0 | -0.1 | 0.6 | -0.3 | 0.9 | 0 | 0 | 5.7 | 0 | 5.79 | 6.36 | -0.57 | 0 | 0.003 | 0 | 0.001 | PreCW-Front-ElecDHW-GasDry | Appl-CW-Front-ElecDHW-GasDry-Tier2AnyDMoMH06CZ10DEER2017 | 0
42958.3843 | Appl-CW-Front-ElecDHW-GasDry-Tier2 | DMo | MH06 | CZ11 | rDXGF | -1 | Household | 1 | 1242 | 13.9 | 0 | 0 | 3.8 | 0 | 5.4 | 0 | -0.1 | 0.4 | -0.4 | 0.8 | 0 | 0 | 4.2 | 0 | 6.3 | 6.94 | -0.64 | 0 | 0.005 | 0 | 0.001 | 14 | 0 | 0 | 3.1 | 0 | 4.8 | 0 | -0.1 | 0.4 | -0.4 | 0.7 | 0 | 0 | 5.7 | 0 | 5.78 | 6.36 | -0.58 | 0 | 0.004 | 0 | 0.001 | PreCW-Front-ElecDHW-GasDry | Appl-CW-Front-ElecDHW-GasDry-Tier2AnyDMoMH06CZ11DEER2017 | 0
42958.3843 | Appl-CW-Front-ElecDHW-GasDry-Tier2 | DMo | MH06 | CZ12 | rDXGF | -1 | Household | 1 | 1242 | 12.9 | 0 | 0 | 3.8 | 0 | 4.5 | 0 | -0.1 | 0.2 | -0.4 | 0.7 | 0 | 0 | 4.4 | 0 | 6.12 | 6.94 | -0.82 | 0 | 0.005 | 0 | 0.001 | 13.2 | 0 | 0 | 3.1 | 0 | 4.1 | 0 | -0.1 | 0.2 | -0.4 | 0.7 | 0 | 0 | 5.9 | 0 | 5.63 | 6.36 | -0.73 | 0 | 0.005 | 0 | 0.001 | PreCW-Front-ElecDHW-GasDry | Appl-CW-Front-ElecDHW-GasDry-Tier2AnyDMoMH06CZ12DEER2017 | 0
42958.3843 | Appl-CW-Front-ElecDHW-GasDry-Tier2 | DMo | MH06 | CZ13 | rDXGF | -1 | Household | 1 | 1242 | 14.9 | 0 | 0 | 3.8 | 0 | 6.3 | 0 | -0.1 | 0.6 | -0.4 | 1 | 0 | 0 | 4.2 | 0 | 6.25 | 6.94 | -0.7 | 0 | 0.004 | 0 | 0.001 | 14.9 | 0 | 0 | 3.1 | 0 | 5.7 | 0 | -0.1 | 0.6 | -0.3 | 0.9 | 0 | 0 | 5.6 | 0 | 5.74 | 6.36 | -0.63 | 0 | 0.004 | 0 | 0.001 | PreCW-Front-ElecDHW-GasDry | Appl-CW-Front-ElecDHW-GasDry-Tier2AnyDMoMH06CZ13DEER2017 | 0
42958.3843 | Appl-CW-Front-ElecDHW-GasDry-Tier2 | DMo | MH06 | CZ14 | rDXGF | -1 | Household | 1 | 1242 | 14.6 | 0 | 0 | 3.8 | 0 | 6 | 0 | 0 | 0.6 | -0.4 | 1 | 0 | 0 | 4.3 | 0 | 6.2 | 6.94 | -0.74 | 0 | 0.003 | 0 | 0.001 | 14.7 | 0 | 0 | 3 | 0 | 5.4 | 0 | 0 | 0.5 | -0.4 | 0.9 | 0 | 0 | 5.7 | 0 | 5.7 | 6.36 | -0.66 | 0 | 0.003 | 0 | 0.001 | PreCW-Front-ElecDHW-GasDry | Appl-CW-Front-ElecDHW-GasDry-Tier2AnyDMoMH06CZ14DEER2017 | 0
42958.3843 | Appl-CW-Front-ElecDHW-GasDry-Tier2 | DMo | MH06 | CZ15 | rDXGF | -1 | Household | 1 | 1242 | 16.3 | 0 | 0 | 3.8 | 0 | 8.1 | 0 | -0.1 | 1 | -0.1 | 1.2 | 0 | 0 | 3.5 | 0 | 6.68 | 6.94 | -0.25 | 0 | 0.003 | 0 | 0 | 15.7 | 0 | 0 | 3 | 0 | 7.1 | 0 | -0.1 | 0.9 | -0.1 | 1 | 0 | 0 | 4.7 | 0 | 6.13 | 6.36 | -0.23 | 0 | 0.003 | 0 | 0 | PreCW-Front-ElecDHW-GasDry | Appl-CW-Front-ElecDHW-GasDry-Tier2AnyDMoMH06CZ15DEER2017 | 0
42958.3843 | Appl-CW-Front-ElecDHW-GasDry-Tier2 | DMo | MH06 | CZ16 | rDXGF | -1 | Household | 1 | 1242 | 11.5 | 0 | 0 | 3.9 | 0 | 2.7 | 0 | -0.1 | 0 | -0.5 | 0.5 | 0 | 0 | 5 | 0 | 6.17 | 6.94 | -0.77 | 0 | 0.004 | 0 | 0.001 | 12.2 | 0 | 0 | 3.2 | 0 | 2.4 | 0 | -0.1 | 0 | -0.4 | 0.5 | 0 | 0 | 6.6 | 0 | 5.66 | 6.36 | -0.7 | 0 | 0.004 | 0 | 0.001 | PreCW-Front-ElecDHW-GasDry | Appl-CW-Front-ElecDHW-GasDry-Tier2AnyDMoMH06CZ16DEER2017 | 0
42958.3843 | Appl-CW-Front-ElecDHW-GasDry-Tier2 | DMo | MH15 | CZ01 | rDXGF | -1 | Household | 1 | 1242 | 8.3 | 0 | 0 | 4 | 0 | 0 | 0 | -0.1 | -0.6 | -0.6 | 0 | 0 | 0 | 5 | 0 | 5.84 | 6.94 | -1.1 | 0 | 0.001 | 0 | 0 | 9.2 | 0 | 0 | 3.2 | 0 | 0 | 0 | -0.1 | -0.5 | -0.5 | 0 | 0 | 0 | 6.7 | 0 | 5.36 | 6.36 | -1 | 0 | 0.001 | 0 | 0 | PreCW-Front-ElecDHW-GasDry | Appl-CW-Front-ElecDHW-GasDry-Tier2AnyDMoMH15CZ01DEER2017 | 0
42958.3843 | Appl-CW-Front-ElecDHW-GasDry-Tier2 | DMo | MH15 | CZ02 | rDXGF | -1 | Household | 1 | 1242 | 11.9 | 0 | 0 | 3.8 | 0 | 3.6 | 0 | -0.1 | 0.1 | -0.5 | 0.5 | 0 | 0 | 4.7 | 0 | 6.01 | 6.94 | -0.93 | 0 | 0.002 | 0 | 0.001 | 12.4 | 0 | 0 | 3.1 | 0 | 3.2 | 0 | -0.1 | 0.1 | -0.4 | 0.5 | 0 | 0 | 6.2 | 0 | 5.52 | 6.36 | -0.84 | 0 | 0.002 | 0 | 0.001 | PreCW-Front-ElecDHW-GasDry | Appl-CW-Front-ElecDHW-GasDry-Tier2AnyDMoMH15CZ02DEER2017 | 0
42958.3843 | Appl-CW-Front-ElecDHW-GasDry-Tier2 | DMo | MH15 | CZ03 | rDXGF | -1 | Household | 1 | 1242 | 9.7 | 0 | 0 | 3.8 | 0 | 1.6 | 0 | -0.1 | -0.2 | -0.5 | 0.3 | 0 | 0 | 4.6 | 0 | 6.04 | 6.94 | -0.9 | 0 | 0.005 | 0 | 0.001 | 10.4 | 0 | 0 | 3.1 | 0 | 1.4 | 0 | -0.1 | -0.2 | -0.4 | 0.3 | 0 | 0 | 6.2 | 0 | 5.55 | 6.36 | -0.81 | 0 | 0.005 | 0 | 0.001 | PreCW-Front-ElecDHW-GasDry | Appl-CW-Front-ElecDHW-GasDry-Tier2AnyDMoMH15CZ03DEER2017 | 0
42958.3843 | Appl-CW-Front-ElecDHW-GasDry-Tier2 | DMo | MH15 | CZ04 | rDXGF | -1 | Household | 1 | 1242 | 12.4 | 0 | 0 | 3.8 | 0 | 3.9 | 0 | -0.1 | 0.3 | -0.4 | 0.7 | 0 | 0 | 4.5 | 0 | 6.16 | 6.94 | -0.78 | 0 | 0.004 | 0 | 0 | 12.7 | 0 | 0 | 3.1 | 0 | 3.5 | 0 | -0.1 | 0.2 | -0.4 | 0.6 | 0 | 0 | 6 | 0 | 5.66 | 6.36 | -0.7 | 0 | 0.004 | 0 | 0 | PreCW-Front-ElecDHW-GasDry | Appl-CW-Front-ElecDHW-GasDry-Tier2AnyDMoMH15CZ04DEER2017 | 0
42958.3843 | Appl-CW-Front-ElecDHW-GasDry-Tier2 | DMo | MH15 | CZ05 | rDXGF | -1 | Household | 1 | 1242 | 9.8 | 0 | 0 | 3.9 | 0 | 1.6 | 0 | -0.1 | -0.2 | -0.5 | 0.3 | 0 | 0 | 4.7 | 0 | 5.88 | 6.94 | -1.06 | 0 | 0.005 | 0 | 0.001 | 10.3 | 0 | 0 | 3.1 | 0 | 1.3 | 0 | -0.1 | -0.2 | -0.4 | 0.2 | 0 | 0 | 6.3 | 0 | 5.38 | 6.36 | -0.98 | 0 | 0.004 | 0 | 0 | PreCW-Front-ElecDHW-GasDry | Appl-CW-Front-ElecDHW-GasDry-Tier2AnyDMoMH15CZ05DEER2017 | 0
42958.3843 | Appl-CW-Front-ElecDHW-GasDry-Tier2 | DMo | MH15 | CZ06 | rDXGF | -1 | Household | 1 | 1242 | 13.2 | 0 | 0 | 3.8 | 0 | 4.6 | 0 | 0 | 0.4 | -0.3 | 0.8 | 0 | 0 | 4.4 | 0 | 6.28 | 6.94 | -0.66 | 0 | 0.003 | 0 | 0.001 | 13.6 | 0 | 0 | 3.1 | 0 | 4.3 | 0 | 0 | 0.4 | -0.3 | 0.7 | 0 | 0 | 5.8 | 0 | 5.77 | 6.36 | -0.59 | 0 | 0.003 | 0 | 0.001 | PreCW-Front-ElecDHW-GasDry | Appl-CW-Front-ElecDHW-GasDry-Tier2AnyDMoMH15CZ06DEER2017 | 0
42958.3843 | Appl-CW-Front-ElecDHW-GasDry-Tier2 | DMo | MH15 | CZ07 | rDXGF | -1 | Household | 1 | 1242 | 13.8 | 0 | 0 | 3.8 | 0 | 4.9 | 0 | -0.1 | 0.7 | -0.1 | 0.8 | 0 | 0 | 4.3 | 0 | 6.62 | 6.94 | -0.32 | 0 | 0.004 | 0 | 0.001 | 14 | 0 | 0 | 3.1 | 0 | 4.5 | 0 | -0.1 | 0.6 | -0.1 | 0.7 | 0 | 0 | 5.8 | 0 | 6.07 | 6.36 | -0.29 | 0 | 0.004 | 0 | 0.001 | PreCW-Front-ElecDHW-GasDry | Appl-CW-Front-ElecDHW-GasDry-Tier2AnyDMoMH15CZ07DEER2017 | 0
42958.3843 | Appl-CW-Front-ElecDHW-GasDry-Tier2 | DMo | MH15 | CZ08 | rDXGF | -1 | Household | 1 | 1242 | 14.5 | 0 | 0 | 3.8 | 0 | 5.7 | 0 | 0 | 0.7 | -0.2 | 1 | 0 | 0 | 4.3 | 0 | 6.5 | 6.94 | -0.43 | 0 | 0.004 | 0 | 0.001 | 14.6 | 0 | 0 | 3.1 | 0 | 5.2 | 0 | 0 | 0.6 | -0.2 | 0.9 | 0 | 0 | 5.7 | 0 | 5.97 | 6.36 | -0.39 | 0 | 0.003 | 0 | 0.001 | PreCW-Front-ElecDHW-GasDry | Appl-CW-Front-ElecDHW-GasDry-Tier2AnyDMoMH15CZ08DEER2017 | 0
42958.3843 | Appl-CW-Front-ElecDHW-GasDry-Tier2 | DMo | MH15 | CZ09 | rDXGF | -1 | Household | 1 | 1242 | 13.6 | 0 | 0 | 3.8 | 0 | 5.1 | 0 | -0.1 | 0.5 | -0.2 | 0.8 | 0 | 0 | 4.2 | 0 | 6.4 | 6.94 | -0.54 | 0 | 0.004 | 0 | 0 | 13.8 | 0 | 0 | 3.1 | 0 | 4.7 | 0 | -0.1 | 0.5 | -0.2 | 0.8 | 0 | 0 | 5.6 | 0 | 5.89 | 6.36 | -0.47 | 0 | 0.004 | 0 | 0 | PreCW-Front-ElecDHW-GasDry | Appl-CW-Front-ElecDHW-GasDry-Tier2AnyDMoMH15CZ09DEER2017 | 0
42958.3843 | Appl-CW-Front-ElecDHW-GasDry-Tier2 | DMo | MH15 | CZ10 | rDXGF | -1 | Household | 1 | 1242 | 14.1 | 0 | 0 | 3.8 | 0 | 5.6 | 0 | 0 | 0.6 | -0.3 | 0.9 | 0 | 0 | 4.2 | 0 | 6.36 | 6.94 | -0.58 | 0 | 0.004 | 0 | 0 | 14.2 | 0 | 0 | 3 | 0 | 5.1 | 0 | 0 | 0.5 | -0.2 | 0.8 | 0 | 0 | 5.7 | 0 | 5.83 | 6.36 | -0.53 | 0 | 0.004 | 0 | 0 | PreCW-Front-ElecDHW-GasDry | Appl-CW-Front-ElecDHW-GasDry-Tier2AnyDMoMH15CZ10DEER2017 | 0
42958.3843 | Appl-CW-Front-ElecDHW-GasDry-Tier2 | DMo | MH15 | CZ11 | rDXGF | -1 | Household | 1 | 1242 | 13.3 | 0 | 0 | 3.8 | 0 | 4.9 | 0 | 0 | 0.4 | -0.3 | 0.8 | 0 | 0 | 4.2 | 0 | 6.21 | 6.94 | -0.73 | 0 | 0.003 | 0 | 0.001 | 13.5 | 0 | 0 | 3.1 | 0 | 4.4 | 0 | 0 | 0.3 | -0.3 | 0.7 | 0 | 0 | 5.7 | 0 | 5.7 | 6.36 | -0.66 | 0 | 0.003 | 0 | 0.001 | PreCW-Front-ElecDHW-GasDry | Appl-CW-Front-ElecDHW-GasDry-Tier2AnyDMoMH15CZ11DEER2017 | 0
42958.3843 | Appl-CW-Front-ElecDHW-GasDry-Tier2 | DMo | MH15 | CZ12 | rDXGF | -1 | Household | 1 | 1242 | 12.7 | 0 | 0 | 3.7 | 0 | 4.3 | 0 | -0.1 | 0.2 | -0.4 | 0.6 | 0 | 0 | 4.4 | 0 | 6.18 | 6.94 | -0.75 | 0 | 0.005 | 0 | 0 | 12.9 | 0 | 0 | 3 | 0 | 3.8 | 0 | -0.1 | 0.2 | -0.4 | 0.6 | 0 | 0 | 5.9 | 0 | 5.69 | 6.36 | -0.68 | 0 | 0.004 | 0 | 0 | PreCW-Front-ElecDHW-GasDry | Appl-CW-Front-ElecDHW-GasDry-Tier2AnyDMoMH15CZ12DEER2017 | 0
42958.3843 | Appl-CW-Front-ElecDHW-GasDry-Tier2 | DMo | MH15 | CZ13 | rDXGF | -1 | Household | 1 | 1242 | 14.6 | 0 | 0 | 3.8 | 0 | 6 | 0 | -0.1 | 0.6 | -0.4 | 0.9 | 0 | 0 | 4.2 | 0 | 6.28 | 6.94 | -0.66 | 0 | 0.004 | 0 | 0.001 | 14.6 | 0 | 0 | 3.1 | 0 | 5.5 | 0 | -0.1 | 0.6 | -0.3 | 0.8 | 0 | 0 | 5.6 | 0 | 5.77 | 6.36 | -0.6 | 0 | 0.004 | 0 | 0.001 | PreCW-Front-ElecDHW-GasDry | Appl-CW-Front-ElecDHW-GasDry-Tier2AnyDMoMH15CZ13DEER2017 | 0
42958.3843 | Appl-CW-Front-ElecDHW-GasDry-Tier2 | DMo | MH15 | CZ14 | rDXGF | -1 | Household | 1 | 1242 | 14.1 | 0 | 0 | 3.7 | 0 | 5.7 | 0 | -0.1 | 0.4 | -0.3 | 0.9 | 0 | 0 | 4.3 | 0 | 6.17 | 6.94 | -0.77 | 0 | 0.003 | 0 | 0 | 14.1 | 0 | 0 | 3 | 0 | 5.1 | 0 | -0.1 | 0.4 | -0.3 | 0.8 | 0 | 0 | 5.7 | 0 | 5.67 | 6.36 | -0.69 | 0 | 0.003 | 0 | 0 | PreCW-Front-ElecDHW-GasDry | Appl-CW-Front-ElecDHW-GasDry-Tier2AnyDMoMH15CZ14DEER2017 | 0
42958.3843 | Appl-CW-Front-ElecDHW-GasDry-Tier2 | DMo | MH15 | CZ15 | rDXGF | -1 | Household | 1 | 1242 | 16.5 | 0 | 0 | 3.7 | 0 | 8.2 | 0 | -0.1 | 1 | -0.1 | 1.2 | 0 | 0 | 3.5 | 0 | 6.68 | 6.94 | -0.26 | 0 | 0.003 | 0 | 0 | 16 | 0 | 0 | 3 | 0 | 7.3 | 0 | -0.1 | 0.9 | -0.1 | 1 | 0 | 0 | 4.7 | 0 | 6.13 | 6.36 | -0.23 | 0 | 0.003 | 0 | 0 | PreCW-Front-ElecDHW-GasDry | Appl-CW-Front-ElecDHW-GasDry-Tier2AnyDMoMH15CZ15DEER2017 | 0
42958.3843 | Appl-CW-Front-ElecDHW-GasDry-Tier2 | DMo | MH15 | CZ16 | rDXGF | -1 | Household | 1 | 1242 | 11.3 | 0 | 0 | 3.9 | 0 | 2.6 | 0 | -0.1 | 0 | -0.4 | 0.4 | 0 | 0 | 5 | 0 | 6.15 | 6.94 | -0.79 | 0 | 0.003 | 0 | 0.001 | 12 | 0 | 0 | 3.2 | 0 | 2.4 | 0 | -0.1 | 0 | -0.3 | 0.4 | 0 | 0 | 6.6 | 0 | 5.65 | 6.36 | -0.72 | 0 | 0.002 | 0 | 0.001 | PreCW-Front-ElecDHW-GasDry | Appl-CW-Front-ElecDHW-GasDry-Tier2AnyDMoMH15CZ16DEER2017 | 0
42958.3843 | Appl-CW-Front-ElecDHW-GasDry-Tier2 | DMo | MH72 | CZ01 | rDXGF | -1 | Household | 1 | 1196 | 8.4 | 0 | 0 | 4 | 0 | 0 | 0 | -0.1 | -0.5 | -0.5 | 0 | 0 | 0 | 5 | 0 | 6.08 | 6.94 | -0.86 | 0 | 0.001 | 0 | 0.001 | 9.3 | 0 | 0 | 3.2 | 0 | 0 | 0 | 0 | -0.5 | -0.5 | 0 | 0 | 0 | 6.6 | 0 | 5.59 | 6.36 | -0.77 | 0 | 0.001 | 0 | 0.001 | PreCW-Front-ElecDHW-GasDry | Appl-CW-Front-ElecDHW-GasDry-Tier2AnyDMoMH72CZ01DEER2017 | 0
42958.3843 | Appl-CW-Front-ElecDHW-GasDry-Tier2 | DMo | MH72 | CZ02 | rDXGF | -1 | Household | 1 | 1196 | 11.9 | 0 | 0 | 3.8 | 0 | 3.6 | 0 | -0.1 | 0 | -0.5 | 0.4 | 0 | 0 | 4.6 | 0 | 6.13 | 6.94 | -0.81 | 0 | 0.007 | 0 | 0 | 12.3 | 0 | 0 | 3 | 0 | 3.2 | 0 | -0.1 | 0 | -0.4 | 0.4 | 0 | 0 | 6.2 | 0 | 5.64 | 6.36 | -0.72 | 0 | 0.007 | 0 | 0 | PreCW-Front-ElecDHW-GasDry | Appl-CW-Front-ElecDHW-GasDry-Tier2AnyDMoMH72CZ02DEER2017 | 0
42958.3843 | Appl-CW-Front-ElecDHW-GasDry-Tier2 | DMo | MH72 | CZ03 | rDXGF | -1 | Household | 1 | 1196 | 11.5 | 0 | 0 | 3.8 | 0 | 3.1 | 0 | -0.1 | 0 | -0.5 | 0.4 | 0 | 0 | 4.7 | 0 | 6.15 | 6.94 | -0.79 | 0 | 0.005 | 0 | 0 | 11.9 | 0 | 0 | 3 | 0 | 2.7 | 0 | -0.1 | -0.1 | -0.4 | 0.4 | 0 | 0 | 6.2 | 0 | 5.64 | 6.36 | -0.72 | 0 | 0.005 | 0 | 0 | PreCW-Front-ElecDHW-GasDry | Appl-CW-Front-ElecDHW-GasDry-Tier2AnyDMoMH72CZ03DEER2017 | 0
42958.3843 | Appl-CW-Front-ElecDHW-GasDry-Tier2 | DMo | MH72 | CZ04 | rDXGF | -1 | Household | 1 | 1196 | 12.4 | 0 | 0 | 3.8 | 0 | 4.1 | 0 | 0 | 0.2 | -0.4 | 0.5 | 0 | 0 | 4.5 | 0 | 6.28 | 6.94 | -0.66 | 0 | 0.006 | 0 | 0.001 | 12.8 | 0 | 0 | 3.1 | 0 | 3.7 | 0 | 0 | 0.2 | -0.4 | 0.4 | 0 | 0 | 6 | 0 | 5.77 | 6.36 | -0.6 | 0 | 0.006 | 0 | 0.001 | PreCW-Front-ElecDHW-GasDry | Appl-CW-Front-ElecDHW-GasDry-Tier2AnyDMoMH72CZ04DEER2017 | 0
42958.3843 | Appl-CW-Front-ElecDHW-GasDry-Tier2 | DMo | MH72 | CZ05 | rDXGF | -1 | Household | 1 | 1196 | 9.1 | 0 | 0 | 3.9 | 0 | 1.1 | 0 | -0.1 | -0.5 | -0.6 | 0.1 | 0 | 0 | 4.8 | 0 | 5.93 | 6.94 | -1.01 | 0 | 0.004 | 0 | 0.001 | 9.8 | 0 | 0 | 3.1 | 0 | 0.9 | 0 | -0.1 | -0.4 | -0.6 | 0.1 | 0 | 0 | 6.3 | 0 | 5.44 | 6.36 | -0.92 | 0 | 0.003 | 0 | 0.001 | PreCW-Front-ElecDHW-GasDry | Appl-CW-Front-ElecDHW-GasDry-Tier2AnyDMoMH72CZ05DEER2017 | 0
42958.3843 | Appl-CW-Front-ElecDHW-GasDry-Tier2 | DMo | MH72 | CZ06 | rDXGF | -1 | Household | 1 | 1196 | 13.7 | 0 | 0 | 3.9 | 0 | 5.1 | 0 | 0 | 0.4 | -0.3 | 0.7 | 0 | 0 | 4.4 | 0 | 6.47 | 6.94 | -0.47 | 0 | 0.004 | 0 | 0.001 | 14 | 0 | 0 | 3.1 | 0 | 4.7 | 0 | 0 | 0.4 | -0.3 | 0.6 | 0 | 0 | 5.8 | 0 | 5.94 | 6.36 | -0.42 | 0 | 0.004 | 0 | 0.001 | PreCW-Front-ElecDHW-GasDry | Appl-CW-Front-ElecDHW-GasDry-Tier2AnyDMoMH72CZ06DEER2017 | 0
42958.3843 | Appl-CW-Front-ElecDHW-GasDry-Tier2 | DMo | MH72 | CZ07 | rDXGF | -1 | Household | 1 | 1196 | 14.1 | 0 | 0 | 3.9 | 0 | 5.4 | 0 | 0 | 0.5 | -0.3 | 0.8 | 0 | 0 | 4.4 | 0 | 6.43 | 6.94 | -0.51 | 0 | 0.005 | 0 | 0 | 14.3 | 0 | 0 | 3.1 | 0 | 5 | 0 | 0 | 0.5 | -0.2 | 0.7 | 0 | 0 | 5.8 | 0 | 5.91 | 6.36 | -0.45 | 0 | 0.004 | 0 | 0 | PreCW-Front-ElecDHW-GasDry | Appl-CW-Front-ElecDHW-GasDry-Tier2AnyDMoMH72CZ07DEER2017 | 0
42958.3843 | Appl-CW-Front-ElecDHW-GasDry-Tier2 | DMo | MH72 | CZ08 | rDXGF | -1 | Household | 1 | 1196 | 15 | 0 | 0 | 3.8 | 0 | 6.3 | 0 | -0.1 | 0.6 | -0.2 | 0.8 | 0 | 0 | 4.2 | 0 | 6.49 | 6.94 | -0.45 | 0 | 0.005 | 0 | 0.001 | 14.9 | 0 | 0 | 3.1 | 0 | 5.6 | 0 | -0.1 | 0.5 | -0.2 | 0.7 | 0 | 0 | 5.7 | 0 | 5.95 | 6.36 | -0.41 | 0 | 0.005 | 0 | 0.001 | PreCW-Front-ElecDHW-GasDry | Appl-CW-Front-ElecDHW-GasDry-Tier2AnyDMoMH72CZ08DEER2017 | 0
42958.3843 | Appl-CW-Front-ElecDHW-GasDry-Tier2 | DMo | MH72 | CZ09 | rDXGF | -1 | Household | 1 | 1196 | 15.5 | 0 | 0 | 3.8 | 0 | 7 | 0 | -0.1 | 0.6 | -0.2 | 0.9 | 0 | 0 | 4.2 | 0 | 6.47 | 6.94 | -0.48 | 0 | 0.005 | 0 | 0.001 | 15.4 | 0 | 0 | 3.1 | 0 | 6.2 | 0 | -0.1 | 0.6 | -0.2 | 0.8 | 0 | 0 | 5.6 | 0 | 5.94 | 6.36 | -0.43 | 0 | 0.005 | 0 | 0.001 | PreCW-Front-ElecDHW-GasDry | Appl-CW-Front-ElecDHW-GasDry-Tier2AnyDMoMH72CZ09DEER2017 | 0
42958.3843 | Appl-CW-Front-ElecDHW-GasDry-Tier2 | DMo | MH72 | CZ10 | rDXGF | -1 | Household | 1 | 1196 | 14.3 | 0 | 0 | 3.8 | 0 | 5.9 | 0 | 0 | 0.4 | -0.3 | 0.7 | 0 | 0 | 4.3 | 0 | 6.45 | 6.94 | -0.49 | 0 | 0.006 | 0 | 0 | 14.9 | 0 | 0 | 3.1 | 0 | 5.9 | 0 | 0 | 0.4 | -0.2 | 0.7 | 0 | 0 | 5.7 | 0 | 5.92 | 6.36 | -0.45 | 0 | 0.005 | 0 | 0 | PreCW-Front-ElecDHW-GasDry | Appl-CW-Front-ElecDHW-GasDry-Tier2AnyDMoMH72CZ10DEER2017 | 0
42958.3843 | Appl-CW-Front-ElecDHW-GasDry-Tier2 | DMo | MH72 | CZ11 | rDXGF | -1 | Household | 1 | 1196 | 14.3 | 0 | 0 | 3.8 | 0 | 6 | 0 | 0 | 0.3 | -0.3 | 0.7 | 0 | 0 | 4.2 | 0 | 6.32 | 6.94 | -0.62 | 0 | 0.005 | 0 | 0.001 | 14.4 | 0 | 0 | 3 | 0 | 5.4 | 0 | 0 | 0.3 | -0.3 | 0.7 | 0 | 0 | 5.7 | 0 | 5.8 | 6.36 | -0.57 | 0 | 0.004 | 0 | 0.001 | PreCW-Front-ElecDHW-GasDry | Appl-CW-Front-ElecDHW-GasDry-Tier2AnyDMoMH72CZ11DEER2017 | 0
42958.3843 | Appl-CW-Front-ElecDHW-GasDry-Tier2 | DMo | MH72 | CZ12 | rDXGF | -1 | Household | 1 | 1196 | 14.1 | 0 | 0 | 3.8 | 0 | 5.7 | 0 | -0.1 | 0.3 | -0.5 | 0.7 | 0 | 0 | 4.4 | 0 | 6.21 | 6.94 | -0.73 | 0 | 0.007 | 0 | 0 | 14.3 | 0 | 0 | 3 | 0 | 5.2 | 0 | -0.1 | 0.3 | -0.4 | 0.7 | 0 | 0 | 5.9 | 0 | 5.7 | 6.36 | -0.66 | 0 | 0.007 | 0 | 0 | PreCW-Front-ElecDHW-GasDry | Appl-CW-Front-ElecDHW-GasDry-Tier2AnyDMoMH72CZ12DEER2017 | 0
42958.3843 | Appl-CW-Front-ElecDHW-GasDry-Tier2 | DMo | MH72 | CZ13 | rDXGF | -1 | Household | 1 | 1196 | 15.3 | 0 | 0 | 3.7 | 0 | 6.8 | 0 | -0.1 | 0.5 | -0.4 | 0.8 | 0 | 0 | 4.3 | 0 | 6.26 | 6.94 | -0.68 | 0 | 0.005 | 0 | 0.001 | 15.3 | 0 | 0 | 3 | 0 | 6.2 | 0 | -0.1 | 0.4 | -0.4 | 0.7 | 0 | 0 | 5.7 | 0 | 5.75 | 6.36 | -0.61 | 0 | 0.004 | 0 | 0 | PreCW-Front-ElecDHW-GasDry | Appl-CW-Front-ElecDHW-GasDry-Tier2AnyDMoMH72CZ13DEER2017 | 0
42958.3843 | Appl-CW-Front-ElecDHW-GasDry-Tier2 | DMo | MH72 | CZ14 | rDXGF | -1 | Household | 1 | 1196 | 15.4 | 0 | 0 | 3.8 | 0 | 6.9 | 0 | -0.1 | 0.4 | -0.3 | 0.8 | 0 | 0 | 4.3 | 0 | 6.32 | 6.94 | -0.62 | 0 | 0.004 | 0 | 0.001 | 15.3 | 0 | 0 | 3 | 0 | 6.2 | 0 | -0.1 | 0.4 | -0.3 | 0.7 | 0 | 0 | 5.8 | 0 | 5.8 | 6.36 | -0.56 | 0 | 0.004 | 0 | 0.001 | PreCW-Front-ElecDHW-GasDry | Appl-CW-Front-ElecDHW-GasDry-Tier2AnyDMoMH72CZ14DEER2017 | 0
42958.3843 | Appl-CW-Front-ElecDHW-GasDry-Tier2 | DMo | MH72 | CZ15 | rDXGF | -1 | Household | 1 | 1196 | 16.3 | 0 | 0 | 3.8 | 0 | 8.1 | 0 | 0 | 0.7 | -0.2 | 0.9 | 0 | 0 | 3.5 | 0 | 6.7 | 6.94 | -0.23 | 0 | 0.005 | 0 | 0 | 15.8 | 0 | 0 | 3.1 | 0 | 7.4 | 0 | 0 | 0.6 | -0.2 | 0.8 | 0 | 0 | 4.7 | 0 | 6.15 | 6.36 | -0.21 | 0 | 0.004 | 0 | 0 | PreCW-Front-ElecDHW-GasDry | Appl-CW-Front-ElecDHW-GasDry-Tier2AnyDMoMH72CZ15DEER2017 | 0
42958.3843 | Appl-CW-Front-ElecDHW-GasDry-Tier2 | DMo | MH72 | CZ16 | rDXGF | -1 | Household | 1 | 1196 | 12.8 | 0 | 0 | 3.8 | 0 | 4.2 | 0 | -0.1 | 0 | -0.5 | 0.5 | 0 | 0 | 5 | 0 | 6.04 | 6.94 | -0.89 | 0 | 0.005 | 0 | 0.001 | 13.4 | 0 | 0 | 3 | 0 | 3.8 | 0 | -0.1 | 0 | -0.5 | 0.5 | 0 | 0 | 6.6 | 0 | 5.55 | 6.36 | -0.81 | 0 | 0.005 | 0 | 0.001 | PreCW-Front-ElecDHW-GasDry | Appl-CW-Front-ElecDHW-GasDry-Tier2AnyDMoMH72CZ16DEER2017 | 0
42958.3843 | Appl-CW-Front-ElecDHW-GasDry-Tier2 | DMo | MH85 | CZ01 | rDXGF | -1 | Household | 1 | 1242 | 8.1 | 0 | 0 | 4 | 0 | 0 | 0 | -0.2 | -0.6 | -0.6 | 0 | 0 | 0 | 5 | 0 | 5.73 | 6.94 | -1.21 | 0 | 0.002 | 0 | 0 | 9.1 | 0 | 0 | 3.2 | 0 | 0 | 0 | -0.2 | -0.6 | -0.6 | 0 | 0 | 0 | 6.6 | 0 | 5.27 | 6.36 | -1.09 | 0 | 0.002 | 0 | 0 | PreCW-Front-ElecDHW-GasDry | Appl-CW-Front-ElecDHW-GasDry-Tier2AnyDMoMH85CZ01DEER2017 | 0
42958.3843 | Appl-CW-Front-ElecDHW-GasDry-Tier2 | DMo | MH85 | CZ02 | rDXGF | -1 | Household | 1 | 1242 | 11.8 | 0 | 0 | 3.8 | 0 | 3.6 | 0 | -0.1 | -0.2 | -0.6 | 0.4 | 0 | 0 | 4.6 | 0 | 5.9 | 6.94 | -1.04 | 0 | 0.009 | 0 | 0.001 | 12.4 | 0 | 0 | 3 | 0 | 3.4 | 0 | -0.1 | -0.2 | -0.6 | 0.4 | 0 | 0 | 6.2 | 0 | 5.42 | 6.36 | -0.94 | 0 | 0.008 | 0 | 0 | PreCW-Front-ElecDHW-GasDry | Appl-CW-Front-ElecDHW-GasDry-Tier2AnyDMoMH85CZ02DEER2017 | 0
42958.3843 | Appl-CW-Front-ElecDHW-GasDry-Tier2 | DMo | MH85 | CZ03 | rDXGF | -1 | Household | 1 | 1242 | 10.7 | 0 | 0 | 3.8 | 0 | 2.7 | 0 | -0.1 | -0.3 | -0.6 | 0.3 | 0 | 0 | 4.7 | 0 | 5.89 | 6.94 | -1.05 | 0 | 0.005 | 0 | 0.001 | 10.9 | 0 | 0 | 3 | 0 | 2.1 | 0 | -0.1 | -0.3 | -0.5 | 0.3 | 0 | 0 | 6.2 | 0 | 5.42 | 6.36 | -0.94 | 0 | 0.005 | 0 | 0.001 | PreCW-Front-ElecDHW-GasDry | Appl-CW-Front-ElecDHW-GasDry-Tier2AnyDMoMH85CZ03DEER2017 | 0
42958.3843 | Appl-CW-Front-ElecDHW-GasDry-Tier2 | DMo | MH85 | CZ04 | rDXGF | -1 | Household | 1 | 1242 | 12.9 | 0 | 0 | 3.8 | 0 | 4.5 | 0 | -0.1 | 0.1 | -0.5 | 0.6 | 0 | 0 | 4.5 | 0 | 6.11 | 6.94 | -0.83 | 0 | 0.005 | 0 | 0 | 13.2 | 0 | 0 | 3 | 0 | 4.1 | 0 | -0.1 | 0.1 | -0.4 | 0.6 | 0 | 0 | 6 | 0 | 5.62 | 6.36 | -0.75 | 0 | 0.005 | 0 | 0 | PreCW-Front-ElecDHW-GasDry | Appl-CW-Front-ElecDHW-GasDry-Tier2AnyDMoMH85CZ04DEER2017 | 0
42958.3843 | Appl-CW-Front-ElecDHW-GasDry-Tier2 | DMo | MH85 | CZ05 | rDXGF | -1 | Household | 1 | 1242 | 9.3 | 0 | 0 | 3.8 | 0 | 1.3 | 0 | -0.2 | -0.5 | -0.6 | 0.2 | 0 | 0 | 4.8 | 0 | 5.8 | 6.94 | -1.14 | 0 | 0.01 | 0 | 0.001 | 10 | 0 | 0 | 3.1 | 0 | 1.2 | 0 | -0.1 | -0.5 | -0.6 | 0.2 | 0 | 0 | 6.3 | 0 | 5.32 | 6.36 | -1.04 | 0 | 0.009 | 0 | 0.001 | PreCW-Front-ElecDHW-GasDry | Appl-CW-Front-ElecDHW-GasDry-Tier2AnyDMoMH85CZ05DEER2017 | 0
42958.3843 | Appl-CW-Front-ElecDHW-GasDry-Tier2 | DMo | MH85 | CZ06 | rDXGF | -1 | Household | 1 | 1242 | 12.8 | 0 | 0 | 3.8 | 0 | 4.4 | 0 | 0 | 0.3 | -0.4 | 0.6 | 0 | 0 | 4.4 | 0 | 6.27 | 6.94 | -0.67 | 0 | 0.003 | 0 | 0 | 15.8 | 0 | 0 | 3.1 | 0 | 6.4 | 0 | 0 | 0.6 | -0.3 | 0.9 | 0 | 0 | 5.8 | 0 | 5.76 | 6.36 | -0.6 | 0 | 0.004 | 0 | 0 | PreCW-Front-ElecDHW-GasDry | Appl-CW-Front-ElecDHW-GasDry-Tier2AnyDMoMH85CZ06DEER2017 | 0
42958.3843 | Appl-CW-Front-ElecDHW-GasDry-Tier2 | DMo | MH85 | CZ07 | rDXGF | -1 | Household | 1 | 1242 | 14.1 | 0 | 0 | 3.9 | 0 | 5.5 | 0 | 0 | 0.4 | -0.3 | 0.7 | 0 | 0 | 4.4 | 0 | 6.37 | 6.94 | -0.57 | 0 | 0.005 | 0 | 0.001 | 14.2 | 0 | 0 | 3.1 | 0 | 5 | 0 | 0 | 0.4 | -0.3 | 0.7 | 0 | 0 | 5.8 | 0 | 5.85 | 6.36 | -0.51 | 0 | 0.004 | 0 | 0 | PreCW-Front-ElecDHW-GasDry | Appl-CW-Front-ElecDHW-GasDry-Tier2AnyDMoMH85CZ07DEER2017 | 0
42958.3843 | Appl-CW-Front-ElecDHW-GasDry-Tier2 | DMo | MH85 | CZ08 | rDXGF | -1 | Household | 1 | 1242 | 14.4 | 0 | 0 | 3.8 | 0 | 6 | 0 | -0.1 | 0.4 | -0.3 | 0.8 | 0 | 0 | 4.2 | 0 | 6.37 | 6.94 | -0.57 | 0 | 0.004 | 0 | 0.001 | 14.5 | 0 | 0 | 3 | 0 | 5.4 | 0 | -0.1 | 0.4 | -0.3 | 0.7 | 0 | 0 | 5.7 | 0 | 5.85 | 6.36 | -0.51 | 0 | 0.004 | 0 | 0 | PreCW-Front-ElecDHW-GasDry | Appl-CW-Front-ElecDHW-GasDry-Tier2AnyDMoMH85CZ08DEER2017 | 0
42958.3843 | Appl-CW-Front-ElecDHW-GasDry-Tier2 | DMo | MH85 | CZ09 | rDXGF | -1 | Household | 1 | 1242 | 14.1 | 0 | 0 | 3.7 | 0 | 5.8 | 0 | -0.1 | 0.4 | -0.4 | 0.8 | 0 | 0 | 4.2 | 0 | 6.29 | 6.94 | -0.65 | 0 | 0.004 | 0 | 0 | 14.4 | 0 | 0 | 3 | 0 | 5.4 | 0 | -0.1 | 0.3 | -0.4 | 0.7 | 0 | 0 | 5.6 | 0 | 5.77 | 6.36 | -0.59 | 0 | 0.003 | 0 | 0 | PreCW-Front-ElecDHW-GasDry | Appl-CW-Front-ElecDHW-GasDry-Tier2AnyDMoMH85CZ09DEER2017 | 0
42958.3843 | Appl-CW-Front-ElecDHW-GasDry-Tier2 | DMo | MH85 | CZ10 | rDXGF | -1 | Household | 1 | 1242 | 15 | 0 | 0 | 3.8 | 0 | 6.6 | 0 | -0.1 | 0.4 | -0.3 | 0.8 | 0 | 0 | 4.3 | 0 | 6.33 | 6.94 | -0.61 | 0 | 0.005 | 0 | 0 | 15 | 0 | 0 | 3 | 0 | 6 | 0 | -0.1 | 0.4 | -0.3 | 0.8 | 0 | 0 | 5.7 | 0 | 5.82 | 6.36 | -0.54 | 0 | 0.005 | 0 | 0 | PreCW-Front-ElecDHW-GasDry | Appl-CW-Front-ElecDHW-GasDry-Tier2AnyDMoMH85CZ10DEER2017 | 0
42958.3843 | Appl-CW-Front-ElecDHW-GasDry-Tier2 | DMo | MH85 | CZ11 | rDXGF | -1 | Household | 1 | 1242 | 14.3 | 0 | 0 | 3.7 | 0 | 6.1 | 0 | -0.1 | 0.3 | -0.5 | 0.8 | 0 | 0 | 4.2 | 0 | 6.12 | 6.94 | -0.82 | 0 | 0.004 | 0 | 0 | 14.4 | 0 | 0 | 3 | 0 | 5.5 | 0 | -0.1 | 0.2 | -0.4 | 0.7 | 0 | 0 | 5.7 | 0 | 5.62 | 6.36 | -0.74 | 0 | 0.004 | 0 | 0 | PreCW-Front-ElecDHW-GasDry | Appl-CW-Front-ElecDHW-GasDry-Tier2AnyDMoMH85CZ11DEER2017 | 0
42958.3843 | Appl-CW-Front-ElecDHW-GasDry-Tier2 | DMo | MH85 | CZ12 | rDXGF | -1 | Household | 1 | 1242 | 13.6 | 0 | 0 | 3.8 | 0 | 5.4 | 0 | -0.1 | 0.1 | -0.6 | 0.7 | 0 | 0 | 4.4 | 0 | 6.03 | 6.94 | -0.91 | 0 | 0.006 | 0 | 0.001 | 13.8 | 0 | 0 | 3.1 | 0 | 4.9 | 0 | -0.1 | 0.1 | -0.5 | 0.6 | 0 | 0 | 5.9 | 0 | 5.54 | 6.36 | -0.82 | 0 | 0.006 | 0 | 0.001 | PreCW-Front-ElecDHW-GasDry | Appl-CW-Front-ElecDHW-GasDry-Tier2AnyDMoMH85CZ12DEER2017 | 0
42958.3843 | Appl-CW-Front-ElecDHW-GasDry-Tier2 | DMo | MH85 | CZ13 | rDXGF | -1 | Household | 1 | 1242 | 15.1 | 0 | 0 | 3.8 | 0 | 6.8 | 0 | -0.1 | 0.3 | -0.4 | 0.9 | 0 | 0 | 4.3 | 0 | 6.14 | 6.94 | -0.8 | 0 | 0.005 | 0 | 0 | 15.2 | 0 | 0 | 3 | 0 | 6.2 | 0 | -0.1 | 0.3 | -0.4 | 0.8 | 0 | 0 | 5.7 | 0 | 5.65 | 6.36 | -0.72 | 0 | 0.005 | 0 | 0 | PreCW-Front-ElecDHW-GasDry | Appl-CW-Front-ElecDHW-GasDry-Tier2AnyDMoMH85CZ13DEER2017 | 0
42958.3843 | Appl-CW-Front-ElecDHW-GasDry-Tier2 | DMo | MH85 | CZ14 | rDXGF | -1 | Household | 1 | 1242 | 15.6 | 0 | 0 | 3.7 | 0 | 7.2 | 0 | -0.1 | 0.3 | -0.5 | 0.8 | 0 | 0 | 4.3 | 0 | 6.11 | 6.94 | -0.83 | 0 | 0.005 | 0 | 0.001 | 15.4 | 0 | 0 | 3 | 0 | 6.4 | 0 | 0 | 0.3 | -0.4 | 0.7 | 0 | 0 | 5.8 | 0 | 5.61 | 6.36 | -0.75 | 0 | 0.004 | 0 | 0 | PreCW-Front-ElecDHW-GasDry | Appl-CW-Front-ElecDHW-GasDry-Tier2AnyDMoMH85CZ14DEER2017 | 0
42958.3843 | Appl-CW-Front-ElecDHW-GasDry-Tier2 | DMo | MH85 | CZ15 | rDXGF | -1 | Household | 1 | 1242 | 16.8 | 0 | 0 | 3.8 | 0 | 8.7 | 0 | -0.1 | 0.7 | -0.2 | 1 | 0 | 0 | 3.5 | 0 | 6.63 | 6.94 | -0.31 | 0 | 0.004 | 0 | 0.001 | 16.3 | 0 | 0 | 3.1 | 0 | 7.9 | 0 | -0.1 | 0.7 | -0.2 | 0.9 | 0 | 0 | 4.7 | 0 | 6.08 | 6.36 | -0.28 | 0 | 0.004 | 0 | 0.001 | PreCW-Front-ElecDHW-GasDry | Appl-CW-Front-ElecDHW-GasDry-Tier2AnyDMoMH85CZ15DEER2017 | 0
42958.3843 | Appl-CW-Front-ElecDHW-GasDry-Tier2 | DMo | MH85 | CZ16 | rDXGF | -1 | Household | 1 | 1242 | 12.1 | 0 | 0 | 3.8 | 0 | 3.6 | 0 | -0.2 | -0.1 | -0.6 | 0.5 | 0 | 0 | 5 | 0 | 5.85 | 6.94 | -1.09 | 0 | 0.005 | 0 | 0.001 | 12.6 | 0 | 0 | 3 | 0 | 3.3 | 0 | -0.2 | -0.1 | -0.6 | 0.5 | 0 | 0 | 6.6 | 0 | 5.38 | 6.36 | -0.98 | 0 | 0.005 | 0 | 0.001 | PreCW-Front-ElecDHW-GasDry | Appl-CW-Front-ElecDHW-GasDry-Tier2AnyDMoMH85CZ16DEER2017 | 0
42958.3843 | Appl-CW-Front-ElecDHW-GasDry-Tier2 | MFm | 1975 | CZ01 | rDXGF | -1 | Household | 1 | 1070.2 | 8 | 0 | 0 | 3.9 | 0 | 0 | 0 | -0.4 | -0.6 | -0.5 | 0 | 0 | 0 | 4.9 | 0 | 6.04 | 7.03 | -1.01 | 0 | 0.001 | 0 | 0 | 9 | 0 | 0 | 3.2 | 0 | 0 | 0 | -0.3 | -0.5 | -0.5 | 0 | 0 | 0 | 6.6 | 0 | 5.54 | 6.45 | -0.92 | 0 | 0.001 | 0 | 0 | PreCW-Front-ElecDHW-GasDry | Appl-CW-Front-ElecDHW-GasDry-Tier2AnyMFm1975CZ01DEER2017 | 0
42958.3843 | Appl-CW-Front-ElecDHW-GasDry-Tier2 | MFm | 1975 | CZ02 | rDXGF | -1 | Household | 1 | 1070.2 | 9.7 | 0 | 0 | 3.9 | 0 | 1.5 | 0 | -0.1 | -0.1 | -0.4 | 0.2 | 0 | 0 | 4.6 | 0 | 6.36 | 7.03 | -0.67 | 0 | 0.005 | 0 | 0.001 | 10.3 | 0 | 0 | 3.1 | 0 | 1.3 | 0 | -0.1 | -0.1 | -0.3 | 0.2 | 0 | 0 | 6.1 | 0 | 5.85 | 6.45 | -0.6 | 0 | 0.005 | 0 | 0.001 | PreCW-Front-ElecDHW-GasDry | Appl-CW-Front-ElecDHW-GasDry-Tier2AnyMFm1975CZ02DEER2017 | 0
42958.3843 | Appl-CW-Front-ElecDHW-GasDry-Tier2 | MFm | 1975 | CZ03 | rDXGF | -1 | Household | 1 | 1070.2 | 8.9 | 0 | 0 | 3.9 | 0 | 0.8 | 0 | -0.2 | -0.2 | -0.3 | 0.1 | 0 | 0 | 4.6 | 0 | 6.39 | 7.03 | -0.64 | 0 | 0.002 | 0 | 0 | 9.6 | 0 | 0 | 3.2 | 0 | 0.7 | 0 | -0.1 | -0.2 | -0.3 | 0.1 | 0 | 0 | 6.2 | 0 | 5.85 | 6.45 | -0.6 | 0 | 0.002 | 0 | 0 | PreCW-Front-ElecDHW-GasDry | Appl-CW-Front-ElecDHW-GasDry-Tier2AnyMFm1975CZ03DEER2017 | 0
42958.3843 | Appl-CW-Front-ElecDHW-GasDry-Tier2 | MFm | 1975 | CZ04 | rDXGF | -1 | Household | 1 | 1070.2 | 9.8 | 0 | 0 | 3.9 | 0 | 1.7 | 0 | -0.2 | -0.1 | -0.3 | 0.2 | 0 | 0 | 4.4 | 0 | 6.47 | 7.03 | -0.58 | 0 | 0.004 | 0 | 0.001 | 10.5 | 0 | 0 | 3.1 | 0 | 1.6 | 0 | -0.2 | -0.1 | -0.2 | 0.2 | 0 | 0 | 5.9 | 0 | 5.94 | 6.45 | -0.52 | 0 | 0.004 | 0 | 0 | PreCW-Front-ElecDHW-GasDry | Appl-CW-Front-ElecDHW-GasDry-Tier2AnyMFm1975CZ04DEER2017 | 0
42958.3843 | Appl-CW-Front-ElecDHW-GasDry-Tier2 | MFm | 1975 | CZ05 | rDXGF | -1 | Household | 1 | 1070.2 | 8.1 | 0 | 0 | 3.9 | 0 | 0.2 | 0 | -0.2 | -0.4 | -0.4 | 0.1 | 0 | 0 | 4.7 | 0 | 6.15 | 7.03 | -0.89 | 0 | 0.002 | 0 | 0 | 9 | 0 | 0 | 3.2 | 0 | 0.2 | 0 | -0.2 | -0.4 | -0.4 | 0.1 | 0 | 0 | 6.3 | 0 | 5.66 | 6.45 | -0.8 | 0 | 0.002 | 0 | 0 | PreCW-Front-ElecDHW-GasDry | Appl-CW-Front-ElecDHW-GasDry-Tier2AnyMFm1975CZ05DEER2017 | 0
42958.3843 | Appl-CW-Front-ElecDHW-GasDry-Tier2 | MFm | 1975 | CZ06 | rDXGF | -1 | Household | 1 | 1047.7 | 11 | 0 | 0 | 4 | 0 | 2.7 | 0 | -0.1 | 0.2 | -0.3 | 0.3 | 0 | 0 | 4.2 | 0 | 6.53 | 7.03 | -0.5 | 0 | 0.004 | 0 | 0 | 11.4 | 0 | 0 | 3.2 | 0 | 2.4 | 0 | -0.1 | 0.2 | -0.3 | 0.3 | 0 | 0 | 5.7 | 0 | 6 | 6.45 | -0.45 | 0 | 0.004 | 0 | 0 | PreCW-Front-ElecDHW-GasDry | Appl-CW-Front-ElecDHW-GasDry-Tier2AnyMFm1975CZ06DEER2017 | 0
42958.3843 | Appl-CW-Front-ElecDHW-GasDry-Tier2 | MFm | 1975 | CZ07 | rDXGF | -1 | Household | 1 | 1047.7 | 11 | 0 | 0 | 4 | 0 | 2.8 | 0 | -0.1 | 0.1 | -0.3 | 0.5 | 0 | 0 | 4.2 | 0 | 6.53 | 7.03 | -0.5 | 0 | 0.004 | 0 | 0 | 10.8 | 0 | 0 | 3.2 | 0 | 2.1 | 0 | -0.1 | -0.1 | -0.3 | 0.3 | 0 | 0 | 5.7 | 0 | 5.88 | 6.45 | -0.57 | 0 | 0.003 | 0 | 0 | PreCW-Front-ElecDHW-GasDry | Appl-CW-Front-ElecDHW-GasDry-Tier2AnyMFm1975CZ07DEER2017 | 0
42958.3843 | Appl-CW-Front-ElecDHW-GasDry-Tier2 | MFm | 1975 | CZ08 | rDXGF | -1 | Household | 1 | 1047.7 | 11.3 | 0 | 0 | 3.9 | 0 | 3.1 | 0 | -0.1 | 0.2 | -0.2 | 0.4 | 0 | 0 | 4.1 | 0 | 6.65 | 7.03 | -0.38 | 0 | 0.005 | 0 | 0 | 11.6 | 0 | 0 | 3.2 | 0 | 2.8 | 0 | -0.1 | 0.1 | -0.1 | 0.4 | 0 | 0 | 5.6 | 0 | 6.1 | 6.45 | -0.35 | 0 | 0.005 | 0 | 0 | PreCW-Front-ElecDHW-GasDry | Appl-CW-Front-ElecDHW-GasDry-Tier2AnyMFm1975CZ08DEER2017 | 0
42958.3843 | Appl-CW-Front-ElecDHW-GasDry-Tier2 | MFm | 1975 | CZ09 | rDXGF | -1 | Household | 1 | 1216.8 | 12.3 | 0 | 0 | 3.9 | 0 | 4.1 | 0 | -0.1 | 0.3 | -0.2 | 0.5 | 0 | 0 | 4.2 | 0 | 6.56 | 7.03 | -0.48 | 0 | 0.004 | 0 | 0.001 | 12.6 | 0 | 0 | 3.1 | 0 | 3.7 | 0 | -0.1 | 0.2 | -0.2 | 0.4 | 0 | 0 | 5.7 | 0 | 6.03 | 6.45 | -0.43 | 0 | 0.004 | 0 | 0.001 | PreCW-Front-ElecDHW-GasDry | Appl-CW-Front-ElecDHW-GasDry-Tier2AnyMFm1975CZ09DEER2017 | 0
42958.3843 | Appl-CW-Front-ElecDHW-GasDry-Tier2 | MFm | 1975 | CZ10 | rDXGF | -1 | Household | 1 | 1216.8 | 11.4 | 0 | 0 | 3.9 | 0 | 3.3 | 0 | -0.1 | 0.1 | -0.2 | 0.4 | 0 | 0 | 4.1 | 0 | 6.5 | 7.03 | -0.53 | 0 | 0.005 | 0 | 0 | 11.8 | 0 | 0 | 3.1 | 0 | 3 | 0 | -0.1 | 0.1 | -0.2 | 0.4 | 0 | 0 | 5.6 | 0 | 5.97 | 6.45 | -0.48 | 0 | 0.004 | 0 | 0 | PreCW-Front-ElecDHW-GasDry | Appl-CW-Front-ElecDHW-GasDry-Tier2AnyMFm1975CZ10DEER2017 | 0
42958.3843 | Appl-CW-Front-ElecDHW-GasDry-Tier2 | MFm | 1975 | CZ11 | rDXGF | -1 | Household | 1 | 1098.9 | 11.3 | 0 | 0 | 3.9 | 0 | 3.3 | 0 | -0.1 | 0 | -0.3 | 0.3 | 0 | 0 | 4.2 | 0 | 6.4 | 7.03 | -0.63 | 0 | 0.004 | 0 | 0 | 11.7 | 0 | 0 | 3.1 | 0 | 3 | 0 | -0.1 | 0 | -0.3 | 0.3 | 0 | 0 | 5.6 | 0 | 5.88 | 6.45 | -0.57 | 0 | 0.004 | 0 | 0 | PreCW-Front-ElecDHW-GasDry | Appl-CW-Front-ElecDHW-GasDry-Tier2AnyMFm1975CZ11DEER2017 | 0
42958.3843 | Appl-CW-Front-ElecDHW-GasDry-Tier2 | MFm | 1975 | CZ12 | rDXGF | -1 | Household | 1 | 1098.9 | 10.6 | 0 | 0 | 3.9 | 0 | 2.6 | 0 | -0.1 | 0 | -0.3 | 0.3 | 0 | 0 | 4.4 | 0 | 6.36 | 7.03 | -0.67 | 0 | 0.005 | 0 | 0 | 11 | 0 | 0 | 3.2 | 0 | 2.2 | 0 | -0.1 | 0 | -0.3 | 0.2 | 0 | 0 | 5.9 | 0 | 5.84 | 6.45 | -0.6 | 0 | 0.004 | 0 | 0 | PreCW-Front-ElecDHW-GasDry | Appl-CW-Front-ElecDHW-GasDry-Tier2AnyMFm1975CZ12DEER2017 | 0
42958.3843 | Appl-CW-Front-ElecDHW-GasDry-Tier2 | MFm | 1975 | CZ13 | rDXGF | -1 | Household | 1 | 1098.9 | 12.2 | 0 | 0 | 3.9 | 0 | 4.1 | 0 | -0.1 | 0.2 | -0.3 | 0.5 | 0 | 0 | 4.2 | 0 | 6.45 | 7.03 | -0.59 | 0 | 0.004 | 0 | 0 | 12.5 | 0 | 0 | 3.1 | 0 | 3.7 | 0 | -0.1 | 0.2 | -0.2 | 0.4 | 0 | 0 | 5.7 | 0 | 5.92 | 6.45 | -0.53 | 0 | 0.004 | 0 | 0 | PreCW-Front-ElecDHW-GasDry | Appl-CW-Front-ElecDHW-GasDry-Tier2AnyMFm1975CZ13DEER2017 | 0
42958.3843 | Appl-CW-Front-ElecDHW-GasDry-Tier2 | MFm | 1975 | CZ14 | rDXGF | -1 | Household | 1 | 1409.4 | 12.8 | 0 | 0 | 3.8 | 0 | 4.6 | 0 | -0.1 | 0.2 | -0.3 | 0.5 | 0 | 0 | 4.3 | 0 | 6.42 | 7.03 | -0.61 | 0 | 0.003 | 0 | 0.001 | 13 | 0 | 0 | 3 | 0 | 4.1 | 0 | -0.1 | 0.2 | -0.3 | 0.5 | 0 | 0 | 5.8 | 0 | 5.9 | 6.45 | -0.55 | 0 | 0.003 | 0 | 0.001 | PreCW-Front-ElecDHW-GasDry | Appl-CW-Front-ElecDHW-GasDry-Tier2AnyMFm1975CZ14DEER2017 | 0
42958.3843 | Appl-CW-Front-ElecDHW-GasDry-Tier2 | MFm | 1975 | CZ15 | rDXGF | -1 | Household | 1 | 1409.4 | 14.5 | 0 | 0 | 3.8 | 0 | 6.7 | 0 | 0 | 0.6 | -0.1 | 0.7 | 0 | 0 | 3.5 | 0 | 6.77 | 7.03 | -0.27 | 0 | 0.003 | 0 | 0 | 14.3 | 0 | 0 | 3 | 0 | 6.1 | 0 | 0 | 0.5 | -0.1 | 0.7 | 0 | 0 | 4.7 | 0 | 6.21 | 6.45 | -0.25 | 0 | 0.003 | 0 | 0 | PreCW-Front-ElecDHW-GasDry | Appl-CW-Front-ElecDHW-GasDry-Tier2AnyMFm1975CZ15DEER2017 | 0
42958.3843 | Appl-CW-Front-ElecDHW-GasDry-Tier2 | MFm | 1975 | CZ16 | rDXGF | -1 | Household | 1 | 1070.2 | 11 | 0 | 0 | 3.9 | 0 | 2.3 | 0 | -0.2 | 0 | -0.4 | 0.4 | 0 | 0 | 4.9 | 0 | 6.34 | 7.03 | -0.69 | 0 | 0.003 | 0 | 0 | 11.8 | 0 | 0 | 3.1 | 0 | 2.1 | 0 | -0.2 | 0 | -0.3 | 0.3 | 0 | 0 | 6.6 | 0 | 5.83 | 6.45 | -0.62 | 0 | 0.003 | 0 | 0 | PreCW-Front-ElecDHW-GasDry | Appl-CW-Front-ElecDHW-GasDry-Tier2AnyMFm1975CZ16DEER2017 | 0
42958.3843 | Appl-CW-Front-ElecDHW-GasDry-Tier2 | MFm | 1985 | CZ01 | rDXGF | -1 | Household | 1 | 1152 | 7.9 | 0 | 0 | 3.9 | 0 | 0 | 0 | -0.3 | -0.6 | -0.6 | 0 | 0 | 0 | 4.9 | 0 | 5.9 | 7.03 | -1.14 | 0 | 0.001 | 0 | 0 | 8.9 | 0 | 0 | 3.1 | 0 | 0 | 0 | -0.3 | -0.5 | -0.5 | 0 | 0 | 0 | 6.6 | 0 | 5.43 | 6.45 | -1.03 | 0 | 0.001 | 0 | 0 | PreCW-Front-ElecDHW-GasDry | Appl-CW-Front-ElecDHW-GasDry-Tier2AnyMFm1985CZ01DEER2017 | 0
42958.3843 | Appl-CW-Front-ElecDHW-GasDry-Tier2 | MFm | 1985 | CZ02 | rDXGF | -1 | Household | 1 | 1152 | 7.9 | 0 | 0 | 3.9 | 0 | 0.4 | 0 | -0.2 | -0.7 | -0.7 | 0 | 0 | 0 | 4.6 | 0 | 5.84 | 7.03 | -1.19 | 0 | -0.001 | 0 | 0 | 8.6 | 0 | 0 | 3.1 | 0 | 0.2 | 0 | -0.2 | -0.7 | -0.7 | 0 | 0 | 0 | 6.2 | 0 | 5.32 | 6.45 | -1.12 | 0 | -0.001 | 0 | 0 | PreCW-Front-ElecDHW-GasDry | Appl-CW-Front-ElecDHW-GasDry-Tier2AnyMFm1985CZ02DEER2017 | 0
42958.3843 | Appl-CW-Front-ElecDHW-GasDry-Tier2 | MFm | 1985 | CZ03 | rDXGF | -1 | Household | 1 | 1152 | 8.6 | 0 | 0 | 3.9 | 0 | 0.6 | 0 | -0.1 | -0.3 | -0.3 | 0.1 | 0 | 0 | 4.6 | 0 | 6.32 | 7.03 | -0.73 | 0 | 0.002 | 0 | 0.001 | 9.4 | 0 | 0 | 3.1 | 0 | 0.5 | 0 | -0.1 | -0.3 | -0.3 | 0.1 | 0 | 0 | 6.2 | 0 | 5.8 | 6.45 | -0.66 | 0 | 0.003 | 0 | 0.001 | PreCW-Front-ElecDHW-GasDry | Appl-CW-Front-ElecDHW-GasDry-Tier2AnyMFm1985CZ03DEER2017 | 0
42958.3843 | Appl-CW-Front-ElecDHW-GasDry-Tier2 | MFm | 1985 | CZ04 | rDXGF | -1 | Household | 1 | 1152 | 9.3 | 0 | 0 | 4 | 0 | 1.3 | 0 | -0.2 | -0.1 | -0.3 | 0.2 | 0 | 0 | 4.4 | 0 | 6.49 | 7.03 | -0.55 | 0 | 0.004 | 0 | 0 | 10 | 0 | 0 | 3.2 | 0 | 1.1 | 0 | -0.2 | -0.1 | -0.2 | 0.2 | 0 | 0 | 5.9 | 0 | 5.96 | 6.45 | -0.49 | 0 | 0.003 | 0 | 0 | PreCW-Front-ElecDHW-GasDry | Appl-CW-Front-ElecDHW-GasDry-Tier2AnyMFm1985CZ04DEER2017 | 0
42958.3843 | Appl-CW-Front-ElecDHW-GasDry-Tier2 | MFm | 1985 | CZ05 | rDXGF | -1 | Household | 1 | 1152 | 8.8 | 0 | 0 | 3.9 | 0 | 0.6 | 0 | -0.1 | -0.2 | -0.3 | 0.1 | 0 | 0 | 4.7 | 0 | 6.37 | 7.03 | -0.67 | 0 | 0.002 | 0 | 0.001 | 9.6 | 0 | 0 | 3.2 | 0 | 0.5 | 0 | -0.1 | -0.2 | -0.3 | 0.1 | 0 | 0 | 6.3 | 0 | 5.86 | 6.45 | -0.58 | 0 | 0.002 | 0 | 0.001 | PreCW-Front-ElecDHW-GasDry | Appl-CW-Front-ElecDHW-GasDry-Tier2AnyMFm1985CZ05DEER2017 | 0
42958.3843 | Appl-CW-Front-ElecDHW-GasDry-Tier2 | MFm | 1985 | CZ06 | rDXGF | -1 | Household | 1 | 1295.2 | 10.4 | 0 | 0 | 3.9 | 0 | 2.2 | 0 | -0.1 | 0 | -0.2 | 0.3 | 0 | 0 | 4.2 | 0 | 6.61 | 7.03 | -0.42 | 0 | 0.005 | 0 | 0 | 10.8 | 0 | 0 | 3.2 | 0 | 1.9 | 0 | -0.1 | 0 | -0.2 | 0.2 | 0 | 0 | 5.7 | 0 | 6.07 | 6.45 | -0.38 | 0 | 0.005 | 0 | 0 | PreCW-Front-ElecDHW-GasDry | Appl-CW-Front-ElecDHW-GasDry-Tier2AnyMFm1985CZ06DEER2017 | 0
42958.3843 | Appl-CW-Front-ElecDHW-GasDry-Tier2 | MFm | 1985 | CZ07 | rDXGF | -1 | Household | 1 | 1295.2 | 10.2 | 0 | 0 | 3.9 | 0 | 2 | 0 | -0.1 | 0.1 | -0.2 | 0.3 | 0 | 0 | 4.2 | 0 | 6.64 | 7.03 | -0.4 | 0 | 0.003 | 0 | 0.001 | 10.7 | 0 | 0 | 3.2 | 0 | 1.8 | 0 | -0.1 | 0.1 | -0.2 | 0.3 | 0 | 0 | 5.7 | 0 | 6.09 | 6.45 | -0.35 | 0 | 0.003 | 0 | 0.001 | PreCW-Front-ElecDHW-GasDry | Appl-CW-Front-ElecDHW-GasDry-Tier2AnyMFm1985CZ07DEER2017 | 0
42958.3843 | Appl-CW-Front-ElecDHW-GasDry-Tier2 | MFm | 1985 | CZ08 | rDXGF | -1 | Household | 1 | 1295.2 | 12.2 | 0 | 0 | 3.9 | 0 | 3.8 | 0 | -0.1 | 0.4 | -0.2 | 0.5 | 0 | 0 | 4.2 | 0 | 6.7 | 7.03 | -0.34 | 0 | 0.004 | 0 | 0.001 | 11.9 | 0 | 0 | 3.1 | 0 | 3 | 0 | -0.1 | 0.2 | -0.2 | 0.4 | 0 | 0 | 5.6 | 0 | 6.06 | 6.45 | -0.39 | 0 | 0.004 | 0 | 0.001 | PreCW-Front-ElecDHW-GasDry | Appl-CW-Front-ElecDHW-GasDry-Tier2AnyMFm1985CZ08DEER2017 | 0
42958.3843 | Appl-CW-Front-ElecDHW-GasDry-Tier2 | MFm | 1985 | CZ09 | rDXGF | -1 | Household | 1 | 1438.9 | 12.2 | 0 | 0 | 3.8 | 0 | 3.9 | 0 | -0.1 | 0.3 | -0.3 | 0.5 | 0 | 0 | 4.2 | 0 | 6.52 | 7.03 | -0.51 | 0 | 0.004 | 0 | 0.001 | 12.6 | 0 | 0 | 3.1 | 0 | 3.6 | 0 | -0.1 | 0.2 | -0.3 | 0.5 | 0 | 0 | 5.7 | 0 | 5.99 | 6.45 | -0.46 | 0 | 0.004 | 0 | 0.001 | PreCW-Front-ElecDHW-GasDry | Appl-CW-Front-ElecDHW-GasDry-Tier2AnyMFm1985CZ09DEER2017 | 0
42958.3843 | Appl-CW-Front-ElecDHW-GasDry-Tier2 | MFm | 1985 | CZ10 | rDXGF | -1 | Household | 1 | 1438.9 | 9.2 | 0 | 0 | 3.9 | 0 | 1.6 | 0 | -0.2 | -0.3 | -0.5 | 0.1 | 0 | 0 | 4.2 | 0 | 6.15 | 7.03 | -0.89 | 0 | 0 | 0 | 0 | 13 | 0 | 0 | 3.1 | 0 | 4 | 0 | -0.1 | 0.3 | -0.2 | 0.4 | 0 | 0 | 5.6 | 0 | 6.11 | 6.45 | -0.35 | 0 | 0.006 | 0 | 0 | PreCW-Front-ElecDHW-GasDry | Appl-CW-Front-ElecDHW-GasDry-Tier2AnyMFm1985CZ10DEER2017 | 0
42958.3843 | Appl-CW-Front-ElecDHW-GasDry-Tier2 | MFm | 1985 | CZ11 | rDXGF | -1 | Household | 1 | 1150 | 11.3 | 0 | 0 | 3.8 | 0 | 3.3 | 0 | -0.1 | 0 | -0.3 | 0.3 | 0 | 0 | 4.2 | 0 | 6.4 | 7.03 | -0.63 | 0 | 0.004 | 0 | 0.001 | 11.7 | 0 | 0 | 3.1 | 0 | 3 | 0 | -0.1 | 0 | -0.3 | 0.3 | 0 | 0 | 5.7 | 0 | 5.88 | 6.45 | -0.56 | 0 | 0.004 | 0 | 0 | PreCW-Front-ElecDHW-GasDry | Appl-CW-Front-ElecDHW-GasDry-Tier2AnyMFm1985CZ11DEER2017 | 0
42958.3843 | Appl-CW-Front-ElecDHW-GasDry-Tier2 | MFm | 1985 | CZ12 | rDXGF | -1 | Household | 1 | 1150 | 10.2 | 0 | 0 | 3.9 | 0 | 2.2 | 0 | -0.1 | -0.1 | -0.3 | 0.2 | 0 | 0 | 4.4 | 0 | 6.4 | 7.03 | -0.64 | 0 | 0.004 | 0 | 0 | 10.7 | 0 | 0 | 3.1 | 0 | 1.9 | 0 | -0.1 | -0.1 | -0.3 | 0.2 | 0 | 0 | 5.9 | 0 | 5.87 | 6.45 | -0.57 | 0 | 0.004 | 0 | 0 | PreCW-Front-ElecDHW-GasDry | Appl-CW-Front-ElecDHW-GasDry-Tier2AnyMFm1985CZ12DEER2017 | 0
42958.3843 | Appl-CW-Front-ElecDHW-GasDry-Tier2 | MFm | 1985 | CZ13 | rDXGF | -1 | Household | 1 | 1150 | 12.1 | 0 | 0 | 3.8 | 0 | 4.1 | 0 | -0.1 | 0.1 | -0.4 | 0.5 | 0 | 0 | 4.2 | 0 | 6.39 | 7.03 | -0.66 | 0 | 0.004 | 0 | 0.001 | 12.3 | 0 | 0 | 3.1 | 0 | 3.6 | 0 | -0.1 | 0.1 | -0.3 | 0.5 | 0 | 0 | 5.7 | 0 | 5.86 | 6.45 | -0.59 | 0 | 0.004 | 0 | 0.001 | PreCW-Front-ElecDHW-GasDry | Appl-CW-Front-ElecDHW-GasDry-Tier2AnyMFm1985CZ13DEER2017 | 0
42958.3843 | Appl-CW-Front-ElecDHW-GasDry-Tier2 | MFm | 1985 | CZ14 | rDXGF | -1 | Household | 1 | 1407.2 | 12.5 | 0 | 0 | 3.8 | 0 | 4.2 | 0 | 0 | 0.2 | -0.3 | 0.4 | 0 | 0 | 4.3 | 0 | 6.49 | 7.03 | -0.55 | 0 | 0.003 | 0 | 0.001 | 12.8 | 0 | 0 | 3.1 | 0 | 3.8 | 0 | 0 | 0.2 | -0.3 | 0.4 | 0 | 0 | 5.7 | 0 | 5.96 | 6.45 | -0.5 | 0 | 0.003 | 0 | 0.001 | PreCW-Front-ElecDHW-GasDry | Appl-CW-Front-ElecDHW-GasDry-Tier2AnyMFm1985CZ14DEER2017 | 0
42958.3843 | Appl-CW-Front-ElecDHW-GasDry-Tier2 | MFm | 1985 | CZ15 | rDXGF | -1 | Household | 1 | 1407.2 | 14.1 | 0 | 0 | 3.8 | 0 | 6.4 | 0 | 0 | 0.5 | -0.1 | 0.6 | 0 | 0 | 3.5 | 0 | 6.77 | 7.03 | -0.27 | 0 | 0.004 | 0 | 0.001 | 14 | 0 | 0 | 3.1 | 0 | 5.8 | 0 | 0 | 0.5 | -0.1 | 0.6 | 0 | 0 | 4.7 | 0 | 6.21 | 6.45 | -0.24 | 0 | 0.003 | 0 | 0 | PreCW-Front-ElecDHW-GasDry | Appl-CW-Front-ElecDHW-GasDry-Tier2AnyMFm1985CZ15DEER2017 | 0
42958.3843 | Appl-CW-Front-ElecDHW-GasDry-Tier2 | MFm | 1985 | CZ16 | rDXGF | -1 | Household | 1 | 1152 | 11.7 | 0 | 0 | 3.8 | 0 | 3 | 0 | -0.2 | 0 | -0.4 | 0.4 | 0 | 0 | 5 | 0 | 6.32 | 7.03 | -0.71 | 0 | 0.004 | 0 | 0 | 12.3 | 0 | 0 | 3.1 | 0 | 2.7 | 0 | -0.2 | 0 | -0.3 | 0.3 | 0 | 0 | 6.7 | 0 | 5.8 | 6.45 | -0.64 | 0 | 0.004 | 0 | 0 | PreCW-Front-ElecDHW-GasDry | Appl-CW-Front-ElecDHW-GasDry-Tier2AnyMFm1985CZ16DEER2017 | 0
42958.3843 | Appl-CW-Front-ElecDHW-GasDry-Tier2 | MFm | 1996 | CZ01 | rDXGF | -1 | Household | 1 | 981.6 | 7.8 | 0 | 0 | 4 | 0 | 0.1 | 0 | -0.4 | -0.7 | -0.7 | 0 | 0 | 0 | 4.9 | 0 | 6 | 7.03 | -1.05 | 0 | 0.001 | 0 | 0 | 9.2 | 0 | 0 | 3.3 | 0 | 0.1 | 0 | -0.3 | -0.4 | -0.4 | 0 | 0 | 0 | 6.6 | 0 | 5.73 | 6.45 | -0.73 | 0 | 0.001 | 0 | 0 | PreCW-Front-ElecDHW-GasDry | Appl-CW-Front-ElecDHW-GasDry-Tier2AnyMFm1996CZ01DEER2017 | 0
42958.3843 | Appl-CW-Front-ElecDHW-GasDry-Tier2 | MFm | 1996 | CZ02 | rDXGF | -1 | Household | 1 | 981.6 | 10 | 0 | 0 | 4 | 0 | 1.7 | 0 | -0.2 | 0 | -0.3 | 0.2 | 0 | 0 | 4.5 | 0 | 6.49 | 7.03 | -0.55 | 0 | 0.005 | 0 | 0 | 10.6 | 0 | 0 | 3.3 | 0 | 1.5 | 0 | -0.2 | 0 | -0.2 | 0.2 | 0 | 0 | 6 | 0 | 5.96 | 6.45 | -0.49 | 0 | 0.005 | 0 | 0 | PreCW-Front-ElecDHW-GasDry | Appl-CW-Front-ElecDHW-GasDry-Tier2AnyMFm1996CZ02DEER2017 | 0
42958.3843 | Appl-CW-Front-ElecDHW-GasDry-Tier2 | MFm | 1996 | CZ03 | rDXGF | -1 | Household | 1 | 981.6 | 9.2 | 0 | 0 | 4 | 0 | 1 | 0 | -0.1 | -0.1 | -0.2 | 0.1 | 0 | 0 | 4.5 | 0 | 6.52 | 7.03 | -0.52 | 0 | 0.003 | 0 | 0.001 | 10 | 0 | 0 | 3.2 | 0 | 0.9 | 0 | -0.1 | 0 | -0.2 | 0.1 | 0 | 0 | 6.1 | 0 | 5.99 | 6.45 | -0.46 | 0 | 0.003 | 0 | 0 | PreCW-Front-ElecDHW-GasDry | Appl-CW-Front-ElecDHW-GasDry-Tier2AnyMFm1996CZ03DEER2017 | 0
42958.3843 | Appl-CW-Front-ElecDHW-GasDry-Tier2 | MFm | 1996 | CZ04 | rDXGF | -1 | Household | 1 | 981.6 | 9.6 | 0 | 0 | 4.1 | 0 | 1.4 | 0 | -0.2 | -0.1 | -0.3 | 0.2 | 0 | 0 | 4.3 | 0 | 6.56 | 7.03 | -0.47 | 0 | 0.003 | 0 | 0 | 10.3 | 0 | 0 | 3.3 | 0 | 1.3 | 0 | -0.1 | 0 | -0.2 | 0.2 | 0 | 0 | 5.9 | 0 | 6.06 | 6.45 | -0.39 | 0 | 0.003 | 0 | 0 | PreCW-Front-ElecDHW-GasDry | Appl-CW-Front-ElecDHW-GasDry-Tier2AnyMFm1996CZ04DEER2017 | 0
42958.3843 | Appl-CW-Front-ElecDHW-GasDry-Tier2 | MFm | 1996 | CZ05 | rDXGF | -1 | Household | 1 | 981.6 | 8.6 | 0 | 0 | 4.1 | 0 | 0.5 | 0 | -0.3 | -0.2 | -0.3 | 0 | 0 | 0 | 4.5 | 0 | 6.35 | 7.03 | -0.69 | 0 | 0.002 | 0 | 0.001 | 9.5 | 0 | 0 | 3.3 | 0 | 0.4 | 0 | -0.2 | -0.2 | -0.3 | 0 | 0 | 0 | 6.1 | 0 | 5.83 | 6.45 | -0.62 | 0 | 0.002 | 0 | 0.001 | PreCW-Front-ElecDHW-GasDry | Appl-CW-Front-ElecDHW-GasDry-Tier2AnyMFm1996CZ05DEER2017 | 0
42958.3843 | Appl-CW-Front-ElecDHW-GasDry-Tier2 | MFm | 1996 | CZ06 | rDXGF | -1 | Household | 1 | 1169.1 | 11 | 0 | 0 | 4 | 0 | 2.7 | 0 | -0.2 | 0.2 | -0.2 | 0.3 | 0 | 0 | 4.2 | 0 | 6.53 | 7.03 | -0.5 | 0 | 0.004 | 0 | 0.001 | 11.6 | 0 | 0 | 3.2 | 0 | 2.6 | 0 | -0.2 | 0.2 | -0.2 | 0.3 | 0 | 0 | 5.7 | 0 | 6 | 6.45 | -0.45 | 0 | 0.004 | 0 | 0.001 | PreCW-Front-ElecDHW-GasDry | Appl-CW-Front-ElecDHW-GasDry-Tier2AnyMFm1996CZ06DEER2017 | 0
42958.3843 | Appl-CW-Front-ElecDHW-GasDry-Tier2 | MFm | 1996 | CZ07 | rDXGF | -1 | Household | 1 | 1169.1 | 11.1 | 0 | 0 | 4.1 | 0 | 2.7 | 0 | -0.1 | 0.3 | -0.1 | 0.4 | 0 | 0 | 4.1 | 0 | 6.81 | 7.03 | -0.24 | 0 | 0.003 | 0 | 0 | 11.5 | 0 | 0 | 3.3 | 0 | 2.4 | 0 | -0.1 | 0.3 | -0.1 | 0.4 | 0 | 0 | 5.6 | 0 | 6.24 | 6.45 | -0.21 | 0 | 0.003 | 0 | 0 | PreCW-Front-ElecDHW-GasDry | Appl-CW-Front-ElecDHW-GasDry-Tier2AnyMFm1996CZ07DEER2017 | 0
42958.3843 | Appl-CW-Front-ElecDHW-GasDry-Tier2 | MFm | 1996 | CZ08 | rDXGF | -1 | Household | 1 | 1169.1 | 11.4 | 0 | 0 | 4 | 0 | 3.1 | 0 | -0.1 | 0.2 | -0.2 | 0.4 | 0 | 0 | 4.1 | 0 | 6.65 | 7.03 | -0.38 | 0 | 0.004 | 0 | 0 | 11.8 | 0 | 0 | 3.3 | 0 | 2.8 | 0 | -0.1 | 0.2 | -0.2 | 0.4 | 0 | 0 | 5.6 | 0 | 6.1 | 6.45 | -0.35 | 0 | 0.004 | 0 | 0 | PreCW-Front-ElecDHW-GasDry | Appl-CW-Front-ElecDHW-GasDry-Tier2AnyMFm1996CZ08DEER2017 | 0
42958.3843 | Appl-CW-Front-ElecDHW-GasDry-Tier2 | MFm | 1996 | CZ09 | rDXGF | -1 | Household | 1 | 1093.6 | 12.9 | 0 | 0 | 4 | 0 | 4.5 | 0 | -0.1 | 0.4 | -0.1 | 0.6 | 0 | 0 | 4.2 | 0 | 6.67 | 7.03 | -0.37 | 0 | 0.004 | 0 | 0 | 13.2 | 0 | 0 | 3.2 | 0 | 4.1 | 0 | -0.1 | 0.3 | -0.1 | 0.6 | 0 | 0 | 5.6 | 0 | 6.12 | 6.45 | -0.33 | 0 | 0.004 | 0 | 0 | PreCW-Front-ElecDHW-GasDry | Appl-CW-Front-ElecDHW-GasDry-Tier2AnyMFm1996CZ09DEER2017 | 0
42958.3843 | Appl-CW-Front-ElecDHW-GasDry-Tier2 | MFm | 1996 | CZ10 | rDXGF | -1 | Household | 1 | 1093.6 | 10.2 | 0 | 0 | 4 | 0 | 2.2 | 0 | -0.1 | 0 | -0.2 | 0.3 | 0 | 0 | 4.1 | 0 | 6.49 | 7.03 | -0.55 | 0 | 0.006 | 0 | 0.001 | 10.6 | 0 | 0 | 3.2 | 0 | 2 | 0 | -0.1 | 0 | -0.2 | 0.3 | 0 | 0 | 5.6 | 0 | 5.96 | 6.45 | -0.49 | 0 | 0.005 | 0 | 0.001 | PreCW-Front-ElecDHW-GasDry | Appl-CW-Front-ElecDHW-GasDry-Tier2AnyMFm1996CZ10DEER2017 | 0
42958.3843 | Appl-CW-Front-ElecDHW-GasDry-Tier2 | MFm | 1996 | CZ11 | rDXGF | -1 | Household | 1 | 1031.9 | 12.8 | 0 | 0 | 4 | 0 | 4.4 | 0 | -0.2 | 0.3 | -0.2 | 0.5 | 0 | 0 | 4.1 | 0 | 6.6 | 7.03 | -0.44 | 0 | 0.005 | 0 | 0 | 11.7 | 0 | 0 | 3.2 | 0 | 2.8 | 0 | -0.2 | 0.1 | -0.2 | 0.3 | 0 | 0 | 5.6 | 0 | 6.01 | 6.45 | -0.43 | 0 | 0.003 | 0 | 0 | PreCW-Front-ElecDHW-GasDry | Appl-CW-Front-ElecDHW-GasDry-Tier2AnyMFm1996CZ11DEER2017 | 0
42958.3843 | Appl-CW-Front-ElecDHW-GasDry-Tier2 | MFm | 1996 | CZ12 | rDXGF | -1 | Household | 1 | 1031.9 | 11.1 | 0 | 0 | 4 | 0 | 3 | 0 | -0.2 | 0.1 | -0.3 | 0.4 | 0 | 0 | 4.3 | 0 | 6.43 | 7.03 | -0.6 | 0 | 0.005 | 0 | 0.001 | 11.6 | 0 | 0 | 3.2 | 0 | 2.7 | 0 | -0.2 | 0.1 | -0.2 | 0.3 | 0 | 0 | 5.8 | 0 | 5.91 | 6.45 | -0.54 | 0 | 0.005 | 0 | 0.001 | PreCW-Front-ElecDHW-GasDry | Appl-CW-Front-ElecDHW-GasDry-Tier2AnyMFm1996CZ12DEER2017 | 0
42958.3843 | Appl-CW-Front-ElecDHW-GasDry-Tier2 | MFm | 1996 | CZ13 | rDXGF | -1 | Household | 1 | 1031.9 | 12.5 | 0 | 0 | 3.9 | 0 | 4.3 | 0 | -0.1 | 0.2 | -0.2 | 0.5 | 0 | 0 | 4.1 | 0 | 6.51 | 7.03 | -0.52 | 0 | 0.005 | 0 | 0.001 | 12.8 | 0 | 0 | 3.2 | 0 | 4 | 0 | -0.1 | 0.2 | -0.2 | 0.5 | 0 | 0 | 5.6 | 0 | 5.98 | 6.45 | -0.47 | 0 | 0.005 | 0 | 0.001 | PreCW-Front-ElecDHW-GasDry | Appl-CW-Front-ElecDHW-GasDry-Tier2AnyMFm1996CZ13DEER2017 | 0
42958.3843 | Appl-CW-Front-ElecDHW-GasDry-Tier2 | MFm | 1996 | CZ14 | rDXGF | -1 | Household | 1 | 1086 | 13.4 | 0 | 0 | 3.9 | 0 | 5 | 0 | -0.2 | 0.4 | -0.3 | 0.6 | 0 | 0 | 4.3 | 0 | 6.54 | 7.03 | -0.5 | 0 | 0.003 | 0 | 0.001 | 13.5 | 0 | 0 | 3.1 | 0 | 4.5 | 0 | -0.1 | 0.3 | -0.3 | 0.6 | 0 | 0 | 5.7 | 0 | 6 | 6.45 | -0.45 | 0 | 0.002 | 0 | 0.001 | PreCW-Front-ElecDHW-GasDry | Appl-CW-Front-ElecDHW-GasDry-Tier2AnyMFm1996CZ14DEER2017 | 0
42958.3843 | Appl-CW-Front-ElecDHW-GasDry-Tier2 | MFm | 1996 | CZ15 | rDXGF | -1 | Household | 1 | 1086 | 13.7 | 0 | 0 | 3.9 | 0 | 6 | 0 | -0.1 | 0.5 | -0.1 | 0.6 | 0 | 0 | 3.5 | 0 | 6.8 | 7.03 | -0.24 | 0 | 0.003 | 0 | 0.001 | 13.5 | 0 | 0 | 3.1 | 0 | 5.3 | 0 | -0.1 | 0.5 | -0.1 | 0.5 | 0 | 0 | 4.7 | 0 | 6.24 | 6.45 | -0.22 | 0 | 0.003 | 0 | 0.001 | PreCW-Front-ElecDHW-GasDry | Appl-CW-Front-ElecDHW-GasDry-Tier2AnyMFm1996CZ15DEER2017 | 0
42958.3843 | Appl-CW-Front-ElecDHW-GasDry-Tier2 | MFm | 1996 | CZ16 | rDXGF | -1 | Household | 1 | 981.6 | 11.8 | 0 | 0 | 3.9 | 0 | 3.2 | 0 | -0.3 | 0.1 | -0.4 | 0.5 | 0 | 0 | 4.9 | 0 | 6.32 | 7.03 | -0.72 | 0 | 0.003 | 0 | 0 | 12.4 | 0 | 0 | 3.1 | 0 | 2.9 | 0 | -0.2 | 0 | -0.4 | 0.4 | 0 | 0 | 6.6 | 0 | 5.81 | 6.45 | -0.65 | 0 | 0.003 | 0 | 0 | PreCW-Front-ElecDHW-GasDry | Appl-CW-Front-ElecDHW-GasDry-Tier2AnyMFm1996CZ16DEER2017 | 0
42958.3843 | Appl-CW-Front-ElecDHW-GasDry-Tier2 | MFm | 2003 | CZ01 | rDXGF | -1 | Household | 1 | 998.7 | 8.1 | 0 | 0 | 4 | 0 | 0.1 | 0 | -0.3 | -0.5 | -0.5 | 0 | 0 | 0 | 4.8 | 0 | 6.2 | 7.03 | -0.83 | 0 | 0.001 | 0 | 0.001 | 9.1 | 0 | 0 | 3.2 | 0 | 0.1 | 0 | -0.3 | -0.5 | -0.5 | 0 | 0 | 0 | 6.5 | 0 | 5.7 | 6.45 | -0.75 | 0 | 0.001 | 0 | 0.001 | PreCW-Front-ElecDHW-GasDry | Appl-CW-Front-ElecDHW-GasDry-Tier2AnyMFm2003CZ01DEER2017 | 0
42958.3843 | Appl-CW-Front-ElecDHW-GasDry-Tier2 | MFm | 2003 | CZ02 | rDXGF | -1 | Household | 1 | 1073.2 | 10.1 | 0 | 0 | 4 | 0 | 1.8 | 0 | -0.2 | -0.1 | -0.2 | 0.3 | 0 | 0 | 4.5 | 0 | 6.56 | 7.03 | -0.47 | 0 | 0.004 | 0 | 0.001 | 11 | 0 | 0 | 3.3 | 0 | 1.8 | 0 | -0.2 | 0 | -0.2 | 0.3 | 0 | 0 | 6.1 | 0 | 6.08 | 6.45 | -0.36 | 0 | 0.004 | 0 | 0.001 | PreCW-Front-ElecDHW-GasDry | Appl-CW-Front-ElecDHW-GasDry-Tier2AnyMFm2003CZ02DEER2017 | 0
42958.3843 | Appl-CW-Front-ElecDHW-GasDry-Tier2 | MFm | 2003 | CZ03 | rDXGF | -1 | Household | 1 | 998.7 | 8.3 | 0 | 0 | 3.9 | 0 | 0.4 | 0 | -0.3 | -0.3 | -0.4 | 0.1 | 0 | 0 | 4.6 | 0 | 6.3 | 7.03 | -0.73 | 0 | 0.002 | 0 | 0 | 9.2 | 0 | 0 | 3.2 | 0 | 0.3 | 0 | -0.3 | -0.3 | -0.4 | 0.1 | 0 | 0 | 6.2 | 0 | 5.79 | 6.45 | -0.66 | 0 | 0.002 | 0 | 0 | PreCW-Front-ElecDHW-GasDry | Appl-CW-Front-ElecDHW-GasDry-Tier2AnyMFm2003CZ03DEER2017 | 0
42958.3843 | Appl-CW-Front-ElecDHW-GasDry-Tier2 | MFm | 2003 | CZ04 | rDXGF | -1 | Household | 1 | 998.7 | 11.1 | 0 | 0 | 4 | 0 | 2.7 | 0 | -0.2 | 0.1 | -0.2 | 0.4 | 0 | 0 | 4.4 | 0 | 6.57 | 7.03 | -0.47 | 0 | 0.004 | 0 | 0.001 | 11.5 | 0 | 0 | 3.2 | 0 | 2.4 | 0 | -0.2 | 0 | -0.2 | 0.4 | 0 | 0 | 5.9 | 0 | 6.02 | 6.45 | -0.42 | 0 | 0.004 | 0 | 0.001 | PreCW-Front-ElecDHW-GasDry | Appl-CW-Front-ElecDHW-GasDry-Tier2AnyMFm2003CZ04DEER2017 | 0
42958.3843 | Appl-CW-Front-ElecDHW-GasDry-Tier2 | MFm | 2003 | CZ05 | rDXGF | -1 | Household | 1 | 998.7 | 8.6 | 0 | 0 | 4.1 | 0 | 0.5 | 0 | -0.3 | -0.3 | -0.4 | 0.1 | 0 | 0 | 4.6 | 0 | 6.3 | 7.03 | -0.74 | 0 | 0.001 | 0 | 0.001 | 9.5 | 0 | 0 | 3.3 | 0 | 0.5 | 0 | -0.2 | -0.3 | -0.4 | 0.1 | 0 | 0 | 6.2 | 0 | 5.79 | 6.45 | -0.67 | 0 | 0.002 | 0 | 0.001 | PreCW-Front-ElecDHW-GasDry | Appl-CW-Front-ElecDHW-GasDry-Tier2AnyMFm2003CZ05DEER2017 | 0
42958.3843 | Appl-CW-Front-ElecDHW-GasDry-Tier2 | MFm | 2003 | CZ06 | rDXGF | -1 | Household | 1 | 1206 | 10.1 | 0 | 0 | 4 | 0 | 2 | 0 | -0.1 | 0.1 | -0.2 | 0.3 | 0 | 0 | 4.3 | 0 | 6.59 | 7.03 | -0.44 | 0 | 0.005 | 0 | 0.001 | 10.7 | 0 | 0 | 3.2 | 0 | 1.8 | 0 | -0.1 | 0.1 | -0.2 | 0.3 | 0 | 0 | 5.8 | 0 | 6.05 | 6.45 | -0.4 | 0 | 0.004 | 0 | 0 | PreCW-Front-ElecDHW-GasDry | Appl-CW-Front-ElecDHW-GasDry-Tier2AnyMFm2003CZ06DEER2017 | 0
42958.3843 | Appl-CW-Front-ElecDHW-GasDry-Tier2 | MFm | 2003 | CZ07 | rDXGF | -1 | Household | 1 | 1206 | 11.5 | 0 | 0 | 3.9 | 0 | 3.2 | 0 | -0.1 | 0.2 | -0.2 | 0.5 | 0 | 0 | 4.2 | 0 | 6.62 | 7.03 | -0.42 | 0 | 0.003 | 0 | 0 | 11.9 | 0 | 0 | 3.2 | 0 | 2.8 | 0 | -0.1 | 0.2 | -0.2 | 0.4 | 0 | 0 | 5.7 | 0 | 6.07 | 6.45 | -0.38 | 0 | 0.003 | 0 | 0 | PreCW-Front-ElecDHW-GasDry | Appl-CW-Front-ElecDHW-GasDry-Tier2AnyMFm2003CZ07DEER2017 | 0
42958.3843 | Appl-CW-Front-ElecDHW-GasDry-Tier2 | MFm | 2003 | CZ08 | rDXGF | -1 | Household | 1 | 1206 | 11.5 | 0 | 0 | 4 | 0 | 3.3 | 0 | -0.1 | 0.2 | -0.2 | 0.5 | 0 | 0 | 4.1 | 0 | 6.65 | 7.03 | -0.39 | 0 | 0.005 | 0 | 0.001 | 11.9 | 0 | 0 | 3.2 | 0 | 3 | 0 | -0.1 | 0.2 | -0.2 | 0.4 | 0 | 0 | 5.6 | 0 | 6.1 | 6.45 | -0.35 | 0 | 0.004 | 0 | 0.001 | PreCW-Front-ElecDHW-GasDry | Appl-CW-Front-ElecDHW-GasDry-Tier2AnyMFm2003CZ08DEER2017 | 0
42958.3843 | Appl-CW-Front-ElecDHW-GasDry-Tier2 | MFm | 2003 | CZ09 | rDXGF | -1 | Household | 1 | 1126.6 | 11.4 | 0 | 0 | 4 | 0 | 3.3 | 0 | -0.2 | 0.1 | -0.3 | 0.4 | 0 | 0 | 4.1 | 0 | 6.6 | 7.03 | -0.45 | 0 | 0.004 | 0 | 0 | 11.8 | 0 | 0 | 3.2 | 0 | 3 | 0 | -0.2 | 0.1 | -0.2 | 0.4 | 0 | 0 | 5.6 | 0 | 6.05 | 6.45 | -0.4 | 0 | 0.004 | 0 | 0 | PreCW-Front-ElecDHW-GasDry | Appl-CW-Front-ElecDHW-GasDry-Tier2AnyMFm2003CZ09DEER2017 | 0
42958.3843 | Appl-CW-Front-ElecDHW-GasDry-Tier2 | MFm | 2003 | CZ10 | rDXGF | -1 | Household | 1 | 1073.2 | 11.2 | 0 | 0 | 4 | 0 | 3 | 0 | -0.1 | 0.2 | -0.1 | 0.4 | 0 | 0 | 4.1 | 0 | 6.7 | 7.03 | -0.33 | 0 | 0.005 | 0 | 0.001 | 10.7 | 0 | 0 | 3.2 | 0 | 2 | 0 | -0.1 | 0.1 | -0.1 | 0.2 | 0 | 0 | 5.5 | 0 | 6.11 | 6.45 | -0.34 | 0 | 0.003 | 0 | 0.001 | PreCW-Front-ElecDHW-GasDry | Appl-CW-Front-ElecDHW-GasDry-Tier2AnyMFm2003CZ10DEER2017 | 0
42958.3843 | Appl-CW-Front-ElecDHW-GasDry-Tier2 | MFm | 2003 | CZ11 | rDXGF | -1 | Household | 1 | 1073.2 | 12.3 | 0 | 0 | 3.9 | 0 | 4.2 | 0 | -0.2 | 0.2 | -0.3 | 0.5 | 0 | 0 | 4.2 | 0 | 6.49 | 7.03 | -0.55 | 0 | 0.003 | 0 | 0 | 12.7 | 0 | 0 | 3.1 | 0 | 3.8 | 0 | -0.2 | 0.2 | -0.3 | 0.5 | 0 | 0 | 5.7 | 0 | 5.96 | 6.45 | -0.5 | 0 | 0.003 | 0 | 0 | PreCW-Front-ElecDHW-GasDry | Appl-CW-Front-ElecDHW-GasDry-Tier2AnyMFm2003CZ11DEER2017 | 0
42958.3843 | Appl-CW-Front-ElecDHW-GasDry-Tier2 | MFm | 2003 | CZ12 | rDXGF | -1 | Household | 1 | 1073.2 | 11.8 | 0 | 0 | 4 | 0 | 3.6 | 0 | -0.2 | 0.1 | -0.3 | 0.4 | 0 | 0 | 4.3 | 0 | 6.53 | 7.03 | -0.51 | 0 | 0.004 | 0 | 0.001 | 12.2 | 0 | 0 | 3.2 | 0 | 3.2 | 0 | -0.2 | 0.1 | -0.3 | 0.4 | 0 | 0 | 5.8 | 0 | 5.99 | 6.45 | -0.46 | 0 | 0.004 | 0 | 0 | PreCW-Front-ElecDHW-GasDry | Appl-CW-Front-ElecDHW-GasDry-Tier2AnyMFm2003CZ12DEER2017 | 0
42958.3843 | Appl-CW-Front-ElecDHW-GasDry-Tier2 | MFm | 2003 | CZ13 | rDXGF | -1 | Household | 1 | 1073.2 | 12.5 | 0 | 0 | 3.9 | 0 | 4.3 | 0 | -0.2 | 0.2 | -0.3 | 0.5 | 0 | 0 | 4.2 | 0 | 6.56 | 7.03 | -0.48 | 0 | 0.003 | 0 | 0 | 12.7 | 0 | 0 | 3.1 | 0 | 3.8 | 0 | -0.2 | 0.2 | -0.2 | 0.4 | 0 | 0 | 5.6 | 0 | 6.02 | 6.45 | -0.44 | 0 | 0.003 | 0 | 0 | PreCW-Front-ElecDHW-GasDry | Appl-CW-Front-ElecDHW-GasDry-Tier2AnyMFm2003CZ13DEER2017 | 0
42958.3843 | Appl-CW-Front-ElecDHW-GasDry-Tier2 | MFm | 2003 | CZ14 | rDXGF | -1 | Household | 1 | 1094.6 | 13 | 0 | 0 | 3.8 | 0 | 4.8 | 0 | -0.2 | 0.3 | -0.2 | 0.6 | 0 | 0 | 4.2 | 0 | 6.51 | 7.03 | -0.52 | 0 | 0.003 | 0 | 0.001 | 13.3 | 0 | 0 | 3.1 | 0 | 4.3 | 0 | -0.2 | 0.3 | -0.2 | 0.5 | 0 | 0 | 5.7 | 0 | 5.97 | 6.45 | -0.47 | 0 | 0.003 | 0 | 0.001 | PreCW-Front-ElecDHW-GasDry | Appl-CW-Front-ElecDHW-GasDry-Tier2AnyMFm2003CZ14DEER2017 | 0
42958.3843 | Appl-CW-Front-ElecDHW-GasDry-Tier2 | MFm | 2003 | CZ15 | rDXGF | -1 | Household | 1 | 1094.6 | 13.8 | 0 | 0 | 3.9 | 0 | 6 | 0 | -0.1 | 0.6 | -0.1 | 0.6 | 0 | 0 | 3.5 | 0 | 6.8 | 7.03 | -0.24 | 0 | 0.003 | 0 | 0 | 13.6 | 0 | 0 | 3.1 | 0 | 5.4 | 0 | -0.1 | 0.5 | -0.1 | 0.5 | 0 | 0 | 4.7 | 0 | 6.24 | 6.45 | -0.22 | 0 | 0.003 | 0 | 0 | PreCW-Front-ElecDHW-GasDry | Appl-CW-Front-ElecDHW-GasDry-Tier2AnyMFm2003CZ15DEER2017 | 0
42958.3843 | Appl-CW-Front-ElecDHW-GasDry-Tier2 | MFm | 2003 | CZ16 | rDXGF | -1 | Household | 1 | 998.7 | 11.7 | 0 | 0 | 3.9 | 0 | 3.2 | 0 | -0.2 | 0.1 | -0.4 | 0.5 | 0 | 0 | 4.9 | 0 | 6.35 | 7.03 | -0.68 | 0 | 0.004 | 0 | 0 | 12.4 | 0 | 0 | 3.2 | 0 | 2.8 | 0 | -0.2 | 0.1 | -0.4 | 0.4 | 0 | 0 | 6.6 | 0 | 5.83 | 6.45 | -0.61 | 0 | 0.004 | 0 | 0 | PreCW-Front-ElecDHW-GasDry | Appl-CW-Front-ElecDHW-GasDry-Tier2AnyMFm2003CZ16DEER2017 | 0
42958.3843 | Appl-CW-Front-ElecDHW-GasDry-Tier2 | MFm | 2007 | CZ01 | rDXGF | -1 | Household | 1 | 998.7 | 8 | 0 | 0 | 4.1 | 0 | 0 | 0 | -0.4 | -0.6 | -0.5 | 0 | 0 | 0 | 4.9 | 0 | 6.08 | 7.03 | -0.96 | 0 | 0.001 | 0 | 0.001 | 9.1 | 0 | 0 | 3.3 | 0 | 0 | 0 | -0.4 | -0.5 | -0.5 | 0 | 0 | 0 | 6.6 | 0 | 5.61 | 6.45 | -0.84 | 0 | 0.001 | 0 | 0.001 | PreCW-Front-ElecDHW-GasDry | Appl-CW-Front-ElecDHW-GasDry-Tier2AnyMFm2007CZ01DEER2017 | 0
42958.3843 | Appl-CW-Front-ElecDHW-GasDry-Tier2 | MFm | 2007 | CZ02 | rDXGF | -1 | Household | 1 | 1073.2 | 10.5 | 0 | 0 | 4 | 0 | 2 | 0 | -0.2 | 0.1 | -0.3 | 0.3 | 0 | 0 | 4.6 | 0 | 6.55 | 7.03 | -0.49 | 0 | 0.003 | 0 | 0 | 10.5 | 0 | 0 | 3.2 | 0 | 1.4 | 0 | -0.3 | -0.1 | -0.3 | 0.2 | 0 | 0 | 6.2 | 0 | 5.89 | 6.45 | -0.56 | 0 | 0.003 | 0 | 0 | PreCW-Front-ElecDHW-GasDry | Appl-CW-Front-ElecDHW-GasDry-Tier2AnyMFm2007CZ02DEER2017 | 0
42958.3843 | Appl-CW-Front-ElecDHW-GasDry-Tier2 | MFm | 2007 | CZ03 | rDXGF | -1 | Household | 1 | 998.7 | 8.2 | 0 | 0 | 3.9 | 0 | 0.2 | 0 | -0.3 | -0.4 | -0.4 | 0 | 0 | 0 | 4.6 | 0 | 6.33 | 7.03 | -0.72 | 0 | 0.002 | 0 | 0.001 | 9.1 | 0 | 0 | 3.1 | 0 | 0.2 | 0 | -0.2 | -0.3 | -0.4 | 0 | 0 | 0 | 6.2 | 0 | 5.78 | 6.45 | -0.68 | 0 | 0.002 | 0 | 0.001 | PreCW-Front-ElecDHW-GasDry | Appl-CW-Front-ElecDHW-GasDry-Tier2AnyMFm2007CZ03DEER2017 | 0
42958.3843 | Appl-CW-Front-ElecDHW-GasDry-Tier2 | MFm | 2007 | CZ04 | rDXGF | -1 | Household | 1 | 998.7 | 10.3 | 0 | 0 | 4 | 0 | 1.9 | 0 | -0.2 | 0.1 | -0.2 | 0.3 | 0 | 0 | 4.5 | 0 | 6.57 | 7.03 | -0.47 | 0 | 0.002 | 0 | 0.001 | 10.8 | 0 | 0 | 3.2 | 0 | 1.7 | 0 | -0.1 | 0.1 | -0.2 | 0.2 | 0 | 0 | 6 | 0 | 6.03 | 6.45 | -0.43 | 0 | 0.002 | 0 | 0.001 | PreCW-Front-ElecDHW-GasDry | Appl-CW-Front-ElecDHW-GasDry-Tier2AnyMFm2007CZ04DEER2017 | 0
42958.3843 | Appl-CW-Front-ElecDHW-GasDry-Tier2 | MFm | 2007 | CZ05 | rDXGF | -1 | Household | 1 | 998.7 | 8.7 | 0 | 0 | 4.1 | 0 | 0.4 | 0 | -0.2 | -0.3 | -0.3 | 0.1 | 0 | 0 | 4.6 | 0 | 6.41 | 7.03 | -0.63 | 0 | 0.002 | 0 | 0.001 | 9.5 | 0 | 0 | 3.3 | 0 | 0.4 | 0 | -0.2 | -0.2 | -0.3 | 0.1 | 0 | 0 | 6.2 | 0 | 5.88 | 6.45 | -0.57 | 0 | 0.002 | 0 | 0.001 | PreCW-Front-ElecDHW-GasDry | Appl-CW-Front-ElecDHW-GasDry-Tier2AnyMFm2007CZ05DEER2017 | 0
42958.3843 | Appl-CW-Front-ElecDHW-GasDry-Tier2 | MFm | 2007 | CZ06 | rDXGF | -1 | Household | 1 | 1206 | 10.4 | 0 | 0 | 4 | 0 | 2.1 | 0 | -0.2 | 0.2 | -0.3 | 0.4 | 0 | 0 | 4.3 | 0 | 6.56 | 7.03 | -0.49 | 0 | 0.003 | 0 | 0.001 | 10.9 | 0 | 0 | 3.2 | 0 | 1.9 | 0 | -0.2 | 0.1 | -0.2 | 0.4 | 0 | 0 | 5.8 | 0 | 6.02 | 6.45 | -0.44 | 0 | 0.003 | 0 | 0 | PreCW-Front-ElecDHW-GasDry | Appl-CW-Front-ElecDHW-GasDry-Tier2AnyMFm2007CZ06DEER2017 | 0
42958.3843 | Appl-CW-Front-ElecDHW-GasDry-Tier2 | MFm | 2007 | CZ07 | rDXGF | -1 | Household | 1 | 1206 | 7.2 | 0 | 0 | 4 | 0 | -0.3 | 0 | -0.2 | -0.6 | -0.4 | -0.2 | 0 | 0 | 4.3 | 0 | 6.3 | 7.03 | -0.73 | 0 | -0.003 | 0 | 0 | 10.3 | 0 | 0 | 3.2 | 0 | 1.4 | 0 | -0.1 | 0 | -0.1 | 0.2 | 0 | 0 | 5.8 | 0 | 6.11 | 6.45 | -0.34 | 0 | 0.001 | 0 | 0 | PreCW-Front-ElecDHW-GasDry | Appl-CW-Front-ElecDHW-GasDry-Tier2AnyMFm2007CZ07DEER2017 | 0
42958.3843 | Appl-CW-Front-ElecDHW-GasDry-Tier2 | MFm | 2007 | CZ08 | rDXGF | -1 | Household | 1 | 1206 | 11.7 | 0 | 0 | 3.9 | 0 | 3.3 | 0 | -0.1 | 0.4 | -0.2 | 0.6 | 0 | 0 | 4.2 | 0 | 6.65 | 7.03 | -0.4 | 0 | 0.002 | 0 | 0.001 | 12.1 | 0 | 0 | 3.1 | 0 | 3 | 0 | -0.1 | 0.4 | -0.1 | 0.5 | 0 | 0 | 5.7 | 0 | 6.1 | 6.45 | -0.35 | 0 | 0.002 | 0 | 0.001 | PreCW-Front-ElecDHW-GasDry | Appl-CW-Front-ElecDHW-GasDry-Tier2AnyMFm2007CZ08DEER2017 | 0
42958.3843 | Appl-CW-Front-ElecDHW-GasDry-Tier2 | MFm | 2007 | CZ09 | rDXGF | -1 | Household | 1 | 1126.6 | 11 | 0 | 0 | 3.9 | 0 | 2.7 | 0 | -0.2 | 0.3 | -0.3 | 0.4 | 0 | 0 | 4.3 | 0 | 6.6 | 7.03 | -0.43 | 0 | 0.004 | 0 | 0 | 11.4 | 0 | 0 | 3.1 | 0 | 2.4 | 0 | -0.1 | 0.2 | -0.2 | 0.4 | 0 | 0 | 5.7 | 0 | 6.06 | 6.45 | -0.39 | 0 | 0.004 | 0 | 0 | PreCW-Front-ElecDHW-GasDry | Appl-CW-Front-ElecDHW-GasDry-Tier2AnyMFm2007CZ09DEER2017 | 0
42958.3843 | Appl-CW-Front-ElecDHW-GasDry-Tier2 | MFm | 2007 | CZ10 | rDXGF | -1 | Household | 1 | 1073.2 | 12.1 | 0 | 0 | 4 | 0 | 3.6 | 0 | -0.1 | 0.4 | -0.2 | 0.5 | 0 | 0 | 4.2 | 0 | 6.71 | 7.03 | -0.33 | 0 | 0.004 | 0 | 0 | 10.8 | 0 | 0 | 3.3 | 0 | 2 | 0 | -0.1 | 0 | -0.2 | 0.3 | 0 | 0 | 5.7 | 0 | 6.08 | 6.45 | -0.37 | 0 | 0.002 | 0 | 0 | PreCW-Front-ElecDHW-GasDry | Appl-CW-Front-ElecDHW-GasDry-Tier2AnyMFm2007CZ10DEER2017 | 0
42958.3843 | Appl-CW-Front-ElecDHW-GasDry-Tier2 | MFm | 2007 | CZ11 | rDXGF | -1 | Household | 1 | 1073.2 | 11.6 | 0 | 0 | 3.8 | 0 | 3.4 | 0 | -0.2 | 0.3 | -0.2 | 0.6 | 0 | 0 | 4.3 | 0 | 6.48 | 7.03 | -0.56 | 0 | 0.003 | 0 | 0 | 12 | 0 | 0 | 3.1 | 0 | 3.1 | 0 | -0.1 | 0.3 | -0.2 | 0.5 | 0 | 0 | 5.7 | 0 | 5.95 | 6.45 | -0.5 | 0 | 0.003 | 0 | 0 | PreCW-Front-ElecDHW-GasDry | Appl-CW-Front-ElecDHW-GasDry-Tier2AnyMFm2007CZ11DEER2017 | 0
42958.3843 | Appl-CW-Front-ElecDHW-GasDry-Tier2 | MFm | 2007 | CZ12 | rDXGF | -1 | Household | 1 | 1073.2 | 11.5 | 0 | 0 | 3.9 | 0 | 3.2 | 0 | -0.2 | 0.3 | -0.3 | 0.6 | 0 | 0 | 4.4 | 0 | 6.53 | 7.03 | -0.5 | 0 | 0.003 | 0 | 0 | 12 | 0 | 0 | 3.2 | 0 | 2.9 | 0 | -0.2 | 0.3 | -0.3 | 0.5 | 0 | 0 | 5.9 | 0 | 6 | 6.45 | -0.45 | 0 | 0.003 | 0 | 0 | PreCW-Front-ElecDHW-GasDry | Appl-CW-Front-ElecDHW-GasDry-Tier2AnyMFm2007CZ12DEER2017 | 0
42958.3843 | Appl-CW-Front-ElecDHW-GasDry-Tier2 | MFm | 2007 | CZ13 | rDXGF | -1 | Household | 1 | 1073.2 | 11.9 | 0 | 0 | 3.8 | 0 | 3.7 | 0 | -0.2 | 0.4 | -0.3 | 0.6 | 0 | 0 | 4.3 | 0 | 6.52 | 7.03 | -0.53 | 0 | 0.002 | 0 | 0.001 | 12.3 | 0 | 0 | 3.1 | 0 | 3.4 | 0 | -0.2 | 0.4 | -0.2 | 0.6 | 0 | 0 | 5.7 | 0 | 5.98 | 6.45 | -0.47 | 0 | 0.002 | 0 | 0 | PreCW-Front-ElecDHW-GasDry | Appl-CW-Front-ElecDHW-GasDry-Tier2AnyMFm2007CZ13DEER2017 | 0
42958.3843 | Appl-CW-Front-ElecDHW-GasDry-Tier2 | MFm | 2007 | CZ14 | rDXGF | -1 | Household | 1 | 1094.6 | 12.5 | 0 | 0 | 3.8 | 0 | 4.1 | 0 | -0.2 | 0.4 | -0.2 | 0.7 | 0 | 0 | 4.3 | 0 | 6.51 | 7.03 | -0.52 | 0 | 0.003 | 0 | 0.001 | 12.8 | 0 | 0 | 3.1 | 0 | 3.8 | 0 | -0.1 | 0.4 | -0.2 | 0.6 | 0 | 0 | 5.7 | 0 | 5.98 | 6.45 | -0.47 | 0 | 0.002 | 0 | 0 | PreCW-Front-ElecDHW-GasDry | Appl-CW-Front-ElecDHW-GasDry-Tier2AnyMFm2007CZ14DEER2017 | 0
42958.3843 | Appl-CW-Front-ElecDHW-GasDry-Tier2 | MFm | 2007 | CZ15 | rDXGF | -1 | Household | 1 | 1094.6 | 12.6 | 0 | 0 | 3.8 | 0 | 4.7 | 0 | -0.1 | 0.5 | -0.1 | 0.7 | 0 | 0 | 3.5 | 0 | 6.8 | 7.03 | -0.24 | 0 | 0.003 | 0 | 0 | 12.5 | 0 | 0 | 3.1 | 0 | 4.3 | 0 | -0.1 | 0.4 | -0.1 | 0.6 | 0 | 0 | 4.7 | 0 | 6.24 | 6.45 | -0.22 | 0 | 0.003 | 0 | 0 | PreCW-Front-ElecDHW-GasDry | Appl-CW-Front-ElecDHW-GasDry-Tier2AnyMFm2007CZ15DEER2017 | 0
42958.3843 | Appl-CW-Front-ElecDHW-GasDry-Tier2 | MFm | 2007 | CZ16 | rDXGF | -1 | Household | 1 | 998.7 | 11.1 | 0 | 0 | 3.8 | 0 | 2.5 | 0 | -0.3 | 0.1 | -0.3 | 0.4 | 0 | 0 | 4.9 | 0 | 6.33 | 7.03 | -0.7 | 0 | 0.003 | 0 | 0 | 11.8 | 0 | 0 | 3.1 | 0 | 2.2 | 0 | -0.2 | 0.1 | -0.3 | 0.4 | 0 | 0 | 6.6 | 0 | 5.81 | 6.45 | -0.63 | 0 | 0.003 | 0 | 0 | PreCW-Front-ElecDHW-GasDry | Appl-CW-Front-ElecDHW-GasDry-Tier2AnyMFm2007CZ16DEER2017 | 0
42958.3843 | Appl-CW-Front-ElecDHW-GasDry-Tier2 | MFm | 2011 | CZ01 | rDXGF | -1 | Household | 1 | 998.7 | 8.1 | 0 | 0 | 4.1 | 0 | 0 | 0 | -0.4 | -0.5 | -0.6 | 0 | 0 | 0 | 4.9 | 0 | 6.1 | 7.03 | -0.93 | 0 | 0.002 | 0 | 0.001 | 9.2 | 0 | 0 | 3.3 | 0 | 0 | 0 | -0.3 | -0.4 | -0.5 | 0 | 0 | 0 | 6.6 | 0 | 5.66 | 6.45 | -0.79 | 0 | 0.002 | 0 | 0 | PreCW-Front-ElecDHW-GasDry | Appl-CW-Front-ElecDHW-GasDry-Tier2AnyMFm2011CZ01DEER2017 | 0
42958.3843 | Appl-CW-Front-ElecDHW-GasDry-Tier2 | MFm | 2011 | CZ02 | rDXGF | -1 | Household | 1 | 1073.2 | 10.7 | 0 | 0 | 4.1 | 0 | 2.2 | 0 | -0.2 | 0.1 | -0.3 | 0.4 | 0 | 0 | 4.5 | 0 | 6.56 | 7.03 | -0.47 | 0 | 0.004 | 0 | 0 | 11.4 | 0 | 0 | 3.3 | 0 | 2 | 0 | -0.2 | 0.1 | -0.3 | 0.4 | 0 | 0 | 6.1 | 0 | 6.02 | 6.45 | -0.42 | 0 | 0.004 | 0 | 0 | PreCW-Front-ElecDHW-GasDry | Appl-CW-Front-ElecDHW-GasDry-Tier2AnyMFm2011CZ02DEER2017 | 0
42958.3843 | Appl-CW-Front-ElecDHW-GasDry-Tier2 | MFm | 2011 | CZ03 | rDXGF | -1 | Household | 1 | 998.7 | 8.4 | 0 | 0 | 4 | 0 | 0.3 | 0 | -0.2 | -0.2 | -0.3 | 0 | 0 | 0 | 4.6 | 0 | 6.41 | 7.03 | -0.62 | 0 | 0.002 | 0 | 0 | 9.2 | 0 | 0 | 3.2 | 0 | 0.3 | 0 | -0.1 | -0.2 | -0.3 | 0 | 0 | 0 | 6.2 | 0 | 5.89 | 6.45 | -0.55 | 0 | 0.002 | 0 | 0 | PreCW-Front-ElecDHW-GasDry | Appl-CW-Front-ElecDHW-GasDry-Tier2AnyMFm2011CZ03DEER2017 | 0
42958.3843 | Appl-CW-Front-ElecDHW-GasDry-Tier2 | MFm | 2011 | CZ04 | rDXGF | -1 | Household | 1 | 998.7 | 10.1 | 0 | 0 | 4.1 | 0 | 1.7 | 0 | -0.1 | 0.1 | -0.2 | 0.2 | 0 | 0 | 4.4 | 0 | 6.62 | 7.03 | -0.41 | 0 | 0.002 | 0 | 0.001 | 10.6 | 0 | 0 | 3.4 | 0 | 1.4 | 0 | -0.1 | 0.1 | -0.1 | 0.2 | 0 | 0 | 6 | 0 | 6.07 | 6.45 | -0.37 | 0 | 0.002 | 0 | 0.001 | PreCW-Front-ElecDHW-GasDry | Appl-CW-Front-ElecDHW-GasDry-Tier2AnyMFm2011CZ04DEER2017 | 0
42958.3843 | Appl-CW-Front-ElecDHW-GasDry-Tier2 | MFm | 2011 | CZ05 | rDXGF | -1 | Household | 1 | 998.7 | 8.8 | 0 | 0 | 4.2 | 0 | 0.5 | 0 | -0.2 | -0.2 | -0.3 | 0 | 0 | 0 | 4.6 | 0 | 6.42 | 7.03 | -0.62 | 0 | 0.002 | 0 | 0 | 9.7 | 0 | 0 | 3.4 | 0 | 0.4 | 0 | -0.1 | -0.1 | -0.3 | 0 | 0 | 0 | 6.2 | 0 | 5.89 | 6.45 | -0.56 | 0 | 0.002 | 0 | 0 | PreCW-Front-ElecDHW-GasDry | Appl-CW-Front-ElecDHW-GasDry-Tier2AnyMFm2011CZ05DEER2017 | 0
42958.3843 | Appl-CW-Front-ElecDHW-GasDry-Tier2 | MFm | 2011 | CZ06 | rDXGF | -1 | Household | 1 | 1206 | 10.6 | 0 | 0 | 4 | 0 | 2.2 | 0 | -0.1 | 0.2 | -0.2 | 0.4 | 0 | 0 | 4.3 | 0 | 6.55 | 7.03 | -0.49 | 0 | 0.003 | 0 | 0 | 11 | 0 | 0 | 3.2 | 0 | 1.9 | 0 | -0.1 | 0.2 | -0.2 | 0.4 | 0 | 0 | 5.8 | 0 | 6.02 | 6.45 | -0.44 | 0 | 0.003 | 0 | 0 | PreCW-Front-ElecDHW-GasDry | Appl-CW-Front-ElecDHW-GasDry-Tier2AnyMFm2011CZ06DEER2017 | 0
42958.3843 | Appl-CW-Front-ElecDHW-GasDry-Tier2 | MFm | 2011 | CZ07 | rDXGF | -1 | Household | 1 | 1206 | 12.5 | 0 | 0 | 4 | 0 | 3.8 | 0 | -0.1 | 0.5 | -0.2 | 0.7 | 0 | 0 | 4.3 | 0 | 6.66 | 7.03 | -0.38 | 0 | 0.003 | 0 | 0 | 12.7 | 0 | 0 | 3.3 | 0 | 3.3 | 0 | -0.1 | 0.5 | -0.2 | 0.6 | 0 | 0 | 5.7 | 0 | 6.11 | 6.45 | -0.34 | 0 | 0.003 | 0 | 0 | PreCW-Front-ElecDHW-GasDry | Appl-CW-Front-ElecDHW-GasDry-Tier2AnyMFm2011CZ07DEER2017 | 0
42958.3843 | Appl-CW-Front-ElecDHW-GasDry-Tier2 | MFm | 2011 | CZ08 | rDXGF | -1 | Household | 1 | 1206 | 13.1 | 0 | 0 | 3.9 | 0 | 4.4 | 0 | -0.1 | 0.6 | -0.1 | 0.7 | 0 | 0 | 4.2 | 0 | 6.72 | 7.03 | -0.32 | 0 | 0.004 | 0 | 0.001 | 10.7 | 0 | 0 | 3.2 | 0 | 1.8 | 0 | -0.1 | 0.1 | -0.1 | 0.3 | 0 | 0 | 5.7 | 0 | 6.08 | 6.45 | -0.36 | 0 | 0 | 0 | 0.001 | PreCW-Front-ElecDHW-GasDry | Appl-CW-Front-ElecDHW-GasDry-Tier2AnyMFm2011CZ08DEER2017 | 0
42958.3843 | Appl-CW-Front-ElecDHW-GasDry-Tier2 | MFm | 2011 | CZ09 | rDXGF | -1 | Household | 1 | 1126.6 | 11.6 | 0 | 0 | 4 | 0 | 3.2 | 0 | -0.1 | 0.4 | -0.2 | 0.6 | 0 | 0 | 4.2 | 0 | 6.66 | 7.03 | -0.38 | 0 | 0.003 | 0 | 0.001 | 11.9 | 0 | 0 | 3.2 | 0 | 2.9 | 0 | -0.1 | 0.3 | -0.2 | 0.5 | 0 | 0 | 5.6 | 0 | 6.11 | 6.45 | -0.34 | 0 | 0.003 | 0 | 0.001 | PreCW-Front-ElecDHW-GasDry | Appl-CW-Front-ElecDHW-GasDry-Tier2AnyMFm2011CZ09DEER2017 | 0
42958.3843 | Appl-CW-Front-ElecDHW-GasDry-Tier2 | MFm | 2011 | CZ10 | rDXGF | -1 | Household | 1 | 1073.2 | 11.5 | 0 | 0 | 4 | 0 | 3.2 | 0 | -0.1 | 0.3 | -0.1 | 0.5 | 0 | 0 | 4.1 | 0 | 6.7 | 7.03 | -0.33 | 0 | 0.003 | 0 | 0 | 11.9 | 0 | 0 | 3.2 | 0 | 2.9 | 0 | -0.1 | 0.3 | -0.1 | 0.4 | 0 | 0 | 5.6 | 0 | 6.15 | 6.45 | -0.3 | 0 | 0.003 | 0 | 0 | PreCW-Front-ElecDHW-GasDry | Appl-CW-Front-ElecDHW-GasDry-Tier2AnyMFm2011CZ10DEER2017 | 0
42958.3843 | Appl-CW-Front-ElecDHW-GasDry-Tier2 | MFm | 2011 | CZ11 | rDXGF | -1 | Household | 1 | 1073.2 | 11.8 | 0 | 0 | 3.9 | 0 | 3.5 | 0 | -0.2 | 0.3 | -0.3 | 0.6 | 0 | 0 | 4.3 | 0 | 6.52 | 7.03 | -0.52 | 0 | 0.003 | 0 | 0 | 12.1 | 0 | 0 | 3.2 | 0 | 3.2 | 0 | -0.2 | 0.3 | -0.2 | 0.5 | 0 | 0 | 5.8 | 0 | 5.99 | 6.45 | -0.47 | 0 | 0.003 | 0 | 0 | PreCW-Front-ElecDHW-GasDry | Appl-CW-Front-ElecDHW-GasDry-Tier2AnyMFm2011CZ11DEER2017 | 0
42958.3843 | Appl-CW-Front-ElecDHW-GasDry-Tier2 | MFm | 2011 | CZ12 | rDXGF | -1 | Household | 1 | 1073.2 | 11.7 | 0 | 0 | 4 | 0 | 3.2 | 0 | -0.1 | 0.3 | -0.2 | 0.5 | 0 | 0 | 4.4 | 0 | 6.57 | 7.03 | -0.46 | 0 | 0.004 | 0 | 0 | 12.1 | 0 | 0 | 3.2 | 0 | 2.9 | 0 | -0.1 | 0.3 | -0.2 | 0.5 | 0 | 0 | 5.9 | 0 | 6.03 | 6.45 | -0.42 | 0 | 0.003 | 0 | 0 | PreCW-Front-ElecDHW-GasDry | Appl-CW-Front-ElecDHW-GasDry-Tier2AnyMFm2011CZ12DEER2017 | 0
42958.3843 | Appl-CW-Front-ElecDHW-GasDry-Tier2 | MFm | 2011 | CZ13 | rDXGF | -1 | Household | 1 | 1073.2 | 12.3 | 0 | 0 | 3.9 | 0 | 3.9 | 0 | -0.2 | 0.4 | -0.3 | 0.6 | 0 | 0 | 4.2 | 0 | 6.54 | 7.03 | -0.49 | 0 | 0.003 | 0 | 0 | 12.6 | 0 | 0 | 3.2 | 0 | 3.6 | 0 | -0.2 | 0.4 | -0.2 | 0.5 | 0 | 0 | 5.6 | 0 | 6 | 6.45 | -0.44 | 0 | 0.003 | 0 | 0 | PreCW-Front-ElecDHW-GasDry | Appl-CW-Front-ElecDHW-GasDry-Tier2AnyMFm2011CZ13DEER2017 | 0
42958.3843 | Appl-CW-Front-ElecDHW-GasDry-Tier2 | MFm | 2011 | CZ14 | rDXGF | -1 | Household | 1 | 1094.6 | 12.4 | 0 | 0 | 3.9 | 0 | 3.9 | 0 | -0.1 | 0.4 | -0.3 | 0.7 | 0 | 0 | 4.3 | 0 | 6.52 | 7.03 | -0.51 | 0 | 0.002 | 0 | 0 | 12.8 | 0 | 0 | 3.1 | 0 | 3.6 | 0 | -0.1 | 0.4 | -0.3 | 0.6 | 0 | 0 | 5.7 | 0 | 5.99 | 6.45 | -0.46 | 0 | 0.002 | 0 | 0 | PreCW-Front-ElecDHW-GasDry | Appl-CW-Front-ElecDHW-GasDry-Tier2AnyMFm2011CZ14DEER2017 | 0
42958.3843 | Appl-CW-Front-ElecDHW-GasDry-Tier2 | MFm | 2011 | CZ15 | rDXGF | -1 | Household | 1 | 1094.6 | 12.7 | 0 | 0 | 3.9 | 0 | 4.9 | 0 | -0.1 | 0.6 | -0.1 | 0.7 | 0 | 0 | 3.5 | 0 | 6.81 | 7.03 | -0.22 | 0 | 0.003 | 0 | 0 | 12.7 | 0 | 0 | 3.2 | 0 | 4.4 | 0 | -0.1 | 0.5 | -0.1 | 0.6 | 0 | 0 | 4.8 | 0 | 6.25 | 6.45 | -0.2 | 0 | 0.002 | 0 | 0 | PreCW-Front-ElecDHW-GasDry | Appl-CW-Front-ElecDHW-GasDry-Tier2AnyMFm2011CZ15DEER2017 | 0
42958.3843 | Appl-CW-Front-ElecDHW-GasDry-Tier2 | MFm | 2011 | CZ16 | rDXGF | -1 | Household | 1 | 998.7 | 11.3 | 0 | 0 | 3.9 | 0 | 2.5 | 0 | -0.3 | 0.1 | -0.4 | 0.5 | 0 | 0 | 4.9 | 0 | 6.35 | 7.03 | -0.69 | 0 | 0.002 | 0 | 0 | 12 | 0 | 0 | 3.2 | 0 | 2.3 | 0 | -0.2 | 0.1 | -0.3 | 0.5 | 0 | 0 | 6.6 | 0 | 5.83 | 6.45 | -0.62 | 0 | 0.002 | 0 | 0 | PreCW-Front-ElecDHW-GasDry | Appl-CW-Front-ElecDHW-GasDry-Tier2AnyMFm2011CZ16DEER2017 | 0
42958.3843 | Appl-CW-Front-ElecDHW-GasDry-Tier2 | MFm | 2015 | CZ01 | rDXGF | -1 | Household | 1 | 998.7 | 8.4 | 0 | 0 | 4.2 | 0 | 0 | 0 | -0.3 | -0.4 | -0.3 | 0 | 0 | 0 | 4.9 | 0 | 6.29 | 7.03 | -0.75 | 0 | 0.002 | 0 | 0.001 | 9.4 | 0 | 0 | 3.4 | 0 | 0 | 0 | -0.3 | -0.4 | -0.3 | 0 | 0 | 0 | 6.6 | 0 | 5.76 | 6.45 | -0.69 | 0 | 0.002 | 0 | 0.001 | PreCW-Front-ElecDHW-GasDry | Appl-CW-Front-ElecDHW-GasDry-Tier2AnyMFm2015CZ01DEER2017 | 0
42958.3843 | Appl-CW-Front-ElecDHW-GasDry-Tier2 | MFm | 2015 | CZ02 | rDXGF | -1 | Household | 1 | 1073.2 | 10.3 | 0 | 0 | 4.1 | 0 | 1.7 | 0 | -0.2 | 0.1 | -0.2 | 0.3 | 0 | 0 | 4.5 | 0 | 6.52 | 7.03 | -0.52 | 0 | 0.003 | 0 | 0 | 11 | 0 | 0 | 3.3 | 0 | 1.6 | 0 | -0.2 | 0.1 | -0.2 | 0.3 | 0 | 0 | 6.1 | 0 | 5.98 | 6.45 | -0.46 | 0 | 0.003 | 0 | 0 | PreCW-Front-ElecDHW-GasDry | Appl-CW-Front-ElecDHW-GasDry-Tier2AnyMFm2015CZ02DEER2017 | 0
42958.3843 | Appl-CW-Front-ElecDHW-GasDry-Tier2 | MFm | 2015 | CZ03 | rDXGF | -1 | Household | 1 | 998.7 | 8.7 | 0 | 0 | 4.1 | 0 | 0.3 | 0 | -0.2 | -0.2 | -0.2 | 0 | 0 | 0 | 4.6 | 0 | 6.54 | 7.03 | -0.49 | 0 | 0.002 | 0 | 0.001 | 9.5 | 0 | 0 | 3.3 | 0 | 0.3 | 0 | -0.2 | -0.1 | -0.2 | 0 | 0 | 0 | 6.2 | 0 | 6 | 6.45 | -0.45 | 0 | 0.002 | 0 | 0.001 | PreCW-Front-ElecDHW-GasDry | Appl-CW-Front-ElecDHW-GasDry-Tier2AnyMFm2015CZ03DEER2017 | 0
42958.3843 | Appl-CW-Front-ElecDHW-GasDry-Tier2 | MFm | 2015 | CZ04 | rDXGF | -1 | Household | 1 | 998.7 | 11.9 | 0 | 0 | 4.1 | 0 | 3.1 | 0 | -0.2 | 0.3 | -0.2 | 0.5 | 0 | 0 | 4.5 | 0 | 6.67 | 7.03 | -0.37 | 0 | 0.004 | 0 | 0.001 | 12.4 | 0 | 0 | 3.3 | 0 | 2.8 | 0 | -0.1 | 0.3 | -0.1 | 0.4 | 0 | 0 | 6 | 0 | 6.12 | 6.45 | -0.33 | 0 | 0.004 | 0 | 0.001 | PreCW-Front-ElecDHW-GasDry | Appl-CW-Front-ElecDHW-GasDry-Tier2AnyMFm2015CZ04DEER2017 | 0
42958.3843 | Appl-CW-Front-ElecDHW-GasDry-Tier2 | MFm | 2015 | CZ05 | rDXGF | -1 | Household | 1 | 998.7 | 9.4 | 0 | 0 | 4.3 | 0 | 0.8 | 0 | -0.2 | 0 | -0.1 | 0.2 | 0 | 0 | 4.5 | 0 | 6.62 | 7.03 | -0.42 | 0 | 0.003 | 0 | 0.001 | 10.2 | 0 | 0 | 3.5 | 0 | 0.7 | 0 | -0.2 | 0 | -0.1 | 0.1 | 0 | 0 | 6.2 | 0 | 6.08 | 6.45 | -0.38 | 0 | 0.003 | 0 | 0.001 | PreCW-Front-ElecDHW-GasDry | Appl-CW-Front-ElecDHW-GasDry-Tier2AnyMFm2015CZ05DEER2017 | 0
42958.3843 | Appl-CW-Front-ElecDHW-GasDry-Tier2 | MFm | 2015 | CZ06 | rDXGF | -1 | Household | 1 | 1206 | 10.3 | 0 | 0 | 4 | 0 | 1.8 | 0 | -0.1 | 0.1 | -0.2 | 0.3 | 0 | 0 | 4.3 | 0 | 6.54 | 7.03 | -0.49 | 0 | 0.003 | 0 | 0 | 10.8 | 0 | 0 | 3.2 | 0 | 1.7 | 0 | -0.1 | 0.1 | -0.2 | 0.3 | 0 | 0 | 5.8 | 0 | 6.01 | 6.45 | -0.44 | 0 | 0.003 | 0 | 0 | PreCW-Front-ElecDHW-GasDry | Appl-CW-Front-ElecDHW-GasDry-Tier2AnyMFm2015CZ06DEER2017 | 0
42958.3843 | Appl-CW-Front-ElecDHW-GasDry-Tier2 | MFm | 2015 | CZ07 | rDXGF | -1 | Household | 1 | 1206 | 11.6 | 0 | 0 | 4 | 0 | 3.1 | 0 | -0.2 | 0.3 | -0.1 | 0.5 | 0 | 0 | 4.3 | 0 | 6.65 | 7.03 | -0.4 | 0 | 0.003 | 0 | 0.001 | 12 | 0 | 0 | 3.3 | 0 | 2.8 | 0 | -0.2 | 0.3 | -0.1 | 0.5 | 0 | 0 | 5.8 | 0 | 6.1 | 6.45 | -0.36 | 0 | 0.003 | 0 | 0 | PreCW-Front-ElecDHW-GasDry | Appl-CW-Front-ElecDHW-GasDry-Tier2AnyMFm2015CZ07DEER2017 | 0
42958.3843 | Appl-CW-Front-ElecDHW-GasDry-Tier2 | MFm | 2015 | CZ08 | rDXGF | -1 | Household | 1 | 1206 | 12.4 | 0 | 0 | 4 | 0 | 3.9 | 0 | -0.1 | 0.5 | -0.1 | 0.7 | 0 | 0 | 4.2 | 0 | 6.7 | 7.03 | -0.33 | 0 | 0.004 | 0 | 0.001 | 12.9 | 0 | 0 | 3.2 | 0 | 3.7 | 0 | -0.1 | 0.5 | -0.1 | 0.6 | 0 | 0 | 5.7 | 0 | 6.15 | 6.45 | -0.3 | 0 | 0.004 | 0 | 0.001 | PreCW-Front-ElecDHW-GasDry | Appl-CW-Front-ElecDHW-GasDry-Tier2AnyMFm2015CZ08DEER2017 | 0
42958.3843 | Appl-CW-Front-ElecDHW-GasDry-Tier2 | MFm | 2015 | CZ09 | rDXGF | -1 | Household | 1 | 1126.6 | 11.6 | 0 | 0 | 4 | 0 | 3.2 | 0 | -0.1 | 0.3 | -0.1 | 0.5 | 0 | 0 | 4.2 | 0 | 6.67 | 7.03 | -0.38 | 0 | 0.004 | 0 | 0.001 | 11.9 | 0 | 0 | 3.3 | 0 | 2.8 | 0 | -0.1 | 0.3 | -0.1 | 0.5 | 0 | 0 | 5.6 | 0 | 6.11 | 6.45 | -0.35 | 0 | 0.004 | 0 | 0.001 | PreCW-Front-ElecDHW-GasDry | Appl-CW-Front-ElecDHW-GasDry-Tier2AnyMFm2015CZ09DEER2017 | 0
42958.3843 | Appl-CW-Front-ElecDHW-GasDry-Tier2 | MFm | 2015 | CZ10 | rDXGF | -1 | Household | 1 | 1073.2 | 10.8 | 0 | 0 | 4.1 | 0 | 2.5 | 0 | -0.1 | 0.3 | -0.1 | 0.4 | 0 | 0 | 4.1 | 0 | 6.71 | 7.03 | -0.33 | 0 | 0.003 | 0 | 0.001 | 11.2 | 0 | 0 | 3.3 | 0 | 2.2 | 0 | -0.1 | 0.2 | -0.1 | 0.4 | 0 | 0 | 5.6 | 0 | 6.16 | 6.45 | -0.3 | 0 | 0.002 | 0 | 0 | PreCW-Front-ElecDHW-GasDry | Appl-CW-Front-ElecDHW-GasDry-Tier2AnyMFm2015CZ10DEER2017 | 0
42958.3843 | Appl-CW-Front-ElecDHW-GasDry-Tier2 | MFm | 2015 | CZ11 | rDXGF | -1 | Household | 1 | 1073.2 | 11.6 | 0 | 0 | 3.9 | 0 | 3.2 | 0 | -0.1 | 0.3 | -0.2 | 0.4 | 0 | 0 | 4.3 | 0 | 6.52 | 7.03 | -0.51 | 0 | 0.003 | 0 | 0.001 | 12 | 0 | 0 | 3.2 | 0 | 3 | 0 | -0.1 | 0.3 | -0.2 | 0.4 | 0 | 0 | 5.8 | 0 | 5.98 | 6.45 | -0.46 | 0 | 0.003 | 0 | 0.001 | PreCW-Front-ElecDHW-GasDry | Appl-CW-Front-ElecDHW-GasDry-Tier2AnyMFm2015CZ11DEER2017 | 0
42958.3843 | Appl-CW-Front-ElecDHW-GasDry-Tier2 | MFm | 2015 | CZ12 | rDXGF | -1 | Household | 1 | 1073.2 | 11.1 | 0 | 0 | 3.9 | 0 | 2.7 | 0 | -0.2 | 0.2 | -0.2 | 0.4 | 0 | 0 | 4.3 | 0 | 6.56 | 7.03 | -0.47 | 0 | 0.003 | 0 | 0 | 11.6 | 0 | 0 | 3.2 | 0 | 2.4 | 0 | -0.2 | 0.2 | -0.2 | 0.3 | 0 | 0 | 5.8 | 0 | 6.02 | 6.45 | -0.42 | 0 | 0.002 | 0 | 0 | PreCW-Front-ElecDHW-GasDry | Appl-CW-Front-ElecDHW-GasDry-Tier2AnyMFm2015CZ12DEER2017 | 0
42958.3843 | Appl-CW-Front-ElecDHW-GasDry-Tier2 | MFm | 2015 | CZ13 | rDXGF | -1 | Household | 1 | 1073.2 | 11.7 | 0 | 0 | 3.9 | 0 | 3.5 | 0 | -0.2 | 0.3 | -0.2 | 0.6 | 0 | 0 | 4.2 | 0 | 6.56 | 7.03 | -0.48 | 0 | 0.003 | 0 | 0.001 | 12.1 | 0 | 0 | 3.2 | 0 | 3.1 | 0 | -0.2 | 0.3 | -0.2 | 0.5 | 0 | 0 | 5.6 | 0 | 6.02 | 6.45 | -0.43 | 0 | 0.003 | 0 | 0.001 | PreCW-Front-ElecDHW-GasDry | Appl-CW-Front-ElecDHW-GasDry-Tier2AnyMFm2015CZ13DEER2017 | 0
42958.3843 | Appl-CW-Front-ElecDHW-GasDry-Tier2 | MFm | 2015 | CZ14 | rDXGF | -1 | Household | 1 | 1094.6 | 12.6 | 0 | 0 | 3.9 | 0 | 4.2 | 0 | -0.2 | 0.5 | -0.2 | 0.7 | 0 | 0 | 4.4 | 0 | 6.52 | 7.03 | -0.52 | 0 | 0.004 | 0 | 0.001 | 13 | 0 | 0 | 3.2 | 0 | 3.9 | 0 | -0.1 | 0.4 | -0.2 | 0.6 | 0 | 0 | 5.8 | 0 | 5.99 | 6.45 | -0.46 | 0 | 0.003 | 0 | 0.001 | PreCW-Front-ElecDHW-GasDry | Appl-CW-Front-ElecDHW-GasDry-Tier2AnyMFm2015CZ14DEER2017 | 0
42958.3843 | Appl-CW-Front-ElecDHW-GasDry-Tier2 | MFm | 2015 | CZ15 | rDXGF | -1 | Household | 1 | 1094.6 | 12.4 | 0 | 0 | 3.9 | 0 | 4.5 | 0 | -0.1 | 0.5 | -0.1 | 0.6 | 0 | 0 | 3.5 | 0 | 6.81 | 7.03 | -0.23 | 0 | 0.003 | 0 | 0.001 | 12.3 | 0 | 0 | 3.1 | 0 | 4.1 | 0 | -0.1 | 0.4 | -0.1 | 0.5 | 0 | 0 | 4.7 | 0 | 6.24 | 6.45 | -0.2 | 0 | 0.003 | 0 | 0.001 | PreCW-Front-ElecDHW-GasDry | Appl-CW-Front-ElecDHW-GasDry-Tier2AnyMFm2015CZ15DEER2017 | 0
42958.3843 | Appl-CW-Front-ElecDHW-GasDry-Tier2 | MFm | 2015 | CZ16 | rDXGF | -1 | Household | 1 | 998.7 | 10.9 | 0 | 0 | 3.8 | 0 | 2.2 | 0 | -0.3 | 0.1 | -0.3 | 0.4 | 0 | 0 | 5 | 0 | 6.3 | 7.03 | -0.74 | 0 | 0.002 | 0 | 0 | 11.7 | 0 | 0 | 3.1 | 0 | 2 | 0 | -0.3 | 0.1 | -0.3 | 0.4 | 0 | 0 | 6.6 | 0 | 5.78 | 6.45 | -0.66 | 0 | 0.002 | 0 | 0 | PreCW-Front-ElecDHW-GasDry | Appl-CW-Front-ElecDHW-GasDry-Tier2AnyMFm2015CZ16DEER2017 | 0
42958.3843 | Appl-CW-Front-ElecDHW-GasDry-Tier2 | MFm | 2017 | CZ01 | rDXGF | -1 | Household | 1 | 998.7 | 8.3 | 0 | 0 | 4.1 | 0 | 0.1 | 0 | -0.3 | -0.4 | -0.4 | 0 | 0 | 0 | 4.9 | 0 | 6.21 | 7.03 | -0.83 | 0 | 0.001 | 0 | 0 | 9.6 | 0 | 0 | 3.4 | 0 | 0.1 | 0 | -0.2 | -0.2 | -0.2 | 0 | 0 | 0 | 6.6 | 0 | 5.89 | 6.45 | -0.56 | 0 | 0.001 | 0 | 0 | PreCW-Front-ElecDHW-GasDry | Appl-CW-Front-ElecDHW-GasDry-Tier2AnyMFm2017CZ01DEER2017 | 0
42958.3843 | Appl-CW-Front-ElecDHW-GasDry-Tier2 | MFm | 2017 | CZ02 | rDXGF | -1 | Household | 1 | 1073.2 | 10.3 | 0 | 0 | 4.1 | 0 | 1.8 | 0 | -0.2 | 0.1 | -0.3 | 0.3 | 0 | 0 | 4.6 | 0 | 6.54 | 7.03 | -0.49 | 0 | 0.003 | 0 | 0 | 10.9 | 0 | 0 | 3.3 | 0 | 1.6 | 0 | -0.2 | 0.1 | -0.2 | 0.2 | 0 | 0 | 6.2 | 0 | 6 | 6.45 | -0.44 | 0 | 0.003 | 0 | 0 | PreCW-Front-ElecDHW-GasDry | Appl-CW-Front-ElecDHW-GasDry-Tier2AnyMFm2017CZ02DEER2017 | 0
42958.3843 | Appl-CW-Front-ElecDHW-GasDry-Tier2 | MFm | 2017 | CZ03 | rDXGF | -1 | Household | 1 | 998.7 | 8.7 | 0 | 0 | 4.1 | 0 | 0.4 | 0 | -0.1 | -0.2 | -0.2 | 0 | 0 | 0 | 4.6 | 0 | 6.53 | 7.03 | -0.5 | 0 | 0.002 | 0 | 0.001 | 9.4 | 0 | 0 | 3.3 | 0 | 0.3 | 0 | -0.1 | -0.2 | -0.2 | 0 | 0 | 0 | 6.2 | 0 | 5.89 | 6.45 | -0.56 | 0 | 0.002 | 0 | 0.001 | PreCW-Front-ElecDHW-GasDry | Appl-CW-Front-ElecDHW-GasDry-Tier2AnyMFm2017CZ03DEER2017 | 0
42958.3843 | Appl-CW-Front-ElecDHW-GasDry-Tier2 | MFm | 2017 | CZ04 | rDXGF | -1 | Household | 1 | 998.7 | 10.8 | 0 | 0 | 4.2 | 0 | 2.2 | 0 | -0.1 | 0.2 | -0.2 | 0.4 | 0 | 0 | 4.4 | 0 | 6.69 | 7.03 | -0.35 | 0 | 0.003 | 0 | 0.001 | 11.4 | 0 | 0 | 3.4 | 0 | 2 | 0 | -0.1 | 0.2 | -0.1 | 0.3 | 0 | 0 | 6 | 0 | 6.13 | 6.45 | -0.31 | 0 | 0.003 | 0 | 0.001 | PreCW-Front-ElecDHW-GasDry | Appl-CW-Front-ElecDHW-GasDry-Tier2AnyMFm2017CZ04DEER2017 | 0
42958.3843 | Appl-CW-Front-ElecDHW-GasDry-Tier2 | MFm | 2017 | CZ05 | rDXGF | -1 | Household | 1 | 998.7 | 9.5 | 0 | 0 | 4.3 | 0 | 0.8 | 0 | -0.1 | 0 | -0.2 | 0.1 | 0 | 0 | 4.5 | 0 | 6.64 | 7.03 | -0.41 | 0 | 0.003 | 0 | 0.001 | 10.4 | 0 | 0 | 3.5 | 0 | 0.8 | 0 | -0.1 | 0 | -0.2 | 0.1 | 0 | 0 | 6.2 | 0 | 6.1 | 6.45 | -0.35 | 0 | 0.003 | 0 | 0.001 | PreCW-Front-ElecDHW-GasDry | Appl-CW-Front-ElecDHW-GasDry-Tier2AnyMFm2017CZ05DEER2017 | 0
42958.3843 | Appl-CW-Front-ElecDHW-GasDry-Tier2 | MFm | 2017 | CZ06 | rDXGF | -1 | Household | 1 | 1206 | 10.3 | 0 | 0 | 4 | 0 | 1.9 | 0 | -0.1 | 0.1 | -0.2 | 0.3 | 0 | 0 | 4.3 | 0 | 6.56 | 7.03 | -0.48 | 0 | 0.003 | 0 | 0 | 10.8 | 0 | 0 | 3.2 | 0 | 1.7 | 0 | -0.1 | 0.1 | -0.2 | 0.3 | 0 | 0 | 5.8 | 0 | 6.02 | 6.45 | -0.43 | 0 | 0.003 | 0 | 0 | PreCW-Front-ElecDHW-GasDry | Appl-CW-Front-ElecDHW-GasDry-Tier2AnyMFm2017CZ06DEER2017 | 0
42958.3843 | Appl-CW-Front-ElecDHW-GasDry-Tier2 | MFm | 2017 | CZ07 | rDXGF | -1 | Household | 1 | 1206 | 11.7 | 0 | 0 | 4 | 0 | 3.2 | 0 | -0.1 | 0.4 | -0.2 | 0.6 | 0 | 0 | 4.3 | 0 | 6.64 | 7.03 | -0.39 | 0 | 0.003 | 0 | 0.001 | 12.1 | 0 | 0 | 3.2 | 0 | 2.9 | 0 | -0.1 | 0.4 | -0.1 | 0.5 | 0 | 0 | 5.7 | 0 | 6.09 | 6.45 | -0.35 | 0 | 0.003 | 0 | 0 | PreCW-Front-ElecDHW-GasDry | Appl-CW-Front-ElecDHW-GasDry-Tier2AnyMFm2017CZ07DEER2017 | 0
42958.3843 | Appl-CW-Front-ElecDHW-GasDry-Tier2 | MFm | 2017 | CZ08 | rDXGF | -1 | Household | 1 | 1206 | 11.7 | 0 | 0 | 4 | 0 | 3.2 | 0 | 0 | 0.4 | -0.1 | 0.5 | 0 | 0 | 4.2 | 0 | 6.71 | 7.03 | -0.32 | 0 | 0.002 | 0 | 0.001 | 12 | 0 | 0 | 3.3 | 0 | 2.9 | 0 | 0 | 0.3 | -0.1 | 0.5 | 0 | 0 | 5.6 | 0 | 6.16 | 6.45 | -0.29 | 0 | 0.002 | 0 | 0.001 | PreCW-Front-ElecDHW-GasDry | Appl-CW-Front-ElecDHW-GasDry-Tier2AnyMFm2017CZ08DEER2017 | 0
42958.3843 | Appl-CW-Front-ElecDHW-GasDry-Tier2 | MFm | 2017 | CZ09 | rDXGF | -1 | Household | 1 | 1126.6 | 11.1 | 0 | 0 | 4.1 | 0 | 2.7 | 0 | -0.1 | 0.3 | -0.1 | 0.5 | 0 | 0 | 4.2 | 0 | 6.67 | 7.03 | -0.37 | 0 | 0.003 | 0 | 0.001 | 11.5 | 0 | 0 | 3.3 | 0 | 2.4 | 0 | -0.1 | 0.3 | -0.1 | 0.4 | 0 | 0 | 5.7 | 0 | 6.12 | 6.45 | -0.33 | 0 | 0.003 | 0 | 0.001 | PreCW-Front-ElecDHW-GasDry | Appl-CW-Front-ElecDHW-GasDry-Tier2AnyMFm2017CZ09DEER2017 | 0
42958.3843 | Appl-CW-Front-ElecDHW-GasDry-Tier2 | MFm | 2017 | CZ10 | rDXGF | -1 | Household | 1 | 1073.2 | 11.4 | 0 | 0 | 4 | 0 | 3 | 0 | -0.1 | 0.3 | -0.1 | 0.4 | 0 | 0 | 4.2 | 0 | 6.75 | 7.03 | -0.29 | 0 | 0.003 | 0 | 0 | 11.7 | 0 | 0 | 3.3 | 0 | 2.7 | 0 | -0.1 | 0.3 | -0.1 | 0.4 | 0 | 0 | 5.6 | 0 | 6.19 | 6.45 | -0.26 | 0 | 0.003 | 0 | 0 | PreCW-Front-ElecDHW-GasDry | Appl-CW-Front-ElecDHW-GasDry-Tier2AnyMFm2017CZ10DEER2017 | 0
42958.3843 | Appl-CW-Front-ElecDHW-GasDry-Tier2 | MFm | 2017 | CZ11 | rDXGF | -1 | Household | 1 | 1073.2 | 11.2 | 0 | 0 | 3.9 | 0 | 3 | 0 | -0.2 | 0.2 | -0.2 | 0.4 | 0 | 0 | 4.3 | 0 | 6.53 | 7.03 | -0.51 | 0 | 0.003 | 0 | 0 | 11.7 | 0 | 0 | 3.1 | 0 | 2.7 | 0 | -0.2 | 0.2 | -0.2 | 0.4 | 0 | 0 | 5.7 | 0 | 5.99 | 6.45 | -0.46 | 0 | 0.003 | 0 | 0 | PreCW-Front-ElecDHW-GasDry | Appl-CW-Front-ElecDHW-GasDry-Tier2AnyMFm2017CZ11DEER2017 | 0
42958.3843 | Appl-CW-Front-ElecDHW-GasDry-Tier2 | MFm | 2017 | CZ12 | rDXGF | -1 | Household | 1 | 1073.2 | 12 | 0 | 0 | 4 | 0 | 3.4 | 0 | -0.1 | 0.4 | -0.1 | 0.6 | 0 | 0 | 4.4 | 0 | 6.64 | 7.03 | -0.39 | 0 | 0.004 | 0 | 0 | 12.4 | 0 | 0 | 3.2 | 0 | 3 | 0 | -0.1 | 0.3 | -0.1 | 0.5 | 0 | 0 | 5.9 | 0 | 6.09 | 6.45 | -0.36 | 0 | 0.004 | 0 | 0 | PreCW-Front-ElecDHW-GasDry | Appl-CW-Front-ElecDHW-GasDry-Tier2AnyMFm2017CZ12DEER2017 | 0
42958.3843 | Appl-CW-Front-ElecDHW-GasDry-Tier2 | MFm | 2017 | CZ13 | rDXGF | -1 | Household | 1 | 1073.2 | 11.7 | 0 | 0 | 3.9 | 0 | 3.5 | 0 | -0.2 | 0.4 | -0.2 | 0.5 | 0 | 0 | 4.2 | 0 | 6.58 | 7.03 | -0.47 | 0 | 0.003 | 0 | 0.001 | 12.1 | 0 | 0 | 3.2 | 0 | 3.1 | 0 | -0.2 | 0.3 | -0.1 | 0.5 | 0 | 0 | 5.6 | 0 | 6.03 | 6.45 | -0.42 | 0 | 0.003 | 0 | 0 | PreCW-Front-ElecDHW-GasDry | Appl-CW-Front-ElecDHW-GasDry-Tier2AnyMFm2017CZ13DEER2017 | 0
42958.3843 | Appl-CW-Front-ElecDHW-GasDry-Tier2 | MFm | 2017 | CZ14 | rDXGF | -1 | Household | 1 | 1094.6 | 12.7 | 0 | 0 | 3.9 | 0 | 4.2 | 0 | -0.2 | 0.4 | -0.2 | 0.7 | 0 | 0 | 4.4 | 0 | 6.55 | 7.03 | -0.49 | 0 | 0.003 | 0 | 0.001 | 13.1 | 0 | 0 | 3.1 | 0 | 3.9 | 0 | -0.2 | 0.4 | -0.1 | 0.6 | 0 | 0 | 5.8 | 0 | 6.02 | 6.45 | -0.44 | 0 | 0.003 | 0 | 0 | PreCW-Front-ElecDHW-GasDry | Appl-CW-Front-ElecDHW-GasDry-Tier2AnyMFm2017CZ14DEER2017 | 0
42958.3843 | Appl-CW-Front-ElecDHW-GasDry-Tier2 | MFm | 2017 | CZ15 | rDXGF | -1 | Household | 1 | 1094.6 | 13.7 | 0 | 0 | 3.9 | 0 | 5.7 | 0 | -0.1 | 0.7 | 0 | 0.7 | 0 | 0 | 3.6 | 0 | 6.83 | 7.03 | -0.21 | 0 | 0.003 | 0 | 0.001 | 35.3 | 0 | 0 | 3.3 | 0 | 24.2 | 0 | 0 | 3.2 | 0.1 | 3.1 | 0 | 0 | 4.7 | 0 | 6.45 | 6.45 | 0 | 0 | 0.013 | 0 | 0 | PreCW-Front-ElecDHW-GasDry | Appl-CW-Front-ElecDHW-GasDry-Tier2AnyMFm2017CZ15DEER2017 | 0
42958.3843 | Appl-CW-Front-ElecDHW-GasDry-Tier2 | MFm | 2017 | CZ16 | rDXGF | -1 | Household | 1 | 998.7 | 10.9 | 0 | 0 | 3.8 | 0 | 2.2 | 0 | -0.2 | 0.1 | -0.3 | 0.3 | 0 | 0 | 4.9 | 0 | 6.31 | 7.03 | -0.72 | 0 | 0.003 | 0 | 0 | 11.6 | 0 | 0 | 3.1 | 0 | 2 | 0 | -0.2 | 0.1 | -0.2 | 0.3 | 0 | 0 | 6.6 | 0 | 5.8 | 6.45 | -0.65 | 0 | 0.003 | 0 | 0 | PreCW-Front-ElecDHW-GasDry | Appl-CW-Front-ElecDHW-GasDry-Tier2AnyMFm2017CZ16DEER2017 | 0
42958.3843 | Appl-CW-Front-ElecDHW-GasDry-Tier2 | SFm | 1975 | CZ01 | rDXGF | -1 | Household | 1 | 1591 | 10 | 0 | 0 | 4.8 | 0 | 0 | 0 | -0.2 | -0.7 | -0.7 | 0 | 0 | 0 | 6.1 | 0 | 7.38 | 8.72 | -1.33 | 0 | 0.001 | 0 | 0 | 11.2 | 0 | 0 | 3.9 | 0 | 0 | 0 | -0.2 | -0.6 | -0.6 | 0 | 0 | 0 | 8.2 | 0 | 6.79 | 7.99 | -1.2 | 0 | 0.001 | 0 | 0 | PreCW-Front-ElecDHW-GasDry | Appl-CW-Front-ElecDHW-GasDry-Tier2AnySFm1975CZ01DEER2017 | 0
42958.3843 | Appl-CW-Front-ElecDHW-GasDry-Tier2 | SFm | 1975 | CZ02 | rDXGF | -1 | Household | 1 | 1591 | 12.3 | 0 | 0 | 4.7 | 0 | 2.3 | 0 | -0.1 | -0.4 | -0.6 | 0.3 | 0 | 0 | 5.7 | 0 | 7.47 | 8.72 | -1.25 | 0 | 0.01 | 0 | 0 | 13.1 | 0 | 0 | 3.8 | 0 | 2.1 | 0 | -0.1 | -0.4 | -0.5 | 0.3 | 0 | 0 | 7.7 | 0 | 6.87 | 7.99 | -1.13 | 0 | 0.009 | 0 | 0 | PreCW-Front-ElecDHW-GasDry | Appl-CW-Front-ElecDHW-GasDry-Tier2AnySFm1975CZ02DEER2017 | 0
42958.3843 | Appl-CW-Front-ElecDHW-GasDry-Tier2 | SFm | 1975 | CZ03 | rDXGF | -1 | Household | 1 | 1591 | 11 | 0 | 0 | 4.7 | 0 | 1.1 | 0 | -0.2 | -0.4 | -0.6 | 0.2 | 0 | 0 | 5.7 | 0 | 7.53 | 8.72 | -1.2 | 0 | 0.008 | 0 | 0 | 12 | 0 | 0 | 3.8 | 0 | 1 | 0 | -0.2 | -0.4 | -0.5 | 0.1 | 0 | 0 | 7.6 | 0 | 6.92 | 7.99 | -1.09 | 0 | 0.007 | 0 | 0 | PreCW-Front-ElecDHW-GasDry | Appl-CW-Front-ElecDHW-GasDry-Tier2AnySFm1975CZ03DEER2017 | 0
42958.3843 | Appl-CW-Front-ElecDHW-GasDry-Tier2 | SFm | 1975 | CZ04 | rDXGF | -1 | Household | 1 | 1591 | 13.7 | 0 | 0 | 4.7 | 0 | 3.6 | 0 | -0.2 | -0.1 | -0.6 | 0.5 | 0 | 0 | 5.5 | 0 | 7.72 | 8.72 | -1 | 0 | 0.008 | 0 | 0.001 | 14.3 | 0 | 0 | 3.8 | 0 | 3.2 | 0 | -0.2 | -0.1 | -0.5 | 0.4 | 0 | 0 | 7.4 | 0 | 7.09 | 7.99 | -0.91 | 0 | 0.007 | 0 | 0 | PreCW-Front-ElecDHW-GasDry | Appl-CW-Front-ElecDHW-GasDry-Tier2AnySFm1975CZ04DEER2017 | 0
42958.3843 | Appl-CW-Front-ElecDHW-GasDry-Tier2 | SFm | 1975 | CZ05 | rDXGF | -1 | Household | 1 | 1591 | 10.5 | 0 | 0 | 4.7 | 0 | 0.8 | 0 | -0.2 | -0.6 | -0.7 | 0.1 | 0 | 0 | 5.8 | 0 | 7.31 | 8.72 | -1.42 | 0 | 0.008 | 0 | 0 | 11.6 | 0 | 0 | 3.8 | 0 | 0.7 | 0 | -0.2 | -0.6 | -0.7 | 0.1 | 0 | 0 | 7.8 | 0 | 6.72 | 7.99 | -1.28 | 0 | 0.007 | 0 | 0 | PreCW-Front-ElecDHW-GasDry | Appl-CW-Front-ElecDHW-GasDry-Tier2AnySFm1975CZ05DEER2017 | 0
42958.3843 | Appl-CW-Front-ElecDHW-GasDry-Tier2 | SFm | 1975 | CZ06 | rDXGF | -1 | Household | 1 | 1528 | 14.5 | 0 | 0 | 4.7 | 0 | 4.3 | 0 | -0.1 | 0.2 | -0.4 | 0.5 | 0 | 0 | 5.4 | 0 | 7.97 | 8.72 | -0.75 | 0 | 0.006 | 0 | 0.001 | 15 | 0 | 0 | 3.8 | 0 | 3.9 | 0 | -0.1 | 0.1 | -0.3 | 0.5 | 0 | 0 | 7.2 | 0 | 7.32 | 7.99 | -0.67 | 0 | 0.005 | 0 | 0.001 | PreCW-Front-ElecDHW-GasDry | Appl-CW-Front-ElecDHW-GasDry-Tier2AnySFm1975CZ06DEER2017 | 0
42958.3843 | Appl-CW-Front-ElecDHW-GasDry-Tier2 | SFm | 1975 | CZ07 | rDXGF | -1 | Household | 1 | 1528 | 13.3 | 0 | 0 | 4.8 | 0 | 3.4 | 0 | -0.1 | 0.1 | -0.4 | 0.5 | 0 | 0 | 5.3 | 0 | 7.88 | 8.72 | -0.85 | 0 | 0.006 | 0 | 0 | 13.8 | 0 | 0 | 3.8 | 0 | 3 | 0 | -0.1 | 0.1 | -0.4 | 0.5 | 0 | 0 | 7.2 | 0 | 7.24 | 7.99 | -0.76 | 0 | 0.006 | 0 | 0 | PreCW-Front-ElecDHW-GasDry | Appl-CW-Front-ElecDHW-GasDry-Tier2AnySFm1975CZ07DEER2017 | 0
42958.3843 | Appl-CW-Front-ElecDHW-GasDry-Tier2 | SFm | 1975 | CZ08 | rDXGF | -1 | Household | 1 | 1528 | 15.2 | 0 | 0 | 4.7 | 0 | 5.1 | 0 | -0.1 | 0.3 | -0.4 | 0.7 | 0 | 0 | 5.2 | 0 | 7.98 | 8.72 | -0.74 | 0 | 0.007 | 0 | 0.001 | 15.5 | 0 | 0 | 3.8 | 0 | 4.6 | 0 | -0.1 | 0.3 | -0.3 | 0.6 | 0 | 0 | 7 | 0 | 7.33 | 7.99 | -0.67 | 0 | 0.006 | 0 | 0.001 | PreCW-Front-ElecDHW-GasDry | Appl-CW-Front-ElecDHW-GasDry-Tier2AnySFm1975CZ08DEER2017 | 0
42958.3843 | Appl-CW-Front-ElecDHW-GasDry-Tier2 | SFm | 1975 | CZ09 | rDXGF | -1 | Household | 1 | 1636 | 16.3 | 0 | 0 | 4.7 | 0 | 6.1 | 0 | -0.1 | 0.3 | -0.4 | 0.7 | 0 | 0 | 5.3 | 0 | 7.86 | 8.72 | -0.86 | 0 | 0.005 | 0 | 0.001 | 16.7 | 0 | 0 | 3.7 | 0 | 5.6 | 0 | -0.1 | 0.3 | -0.3 | 0.7 | 0 | 0 | 7.1 | 0 | 7.22 | 7.99 | -0.78 | 0 | 0.005 | 0 | 0.001 | PreCW-Front-ElecDHW-GasDry | Appl-CW-Front-ElecDHW-GasDry-Tier2AnySFm1975CZ09DEER2017 | 0
42958.3843 | Appl-CW-Front-ElecDHW-GasDry-Tier2 | SFm | 1975 | CZ10 | rDXGF | -1 | Household | 1 | 1636 | 14.9 | 0 | 0 | 4.7 | 0 | 5 | 0 | -0.1 | 0.1 | -0.5 | 0.6 | 0 | 0 | 5.2 | 0 | 7.73 | 8.72 | -1 | 0 | 0.008 | 0 | 0.001 | 15.3 | 0 | 0 | 3.8 | 0 | 4.5 | 0 | -0.1 | 0.1 | -0.4 | 0.5 | 0 | 0 | 7 | 0 | 7.1 | 7.99 | -0.9 | 0 | 0.008 | 0 | 0.001 | PreCW-Front-ElecDHW-GasDry | Appl-CW-Front-ElecDHW-GasDry-Tier2AnySFm1975CZ10DEER2017 | 0
42958.3843 | Appl-CW-Front-ElecDHW-GasDry-Tier2 | SFm | 1975 | CZ11 | rDXGF | -1 | Household | 1 | 1528 | 16.3 | 0 | 0 | 4.7 | 0 | 6.3 | 0 | -0.1 | 0.2 | -0.6 | 0.7 | 0 | 0 | 5.2 | 0 | 7.71 | 8.72 | -1.01 | 0 | 0.007 | 0 | 0.001 | 16.7 | 0 | 0 | 3.8 | 0 | 5.8 | 0 | -0.1 | 0.2 | -0.5 | 0.6 | 0 | 0 | 7 | 0 | 7.09 | 7.99 | -0.9 | 0 | 0.007 | 0 | 0.001 | PreCW-Front-ElecDHW-GasDry | Appl-CW-Front-ElecDHW-GasDry-Tier2AnySFm1975CZ11DEER2017 | 0
42958.3843 | Appl-CW-Front-ElecDHW-GasDry-Tier2 | SFm | 1975 | CZ12 | rDXGF | -1 | Household | 1 | 1528 | 14.5 | 0 | 0 | 4.8 | 0 | 4.6 | 0 | -0.1 | -0.1 | -0.5 | 0.6 | 0 | 0 | 5.5 | 0 | 7.67 | 8.72 | -1.06 | 0 | 0.008 | 0 | 0 | 15 | 0 | 0 | 3.8 | 0 | 4.1 | 0 | -0.1 | 0 | -0.5 | 0.5 | 0 | 0 | 7.3 | 0 | 7.05 | 7.99 | -0.95 | 0 | 0.007 | 0 | 0 | PreCW-Front-ElecDHW-GasDry | Appl-CW-Front-ElecDHW-GasDry-Tier2AnySFm1975CZ12DEER2017 | 0
42958.3843 | Appl-CW-Front-ElecDHW-GasDry-Tier2 | SFm | 1975 | CZ13 | rDXGF | -1 | Household | 1 | 1528 | 16.3 | 0 | 0 | 4.7 | 0 | 6.4 | 0 | -0.1 | 0.2 | -0.6 | 0.8 | 0 | 0 | 5.2 | 0 | 7.61 | 8.72 | -1.11 | 0 | 0.007 | 0 | 0.001 | 16.5 | 0 | 0 | 3.7 | 0 | 5.8 | 0 | -0.1 | 0.2 | -0.5 | 0.7 | 0 | 0 | 7 | 0 | 6.99 | 7.99 | -1 | 0 | 0.007 | 0 | 0.001 | PreCW-Front-ElecDHW-GasDry | Appl-CW-Front-ElecDHW-GasDry-Tier2AnySFm1975CZ13DEER2017 | 0
42958.3843 | Appl-CW-Front-ElecDHW-GasDry-Tier2 | SFm | 1975 | CZ14 | rDXGF | -1 | Household | 1 | 1555 | 17.7 | 0 | 0 | 4.7 | 0 | 7.4 | 0 | -0.1 | 0.3 | -0.6 | 0.9 | 0 | 0 | 5.3 | 0 | 7.73 | 8.72 | -0.99 | 0 | 0.006 | 0 | 0.001 | 17.8 | 0 | 0 | 3.8 | 0 | 6.6 | 0 | 0 | 0.3 | -0.5 | 0.8 | 0 | 0 | 7.1 | 0 | 7.11 | 7.99 | -0.89 | 0 | 0.006 | 0 | 0.001 | PreCW-Front-ElecDHW-GasDry | Appl-CW-Front-ElecDHW-GasDry-Tier2AnySFm1975CZ14DEER2017 | 0
42958.3843 | Appl-CW-Front-ElecDHW-GasDry-Tier2 | SFm | 1975 | CZ15 | rDXGF | -1 | Household | 1 | 1555 | 19.1 | 0 | 0 | 4.7 | 0 | 9.5 | 0 | -0.1 | 0.6 | -0.3 | 0.9 | 0 | 0 | 4.4 | 0 | 8.26 | 8.72 | -0.47 | 0 | 0.004 | 0 | 0 | 18.8 | 0 | 0 | 3.8 | 0 | 8.6 | 0 | -0.1 | 0.5 | -0.3 | 0.8 | 0 | 0 | 5.9 | 0 | 7.58 | 7.99 | -0.43 | 0 | 0.004 | 0 | 0 | PreCW-Front-ElecDHW-GasDry | Appl-CW-Front-ElecDHW-GasDry-Tier2AnySFm1975CZ15DEER2017 | 0
42958.3843 | Appl-CW-Front-ElecDHW-GasDry-Tier2 | SFm | 1975 | CZ16 | rDXGF | -1 | Household | 1 | 1591 | 15.1 | 0 | 0 | 4.7 | 0 | 4.4 | 0 | -0.1 | 0 | -0.7 | 0.6 | 0 | 0 | 6.1 | 0 | 7.56 | 8.72 | -1.16 | 0 | 0.005 | 0 | 0 | 15.7 | 0 | 0 | 3.8 | 0 | 3.9 | 0 | -0.1 | 0 | -0.6 | 0.5 | 0 | 0 | 8.2 | 0 | 6.95 | 7.99 | -1.05 | 0 | 0.005 | 0 | 0 | PreCW-Front-ElecDHW-GasDry | Appl-CW-Front-ElecDHW-GasDry-Tier2AnySFm1975CZ16DEER2017 | 0
42958.3843 | Appl-CW-Front-ElecDHW-GasDry-Tier2 | SFm | 1985 | CZ01 | rDXGF | -1 | Household | 1 | 1904 | 9.5 | 0 | 0 | 4.8 | 0 | 0 | 0 | -0.5 | -0.9 | -0.9 | 0 | 0 | 0 | 6.1 | 0 | 6.98 | 8.72 | -1.74 | 0 | 0.001 | 0 | 0.001 | 10.8 | 0 | 0 | 3.9 | 0 | 0 | 0 | -0.4 | -0.8 | -0.8 | 0 | 0 | 0 | 8.2 | 0 | 6.43 | 7.99 | -1.57 | 0 | 0.001 | 0 | 0.001 | PreCW-Front-ElecDHW-GasDry | Appl-CW-Front-ElecDHW-GasDry-Tier2AnySFm1985CZ01DEER2017 | 0
42958.3843 | Appl-CW-Front-ElecDHW-GasDry-Tier2 | SFm | 1985 | CZ02 | rDXGF | -1 | Household | 1 | 1904 | 11.3 | 0 | 0 | 4.7 | 0 | 1.8 | 0 | -0.2 | -0.5 | -0.8 | 0.2 | 0 | 0 | 5.7 | 0 | 7.21 | 8.72 | -1.52 | 0 | 0.007 | 0 | 0 | 12.2 | 0 | 0 | 3.8 | 0 | 1.6 | 0 | -0.2 | -0.5 | -0.8 | 0.2 | 0 | 0 | 7.7 | 0 | 6.63 | 7.99 | -1.37 | 0 | 0.006 | 0 | 0 | PreCW-Front-ElecDHW-GasDry | Appl-CW-Front-ElecDHW-GasDry-Tier2AnySFm1985CZ02DEER2017 | 0
42958.3843 | Appl-CW-Front-ElecDHW-GasDry-Tier2 | SFm | 1985 | CZ03 | rDXGF | -1 | Household | 1 | 1904 | 10.9 | 0 | 0 | 4.6 | 0 | 1.4 | 0 | -0.3 | -0.7 | -0.8 | 0.2 | 0 | 0 | 5.7 | 0 | 7.12 | 8.72 | -1.6 | 0 | 0.007 | 0 | 0.001 | 11.8 | 0 | 0 | 3.7 | 0 | 1.2 | 0 | -0.2 | -0.6 | -0.7 | 0.2 | 0 | 0 | 7.7 | 0 | 6.56 | 7.99 | -1.44 | 0 | 0.006 | 0 | 0.001 | PreCW-Front-ElecDHW-GasDry | Appl-CW-Front-ElecDHW-GasDry-Tier2AnySFm1985CZ03DEER2017 | 0
42958.3843 | Appl-CW-Front-ElecDHW-GasDry-Tier2 | SFm | 1985 | CZ04 | rDXGF | -1 | Household | 1 | 1904 | 14.1 | 0 | 0 | 4.7 | 0 | 4.2 | 0 | -0.2 | -0.1 | -0.6 | 0.5 | 0 | 0 | 5.5 | 0 | 7.5 | 8.72 | -1.22 | 0 | 0.009 | 0 | 0 | 14.8 | 0 | 0 | 3.8 | 0 | 3.8 | 0 | -0.2 | -0.1 | -0.6 | 0.5 | 0 | 0 | 7.4 | 0 | 6.89 | 7.99 | -1.1 | 0 | 0.008 | 0 | 0 | PreCW-Front-ElecDHW-GasDry | Appl-CW-Front-ElecDHW-GasDry-Tier2AnySFm1985CZ04DEER2017 | 0
42958.3843 | Appl-CW-Front-ElecDHW-GasDry-Tier2 | SFm | 1985 | CZ05 | rDXGF | -1 | Household | 1 | 1904 | 10.7 | 0 | 0 | 4.7 | 0 | 1.3 | 0 | -0.3 | -0.7 | -0.9 | 0.2 | 0 | 0 | 5.8 | 0 | 7 | 8.72 | -1.72 | 0 | 0.008 | 0 | 0 | 11.9 | 0 | 0 | 3.8 | 0 | 1.2 | 0 | -0.3 | -0.6 | -0.8 | 0.2 | 0 | 0 | 7.8 | 0 | 6.44 | 7.99 | -1.55 | 0 | 0.008 | 0 | 0 | PreCW-Front-ElecDHW-GasDry | Appl-CW-Front-ElecDHW-GasDry-Tier2AnySFm1985CZ05DEER2017 | 0
42958.3843 | Appl-CW-Front-ElecDHW-GasDry-Tier2 | SFm | 1985 | CZ06 | rDXGF | -1 | Household | 1 | 2064 | 13.2 | 0 | 0 | 4.7 | 0 | 3.3 | 0 | -0.1 | -0.1 | -0.4 | 0.5 | 0 | 0 | 5.4 | 0 | 7.79 | 8.72 | -0.94 | 0 | 0.006 | 0 | 0 | 13.7 | 0 | 0 | 3.8 | 0 | 2.9 | 0 | -0.1 | -0.1 | -0.4 | 0.4 | 0 | 0 | 7.3 | 0 | 7.16 | 7.99 | -0.85 | 0 | 0.005 | 0 | 0 | PreCW-Front-ElecDHW-GasDry | Appl-CW-Front-ElecDHW-GasDry-Tier2AnySFm1985CZ06DEER2017 | 0
42958.3843 | Appl-CW-Front-ElecDHW-GasDry-Tier2 | SFm | 1985 | CZ07 | rDXGF | -1 | Household | 1 | 2064 | 13.6 | 0 | 0 | 4.8 | 0 | 3.6 | 0 | -0.2 | 0.1 | -0.5 | 0.5 | 0 | 0 | 5.3 | 0 | 7.87 | 8.72 | -0.86 | 0 | 0.006 | 0 | 0.001 | 14.2 | 0 | 0 | 3.8 | 0 | 3.3 | 0 | -0.2 | 0.1 | -0.4 | 0.5 | 0 | 0 | 7.2 | 0 | 7.24 | 7.99 | -0.77 | 0 | 0.006 | 0 | 0.001 | PreCW-Front-ElecDHW-GasDry | Appl-CW-Front-ElecDHW-GasDry-Tier2AnySFm1985CZ07DEER2017 | 0
42958.3843 | Appl-CW-Front-ElecDHW-GasDry-Tier2 | SFm | 1985 | CZ08 | rDXGF | -1 | Household | 1 | 2064 | 15.8 | 0 | 0 | 4.7 | 0 | 5.8 | 0 | -0.1 | 0.3 | -0.4 | 0.8 | 0 | 0 | 5.2 | 0 | 7.84 | 8.72 | -0.89 | 0 | 0.005 | 0 | 0.001 | 16.1 | 0 | 0 | 3.7 | 0 | 5.1 | 0 | -0.1 | 0.2 | -0.4 | 0.7 | 0 | 0 | 7 | 0 | 7.2 | 7.99 | -0.8 | 0 | 0.005 | 0 | 0.001 | PreCW-Front-ElecDHW-GasDry | Appl-CW-Front-ElecDHW-GasDry-Tier2AnySFm1985CZ08DEER2017 | 0
42958.3843 | Appl-CW-Front-ElecDHW-GasDry-Tier2 | SFm | 1985 | CZ09 | rDXGF | -1 | Household | 1 | 1811 | 16.3 | 0 | 0 | 4.7 | 0 | 6.2 | 0 | -0.1 | 0.3 | -0.4 | 0.8 | 0 | 0 | 5.2 | 0 | 7.85 | 8.72 | -0.87 | 0 | 0.006 | 0 | 0 | 16.6 | 0 | 0 | 3.8 | 0 | 5.6 | 0 | -0.1 | 0.3 | -0.4 | 0.7 | 0 | 0 | 7 | 0 | 7.22 | 7.99 | -0.78 | 0 | 0.006 | 0 | 0 | PreCW-Front-ElecDHW-GasDry | Appl-CW-Front-ElecDHW-GasDry-Tier2AnySFm1985CZ09DEER2017 | 0
42958.3843 | Appl-CW-Front-ElecDHW-GasDry-Tier2 | SFm | 1985 | CZ10 | rDXGF | -1 | Household | 1 | 1811 | 15.7 | 0 | 0 | 4.7 | 0 | 5.7 | 0 | -0.1 | 0.1 | -0.5 | 0.7 | 0 | 0 | 5.2 | 0 | 7.7 | 8.72 | -1.03 | 0 | 0.007 | 0 | 0 | 16 | 0 | 0 | 3.8 | 0 | 5.2 | 0 | -0.1 | 0.1 | -0.5 | 0.6 | 0 | 0 | 6.9 | 0 | 7.08 | 7.99 | -0.92 | 0 | 0.007 | 0 | 0 | PreCW-Front-ElecDHW-GasDry | Appl-CW-Front-ElecDHW-GasDry-Tier2AnySFm1985CZ10DEER2017 | 0
42958.3843 | Appl-CW-Front-ElecDHW-GasDry-Tier2 | SFm | 1985 | CZ11 | rDXGF | -1 | Household | 1 | 1704 | 15.4 | 0 | 0 | 4.6 | 0 | 5.7 | 0 | -0.1 | 0 | -0.6 | 0.6 | 0 | 0 | 5.3 | 0 | 7.43 | 8.72 | -1.28 | 0 | 0.006 | 0 | 0.001 | 15.6 | 0 | 0 | 3.7 | 0 | 5 | 0 | -0.1 | 0 | -0.6 | 0.5 | 0 | 0 | 7.1 | 0 | 6.83 | 7.99 | -1.17 | 0 | 0.006 | 0 | 0.001 | PreCW-Front-ElecDHW-GasDry | Appl-CW-Front-ElecDHW-GasDry-Tier2AnySFm1985CZ11DEER2017 | 0
42958.3843 | Appl-CW-Front-ElecDHW-GasDry-Tier2 | SFm | 1985 | CZ12 | rDXGF | -1 | Household | 1 | 1704 | 14.6 | 0 | 0 | 4.7 | 0 | 4.7 | 0 | -0.1 | -0.1 | -0.7 | 0.5 | 0 | 0 | 5.5 | 0 | 7.44 | 8.72 | -1.28 | 0 | 0.008 | 0 | 0.001 | 15.2 | 0 | 0 | 3.8 | 0 | 4.4 | 0 | -0.1 | -0.1 | -0.6 | 0.5 | 0 | 0 | 7.3 | 0 | 6.84 | 7.99 | -1.15 | 0 | 0.008 | 0 | 0.001 | PreCW-Front-ElecDHW-GasDry | Appl-CW-Front-ElecDHW-GasDry-Tier2AnySFm1985CZ12DEER2017 | 0
42958.3843 | Appl-CW-Front-ElecDHW-GasDry-Tier2 | SFm | 1985 | CZ13 | rDXGF | -1 | Household | 1 | 1704 | 16.8 | 0 | 0 | 4.7 | 0 | 6.9 | 0 | -0.1 | 0.1 | -0.7 | 0.8 | 0 | 0 | 5.2 | 0 | 7.44 | 8.72 | -1.28 | 0 | 0.006 | 0 | 0.001 | 16.8 | 0 | 0 | 3.7 | 0 | 6 | 0 | -0.1 | 0.1 | -0.6 | 0.7 | 0 | 0 | 7 | 0 | 6.84 | 7.99 | -1.15 | 0 | 0.006 | 0 | 0 | PreCW-Front-ElecDHW-GasDry | Appl-CW-Front-ElecDHW-GasDry-Tier2AnySFm1985CZ13DEER2017 | 0
42958.3843 | Appl-CW-Front-ElecDHW-GasDry-Tier2 | SFm | 1985 | CZ14 | rDXGF | -1 | Household | 1 | 1741 | 17.5 | 0 | 0 | 4.6 | 0 | 7.5 | 0 | -0.1 | 0.2 | -0.6 | 0.9 | 0 | 0 | 5.3 | 0 | 7.48 | 8.72 | -1.25 | 0 | 0.005 | 0 | 0.001 | 17.7 | 0 | 0 | 3.7 | 0 | 6.7 | 0 | -0.1 | 0.2 | -0.6 | 0.8 | 0 | 0 | 7.1 | 0 | 6.88 | 7.99 | -1.12 | 0 | 0.005 | 0 | 0 | PreCW-Front-ElecDHW-GasDry | Appl-CW-Front-ElecDHW-GasDry-Tier2AnySFm1985CZ14DEER2017 | 0
42958.3843 | Appl-CW-Front-ElecDHW-GasDry-Tier2 | SFm | 1985 | CZ15 | rDXGF | -1 | Household | 1 | 1741 | 18.8 | 0 | 0 | 4.7 | 0 | 9.2 | 0 | 0 | 0.6 | -0.3 | 0.9 | 0 | 0 | 4.4 | 0 | 8.17 | 8.72 | -0.56 | 0 | 0.006 | 0 | 0.001 | 18.4 | 0 | 0 | 3.7 | 0 | 8.3 | 0 | 0 | 0.5 | -0.3 | 0.8 | 0 | 0 | 5.9 | 0 | 7.51 | 7.99 | -0.49 | 0 | 0.005 | 0 | 0 | PreCW-Front-ElecDHW-GasDry | Appl-CW-Front-ElecDHW-GasDry-Tier2AnySFm1985CZ15DEER2017 | 0
42958.3843 | Appl-CW-Front-ElecDHW-GasDry-Tier2 | SFm | 1985 | CZ16 | rDXGF | -1 | Household | 1 | 1904 | 14.6 | 0 | 0 | 4.7 | 0 | 4.2 | 0 | -0.2 | -0.2 | -0.8 | 0.6 | 0 | 0 | 6.1 | 0 | 7.32 | 8.72 | -1.4 | 0 | 0.007 | 0 | 0.001 | 15.5 | 0 | 0 | 3.8 | 0 | 3.8 | 0 | -0.2 | -0.1 | -0.7 | 0.6 | 0 | 0 | 8.2 | 0 | 6.73 | 7.99 | -1.27 | 0 | 0.007 | 0 | 0.001 | PreCW-Front-ElecDHW-GasDry | Appl-CW-Front-ElecDHW-GasDry-Tier2AnySFm1985CZ16DEER2017 | 0
42958.3843 | Appl-CW-Front-ElecDHW-GasDry-Tier2 | SFm | 1996 | CZ01 | rDXGF | -1 | Household | 1 | 2193 | 10.1 | 0 | 0 | 4.8 | 0 | 0 | 0 | -0.2 | -0.6 | -0.6 | 0 | 0 | 0 | 6.1 | 0 | 7.59 | 8.72 | -1.12 | 0 | 0.001 | 0 | 0.001 | 11.3 | 0 | 0 | 3.9 | 0 | 0 | 0 | -0.2 | -0.5 | -0.5 | 0 | 0 | 0 | 8.2 | 0 | 6.98 | 7.99 | -1.02 | 0 | 0.002 | 0 | 0.001 | PreCW-Front-ElecDHW-GasDry | Appl-CW-Front-ElecDHW-GasDry-Tier2AnySFm1996CZ01DEER2017 | 0
42958.3843 | Appl-CW-Front-ElecDHW-GasDry-Tier2 | SFm | 1996 | CZ02 | rDXGF | -1 | Household | 1 | 2193 | 12.2 | 0 | 0 | 4.7 | 0 | 2.2 | 0 | -0.1 | -0.3 | -0.6 | 0.3 | 0 | 0 | 5.7 | 0 | 7.63 | 8.72 | -1.09 | 0 | 0.007 | 0 | 0.001 | 13.3 | 0 | 0 | 3.8 | 0 | 2.2 | 0 | -0.1 | -0.2 | -0.5 | 0.3 | 0 | 0 | 7.6 | 0 | 7.01 | 7.99 | -0.98 | 0 | 0.006 | 0 | 0.001 | PreCW-Front-ElecDHW-GasDry | Appl-CW-Front-ElecDHW-GasDry-Tier2AnySFm1996CZ02DEER2017 | 0
42958.3843 | Appl-CW-Front-ElecDHW-GasDry-Tier2 | SFm | 1996 | CZ03 | rDXGF | -1 | Household | 1 | 2193 | 11.5 | 0 | 0 | 4.7 | 0 | 1.7 | 0 | -0.2 | -0.4 | -0.6 | 0.2 | 0 | 0 | 5.8 | 0 | 7.57 | 8.72 | -1.15 | 0 | -0.002 | 0 | 0.001 | 12.3 | 0 | 0 | 3.8 | 0 | 1.4 | 0 | -0.2 | -0.3 | -0.6 | 0.1 | 0 | 0 | 7.8 | 0 | 6.96 | 7.99 | -1.03 | 0 | -0.002 | 0 | 0.001 | PreCW-Front-ElecDHW-GasDry | Appl-CW-Front-ElecDHW-GasDry-Tier2AnySFm1996CZ03DEER2017 | 0
42958.3843 | Appl-CW-Front-ElecDHW-GasDry-Tier2 | SFm | 1996 | CZ04 | rDXGF | -1 | Household | 1 | 2193 | 15.6 | 0 | 0 | 4.7 | 0 | 5.3 | 0 | -0.2 | 0.1 | -0.5 | 0.7 | 0 | 0 | 5.5 | 0 | 7.69 | 8.72 | -1.03 | 0 | 0.009 | 0 | 0 | 16.1 | 0 | 0 | 3.8 | 0 | 4.8 | 0 | -0.2 | 0.1 | -0.5 | 0.6 | 0 | 0 | 7.4 | 0 | 7.07 | 7.99 | -0.92 | 0 | 0.009 | 0 | 0 | PreCW-Front-ElecDHW-GasDry | Appl-CW-Front-ElecDHW-GasDry-Tier2AnySFm1996CZ04DEER2017 | 0
42958.3843 | Appl-CW-Front-ElecDHW-GasDry-Tier2 | SFm | 1996 | CZ05 | rDXGF | -1 | Household | 1 | 2193 | 10.3 | 0 | 0 | 4.7 | 0 | 0.7 | 0 | -0.2 | -0.7 | -0.9 | 0.1 | 0 | 0 | 5.8 | 0 | 7.08 | 8.72 | -1.64 | 0 | 0.006 | 0 | 0 | 11.3 | 0 | 0 | 3.8 | 0 | 0.6 | 0 | -0.1 | -0.6 | -0.8 | 0.1 | 0 | 0 | 7.8 | 0 | 6.51 | 7.99 | -1.48 | 0 | 0.006 | 0 | 0 | PreCW-Front-ElecDHW-GasDry | Appl-CW-Front-ElecDHW-GasDry-Tier2AnySFm1996CZ05DEER2017 | 0
42958.3843 | Appl-CW-Front-ElecDHW-GasDry-Tier2 | SFm | 1996 | CZ06 | rDXGF | -1 | Household | 1 | 2297 | 11.2 | 0 | 0 | 4.7 | 0 | 1.4 | 0 | 0 | -0.2 | -0.4 | 0.2 | 0 | 0 | 5.4 | 0 | 7.93 | 8.72 | -0.8 | 0 | 0.011 | 0 | 0 | 15.8 | 0 | 0 | 3.8 | 0 | 4.6 | 0 | 0 | 0.2 | -0.4 | 0.6 | 0 | 0 | 7.3 | 0 | 7.28 | 7.99 | -0.73 | 0 | 0.007 | 0 | 0 | PreCW-Front-ElecDHW-GasDry | Appl-CW-Front-ElecDHW-GasDry-Tier2AnySFm1996CZ06DEER2017 | 0
42958.3843 | Appl-CW-Front-ElecDHW-GasDry-Tier2 | SFm | 1996 | CZ07 | rDXGF | -1 | Household | 1 | 2297 | 16.7 | 0 | 0 | 4.8 | 0 | 5.7 | 0 | 0.1 | 0.8 | 0 | 0.8 | 0 | 0 | 5.3 | 0 | 8.69 | 8.72 | -0.04 | 0 | 0.012 | 0 | 0.001 | 17.2 | 0 | 0 | 3.8 | 0 | 5.4 | 0 | 0.1 | 0.8 | 0 | 0.8 | 0 | 0 | 7.1 | 0 | 8.03 | 7.99 | 0.03 | 0 | 0.011 | 0 | 0.001 | PreCW-Front-ElecDHW-GasDry | Appl-CW-Front-ElecDHW-GasDry-Tier2AnySFm1996CZ07DEER2017 | 0
42958.3843 | Appl-CW-Front-ElecDHW-GasDry-Tier2 | SFm | 1996 | CZ08 | rDXGF | -1 | Household | 1 | 2297 | 14.1 | 0 | 0 | 4.7 | 0 | 4.1 | 0 | 0 | 0.1 | -0.3 | 0.5 | 0 | 0 | 5.3 | 0 | 8.02 | 8.72 | -0.7 | 0 | -0.002 | 0 | 0.001 | 17.2 | 0 | 0 | 3.8 | 0 | 6 | 0 | 0 | 0.4 | -0.3 | 0.8 | 0 | 0 | 7.1 | 0 | 7.36 | 7.99 | -0.63 | 0 | -0.001 | 0 | 0.001 | PreCW-Front-ElecDHW-GasDry | Appl-CW-Front-ElecDHW-GasDry-Tier2AnySFm1996CZ08DEER2017 | 0
42958.3843 | Appl-CW-Front-ElecDHW-GasDry-Tier2 | SFm | 1996 | CZ09 | rDXGF | -1 | Household | 1 | 2186 | 16.2 | 0 | 0 | 4.7 | 0 | 6 | 0 | -0.1 | 0.4 | -0.4 | 0.8 | 0 | 0 | 5.2 | 0 | 7.98 | 8.72 | -0.75 | 0 | 0.004 | 0 | 0 | 16.5 | 0 | 0 | 3.8 | 0 | 5.4 | 0 | -0.1 | 0.3 | -0.3 | 0.7 | 0 | 0 | 7 | 0 | 7.32 | 7.99 | -0.68 | 0 | 0.004 | 0 | 0 | PreCW-Front-ElecDHW-GasDry | Appl-CW-Front-ElecDHW-GasDry-Tier2AnySFm1996CZ09DEER2017 | 0
42958.3843 | Appl-CW-Front-ElecDHW-GasDry-Tier2 | SFm | 1996 | CZ10 | rDXGF | -1 | Household | 1 | 2186 | 16.4 | 0 | 0 | 4.7 | 0 | 6.3 | 0 | -0.1 | 0.3 | -0.5 | 0.7 | 0 | 0 | 5.3 | 0 | 7.79 | 8.72 | -0.94 | 0 | 0.005 | 0 | 0 | 16.7 | 0 | 0 | 3.8 | 0 | 5.8 | 0 | 0 | 0.3 | -0.4 | 0.7 | 0 | 0 | 7.1 | 0 | 7.16 | 7.99 | -0.84 | 0 | 0.005 | 0 | 0 | PreCW-Front-ElecDHW-GasDry | Appl-CW-Front-ElecDHW-GasDry-Tier2AnySFm1996CZ10DEER2017 | 0
42958.3843 | Appl-CW-Front-ElecDHW-GasDry-Tier2 | SFm | 1996 | CZ11 | rDXGF | -1 | Household | 1 | 2032 | 16.2 | 0 | 0 | 4.7 | 0 | 6.3 | 0 | -0.1 | 0.1 | -0.5 | 0.8 | 0 | 0 | 5.3 | 0 | 7.64 | 8.72 | -1.09 | 0 | 0.006 | 0 | 0 | 16.5 | 0 | 0 | 3.8 | 0 | 5.8 | 0 | -0.1 | 0.1 | -0.5 | 0.7 | 0 | 0 | 7.1 | 0 | 7.02 | 7.99 | -0.98 | 0 | 0.006 | 0 | 0 | PreCW-Front-ElecDHW-GasDry | Appl-CW-Front-ElecDHW-GasDry-Tier2AnySFm1996CZ11DEER2017 | 0
42958.3843 | Appl-CW-Front-ElecDHW-GasDry-Tier2 | SFm | 1996 | CZ12 | rDXGF | -1 | Household | 1 | 2032 | 15 | 0 | 0 | 4.7 | 0 | 5.1 | 0 | -0.1 | 0.1 | -0.5 | 0.6 | 0 | 0 | 5.5 | 0 | 7.66 | 8.72 | -1.07 | 0 | 0.007 | 0 | 0.001 | 15.5 | 0 | 0 | 3.7 | 0 | 4.6 | 0 | -0.1 | 0.1 | -0.5 | 0.6 | 0 | 0 | 7.3 | 0 | 7.04 | 7.99 | -0.96 | 0 | 0.007 | 0 | 0.001 | PreCW-Front-ElecDHW-GasDry | Appl-CW-Front-ElecDHW-GasDry-Tier2AnySFm1996CZ12DEER2017 | 0
42958.3843 | Appl-CW-Front-ElecDHW-GasDry-Tier2 | SFm | 1996 | CZ13 | rDXGF | -1 | Household | 1 | 2032 | 18 | 0 | 0 | 4.6 | 0 | 7.9 | 0 | -0.1 | 0.3 | -0.6 | 1 | 0 | 0 | 5.2 | 0 | 7.57 | 8.72 | -1.15 | 0 | 0.007 | 0 | 0.001 | 18.4 | 0 | 0 | 3.7 | 0 | 7.5 | 0 | -0.1 | 0.3 | -0.5 | 0.9 | 0 | 0 | 7 | 0 | 6.96 | 7.99 | -1.03 | 0 | 0.006 | 0 | 0 | PreCW-Front-ElecDHW-GasDry | Appl-CW-Front-ElecDHW-GasDry-Tier2AnySFm1996CZ13DEER2017 | 0
42958.3843 | Appl-CW-Front-ElecDHW-GasDry-Tier2 | SFm | 1996 | CZ14 | rDXGF | -1 | Household | 1 | 1758 | 17.4 | 0 | 0 | 4.7 | 0 | 7.3 | 0 | -0.1 | 0.2 | -0.6 | 0.8 | 0 | 0 | 5.3 | 0 | 7.62 | 8.72 | -1.11 | 0 | 0.004 | 0 | 0.001 | 17.5 | 0 | 0 | 3.8 | 0 | 6.6 | 0 | -0.1 | 0.2 | -0.5 | 0.7 | 0 | 0 | 7.1 | 0 | 7 | 7.99 | -1 | 0 | 0.004 | 0 | 0.001 | PreCW-Front-ElecDHW-GasDry | Appl-CW-Front-ElecDHW-GasDry-Tier2AnySFm1996CZ14DEER2017 | 0
42958.3843 | Appl-CW-Front-ElecDHW-GasDry-Tier2 | SFm | 1996 | CZ15 | rDXGF | -1 | Household | 1 | 1758 | 19.1 | 0 | 0 | 4.6 | 0 | 9.4 | 0 | -0.1 | 0.8 | -0.3 | 1 | 0 | 0 | 4.4 | 0 | 8.2 | 8.72 | -0.52 | 0 | 0.005 | 0 | 0.001 | 18.7 | 0 | 0 | 3.7 | 0 | 8.4 | 0 | -0.1 | 0.7 | -0.3 | 0.9 | 0 | 0 | 5.9 | 0 | 7.52 | 7.99 | -0.47 | 0 | 0.005 | 0 | 0.001 | PreCW-Front-ElecDHW-GasDry | Appl-CW-Front-ElecDHW-GasDry-Tier2AnySFm1996CZ15DEER2017 | 0
42958.3843 | Appl-CW-Front-ElecDHW-GasDry-Tier2 | SFm | 1996 | CZ16 | rDXGF | -1 | Household | 1 | 2193 | 14.7 | 0 | 0 | 4.7 | 0 | 3.9 | 0 | -0.2 | 0.1 | -0.5 | 0.5 | 0 | 0 | 6.1 | 0 | 7.81 | 8.72 | -0.91 | 0 | 0.005 | 0 | 0.001 | 15.5 | 0 | 0 | 3.8 | 0 | 3.5 | 0 | -0.1 | 0.1 | -0.4 | 0.4 | 0 | 0 | 8.2 | 0 | 7.17 | 7.99 | -0.82 | 0 | 0.006 | 0 | 0 | PreCW-Front-ElecDHW-GasDry | Appl-CW-Front-ElecDHW-GasDry-Tier2AnySFm1996CZ16DEER2017 | 0
42958.3843 | Appl-CW-Front-ElecDHW-GasDry-Tier2 | SFm | 2003 | CZ01 | rDXGF | -1 | Household | 1 | 2295.6 | 10 | 0 | 0 | 4.8 | 0 | 0 | 0 | -0.2 | -0.6 | -0.6 | 0 | 0 | 0 | 6.1 | 0 | 7.49 | 8.72 | -1.23 | 0 | 0.002 | 0 | 0.001 | 11.3 | 0 | 0 | 3.8 | 0 | 0 | 0 | -0.2 | -0.6 | -0.6 | 0 | 0 | 0 | 8.2 | 0 | 6.89 | 7.99 | -1.1 | 0 | 0.002 | 0 | 0.001 | PreCW-Front-ElecDHW-GasDry | Appl-CW-Front-ElecDHW-GasDry-Tier2AnySFm2003CZ01DEER2017 | 0
42958.3843 | Appl-CW-Front-ElecDHW-GasDry-Tier2 | SFm | 2003 | CZ02 | rDXGF | -1 | Household | 1 | 1948.8 | 13.1 | 0 | 0 | 4.8 | 0 | 3.2 | 0 | -0.2 | -0.2 | -0.6 | 0.4 | 0 | 0 | 5.7 | 0 | 7.63 | 8.72 | -1.1 | 0 | 0.007 | 0 | 0.001 | 13.9 | 0 | 0 | 3.8 | 0 | 2.9 | 0 | -0.2 | -0.2 | -0.5 | 0.4 | 0 | 0 | 7.7 | 0 | 7.01 | 7.99 | -0.99 | 0 | 0.007 | 0 | 0.001 | PreCW-Front-ElecDHW-GasDry | Appl-CW-Front-ElecDHW-GasDry-Tier2AnySFm2003CZ02DEER2017 | 0
42958.3843 | Appl-CW-Front-ElecDHW-GasDry-Tier2 | SFm | 2003 | CZ03 | rDXGF | -1 | Household | 1 | 2295.6 | 10.5 | 0 | 0 | 4.7 | 0 | 0.8 | 0 | -0.2 | -0.5 | -0.6 | 0.1 | 0 | 0 | 5.8 | 0 | 7.53 | 8.72 | -1.2 | 0 | 0.007 | 0 | 0.001 | 11.6 | 0 | 0 | 3.8 | 0 | 0.7 | 0 | -0.1 | -0.4 | -0.5 | 0.1 | 0 | 0 | 7.7 | 0 | 6.92 | 7.99 | -1.08 | 0 | 0.006 | 0 | 0.001 | PreCW-Front-ElecDHW-GasDry | Appl-CW-Front-ElecDHW-GasDry-Tier2AnySFm2003CZ03DEER2017 | 0
42958.3843 | Appl-CW-Front-ElecDHW-GasDry-Tier2 | SFm | 2003 | CZ04 | rDXGF | -1 | Household | 1 | 2295.6 | 14.7 | 0 | 0 | 4.7 | 0 | 4.4 | 0 | -0.1 | 0.1 | -0.5 | 0.6 | 0 | 0 | 5.6 | 0 | 7.76 | 8.72 | -0.97 | 0 | 0.007 | 0 | 0 | 15.1 | 0 | 0 | 3.8 | 0 | 3.9 | 0 | -0.1 | 0.1 | -0.5 | 0.5 | 0 | 0 | 7.5 | 0 | 7.13 | 7.99 | -0.87 | 0 | 0.007 | 0 | 0 | PreCW-Front-ElecDHW-GasDry | Appl-CW-Front-ElecDHW-GasDry-Tier2AnySFm2003CZ04DEER2017 | 0
42958.3843 | Appl-CW-Front-ElecDHW-GasDry-Tier2 | SFm | 2003 | CZ05 | rDXGF | -1 | Household | 1 | 2295.6 | 10.4 | 0 | 0 | 4.7 | 0 | 0.7 | 0 | -0.2 | -0.6 | -0.7 | 0.1 | 0 | 0 | 5.8 | 0 | 7.23 | 8.72 | -1.49 | 0 | 0.006 | 0 | 0.001 | 11.4 | 0 | 0 | 3.8 | 0 | 0.6 | 0 | -0.1 | -0.6 | -0.6 | 0.1 | 0 | 0 | 7.8 | 0 | 6.65 | 7.99 | -1.35 | 0 | 0.005 | 0 | 0.001 | PreCW-Front-ElecDHW-GasDry | Appl-CW-Front-ElecDHW-GasDry-Tier2AnySFm2003CZ05DEER2017 | 0
42958.3843 | Appl-CW-Front-ElecDHW-GasDry-Tier2 | SFm | 2003 | CZ06 | rDXGF | -1 | Household | 1 | 2392.9 | 17.2 | 0 | 0 | 4.8 | 0 | 6.7 | 0 | -0.1 | 0.6 | -0.4 | 0.9 | 0 | 0 | 5.4 | 0 | 8.01 | 8.72 | -0.72 | 0 | 0.003 | 0 | 0 | 18.1 | 0 | 0 | 3.8 | 0 | 6.6 | 0 | -0.1 | 0.6 | -0.4 | 0.9 | 0 | 0 | 7.2 | 0 | 7.36 | 7.99 | -0.65 | 0 | 0.006 | 0 | 0 | PreCW-Front-ElecDHW-GasDry | Appl-CW-Front-ElecDHW-GasDry-Tier2AnySFm2003CZ06DEER2017 | 0
42958.3843 | Appl-CW-Front-ElecDHW-GasDry-Tier2 | SFm | 2003 | CZ07 | rDXGF | -1 | Household | 1 | 2392.9 | 17.4 | 0 | 0 | 4.7 | 0 | 6.9 | 0 | -0.1 | 0.5 | -0.4 | 1 | 0 | 0 | 5.3 | 0 | 7.89 | 8.72 | -0.83 | 0 | 0.006 | 0 | 0.001 | 17.8 | 0 | 0 | 3.7 | 0 | 6.4 | 0 | -0.1 | 0.5 | -0.4 | 1 | 0 | 0 | 7.1 | 0 | 7.25 | 7.99 | -0.74 | 0 | 0.006 | 0 | 0.001 | PreCW-Front-ElecDHW-GasDry | Appl-CW-Front-ElecDHW-GasDry-Tier2AnySFm2003CZ07DEER2017 | 0
42958.3843 | Appl-CW-Front-ElecDHW-GasDry-Tier2 | SFm | 2003 | CZ08 | rDXGF | -1 | Household | 1 | 2392.9 | 18.6 | 0 | 0 | 4.7 | 0 | 8 | 0 | -0.1 | 0.7 | -0.3 | 1.1 | 0 | 0 | 5.3 | 0 | 8.05 | 8.72 | -0.68 | 0 | 0.004 | 0 | 0 | 18.7 | 0 | 0 | 3.8 | 0 | 7.3 | 0 | -0.1 | 0.6 | -0.3 | 1 | 0 | 0 | 7.1 | 0 | 7.4 | 7.99 | -0.61 | 0 | 0.003 | 0 | 0 | PreCW-Front-ElecDHW-GasDry | Appl-CW-Front-ElecDHW-GasDry-Tier2AnySFm2003CZ08DEER2017 | 0
42958.3843 | Appl-CW-Front-ElecDHW-GasDry-Tier2 | SFm | 2003 | CZ09 | rDXGF | -1 | Household | 1 | 2422.9 | 15.8 | 0 | 0 | 4.6 | 0 | 5.8 | 0 | -0.1 | 0.3 | -0.4 | 0.7 | 0 | 0 | 5.3 | 0 | 7.91 | 8.72 | -0.81 | 0 | 0.004 | 0 | 0.001 | 16.1 | 0 | 0 | 3.7 | 0 | 5.2 | 0 | -0.1 | 0.3 | -0.4 | 0.6 | 0 | 0 | 7.1 | 0 | 7.26 | 7.99 | -0.73 | 0 | 0.003 | 0 | 0.001 | PreCW-Front-ElecDHW-GasDry | Appl-CW-Front-ElecDHW-GasDry-Tier2AnySFm2003CZ09DEER2017 | 0
42958.3843 | Appl-CW-Front-ElecDHW-GasDry-Tier2 | SFm | 2003 | CZ10 | rDXGF | -1 | Household | 1 | 1948.8 | 16.6 | 0 | 0 | 4.7 | 0 | 6.5 | 0 | -0.1 | 0.3 | -0.5 | 0.8 | 0 | 0 | 5.2 | 0 | 7.78 | 8.72 | -0.94 | 0 | 0.004 | 0 | 0.001 | 16.8 | 0 | 0 | 3.8 | 0 | 5.9 | 0 | -0.1 | 0.3 | -0.4 | 0.8 | 0 | 0 | 7 | 0 | 7.14 | 7.99 | -0.85 | 0 | 0.004 | 0 | 0.001 | PreCW-Front-ElecDHW-GasDry | Appl-CW-Front-ElecDHW-GasDry-Tier2AnySFm2003CZ10DEER2017 | 0
42958.3843 | Appl-CW-Front-ElecDHW-GasDry-Tier2 | SFm | 2003 | CZ11 | rDXGF | -1 | Household | 1 | 1948.8 | 16.3 | 0 | 0 | 4.7 | 0 | 6.2 | 0 | -0.1 | 0.2 | -0.5 | 0.7 | 0 | 0 | 5.3 | 0 | 7.69 | 8.72 | -1.03 | 0 | 0.006 | 0 | 0.001 | 16.4 | 0 | 0 | 3.8 | 0 | 5.5 | 0 | -0.1 | 0.2 | -0.4 | 0.6 | 0 | 0 | 7.1 | 0 | 7.07 | 7.99 | -0.93 | 0 | 0.006 | 0 | 0.001 | PreCW-Front-ElecDHW-GasDry | Appl-CW-Front-ElecDHW-GasDry-Tier2AnySFm2003CZ11DEER2017 | 0
42958.3843 | Appl-CW-Front-ElecDHW-GasDry-Tier2 | SFm | 2003 | CZ12 | rDXGF | -1 | Household | 1 | 1948.8 | 14.5 | 0 | 0 | 4.7 | 0 | 4.5 | 0 | -0.2 | 0 | -0.5 | 0.5 | 0 | 0 | 5.4 | 0 | 7.7 | 8.72 | -1.03 | 0 | 0.007 | 0 | 0 | 15 | 0 | 0 | 3.7 | 0 | 4 | 0 | -0.1 | 0 | -0.5 | 0.5 | 0 | 0 | 7.3 | 0 | 7.08 | 7.99 | -0.92 | 0 | 0.007 | 0 | 0 | PreCW-Front-ElecDHW-GasDry | Appl-CW-Front-ElecDHW-GasDry-Tier2AnySFm2003CZ12DEER2017 | 0
42958.3843 | Appl-CW-Front-ElecDHW-GasDry-Tier2 | SFm | 2003 | CZ13 | rDXGF | -1 | Household | 1 | 1948.8 | 15.8 | 0 | 0 | 4.7 | 0 | 5.9 | 0 | -0.2 | 0.1 | -0.5 | 0.7 | 0 | 0 | 5.2 | 0 | 7.67 | 8.72 | -1.06 | 0 | 0.006 | 0 | 0.001 | 16.1 | 0 | 0 | 3.8 | 0 | 5.4 | 0 | -0.2 | 0.1 | -0.5 | 0.6 | 0 | 0 | 7 | 0 | 7.05 | 7.99 | -0.95 | 0 | 0.005 | 0 | 0.001 | PreCW-Front-ElecDHW-GasDry | Appl-CW-Front-ElecDHW-GasDry-Tier2AnySFm2003CZ13DEER2017 | 0
42958.3843 | Appl-CW-Front-ElecDHW-GasDry-Tier2 | SFm | 2003 | CZ14 | rDXGF | -1 | Household | 1 | 2160.9 | 17.4 | 0 | 0 | 4.7 | 0 | 7.2 | 0 | -0.2 | 0.3 | -0.5 | 0.9 | 0 | 0 | 5.3 | 0 | 7.63 | 8.72 | -1.1 | 0 | 0.004 | 0 | 0 | 17.5 | 0 | 0 | 3.7 | 0 | 6.5 | 0 | -0.1 | 0.3 | -0.5 | 0.8 | 0 | 0 | 7.1 | 0 | 7.01 | 7.99 | -1 | 0 | 0.003 | 0 | 0 | PreCW-Front-ElecDHW-GasDry | Appl-CW-Front-ElecDHW-GasDry-Tier2AnySFm2003CZ14DEER2017 | 0
42958.3843 | Appl-CW-Front-ElecDHW-GasDry-Tier2 | SFm | 2003 | CZ15 | rDXGF | -1 | Household | 1 | 2160.9 | 18.7 | 0 | 0 | 4.6 | 0 | 9.1 | 0 | -0.1 | 0.7 | -0.3 | 0.9 | 0 | 0 | 4.4 | 0 | 8.21 | 8.72 | -0.52 | 0 | 0.005 | 0 | 0.001 | 18.4 | 0 | 0 | 3.7 | 0 | 8.2 | 0 | -0.1 | 0.6 | -0.3 | 0.8 | 0 | 0 | 5.9 | 0 | 7.54 | 7.99 | -0.47 | 0 | 0.005 | 0 | 0.001 | PreCW-Front-ElecDHW-GasDry | Appl-CW-Front-ElecDHW-GasDry-Tier2AnySFm2003CZ15DEER2017 | 0
42958.3843 | Appl-CW-Front-ElecDHW-GasDry-Tier2 | SFm | 2003 | CZ16 | rDXGF | -1 | Household | 1 | 2295.6 | 13.6 | 0 | 0 | 4.8 | 0 | 2.9 | 0 | -0.1 | 0 | -0.4 | 0.4 | 0 | 0 | 6 | 0 | 7.85 | 8.72 | -0.87 | 0 | 0.005 | 0 | 0.001 | 14.6 | 0 | 0 | 3.9 | 0 | 2.7 | 0 | -0.1 | 0 | -0.4 | 0.4 | 0 | 0 | 8.1 | 0 | 7.2 | 7.99 | -0.79 | 0 | 0.005 | 0 | 0.001 | PreCW-Front-ElecDHW-GasDry | Appl-CW-Front-ElecDHW-GasDry-Tier2AnySFm2003CZ16DEER2017 | 0
42958.3843 | Appl-CW-Front-ElecDHW-GasDry-Tier2 | SFm | 2007 | CZ01 | rDXGF | -1 | Household | 1 | 2295.6 | 10.1 | 0 | 0 | 4.8 | 0 | 0 | 0 | -0.3 | -0.6 | -0.6 | 0 | 0 | 0 | 6.2 | 0 | 7.49 | 8.72 | -1.23 | 0 | 0.002 | 0 | 0.001 | 11.4 | 0 | 0 | 3.9 | 0 | 0 | 0 | -0.2 | -0.6 | -0.6 | 0 | 0 | 0 | 8.3 | 0 | 6.88 | 7.99 | -1.11 | 0 | 0.002 | 0 | 0.001 | PreCW-Front-ElecDHW-GasDry | Appl-CW-Front-ElecDHW-GasDry-Tier2AnySFm2007CZ01DEER2017 | 0
42958.3843 | Appl-CW-Front-ElecDHW-GasDry-Tier2 | SFm | 2007 | CZ02 | rDXGF | -1 | Household | 1 | 1948.8 | 13 | 0 | 0 | 4.7 | 0 | 3 | 0 | -0.2 | -0.2 | -0.6 | 0.5 | 0 | 0 | 5.7 | 0 | 7.4 | 8.72 | -1.32 | 0 | 0.005 | 0 | 0.001 | 13.7 | 0 | 0 | 3.7 | 0 | 2.7 | 0 | -0.2 | -0.2 | -0.6 | 0.5 | 0 | 0 | 7.7 | 0 | 6.8 | 7.99 | -1.19 | 0 | 0.005 | 0 | 0 | PreCW-Front-ElecDHW-GasDry | Appl-CW-Front-ElecDHW-GasDry-Tier2AnySFm2007CZ02DEER2017 | 0
42958.3843 | Appl-CW-Front-ElecDHW-GasDry-Tier2 | SFm | 2007 | CZ03 | rDXGF | -1 | Household | 1 | 2295.6 | 10.5 | 0 | 0 | 4.6 | 0 | 0.7 | 0 | -0.1 | -0.5 | -0.6 | 0.1 | 0 | 0 | 5.8 | 0 | 7.5 | 8.72 | -1.22 | 0 | 0.005 | 0 | 0 | 11.5 | 0 | 0 | 3.7 | 0 | 0.6 | 0 | -0.1 | -0.4 | -0.5 | 0.1 | 0 | 0 | 7.8 | 0 | 6.89 | 7.99 | -1.11 | 0 | 0.005 | 0 | 0 | PreCW-Front-ElecDHW-GasDry | Appl-CW-Front-ElecDHW-GasDry-Tier2AnySFm2007CZ03DEER2017 | 0
42958.3843 | Appl-CW-Front-ElecDHW-GasDry-Tier2 | SFm | 2007 | CZ04 | rDXGF | -1 | Household | 1 | 2295.6 | 13.7 | 0 | 0 | 4.6 | 0 | 3.5 | 0 | -0.1 | 0 | -0.5 | 0.5 | 0 | 0 | 5.6 | 0 | 7.69 | 8.72 | -1.04 | 0 | 0.006 | 0 | 0 | 14.3 | 0 | 0 | 3.7 | 0 | 3.2 | 0 | -0.1 | 0 | -0.5 | 0.5 | 0 | 0 | 7.5 | 0 | 7.07 | 7.99 | -0.94 | 0 | 0.005 | 0 | 0 | PreCW-Front-ElecDHW-GasDry | Appl-CW-Front-ElecDHW-GasDry-Tier2AnySFm2007CZ04DEER2017 | 0
42958.3843 | Appl-CW-Front-ElecDHW-GasDry-Tier2 | SFm | 2007 | CZ05 | rDXGF | -1 | Household | 1 | 2295.6 | 10.3 | 0 | 0 | 4.7 | 0 | 0.5 | 0 | -0.2 | -0.7 | -0.8 | 0.1 | 0 | 0 | 5.9 | 0 | 7.12 | 8.72 | -1.61 | 0 | 0.004 | 0 | 0.001 | 11.3 | 0 | 0 | 3.8 | 0 | 0.4 | 0 | -0.2 | -0.7 | -0.7 | 0.1 | 0 | 0 | 7.9 | 0 | 6.52 | 7.99 | -1.48 | 0 | 0.004 | 0 | 0.001 | PreCW-Front-ElecDHW-GasDry | Appl-CW-Front-ElecDHW-GasDry-Tier2AnySFm2007CZ05DEER2017 | 0
42958.3843 | Appl-CW-Front-ElecDHW-GasDry-Tier2 | SFm | 2007 | CZ06 | rDXGF | -1 | Household | 1 | 2392.9 | 15 | 0 | 0 | 4.7 | 0 | 4.5 | 0 | -0.1 | 0.4 | -0.4 | 0.8 | 0 | 0 | 5.4 | 0 | 7.93 | 8.72 | -0.79 | 0 | 0.005 | 0 | 0 | 15.5 | 0 | 0 | 3.8 | 0 | 4.1 | 0 | -0.1 | 0.3 | -0.4 | 0.7 | 0 | 0 | 7.3 | 0 | 7.29 | 7.99 | -0.71 | 0 | 0.005 | 0 | 0 | PreCW-Front-ElecDHW-GasDry | Appl-CW-Front-ElecDHW-GasDry-Tier2AnySFm2007CZ06DEER2017 | 0
42958.3843 | Appl-CW-Front-ElecDHW-GasDry-Tier2 | SFm | 2007 | CZ07 | rDXGF | -1 | Household | 1 | 2392.9 | 15.5 | 0 | 0 | 4.7 | 0 | 5 | 0 | 0 | 0.6 | -0.4 | 0.9 | 0 | 0 | 5.4 | 0 | 8.01 | 8.72 | -0.71 | 0 | 0.006 | 0 | 0 | 16 | 0 | 0 | 3.7 | 0 | 4.6 | 0 | 0 | 0.5 | -0.3 | 0.8 | 0 | 0 | 7.2 | 0 | 7.37 | 7.99 | -0.63 | 0 | 0.006 | 0 | 0 | PreCW-Front-ElecDHW-GasDry | Appl-CW-Front-ElecDHW-GasDry-Tier2AnySFm2007CZ07DEER2017 | 0
42958.3843 | Appl-CW-Front-ElecDHW-GasDry-Tier2 | SFm | 2007 | CZ08 | rDXGF | -1 | Household | 1 | 2392.9 | 16.4 | 0 | 0 | 4.7 | 0 | 5.8 | 0 | -0.1 | 0.7 | -0.4 | 1 | 0 | 0 | 5.3 | 0 | 8.06 | 8.72 | -0.67 | 0 | 0.004 | 0 | 0.001 | 16.6 | 0 | 0 | 3.8 | 0 | 5.3 | 0 | -0.1 | 0.7 | -0.3 | 0.9 | 0 | 0 | 7.1 | 0 | 7.4 | 7.99 | -0.6 | 0 | 0.003 | 0 | 0.001 | PreCW-Front-ElecDHW-GasDry | Appl-CW-Front-ElecDHW-GasDry-Tier2AnySFm2007CZ08DEER2017 | 0
42958.3843 | Appl-CW-Front-ElecDHW-GasDry-Tier2 | SFm | 2007 | CZ09 | rDXGF | -1 | Household | 1 | 2422.9 | 14.7 | 0 | 0 | 4.7 | 0 | 4.6 | 0 | -0.1 | 0.4 | -0.4 | 0.8 | 0 | 0 | 5.3 | 0 | 7.99 | 8.72 | -0.74 | 0 | 0.002 | 0 | 0.001 | 15.1 | 0 | 0 | 3.8 | 0 | 4.1 | 0 | -0.1 | 0.3 | -0.4 | 0.7 | 0 | 0 | 7.1 | 0 | 7.34 | 7.99 | -0.66 | 0 | 0.002 | 0 | 0.001 | PreCW-Front-ElecDHW-GasDry | Appl-CW-Front-ElecDHW-GasDry-Tier2AnySFm2007CZ09DEER2017 | 0
42958.3843 | Appl-CW-Front-ElecDHW-GasDry-Tier2 | SFm | 2007 | CZ10 | rDXGF | -1 | Household | 1 | 1948.8 | 15.7 | 0 | 0 | 4.7 | 0 | 5.5 | 0 | -0.2 | 0.4 | -0.5 | 0.9 | 0 | 0 | 5.3 | 0 | 7.76 | 8.72 | -0.96 | 0 | 0.003 | 0 | 0 | 16 | 0 | 0 | 3.7 | 0 | 4.9 | 0 | -0.2 | 0.4 | -0.5 | 0.8 | 0 | 0 | 7.1 | 0 | 7.13 | 7.99 | -0.86 | 0 | 0.003 | 0 | 0 | PreCW-Front-ElecDHW-GasDry | Appl-CW-Front-ElecDHW-GasDry-Tier2AnySFm2007CZ10DEER2017 | 0
42958.3843 | Appl-CW-Front-ElecDHW-GasDry-Tier2 | SFm | 2007 | CZ11 | rDXGF | -1 | Household | 1 | 1948.8 | 14.7 | 0 | 0 | 4.7 | 0 | 4.7 | 0 | -0.2 | 0.2 | -0.5 | 0.7 | 0 | 0 | 5.3 | 0 | 7.63 | 8.72 | -1.09 | 0 | 0.003 | 0 | 0 | 15.1 | 0 | 0 | 3.8 | 0 | 4.2 | 0 | -0.1 | 0.1 | -0.5 | 0.6 | 0 | 0 | 7.1 | 0 | 7.01 | 7.99 | -0.98 | 0 | 0.003 | 0 | 0 | PreCW-Front-ElecDHW-GasDry | Appl-CW-Front-ElecDHW-GasDry-Tier2AnySFm2007CZ11DEER2017 | 0
42958.3843 | Appl-CW-Front-ElecDHW-GasDry-Tier2 | SFm | 2007 | CZ12 | rDXGF | -1 | Household | 1 | 1948.8 | 14 | 0 | 0 | 4.7 | 0 | 3.8 | 0 | -0.1 | 0.1 | -0.5 | 0.6 | 0 | 0 | 5.4 | 0 | 7.75 | 8.72 | -0.98 | 0 | 0.006 | 0 | 0.001 | 14.6 | 0 | 0 | 3.7 | 0 | 3.4 | 0 | -0.1 | 0.1 | -0.4 | 0.5 | 0 | 0 | 7.3 | 0 | 7.12 | 7.99 | -0.88 | 0 | 0.005 | 0 | 0.001 | PreCW-Front-ElecDHW-GasDry | Appl-CW-Front-ElecDHW-GasDry-Tier2AnySFm2007CZ12DEER2017 | 0
42958.3843 | Appl-CW-Front-ElecDHW-GasDry-Tier2 | SFm | 2007 | CZ13 | rDXGF | -1 | Household | 1 | 1948.8 | 15.6 | 0 | 0 | 4.7 | 0 | 5.4 | 0 | -0.2 | 0.4 | -0.5 | 0.9 | 0 | 0 | 5.3 | 0 | 7.8 | 8.72 | -0.93 | 0 | 0.004 | 0 | 0.001 | 16 | 0 | 0 | 3.7 | 0 | 4.9 | 0 | -0.2 | 0.3 | -0.5 | 0.8 | 0 | 0 | 7.1 | 0 | 7.16 | 7.99 | -0.84 | 0 | 0.004 | 0 | 0.001 | PreCW-Front-ElecDHW-GasDry | Appl-CW-Front-ElecDHW-GasDry-Tier2AnySFm2007CZ13DEER2017 | 0
42958.3843 | Appl-CW-Front-ElecDHW-GasDry-Tier2 | SFm | 2007 | CZ14 | rDXGF | -1 | Household | 1 | 2160.9 | 16 | 0 | 0 | 4.7 | 0 | 5.8 | 0 | -0.2 | 0.3 | -0.6 | 1 | 0 | 0 | 5.4 | 0 | 7.6 | 8.72 | -1.12 | 0 | 0.003 | 0 | 0.001 | 16.3 | 0 | 0 | 3.7 | 0 | 5.2 | 0 | -0.2 | 0.3 | -0.5 | 0.9 | 0 | 0 | 7.2 | 0 | 6.98 | 7.99 | -1.02 | 0 | 0.003 | 0 | 0.001 | PreCW-Front-ElecDHW-GasDry | Appl-CW-Front-ElecDHW-GasDry-Tier2AnySFm2007CZ14DEER2017 | 0
42958.3843 | Appl-CW-Front-ElecDHW-GasDry-Tier2 | SFm | 2007 | CZ15 | rDXGF | -1 | Household | 1 | 2160.9 | 17.5 | 0 | 0 | 4.6 | 0 | 7.6 | 0 | 0 | 0.8 | -0.2 | 1 | 0 | 0 | 4.4 | 0 | 8.23 | 8.72 | -0.49 | 0 | 0.004 | 0 | 0.001 | 17.2 | 0 | 0 | 3.7 | 0 | 6.8 | 0 | 0 | 0.7 | -0.2 | 0.9 | 0 | 0 | 5.9 | 0 | 7.55 | 7.99 | -0.44 | 0 | 0.004 | 0 | 0.001 | PreCW-Front-ElecDHW-GasDry | Appl-CW-Front-ElecDHW-GasDry-Tier2AnySFm2007CZ15DEER2017 | 0
42958.3843 | Appl-CW-Front-ElecDHW-GasDry-Tier2 | SFm | 2007 | CZ16 | rDXGF | -1 | Household | 1 | 2295.6 | 14 | 0 | 0 | 4.8 | 0 | 3.1 | 0 | -0.1 | 0.1 | -0.4 | 0.5 | 0 | 0 | 6.2 | 0 | 7.83 | 8.72 | -0.89 | 0 | 0.004 | 0 | 0.001 | 15 | 0 | 0 | 3.9 | 0 | 2.9 | 0 | -0.1 | 0.1 | -0.4 | 0.4 | 0 | 0 | 8.3 | 0 | 7.19 | 7.99 | -0.8 | 0 | 0.004 | 0 | 0.001 | PreCW-Front-ElecDHW-GasDry | Appl-CW-Front-ElecDHW-GasDry-Tier2AnySFm2007CZ16DEER2017 | 0
42958.3843 | Appl-CW-Front-ElecDHW-GasDry-Tier2 | SFm | 2011 | CZ01 | rDXGF | -1 | Household | 1 | 2295.6 | 10.2 | 0 | 0 | 4.8 | 0 | 0 | 0 | -0.2 | -0.5 | -0.5 | 0 | 0 | 0 | 6.2 | 0 | 7.57 | 8.72 | -1.15 | 0 | 0.002 | 0 | 0.001 | 11.5 | 0 | 0 | 3.8 | 0 | 0 | 0 | -0.2 | -0.5 | -0.5 | 0 | 0 | 0 | 8.3 | 0 | 6.96 | 7.99 | -1.03 | 0 | 0.002 | 0 | 0.001 | PreCW-Front-ElecDHW-GasDry | Appl-CW-Front-ElecDHW-GasDry-Tier2AnySFm2011CZ01DEER2017 | 0
42958.3843 | Appl-CW-Front-ElecDHW-GasDry-Tier2 | SFm | 2011 | CZ02 | rDXGF | -1 | Household | 1 | 1948.8 | 13 | 0 | 0 | 4.7 | 0 | 2.9 | 0 | -0.3 | -0.1 | -0.7 | 0.5 | 0 | 0 | 5.7 | 0 | 7.43 | 8.72 | -1.29 | 0 | 0.005 | 0 | 0 | 13.8 | 0 | 0 | 3.8 | 0 | 2.6 | 0 | -0.3 | -0.1 | -0.6 | 0.4 | 0 | 0 | 7.7 | 0 | 6.83 | 7.99 | -1.16 | 0 | 0.005 | 0 | 0 | PreCW-Front-ElecDHW-GasDry | Appl-CW-Front-ElecDHW-GasDry-Tier2AnySFm2011CZ02DEER2017 | 0
42958.3843 | Appl-CW-Front-ElecDHW-GasDry-Tier2 | SFm | 2011 | CZ03 | rDXGF | -1 | Household | 1 | 2295.6 | 10.9 | 0 | 0 | 4.7 | 0 | 1.1 | 0 | -0.1 | -0.4 | -0.6 | 0.2 | 0 | 0 | 5.8 | 0 | 7.55 | 8.72 | -1.17 | 0 | 0.006 | 0 | 0 | 11.9 | 0 | 0 | 3.8 | 0 | 1 | 0 | -0.1 | -0.3 | -0.5 | 0.2 | 0 | 0 | 7.7 | 0 | 6.93 | 7.99 | -1.06 | 0 | 0.006 | 0 | 0 | PreCW-Front-ElecDHW-GasDry | Appl-CW-Front-ElecDHW-GasDry-Tier2AnySFm2011CZ03DEER2017 | 0
42958.3843 | Appl-CW-Front-ElecDHW-GasDry-Tier2 | SFm | 2011 | CZ04 | rDXGF | -1 | Household | 1 | 2295.6 | 14.3 | 0 | 0 | 4.7 | 0 | 4 | 0 | -0.1 | 0.2 | -0.4 | 0.6 | 0 | 0 | 5.6 | 0 | 7.72 | 8.72 | -1 | 0 | 0.006 | 0 | 0.001 | 15 | 0 | 0 | 3.8 | 0 | 3.7 | 0 | -0.1 | 0.2 | -0.4 | 0.6 | 0 | 0 | 7.5 | 0 | 7.1 | 7.99 | -0.9 | 0 | 0.006 | 0 | 0.001 | PreCW-Front-ElecDHW-GasDry | Appl-CW-Front-ElecDHW-GasDry-Tier2AnySFm2011CZ04DEER2017 | 0
42958.3843 | Appl-CW-Front-ElecDHW-GasDry-Tier2 | SFm | 2011 | CZ05 | rDXGF | -1 | Household | 1 | 2295.6 | 10.4 | 0 | 0 | 4.7 | 0 | 0.5 | 0 | -0.2 | -0.5 | -0.6 | 0.1 | 0 | 0 | 5.9 | 0 | 7.26 | 8.72 | -1.46 | 0 | 0.006 | 0 | 0 | 11.5 | 0 | 0 | 3.8 | 0 | 0.5 | 0 | -0.2 | -0.5 | -0.6 | 0.1 | 0 | 0 | 7.8 | 0 | 6.69 | 7.99 | -1.3 | 0 | 0.006 | 0 | 0 | PreCW-Front-ElecDHW-GasDry | Appl-CW-Front-ElecDHW-GasDry-Tier2AnySFm2011CZ05DEER2017 | 0
42958.3843 | Appl-CW-Front-ElecDHW-GasDry-Tier2 | SFm | 2011 | CZ06 | rDXGF | -1 | Household | 1 | 2392.9 | 13.1 | 0 | 0 | 4.7 | 0 | 2.9 | 0 | -0.1 | 0.1 | -0.5 | 0.5 | 0 | 0 | 5.4 | 0 | 7.83 | 8.72 | -0.9 | 0 | 0.004 | 0 | 0.001 | 13.6 | 0 | 0 | 3.8 | 0 | 2.6 | 0 | -0.1 | 0.1 | -0.4 | 0.4 | 0 | 0 | 7.2 | 0 | 7.19 | 7.99 | -0.81 | 0 | 0.004 | 0 | 0.001 | PreCW-Front-ElecDHW-GasDry | Appl-CW-Front-ElecDHW-GasDry-Tier2AnySFm2011CZ06DEER2017 | 0
42958.3843 | Appl-CW-Front-ElecDHW-GasDry-Tier2 | SFm | 2011 | CZ07 | rDXGF | -1 | Household | 1 | 2392.9 | 15.9 | 0 | 0 | 4.7 | 0 | 5.2 | 0 | 0 | 0.7 | -0.2 | 0.9 | 0 | 0 | 5.4 | 0 | 8.15 | 8.72 | -0.57 | 0 | 0.004 | 0 | 0.001 | 16.1 | 0 | 0 | 3.8 | 0 | 4.6 | 0 | 0 | 0.6 | -0.2 | 0.8 | 0 | 0 | 7.2 | 0 | 7.48 | 7.99 | -0.51 | 0 | 0.003 | 0 | 0.001 | PreCW-Front-ElecDHW-GasDry | Appl-CW-Front-ElecDHW-GasDry-Tier2AnySFm2011CZ07DEER2017 | 0
42958.3843 | Appl-CW-Front-ElecDHW-GasDry-Tier2 | SFm | 2011 | CZ08 | rDXGF | -1 | Household | 1 | 2392.9 | 17.1 | 0 | 0 | 4.7 | 0 | 6.5 | 0 | 0 | 0.9 | -0.3 | 1.1 | 0 | 0 | 5.3 | 0 | 8.13 | 8.72 | -0.59 | 0 | 0.004 | 0 | 0.001 | 17.3 | 0 | 0 | 3.8 | 0 | 5.8 | 0 | 0 | 0.8 | -0.2 | 1 | 0 | 0 | 7.1 | 0 | 7.46 | 7.99 | -0.54 | 0 | 0.004 | 0 | 0 | PreCW-Front-ElecDHW-GasDry | Appl-CW-Front-ElecDHW-GasDry-Tier2AnySFm2011CZ08DEER2017 | 0
42958.3843 | Appl-CW-Front-ElecDHW-GasDry-Tier2 | SFm | 2011 | CZ09 | rDXGF | -1 | Household | 1 | 2422.9 | 15.1 | 0 | 0 | 4.7 | 0 | 4.7 | 0 | -0.1 | 0.5 | -0.3 | 0.8 | 0 | 0 | 5.3 | 0 | 8.03 | 8.72 | -0.7 | 0 | 0.003 | 0 | 0.001 | 15.4 | 0 | 0 | 3.7 | 0 | 4.2 | 0 | -0.1 | 0.4 | -0.3 | 0.7 | 0 | 0 | 7.1 | 0 | 7.37 | 7.99 | -0.63 | 0 | 0.002 | 0 | 0.001 | PreCW-Front-ElecDHW-GasDry | Appl-CW-Front-ElecDHW-GasDry-Tier2AnySFm2011CZ09DEER2017 | 0
42958.3843 | Appl-CW-Front-ElecDHW-GasDry-Tier2 | SFm | 2011 | CZ10 | rDXGF | -1 | Household | 1 | 1948.8 | 15.7 | 0 | 0 | 4.7 | 0 | 5.6 | 0 | -0.2 | 0.4 | -0.5 | 0.9 | 0 | 0 | 5.2 | 0 | 7.8 | 8.72 | -0.93 | 0 | 0.003 | 0 | 0.001 | 16 | 0 | 0 | 3.7 | 0 | 5.1 | 0 | -0.2 | 0.4 | -0.4 | 0.8 | 0 | 0 | 7 | 0 | 7.16 | 7.99 | -0.84 | 0 | 0.003 | 0 | 0.001 | PreCW-Front-ElecDHW-GasDry | Appl-CW-Front-ElecDHW-GasDry-Tier2AnySFm2011CZ10DEER2017 | 0
42958.3843 | Appl-CW-Front-ElecDHW-GasDry-Tier2 | SFm | 2011 | CZ11 | rDXGF | -1 | Household | 1 | 1948.8 | 15.4 | 0 | 0 | 4.7 | 0 | 5.3 | 0 | -0.2 | 0.3 | -0.5 | 0.9 | 0 | 0 | 5.4 | 0 | 7.67 | 8.72 | -1.05 | 0 | 0.004 | 0 | 0.001 | 15.7 | 0 | 0 | 3.8 | 0 | 4.8 | 0 | -0.2 | 0.3 | -0.5 | 0.8 | 0 | 0 | 7.2 | 0 | 7.05 | 7.99 | -0.94 | 0 | 0.003 | 0 | 0.001 | PreCW-Front-ElecDHW-GasDry | Appl-CW-Front-ElecDHW-GasDry-Tier2AnySFm2011CZ11DEER2017 | 0
42958.3843 | Appl-CW-Front-ElecDHW-GasDry-Tier2 | SFm | 2011 | CZ12 | rDXGF | -1 | Household | 1 | 1948.8 | 14.4 | 0 | 0 | 4.7 | 0 | 4.1 | 0 | -0.1 | 0.2 | -0.4 | 0.6 | 0 | 0 | 5.4 | 0 | 7.8 | 8.72 | -0.92 | 0 | 0.005 | 0 | 0.001 | 14.9 | 0 | 0 | 3.8 | 0 | 3.7 | 0 | -0.1 | 0.2 | -0.4 | 0.6 | 0 | 0 | 7.3 | 0 | 7.16 | 7.99 | -0.83 | 0 | 0.004 | 0 | 0.001 | PreCW-Front-ElecDHW-GasDry | Appl-CW-Front-ElecDHW-GasDry-Tier2AnySFm2011CZ12DEER2017 | 0
42958.3843 | Appl-CW-Front-ElecDHW-GasDry-Tier2 | SFm | 2011 | CZ13 | rDXGF | -1 | Household | 1 | 1948.8 | 15.8 | 0 | 0 | 4.8 | 0 | 5.6 | 0 | -0.1 | 0.4 | -0.4 | 0.9 | 0 | 0 | 5.3 | 0 | 7.83 | 8.72 | -0.9 | 0 | 0.004 | 0 | 0.001 | 16.1 | 0 | 0 | 3.8 | 0 | 5.1 | 0 | -0.1 | 0.4 | -0.3 | 0.8 | 0 | 0 | 7.1 | 0 | 7.2 | 7.99 | -0.8 | 0 | 0.004 | 0 | 0.001 | PreCW-Front-ElecDHW-GasDry | Appl-CW-Front-ElecDHW-GasDry-Tier2AnySFm2011CZ13DEER2017 | 0
42958.3843 | Appl-CW-Front-ElecDHW-GasDry-Tier2 | SFm | 2011 | CZ14 | rDXGF | -1 | Household | 1 | 2160.9 | 16.1 | 0 | 0 | 4.7 | 0 | 5.8 | 0 | -0.1 | 0.4 | -0.6 | 1 | 0 | 0 | 5.4 | 0 | 7.66 | 8.72 | -1.06 | 0 | 0.004 | 0 | 0.001 | 16.4 | 0 | 0 | 3.7 | 0 | 5.2 | 0 | -0.1 | 0.4 | -0.5 | 0.9 | 0 | 0 | 7.2 | 0 | 7.03 | 7.99 | -0.96 | 0 | 0.004 | 0 | 0.001 | PreCW-Front-ElecDHW-GasDry | Appl-CW-Front-ElecDHW-GasDry-Tier2AnySFm2011CZ14DEER2017 | 0
42958.3843 | Appl-CW-Front-ElecDHW-GasDry-Tier2 | SFm | 2011 | CZ15 | rDXGF | -1 | Household | 1 | 2160.9 | 17.5 | 0 | 0 | 4.7 | 0 | 7.6 | 0 | 0 | 0.8 | -0.2 | 1.1 | 0 | 0 | 4.5 | 0 | 8.25 | 8.72 | -0.48 | 0 | 0.004 | 0 | 0.001 | 16.9 | 0 | 0 | 3.7 | 0 | 6.6 | 0 | 0 | 0.7 | -0.2 | 0.9 | 0 | 0 | 6 | 0 | 7.57 | 7.99 | -0.43 | 0 | 0.004 | 0 | 0.001 | PreCW-Front-ElecDHW-GasDry | Appl-CW-Front-ElecDHW-GasDry-Tier2AnySFm2011CZ15DEER2017 | 0
42958.3843 | Appl-CW-Front-ElecDHW-GasDry-Tier2 | SFm | 2011 | CZ16 | rDXGF | -1 | Household | 1 | 2295.6 | 13.5 | 0 | 0 | 4.7 | 0 | 2.6 | 0 | -0.1 | 0 | -0.4 | 0.4 | 0 | 0 | 6.2 | 0 | 7.89 | 8.72 | -0.84 | 0 | 0.005 | 0 | 0.001 | 14.5 | 0 | 0 | 3.8 | 0 | 2.4 | 0 | -0.1 | 0 | -0.4 | 0.4 | 0 | 0 | 8.3 | 0 | 7.25 | 7.99 | -0.76 | 0 | 0.005 | 0 | 0.001 | PreCW-Front-ElecDHW-GasDry | Appl-CW-Front-ElecDHW-GasDry-Tier2AnySFm2011CZ16DEER2017 | 0
42958.3843 | Appl-CW-Front-ElecDHW-GasDry-Tier2 | SFm | 2015 | CZ01 | rDXGF | -1 | Household | 1 | 2295.6 | 10.3 | 0 | 0 | 4.9 | 0 | 0 | 0 | -0.2 | -0.5 | -0.5 | 0 | 0 | 0 | 6.2 | 0 | 7.65 | 8.72 | -1.07 | 0 | 0.001 | 0 | 0.001 | 11.6 | 0 | 0 | 3.9 | 0 | 0 | 0 | -0.2 | -0.4 | -0.4 | 0 | 0 | 0 | 8.3 | 0 | 7.03 | 7.99 | -0.97 | 0 | 0.001 | 0 | 0.001 | PreCW-Front-ElecDHW-GasDry | Appl-CW-Front-ElecDHW-GasDry-Tier2AnySFm2015CZ01DEER2017 | 0
42958.3843 | Appl-CW-Front-ElecDHW-GasDry-Tier2 | SFm | 2015 | CZ02 | rDXGF | -1 | Household | 1 | 1948.8 | 12.6 | 0 | 0 | 4.7 | 0 | 2.5 | 0 | -0.2 | -0.2 | -0.6 | 0.4 | 0 | 0 | 5.8 | 0 | 7.44 | 8.72 | -1.29 | 0 | 0.006 | 0 | 0.001 | 13.4 | 0 | 0 | 3.8 | 0 | 2.3 | 0 | -0.2 | -0.2 | -0.5 | 0.4 | 0 | 0 | 7.7 | 0 | 6.84 | 7.99 | -1.16 | 0 | 0.005 | 0 | 0 | PreCW-Front-ElecDHW-GasDry | Appl-CW-Front-ElecDHW-GasDry-Tier2AnySFm2015CZ02DEER2017 | 0
42958.3843 | Appl-CW-Front-ElecDHW-GasDry-Tier2 | SFm | 2015 | CZ03 | rDXGF | -1 | Household | 1 | 2295.6 | 11.4 | 0 | 0 | 4.7 | 0 | 1.3 | 0 | -0.1 | -0.2 | -0.4 | 0.2 | 0 | 0 | 5.8 | 0 | 7.72 | 8.72 | -1.01 | 0 | 0.005 | 0 | 0.001 | 12.1 | 0 | 0 | 3.8 | 0 | 1 | 0 | -0.1 | -0.2 | -0.3 | 0.2 | 0 | 0 | 7.7 | 0 | 7.1 | 7.99 | -0.91 | 0 | 0.004 | 0 | 0.001 | PreCW-Front-ElecDHW-GasDry | Appl-CW-Front-ElecDHW-GasDry-Tier2AnySFm2015CZ03DEER2017 | 0
42958.3843 | Appl-CW-Front-ElecDHW-GasDry-Tier2 | SFm | 2015 | CZ04 | rDXGF | -1 | Household | 1 | 2295.6 | 13.1 | 0 | 0 | 4.7 | 0 | 2.9 | 0 | -0.1 | 0 | -0.4 | 0.5 | 0 | 0 | 5.6 | 0 | 7.69 | 8.72 | -1.03 | 0 | 0.006 | 0 | 0 | 13.9 | 0 | 0 | 3.8 | 0 | 2.7 | 0 | -0.1 | 0 | -0.4 | 0.4 | 0 | 0 | 7.5 | 0 | 7.06 | 7.99 | -0.93 | 0 | 0.006 | 0 | 0 | PreCW-Front-ElecDHW-GasDry | Appl-CW-Front-ElecDHW-GasDry-Tier2AnySFm2015CZ04DEER2017 | 0
42958.3843 | Appl-CW-Front-ElecDHW-GasDry-Tier2 | SFm | 2015 | CZ05 | rDXGF | -1 | Household | 1 | 2295.6 | 11.6 | 0 | 0 | 4.8 | 0 | 1.3 | 0 | -0.2 | -0.2 | -0.4 | 0.2 | 0 | 0 | 5.9 | 0 | 7.55 | 8.72 | -1.17 | 0 | 0.005 | 0 | 0.001 | 12.6 | 0 | 0 | 3.8 | 0 | 1.3 | 0 | -0.1 | -0.2 | -0.4 | 0.2 | 0 | 0 | 7.8 | 0 | 6.96 | 7.99 | -1.04 | 0 | 0.005 | 0 | 0.001 | PreCW-Front-ElecDHW-GasDry | Appl-CW-Front-ElecDHW-GasDry-Tier2AnySFm2015CZ05DEER2017 | 0
42958.3843 | Appl-CW-Front-ElecDHW-GasDry-Tier2 | SFm | 2015 | CZ06 | rDXGF | -1 | Household | 1 | 2392.9 | 12.7 | 0 | 0 | 4.7 | 0 | 2.6 | 0 | -0.1 | 0.1 | -0.4 | 0.4 | 0 | 0 | 5.4 | 0 | 7.84 | 8.72 | -0.88 | 0 | 0.006 | 0 | 0.001 | 13.4 | 0 | 0 | 3.8 | 0 | 2.4 | 0 | -0.1 | 0.1 | -0.4 | 0.4 | 0 | 0 | 7.2 | 0 | 7.21 | 7.99 | -0.79 | 0 | 0.005 | 0 | 0.001 | PreCW-Front-ElecDHW-GasDry | Appl-CW-Front-ElecDHW-GasDry-Tier2AnySFm2015CZ06DEER2017 | 0
42958.3843 | Appl-CW-Front-ElecDHW-GasDry-Tier2 | SFm | 2015 | CZ07 | rDXGF | -1 | Household | 1 | 2392.9 | 16.7 | 0 | 0 | 4.7 | 0 | 6 | 0 | -0.1 | 0.8 | -0.2 | 1 | 0 | 0 | 5.4 | 0 | 8.2 | 8.72 | -0.52 | 0 | 0.006 | 0 | 0 | 16.2 | 0 | 0 | 3.8 | 0 | 4.8 | 0 | -0.1 | 0.6 | -0.2 | 0.8 | 0 | 0 | 7.2 | 0 | 7.45 | 7.99 | -0.54 | 0 | 0.004 | 0 | 0 | PreCW-Front-ElecDHW-GasDry | Appl-CW-Front-ElecDHW-GasDry-Tier2AnySFm2015CZ07DEER2017 | 0
42958.3843 | Appl-CW-Front-ElecDHW-GasDry-Tier2 | SFm | 2015 | CZ08 | rDXGF | -1 | Household | 1 | 2392.9 | 14.6 | 0 | 0 | 4.7 | 0 | 2.5 | 0 | -0.1 | 2.2 | -0.2 | 2.4 | 0 | 0 | 5.3 | 0 | 8.11 | 8.72 | -0.62 | 0 | 0.001 | 0 | 0.001 | 14.9 | 0 | 0 | 3.8 | 0 | 2.2 | 0 | -0.1 | 2 | -0.2 | 2.2 | 0 | 0 | 7.1 | 0 | 7.45 | 7.99 | -0.56 | 0 | 0.001 | 0 | 0.001 | PreCW-Front-ElecDHW-GasDry | Appl-CW-Front-ElecDHW-GasDry-Tier2AnySFm2015CZ08DEER2017 | 0
42958.3843 | Appl-CW-Front-ElecDHW-GasDry-Tier2 | SFm | 2015 | CZ09 | rDXGF | -1 | Household | 1 | 2422.9 | 13.6 | 0 | 0 | 4.6 | 0 | 2.6 | 0 | -0.1 | 1.2 | -0.3 | 1.6 | 0 | 0 | 5.3 | 0 | 8.04 | 8.72 | -0.69 | 0 | 0.004 | 0 | 0 | 14.2 | 0 | 0 | 3.7 | 0 | 2.4 | 0 | -0.1 | 1.1 | -0.3 | 1.4 | 0 | 0 | 7.1 | 0 | 7.39 | 7.99 | -0.61 | 0 | 0.004 | 0 | 0 | PreCW-Front-ElecDHW-GasDry | Appl-CW-Front-ElecDHW-GasDry-Tier2AnySFm2015CZ09DEER2017 | 0
42958.3843 | Appl-CW-Front-ElecDHW-GasDry-Tier2 | SFm | 2015 | CZ10 | rDXGF | -1 | Household | 1 | 1948.8 | 13.4 | 0 | 0 | 4.6 | 0 | 3 | 0 | -0.1 | 0.8 | -0.4 | 1.1 | 0 | 0 | 5.3 | 0 | 7.8 | 8.72 | -0.93 | 0 | 0.004 | 0 | 0.001 | 13.9 | 0 | 0 | 3.7 | 0 | 2.6 | 0 | -0.1 | 0.8 | -0.4 | 1 | 0 | 0 | 7.1 | 0 | 7.16 | 7.99 | -0.84 | 0 | 0.004 | 0 | 0.001 | PreCW-Front-ElecDHW-GasDry | Appl-CW-Front-ElecDHW-GasDry-Tier2AnySFm2015CZ10DEER2017 | 0
42958.3843 | Appl-CW-Front-ElecDHW-GasDry-Tier2 | SFm | 2015 | CZ11 | rDXGF | -1 | Household | 1 | 1948.8 | 13.9 | 0 | 0 | 4.7 | 0 | 3.9 | 0 | -0.1 | 0.1 | -0.5 | 0.6 | 0 | 0 | 5.4 | 0 | 7.69 | 8.72 | -1.04 | 0 | 0.004 | 0 | 0.001 | 14.4 | 0 | 0 | 3.7 | 0 | 3.5 | 0 | -0.1 | 0.1 | -0.4 | 0.5 | 0 | 0 | 7.2 | 0 | 7.06 | 7.99 | -0.94 | 0 | 0.004 | 0 | 0.001 | PreCW-Front-ElecDHW-GasDry | Appl-CW-Front-ElecDHW-GasDry-Tier2AnySFm2015CZ11DEER2017 | 0
42958.3843 | Appl-CW-Front-ElecDHW-GasDry-Tier2 | SFm | 2015 | CZ12 | rDXGF | -1 | Household | 1 | 1948.8 | 13.2 | 0 | 0 | 4.7 | 0 | 2.7 | 0 | -0.2 | 0.6 | -0.4 | 1 | 0 | 0 | 5.5 | 0 | 7.8 | 8.72 | -0.93 | 0 | 0.005 | 0 | 0 | 13.8 | 0 | 0 | 3.7 | 0 | 2.4 | 0 | -0.2 | 0.5 | -0.3 | 0.8 | 0 | 0 | 7.4 | 0 | 7.16 | 7.99 | -0.84 | 0 | 0.005 | 0 | 0 | PreCW-Front-ElecDHW-GasDry | Appl-CW-Front-ElecDHW-GasDry-Tier2AnySFm2015CZ12DEER2017 | 0
42958.3843 | Appl-CW-Front-ElecDHW-GasDry-Tier2 | SFm | 2015 | CZ13 | rDXGF | -1 | Household | 1 | 1948.8 | 14.5 | 0 | 0 | 4.7 | 0 | 4.1 | 0 | -0.1 | 0.7 | -0.4 | 1.1 | 0 | 0 | 5.2 | 0 | 7.86 | 8.72 | -0.86 | 0 | 0.004 | 0 | 0.001 | 15 | 0 | 0 | 3.8 | 0 | 3.7 | 0 | -0.1 | 0.7 | -0.3 | 1 | 0 | 0 | 7 | 0 | 7.22 | 7.99 | -0.77 | 0 | 0.004 | 0 | 0.001 | PreCW-Front-ElecDHW-GasDry | Appl-CW-Front-ElecDHW-GasDry-Tier2AnySFm2015CZ13DEER2017 | 0
42958.3843 | Appl-CW-Front-ElecDHW-GasDry-Tier2 | SFm | 2015 | CZ14 | rDXGF | -1 | Household | 1 | 2160.9 | 15.4 | 0 | 0 | 4.6 | 0 | 5.1 | 0 | -0.2 | 0.5 | -0.5 | 1 | 0 | 0 | 5.4 | 0 | 7.65 | 8.72 | -1.08 | 0 | 0.004 | 0 | 0 | 15.8 | 0 | 0 | 3.7 | 0 | 4.7 | 0 | -0.2 | 0.4 | -0.5 | 0.8 | 0 | 0 | 7.2 | 0 | 7.01 | 7.99 | -1 | 0 | 0.004 | 0 | 0 | PreCW-Front-ElecDHW-GasDry | Appl-CW-Front-ElecDHW-GasDry-Tier2AnySFm2015CZ14DEER2017 | 0
42958.3843 | Appl-CW-Front-ElecDHW-GasDry-Tier2 | SFm | 2015 | CZ15 | rDXGF | -1 | Household | 1 | 2160.9 | 17.1 | 0 | 0 | 4.7 | 0 | 7.2 | 0 | 0 | 0.7 | -0.1 | 1 | 0 | 0 | 4.4 | 0 | 8.24 | 8.72 | -0.48 | 0 | 0.003 | 0 | 0.001 | 16.9 | 0 | 0 | 3.8 | 0 | 6.6 | 0 | 0 | 0.7 | -0.1 | 0.9 | 0 | 0 | 5.9 | 0 | 7.56 | 7.99 | -0.43 | 0 | 0.003 | 0 | 0.001 | PreCW-Front-ElecDHW-GasDry | Appl-CW-Front-ElecDHW-GasDry-Tier2AnySFm2015CZ15DEER2017 | 0
42958.3843 | Appl-CW-Front-ElecDHW-GasDry-Tier2 | SFm | 2015 | CZ16 | rDXGF | -1 | Household | 1 | 2295.6 | 12 | 0 | 0 | 4.8 | 0 | 1.4 | 0 | -0.2 | -0.2 | -0.4 | 0.2 | 0 | 0 | 6.2 | 0 | 7.7 | 8.72 | -1.02 | 0 | 0.005 | 0 | 0.001 | 13 | 0 | 0 | 3.9 | 0 | 1.3 | 0 | -0.2 | -0.2 | -0.4 | 0.2 | 0 | 0 | 8.3 | 0 | 7.08 | 7.99 | -0.91 | 0 | 0.004 | 0 | 0.001 | PreCW-Front-ElecDHW-GasDry | Appl-CW-Front-ElecDHW-GasDry-Tier2AnySFm2015CZ16DEER2017 | 0
42958.3843 | Appl-CW-Front-ElecDHW-GasDry-Tier2 | SFm | 2017 | CZ01 | rDXGF | -1 | Household | 1 | 2295.6 | 10.4 | 0 | 0 | 4.9 | 0 | 0 | 0 | -0.2 | -0.4 | -0.4 | 0 | 0 | 0 | 6.1 | 0 | 7.71 | 8.72 | -1.02 | 0 | 0.001 | 0 | 0.001 | 11.6 | 0 | 0 | 3.9 | 0 | 0 | 0 | -0.2 | -0.4 | -0.4 | 0 | 0 | 0 | 8.2 | 0 | 7.08 | 7.99 | -0.92 | 0 | 0.001 | 0 | 0.001 | PreCW-Front-ElecDHW-GasDry | Appl-CW-Front-ElecDHW-GasDry-Tier2AnySFm2017CZ01DEER2017 | 0
42958.3843 | Appl-CW-Front-ElecDHW-GasDry-Tier2 | SFm | 2017 | CZ02 | rDXGF | -1 | Household | 1 | 1948.8 | 12.4 | 0 | 0 | 4.7 | 0 | 2.3 | 0 | -0.2 | -0.2 | -0.5 | 0.3 | 0 | 0 | 5.7 | 0 | 7.48 | 8.72 | -1.24 | 0 | 0.005 | 0 | 0 | 13.3 | 0 | 0 | 3.8 | 0 | 2.1 | 0 | -0.2 | -0.2 | -0.5 | 0.3 | 0 | 0 | 7.7 | 0 | 6.88 | 7.99 | -1.11 | 0 | 0.005 | 0 | 0 | PreCW-Front-ElecDHW-GasDry | Appl-CW-Front-ElecDHW-GasDry-Tier2AnySFm2017CZ02DEER2017 | 0
42958.3843 | Appl-CW-Front-ElecDHW-GasDry-Tier2 | SFm | 2017 | CZ03 | rDXGF | -1 | Household | 1 | 2295.6 | 11.2 | 0 | 0 | 4.7 | 0 | 1.2 | 0 | -0.2 | -0.2 | -0.4 | 0.2 | 0 | 0 | 5.8 | 0 | 7.72 | 8.72 | -1.01 | 0 | 0.005 | 0 | 0.001 | 12.2 | 0 | 0 | 3.8 | 0 | 1.1 | 0 | -0.2 | -0.2 | -0.4 | 0.1 | 0 | 0 | 7.8 | 0 | 7.09 | 7.99 | -0.91 | 0 | 0.005 | 0 | 0.001 | PreCW-Front-ElecDHW-GasDry | Appl-CW-Front-ElecDHW-GasDry-Tier2AnySFm2017CZ03DEER2017 | 0
42958.3843 | Appl-CW-Front-ElecDHW-GasDry-Tier2 | SFm | 2017 | CZ04 | rDXGF | -1 | Household | 1 | 2295.6 | 13.5 | 0 | 0 | 4.7 | 0 | 3.2 | 0 | -0.1 | 0.1 | -0.4 | 0.5 | 0 | 0 | 5.6 | 0 | 7.71 | 8.72 | -1.02 | 0 | 0.006 | 0 | 0.001 | 14.2 | 0 | 0 | 3.8 | 0 | 3 | 0 | -0.1 | 0.1 | -0.4 | 0.4 | 0 | 0 | 7.5 | 0 | 7.09 | 7.99 | -0.92 | 0 | 0.005 | 0 | 0.001 | PreCW-Front-ElecDHW-GasDry | Appl-CW-Front-ElecDHW-GasDry-Tier2AnySFm2017CZ04DEER2017 | 0
42958.3843 | Appl-CW-Front-ElecDHW-GasDry-Tier2 | SFm | 2017 | CZ05 | rDXGF | -1 | Household | 1 | 2295.6 | 11 | 0 | 0 | 4.8 | 0 | 0.8 | 0 | -0.1 | -0.4 | -0.5 | 0.1 | 0 | 0 | 5.9 | 0 | 7.61 | 8.72 | -1.11 | 0 | 0.005 | 0 | 0.001 | 12 | 0 | 0 | 3.9 | 0 | 0.7 | 0 | -0.1 | -0.3 | -0.5 | 0.1 | 0 | 0 | 7.9 | 0 | 7.01 | 7.99 | -0.99 | 0 | 0.005 | 0 | 0.001 | PreCW-Front-ElecDHW-GasDry | Appl-CW-Front-ElecDHW-GasDry-Tier2AnySFm2017CZ05DEER2017 | 0
42958.3843 | Appl-CW-Front-ElecDHW-GasDry-Tier2 | SFm | 2017 | CZ06 | rDXGF | -1 | Household | 1 | 2392.9 | 12 | 0 | 0 | 4.7 | 0 | 1.9 | 0 | -0.1 | -0.1 | -0.3 | 0.3 | 0 | 0 | 5.4 | 0 | 7.83 | 8.72 | -0.89 | 0 | 0.008 | 0 | 0.001 | 12.8 | 0 | 0 | 3.7 | 0 | 1.8 | 0 | -0.1 | -0.1 | -0.3 | 0.2 | 0 | 0 | 7.3 | 0 | 7.19 | 7.99 | -0.8 | 0 | 0.008 | 0 | 0.001 | PreCW-Front-ElecDHW-GasDry | Appl-CW-Front-ElecDHW-GasDry-Tier2AnySFm2017CZ06DEER2017 | 0
42958.3843 | Appl-CW-Front-ElecDHW-GasDry-Tier2 | SFm | 2017 | CZ07 | rDXGF | -1 | Household | 1 | 2392.9 | 14.2 | 0 | 0 | 4.7 | 0 | 3.8 | 0 | -0.1 | 0.5 | -0.2 | 0.7 | 0 | 0 | 5.3 | 0 | 8.06 | 8.72 | -0.66 | 0 | 0.004 | 0 | 0 | 15 | 0 | 0 | 3.8 | 0 | 3.7 | 0 | -0.1 | 0.5 | -0.2 | 0.6 | 0 | 0 | 7.2 | 0 | 7.41 | 7.99 | -0.58 | 0 | 0.004 | 0 | 0 | PreCW-Front-ElecDHW-GasDry | Appl-CW-Front-ElecDHW-GasDry-Tier2AnySFm2017CZ07DEER2017 | 0
42958.3843 | Appl-CW-Front-ElecDHW-GasDry-Tier2 | SFm | 2017 | CZ08 | rDXGF | -1 | Household | 1 | 2392.9 | 13.9 | 0 | 0 | 4.7 | 0 | 2.9 | 0 | -0.1 | 1.2 | -0.3 | 1.4 | 0 | 0 | 5.3 | 0 | 8.16 | 8.72 | -0.56 | 0 | 0.004 | 0 | 0.001 | 14.4 | 0 | 0 | 3.8 | 0 | 2.8 | 0 | -0.1 | 0.8 | -0.2 | 1.1 | 0 | 0 | 7 | 0 | 7.48 | 7.99 | -0.51 | 0 | 0.004 | 0 | 0 | PreCW-Front-ElecDHW-GasDry | Appl-CW-Front-ElecDHW-GasDry-Tier2AnySFm2017CZ08DEER2017 | 0
42958.3843 | Appl-CW-Front-ElecDHW-GasDry-Tier2 | SFm | 2017 | CZ09 | rDXGF | -1 | Household | 1 | 2422.9 | 11.5 | 0 | 0 | 4.8 | 0 | 3.2 | 0 | 0 | -1.6 | -0.4 | -1.3 | 0 | 0 | 5.3 | 0 | 7.98 | 8.72 | -0.74 | 0 | 0.004 | 0 | 0 | 12 | 0 | 0 | 3.8 | 0 | 2.9 | 0 | 0 | -1.7 | -0.3 | -1.4 | 0 | 0 | 7.1 | 0 | 7.31 | 7.99 | -0.68 | 0 | 0.004 | 0 | 0 | PreCW-Front-ElecDHW-GasDry | Appl-CW-Front-ElecDHW-GasDry-Tier2AnySFm2017CZ09DEER2017 | 0
42958.3843 | Appl-CW-Front-ElecDHW-GasDry-Tier2 | SFm | 2017 | CZ10 | rDXGF | -1 | Household | 1 | 1948.8 | 14 | 0 | 0 | 4.6 | 0 | 3.1 | 0 | -0.1 | 1.1 | -0.4 | 1.5 | 0 | 0 | 5.3 | 0 | 7.86 | 8.72 | -0.85 | 0 | 0.004 | 0 | 0.001 | 14.5 | 0 | 0 | 3.7 | 0 | 2.8 | 0 | -0.1 | 1.1 | -0.3 | 1.4 | 0 | 0 | 7.1 | 0 | 7.23 | 7.99 | -0.76 | 0 | 0.004 | 0 | 0 | PreCW-Front-ElecDHW-GasDry | Appl-CW-Front-ElecDHW-GasDry-Tier2AnySFm2017CZ10DEER2017 | 0
42958.3843 | Appl-CW-Front-ElecDHW-GasDry-Tier2 | SFm | 2017 | CZ11 | rDXGF | -1 | Household | 1 | 1948.8 | 13.8 | 0 | 0 | 4.7 | 0 | 3.7 | 0 | -0.2 | 0.3 | -0.4 | 0.8 | 0 | 0 | 5.3 | 0 | 7.71 | 8.72 | -1.01 | 0 | 0.004 | 0 | 0.001 | 14.3 | 0 | 0 | 3.8 | 0 | 3.3 | 0 | -0.1 | 0.3 | -0.4 | 0.8 | 0 | 0 | 7.1 | 0 | 7.08 | 7.99 | -0.91 | 0 | 0.004 | 0 | 0.001 | PreCW-Front-ElecDHW-GasDry | Appl-CW-Front-ElecDHW-GasDry-Tier2AnySFm2017CZ11DEER2017 | 0
42958.3843 | Appl-CW-Front-ElecDHW-GasDry-Tier2 | SFm | 2017 | CZ12 | rDXGF | -1 | Household | 1 | 1948.8 | 12.9 | 0 | 0 | 4.7 | 0 | 2.4 | 0 | -0.1 | 0.4 | -0.3 | 0.8 | 0 | 0 | 5.4 | 0 | 7.84 | 8.72 | -0.89 | 0 | 0.005 | 0 | 0 | 13.6 | 0 | 0 | 3.7 | 0 | 2.2 | 0 | -0.1 | 0.4 | -0.3 | 0.8 | 0 | 0 | 7.3 | 0 | 7.2 | 7.99 | -0.81 | 0 | 0.005 | 0 | 0 | PreCW-Front-ElecDHW-GasDry | Appl-CW-Front-ElecDHW-GasDry-Tier2AnySFm2017CZ12DEER2017 | 0
42958.3843 | Appl-CW-Front-ElecDHW-GasDry-Tier2 | SFm | 2017 | CZ13 | rDXGF | -1 | Household | 1 | 1948.8 | 14.5 | 0 | 0 | 4.7 | 0 | 3.7 | 0 | -0.1 | 1 | -0.3 | 1.3 | 0 | 0 | 5.2 | 0 | 7.86 | 8.72 | -0.86 | 0 | 0.005 | 0 | 0.001 | 14.9 | 0 | 0 | 3.8 | 0 | 3.6 | 0 | -0.1 | 0.7 | -0.3 | 1 | 0 | 0 | 7 | 0 | 7.22 | 7.99 | -0.78 | 0 | 0.004 | 0 | 0.001 | PreCW-Front-ElecDHW-GasDry | Appl-CW-Front-ElecDHW-GasDry-Tier2AnySFm2017CZ13DEER2017 | 0
42958.3843 | Appl-CW-Front-ElecDHW-GasDry-Tier2 | SFm | 2017 | CZ14 | rDXGF | -1 | Household | 1 | 2160.9 | 15.2 | 0 | 0 | 4.6 | 0 | 4.9 | 0 | -0.2 | 0.4 | -0.4 | 0.9 | 0 | 0 | 5.4 | 0 | 7.61 | 8.72 | -1.11 | 0 | 0.003 | 0 | 0.001 | 15.6 | 0 | 0 | 3.7 | 0 | 4.4 | 0 | -0.2 | 0.4 | -0.4 | 0.8 | 0 | 0 | 7.2 | 0 | 7.01 | 7.99 | -0.99 | 0 | 0.003 | 0 | 0.001 | PreCW-Front-ElecDHW-GasDry | Appl-CW-Front-ElecDHW-GasDry-Tier2AnySFm2017CZ14DEER2017 | 0
42958.3843 | Appl-CW-Front-ElecDHW-GasDry-Tier2 | SFm | 2017 | CZ15 | rDXGF | -1 | Household | 1 | 2160.9 | 16.9 | 0 | 0 | 4.7 | 0 | 7.1 | 0 | -0.1 | 0.8 | -0.2 | 0.9 | 0 | 0 | 4.4 | 0 | 8.26 | 8.72 | -0.47 | 0 | 0.003 | 0 | 0.001 | 17 | 0 | 0 | 3.8 | 0 | 6.6 | 0 | -0.1 | 0.7 | -0.2 | 0.8 | 0 | 0 | 5.9 | 0 | 7.58 | 7.99 | -0.43 | 0 | 0.003 | 0 | 0.001 | PreCW-Front-ElecDHW-GasDry | Appl-CW-Front-ElecDHW-GasDry-Tier2AnySFm2017CZ15DEER2017 | 0
42958.3843 | Appl-CW-Front-ElecDHW-GasDry-Tier2 | SFm | 2017 | CZ16 | rDXGF | -1 | Household | 1 | 2295.6 | 11.4 | 0 | 0 | 4.7 | 0 | 0.9 | 0 | -0.2 | -0.3 | -0.4 | 0.1 | 0 | 0 | 6.1 | 0 | 7.74 | 8.72 | -0.99 | 0 | 0.004 | 0 | 0.001 | 13 | 0 | 0 | 3.8 | 0 | 1.2 | 0 | -0.1 | -0.2 | -0.4 | 0.2 | 0 | 0 | 8.2 | 0 | 7.11 | 7.99 | -0.89 | 0 | 0.004 | 0 | 0.001 | PreCW-Front-ElecDHW-GasDry | Appl-CW-Front-ElecDHW-GasDry-Tier2AnySFm2017CZ16DEER2017 | 0
42958.3843 | Appl-CW-Front-ElecDHW-GasDry-Tier3 | DMo | MH00 | CZ01 | rDXGF | -1 | Household | 1 | 1242 | 1.9 | 0 | 0 | -17.9 | 0 | 0 | 0 | -0.1 | -0.2 | -0.2 | 0 | 0 | 0 | 20.1 | 0 | 7.65 | 8.1 | -0.45 | 0 | 0.001 | 0 | -0.003 | 2.9 | 0 | 0 | -18.6 | 0 | 0 | 0 | -0.1 | -0.2 | -0.2 | 0 | 0 | 0 | 21.7 | 0 | 7.16 | 7.52 | -0.36 | 0 | 0.001 | 0 | -0.003 | PreCW-Front-ElecDHW-GasDry | Appl-CW-Front-ElecDHW-GasDry-Tier3AnyDMoMH00CZ01DEER2017 | 0
42958.3843 | Appl-CW-Front-ElecDHW-GasDry-Tier3 | DMo | MH00 | CZ02 | rDXGF | -1 | Household | 1 | 1242 | 2.5 | 0 | 0 | -17.9 | 0 | 1.8 | 0 | 0 | 0 | -0.2 | 0.2 | 0 | 0 | 18.7 | 0 | 7.73 | 8.1 | -0.37 | 0 | 0.003 | 0 | -0.002 | 2.9 | 0 | 0 | -18.7 | 0 | 1.4 | 0 | 0 | 0 | -0.2 | 0.2 | 0 | 0 | 20.3 | 0 | 7.23 | 7.52 | -0.29 | 0 | 0.002 | 0 | -0.002 | PreCW-Front-ElecDHW-GasDry | Appl-CW-Front-ElecDHW-GasDry-Tier3AnyDMoMH00CZ02DEER2017 | 0
42958.3843 | Appl-CW-Front-ElecDHW-GasDry-Tier3 | DMo | MH00 | CZ03 | rDXGF | -1 | Household | 1 | 1242 | 1.4 | 0 | 0 | -18 | 0 | 0.9 | 0 | -0.1 | -0.2 | -0.3 | 0.1 | 0 | 0 | 18.8 | 0 | 7.63 | 8.1 | -0.47 | 0 | 0.002 | 0 | -0.002 | 1.9 | 0 | 0 | -18.7 | 0 | 0.5 | 0 | -0.1 | -0.2 | -0.2 | 0.1 | 0 | 0 | 20.3 | 0 | 7.15 | 7.52 | -0.37 | 0 | 0.002 | 0 | -0.002 | PreCW-Front-ElecDHW-GasDry | Appl-CW-Front-ElecDHW-GasDry-Tier3AnyDMoMH00CZ03DEER2017 | 0
42958.3843 | Appl-CW-Front-ElecDHW-GasDry-Tier3 | DMo | MH00 | CZ04 | rDXGF | -1 | Household | 1 | 1242 | 1 | 0 | 0 | -18 | 0 | 1.1 | 0 | -0.1 | -0.2 | -0.3 | 0.1 | 0 | 0 | 18.2 | 0 | 7.68 | 8.1 | -0.41 | 0 | 0.002 | 0 | -0.003 | 1.4 | 0 | 0 | -18.7 | 0 | 0.7 | 0 | 0 | -0.2 | -0.2 | 0.1 | 0 | 0 | 19.7 | 0 | 7.19 | 7.52 | -0.32 | 0 | 0.001 | 0 | -0.003 | PreCW-Front-ElecDHW-GasDry | Appl-CW-Front-ElecDHW-GasDry-Tier3AnyDMoMH00CZ04DEER2017 | 0
42958.3843 | Appl-CW-Front-ElecDHW-GasDry-Tier3 | DMo | MH00 | CZ05 | rDXGF | -1 | Household | 1 | 1242 | 1.3 | 0 | 0 | -18 | 0 | 0.6 | 0 | 0 | -0.3 | -0.4 | 0.1 | 0 | 0 | 19.1 | 0 | 7.45 | 8.1 | -0.65 | 0 | 0.001 | 0 | -0.002 | 2.1 | 0 | 0 | -18.7 | 0 | 0.5 | 0 | 0 | -0.3 | -0.3 | 0.1 | 0 | 0 | 20.6 | 0 | 7 | 7.52 | -0.52 | 0 | 0.001 | 0 | -0.002 | PreCW-Front-ElecDHW-GasDry | Appl-CW-Front-ElecDHW-GasDry-Tier3AnyDMoMH00CZ05DEER2017 | 0
42958.3843 | Appl-CW-Front-ElecDHW-GasDry-Tier3 | DMo | MH00 | CZ06 | rDXGF | -1 | Household | 1 | 1242 | 1.7 | 0 | 0 | -18 | 0 | 2.1 | 0 | 0 | 0.1 | -0.2 | 0.3 | 0 | 0 | 17.7 | 0 | 7.75 | 8.1 | -0.35 | 0 | 0.002 | 0 | -0.003 | 2 | 0 | 0 | -18.7 | 0 | 1.7 | 0 | 0 | 0.1 | -0.2 | 0.2 | 0 | 0 | 19.1 | 0 | 7.24 | 7.52 | -0.28 | 0 | 0.001 | 0 | -0.003 | PreCW-Front-ElecDHW-GasDry | Appl-CW-Front-ElecDHW-GasDry-Tier3AnyDMoMH00CZ06DEER2017 | 0
42958.3843 | Appl-CW-Front-ElecDHW-GasDry-Tier3 | DMo | MH00 | CZ07 | rDXGF | -1 | Household | 1 | 1242 | 2.1 | 0 | 0 | -18 | 0 | 2.6 | 0 | 0 | 0.2 | -0.1 | 0.4 | 0 | 0 | 17.5 | 0 | 7.81 | 8.1 | -0.28 | 0 | 0.001 | 0 | -0.003 | 2.2 | 0 | 0 | -18.8 | 0 | 2 | 0 | 0 | 0.1 | -0.1 | 0.3 | 0 | 0 | 18.9 | 0 | 7.29 | 7.52 | -0.23 | 0 | 0.001 | 0 | -0.003 | PreCW-Front-ElecDHW-GasDry | Appl-CW-Front-ElecDHW-GasDry-Tier3AnyDMoMH00CZ07DEER2017 | 0
42958.3843 | Appl-CW-Front-ElecDHW-GasDry-Tier3 | DMo | MH00 | CZ08 | rDXGF | -1 | Household | 1 | 1242 | 2.3 | 0 | 0 | -18 | 0 | 2.9 | 0 | -0.1 | 0.2 | -0.2 | 0.4 | 0 | 0 | 17.1 | 0 | 7.81 | 8.1 | -0.29 | 0 | 0.002 | 0 | -0.002 | 2.3 | 0 | 0 | -18.8 | 0 | 2.3 | 0 | 0 | 0.2 | -0.1 | 0.3 | 0 | 0 | 18.6 | 0 | 7.31 | 7.52 | -0.22 | 0 | 0.002 | 0 | -0.002 | PreCW-Front-ElecDHW-GasDry | Appl-CW-Front-ElecDHW-GasDry-Tier3AnyDMoMH00CZ08DEER2017 | 0
42958.3843 | Appl-CW-Front-ElecDHW-GasDry-Tier3 | DMo | MH00 | CZ09 | rDXGF | -1 | Household | 1 | 1242 | 1.6 | 0 | 0 | -18 | 0 | 2.4 | 0 | 0 | 0.1 | -0.2 | 0.3 | 0 | 0 | 17.1 | 0 | 7.77 | 8.1 | -0.33 | 0 | 0.002 | 0 | -0.002 | 1.5 | 0 | 0 | -18.8 | 0 | 1.8 | 0 | 0 | 0.1 | -0.1 | 0.2 | 0 | 0 | 18.5 | 0 | 7.26 | 7.52 | -0.26 | 0 | 0.002 | 0 | -0.002 | PreCW-Front-ElecDHW-GasDry | Appl-CW-Front-ElecDHW-GasDry-Tier3AnyDMoMH00CZ09DEER2017 | 0
42958.3843 | Appl-CW-Front-ElecDHW-GasDry-Tier3 | DMo | MH00 | CZ10 | rDXGF | -1 | Household | 1 | 1242 | 3.2 | 0 | 0 | -18 | 0 | 3.9 | 0 | 0 | 0.3 | -0.2 | 0.5 | 0 | 0 | 17.1 | 0 | 7.79 | 8.1 | -0.3 | 0 | 0.002 | 0 | -0.003 | 3.1 | 0 | 0 | -18.8 | 0 | 3.2 | 0 | 0 | 0.2 | -0.1 | 0.4 | 0 | 0 | 18.5 | 0 | 7.28 | 7.52 | -0.23 | 0 | 0.002 | 0 | -0.003 | PreCW-Front-ElecDHW-GasDry | Appl-CW-Front-ElecDHW-GasDry-Tier3AnyDMoMH00CZ10DEER2017 | 0
42958.3843 | Appl-CW-Front-ElecDHW-GasDry-Tier3 | DMo | MH00 | CZ11 | rDXGF | -1 | Household | 1 | 1242 | 2.3 | 0 | 0 | -18 | 0 | 3 | 0 | 0 | 0.1 | -0.2 | 0.4 | 0 | 0 | 17.2 | 0 | 7.73 | 8.1 | -0.36 | 0 | 0.002 | 0 | -0.003 | 2.3 | 0 | 0 | -18.8 | 0 | 2.4 | 0 | 0 | 0.1 | -0.2 | 0.3 | 0 | 0 | 18.7 | 0 | 7.23 | 7.52 | -0.29 | 0 | 0.002 | 0 | -0.003 | PreCW-Front-ElecDHW-GasDry | Appl-CW-Front-ElecDHW-GasDry-Tier3AnyDMoMH00CZ11DEER2017 | 0
42958.3843 | Appl-CW-Front-ElecDHW-GasDry-Tier3 | DMo | MH00 | CZ12 | rDXGF | -1 | Household | 1 | 1242 | 3 | 0 | 0 | -18 | 0 | 3 | 0 | -0.1 | 0.1 | -0.3 | 0.4 | 0 | 0 | 17.8 | 0 | 7.7 | 8.1 | -0.4 | 0 | 0.002 | 0 | -0.003 | 3 | 0 | 0 | -18.8 | 0 | 2.3 | 0 | 0 | 0.1 | -0.2 | 0.3 | 0 | 0 | 19.3 | 0 | 7.21 | 7.52 | -0.31 | 0 | 0.002 | 0 | -0.003 | PreCW-Front-ElecDHW-GasDry | Appl-CW-Front-ElecDHW-GasDry-Tier3AnyDMoMH00CZ12DEER2017 | 0
42958.3843 | Appl-CW-Front-ElecDHW-GasDry-Tier3 | DMo | MH00 | CZ13 | rDXGF | -1 | Household | 1 | 1242 | 3 | 0 | 0 | -18 | 0 | 3.8 | 0 | 0 | 0.2 | -0.2 | 0.4 | 0 | 0 | 17.1 | 0 | 7.72 | 8.1 | -0.37 | 0 | 0.002 | 0 | -0.002 | 2.9 | 0 | 0 | -18.7 | 0 | 3.1 | 0 | 0 | 0.2 | -0.1 | 0.4 | 0 | 0 | 18.5 | 0 | 7.22 | 7.52 | -0.29 | 0 | 0.001 | 0 | -0.002 | PreCW-Front-ElecDHW-GasDry | Appl-CW-Front-ElecDHW-GasDry-Tier3AnyDMoMH00CZ13DEER2017 | 0
42958.3843 | Appl-CW-Front-ElecDHW-GasDry-Tier3 | DMo | MH00 | CZ14 | rDXGF | -1 | Household | 1 | 1242 | 2.8 | 0 | 0 | -18 | 0 | 3.3 | 0 | -0.1 | 0.1 | -0.2 | 0.4 | 0 | 0 | 17.4 | 0 | 7.72 | 8.1 | -0.38 | 0 | 0.001 | 0 | -0.003 | 2.9 | 0 | 0 | -18.8 | 0 | 2.7 | 0 | 0 | 0.1 | -0.2 | 0.3 | 0 | 0 | 18.9 | 0 | 7.23 | 7.52 | -0.3 | 0 | 0.001 | 0 | -0.003 | PreCW-Front-ElecDHW-GasDry | Appl-CW-Front-ElecDHW-GasDry-Tier3AnyDMoMH00CZ14DEER2017 | 0
42958.3843 | Appl-CW-Front-ElecDHW-GasDry-Tier3 | DMo | MH00 | CZ15 | rDXGF | -1 | Household | 1 | 1242 | 2 | 0 | 0 | -18 | 0 | 5.1 | 0 | -0.1 | 0.5 | -0.1 | 0.6 | 0 | 0 | 14.3 | 0 | 7.97 | 8.1 | -0.13 | 0 | 0.001 | 0 | -0.003 | 1.4 | 0 | 0 | -18.7 | 0 | 4.2 | 0 | -0.1 | 0.4 | -0.1 | 0.5 | 0 | 0 | 15.5 | 0 | 7.41 | 7.52 | -0.11 | 0 | 0.001 | 0 | -0.003 | PreCW-Front-ElecDHW-GasDry | Appl-CW-Front-ElecDHW-GasDry-Tier3AnyDMoMH00CZ15DEER2017 | 0
42958.3843 | Appl-CW-Front-ElecDHW-GasDry-Tier3 | DMo | MH00 | CZ16 | rDXGF | -1 | Household | 1 | 1242 | 3.9 | 0 | 0 | -18 | 0 | 1.9 | 0 | 0 | 0 | -0.2 | 0.2 | 0 | 0 | 20.1 | 0 | 7.73 | 8.1 | -0.37 | 0 | 0.006 | 0 | -0.003 | 4.5 | 0 | 0 | -18.7 | 0 | 1.5 | 0 | 0 | 0 | -0.2 | 0.2 | 0 | 0 | 21.7 | 0 | 7.23 | 7.52 | -0.29 | 0 | 0.005 | 0 | -0.003 | PreCW-Front-ElecDHW-GasDry | Appl-CW-Front-ElecDHW-GasDry-Tier3AnyDMoMH00CZ16DEER2017 | 0
42958.3843 | Appl-CW-Front-ElecDHW-GasDry-Tier3 | DMo | MH06 | CZ01 | rDXGF | -1 | Household | 1 | 1242 | 1.9 | 0 | 0 | -17.9 | 0 | 0 | 0 | 0 | -0.3 | -0.3 | 0 | 0 | 0 | 20.1 | 0 | 7.54 | 8.1 | -0.56 | 0 | 0 | 0 | -0.003 | 2.8 | 0 | 0 | -18.7 | 0 | 0 | 0 | 0 | -0.2 | -0.2 | 0 | 0 | 0 | 21.8 | 0 | 7.08 | 7.52 | -0.44 | 0 | 0 | 0 | -0.003 | PreCW-Front-ElecDHW-GasDry | Appl-CW-Front-ElecDHW-GasDry-Tier3AnyDMoMH06CZ01DEER2017 | 0
42958.3843 | Appl-CW-Front-ElecDHW-GasDry-Tier3 | DMo | MH06 | CZ02 | rDXGF | -1 | Household | 1 | 1242 | 2.8 | 0 | 0 | -18 | 0 | 2.1 | 0 | -0.1 | 0.1 | -0.3 | 0.3 | 0 | 0 | 18.7 | 0 | 7.67 | 8.1 | -0.41 | 0 | 0.002 | 0 | -0.002 | 3.2 | 0 | 0 | -18.7 | 0 | 1.6 | 0 | -0.1 | 0.1 | -0.2 | 0.2 | 0 | 0 | 20.2 | 0 | 7.19 | 7.52 | -0.32 | 0 | 0.002 | 0 | -0.003 | PreCW-Front-ElecDHW-GasDry | Appl-CW-Front-ElecDHW-GasDry-Tier3AnyDMoMH06CZ02DEER2017 | 0
42958.3843 | Appl-CW-Front-ElecDHW-GasDry-Tier3 | DMo | MH06 | CZ03 | rDXGF | -1 | Household | 1 | 1242 | 2.1 | 0 | 0 | -17.9 | 0 | 1.2 | 0 | 0 | 0.1 | -0.2 | 0.3 | 0 | 0 | 18.7 | 0 | 7.82 | 8.1 | -0.28 | 0 | 0.002 | 0 | -0.003 | 2.6 | 0 | 0 | -18.7 | 0 | 1 | 0 | 0 | 0.1 | -0.2 | 0.2 | 0 | 0 | 20.3 | 0 | 7.3 | 7.52 | -0.22 | 0 | 0.002 | 0 | -0.003 | PreCW-Front-ElecDHW-GasDry | Appl-CW-Front-ElecDHW-GasDry-Tier3AnyDMoMH06CZ03DEER2017 | 0
42958.3843 | Appl-CW-Front-ElecDHW-GasDry-Tier3 | DMo | MH06 | CZ04 | rDXGF | -1 | Household | 1 | 1242 | 2.2 | 0 | 0 | -18 | 0 | 1.9 | 0 | -0.1 | 0.1 | -0.2 | 0.3 | 0 | 0 | 18.1 | 0 | 7.75 | 8.1 | -0.35 | 0 | 0.002 | 0 | -0.003 | 2.6 | 0 | 0 | -18.8 | 0 | 1.6 | 0 | 0 | 0.1 | -0.1 | 0.2 | 0 | 0 | 19.6 | 0 | 7.24 | 7.52 | -0.28 | 0 | 0.002 | 0 | -0.003 | PreCW-Front-ElecDHW-GasDry | Appl-CW-Front-ElecDHW-GasDry-Tier3AnyDMoMH06CZ04DEER2017 | 0
42958.3843 | Appl-CW-Front-ElecDHW-GasDry-Tier3 | DMo | MH06 | CZ05 | rDXGF | -1 | Household | 1 | 1242 | 1.7 | 0 | 0 | -18 | 0 | 0.8 | 0 | 0 | -0.1 | -0.2 | 0.1 | 0 | 0 | 19.1 | 0 | 7.64 | 8.1 | -0.46 | 0 | 0.002 | 0 | -0.002 | 2.4 | 0 | 0 | -18.7 | 0 | 0.6 | 0 | 0 | -0.1 | -0.2 | 0.1 | 0 | 0 | 20.7 | 0 | 7.16 | 7.52 | -0.36 | 0 | 0.002 | 0 | -0.002 | PreCW-Front-ElecDHW-GasDry | Appl-CW-Front-ElecDHW-GasDry-Tier3AnyDMoMH06CZ05DEER2017 | 0
42958.3843 | Appl-CW-Front-ElecDHW-GasDry-Tier3 | DMo | MH06 | CZ06 | rDXGF | -1 | Household | 1 | 1242 | 2.1 | 0 | 0 | -17.9 | 0 | 2.1 | 0 | 0 | 0.3 | 0 | 0.4 | 0 | 0 | 17.7 | 0 | 8.04 | 8.1 | -0.06 | 0 | 0.001 | 0 | -0.003 | 2.5 | 0 | 0 | -18.7 | 0 | 1.8 | 0 | 0 | 0.3 | 0 | 0.3 | 0 | 0 | 19.1 | 0 | 7.47 | 7.52 | -0.05 | 0 | 0.001 | 0 | -0.003 | PreCW-Front-ElecDHW-GasDry | Appl-CW-Front-ElecDHW-GasDry-Tier3AnyDMoMH06CZ06DEER2017 | 0
42958.3843 | Appl-CW-Front-ElecDHW-GasDry-Tier3 | DMo | MH06 | CZ07 | rDXGF | -1 | Household | 1 | 1242 | 2.6 | 0 | 0 | -17.9 | 0 | 2.7 | 0 | 0 | 0.5 | -0.1 | 0.5 | 0 | 0 | 17.4 | 0 | 7.98 | 8.1 | -0.12 | 0 | 0.001 | 0 | -0.002 | 2.7 | 0 | 0 | -18.7 | 0 | 2.2 | 0 | 0 | 0.4 | -0.1 | 0.4 | 0 | 0 | 18.9 | 0 | 7.43 | 7.52 | -0.1 | 0 | 0.001 | 0 | -0.002 | PreCW-Front-ElecDHW-GasDry | Appl-CW-Front-ElecDHW-GasDry-Tier3AnyDMoMH06CZ07DEER2017 | 0
42958.3843 | Appl-CW-Front-ElecDHW-GasDry-Tier3 | DMo | MH06 | CZ08 | rDXGF | -1 | Household | 1 | 1242 | 2.9 | 0 | 0 | -18 | 0 | 3.3 | 0 | -0.1 | 0.5 | -0.1 | 0.5 | 0 | 0 | 17.2 | 0 | 7.9 | 8.1 | -0.2 | 0 | 0.001 | 0 | -0.003 | 2.9 | 0 | 0 | -18.7 | 0 | 2.7 | 0 | -0.1 | 0.4 | -0.1 | 0.4 | 0 | 0 | 18.6 | 0 | 7.37 | 7.52 | -0.16 | 0 | 0.001 | 0 | -0.003 | PreCW-Front-ElecDHW-GasDry | Appl-CW-Front-ElecDHW-GasDry-Tier3AnyDMoMH06CZ08DEER2017 | 0
42958.3843 | Appl-CW-Front-ElecDHW-GasDry-Tier3 | DMo | MH06 | CZ09 | rDXGF | -1 | Household | 1 | 1242 | 1.6 | 0 | 0 | -18 | 0 | 2.3 | 0 | -0.1 | 0.2 | -0.1 | 0.4 | 0 | 0 | 17.1 | 0 | 7.86 | 8.1 | -0.24 | 0 | 0.001 | 0 | -0.003 | 1.7 | 0 | 0 | -18.7 | 0 | 1.8 | 0 | 0 | 0.2 | -0.1 | 0.3 | 0 | 0 | 18.5 | 0 | 7.34 | 7.52 | -0.18 | 0 | 0.001 | 0 | -0.003 | PreCW-Front-ElecDHW-GasDry | Appl-CW-Front-ElecDHW-GasDry-Tier3AnyDMoMH06CZ09DEER2017 | 0
42958.3843 | Appl-CW-Front-ElecDHW-GasDry-Tier3 | DMo | MH06 | CZ10 | rDXGF | -1 | Household | 1 | 1242 | 2.4 | 0 | 0 | -18 | 0 | 3.1 | 0 | 0 | 0.4 | -0.1 | 0.5 | 0 | 0 | 17 | 0 | 7.8 | 8.1 | -0.3 | 0 | 0.001 | 0 | -0.002 | 2.5 | 0 | 0 | -18.7 | 0 | 2.5 | 0 | 0 | 0.3 | -0.1 | 0.4 | 0 | 0 | 18.5 | 0 | 7.28 | 7.52 | -0.24 | 0 | 0.001 | 0 | -0.002 | PreCW-Front-ElecDHW-GasDry | Appl-CW-Front-ElecDHW-GasDry-Tier3AnyDMoMH06CZ10DEER2017 | 0
42958.3843 | Appl-CW-Front-ElecDHW-GasDry-Tier3 | DMo | MH06 | CZ11 | rDXGF | -1 | Household | 1 | 1242 | 2.1 | 0 | 0 | -18 | 0 | 2.6 | 0 | 0 | 0.2 | -0.2 | 0.4 | 0 | 0 | 17.2 | 0 | 7.81 | 8.1 | -0.29 | 0 | 0.002 | 0 | -0.002 | 2.2 | 0 | 0 | -18.7 | 0 | 2 | 0 | 0 | 0.2 | -0.2 | 0.3 | 0 | 0 | 18.7 | 0 | 7.29 | 7.52 | -0.23 | 0 | 0.001 | 0 | -0.002 | PreCW-Front-ElecDHW-GasDry | Appl-CW-Front-ElecDHW-GasDry-Tier3AnyDMoMH06CZ11DEER2017 | 0
42958.3843 | Appl-CW-Front-ElecDHW-GasDry-Tier3 | DMo | MH06 | CZ12 | rDXGF | -1 | Household | 1 | 1242 | 2.3 | 0 | 0 | -18 | 0 | 2.3 | 0 | 0 | 0.1 | -0.2 | 0.3 | 0 | 0 | 17.8 | 0 | 7.71 | 8.1 | -0.39 | 0 | 0.002 | 0 | -0.002 | 2.6 | 0 | 0 | -18.7 | 0 | 1.9 | 0 | 0 | 0.1 | -0.2 | 0.3 | 0 | 0 | 19.3 | 0 | 7.22 | 7.52 | -0.3 | 0 | 0.002 | 0 | -0.002 | PreCW-Front-ElecDHW-GasDry | Appl-CW-Front-ElecDHW-GasDry-Tier3AnyDMoMH06CZ12DEER2017 | 0
42958.3843 | Appl-CW-Front-ElecDHW-GasDry-Tier3 | DMo | MH06 | CZ13 | rDXGF | -1 | Household | 1 | 1242 | 2.8 | 0 | 0 | -18 | 0 | 3.4 | 0 | -0.1 | 0.3 | -0.2 | 0.5 | 0 | 0 | 17.1 | 0 | 7.77 | 8.1 | -0.32 | 0 | 0.001 | 0 | -0.002 | 2.8 | 0 | 0 | -18.7 | 0 | 2.8 | 0 | -0.1 | 0.3 | -0.1 | 0.4 | 0 | 0 | 18.5 | 0 | 7.26 | 7.52 | -0.25 | 0 | 0.001 | 0 | -0.002 | PreCW-Front-ElecDHW-GasDry | Appl-CW-Front-ElecDHW-GasDry-Tier3AnyDMoMH06CZ13DEER2017 | 0
42958.3843 | Appl-CW-Front-ElecDHW-GasDry-Tier3 | DMo | MH06 | CZ14 | rDXGF | -1 | Household | 1 | 1242 | 2.7 | 0 | 0 | -18 | 0 | 2.9 | 0 | 0 | 0.3 | -0.2 | 0.5 | 0 | 0 | 17.4 | 0 | 7.74 | 8.1 | -0.36 | 0 | 0 | 0 | -0.002 | 2.8 | 0 | 0 | -18.8 | 0 | 2.3 | 0 | 0 | 0.2 | -0.2 | 0.4 | 0 | 0 | 18.8 | 0 | 7.24 | 7.52 | -0.28 | 0 | 0 | 0 | -0.002 | PreCW-Front-ElecDHW-GasDry | Appl-CW-Front-ElecDHW-GasDry-Tier3AnyDMoMH06CZ14DEER2017 | 0
42958.3843 | Appl-CW-Front-ElecDHW-GasDry-Tier3 | DMo | MH06 | CZ15 | rDXGF | -1 | Household | 1 | 1242 | 0.8 | 0 | 0 | -18 | 0 | 4 | 0 | -0.1 | 0.5 | 0 | 0.6 | 0 | 0 | 14.3 | 0 | 7.98 | 8.1 | -0.11 | 0 | 0 | 0 | -0.003 | 0.2 | 0 | 0 | -18.8 | 0 | 3 | 0 | -0.1 | 0.4 | 0 | 0.4 | 0 | 0 | 15.5 | 0 | 7.43 | 7.52 | -0.09 | 0 | 0 | 0 | -0.003 | PreCW-Front-ElecDHW-GasDry | Appl-CW-Front-ElecDHW-GasDry-Tier3AnyDMoMH06CZ15DEER2017 | 0
42958.3843 | Appl-CW-Front-ElecDHW-GasDry-Tier3 | DMo | MH06 | CZ16 | rDXGF | -1 | Household | 1 | 1242 | 3.5 | 0 | 0 | -17.9 | 0 | 1.5 | 0 | 0 | 0 | -0.2 | 0.3 | 0 | 0 | 20.1 | 0 | 7.74 | 8.1 | -0.36 | 0 | 0.002 | 0 | -0.002 | 4.2 | 0 | 0 | -18.6 | 0 | 1.2 | 0 | 0 | 0 | -0.1 | 0.3 | 0 | 0 | 21.7 | 0 | 7.23 | 7.52 | -0.29 | 0 | 0.002 | 0 | -0.002 | PreCW-Front-ElecDHW-GasDry | Appl-CW-Front-ElecDHW-GasDry-Tier3AnyDMoMH06CZ16DEER2017 | 0
42958.3843 | Appl-CW-Front-ElecDHW-GasDry-Tier3 | DMo | MH15 | CZ01 | rDXGF | -1 | Household | 1 | 1242 | 1.9 | 0 | 0 | -17.9 | 0 | 0 | 0 | -0.1 | -0.3 | -0.3 | 0 | 0 | 0 | 20.1 | 0 | 7.59 | 8.1 | -0.51 | 0 | 0 | 0 | -0.003 | 2.8 | 0 | 0 | -18.7 | 0 | 0 | 0 | -0.1 | -0.2 | -0.2 | 0 | 0 | 0 | 21.8 | 0 | 7.11 | 7.52 | -0.41 | 0 | 0 | 0 | -0.003 | PreCW-Front-ElecDHW-GasDry | Appl-CW-Front-ElecDHW-GasDry-Tier3AnyDMoMH15CZ01DEER2017 | 0
42958.3843 | Appl-CW-Front-ElecDHW-GasDry-Tier3 | DMo | MH15 | CZ02 | rDXGF | -1 | Household | 1 | 1242 | 2.4 | 0 | 0 | -18 | 0 | 1.7 | 0 | -0.1 | 0.1 | -0.2 | 0.2 | 0 | 0 | 18.7 | 0 | 7.69 | 8.1 | -0.41 | 0 | 0.002 | 0 | -0.002 | 2.9 | 0 | 0 | -18.7 | 0 | 1.3 | 0 | -0.1 | 0.1 | -0.1 | 0.2 | 0 | 0 | 20.2 | 0 | 7.2 | 7.52 | -0.32 | 0 | 0.002 | 0 | -0.002 | PreCW-Front-ElecDHW-GasDry | Appl-CW-Front-ElecDHW-GasDry-Tier3AnyDMoMH15CZ02DEER2017 | 0
42958.3843 | Appl-CW-Front-ElecDHW-GasDry-Tier3 | DMo | MH15 | CZ03 | rDXGF | -1 | Household | 1 | 1242 | 1.3 | 0 | 0 | -18 | 0 | 0.7 | 0 | 0 | -0.1 | -0.3 | 0.1 | 0 | 0 | 18.7 | 0 | 7.67 | 8.1 | -0.43 | 0 | 0.002 | 0 | -0.002 | 2 | 0 | 0 | -18.7 | 0 | 0.5 | 0 | 0 | -0.1 | -0.2 | 0.1 | 0 | 0 | 20.3 | 0 | 7.18 | 7.52 | -0.34 | 0 | 0.002 | 0 | -0.002 | PreCW-Front-ElecDHW-GasDry | Appl-CW-Front-ElecDHW-GasDry-Tier3AnyDMoMH15CZ03DEER2017 | 0
42958.3843 | Appl-CW-Front-ElecDHW-GasDry-Tier3 | DMo | MH15 | CZ04 | rDXGF | -1 | Household | 1 | 1242 | 2.1 | 0 | 0 | -18 | 0 | 1.8 | 0 | -0.1 | 0.2 | -0.2 | 0.3 | 0 | 0 | 18.1 | 0 | 7.74 | 8.1 | -0.36 | 0 | 0.001 | 0 | -0.003 | 2.4 | 0 | 0 | -18.7 | 0 | 1.4 | 0 | -0.1 | 0.1 | -0.2 | 0.2 | 0 | 0 | 19.6 | 0 | 7.24 | 7.52 | -0.28 | 0 | 0.001 | 0 | -0.003 | PreCW-Front-ElecDHW-GasDry | Appl-CW-Front-ElecDHW-GasDry-Tier3AnyDMoMH15CZ04DEER2017 | 0
42958.3843 | Appl-CW-Front-ElecDHW-GasDry-Tier3 | DMo | MH15 | CZ05 | rDXGF | -1 | Household | 1 | 1242 | 1.8 | 0 | 0 | -17.9 | 0 | 0.9 | 0 | 0 | -0.1 | -0.3 | 0.2 | 0 | 0 | 19.1 | 0 | 7.62 | 8.1 | -0.47 | 0 | 0.002 | 0 | -0.002 | 2.3 | 0 | 0 | -18.7 | 0 | 0.6 | 0 | 0 | -0.1 | -0.2 | 0.1 | 0 | 0 | 20.7 | 0 | 7.12 | 7.52 | -0.39 | 0 | 0.001 | 0 | -0.003 | PreCW-Front-ElecDHW-GasDry | Appl-CW-Front-ElecDHW-GasDry-Tier3AnyDMoMH15CZ05DEER2017 | 0
42958.3843 | Appl-CW-Front-ElecDHW-GasDry-Tier3 | DMo | MH15 | CZ06 | rDXGF | -1 | Household | 1 | 1242 | 2 | 0 | 0 | -18 | 0 | 2.1 | 0 | 0 | 0.2 | -0.1 | 0.4 | 0 | 0 | 17.7 | 0 | 7.78 | 8.1 | -0.32 | 0 | 0.001 | 0 | -0.002 | 2.4 | 0 | 0 | -18.7 | 0 | 1.8 | 0 | 0 | 0.2 | -0.1 | 0.3 | 0 | 0 | 19.1 | 0 | 7.27 | 7.52 | -0.25 | 0 | 0.001 | 0 | -0.002 | PreCW-Front-ElecDHW-GasDry | Appl-CW-Front-ElecDHW-GasDry-Tier3AnyDMoMH15CZ06DEER2017 | 0
42958.3843 | Appl-CW-Front-ElecDHW-GasDry-Tier3 | DMo | MH15 | CZ07 | rDXGF | -1 | Household | 1 | 1242 | 2.4 | 0 | 0 | -18 | 0 | 2.5 | 0 | -0.1 | 0.4 | -0.1 | 0.4 | 0 | 0 | 17.4 | 0 | 7.96 | 8.1 | -0.14 | 0 | 0.001 | 0 | -0.002 | 2.6 | 0 | 0 | -18.7 | 0 | 2.1 | 0 | -0.1 | 0.3 | -0.1 | 0.3 | 0 | 0 | 18.9 | 0 | 7.41 | 7.52 | -0.11 | 0 | 0.001 | 0 | -0.002 | PreCW-Front-ElecDHW-GasDry | Appl-CW-Front-ElecDHW-GasDry-Tier3AnyDMoMH15CZ07DEER2017 | 0
42958.3843 | Appl-CW-Front-ElecDHW-GasDry-Tier3 | DMo | MH15 | CZ08 | rDXGF | -1 | Household | 1 | 1242 | 2.5 | 0 | 0 | -18 | 0 | 3 | 0 | 0 | 0.4 | -0.1 | 0.5 | 0 | 0 | 17.2 | 0 | 7.89 | 8.1 | -0.2 | 0 | 0.001 | 0 | -0.002 | 2.6 | 0 | 0 | -18.7 | 0 | 2.5 | 0 | 0 | 0.3 | -0.1 | 0.4 | 0 | 0 | 18.6 | 0 | 7.36 | 7.52 | -0.16 | 0 | 0 | 0 | -0.002 | PreCW-Front-ElecDHW-GasDry | Appl-CW-Front-ElecDHW-GasDry-Tier3AnyDMoMH15CZ08DEER2017 | 0
42958.3843 | Appl-CW-Front-ElecDHW-GasDry-Tier3 | DMo | MH15 | CZ09 | rDXGF | -1 | Household | 1 | 1242 | 1 | 0 | 0 | -18 | 0 | 1.7 | 0 | 0 | 0.1 | -0.1 | 0.3 | 0 | 0 | 17.1 | 0 | 7.84 | 8.1 | -0.26 | 0 | 0.001 | 0 | -0.002 | 1.2 | 0 | 0 | -18.7 | 0 | 1.3 | 0 | 0 | 0.1 | -0.1 | 0.3 | 0 | 0 | 18.5 | 0 | 7.33 | 7.52 | -0.19 | 0 | 0.001 | 0 | -0.002 | PreCW-Front-ElecDHW-GasDry | Appl-CW-Front-ElecDHW-GasDry-Tier3AnyDMoMH15CZ09DEER2017 | 0
42958.3843 | Appl-CW-Front-ElecDHW-GasDry-Tier3 | DMo | MH15 | CZ10 | rDXGF | -1 | Household | 1 | 1242 | 2.2 | 0 | 0 | -17.9 | 0 | 2.8 | 0 | 0 | 0.3 | -0.2 | 0.5 | 0 | 0 | 17 | 0 | 7.82 | 8.1 | -0.27 | 0 | 0.001 | 0 | -0.003 | 2.3 | 0 | 0 | -18.7 | 0 | 2.3 | 0 | 0 | 0.2 | -0.1 | 0.4 | 0 | 0 | 18.5 | 0 | 7.29 | 7.52 | -0.22 | 0 | 0.001 | 0 | -0.003 | PreCW-Front-ElecDHW-GasDry | Appl-CW-Front-ElecDHW-GasDry-Tier3AnyDMoMH15CZ10DEER2017 | 0
42958.3843 | Appl-CW-Front-ElecDHW-GasDry-Tier3 | DMo | MH15 | CZ11 | rDXGF | -1 | Household | 1 | 1242 | 2 | 0 | 0 | -18 | 0 | 2.5 | 0 | 0 | 0.3 | -0.1 | 0.4 | 0 | 0 | 17.2 | 0 | 7.77 | 8.1 | -0.33 | 0 | 0.001 | 0 | -0.002 | 2.2 | 0 | 0 | -18.7 | 0 | 2 | 0 | 0 | 0.2 | -0.1 | 0.3 | 0 | 0 | 18.7 | 0 | 7.26 | 7.52 | -0.26 | 0 | 0.001 | 0 | -0.002 | PreCW-Front-ElecDHW-GasDry | Appl-CW-Front-ElecDHW-GasDry-Tier3AnyDMoMH15CZ11DEER2017 | 0
42958.3843 | Appl-CW-Front-ElecDHW-GasDry-Tier3 | DMo | MH15 | CZ12 | rDXGF | -1 | Household | 1 | 1242 | 2.2 | 0 | 0 | -18 | 0 | 2.2 | 0 | -0.1 | 0.1 | -0.2 | 0.3 | 0 | 0 | 17.8 | 0 | 7.74 | 8.1 | -0.35 | 0 | 0.002 | 0 | -0.003 | 2.4 | 0 | 0 | -18.7 | 0 | 1.7 | 0 | -0.1 | 0.1 | -0.2 | 0.3 | 0 | 0 | 19.3 | 0 | 7.25 | 7.52 | -0.28 | 0 | 0.001 | 0 | -0.003 | PreCW-Front-ElecDHW-GasDry | Appl-CW-Front-ElecDHW-GasDry-Tier3AnyDMoMH15CZ12DEER2017 | 0
42958.3843 | Appl-CW-Front-ElecDHW-GasDry-Tier3 | DMo | MH15 | CZ13 | rDXGF | -1 | Household | 1 | 1242 | 2.1 | 0 | 0 | -18 | 0 | 2.7 | 0 | -0.1 | 0.2 | -0.2 | 0.4 | 0 | 0 | 17.1 | 0 | 7.79 | 8.1 | -0.31 | 0 | 0.001 | 0 | -0.002 | 2.1 | 0 | 0 | -18.7 | 0 | 2.2 | 0 | -0.1 | 0.2 | -0.1 | 0.3 | 0 | 0 | 18.5 | 0 | 7.28 | 7.52 | -0.25 | 0 | 0.001 | 0 | -0.002 | PreCW-Front-ElecDHW-GasDry | Appl-CW-Front-ElecDHW-GasDry-Tier3AnyDMoMH15CZ13DEER2017 | 0
42958.3843 | Appl-CW-Front-ElecDHW-GasDry-Tier3 | DMo | MH15 | CZ14 | rDXGF | -1 | Household | 1 | 1242 | 2.5 | 0 | 0 | -18 | 0 | 2.9 | 0 | 0 | 0.2 | -0.1 | 0.5 | 0 | 0 | 17.4 | 0 | 7.73 | 8.1 | -0.37 | 0 | 0.001 | 0 | -0.003 | 2.5 | 0 | 0 | -18.7 | 0 | 2.3 | 0 | 0 | 0.2 | -0.1 | 0.4 | 0 | 0 | 18.8 | 0 | 7.23 | 7.52 | -0.29 | 0 | 0.001 | 0 | -0.003 | PreCW-Front-ElecDHW-GasDry | Appl-CW-Front-ElecDHW-GasDry-Tier3AnyDMoMH15CZ14DEER2017 | 0
42958.3843 | Appl-CW-Front-ElecDHW-GasDry-Tier3 | DMo | MH15 | CZ15 | rDXGF | -1 | Household | 1 | 1242 | 0.4 | 0 | 0 | -18 | 0 | 3.7 | 0 | -0.1 | 0.4 | 0 | 0.5 | 0 | 0 | 14.3 | 0 | 7.97 | 8.1 | -0.12 | 0 | 0 | 0 | -0.003 | -0.1 | 0 | 0 | -18.7 | 0 | 2.8 | 0 | -0.1 | 0.3 | 0 | 0.3 | 0 | 0 | 15.5 | 0 | 7.42 | 7.52 | -0.09 | 0 | 0 | 0 | -0.003 | PreCW-Front-ElecDHW-GasDry | Appl-CW-Front-ElecDHW-GasDry-Tier3AnyDMoMH15CZ15DEER2017 | 0
42958.3843 | Appl-CW-Front-ElecDHW-GasDry-Tier3 | DMo | MH15 | CZ16 | rDXGF | -1 | Household | 1 | 1242 | 3.4 | 0 | 0 | -17.9 | 0 | 1.3 | 0 | 0 | 0.1 | -0.2 | 0.2 | 0 | 0 | 20.1 | 0 | 7.73 | 8.1 | -0.36 | 0 | 0.002 | 0 | -0.002 | 4.1 | 0 | 0 | -18.6 | 0 | 1.1 | 0 | 0 | 0.1 | -0.1 | 0.2 | 0 | 0 | 21.7 | 0 | 7.23 | 7.52 | -0.29 | 0 | 0.001 | 0 | -0.002 | PreCW-Front-ElecDHW-GasDry | Appl-CW-Front-ElecDHW-GasDry-Tier3AnyDMoMH15CZ16DEER2017 | 0
42958.3843 | Appl-CW-Front-ElecDHW-GasDry-Tier3 | DMo | MH72 | CZ01 | rDXGF | -1 | Household | 1 | 1196 | 2 | 0 | 0 | -17.9 | 0 | 0 | 0 | -0.1 | -0.2 | -0.2 | 0 | 0 | 0 | 20.1 | 0 | 7.69 | 8.1 | -0.41 | 0 | 0 | 0 | -0.002 | 2.9 | 0 | 0 | -18.7 | 0 | 0 | 0 | 0 | -0.2 | -0.2 | 0 | 0 | 0 | 21.7 | 0 | 7.2 | 7.52 | -0.32 | 0 | 0 | 0 | -0.002 | PreCW-Front-ElecDHW-GasDry | Appl-CW-Front-ElecDHW-GasDry-Tier3AnyDMoMH72CZ01DEER2017 | 0
42958.3843 | Appl-CW-Front-ElecDHW-GasDry-Tier3 | DMo | MH72 | CZ02 | rDXGF | -1 | Household | 1 | 1196 | 2.6 | 0 | 0 | -18 | 0 | 2 | 0 | 0 | 0 | -0.3 | 0.2 | 0 | 0 | 18.7 | 0 | 7.72 | 8.1 | -0.37 | 0 | 0.003 | 0 | -0.003 | 3 | 0 | 0 | -18.8 | 0 | 1.6 | 0 | 0 | 0 | -0.2 | 0.2 | 0 | 0 | 20.3 | 0 | 7.23 | 7.52 | -0.28 | 0 | 0.003 | 0 | -0.003 | PreCW-Front-ElecDHW-GasDry | Appl-CW-Front-ElecDHW-GasDry-Tier3AnyDMoMH72CZ02DEER2017 | 0
42958.3843 | Appl-CW-Front-ElecDHW-GasDry-Tier3 | DMo | MH72 | CZ03 | rDXGF | -1 | Household | 1 | 1196 | 2.4 | 0 | 0 | -18 | 0 | 1.6 | 0 | 0 | 0.1 | -0.2 | 0.2 | 0 | 0 | 18.8 | 0 | 7.72 | 8.1 | -0.37 | 0 | 0.003 | 0 | -0.003 | 2.8 | 0 | 0 | -18.8 | 0 | 1.2 | 0 | 0 | 0 | -0.1 | 0.2 | 0 | 0 | 20.3 | 0 | 7.21 | 7.52 | -0.3 | 0 | 0.003 | 0 | -0.003 | PreCW-Front-ElecDHW-GasDry | Appl-CW-Front-ElecDHW-GasDry-Tier3AnyDMoMH72CZ03DEER2017 | 0
42958.3843 | Appl-CW-Front-ElecDHW-GasDry-Tier3 | DMo | MH72 | CZ04 | rDXGF | -1 | Household | 1 | 1196 | 2.5 | 0 | 0 | -18 | 0 | 2.2 | 0 | 0 | 0.1 | -0.2 | 0.3 | 0 | 0 | 18.2 | 0 | 7.78 | 8.1 | -0.31 | 0 | 0.002 | 0 | -0.002 | 2.9 | 0 | 0 | -18.7 | 0 | 1.8 | 0 | 0 | 0.1 | -0.2 | 0.2 | 0 | 0 | 19.7 | 0 | 7.27 | 7.52 | -0.25 | 0 | 0.002 | 0 | -0.002 | PreCW-Front-ElecDHW-GasDry | Appl-CW-Front-ElecDHW-GasDry-Tier3AnyDMoMH72CZ04DEER2017 | 0
42958.3843 | Appl-CW-Front-ElecDHW-GasDry-Tier3 | DMo | MH72 | CZ05 | rDXGF | -1 | Household | 1 | 1196 | 1.8 | 0 | 0 | -17.9 | 0 | 0.9 | 0 | 0 | -0.2 | -0.2 | 0.1 | 0 | 0 | 19.1 | 0 | 7.65 | 8.1 | -0.45 | 0 | 0.003 | 0 | -0.002 | 2.5 | 0 | 0 | -18.7 | 0 | 0.7 | 0 | 0 | -0.1 | -0.2 | 0.1 | 0 | 0 | 20.6 | 0 | 7.16 | 7.52 | -0.36 | 0 | 0.002 | 0 | -0.002 | PreCW-Front-ElecDHW-GasDry | Appl-CW-Front-ElecDHW-GasDry-Tier3AnyDMoMH72CZ05DEER2017 | 0
42958.3843 | Appl-CW-Front-ElecDHW-GasDry-Tier3 | DMo | MH72 | CZ06 | rDXGF | -1 | Household | 1 | 1196 | 2.4 | 0 | 0 | -17.9 | 0 | 2.5 | 0 | 0 | 0.2 | -0.1 | 0.4 | 0 | 0 | 17.7 | 0 | 7.87 | 8.1 | -0.22 | 0 | 0.001 | 0 | -0.002 | 2.7 | 0 | 0 | -18.7 | 0 | 2.1 | 0 | 0 | 0.2 | -0.1 | 0.3 | 0 | 0 | 19.1 | 0 | 7.34 | 7.52 | -0.17 | 0 | 0.001 | 0 | -0.002 | PreCW-Front-ElecDHW-GasDry | Appl-CW-Front-ElecDHW-GasDry-Tier3AnyDMoMH72CZ06DEER2017 | 0
42958.3843 | Appl-CW-Front-ElecDHW-GasDry-Tier3 | DMo | MH72 | CZ07 | rDXGF | -1 | Household | 1 | 1196 | 2.5 | 0 | 0 | -17.9 | 0 | 2.8 | 0 | 0 | 0.2 | -0.2 | 0.4 | 0 | 0 | 17.5 | 0 | 7.87 | 8.1 | -0.23 | 0 | 0.002 | 0 | -0.003 | 2.7 | 0 | 0 | -18.7 | 0 | 2.4 | 0 | 0 | 0.2 | -0.1 | 0.3 | 0 | 0 | 18.9 | 0 | 7.35 | 7.52 | -0.17 | 0 | 0.001 | 0 | -0.003 | PreCW-Front-ElecDHW-GasDry | Appl-CW-Front-ElecDHW-GasDry-Tier3AnyDMoMH72CZ07DEER2017 | 0
42958.3843 | Appl-CW-Front-ElecDHW-GasDry-Tier3 | DMo | MH72 | CZ08 | rDXGF | -1 | Household | 1 | 1196 | 2.9 | 0 | 0 | -18 | 0 | 3.4 | 0 | -0.1 | 0.3 | -0.1 | 0.4 | 0 | 0 | 17.1 | 0 | 7.89 | 8.1 | -0.2 | 0 | 0.002 | 0 | -0.002 | 2.8 | 0 | 0 | -18.7 | 0 | 2.7 | 0 | -0.1 | 0.2 | -0.1 | 0.3 | 0 | 0 | 18.6 | 0 | 7.35 | 7.52 | -0.16 | 0 | 0.002 | 0 | -0.002 | PreCW-Front-ElecDHW-GasDry | Appl-CW-Front-ElecDHW-GasDry-Tier3AnyDMoMH72CZ08DEER2017 | 0
42958.3843 | Appl-CW-Front-ElecDHW-GasDry-Tier3 | DMo | MH72 | CZ09 | rDXGF | -1 | Household | 1 | 1196 | 2.9 | 0 | 0 | -18 | 0 | 3.5 | 0 | 0 | 0.3 | -0.1 | 0.5 | 0 | 0 | 17.1 | 0 | 7.9 | 8.1 | -0.2 | 0 | 0.002 | 0 | -0.002 | 2.8 | 0 | 0 | -18.7 | 0 | 2.7 | 0 | 0 | 0.3 | -0.1 | 0.4 | 0 | 0 | 18.5 | 0 | 7.37 | 7.52 | -0.15 | 0 | 0.002 | 0 | -0.002 | PreCW-Front-ElecDHW-GasDry | Appl-CW-Front-ElecDHW-GasDry-Tier3AnyDMoMH72CZ09DEER2017 | 0
42958.3843 | Appl-CW-Front-ElecDHW-GasDry-Tier3 | DMo | MH72 | CZ10 | rDXGF | -1 | Household | 1 | 1196 | 1.8 | 0 | 0 | -18 | 0 | 2.5 | 0 | 0 | 0.2 | -0.2 | 0.3 | 0 | 0 | 17.1 | 0 | 7.87 | 8.1 | -0.23 | 0 | 0.002 | 0 | -0.003 | 2.4 | 0 | 0 | -18.7 | 0 | 2.5 | 0 | 0 | 0.2 | -0.1 | 0.3 | 0 | 0 | 18.5 | 0 | 7.34 | 7.52 | -0.19 | 0 | 0.001 | 0 | -0.003 | PreCW-Front-ElecDHW-GasDry | Appl-CW-Front-ElecDHW-GasDry-Tier3AnyDMoMH72CZ10DEER2017 | 0
42958.3843 | Appl-CW-Front-ElecDHW-GasDry-Tier3 | DMo | MH72 | CZ11 | rDXGF | -1 | Household | 1 | 1196 | 2.3 | 0 | 0 | -18 | 0 | 2.9 | 0 | 0 | 0.2 | -0.1 | 0.3 | 0 | 0 | 17.2 | 0 | 7.82 | 8.1 | -0.27 | 0 | 0.002 | 0 | -0.002 | 2.4 | 0 | 0 | -18.8 | 0 | 2.3 | 0 | 0 | 0.2 | -0.1 | 0.3 | 0 | 0 | 18.7 | 0 | 7.3 | 7.52 | -0.22 | 0 | 0.001 | 0 | -0.002 | PreCW-Front-ElecDHW-GasDry | Appl-CW-Front-ElecDHW-GasDry-Tier3AnyDMoMH72CZ11DEER2017 | 0
42958.3843 | Appl-CW-Front-ElecDHW-GasDry-Tier3 | DMo | MH72 | CZ12 | rDXGF | -1 | Household | 1 | 1196 | 3.2 | 0 | 0 | -18 | 0 | 3.2 | 0 | 0 | 0.2 | -0.2 | 0.4 | 0 | 0 | 17.8 | 0 | 7.76 | 8.1 | -0.34 | 0 | 0.003 | 0 | -0.003 | 3.4 | 0 | 0 | -18.8 | 0 | 2.7 | 0 | 0 | 0.2 | -0.1 | 0.4 | 0 | 0 | 19.3 | 0 | 7.25 | 7.52 | -0.27 | 0 | 0.003 | 0 | -0.003 | PreCW-Front-ElecDHW-GasDry | Appl-CW-Front-ElecDHW-GasDry-Tier3AnyDMoMH72CZ12DEER2017 | 0
42958.3843 | Appl-CW-Front-ElecDHW-GasDry-Tier3 | DMo | MH72 | CZ13 | rDXGF | -1 | Household | 1 | 1196 | 2.5 | 0 | 0 | -18 | 0 | 3.2 | 0 | 0 | 0.3 | -0.1 | 0.4 | 0 | 0 | 17.1 | 0 | 7.79 | 8.1 | -0.31 | 0 | 0.002 | 0 | -0.002 | 2.5 | 0 | 0 | -18.7 | 0 | 2.6 | 0 | 0 | 0.2 | -0.1 | 0.3 | 0 | 0 | 18.5 | 0 | 7.28 | 7.52 | -0.24 | 0 | 0.001 | 0 | -0.003 | PreCW-Front-ElecDHW-GasDry | Appl-CW-Front-ElecDHW-GasDry-Tier3AnyDMoMH72CZ13DEER2017 | 0
42958.3843 | Appl-CW-Front-ElecDHW-GasDry-Tier3 | DMo | MH72 | CZ14 | rDXGF | -1 | Household | 1 | 1196 | 2.9 | 0 | 0 | -18 | 0 | 3.2 | 0 | -0.1 | 0.2 | -0.2 | 0.3 | 0 | 0 | 17.4 | 0 | 7.82 | 8.1 | -0.28 | 0 | 0.001 | 0 | -0.002 | 2.8 | 0 | 0 | -18.8 | 0 | 2.5 | 0 | -0.1 | 0.2 | -0.2 | 0.2 | 0 | 0 | 18.9 | 0 | 7.3 | 7.52 | -0.22 | 0 | 0.001 | 0 | -0.002 | PreCW-Front-ElecDHW-GasDry | Appl-CW-Front-ElecDHW-GasDry-Tier3AnyDMoMH72CZ14DEER2017 | 0
42958.3843 | Appl-CW-Front-ElecDHW-GasDry-Tier3 | DMo | MH72 | CZ15 | rDXGF | -1 | Household | 1 | 1196 | 0.5 | 0 | 0 | -18 | 0 | 3.7 | 0 | 0 | 0.3 | -0.1 | 0.4 | 0 | 0 | 14.3 | 0 | 7.98 | 8.1 | -0.11 | 0 | 0.001 | 0 | -0.003 | 0 | 0 | 0 | -18.7 | 0 | 3 | 0 | 0 | 0.2 | -0.1 | 0.3 | 0 | 0 | 15.5 | 0 | 7.43 | 7.52 | -0.09 | 0 | 0 | 0 | -0.003 | PreCW-Front-ElecDHW-GasDry | Appl-CW-Front-ElecDHW-GasDry-Tier3AnyDMoMH72CZ15DEER2017 | 0
42958.3843 | Appl-CW-Front-ElecDHW-GasDry-Tier3 | DMo | MH72 | CZ16 | rDXGF | -1 | Household | 1 | 1196 | 4.1 | 0 | 0 | -17.9 | 0 | 2 | 0 | -0.1 | 0 | -0.2 | 0.3 | 0 | 0 | 20.1 | 0 | 7.69 | 8.1 | -0.4 | 0 | 0.002 | 0 | -0.002 | 4.7 | 0 | 0 | -18.7 | 0 | 1.6 | 0 | -0.1 | 0 | -0.2 | 0.3 | 0 | 0 | 21.7 | 0 | 7.2 | 7.52 | -0.32 | 0 | 0.002 | 0 | -0.002 | PreCW-Front-ElecDHW-GasDry | Appl-CW-Front-ElecDHW-GasDry-Tier3AnyDMoMH72CZ16DEER2017 | 0
42958.3843 | Appl-CW-Front-ElecDHW-GasDry-Tier3 | DMo | MH85 | CZ01 | rDXGF | -1 | Household | 1 | 1242 | 1.8 | 0 | 0 | -17.9 | 0 | 0 | 0 | -0.1 | -0.3 | -0.3 | 0 | 0 | 0 | 20.1 | 0 | 7.55 | 8.1 | -0.55 | 0 | 0.001 | 0 | -0.003 | 2.8 | 0 | 0 | -18.7 | 0 | 0 | 0 | -0.1 | -0.3 | -0.3 | 0 | 0 | 0 | 21.7 | 0 | 7.09 | 7.52 | -0.43 | 0 | 0.001 | 0 | -0.003 | PreCW-Front-ElecDHW-GasDry | Appl-CW-Front-ElecDHW-GasDry-Tier3AnyDMoMH85CZ01DEER2017 | 0
42958.3843 | Appl-CW-Front-ElecDHW-GasDry-Tier3 | DMo | MH85 | CZ02 | rDXGF | -1 | Household | 1 | 1242 | 2.3 | 0 | 0 | -18 | 0 | 1.6 | 0 | 0 | -0.1 | -0.3 | 0.2 | 0 | 0 | 18.7 | 0 | 7.62 | 8.1 | -0.48 | 0 | 0.004 | 0 | -0.002 | 2.9 | 0 | 0 | -18.8 | 0 | 1.4 | 0 | 0 | -0.1 | -0.3 | 0.2 | 0 | 0 | 20.3 | 0 | 7.14 | 7.52 | -0.38 | 0 | 0.003 | 0 | -0.003 | PreCW-Front-ElecDHW-GasDry | Appl-CW-Front-ElecDHW-GasDry-Tier3AnyDMoMH85CZ02DEER2017 | 0
42958.3843 | Appl-CW-Front-ElecDHW-GasDry-Tier3 | DMo | MH85 | CZ03 | rDXGF | -1 | Household | 1 | 1242 | 2.1 | 0 | 0 | -18 | 0 | 1.5 | 0 | 0 | -0.1 | -0.3 | 0.2 | 0 | 0 | 18.8 | 0 | 7.62 | 8.1 | -0.48 | 0 | 0.002 | 0 | -0.002 | 2.3 | 0 | 0 | -18.8 | 0 | 0.9 | 0 | 0 | -0.1 | -0.2 | 0.2 | 0 | 0 | 20.3 | 0 | 7.15 | 7.52 | -0.37 | 0 | 0.002 | 0 | -0.002 | PreCW-Front-ElecDHW-GasDry | Appl-CW-Front-ElecDHW-GasDry-Tier3AnyDMoMH85CZ03DEER2017 | 0
42958.3843 | Appl-CW-Front-ElecDHW-GasDry-Tier3 | DMo | MH85 | CZ04 | rDXGF | -1 | Household | 1 | 1242 | 2.8 | 0 | 0 | -18 | 0 | 2.6 | 0 | 0 | 0.1 | -0.2 | 0.3 | 0 | 0 | 18.2 | 0 | 7.71 | 8.1 | -0.39 | 0 | 0.002 | 0 | -0.003 | 3.1 | 0 | 0 | -18.8 | 0 | 2.2 | 0 | 0 | 0.1 | -0.1 | 0.3 | 0 | 0 | 19.7 | 0 | 7.22 | 7.52 | -0.31 | 0 | 0.002 | 0 | -0.003 | PreCW-Front-ElecDHW-GasDry | Appl-CW-Front-ElecDHW-GasDry-Tier3AnyDMoMH85CZ04DEER2017 | 0
42958.3843 | Appl-CW-Front-ElecDHW-GasDry-Tier3 | DMo | MH85 | CZ05 | rDXGF | -1 | Household | 1 | 1242 | 1.8 | 0 | 0 | -18 | 0 | 0.9 | 0 | -0.1 | -0.2 | -0.3 | 0.1 | 0 | 0 | 19.1 | 0 | 7.59 | 8.1 | -0.51 | 0 | 0.003 | 0 | -0.002 | 2.5 | 0 | 0 | -18.7 | 0 | 0.8 | 0 | 0 | -0.2 | -0.3 | 0.1 | 0 | 0 | 20.6 | 0 | 7.11 | 7.52 | -0.41 | 0 | 0.002 | 0 | -0.002 | PreCW-Front-ElecDHW-GasDry | Appl-CW-Front-ElecDHW-GasDry-Tier3AnyDMoMH85CZ05DEER2017 | 0
42958.3843 | Appl-CW-Front-ElecDHW-GasDry-Tier3 | DMo | MH85 | CZ06 | rDXGF | -1 | Household | 1 | 1242 | 0.3 | 0 | 0 | -18 | 0 | 0.7 | 0 | 0 | 0 | -0.2 | 0.1 | 0 | 0 | 17.7 | 0 | 7.79 | 8.1 | -0.31 | 0 | 0 | 0 | -0.003 | 3.3 | 0 | 0 | -18.7 | 0 | 2.7 | 0 | 0 | 0.3 | -0.1 | 0.4 | 0 | 0 | 19.1 | 0 | 7.28 | 7.52 | -0.24 | 0 | 0.001 | 0 | -0.003 | PreCW-Front-ElecDHW-GasDry | Appl-CW-Front-ElecDHW-GasDry-Tier3AnyDMoMH85CZ06DEER2017 | 0
42958.3843 | Appl-CW-Front-ElecDHW-GasDry-Tier3 | DMo | MH85 | CZ07 | rDXGF | -1 | Household | 1 | 1242 | 2.2 | 0 | 0 | -17.9 | 0 | 2.5 | 0 | 0 | 0.2 | -0.1 | 0.3 | 0 | 0 | 17.5 | 0 | 7.83 | 8.1 | -0.26 | 0 | 0.002 | 0 | -0.002 | 2.3 | 0 | 0 | -18.7 | 0 | 2 | 0 | 0 | 0.2 | -0.1 | 0.3 | 0 | 0 | 18.9 | 0 | 7.31 | 7.52 | -0.2 | 0 | 0.001 | 0 | -0.003 | PreCW-Front-ElecDHW-GasDry | Appl-CW-Front-ElecDHW-GasDry-Tier3AnyDMoMH85CZ07DEER2017 | 0
42958.3843 | Appl-CW-Front-ElecDHW-GasDry-Tier3 | DMo | MH85 | CZ08 | rDXGF | -1 | Household | 1 | 1242 | 2.3 | 0 | 0 | -17.9 | 0 | 3 | 0 | -0.1 | 0.2 | -0.1 | 0.4 | 0 | 0 | 17.1 | 0 | 7.83 | 8.1 | -0.27 | 0 | 0.001 | 0 | -0.002 | 2.4 | 0 | 0 | -18.7 | 0 | 2.4 | 0 | -0.1 | 0.2 | -0.1 | 0.3 | 0 | 0 | 18.6 | 0 | 7.31 | 7.52 | -0.21 | 0 | 0.001 | 0 | -0.003 | PreCW-Front-ElecDHW-GasDry | Appl-CW-Front-ElecDHW-GasDry-Tier3AnyDMoMH85CZ08DEER2017 | 0
42958.3843 | Appl-CW-Front-ElecDHW-GasDry-Tier3 | DMo | MH85 | CZ09 | rDXGF | -1 | Household | 1 | 1242 | 1.9 | 0 | 0 | -18 | 0 | 2.6 | 0 | 0 | 0.2 | -0.2 | 0.3 | 0 | 0 | 17.1 | 0 | 7.79 | 8.1 | -0.3 | 0 | 0.001 | 0 | -0.003 | 2.2 | 0 | 0 | -18.7 | 0 | 2.2 | 0 | 0 | 0.1 | -0.2 | 0.2 | 0 | 0 | 18.5 | 0 | 7.27 | 7.52 | -0.24 | 0 | 0 | 0 | -0.003 | PreCW-Front-ElecDHW-GasDry | Appl-CW-Front-ElecDHW-GasDry-Tier3AnyDMoMH85CZ09DEER2017 | 0
42958.3843 | Appl-CW-Front-ElecDHW-GasDry-Tier3 | DMo | MH85 | CZ10 | rDXGF | -1 | Household | 1 | 1242 | 2.2 | 0 | 0 | -18 | 0 | 3 | 0 | -0.1 | 0.2 | -0.2 | 0.3 | 0 | 0 | 17.1 | 0 | 7.81 | 8.1 | -0.29 | 0 | 0.002 | 0 | -0.003 | 2.2 | 0 | 0 | -18.8 | 0 | 2.4 | 0 | -0.1 | 0.2 | -0.2 | 0.3 | 0 | 0 | 18.5 | 0 | 7.3 | 7.52 | -0.22 | 0 | 0.002 | 0 | -0.003 | PreCW-Front-ElecDHW-GasDry | Appl-CW-Front-ElecDHW-GasDry-Tier3AnyDMoMH85CZ10DEER2017 | 0
42958.3843 | Appl-CW-Front-ElecDHW-GasDry-Tier3 | DMo | MH85 | CZ11 | rDXGF | -1 | Household | 1 | 1242 | 2.5 | 0 | 0 | -18 | 0 | 3.1 | 0 | 0 | 0.2 | -0.2 | 0.4 | 0 | 0 | 17.2 | 0 | 7.72 | 8.1 | -0.38 | 0 | 0.001 | 0 | -0.003 | 2.6 | 0 | 0 | -18.7 | 0 | 2.5 | 0 | 0 | 0.1 | -0.1 | 0.3 | 0 | 0 | 18.7 | 0 | 7.22 | 7.52 | -0.3 | 0 | 0.001 | 0 | -0.003 | PreCW-Front-ElecDHW-GasDry | Appl-CW-Front-ElecDHW-GasDry-Tier3AnyDMoMH85CZ11DEER2017 | 0
42958.3843 | Appl-CW-Front-ElecDHW-GasDry-Tier3 | DMo | MH85 | CZ12 | rDXGF | -1 | Household | 1 | 1242 | 2.5 | 0 | 0 | -18 | 0 | 2.6 | 0 | 0 | 0.1 | -0.3 | 0.3 | 0 | 0 | 17.8 | 0 | 7.68 | 8.1 | -0.42 | 0 | 0.002 | 0 | -0.002 | 2.7 | 0 | 0 | -18.7 | 0 | 2.1 | 0 | 0 | 0.1 | -0.2 | 0.2 | 0 | 0 | 19.3 | 0 | 7.19 | 7.52 | -0.33 | 0 | 0.002 | 0 | -0.002 | PreCW-Front-ElecDHW-GasDry | Appl-CW-Front-ElecDHW-GasDry-Tier3AnyDMoMH85CZ12DEER2017 | 0
42958.3843 | Appl-CW-Front-ElecDHW-GasDry-Tier3 | DMo | MH85 | CZ13 | rDXGF | -1 | Household | 1 | 1242 | 2.7 | 0 | 0 | -18 | 0 | 3.5 | 0 | 0 | 0.2 | -0.2 | 0.5 | 0 | 0 | 17.1 | 0 | 7.73 | 8.1 | -0.37 | 0 | 0.001 | 0 | -0.003 | 2.8 | 0 | 0 | -18.8 | 0 | 2.9 | 0 | 0 | 0.2 | -0.2 | 0.4 | 0 | 0 | 18.5 | 0 | 7.24 | 7.52 | -0.29 | 0 | 0.001 | 0 | -0.003 | PreCW-Front-ElecDHW-GasDry | Appl-CW-Front-ElecDHW-GasDry-Tier3AnyDMoMH85CZ13DEER2017 | 0
42958.3843 | Appl-CW-Front-ElecDHW-GasDry-Tier3 | DMo | MH85 | CZ14 | rDXGF | -1 | Household | 1 | 1242 | 3 | 0 | 0 | -18 | 0 | 3.4 | 0 | -0.1 | 0.2 | -0.2 | 0.4 | 0 | 0 | 17.4 | 0 | 7.72 | 8.1 | -0.38 | 0 | 0.001 | 0 | -0.002 | 2.8 | 0 | 0 | -18.7 | 0 | 2.6 | 0 | 0 | 0.2 | -0.1 | 0.3 | 0 | 0 | 18.9 | 0 | 7.22 | 7.52 | -0.3 | 0 | 0 | 0 | -0.003 | PreCW-Front-ElecDHW-GasDry | Appl-CW-Front-ElecDHW-GasDry-Tier3AnyDMoMH85CZ14DEER2017 | 0
42958.3843 | Appl-CW-Front-ElecDHW-GasDry-Tier3 | DMo | MH85 | CZ15 | rDXGF | -1 | Household | 1 | 1242 | 0.9 | 0 | 0 | -18 | 0 | 4.2 | 0 | 0 | 0.3 | -0.1 | 0.5 | 0 | 0 | 14.3 | 0 | 7.96 | 8.1 | -0.14 | 0 | 0.001 | 0 | -0.002 | 0.4 | 0 | 0 | -18.7 | 0 | 3.4 | 0 | 0 | 0.3 | -0.1 | 0.4 | 0 | 0 | 15.5 | 0 | 7.41 | 7.52 | -0.11 | 0 | 0.001 | 0 | -0.002 | PreCW-Front-ElecDHW-GasDry | Appl-CW-Front-ElecDHW-GasDry-Tier3AnyDMoMH85CZ15DEER2017 | 0
42958.3843 | Appl-CW-Front-ElecDHW-GasDry-Tier3 | DMo | MH85 | CZ16 | rDXGF | -1 | Household | 1 | 1242 | 3.7 | 0 | 0 | -18 | 0 | 1.7 | 0 | -0.1 | 0 | -0.3 | 0.2 | 0 | 0 | 20.1 | 0 | 7.59 | 8.1 | -0.51 | 0 | 0.002 | 0 | -0.002 | 4.2 | 0 | 0 | -18.8 | 0 | 1.4 | 0 | -0.1 | 0 | -0.3 | 0.2 | 0 | 0 | 21.7 | 0 | 7.12 | 7.52 | -0.4 | 0 | 0.002 | 0 | -0.002 | PreCW-Front-ElecDHW-GasDry | Appl-CW-Front-ElecDHW-GasDry-Tier3AnyDMoMH85CZ16DEER2017 | 0
42958.3843 | Appl-CW-Front-ElecDHW-GasDry-Tier3 | MFm | 1975 | CZ01 | rDXGF | -1 | Household | 1 | 1070.2 | 1.7 | 0 | 0 | -18.2 | 0 | 0 | 0 | -0.2 | -0.3 | -0.2 | 0 | 0 | 0 | 20.4 | 0 | 7.75 | 8.21 | -0.47 | 0 | 0 | 0 | -0.003 | 2.7 | 0 | 0 | -18.9 | 0 | 0 | 0 | -0.1 | -0.2 | -0.2 | 0 | 0 | 0 | 22.1 | 0 | 7.25 | 7.63 | -0.38 | 0 | 0 | 0 | -0.003 | PreCW-Front-ElecDHW-GasDry | Appl-CW-Front-ElecDHW-GasDry-Tier3AnyMFm1975CZ01DEER2017 | 0
42958.3843 | Appl-CW-Front-ElecDHW-GasDry-Tier3 | MFm | 1975 | CZ02 | rDXGF | -1 | Household | 1 | 1070.2 | 1.3 | 0 | 0 | -18.2 | 0 | 0.7 | 0 | 0 | 0 | -0.2 | 0.1 | 0 | 0 | 18.9 | 0 | 7.89 | 8.21 | -0.31 | 0 | 0.002 | 0 | -0.002 | 1.9 | 0 | 0 | -19 | 0 | 0.5 | 0 | 0 | 0 | -0.1 | 0.1 | 0 | 0 | 20.4 | 0 | 7.38 | 7.63 | -0.24 | 0 | 0.002 | 0 | -0.002 | PreCW-Front-ElecDHW-GasDry | Appl-CW-Front-ElecDHW-GasDry-Tier3AnyMFm1975CZ02DEER2017 | 0
42958.3843 | Appl-CW-Front-ElecDHW-GasDry-Tier3 | MFm | 1975 | CZ03 | rDXGF | -1 | Household | 1 | 1070.2 | 1 | 0 | 0 | -18.3 | 0 | 0.4 | 0 | -0.1 | -0.1 | -0.1 | 0.1 | 0 | 0 | 18.9 | 0 | 7.92 | 8.21 | -0.28 | 0 | 0 | 0 | -0.003 | 1.7 | 0 | 0 | -19 | 0 | 0.3 | 0 | 0 | -0.1 | -0.1 | 0.1 | 0 | 0 | 20.5 | 0 | 7.38 | 7.63 | -0.24 | 0 | 0 | 0 | -0.003 | PreCW-Front-ElecDHW-GasDry | Appl-CW-Front-ElecDHW-GasDry-Tier3AnyMFm1975CZ03DEER2017 | 0
42958.3843 | Appl-CW-Front-ElecDHW-GasDry-Tier3 | MFm | 1975 | CZ04 | rDXGF | -1 | Household | 1 | 1070.2 | 0.9 | 0 | 0 | -18.2 | 0 | 0.8 | 0 | -0.1 | 0 | -0.2 | 0.1 | 0 | 0 | 18.4 | 0 | 7.95 | 8.21 | -0.27 | 0 | 0.002 | 0 | -0.002 | 1.6 | 0 | 0 | -19 | 0 | 0.7 | 0 | -0.1 | 0 | -0.1 | 0.1 | 0 | 0 | 19.9 | 0 | 7.42 | 7.63 | -0.21 | 0 | 0.002 | 0 | -0.003 | PreCW-Front-ElecDHW-GasDry | Appl-CW-Front-ElecDHW-GasDry-Tier3AnyMFm1975CZ04DEER2017 | 0
42958.3843 | Appl-CW-Front-ElecDHW-GasDry-Tier3 | MFm | 1975 | CZ05 | rDXGF | -1 | Household | 1 | 1070.2 | 0.8 | 0 | 0 | -18.2 | 0 | 0.1 | 0 | -0.1 | -0.1 | -0.2 | 0.1 | 0 | 0 | 19.3 | 0 | 7.8 | 8.21 | -0.41 | 0 | 0 | 0 | -0.003 | 1.7 | 0 | 0 | -18.9 | 0 | 0.1 | 0 | -0.1 | -0.1 | -0.2 | 0.1 | 0 | 0 | 20.9 | 0 | 7.31 | 7.63 | -0.32 | 0 | 0 | 0 | -0.003 | PreCW-Front-ElecDHW-GasDry | Appl-CW-Front-ElecDHW-GasDry-Tier3AnyMFm1975CZ05DEER2017 | 0
42958.3843 | Appl-CW-Front-ElecDHW-GasDry-Tier3 | MFm | 1975 | CZ06 | rDXGF | -1 | Household | 1 | 1047.7 | 1 | 0 | 0 | -18.2 | 0 | 1.4 | 0 | 0 | 0.1 | -0.1 | 0.1 | 0 | 0 | 17.8 | 0 | 7.97 | 8.21 | -0.23 | 0 | 0.001 | 0 | -0.003 | 1.4 | 0 | 0 | -19 | 0 | 1.1 | 0 | 0 | 0.1 | -0.1 | 0.1 | 0 | 0 | 19.3 | 0 | 7.44 | 7.63 | -0.18 | 0 | 0.001 | 0 | -0.003 | PreCW-Front-ElecDHW-GasDry | Appl-CW-Front-ElecDHW-GasDry-Tier3AnyMFm1975CZ06DEER2017 | 0
42958.3843 | Appl-CW-Front-ElecDHW-GasDry-Tier3 | MFm | 1975 | CZ07 | rDXGF | -1 | Household | 1 | 1047.7 | 3.3 | 0 | 0 | -18.1 | 0 | 3.2 | 0 | 0 | 0.6 | 0 | 0.5 | 0 | 0 | 17.6 | 0 | 8.26 | 8.21 | 0.05 | 0 | 0.004 | 0 | -0.003 | 3.1 | 0 | 0 | -18.9 | 0 | 2.5 | 0 | 0 | 0.4 | 0 | 0.3 | 0 | 0 | 19.1 | 0 | 7.61 | 7.63 | -0.02 | 0 | 0.003 | 0 | -0.003 | PreCW-Front-ElecDHW-GasDry | Appl-CW-Front-ElecDHW-GasDry-Tier3AnyMFm1975CZ07DEER2017 | 0
42958.3843 | Appl-CW-Front-ElecDHW-GasDry-Tier3 | MFm | 1975 | CZ08 | rDXGF | -1 | Household | 1 | 1047.7 | 0.7 | 0 | 0 | -18.2 | 0 | 1.5 | 0 | -0.1 | 0.1 | -0.1 | 0.2 | 0 | 0 | 17.3 | 0 | 8.03 | 8.21 | -0.18 | 0 | 0.002 | 0 | -0.003 | 1 | 0 | 0 | -18.9 | 0 | 1.2 | 0 | -0.1 | 0 | 0 | 0.2 | 0 | 0 | 18.8 | 0 | 7.48 | 7.63 | -0.15 | 0 | 0.002 | 0 | -0.003 | PreCW-Front-ElecDHW-GasDry | Appl-CW-Front-ElecDHW-GasDry-Tier3AnyMFm1975CZ08DEER2017 | 0
42958.3843 | Appl-CW-Front-ElecDHW-GasDry-Tier3 | MFm | 1975 | CZ09 | rDXGF | -1 | Household | 1 | 1216.8 | 1.3 | 0 | 0 | -18.2 | 0 | 2.1 | 0 | 0 | 0.2 | -0.1 | 0.3 | 0 | 0 | 17.3 | 0 | 7.98 | 8.21 | -0.22 | 0 | 0.001 | 0 | -0.002 | 1.6 | 0 | 0 | -19 | 0 | 1.7 | 0 | 0 | 0.1 | -0.1 | 0.2 | 0 | 0 | 18.8 | 0 | 7.45 | 7.63 | -0.17 | 0 | 0.001 | 0 | -0.002 | PreCW-Front-ElecDHW-GasDry | Appl-CW-Front-ElecDHW-GasDry-Tier3AnyMFm1975CZ09DEER2017 | 0
42958.3843 | Appl-CW-Front-ElecDHW-GasDry-Tier3 | MFm | 1975 | CZ10 | rDXGF | -1 | Household | 1 | 1216.8 | 0.7 | 0 | 0 | -18.2 | 0 | 1.7 | 0 | 0 | 0.1 | -0.1 | 0.2 | 0 | 0 | 17.2 | 0 | 7.96 | 8.21 | -0.25 | 0 | 0.002 | 0 | -0.003 | 1.1 | 0 | 0 | -19 | 0 | 1.4 | 0 | 0 | 0.1 | -0.1 | 0.2 | 0 | 0 | 18.7 | 0 | 7.43 | 7.63 | -0.2 | 0 | 0.001 | 0 | -0.003 | PreCW-Front-ElecDHW-GasDry | Appl-CW-Front-ElecDHW-GasDry-Tier3AnyMFm1975CZ10DEER2017 | 0
42958.3843 | Appl-CW-Front-ElecDHW-GasDry-Tier3 | MFm | 1975 | CZ11 | rDXGF | -1 | Household | 1 | 1098.9 | 0.9 | 0 | 0 | -18.2 | 0 | 1.7 | 0 | 0 | 0 | -0.1 | 0.1 | 0 | 0 | 17.5 | 0 | 7.92 | 8.21 | -0.29 | 0 | 0.001 | 0 | -0.003 | 1.3 | 0 | 0 | -19 | 0 | 1.4 | 0 | 0 | 0 | -0.1 | 0.1 | 0 | 0 | 18.9 | 0 | 7.4 | 7.63 | -0.23 | 0 | 0.001 | 0 | -0.003 | PreCW-Front-ElecDHW-GasDry | Appl-CW-Front-ElecDHW-GasDry-Tier3AnyMFm1975CZ11DEER2017 | 0
42958.3843 | Appl-CW-Front-ElecDHW-GasDry-Tier3 | MFm | 1975 | CZ12 | rDXGF | -1 | Household | 1 | 1098.9 | 1.1 | 0 | 0 | -18.2 | 0 | 1.4 | 0 | 0 | 0 | -0.2 | 0.2 | 0 | 0 | 18.1 | 0 | 7.89 | 8.21 | -0.31 | 0 | 0.002 | 0 | -0.003 | 1.5 | 0 | 0 | -18.9 | 0 | 1 | 0 | 0 | 0 | -0.2 | 0.1 | 0 | 0 | 19.6 | 0 | 7.37 | 7.63 | -0.24 | 0 | 0.001 | 0 | -0.003 | PreCW-Front-ElecDHW-GasDry | Appl-CW-Front-ElecDHW-GasDry-Tier3AnyMFm1975CZ12DEER2017 | 0
42958.3843 | Appl-CW-Front-ElecDHW-GasDry-Tier3 | MFm | 1975 | CZ13 | rDXGF | -1 | Household | 1 | 1098.9 | 1.2 | 0 | 0 | -18.2 | 0 | 2.1 | 0 | 0 | 0.1 | -0.2 | 0.3 | 0 | 0 | 17.3 | 0 | 7.94 | 8.21 | -0.27 | 0 | 0.001 | 0 | -0.003 | 1.5 | 0 | 0 | -19 | 0 | 1.7 | 0 | 0 | 0.1 | -0.1 | 0.2 | 0 | 0 | 18.8 | 0 | 7.41 | 7.63 | -0.21 | 0 | 0.001 | 0 | -0.003 | PreCW-Front-ElecDHW-GasDry | Appl-CW-Front-ElecDHW-GasDry-Tier3AnyMFm1975CZ13DEER2017 | 0
42958.3843 | Appl-CW-Front-ElecDHW-GasDry-Tier3 | MFm | 1975 | CZ14 | rDXGF | -1 | Household | 1 | 1409.4 | 3.1 | 0 | 0 | -18.2 | 0 | 3.4 | 0 | -0.1 | 0.3 | -0.1 | 0.4 | 0 | 0 | 17.6 | 0 | 7.99 | 8.21 | -0.22 | 0 | 0.003 | 0 | -0.002 | 3.3 | 0 | 0 | -19 | 0 | 2.9 | 0 | -0.1 | 0.3 | -0.1 | 0.4 | 0 | 0 | 19.1 | 0 | 7.47 | 7.63 | -0.16 | 0 | 0.003 | 0 | -0.002 | PreCW-Front-ElecDHW-GasDry | Appl-CW-Front-ElecDHW-GasDry-Tier3AnyMFm1975CZ14DEER2017 | 0
42958.3843 | Appl-CW-Front-ElecDHW-GasDry-Tier3 | MFm | 1975 | CZ15 | rDXGF | -1 | Household | 1 | 1409.4 | -0.1 | 0 | 0 | -18.2 | 0 | 3.4 | 0 | 0 | 0.3 | 0 | 0.3 | 0 | 0 | 14.5 | 0 | 8.08 | 8.21 | -0.12 | 0 | 0 | 0 | -0.003 | -0.3 | 0 | 0 | -19 | 0 | 2.8 | 0 | 0 | 0.2 | 0 | 0.3 | 0 | 0 | 15.7 | 0 | 7.52 | 7.63 | -0.1 | 0 | 0 | 0 | -0.003 | PreCW-Front-ElecDHW-GasDry | Appl-CW-Front-ElecDHW-GasDry-Tier3AnyMFm1975CZ15DEER2017 | 0
42958.3843 | Appl-CW-Front-ElecDHW-GasDry-Tier3 | MFm | 1975 | CZ16 | rDXGF | -1 | Household | 1 | 1070.2 | 3.1 | 0 | 0 | -18.2 | 0 | 1.1 | 0 | -0.1 | 0 | -0.2 | 0.2 | 0 | 0 | 20.2 | 0 | 7.88 | 8.21 | -0.32 | 0 | 0.001 | 0 | -0.003 | 3.9 | 0 | 0 | -19 | 0 | 0.9 | 0 | -0.1 | 0 | -0.1 | 0.1 | 0 | 0 | 21.9 | 0 | 7.37 | 7.63 | -0.25 | 0 | 0.001 | 0 | -0.003 | PreCW-Front-ElecDHW-GasDry | Appl-CW-Front-ElecDHW-GasDry-Tier3AnyMFm1975CZ16DEER2017 | 0
42958.3843 | Appl-CW-Front-ElecDHW-GasDry-Tier3 | MFm | 1985 | CZ01 | rDXGF | -1 | Household | 1 | 1152 | 1.7 | 0 | 0 | -18.2 | 0 | 0 | 0 | -0.1 | -0.3 | -0.3 | 0 | 0 | 0 | 20.3 | 0 | 7.68 | 8.21 | -0.53 | 0 | 0 | 0 | -0.003 | 2.7 | 0 | 0 | -19 | 0 | 0 | 0 | -0.1 | -0.2 | -0.2 | 0 | 0 | 0 | 22 | 0 | 7.21 | 7.63 | -0.42 | 0 | 0 | 0 | -0.003 | PreCW-Front-ElecDHW-GasDry | Appl-CW-Front-ElecDHW-GasDry-Tier3AnyMFm1985CZ01DEER2017 | 0
42958.3843 | Appl-CW-Front-ElecDHW-GasDry-Tier3 | MFm | 1985 | CZ02 | rDXGF | -1 | Household | 1 | 1152 | -1 | 0 | 0 | -18.2 | 0 | -0.7 | 0 | -0.2 | -0.7 | -0.6 | -0.1 | 0 | 0 | 18.9 | 0 | 7.26 | 8.21 | -0.95 | 0 | -0.006 | 0 | -0.003 | -0.3 | 0 | 0 | -19 | 0 | -0.9 | 0 | -0.2 | -0.7 | -0.6 | -0.1 | 0 | 0 | 20.5 | 0 | 6.74 | 7.63 | -0.88 | 0 | -0.006 | 0 | -0.003 | PreCW-Front-ElecDHW-GasDry | Appl-CW-Front-ElecDHW-GasDry-Tier3AnyMFm1985CZ02DEER2017 | 0
42958.3843 | Appl-CW-Front-ElecDHW-GasDry-Tier3 | MFm | 1985 | CZ03 | rDXGF | -1 | Household | 1 | 1152 | 0.8 | 0 | 0 | -18.2 | 0 | 0.3 | 0 | 0 | -0.1 | -0.2 | 0 | 0 | 0 | 19 | 0 | 7.88 | 8.21 | -0.34 | 0 | 0 | 0 | -0.002 | 1.6 | 0 | 0 | -19 | 0 | 0.2 | 0 | 0 | -0.1 | -0.2 | 0 | 0 | 0 | 20.6 | 0 | 7.36 | 7.63 | -0.27 | 0 | 0.001 | 0 | -0.002 | PreCW-Front-ElecDHW-GasDry | Appl-CW-Front-ElecDHW-GasDry-Tier3AnyMFm1985CZ03DEER2017 | 0
42958.3843 | Appl-CW-Front-ElecDHW-GasDry-Tier3 | MFm | 1985 | CZ04 | rDXGF | -1 | Household | 1 | 1152 | 0.6 | 0 | 0 | -18.2 | 0 | 0.6 | 0 | -0.1 | -0.1 | -0.2 | 0.1 | 0 | 0 | 18.4 | 0 | 7.96 | 8.21 | -0.26 | 0 | 0.001 | 0 | -0.003 | 1.3 | 0 | 0 | -19 | 0 | 0.4 | 0 | -0.1 | -0.1 | -0.1 | 0.1 | 0 | 0 | 19.9 | 0 | 7.43 | 7.63 | -0.2 | 0 | 0 | 0 | -0.003 | PreCW-Front-ElecDHW-GasDry | Appl-CW-Front-ElecDHW-GasDry-Tier3AnyMFm1985CZ04DEER2017 | 0
42958.3843 | Appl-CW-Front-ElecDHW-GasDry-Tier3 | MFm | 1985 | CZ05 | rDXGF | -1 | Household | 1 | 1152 | 1.1 | 0 | 0 | -18.3 | 0 | 0.3 | 0 | -0.1 | -0.2 | -0.2 | 0 | 0 | 0 | 19.3 | 0 | 7.83 | 8.21 | -0.39 | 0 | 0 | 0 | -0.002 | 1.9 | 0 | 0 | -19 | 0 | 0.2 | 0 | -0.1 | -0.2 | -0.2 | 0 | 0 | 0 | 20.9 | 0 | 7.32 | 7.63 | -0.3 | 0 | 0 | 0 | -0.002 | PreCW-Front-ElecDHW-GasDry | Appl-CW-Front-ElecDHW-GasDry-Tier3AnyMFm1985CZ05DEER2017 | 0
42958.3843 | Appl-CW-Front-ElecDHW-GasDry-Tier3 | MFm | 1985 | CZ06 | rDXGF | -1 | Household | 1 | 1295.2 | -0.3 | 0 | 0 | -18.2 | 0 | 0.4 | 0 | -0.1 | -0.3 | -0.2 | 0.1 | 0 | 0 | 17.8 | 0 | 7.74 | 8.21 | -0.47 | 0 | -0.001 | 0 | -0.003 | 0.1 | 0 | 0 | -18.9 | 0 | 0.1 | 0 | -0.1 | -0.3 | -0.2 | 0 | 0 | 0 | 19.3 | 0 | 7.2 | 7.63 | -0.43 | 0 | -0.001 | 0 | -0.003 | PreCW-Front-ElecDHW-GasDry | Appl-CW-Front-ElecDHW-GasDry-Tier3AnyMFm1985CZ06DEER2017 | 0
42958.3843 | Appl-CW-Front-ElecDHW-GasDry-Tier3 | MFm | 1985 | CZ07 | rDXGF | -1 | Household | 1 | 1295.2 | 0.5 | 0 | 0 | -18.2 | 0 | 1 | 0 | 0 | 0.1 | -0.1 | 0.1 | 0 | 0 | 17.6 | 0 | 8.03 | 8.21 | -0.18 | 0 | 0 | 0 | -0.002 | 1 | 0 | 0 | -18.9 | 0 | 0.8 | 0 | 0 | 0.1 | -0.1 | 0.1 | 0 | 0 | 19.1 | 0 | 7.48 | 7.63 | -0.13 | 0 | 0 | 0 | -0.002 | PreCW-Front-ElecDHW-GasDry | Appl-CW-Front-ElecDHW-GasDry-Tier3AnyMFm1985CZ07DEER2017 | 0
42958.3843 | Appl-CW-Front-ElecDHW-GasDry-Tier3 | MFm | 1985 | CZ08 | rDXGF | -1 | Household | 1 | 1295.2 | 1.4 | 0 | 0 | -18.2 | 0 | 2.1 | 0 | 0 | 0.3 | -0.1 | 0.3 | 0 | 0 | 17.4 | 0 | 8.11 | 8.21 | -0.11 | 0 | 0.001 | 0 | -0.003 | 1.1 | 0 | 0 | -19 | 0 | 1.3 | 0 | 0 | 0.1 | -0.1 | 0.2 | 0 | 0 | 18.8 | 0 | 7.47 | 7.63 | -0.16 | 0 | 0.001 | 0 | -0.003 | PreCW-Front-ElecDHW-GasDry | Appl-CW-Front-ElecDHW-GasDry-Tier3AnyMFm1985CZ08DEER2017 | 0
42958.3843 | Appl-CW-Front-ElecDHW-GasDry-Tier3 | MFm | 1985 | CZ09 | rDXGF | -1 | Household | 1 | 1438.9 | 1.2 | 0 | 0 | -18.3 | 0 | 2 | 0 | 0 | 0.2 | -0.1 | 0.2 | 0 | 0 | 17.3 | 0 | 7.97 | 8.21 | -0.24 | 0 | 0.001 | 0 | -0.002 | 1.6 | 0 | 0 | -19 | 0 | 1.7 | 0 | 0 | 0.1 | -0.1 | 0.2 | 0 | 0 | 18.8 | 0 | 7.44 | 7.63 | -0.19 | 0 | 0.001 | 0 | -0.002 | PreCW-Front-ElecDHW-GasDry | Appl-CW-Front-ElecDHW-GasDry-Tier3AnyMFm1985CZ09DEER2017 | 0
42958.3843 | Appl-CW-Front-ElecDHW-GasDry-Tier3 | MFm | 1985 | CZ10 | rDXGF | -1 | Household | 1 | 1438.9 | 1.1 | 0 | 0 | -18.2 | 0 | 2 | 0 | 0 | 0.1 | -0.1 | 0.2 | 0 | 0 | 17.3 | 0 | 7.99 | 8.21 | -0.22 | 0 | 0.002 | 0 | -0.003 | 4.9 | 0 | 0 | -19 | 0 | 4.4 | 0 | 0.1 | 0.7 | 0.2 | 0.5 | 0 | 0 | 18.7 | 0 | 7.95 | 7.63 | 0.32 | 0 | 0.008 | 0 | -0.003 | PreCW-Front-ElecDHW-GasDry | Appl-CW-Front-ElecDHW-GasDry-Tier3AnyMFm1985CZ10DEER2017 | 0
42958.3843 | Appl-CW-Front-ElecDHW-GasDry-Tier3 | MFm | 1985 | CZ11 | rDXGF | -1 | Household | 1 | 1150 | 0.9 | 0 | 0 | -18.3 | 0 | 1.6 | 0 | -0.1 | 0 | -0.1 | 0.2 | 0 | 0 | 17.4 | 0 | 7.91 | 8.21 | -0.3 | 0 | 0.001 | 0 | -0.002 | 1.3 | 0 | 0 | -19 | 0 | 1.3 | 0 | -0.1 | 0 | -0.1 | 0.2 | 0 | 0 | 18.9 | 0 | 7.39 | 7.63 | -0.23 | 0 | 0.001 | 0 | -0.003 | PreCW-Front-ElecDHW-GasDry | Appl-CW-Front-ElecDHW-GasDry-Tier3AnyMFm1985CZ11DEER2017 | 0
42958.3843 | Appl-CW-Front-ElecDHW-GasDry-Tier3 | MFm | 1985 | CZ12 | rDXGF | -1 | Household | 1 | 1150 | 0.8 | 0 | 0 | -18.2 | 0 | 1.1 | 0 | -0.1 | 0 | -0.1 | 0.1 | 0 | 0 | 18.1 | 0 | 7.92 | 8.21 | -0.3 | 0 | 0.002 | 0 | -0.003 | 1.3 | 0 | 0 | -19 | 0 | 0.8 | 0 | -0.1 | 0 | -0.1 | 0.1 | 0 | 0 | 19.6 | 0 | 7.39 | 7.63 | -0.23 | 0 | 0.002 | 0 | -0.003 | PreCW-Front-ElecDHW-GasDry | Appl-CW-Front-ElecDHW-GasDry-Tier3AnyMFm1985CZ12DEER2017 | 0
42958.3843 | Appl-CW-Front-ElecDHW-GasDry-Tier3 | MFm | 1985 | CZ13 | rDXGF | -1 | Household | 1 | 1150 | 1.1 | 0 | 0 | -18.3 | 0 | 2.1 | 0 | 0 | 0 | -0.2 | 0.2 | 0 | 0 | 17.2 | 0 | 7.91 | 8.21 | -0.3 | 0 | 0.001 | 0 | -0.002 | 1.3 | 0 | 0 | -19 | 0 | 1.6 | 0 | 0 | 0 | -0.1 | 0.2 | 0 | 0 | 18.7 | 0 | 7.38 | 7.63 | -0.23 | 0 | 0.001 | 0 | -0.002 | PreCW-Front-ElecDHW-GasDry | Appl-CW-Front-ElecDHW-GasDry-Tier3AnyMFm1985CZ13DEER2017 | 0
42958.3843 | Appl-CW-Front-ElecDHW-GasDry-Tier3 | MFm | 1985 | CZ14 | rDXGF | -1 | Household | 1 | 1407.2 | 1.4 | 0 | 0 | -18.3 | 0 | 1.9 | 0 | 0 | 0.1 | -0.1 | 0.2 | 0 | 0 | 17.6 | 0 | 7.96 | 8.21 | -0.25 | 0 | 0 | 0 | -0.002 | 1.7 | 0 | 0 | -19 | 0 | 1.5 | 0 | 0 | 0.1 | -0.1 | 0.2 | 0 | 0 | 19 | 0 | 7.43 | 7.63 | -0.2 | 0 | 0 | 0 | -0.002 | PreCW-Front-ElecDHW-GasDry | Appl-CW-Front-ElecDHW-GasDry-Tier3AnyMFm1985CZ14DEER2017 | 0
42958.3843 | Appl-CW-Front-ElecDHW-GasDry-Tier3 | MFm | 1985 | CZ15 | rDXGF | -1 | Household | 1 | 1407.2 | -0.4 | 0 | 0 | -18.3 | 0 | 3.2 | 0 | 0 | 0.2 | -0.1 | 0.3 | 0 | 0 | 14.5 | 0 | 8.09 | 8.21 | -0.13 | 0 | 0.001 | 0 | -0.002 | -0.5 | 0 | 0 | -19 | 0 | 2.6 | 0 | 0 | 0.2 | -0.1 | 0.3 | 0 | 0 | 15.7 | 0 | 7.53 | 7.63 | -0.1 | 0 | 0 | 0 | -0.003 | PreCW-Front-ElecDHW-GasDry | Appl-CW-Front-ElecDHW-GasDry-Tier3AnyMFm1985CZ15DEER2017 | 0
42958.3843 | Appl-CW-Front-ElecDHW-GasDry-Tier3 | MFm | 1985 | CZ16 | rDXGF | -1 | Household | 1 | 1152 | 3.6 | 0 | 0 | -18.3 | 0 | 1.6 | 0 | -0.1 | 0 | -0.2 | 0.2 | 0 | 0 | 20.3 | 0 | 7.88 | 8.21 | -0.33 | 0 | 0.001 | 0 | -0.003 | 4.2 | 0 | 0 | -19 | 0 | 1.3 | 0 | -0.1 | 0 | -0.1 | 0.1 | 0 | 0 | 22 | 0 | 7.36 | 7.63 | -0.26 | 0 | 0.001 | 0 | -0.003 | PreCW-Front-ElecDHW-GasDry | Appl-CW-Front-ElecDHW-GasDry-Tier3AnyMFm1985CZ16DEER2017 | 0
42958.3843 | Appl-CW-Front-ElecDHW-GasDry-Tier3 | MFm | 1996 | CZ01 | rDXGF | -1 | Household | 1 | 981.6 | 1.4 | 0 | 0 | -18.2 | 0 | 0.1 | 0 | -0.3 | -0.4 | -0.5 | 0 | 0 | 0 | 20.4 | 0 | 7.57 | 8.21 | -0.64 | 0 | 0 | 0 | -0.003 | 2.8 | 0 | 0 | -18.9 | 0 | 0.1 | 0 | -0.2 | -0.1 | -0.2 | 0 | 0 | 0 | 22.1 | 0 | 7.3 | 7.63 | -0.32 | 0 | 0 | 0 | -0.003 | PreCW-Front-ElecDHW-GasDry | Appl-CW-Front-ElecDHW-GasDry-Tier3AnyMFm1996CZ01DEER2017 | 0
42958.3843 | Appl-CW-Front-ElecDHW-GasDry-Tier3 | MFm | 1996 | CZ02 | rDXGF | -1 | Household | 1 | 981.6 | 1.4 | 0 | 0 | -18.2 | 0 | 0.8 | 0 | -0.1 | 0 | -0.2 | 0.1 | 0 | 0 | 18.9 | 0 | 7.94 | 8.21 | -0.27 | 0 | 0.002 | 0 | -0.003 | 2 | 0 | 0 | -18.9 | 0 | 0.6 | 0 | -0.1 | 0 | -0.1 | 0.1 | 0 | 0 | 20.4 | 0 | 7.41 | 7.63 | -0.21 | 0 | 0.002 | 0 | -0.003 | PreCW-Front-ElecDHW-GasDry | Appl-CW-Front-ElecDHW-GasDry-Tier3AnyMFm1996CZ02DEER2017 | 0
42958.3843 | Appl-CW-Front-ElecDHW-GasDry-Tier3 | MFm | 1996 | CZ03 | rDXGF | -1 | Household | 1 | 981.6 | 0.9 | 0 | 0 | -18.2 | 0 | 0.4 | 0 | -0.1 | -0.1 | -0.1 | 0 | 0 | 0 | 18.9 | 0 | 7.91 | 8.21 | -0.31 | 0 | 0.001 | 0 | -0.002 | 1.7 | 0 | 0 | -19 | 0 | 0.3 | 0 | -0.1 | 0 | -0.1 | 0 | 0 | 0 | 20.5 | 0 | 7.38 | 7.63 | -0.25 | 0 | 0.001 | 0 | -0.003 | PreCW-Front-ElecDHW-GasDry | Appl-CW-Front-ElecDHW-GasDry-Tier3AnyMFm1996CZ03DEER2017 | 0
42958.3843 | Appl-CW-Front-ElecDHW-GasDry-Tier3 | MFm | 1996 | CZ04 | rDXGF | -1 | Household | 1 | 981.6 | 0.8 | 0 | 0 | -18.1 | 0 | 0.7 | 0 | -0.1 | -0.1 | -0.1 | 0.1 | 0 | 0 | 18.3 | 0 | 7.99 | 8.21 | -0.21 | 0 | 0.001 | 0 | -0.003 | 1.5 | 0 | 0 | -18.9 | 0 | 0.6 | 0 | 0 | 0 | 0 | 0.1 | 0 | 0 | 19.9 | 0 | 7.49 | 7.63 | -0.13 | 0 | 0.001 | 0 | -0.003 | PreCW-Front-ElecDHW-GasDry | Appl-CW-Front-ElecDHW-GasDry-Tier3AnyMFm1996CZ04DEER2017 | 0
42958.3843 | Appl-CW-Front-ElecDHW-GasDry-Tier3 | MFm | 1996 | CZ05 | rDXGF | -1 | Household | 1 | 981.6 | 1.1 | 0 | 0 | -18.1 | 0 | 0.2 | 0 | -0.1 | -0.1 | -0.2 | 0 | 0 | 0 | 19.2 | 0 | 7.9 | 8.21 | -0.32 | 0 | 0 | 0 | -0.003 | 2 | 0 | 0 | -18.9 | 0 | 0.1 | 0 | 0 | -0.1 | -0.2 | 0 | 0 | 0 | 20.8 | 0 | 7.38 | 7.63 | -0.25 | 0 | 0 | 0 | -0.003 | PreCW-Front-ElecDHW-GasDry | Appl-CW-Front-ElecDHW-GasDry-Tier3AnyMFm1996CZ05DEER2017 | 0
42958.3843 | Appl-CW-Front-ElecDHW-GasDry-Tier3 | MFm | 1996 | CZ06 | rDXGF | -1 | Household | 1 | 1169.1 | 1 | 0 | 0 | -18.2 | 0 | 1.3 | 0 | -0.1 | 0.1 | -0.1 | 0.2 | 0 | 0 | 17.8 | 0 | 7.97 | 8.21 | -0.24 | 0 | 0.002 | 0 | -0.003 | 1.6 | 0 | 0 | -19 | 0 | 1.2 | 0 | -0.1 | 0.1 | -0.1 | 0.2 | 0 | 0 | 19.3 | 0 | 7.44 | 7.63 | -0.19 | 0 | 0.002 | 0 | -0.003 | PreCW-Front-ElecDHW-GasDry | Appl-CW-Front-ElecDHW-GasDry-Tier3AnyMFm1996CZ06DEER2017 | 0
42958.3843 | Appl-CW-Front-ElecDHW-GasDry-Tier3 | MFm | 1996 | CZ07 | rDXGF | -1 | Household | 1 | 1169.1 | 0.9 | 0 | 0 | -18.1 | 0 | 1.3 | 0 | -0.1 | 0.1 | 0 | 0.2 | 0 | 0 | 17.6 | 0 | 8.11 | 8.21 | -0.11 | 0 | 0.001 | 0 | -0.003 | 1.3 | 0 | 0 | -18.9 | 0 | 1 | 0 | -0.1 | 0.1 | 0 | 0.2 | 0 | 0 | 19.1 | 0 | 7.54 | 7.63 | -0.08 | 0 | 0.001 | 0 | -0.003 | PreCW-Front-ElecDHW-GasDry | Appl-CW-Front-ElecDHW-GasDry-Tier3AnyMFm1996CZ07DEER2017 | 0
42958.3843 | Appl-CW-Front-ElecDHW-GasDry-Tier3 | MFm | 1996 | CZ08 | rDXGF | -1 | Household | 1 | 1169.1 | 0.8 | 0 | 0 | -18.2 | 0 | 1.6 | 0 | 0 | 0.1 | -0.1 | 0.2 | 0 | 0 | 17.3 | 0 | 8.03 | 8.21 | -0.17 | 0 | 0.001 | 0 | -0.003 | 1.2 | 0 | 0 | -18.9 | 0 | 1.3 | 0 | 0 | 0.1 | -0.1 | 0.2 | 0 | 0 | 18.8 | 0 | 7.48 | 7.63 | -0.14 | 0 | 0.001 | 0 | -0.003 | PreCW-Front-ElecDHW-GasDry | Appl-CW-Front-ElecDHW-GasDry-Tier3AnyMFm1996CZ08DEER2017 | 0
42958.3843 | Appl-CW-Front-ElecDHW-GasDry-Tier3 | MFm | 1996 | CZ09 | rDXGF | -1 | Household | 1 | 1093.6 | 1.5 | 0 | 0 | -18.2 | 0 | 2.2 | 0 | -0.1 | 0.2 | 0 | 0.3 | 0 | 0 | 17.3 | 0 | 8.04 | 8.21 | -0.18 | 0 | 0.001 | 0 | -0.003 | 1.8 | 0 | 0 | -19 | 0 | 1.8 | 0 | -0.1 | 0.1 | 0 | 0.3 | 0 | 0 | 18.7 | 0 | 7.49 | 7.63 | -0.14 | 0 | 0.001 | 0 | -0.003 | PreCW-Front-ElecDHW-GasDry | Appl-CW-Front-ElecDHW-GasDry-Tier3AnyMFm1996CZ09DEER2017 | 0
42958.3843 | Appl-CW-Front-ElecDHW-GasDry-Tier3 | MFm | 1996 | CZ10 | rDXGF | -1 | Household | 1 | 1093.6 | 0 | 0 | 0 | -18.1 | 0 | 1 | 0 | -0.1 | 0 | -0.1 | 0.1 | 0 | 0 | 17.2 | 0 | 7.96 | 8.21 | -0.26 | 0 | 0.002 | 0 | -0.003 | 0.4 | 0 | 0 | -18.9 | 0 | 0.8 | 0 | -0.1 | 0 | -0.1 | 0.1 | 0 | 0 | 18.7 | 0 | 7.43 | 7.63 | -0.2 | 0 | 0.001 | 0 | -0.003 | PreCW-Front-ElecDHW-GasDry | Appl-CW-Front-ElecDHW-GasDry-Tier3AnyMFm1996CZ10DEER2017 | 0
42958.3843 | Appl-CW-Front-ElecDHW-GasDry-Tier3 | MFm | 1996 | CZ11 | rDXGF | -1 | Household | 1 | 1031.9 | 1.4 | 0 | 0 | -18.2 | 0 | 2 | 0 | -0.1 | 0.1 | -0.1 | 0.2 | 0 | 0 | 17.4 | 0 | 8 | 8.21 | -0.21 | 0 | 0.001 | 0 | -0.003 | 0.3 | 0 | 0 | -19 | 0 | 0.4 | 0 | -0.1 | -0.1 | -0.1 | 0 | 0 | 0 | 18.9 | 0 | 7.41 | 7.63 | -0.2 | 0 | -0.001 | 0 | -0.003 | PreCW-Front-ElecDHW-GasDry | Appl-CW-Front-ElecDHW-GasDry-Tier3AnyMFm1996CZ11DEER2017 | 0
42958.3843 | Appl-CW-Front-ElecDHW-GasDry-Tier3 | MFm | 1996 | CZ12 | rDXGF | -1 | Household | 1 | 1031.9 | 1.2 | 0 | 0 | -18.2 | 0 | 1.5 | 0 | -0.1 | 0 | -0.2 | 0.2 | 0 | 0 | 18 | 0 | 7.92 | 8.21 | -0.28 | 0 | 0.001 | 0 | -0.002 | 1.7 | 0 | 0 | -19 | 0 | 1.2 | 0 | -0.1 | 0 | -0.1 | 0.1 | 0 | 0 | 19.5 | 0 | 7.4 | 7.63 | -0.22 | 0 | 0.001 | 0 | -0.002 | PreCW-Front-ElecDHW-GasDry | Appl-CW-Front-ElecDHW-GasDry-Tier3AnyMFm1996CZ12DEER2017 | 0
42958.3843 | Appl-CW-Front-ElecDHW-GasDry-Tier3 | MFm | 1996 | CZ13 | rDXGF | -1 | Household | 1 | 1031.9 | 1.3 | 0 | 0 | -18.2 | 0 | 2.1 | 0 | 0 | 0.1 | -0.1 | 0.2 | 0 | 0 | 17.2 | 0 | 7.96 | 8.21 | -0.25 | 0 | 0.001 | 0 | -0.002 | 1.6 | 0 | 0 | -18.9 | 0 | 1.8 | 0 | 0 | 0.1 | -0.1 | 0.2 | 0 | 0 | 18.7 | 0 | 7.43 | 7.63 | -0.2 | 0 | 0.001 | 0 | -0.002 | PreCW-Front-ElecDHW-GasDry | Appl-CW-Front-ElecDHW-GasDry-Tier3AnyMFm1996CZ13DEER2017 | 0
42958.3843 | Appl-CW-Front-ElecDHW-GasDry-Tier3 | MFm | 1996 | CZ14 | rDXGF | -1 | Household | 1 | 1086 | 2.1 | 0 | 0 | -18.2 | 0 | 2.6 | 0 | -0.1 | 0.3 | -0.1 | 0.3 | 0 | 0 | 17.7 | 0 | 7.98 | 8.21 | -0.24 | 0 | 0.001 | 0 | -0.002 | 2.2 | 0 | 0 | -19 | 0 | 2.1 | 0 | 0 | 0.2 | -0.1 | 0.3 | 0 | 0 | 19.1 | 0 | 7.44 | 7.63 | -0.19 | 0 | 0 | 0 | -0.002 | PreCW-Front-ElecDHW-GasDry | Appl-CW-Front-ElecDHW-GasDry-Tier3AnyMFm1996CZ14DEER2017 | 0
42958.3843 | Appl-CW-Front-ElecDHW-GasDry-Tier3 | MFm | 1996 | CZ15 | rDXGF | -1 | Household | 1 | 1086 | -0.5 | 0 | 0 | -18.2 | 0 | 3.1 | 0 | -0.1 | 0.2 | -0.1 | 0.3 | 0 | 0 | 14.5 | 0 | 8.1 | 8.21 | -0.11 | 0 | 0 | 0 | -0.002 | -0.7 | 0 | 0 | -19 | 0 | 2.4 | 0 | -0.1 | 0.2 | -0.1 | 0.2 | 0 | 0 | 15.7 | 0 | 7.54 | 7.63 | -0.09 | 0 | 0 | 0 | -0.002 | PreCW-Front-ElecDHW-GasDry | Appl-CW-Front-ElecDHW-GasDry-Tier3AnyMFm1996CZ15DEER2017 | 0
42958.3843 | Appl-CW-Front-ElecDHW-GasDry-Tier3 | MFm | 1996 | CZ16 | rDXGF | -1 | Household | 1 | 981.6 | 3.5 | 0 | 0 | -18.2 | 0 | 1.6 | 0 | -0.2 | 0.1 | -0.2 | 0.2 | 0 | 0 | 20.3 | 0 | 7.87 | 8.21 | -0.34 | 0 | 0.001 | 0 | -0.003 | 4.1 | 0 | 0 | -19 | 0 | 1.3 | 0 | -0.1 | 0 | -0.2 | 0.1 | 0 | 0 | 22 | 0 | 7.36 | 7.63 | -0.27 | 0 | 0.001 | 0 | -0.003 | PreCW-Front-ElecDHW-GasDry | Appl-CW-Front-ElecDHW-GasDry-Tier3AnyMFm1996CZ16DEER2017 | 0
42958.3843 | Appl-CW-Front-ElecDHW-GasDry-Tier3 | MFm | 2003 | CZ01 | rDXGF | -1 | Household | 1 | 998.7 | 1.9 | 0 | 0 | -18.1 | 0 | 0 | 0 | -0.1 | -0.2 | -0.2 | 0 | 0 | 0 | 20.3 | 0 | 7.88 | 8.21 | -0.33 | 0 | 0 | 0 | -0.002 | 2.9 | 0 | 0 | -18.9 | 0 | 0 | 0 | -0.1 | -0.2 | -0.2 | 0 | 0 | 0 | 22 | 0 | 7.38 | 7.63 | -0.25 | 0 | 0 | 0 | -0.002 | PreCW-Front-ElecDHW-GasDry | Appl-CW-Front-ElecDHW-GasDry-Tier3AnyMFm2003CZ01DEER2017 | 0
42958.3843 | Appl-CW-Front-ElecDHW-GasDry-Tier3 | MFm | 2003 | CZ02 | rDXGF | -1 | Household | 1 | 1073.2 | 1.5 | 0 | 0 | -18.2 | 0 | 0.9 | 0 | -0.1 | 0 | -0.1 | 0.2 | 0 | 0 | 18.8 | 0 | 8 | 8.21 | -0.21 | 0 | 0.002 | 0 | -0.002 | 2.4 | 0 | 0 | -18.9 | 0 | 0.9 | 0 | -0.1 | 0.1 | -0.1 | 0.2 | 0 | 0 | 20.4 | 0 | 7.52 | 7.63 | -0.1 | 0 | 0.002 | 0 | -0.002 | PreCW-Front-ElecDHW-GasDry | Appl-CW-Front-ElecDHW-GasDry-Tier3AnyMFm2003CZ02DEER2017 | 0
42958.3843 | Appl-CW-Front-ElecDHW-GasDry-Tier3 | MFm | 2003 | CZ03 | rDXGF | -1 | Household | 1 | 998.7 | 0.7 | 0 | 0 | -18.2 | 0 | 0.2 | 0 | -0.1 | -0.1 | -0.2 | 0.1 | 0 | 0 | 19 | 0 | 7.87 | 8.21 | -0.33 | 0 | 0 | 0 | -0.003 | 1.6 | 0 | 0 | -18.9 | 0 | 0.1 | 0 | -0.1 | -0.1 | -0.2 | 0.1 | 0 | 0 | 20.6 | 0 | 7.36 | 7.63 | -0.26 | 0 | 0 | 0 | -0.003 | PreCW-Front-ElecDHW-GasDry | Appl-CW-Front-ElecDHW-GasDry-Tier3AnyMFm2003CZ03DEER2017 | 0
42958.3843 | Appl-CW-Front-ElecDHW-GasDry-Tier3 | MFm | 2003 | CZ04 | rDXGF | -1 | Household | 1 | 998.7 | 0 | 0 | 0 | -18.2 | 0 | 0.1 | 0 | -0.1 | -0.1 | -0.1 | 0 | 0 | 0 | 18.3 | 0 | 7.91 | 8.21 | -0.3 | 0 | -0.001 | 0 | -0.002 | 0.4 | 0 | 0 | -19 | 0 | -0.2 | 0 | -0.1 | -0.2 | -0.1 | 0 | 0 | 0 | 19.8 | 0 | 7.36 | 7.63 | -0.25 | 0 | -0.001 | 0 | -0.002 | PreCW-Front-ElecDHW-GasDry | Appl-CW-Front-ElecDHW-GasDry-Tier3AnyMFm2003CZ04DEER2017 | 0
42958.3843 | Appl-CW-Front-ElecDHW-GasDry-Tier3 | MFm | 2003 | CZ05 | rDXGF | -1 | Household | 1 | 998.7 | 1.1 | 0 | 0 | -18.1 | 0 | 0.2 | 0 | -0.1 | -0.1 | -0.2 | 0 | 0 | 0 | 19.3 | 0 | 7.87 | 8.21 | -0.34 | 0 | 0 | 0 | -0.002 | 2 | 0 | 0 | -18.9 | 0 | 0.2 | 0 | 0 | -0.1 | -0.2 | 0 | 0 | 0 | 20.9 | 0 | 7.36 | 7.63 | -0.27 | 0 | 0.001 | 0 | -0.002 | PreCW-Front-ElecDHW-GasDry | Appl-CW-Front-ElecDHW-GasDry-Tier3AnyMFm2003CZ05DEER2017 | 0
42958.3843 | Appl-CW-Front-ElecDHW-GasDry-Tier3 | MFm | 2003 | CZ06 | rDXGF | -1 | Household | 1 | 1206 | 0.6 | 0 | 0 | -18.1 | 0 | 1 | 0 | 0 | 0 | -0.1 | 0.1 | 0 | 0 | 17.8 | 0 | 8 | 8.21 | -0.21 | 0 | 0.002 | 0 | -0.002 | 1.2 | 0 | 0 | -18.9 | 0 | 0.8 | 0 | 0 | 0 | -0.1 | 0.1 | 0 | 0 | 19.3 | 0 | 7.46 | 7.63 | -0.17 | 0 | 0.001 | 0 | -0.003 | PreCW-Front-ElecDHW-GasDry | Appl-CW-Front-ElecDHW-GasDry-Tier3AnyMFm2003CZ06DEER2017 | 0
42958.3843 | Appl-CW-Front-ElecDHW-GasDry-Tier3 | MFm | 2003 | CZ07 | rDXGF | -1 | Household | 1 | 1206 | 1.1 | 0 | 0 | -18.2 | 0 | 1.6 | 0 | 0 | 0.1 | -0.1 | 0.3 | 0 | 0 | 17.6 | 0 | 8.02 | 8.21 | -0.2 | 0 | 0.001 | 0 | -0.003 | 1.5 | 0 | 0 | -18.9 | 0 | 1.2 | 0 | 0 | 0.1 | -0.1 | 0.2 | 0 | 0 | 19.1 | 0 | 7.47 | 7.63 | -0.16 | 0 | 0.001 | 0 | -0.003 | PreCW-Front-ElecDHW-GasDry | Appl-CW-Front-ElecDHW-GasDry-Tier3AnyMFm2003CZ07DEER2017 | 0
42958.3843 | Appl-CW-Front-ElecDHW-GasDry-Tier3 | MFm | 2003 | CZ08 | rDXGF | -1 | Household | 1 | 1206 | 0.8 | 0 | 0 | -18.2 | 0 | 1.6 | 0 | -0.1 | 0.1 | -0.1 | 0.3 | 0 | 0 | 17.3 | 0 | 8.03 | 8.21 | -0.18 | 0 | 0.002 | 0 | -0.002 | 1.2 | 0 | 0 | -19 | 0 | 1.3 | 0 | -0.1 | 0.1 | -0.1 | 0.2 | 0 | 0 | 18.8 | 0 | 7.48 | 7.63 | -0.14 | 0 | 0.001 | 0 | -0.002 | PreCW-Front-ElecDHW-GasDry | Appl-CW-Front-ElecDHW-GasDry-Tier3AnyMFm2003CZ08DEER2017 | 0
42958.3843 | Appl-CW-Front-ElecDHW-GasDry-Tier3 | MFm | 2003 | CZ09 | rDXGF | -1 | Household | 1 | 1126.6 | 0.7 | 0 | 0 | -18.2 | 0 | 1.6 | 0 | -0.1 | 0 | -0.1 | 0.2 | 0 | 0 | 17.3 | 0 | 8 | 8.21 | -0.21 | 0 | 0.002 | 0 | -0.003 | 1.1 | 0 | 0 | -19 | 0 | 1.3 | 0 | -0.1 | 0 | 0 | 0.2 | 0 | 0 | 18.8 | 0 | 7.45 | 7.63 | -0.16 | 0 | 0.002 | 0 | -0.003 | PreCW-Front-ElecDHW-GasDry | Appl-CW-Front-ElecDHW-GasDry-Tier3AnyMFm2003CZ09DEER2017 | 0
42958.3843 | Appl-CW-Front-ElecDHW-GasDry-Tier3 | MFm | 2003 | CZ10 | rDXGF | -1 | Household | 1 | 1073.2 | 0.6 | 0 | 0 | -18.1 | 0 | 1.5 | 0 | -0.1 | 0.1 | 0 | 0.2 | 0 | 0 | 17.2 | 0 | 8.05 | 8.21 | -0.15 | 0 | 0.002 | 0 | -0.002 | 0.1 | 0 | 0 | -18.9 | 0 | 0.5 | 0 | -0.1 | 0 | 0 | 0 | 0 | 0 | 18.6 | 0 | 7.46 | 7.63 | -0.16 | 0 | 0 | 0 | -0.002 | PreCW-Front-ElecDHW-GasDry | Appl-CW-Front-ElecDHW-GasDry-Tier3AnyMFm2003CZ10DEER2017 | 0
42958.3843 | Appl-CW-Front-ElecDHW-GasDry-Tier3 | MFm | 2003 | CZ11 | rDXGF | -1 | Household | 1 | 1073.2 | 1.4 | 0 | 0 | -18.2 | 0 | 2.2 | 0 | 0 | 0.1 | -0.1 | 0.2 | 0 | 0 | 17.5 | 0 | 7.95 | 8.21 | -0.26 | 0 | 0 | 0 | -0.003 | 1.8 | 0 | 0 | -19 | 0 | 1.8 | 0 | 0 | 0.1 | -0.1 | 0.2 | 0 | 0 | 19 | 0 | 7.42 | 7.63 | -0.21 | 0 | 0 | 0 | -0.003 | PreCW-Front-ElecDHW-GasDry | Appl-CW-Front-ElecDHW-GasDry-Tier3AnyMFm2003CZ11DEER2017 | 0
42958.3843 | Appl-CW-Front-ElecDHW-GasDry-Tier3 | MFm | 2003 | CZ12 | rDXGF | -1 | Household | 1 | 1073.2 | 1.7 | 0 | 0 | -18.2 | 0 | 1.9 | 0 | -0.1 | 0.1 | -0.1 | 0.2 | 0 | 0 | 18 | 0 | 7.98 | 8.21 | -0.24 | 0 | 0.001 | 0 | -0.002 | 2.1 | 0 | 0 | -19 | 0 | 1.5 | 0 | -0.1 | 0.1 | -0.1 | 0.2 | 0 | 0 | 19.5 | 0 | 7.44 | 7.63 | -0.19 | 0 | 0.001 | 0 | -0.003 | PreCW-Front-ElecDHW-GasDry | Appl-CW-Front-ElecDHW-GasDry-Tier3AnyMFm2003CZ12DEER2017 | 0
42958.3843 | Appl-CW-Front-ElecDHW-GasDry-Tier3 | MFm | 2003 | CZ13 | rDXGF | -1 | Household | 1 | 1073.2 | 1.3 | 0 | 0 | -18.2 | 0 | 2.2 | 0 | -0.1 | 0.1 | -0.2 | 0.3 | 0 | 0 | 17.3 | 0 | 7.98 | 8.21 | -0.22 | 0 | 0.001 | 0 | -0.003 | 1.5 | 0 | 0 | -19 | 0 | 1.7 | 0 | -0.1 | 0.1 | -0.1 | 0.2 | 0 | 0 | 18.7 | 0 | 7.44 | 7.63 | -0.18 | 0 | 0.001 | 0 | -0.003 | PreCW-Front-ElecDHW-GasDry | Appl-CW-Front-ElecDHW-GasDry-Tier3AnyMFm2003CZ13DEER2017 | 0
42958.3843 | Appl-CW-Front-ElecDHW-GasDry-Tier3 | MFm | 2003 | CZ14 | rDXGF | -1 | Household | 1 | 1094.6 | 1.9 | 0 | 0 | -18.3 | 0 | 2.5 | 0 | -0.1 | 0.1 | -0.1 | 0.3 | 0 | 0 | 17.6 | 0 | 7.96 | 8.21 | -0.24 | 0 | 0 | 0 | -0.002 | 2.2 | 0 | 0 | -19 | 0 | 2 | 0 | -0.1 | 0.1 | -0.1 | 0.2 | 0 | 0 | 19.1 | 0 | 7.42 | 7.63 | -0.19 | 0 | 0 | 0 | -0.002 | PreCW-Front-ElecDHW-GasDry | Appl-CW-Front-ElecDHW-GasDry-Tier3AnyMFm2003CZ14DEER2017 | 0
42958.3843 | Appl-CW-Front-ElecDHW-GasDry-Tier3 | MFm | 2003 | CZ15 | rDXGF | -1 | Household | 1 | 1094.6 | -0.5 | 0 | 0 | -18.2 | 0 | 3 | 0 | 0 | 0.3 | 0 | 0.3 | 0 | 0 | 14.5 | 0 | 8.1 | 8.21 | -0.11 | 0 | 0 | 0 | -0.003 | -0.7 | 0 | 0 | -19 | 0 | 2.4 | 0 | 0 | 0.2 | 0 | 0.2 | 0 | 0 | 15.7 | 0 | 7.54 | 7.63 | -0.09 | 0 | 0 | 0 | -0.003 | PreCW-Front-ElecDHW-GasDry | Appl-CW-Front-ElecDHW-GasDry-Tier3AnyMFm2003CZ15DEER2017 | 0
42958.3843 | Appl-CW-Front-ElecDHW-GasDry-Tier3 | MFm | 2003 | CZ16 | rDXGF | -1 | Household | 1 | 998.7 | 3.5 | 0 | 0 | -18.2 | 0 | 1.6 | 0 | -0.1 | 0.1 | -0.2 | 0.2 | 0 | 0 | 20.3 | 0 | 7.89 | 8.21 | -0.32 | 0 | 0.001 | 0 | -0.003 | 4.2 | 0 | 0 | -18.9 | 0 | 1.2 | 0 | -0.1 | 0.1 | -0.2 | 0.1 | 0 | 0 | 22 | 0 | 7.37 | 7.63 | -0.25 | 0 | 0.001 | 0 | -0.003 | PreCW-Front-ElecDHW-GasDry | Appl-CW-Front-ElecDHW-GasDry-Tier3AnyMFm2003CZ16DEER2017 | 0
42958.3843 | Appl-CW-Front-ElecDHW-GasDry-Tier3 | MFm | 2007 | CZ01 | rDXGF | -1 | Household | 1 | 998.7 | 1.7 | 0 | 0 | -18.1 | 0 | 0 | 0 | -0.2 | -0.3 | -0.2 | 0 | 0 | 0 | 20.3 | 0 | 7.74 | 8.21 | -0.48 | 0 | 0 | 0 | -0.002 | 2.8 | 0 | 0 | -18.9 | 0 | 0 | 0 | -0.2 | -0.2 | -0.2 | 0 | 0 | 0 | 22 | 0 | 7.27 | 7.63 | -0.36 | 0 | 0 | 0 | -0.002 | PreCW-Front-ElecDHW-GasDry | Appl-CW-Front-ElecDHW-GasDry-Tier3AnyMFm2007CZ01DEER2017 | 0
42958.3843 | Appl-CW-Front-ElecDHW-GasDry-Tier3 | MFm | 2007 | CZ02 | rDXGF | -1 | Household | 1 | 1073.2 | 2.2 | 0 | 0 | -18.1 | 0 | 1.2 | 0 | 0 | 0.2 | -0.1 | 0.2 | 0 | 0 | 18.9 | 0 | 8.07 | 8.21 | -0.14 | 0 | 0.001 | 0 | -0.003 | 2.2 | 0 | 0 | -18.9 | 0 | 0.6 | 0 | -0.1 | 0 | -0.1 | 0.1 | 0 | 0 | 20.5 | 0 | 7.41 | 7.63 | -0.21 | 0 | 0.001 | 0 | -0.003 | PreCW-Front-ElecDHW-GasDry | Appl-CW-Front-ElecDHW-GasDry-Tier3AnyMFm2007CZ02DEER2017 | 0
42958.3843 | Appl-CW-Front-ElecDHW-GasDry-Tier3 | MFm | 2007 | CZ03 | rDXGF | -1 | Household | 1 | 998.7 | 0.6 | 0 | 0 | -18.2 | 0 | 0.1 | 0 | -0.2 | -0.2 | -0.2 | 0 | 0 | 0 | 18.9 | 0 | 7.88 | 8.21 | -0.34 | 0 | 0 | 0 | -0.002 | 1.5 | 0 | 0 | -19 | 0 | 0.1 | 0 | -0.1 | -0.1 | -0.2 | 0 | 0 | 0 | 20.5 | 0 | 7.33 | 7.63 | -0.3 | 0 | 0 | 0 | -0.002 | PreCW-Front-ElecDHW-GasDry | Appl-CW-Front-ElecDHW-GasDry-Tier3AnyMFm2007CZ03DEER2017 | 0
42958.3843 | Appl-CW-Front-ElecDHW-GasDry-Tier3 | MFm | 2007 | CZ04 | rDXGF | -1 | Household | 1 | 998.7 | 0.8 | 0 | 0 | -18.2 | 0 | 0.7 | 0 | -0.1 | 0 | -0.1 | 0.1 | 0 | 0 | 18.4 | 0 | 7.98 | 8.21 | -0.23 | 0 | 0 | 0 | -0.002 | 1.3 | 0 | 0 | -19 | 0 | 0.5 | 0 | 0 | 0 | -0.1 | 0 | 0 | 0 | 19.9 | 0 | 7.44 | 7.63 | -0.19 | 0 | 0 | 0 | -0.002 | PreCW-Front-ElecDHW-GasDry | Appl-CW-Front-ElecDHW-GasDry-Tier3AnyMFm2007CZ04DEER2017 | 0
42958.3843 | Appl-CW-Front-ElecDHW-GasDry-Tier3 | MFm | 2007 | CZ05 | rDXGF | -1 | Household | 1 | 998.7 | 1.1 | 0 | 0 | -18.1 | 0 | 0.2 | 0 | -0.1 | -0.1 | -0.1 | 0.1 | 0 | 0 | 19.2 | 0 | 7.92 | 8.21 | -0.3 | 0 | 0 | 0 | -0.002 | 1.9 | 0 | 0 | -18.9 | 0 | 0.2 | 0 | -0.1 | 0 | -0.1 | 0.1 | 0 | 0 | 20.8 | 0 | 7.39 | 7.63 | -0.24 | 0 | 0 | 0 | -0.002 | PreCW-Front-ElecDHW-GasDry | Appl-CW-Front-ElecDHW-GasDry-Tier3AnyMFm2007CZ05DEER2017 | 0
42958.3843 | Appl-CW-Front-ElecDHW-GasDry-Tier3 | MFm | 2007 | CZ06 | rDXGF | -1 | Household | 1 | 1206 | 0.8 | 0 | 0 | -18.2 | 0 | 1.1 | 0 | -0.1 | 0.1 | -0.2 | 0.2 | 0 | 0 | 17.8 | 0 | 7.98 | 8.21 | -0.23 | 0 | 0.001 | 0 | -0.002 | 1.3 | 0 | 0 | -19 | 0 | 0.9 | 0 | -0.1 | 0 | -0.1 | 0.2 | 0 | 0 | 19.3 | 0 | 7.44 | 7.63 | -0.18 | 0 | 0.001 | 0 | -0.003 | PreCW-Front-ElecDHW-GasDry | Appl-CW-Front-ElecDHW-GasDry-Tier3AnyMFm2007CZ06DEER2017 | 0
42958.3843 | Appl-CW-Front-ElecDHW-GasDry-Tier3 | MFm | 2007 | CZ07 | rDXGF | -1 | Household | 1 | 1206 | 1.3 | 0 | 0 | -18.1 | 0 | 1.7 | 0 | 0 | 0.2 | -0.1 | 0.3 | 0 | 0 | 17.7 | 0 | 8.01 | 8.21 | -0.19 | 0 | 0.001 | 0 | -0.003 | 4.4 | 0 | 0 | -18.9 | 0 | 3.4 | 0 | 0.1 | 0.8 | 0.2 | 0.7 | 0 | 0 | 19.2 | 0 | 7.82 | 7.63 | 0.2 | 0 | 0.005 | 0 | -0.003 | PreCW-Front-ElecDHW-GasDry | Appl-CW-Front-ElecDHW-GasDry-Tier3AnyMFm2007CZ07DEER2017 | 0
42958.3843 | Appl-CW-Front-ElecDHW-GasDry-Tier3 | MFm | 2007 | CZ08 | rDXGF | -1 | Household | 1 | 1206 | 0.9 | 0 | 0 | -18.2 | 0 | 1.6 | 0 | -0.1 | 0.2 | -0.1 | 0.3 | 0 | 0 | 17.3 | 0 | 8.03 | 8.21 | -0.19 | 0 | 0 | 0 | -0.002 | 1.3 | 0 | 0 | -19 | 0 | 1.3 | 0 | -0.1 | 0.2 | 0 | 0.2 | 0 | 0 | 18.8 | 0 | 7.48 | 7.63 | -0.14 | 0 | 0 | 0 | -0.002 | PreCW-Front-ElecDHW-GasDry | Appl-CW-Front-ElecDHW-GasDry-Tier3AnyMFm2007CZ08DEER2017 | 0
42958.3843 | Appl-CW-Front-ElecDHW-GasDry-Tier3 | MFm | 2007 | CZ09 | rDXGF | -1 | Household | 1 | 1126.6 | 0.6 | 0 | 0 | -18.2 | 0 | 1.4 | 0 | -0.1 | 0.2 | -0.1 | 0.2 | 0 | 0 | 17.4 | 0 | 8.01 | 8.21 | -0.2 | 0 | 0.001 | 0 | -0.003 | 1 | 0 | 0 | -19 | 0 | 1.1 | 0 | 0 | 0.1 | 0 | 0.2 | 0 | 0 | 18.8 | 0 | 7.47 | 7.63 | -0.16 | 0 | 0.001 | 0 | -0.003 | PreCW-Front-ElecDHW-GasDry | Appl-CW-Front-ElecDHW-GasDry-Tier3AnyMFm2007CZ09DEER2017 | 0
42958.3843 | Appl-CW-Front-ElecDHW-GasDry-Tier3 | MFm | 2007 | CZ10 | rDXGF | -1 | Household | 1 | 1073.2 | 1.6 | 0 | 0 | -18.2 | 0 | 2.3 | 0 | 0 | 0.3 | -0.1 | 0.3 | 0 | 0 | 17.2 | 0 | 8.08 | 8.21 | -0.14 | 0 | 0.002 | 0 | -0.003 | 0.3 | 0 | 0 | -18.9 | 0 | 0.7 | 0 | 0 | -0.1 | -0.1 | 0.1 | 0 | 0 | 18.7 | 0 | 7.45 | 7.63 | -0.18 | 0 | 0 | 0 | -0.003 | PreCW-Front-ElecDHW-GasDry | Appl-CW-Front-ElecDHW-GasDry-Tier3AnyMFm2007CZ10DEER2017 | 0
42958.3843 | Appl-CW-Front-ElecDHW-GasDry-Tier3 | MFm | 2007 | CZ11 | rDXGF | -1 | Household | 1 | 1073.2 | 1 | 0 | 0 | -18.3 | 0 | 1.7 | 0 | -0.1 | 0.1 | -0.1 | 0.3 | 0 | 0 | 17.5 | 0 | 7.95 | 8.21 | -0.27 | 0 | 0 | 0 | -0.003 | 1.4 | 0 | 0 | -19 | 0 | 1.4 | 0 | 0 | 0.1 | -0.1 | 0.2 | 0 | 0 | 18.9 | 0 | 7.42 | 7.63 | -0.21 | 0 | 0 | 0 | -0.003 | PreCW-Front-ElecDHW-GasDry | Appl-CW-Front-ElecDHW-GasDry-Tier3AnyMFm2007CZ11DEER2017 | 0
42958.3843 | Appl-CW-Front-ElecDHW-GasDry-Tier3 | MFm | 2007 | CZ12 | rDXGF | -1 | Household | 1 | 1073.2 | 1.5 | 0 | 0 | -18.2 | 0 | 1.6 | 0 | -0.1 | 0.2 | -0.1 | 0.3 | 0 | 0 | 18 | 0 | 7.97 | 8.21 | -0.24 | 0 | 0.001 | 0 | -0.003 | 2 | 0 | 0 | -18.9 | 0 | 1.3 | 0 | -0.1 | 0.2 | -0.1 | 0.2 | 0 | 0 | 19.5 | 0 | 7.44 | 7.63 | -0.19 | 0 | 0.001 | 0 | -0.003 | PreCW-Front-ElecDHW-GasDry | Appl-CW-Front-ElecDHW-GasDry-Tier3AnyMFm2007CZ12DEER2017 | 0
42958.3843 | Appl-CW-Front-ElecDHW-GasDry-Tier3 | MFm | 2007 | CZ13 | rDXGF | -1 | Household | 1 | 1073.2 | 1.1 | 0 | 0 | -18.3 | 0 | 2 | 0 | -0.1 | 0.2 | -0.2 | 0.3 | 0 | 0 | 17.3 | 0 | 7.97 | 8.21 | -0.25 | 0 | 0 | 0 | -0.002 | 1.5 | 0 | 0 | -19 | 0 | 1.7 | 0 | -0.1 | 0.2 | -0.1 | 0.3 | 0 | 0 | 18.7 | 0 | 7.43 | 7.63 | -0.19 | 0 | 0 | 0 | -0.003 | PreCW-Front-ElecDHW-GasDry | Appl-CW-Front-ElecDHW-GasDry-Tier3AnyMFm2007CZ13DEER2017 | 0
42958.3843 | Appl-CW-Front-ElecDHW-GasDry-Tier3 | MFm | 2007 | CZ14 | rDXGF | -1 | Household | 1 | 1094.6 | 1.9 | 0 | 0 | -18.2 | 0 | 2.3 | 0 | -0.1 | 0.2 | -0.1 | 0.4 | 0 | 0 | 17.7 | 0 | 7.97 | 8.21 | -0.24 | 0 | 0.001 | 0 | -0.002 | 2.2 | 0 | 0 | -18.9 | 0 | 2 | 0 | 0 | 0.2 | -0.1 | 0.3 | 0 | 0 | 19.1 | 0 | 7.44 | 7.63 | -0.19 | 0 | 0 | 0 | -0.003 | PreCW-Front-ElecDHW-GasDry | Appl-CW-Front-ElecDHW-GasDry-Tier3AnyMFm2007CZ14DEER2017 | 0
42958.3843 | Appl-CW-Front-ElecDHW-GasDry-Tier3 | MFm | 2007 | CZ15 | rDXGF | -1 | Household | 1 | 1094.6 | -0.9 | 0 | 0 | -18.2 | 0 | 2.4 | 0 | 0 | 0.3 | -0.1 | 0.4 | 0 | 0 | 14.5 | 0 | 8.1 | 8.21 | -0.11 | 0 | 0 | 0 | -0.003 | -1 | 0 | 0 | -18.9 | 0 | 2 | 0 | 0 | 0.2 | -0.1 | 0.3 | 0 | 0 | 15.7 | 0 | 7.54 | 7.63 | -0.09 | 0 | 0 | 0 | -0.003 | PreCW-Front-ElecDHW-GasDry | Appl-CW-Front-ElecDHW-GasDry-Tier3AnyMFm2007CZ15DEER2017 | 0
42958.3843 | Appl-CW-Front-ElecDHW-GasDry-Tier3 | MFm | 2007 | CZ16 | rDXGF | -1 | Household | 1 | 998.7 | 3.3 | 0 | 0 | -18.3 | 0 | 1.3 | 0 | -0.2 | 0.1 | -0.2 | 0.2 | 0 | 0 | 20.3 | 0 | 7.88 | 8.21 | -0.33 | 0 | 0.001 | 0 | -0.003 | 4 | 0 | 0 | -19 | 0 | 1 | 0 | -0.1 | 0.1 | -0.2 | 0.2 | 0 | 0 | 22 | 0 | 7.36 | 7.63 | -0.26 | 0 | 0.001 | 0 | -0.003 | PreCW-Front-ElecDHW-GasDry | Appl-CW-Front-ElecDHW-GasDry-Tier3AnyMFm2007CZ16DEER2017 | 0
42958.3843 | Appl-CW-Front-ElecDHW-GasDry-Tier3 | MFm | 2011 | CZ01 | rDXGF | -1 | Household | 1 | 998.7 | 1.8 | 0 | 0 | -18.1 | 0 | 0 | 0 | -0.2 | -0.2 | -0.3 | 0 | 0 | 0 | 20.3 | 0 | 7.79 | 8.21 | -0.42 | 0 | 0.001 | 0 | -0.002 | 2.9 | 0 | 0 | -18.9 | 0 | 0 | 0 | -0.1 | -0.1 | -0.2 | 0 | 0 | 0 | 22 | 0 | 7.35 | 7.63 | -0.28 | 0 | 0.001 | 0 | -0.003 | PreCW-Front-ElecDHW-GasDry | Appl-CW-Front-ElecDHW-GasDry-Tier3AnyMFm2011CZ01DEER2017 | 0
42958.3843 | Appl-CW-Front-ElecDHW-GasDry-Tier3 | MFm | 2011 | CZ02 | rDXGF | -1 | Household | 1 | 1073.2 | 1.6 | 0 | 0 | -18.1 | 0 | 0.9 | 0 | -0.1 | 0 | -0.1 | 0.1 | 0 | 0 | 18.9 | 0 | 7.97 | 8.21 | -0.23 | 0 | 0.001 | 0 | -0.003 | 2.3 | 0 | 0 | -18.9 | 0 | 0.7 | 0 | -0.1 | 0 | -0.1 | 0.1 | 0 | 0 | 20.5 | 0 | 7.43 | 7.63 | -0.18 | 0 | 0.001 | 0 | -0.003 | PreCW-Front-ElecDHW-GasDry | Appl-CW-Front-ElecDHW-GasDry-Tier3AnyMFm2011CZ02DEER2017 | 0
42958.3843 | Appl-CW-Front-ElecDHW-GasDry-Tier3 | MFm | 2011 | CZ03 | rDXGF | -1 | Household | 1 | 998.7 | 0.7 | 0 | 0 | -18.1 | 0 | 0.1 | 0 | -0.1 | -0.1 | -0.1 | 0 | 0 | 0 | 18.9 | 0 | 7.89 | 8.21 | -0.31 | 0 | 0 | 0 | -0.003 | 1.5 | 0 | 0 | -18.9 | 0 | 0.1 | 0 | 0 | -0.1 | -0.1 | 0 | 0 | 0 | 20.5 | 0 | 7.37 | 7.63 | -0.24 | 0 | 0 | 0 | -0.003 | PreCW-Front-ElecDHW-GasDry | Appl-CW-Front-ElecDHW-GasDry-Tier3AnyMFm2011CZ03DEER2017 | 0
42958.3843 | Appl-CW-Front-ElecDHW-GasDry-Tier3 | MFm | 2011 | CZ04 | rDXGF | -1 | Household | 1 | 998.7 | 0 | 0 | 0 | -18.1 | 0 | 0 | 0 | 0 | -0.1 | -0.2 | -0.1 | 0 | 0 | 18.3 | 0 | 7.99 | 8.21 | -0.22 | 0 | -0.002 | 0 | -0.002 | 0.5 | 0 | 0 | -18.8 | 0 | -0.3 | 0 | 0 | -0.1 | -0.1 | -0.1 | 0 | 0 | 19.9 | 0 | 7.44 | 7.63 | -0.18 | 0 | -0.002 | 0 | -0.002 | PreCW-Front-ElecDHW-GasDry | Appl-CW-Front-ElecDHW-GasDry-Tier3AnyMFm2011CZ04DEER2017 | 0
42958.3843 | Appl-CW-Front-ElecDHW-GasDry-Tier3 | MFm | 2011 | CZ05 | rDXGF | -1 | Household | 1 | 998.7 | 1.2 | 0 | 0 | -18.1 | 0 | 0.2 | 0 | -0.1 | -0.1 | -0.1 | 0 | 0 | 0 | 19.2 | 0 | 7.92 | 8.21 | -0.28 | 0 | 0 | 0 | -0.003 | 2.1 | 0 | 0 | -18.9 | 0 | 0.1 | 0 | 0 | 0 | -0.1 | 0 | 0 | 0 | 20.8 | 0 | 7.39 | 7.63 | -0.22 | 0 | 0 | 0 | -0.003 | PreCW-Front-ElecDHW-GasDry | Appl-CW-Front-ElecDHW-GasDry-Tier3AnyMFm2011CZ05DEER2017 | 0
42958.3843 | Appl-CW-Front-ElecDHW-GasDry-Tier3 | MFm | 2011 | CZ06 | rDXGF | -1 | Household | 1 | 1206 | 0.8 | 0 | 0 | -18.1 | 0 | 1.1 | 0 | -0.1 | 0.1 | -0.1 | 0.2 | 0 | 0 | 17.8 | 0 | 7.98 | 8.21 | -0.23 | 0 | 0.001 | 0 | -0.003 | 1.2 | 0 | 0 | -18.9 | 0 | 0.8 | 0 | -0.1 | 0.1 | -0.1 | 0.2 | 0 | 0 | 19.3 | 0 | 7.45 | 7.63 | -0.18 | 0 | 0.001 | 0 | -0.003 | PreCW-Front-ElecDHW-GasDry | Appl-CW-Front-ElecDHW-GasDry-Tier3AnyMFm2011CZ06DEER2017 | 0
42958.3843 | Appl-CW-Front-ElecDHW-GasDry-Tier3 | MFm | 2011 | CZ07 | rDXGF | -1 | Household | 1 | 1206 | 1.9 | 0 | 0 | -18.2 | 0 | 2.2 | 0 | 0 | 0.3 | -0.1 | 0.4 | 0 | 0 | 17.7 | 0 | 8.03 | 8.21 | -0.18 | 0 | 0.001 | 0 | -0.003 | 2.1 | 0 | 0 | -18.9 | 0 | 1.7 | 0 | 0 | 0.3 | -0.1 | 0.3 | 0 | 0 | 19.1 | 0 | 7.48 | 7.63 | -0.14 | 0 | 0.001 | 0 | -0.003 | PreCW-Front-ElecDHW-GasDry | Appl-CW-Front-ElecDHW-GasDry-Tier3AnyMFm2011CZ07DEER2017 | 0
42958.3843 | Appl-CW-Front-ElecDHW-GasDry-Tier3 | MFm | 2011 | CZ08 | rDXGF | -1 | Household | 1 | 1206 | 1.8 | 0 | 0 | -18.2 | 0 | 2.3 | 0 | 0 | 0.3 | -0.1 | 0.4 | 0 | 0 | 17.3 | 0 | 8.07 | 8.21 | -0.15 | 0 | 0.001 | 0 | -0.002 | -0.6 | 0 | 0 | -18.9 | 0 | -0.3 | 0 | 0 | -0.2 | -0.1 | 0 | 0 | 0 | 18.8 | 0 | 7.43 | 7.63 | -0.19 | 0 | -0.003 | 0 | -0.002 | PreCW-Front-ElecDHW-GasDry | Appl-CW-Front-ElecDHW-GasDry-Tier3AnyMFm2011CZ08DEER2017 | 0
42958.3843 | Appl-CW-Front-ElecDHW-GasDry-Tier3 | MFm | 2011 | CZ09 | rDXGF | -1 | Household | 1 | 1126.6 | 0.9 | 0 | 0 | -18.2 | 0 | 1.6 | 0 | -0.1 | 0.2 | -0.1 | 0.3 | 0 | 0 | 17.3 | 0 | 8.03 | 8.21 | -0.17 | 0 | 0.001 | 0 | -0.002 | 1.2 | 0 | 0 | -19 | 0 | 1.3 | 0 | -0.1 | 0.1 | -0.1 | 0.2 | 0 | 0 | 18.7 | 0 | 7.48 | 7.63 | -0.13 | 0 | 0.001 | 0 | -0.002 | PreCW-Front-ElecDHW-GasDry | Appl-CW-Front-ElecDHW-GasDry-Tier3AnyMFm2011CZ09DEER2017 | 0
42958.3843 | Appl-CW-Front-ElecDHW-GasDry-Tier3 | MFm | 2011 | CZ10 | rDXGF | -1 | Household | 1 | 1073.2 | 0.8 | 0 | 0 | -18.1 | 0 | 1.6 | 0 | 0 | 0.2 | 0 | 0.3 | 0 | 0 | 17.2 | 0 | 8.05 | 8.21 | -0.16 | 0 | 0.001 | 0 | -0.003 | 1.2 | 0 | 0 | -18.9 | 0 | 1.3 | 0 | 0 | 0.2 | 0 | 0.2 | 0 | 0 | 18.7 | 0 | 7.5 | 7.63 | -0.13 | 0 | 0.001 | 0 | -0.003 | PreCW-Front-ElecDHW-GasDry | Appl-CW-Front-ElecDHW-GasDry-Tier3AnyMFm2011CZ10DEER2017 | 0
42958.3843 | Appl-CW-Front-ElecDHW-GasDry-Tier3 | MFm | 2011 | CZ11 | rDXGF | -1 | Household | 1 | 1073.2 | 1.1 | 0 | 0 | -18.3 | 0 | 1.7 | 0 | -0.1 | 0.1 | -0.2 | 0.3 | 0 | 0 | 17.5 | 0 | 7.96 | 8.21 | -0.25 | 0 | 0 | 0 | -0.003 | 1.4 | 0 | 0 | -19 | 0 | 1.4 | 0 | -0.1 | 0.1 | -0.1 | 0.2 | 0 | 0 | 19 | 0 | 7.43 | 7.63 | -0.2 | 0 | 0 | 0 | -0.003 | PreCW-Front-ElecDHW-GasDry | Appl-CW-Front-ElecDHW-GasDry-Tier3AnyMFm2011CZ11DEER2017 | 0
42958.3843 | Appl-CW-Front-ElecDHW-GasDry-Tier3 | MFm | 2011 | CZ12 | rDXGF | -1 | Household | 1 | 1073.2 | 1.6 | 0 | 0 | -18.2 | 0 | 1.6 | 0 | 0 | 0.2 | -0.1 | 0.2 | 0 | 0 | 18.1 | 0 | 7.99 | 8.21 | -0.22 | 0 | 0.001 | 0 | -0.003 | 2 | 0 | 0 | -19 | 0 | 1.3 | 0 | 0 | 0.2 | -0.1 | 0.2 | 0 | 0 | 19.6 | 0 | 7.45 | 7.63 | -0.18 | 0 | 0 | 0 | -0.003 | PreCW-Front-ElecDHW-GasDry | Appl-CW-Front-ElecDHW-GasDry-Tier3AnyMFm2011CZ12DEER2017 | 0
42958.3843 | Appl-CW-Front-ElecDHW-GasDry-Tier3 | MFm | 2011 | CZ13 | rDXGF | -1 | Household | 1 | 1073.2 | 1.3 | 0 | 0 | -18.2 | 0 | 2.1 | 0 | -0.1 | 0.2 | -0.1 | 0.3 | 0 | 0 | 17.3 | 0 | 7.98 | 8.21 | -0.23 | 0 | 0.001 | 0 | -0.003 | 1.6 | 0 | 0 | -18.9 | 0 | 1.8 | 0 | -0.1 | 0.2 | 0 | 0.2 | 0 | 0 | 18.7 | 0 | 7.44 | 7.63 | -0.18 | 0 | 0.001 | 0 | -0.003 | PreCW-Front-ElecDHW-GasDry | Appl-CW-Front-ElecDHW-GasDry-Tier3AnyMFm2011CZ13DEER2017 | 0
42958.3843 | Appl-CW-Front-ElecDHW-GasDry-Tier3 | MFm | 2011 | CZ14 | rDXGF | -1 | Household | 1 | 1094.6 | 1.8 | 0 | 0 | -18.2 | 0 | 2.1 | 0 | 0 | 0.3 | -0.1 | 0.4 | 0 | 0 | 17.7 | 0 | 7.97 | 8.21 | -0.24 | 0 | 0 | 0 | -0.003 | 2.2 | 0 | 0 | -19 | 0 | 1.8 | 0 | 0 | 0.3 | -0.1 | 0.3 | 0 | 0 | 19.1 | 0 | 7.44 | 7.63 | -0.19 | 0 | 0 | 0 | -0.003 | PreCW-Front-ElecDHW-GasDry | Appl-CW-Front-ElecDHW-GasDry-Tier3AnyMFm2011CZ14DEER2017 | 0
42958.3843 | Appl-CW-Front-ElecDHW-GasDry-Tier3 | MFm | 2011 | CZ15 | rDXGF | -1 | Household | 1 | 1094.6 | -0.8 | 0 | 0 | -18.2 | 0 | 2.7 | 0 | -0.1 | 0.4 | 0 | 0.4 | 0 | 0 | 14.5 | 0 | 8.1 | 8.21 | -0.11 | 0 | 0 | 0 | -0.003 | -0.8 | 0 | 0 | -18.9 | 0 | 2.2 | 0 | -0.1 | 0.3 | 0 | 0.3 | 0 | 0 | 15.8 | 0 | 7.54 | 7.63 | -0.09 | 0 | -0.001 | 0 | -0.003 | PreCW-Front-ElecDHW-GasDry | Appl-CW-Front-ElecDHW-GasDry-Tier3AnyMFm2011CZ15DEER2017 | 0
42958.3843 | Appl-CW-Front-ElecDHW-GasDry-Tier3 | MFm | 2011 | CZ16 | rDXGF | -1 | Household | 1 | 998.7 | 3.4 | 0 | 0 | -18.2 | 0 | 1.3 | 0 | -0.2 | 0.1 | -0.2 | 0.3 | 0 | 0 | 20.2 | 0 | 7.89 | 8.21 | -0.33 | 0 | 0.001 | 0 | -0.003 | 4.1 | 0 | 0 | -18.9 | 0 | 1.1 | 0 | -0.1 | 0.1 | -0.1 | 0.3 | 0 | 0 | 21.9 | 0 | 7.37 | 7.63 | -0.26 | 0 | 0.001 | 0 | -0.003 | PreCW-Front-ElecDHW-GasDry | Appl-CW-Front-ElecDHW-GasDry-Tier3AnyMFm2011CZ16DEER2017 | 0
42958.3843 | Appl-CW-Front-ElecDHW-GasDry-Tier3 | MFm | 2015 | CZ01 | rDXGF | -1 | Household | 1 | 998.7 | 1.9 | 0 | 0 | -18.1 | 0 | 0 | 0 | -0.1 | -0.2 | -0.2 | 0 | 0 | 0 | 20.4 | 0 | 7.82 | 8.21 | -0.39 | 0 | 0.001 | 0 | -0.002 | 2.9 | 0 | 0 | -18.9 | 0 | 0 | 0 | -0.1 | -0.2 | -0.2 | 0 | 0 | 0 | 22.1 | 0 | 7.29 | 7.63 | -0.33 | 0 | 0.001 | 0 | -0.002 | PreCW-Front-ElecDHW-GasDry | Appl-CW-Front-ElecDHW-GasDry-Tier3AnyMFm2015CZ01DEER2017 | 0
42958.3843 | Appl-CW-Front-ElecDHW-GasDry-Tier3 | MFm | 2015 | CZ02 | rDXGF | -1 | Household | 1 | 1073.2 | 1.7 | 0 | 0 | -18.1 | 0 | 0.9 | 0 | -0.1 | 0.1 | -0.1 | 0.1 | 0 | 0 | 18.9 | 0 | 7.97 | 8.21 | -0.24 | 0 | 0.001 | 0 | -0.003 | 2.4 | 0 | 0 | -18.9 | 0 | 0.8 | 0 | -0.1 | 0.1 | -0.1 | 0.1 | 0 | 0 | 20.5 | 0 | 7.43 | 7.63 | -0.18 | 0 | 0.001 | 0 | -0.003 | PreCW-Front-ElecDHW-GasDry | Appl-CW-Front-ElecDHW-GasDry-Tier3AnyMFm2015CZ02DEER2017 | 0
42958.3843 | Appl-CW-Front-ElecDHW-GasDry-Tier3 | MFm | 2015 | CZ03 | rDXGF | -1 | Household | 1 | 998.7 | 0.8 | 0 | 0 | -18.1 | 0 | 0.1 | 0 | -0.1 | -0.1 | -0.1 | 0 | 0 | 0 | 19 | 0 | 7.95 | 8.21 | -0.25 | 0 | 0.001 | 0 | -0.002 | 1.6 | 0 | 0 | -18.9 | 0 | 0.1 | 0 | -0.1 | 0 | -0.1 | 0 | 0 | 0 | 20.6 | 0 | 7.41 | 7.63 | -0.21 | 0 | 0.001 | 0 | -0.002 | PreCW-Front-ElecDHW-GasDry | Appl-CW-Front-ElecDHW-GasDry-Tier3AnyMFm2015CZ03DEER2017 | 0
42958.3843 | Appl-CW-Front-ElecDHW-GasDry-Tier3 | MFm | 2015 | CZ04 | rDXGF | -1 | Household | 1 | 998.7 | 2.2 | 0 | 0 | -18.1 | 0 | 1.8 | 0 | -0.1 | 0.2 | -0.1 | 0.3 | 0 | 0 | 18.4 | 0 | 8.05 | 8.21 | -0.17 | 0 | 0.002 | 0 | -0.002 | 2.7 | 0 | 0 | -18.9 | 0 | 1.5 | 0 | 0 | 0.2 | 0 | 0.2 | 0 | 0 | 19.9 | 0 | 7.5 | 7.63 | -0.13 | 0 | 0.002 | 0 | -0.002 | PreCW-Front-ElecDHW-GasDry | Appl-CW-Front-ElecDHW-GasDry-Tier3AnyMFm2015CZ04DEER2017 | 0
42958.3843 | Appl-CW-Front-ElecDHW-GasDry-Tier3 | MFm | 2015 | CZ05 | rDXGF | -1 | Household | 1 | 998.7 | 1.5 | 0 | 0 | -18 | 0 | 0.4 | 0 | -0.1 | 0 | 0 | 0.1 | 0 | 0 | 19.2 | 0 | 8.02 | 8.21 | -0.19 | 0 | 0.001 | 0 | -0.002 | 2.3 | 0 | 0 | -18.8 | 0 | 0.3 | 0 | -0.1 | 0 | 0 | 0 | 0 | 0 | 20.9 | 0 | 7.48 | 7.63 | -0.15 | 0 | 0.001 | 0 | -0.002 | PreCW-Front-ElecDHW-GasDry | Appl-CW-Front-ElecDHW-GasDry-Tier3AnyMFm2015CZ05DEER2017 | 0
42958.3843 | Appl-CW-Front-ElecDHW-GasDry-Tier3 | MFm | 2015 | CZ06 | rDXGF | -1 | Household | 1 | 1206 | 0.7 | 0 | 0 | -18.1 | 0 | 0.9 | 0 | -0.1 | 0 | -0.1 | 0.1 | 0 | 0 | 17.8 | 0 | 7.97 | 8.21 | -0.23 | 0 | 0.001 | 0 | -0.003 | 1.2 | 0 | 0 | -18.9 | 0 | 0.8 | 0 | -0.1 | 0 | -0.1 | 0.1 | 0 | 0 | 19.3 | 0 | 7.44 | 7.63 | -0.18 | 0 | 0.001 | 0 | -0.003 | PreCW-Front-ElecDHW-GasDry | Appl-CW-Front-ElecDHW-GasDry-Tier3AnyMFm2015CZ06DEER2017 | 0
42958.3843 | Appl-CW-Front-ElecDHW-GasDry-Tier3 | MFm | 2015 | CZ07 | rDXGF | -1 | Household | 1 | 1206 | 0.9 | 0 | 0 | -18.2 | 0 | 1.4 | 0 | -0.1 | 0.1 | -0.1 | 0.2 | 0 | 0 | 17.6 | 0 | 8.02 | 8.21 | -0.19 | 0 | 0.001 | 0 | -0.002 | 1.3 | 0 | 0 | -18.9 | 0 | 1.1 | 0 | -0.1 | 0.1 | -0.1 | 0.2 | 0 | 0 | 19.1 | 0 | 7.47 | 7.63 | -0.15 | 0 | 0.001 | 0 | -0.003 | PreCW-Front-ElecDHW-GasDry | Appl-CW-Front-ElecDHW-GasDry-Tier3AnyMFm2015CZ07DEER2017 | 0
42958.3843 | Appl-CW-Front-ElecDHW-GasDry-Tier3 | MFm | 2015 | CZ08 | rDXGF | -1 | Household | 1 | 1206 | 0.8 | 0 | 0 | -18.2 | 0 | 1.5 | 0 | 0 | 0.2 | 0 | 0.3 | 0 | 0 | 17.3 | 0 | 8.04 | 8.21 | -0.17 | 0 | 0.001 | 0 | -0.002 | 1.3 | 0 | 0 | -19 | 0 | 1.3 | 0 | 0 | 0.2 | 0 | 0.2 | 0 | 0 | 18.8 | 0 | 7.49 | 7.63 | -0.14 | 0 | 0.001 | 0 | -0.002 | PreCW-Front-ElecDHW-GasDry | Appl-CW-Front-ElecDHW-GasDry-Tier3AnyMFm2015CZ08DEER2017 | 0
42958.3843 | Appl-CW-Front-ElecDHW-GasDry-Tier3 | MFm | 2015 | CZ09 | rDXGF | -1 | Household | 1 | 1126.6 | 0.8 | 0 | 0 | -18.2 | 0 | 1.5 | 0 | 0 | 0.1 | -0.1 | 0.2 | 0 | 0 | 17.4 | 0 | 8.03 | 8.21 | -0.18 | 0 | 0.001 | 0 | -0.002 | 1.1 | 0 | 0 | -18.9 | 0 | 1.1 | 0 | 0 | 0.1 | -0.1 | 0.2 | 0 | 0 | 18.8 | 0 | 7.47 | 7.63 | -0.15 | 0 | 0.001 | 0 | -0.002 | PreCW-Front-ElecDHW-GasDry | Appl-CW-Front-ElecDHW-GasDry-Tier3AnyMFm2015CZ09DEER2017 | 0
42958.3843 | Appl-CW-Front-ElecDHW-GasDry-Tier3 | MFm | 2015 | CZ10 | rDXGF | -1 | Household | 1 | 1073.2 | -0.5 | 0 | 0 | -18.2 | 0 | 0.5 | 0 | -0.1 | 0 | 0 | 0.1 | 0 | 0 | 17.2 | 0 | 8.02 | 8.21 | -0.19 | 0 | 0 | 0 | -0.002 | -0.1 | 0 | 0 | -19 | 0 | 0.2 | 0 | -0.1 | -0.1 | 0 | 0.1 | 0 | 0 | 18.7 | 0 | 7.47 | 7.63 | -0.16 | 0 | -0.001 | 0 | -0.003 | PreCW-Front-ElecDHW-GasDry | Appl-CW-Front-ElecDHW-GasDry-Tier3AnyMFm2015CZ10DEER2017 | 0
42958.3843 | Appl-CW-Front-ElecDHW-GasDry-Tier3 | MFm | 2015 | CZ11 | rDXGF | -1 | Household | 1 | 1073.2 | 1.2 | 0 | 0 | -18.2 | 0 | 1.7 | 0 | 0 | 0.2 | -0.1 | 0.2 | 0 | 0 | 17.5 | 0 | 7.97 | 8.21 | -0.24 | 0 | 0 | 0 | -0.002 | 1.6 | 0 | 0 | -18.9 | 0 | 1.5 | 0 | 0 | 0.2 | -0.1 | 0.2 | 0 | 0 | 19 | 0 | 7.43 | 7.63 | -0.19 | 0 | 0 | 0 | -0.002 | PreCW-Front-ElecDHW-GasDry | Appl-CW-Front-ElecDHW-GasDry-Tier3AnyMFm2015CZ11DEER2017 | 0
42958.3843 | Appl-CW-Front-ElecDHW-GasDry-Tier3 | MFm | 2015 | CZ12 | rDXGF | -1 | Household | 1 | 1073.2 | 1.3 | 0 | 0 | -18.2 | 0 | 1.4 | 0 | -0.1 | 0.1 | -0.1 | 0.2 | 0 | 0 | 18 | 0 | 7.98 | 8.21 | -0.22 | 0 | 0.001 | 0 | -0.003 | 1.8 | 0 | 0 | -18.9 | 0 | 1.1 | 0 | -0.1 | 0.1 | -0.1 | 0.1 | 0 | 0 | 19.5 | 0 | 7.44 | 7.63 | -0.17 | 0 | 0 | 0 | -0.003 | PreCW-Front-ElecDHW-GasDry | Appl-CW-Front-ElecDHW-GasDry-Tier3AnyMFm2015CZ12DEER2017 | 0
42958.3843 | Appl-CW-Front-ElecDHW-GasDry-Tier3 | MFm | 2015 | CZ13 | rDXGF | -1 | Household | 1 | 1073.2 | 1 | 0 | 0 | -18.2 | 0 | 1.9 | 0 | -0.1 | 0.1 | -0.1 | 0.3 | 0 | 0 | 17.3 | 0 | 7.99 | 8.21 | -0.23 | 0 | 0.001 | 0 | -0.002 | 1.4 | 0 | 0 | -18.9 | 0 | 1.5 | 0 | -0.1 | 0.1 | -0.1 | 0.2 | 0 | 0 | 18.7 | 0 | 7.45 | 7.63 | -0.18 | 0 | 0.001 | 0 | -0.002 | PreCW-Front-ElecDHW-GasDry | Appl-CW-Front-ElecDHW-GasDry-Tier3AnyMFm2015CZ13DEER2017 | 0
42958.3843 | Appl-CW-Front-ElecDHW-GasDry-Tier3 | MFm | 2015 | CZ14 | rDXGF | -1 | Household | 1 | 1094.6 | 1.6 | 0 | 0 | -18.2 | 0 | 2.1 | 0 | -0.1 | 0.2 | -0.1 | 0.3 | 0 | 0 | 17.7 | 0 | 7.96 | 8.21 | -0.25 | 0 | 0.001 | 0 | -0.002 | 2 | 0 | 0 | -18.9 | 0 | 1.8 | 0 | 0 | 0.1 | -0.1 | 0.2 | 0 | 0 | 19.1 | 0 | 7.43 | 7.63 | -0.19 | 0 | 0 | 0 | -0.002 | PreCW-Front-ElecDHW-GasDry | Appl-CW-Front-ElecDHW-GasDry-Tier3AnyMFm2015CZ14DEER2017 | 0
42958.3843 | Appl-CW-Front-ElecDHW-GasDry-Tier3 | MFm | 2015 | CZ15 | rDXGF | -1 | Household | 1 | 1094.6 | -1 | 0 | 0 | -18.2 | 0 | 2.4 | 0 | -0.1 | 0.3 | 0 | 0.3 | 0 | 0 | 14.5 | 0 | 8.11 | 8.21 | -0.11 | 0 | 0 | 0 | -0.002 | -1.1 | 0 | 0 | -19 | 0 | 2 | 0 | -0.1 | 0.2 | 0 | 0.2 | 0 | 0 | 15.7 | 0 | 7.54 | 7.63 | -0.08 | 0 | 0 | 0 | -0.002 | PreCW-Front-ElecDHW-GasDry | Appl-CW-Front-ElecDHW-GasDry-Tier3AnyMFm2015CZ15DEER2017 | 0
42958.3843 | Appl-CW-Front-ElecDHW-GasDry-Tier3 | MFm | 2015 | CZ16 | rDXGF | -1 | Household | 1 | 998.7 | 3.2 | 0 | 0 | -18.3 | 0 | 1.2 | 0 | -0.1 | 0.1 | -0.1 | 0.2 | 0 | 0 | 20.3 | 0 | 7.86 | 8.21 | -0.35 | 0 | 0.001 | 0 | -0.003 | 4 | 0 | 0 | -19 | 0 | 1 | 0 | -0.1 | 0.1 | -0.1 | 0.2 | 0 | 0 | 21.9 | 0 | 7.34 | 7.63 | -0.27 | 0 | 0.001 | 0 | -0.003 | PreCW-Front-ElecDHW-GasDry | Appl-CW-Front-ElecDHW-GasDry-Tier3AnyMFm2015CZ16DEER2017 | 0
42958.3843 | Appl-CW-Front-ElecDHW-GasDry-Tier3 | MFm | 2017 | CZ01 | rDXGF | -1 | Household | 1 | 998.7 | 1.7 | 0 | 0 | -18.1 | 0 | 0 | 0 | -0.2 | -0.2 | -0.3 | 0 | 0 | 0 | 20.4 | 0 | 7.73 | 8.21 | -0.49 | 0 | 0 | 0 | -0.003 | 3 | 0 | 0 | -18.8 | 0 | 0 | 0 | -0.1 | 0 | -0.1 | 0 | 0 | 0 | 22.1 | 0 | 7.41 | 7.63 | -0.22 | 0 | 0 | 0 | -0.003 | PreCW-Front-ElecDHW-GasDry | Appl-CW-Front-ElecDHW-GasDry-Tier3AnyMFm2017CZ01DEER2017 | 0
42958.3843 | Appl-CW-Front-ElecDHW-GasDry-Tier3 | MFm | 2017 | CZ02 | rDXGF | -1 | Household | 1 | 1073.2 | 1.7 | 0 | 0 | -18.1 | 0 | 0.9 | 0 | -0.1 | 0 | -0.1 | 0.2 | 0 | 0 | 18.9 | 0 | 7.97 | 8.21 | -0.23 | 0 | 0.001 | 0 | -0.003 | 2.3 | 0 | 0 | -18.9 | 0 | 0.7 | 0 | -0.1 | 0 | 0 | 0.1 | 0 | 0 | 20.5 | 0 | 7.43 | 7.63 | -0.18 | 0 | 0.001 | 0 | -0.003 | PreCW-Front-ElecDHW-GasDry | Appl-CW-Front-ElecDHW-GasDry-Tier3AnyMFm2017CZ02DEER2017 | 0
42958.3843 | Appl-CW-Front-ElecDHW-GasDry-Tier3 | MFm | 2017 | CZ03 | rDXGF | -1 | Household | 1 | 998.7 | 1 | 0 | 0 | -18.1 | 0 | 0.2 | 0 | 0 | 0 | -0.1 | 0 | 0 | 0 | 19 | 0 | 8.06 | 8.21 | -0.14 | 0 | 0 | 0 | -0.002 | 1.7 | 0 | 0 | -18.9 | 0 | 0.1 | 0 | 0 | 0 | -0.1 | 0 | 0 | 0 | 20.6 | 0 | 7.42 | 7.63 | -0.2 | 0 | 0 | 0 | -0.002 | PreCW-Front-ElecDHW-GasDry | Appl-CW-Front-ElecDHW-GasDry-Tier3AnyMFm2017CZ03DEER2017 | 0
42958.3843 | Appl-CW-Front-ElecDHW-GasDry-Tier3 | MFm | 2017 | CZ04 | rDXGF | -1 | Household | 1 | 998.7 | 1.4 | 0 | 0 | -18.1 | 0 | 1.1 | 0 | -0.1 | 0.1 | -0.1 | 0.2 | 0 | 0 | 18.3 | 0 | 8.05 | 8.21 | -0.17 | 0 | 0.001 | 0 | -0.002 | 2 | 0 | 0 | -18.9 | 0 | 0.9 | 0 | -0.1 | 0.1 | 0 | 0.1 | 0 | 0 | 19.9 | 0 | 7.49 | 7.63 | -0.13 | 0 | 0.001 | 0 | -0.002 | PreCW-Front-ElecDHW-GasDry | Appl-CW-Front-ElecDHW-GasDry-Tier3AnyMFm2017CZ04DEER2017 | 0
42958.3843 | Appl-CW-Front-ElecDHW-GasDry-Tier3 | MFm | 2017 | CZ05 | rDXGF | -1 | Household | 1 | 998.7 | 1.5 | 0 | 0 | -18.1 | 0 | 0.4 | 0 | 0 | 0 | -0.1 | 0.1 | 0 | 0 | 19.2 | 0 | 8.02 | 8.21 | -0.19 | 0 | 0.001 | 0 | -0.003 | 2.4 | 0 | 0 | -18.9 | 0 | 0.4 | 0 | 0 | 0 | -0.1 | 0.1 | 0 | 0 | 20.9 | 0 | 7.48 | 7.63 | -0.13 | 0 | 0.001 | 0 | -0.003 | PreCW-Front-ElecDHW-GasDry | Appl-CW-Front-ElecDHW-GasDry-Tier3AnyMFm2017CZ05DEER2017 | 0
42958.3843 | Appl-CW-Front-ElecDHW-GasDry-Tier3 | MFm | 2017 | CZ06 | rDXGF | -1 | Household | 1 | 1206 | 0.8 | 0 | 0 | -18.2 | 0 | 1 | 0 | -0.1 | 0.1 | -0.1 | 0.1 | 0 | 0 | 17.8 | 0 | 8 | 8.21 | -0.22 | 0 | 0.001 | 0 | -0.003 | 1.3 | 0 | 0 | -19 | 0 | 0.8 | 0 | -0.1 | 0.1 | -0.1 | 0.1 | 0 | 0 | 19.3 | 0 | 7.46 | 7.63 | -0.17 | 0 | 0.001 | 0 | -0.003 | PreCW-Front-ElecDHW-GasDry | Appl-CW-Front-ElecDHW-GasDry-Tier3AnyMFm2017CZ06DEER2017 | 0
42958.3843 | Appl-CW-Front-ElecDHW-GasDry-Tier3 | MFm | 2017 | CZ07 | rDXGF | -1 | Household | 1 | 1206 | 1.1 | 0 | 0 | -18.2 | 0 | 1.6 | 0 | 0 | 0.2 | -0.1 | 0.3 | 0 | 0 | 17.7 | 0 | 8.02 | 8.21 | -0.19 | 0 | 0.001 | 0 | -0.002 | 1.5 | 0 | 0 | -19 | 0 | 1.3 | 0 | 0 | 0.2 | 0 | 0.2 | 0 | 0 | 19.1 | 0 | 7.47 | 7.63 | -0.15 | 0 | 0.001 | 0 | -0.003 | PreCW-Front-ElecDHW-GasDry | Appl-CW-Front-ElecDHW-GasDry-Tier3AnyMFm2017CZ07DEER2017 | 0
42958.3843 | Appl-CW-Front-ElecDHW-GasDry-Tier3 | MFm | 2017 | CZ08 | rDXGF | -1 | Household | 1 | 1206 | 0.9 | 0 | 0 | -18.2 | 0 | 1.6 | 0 | 0 | 0.2 | -0.1 | 0.2 | 0 | 0 | 17.4 | 0 | 8.05 | 8.21 | -0.15 | 0 | 0 | 0 | -0.002 | 1.2 | 0 | 0 | -18.9 | 0 | 1.3 | 0 | 0 | 0.1 | -0.1 | 0.2 | 0 | 0 | 18.8 | 0 | 7.5 | 7.63 | -0.12 | 0 | 0 | 0 | -0.002 | PreCW-Front-ElecDHW-GasDry | Appl-CW-Front-ElecDHW-GasDry-Tier3AnyMFm2017CZ08DEER2017 | 0
42958.3843 | Appl-CW-Front-ElecDHW-GasDry-Tier3 | MFm | 2017 | CZ09 | rDXGF | -1 | Household | 1 | 1126.6 | 0.6 | 0 | 0 | -18.1 | 0 | 1.4 | 0 | -0.1 | 0.1 | 0 | 0.3 | 0 | 0 | 17.3 | 0 | 8.04 | 8.21 | -0.18 | 0 | 0 | 0 | -0.002 | 1 | 0 | 0 | -18.9 | 0 | 1.1 | 0 | -0.1 | 0.1 | 0 | 0.2 | 0 | 0 | 18.8 | 0 | 7.49 | 7.63 | -0.14 | 0 | 0 | 0 | -0.002 | PreCW-Front-ElecDHW-GasDry | Appl-CW-Front-ElecDHW-GasDry-Tier3AnyMFm2017CZ09DEER2017 | 0
42958.3843 | Appl-CW-Front-ElecDHW-GasDry-Tier3 | MFm | 2017 | CZ10 | rDXGF | -1 | Household | 1 | 1073.2 | 0.7 | 0 | 0 | -18.2 | 0 | 1.5 | 0 | 0 | 0.1 | 0 | 0.2 | 0 | 0 | 17.2 | 0 | 8.08 | 8.21 | -0.14 | 0 | 0 | 0 | -0.003 | 1 | 0 | 0 | -18.9 | 0 | 1.2 | 0 | 0 | 0.1 | 0 | 0.2 | 0 | 0 | 18.6 | 0 | 7.52 | 7.63 | -0.11 | 0 | 0 | 0 | -0.003 | PreCW-Front-ElecDHW-GasDry | Appl-CW-Front-ElecDHW-GasDry-Tier3AnyMFm2017CZ10DEER2017 | 0
42958.3843 | Appl-CW-Front-ElecDHW-GasDry-Tier3 | MFm | 2017 | CZ11 | rDXGF | -1 | Household | 1 | 1073.2 | 0.2 | 0 | 0 | -18.2 | 0 | 1 | 0 | -0.1 | 0 | -0.1 | 0.1 | 0 | 0 | 17.5 | 0 | 7.95 | 8.21 | -0.27 | 0 | 0 | 0 | -0.003 | 0.7 | 0 | 0 | -19 | 0 | 0.7 | 0 | -0.1 | 0 | -0.1 | 0.1 | 0 | 0 | 18.9 | 0 | 7.41 | 7.63 | -0.22 | 0 | 0 | 0 | -0.003 | PreCW-Front-ElecDHW-GasDry | Appl-CW-Front-ElecDHW-GasDry-Tier3AnyMFm2017CZ11DEER2017 | 0
42958.3843 | Appl-CW-Front-ElecDHW-GasDry-Tier3 | MFm | 2017 | CZ12 | rDXGF | -1 | Household | 1 | 1073.2 | 1.9 | 0 | 0 | -18.2 | 0 | 1.8 | 0 | 0 | 0.3 | 0 | 0.3 | 0 | 0 | 18.1 | 0 | 8.03 | 8.21 | -0.18 | 0 | 0.001 | 0 | -0.003 | 2.3 | 0 | 0 | -19 | 0 | 1.4 | 0 | 0 | 0.2 | 0 | 0.2 | 0 | 0 | 19.6 | 0 | 7.48 | 7.63 | -0.15 | 0 | 0.001 | 0 | -0.003 | PreCW-Front-ElecDHW-GasDry | Appl-CW-Front-ElecDHW-GasDry-Tier3AnyMFm2017CZ12DEER2017 | 0
42958.3843 | Appl-CW-Front-ElecDHW-GasDry-Tier3 | MFm | 2017 | CZ13 | rDXGF | -1 | Household | 1 | 1073.2 | 1 | 0 | 0 | -18.3 | 0 | 1.8 | 0 | -0.1 | 0.2 | -0.1 | 0.3 | 0 | 0 | 17.3 | 0 | 8 | 8.21 | -0.22 | 0 | 0 | 0 | -0.002 | 1.4 | 0 | 0 | -19 | 0 | 1.4 | 0 | -0.1 | 0.1 | 0 | 0.3 | 0 | 0 | 18.7 | 0 | 7.45 | 7.63 | -0.17 | 0 | 0 | 0 | -0.003 | PreCW-Front-ElecDHW-GasDry | Appl-CW-Front-ElecDHW-GasDry-Tier3AnyMFm2017CZ13DEER2017 | 0
42958.3843 | Appl-CW-Front-ElecDHW-GasDry-Tier3 | MFm | 2017 | CZ14 | rDXGF | -1 | Household | 1 | 1094.6 | 2.1 | 0 | 0 | -18.2 | 0 | 2.5 | 0 | -0.1 | 0.3 | -0.1 | 0.4 | 0 | 0 | 17.7 | 0 | 7.99 | 8.21 | -0.22 | 0 | 0.001 | 0 | -0.002 | 2.5 | 0 | 0 | -19 | 0 | 2.2 | 0 | -0.1 | 0.3 | 0 | 0.3 | 0 | 0 | 19.1 | 0 | 7.46 | 7.63 | -0.17 | 0 | 0.001 | 0 | -0.003 | PreCW-Front-ElecDHW-GasDry | Appl-CW-Front-ElecDHW-GasDry-Tier3AnyMFm2017CZ14DEER2017 | 0
42958.3843 | Appl-CW-Front-ElecDHW-GasDry-Tier3 | MFm | 2017 | CZ15 | rDXGF | -1 | Household | 1 | 1094.6 | 0 | 0 | 0 | -18.2 | 0 | 3.4 | 0 | -0.1 | 0.4 | 0 | 0.4 | 0 | 0 | 14.6 | 0 | 8.11 | 8.21 | -0.09 | 0 | 0.001 | 0 | -0.002 | 21.6 | 0 | 0 | -18.8 | 0 | 21.9 | 0 | 0 | 2.9 | 0.1 | 2.8 | 0 | 0 | 15.7 | 0 | 7.73 | 7.63 | 0.12 | 0 | 0.011 | 0 | -0.003 | PreCW-Front-ElecDHW-GasDry | Appl-CW-Front-ElecDHW-GasDry-Tier3AnyMFm2017CZ15DEER2017 | 0
42958.3843 | Appl-CW-Front-ElecDHW-GasDry-Tier3 | MFm | 2017 | CZ16 | rDXGF | -1 | Household | 1 | 998.7 | 3.2 | 0 | 0 | -18.3 | 0 | 1.2 | 0 | -0.1 | 0.1 | -0.2 | 0.2 | 0 | 0 | 20.3 | 0 | 7.87 | 8.21 | -0.34 | 0 | 0.001 | 0 | -0.003 | 3.9 | 0 | 0 | -19 | 0 | 1 | 0 | -0.1 | 0.1 | -0.1 | 0.2 | 0 | 0 | 22 | 0 | 7.36 | 7.63 | -0.27 | 0 | 0.001 | 0 | -0.003 | PreCW-Front-ElecDHW-GasDry | Appl-CW-Front-ElecDHW-GasDry-Tier3AnyMFm2017CZ16DEER2017 | 0
42958.3843 | Appl-CW-Front-ElecDHW-GasDry-Tier3 | SFm | 1975 | CZ01 | rDXGF | -1 | Household | 1 | 1591 | 2.2 | 0 | 0 | -22.6 | 0 | 0 | 0 | -0.1 | -0.3 | -0.3 | 0 | 0 | 0 | 25.2 | 0 | 9.55 | 10.2 | -0.62 | 0 | 0 | 0 | -0.004 | 3.4 | 0 | 0 | -23.5 | 0 | 0 | 0 | -0.1 | -0.2 | -0.2 | 0 | 0 | 0 | 27.3 | 0 | 8.96 | 9.45 | -0.49 | 0 | 0 | 0 | -0.004 | PreCW-Front-ElecDHW-GasDry | Appl-CW-Front-ElecDHW-GasDry-Tier3AnySFm1975CZ01DEER2017 | 0
42958.3843 | Appl-CW-Front-ElecDHW-GasDry-Tier3 | SFm | 1975 | CZ02 | rDXGF | -1 | Household | 1 | 1591 | 1.9 | 0 | 0 | -22.7 | 0 | 1.3 | 0 | 0 | -0.1 | -0.3 | 0.1 | 0 | 0 | 23.4 | 0 | 9.6 | 10.2 | -0.58 | 0 | 0.004 | 0 | -0.004 | 2.7 | 0 | 0 | -23.6 | 0 | 1.1 | 0 | 0 | -0.1 | -0.2 | 0.1 | 0 | 0 | 25.4 | 0 | 9 | 9.45 | -0.46 | 0 | 0.003 | 0 | -0.004 | PreCW-Front-ElecDHW-GasDry | Appl-CW-Front-ElecDHW-GasDry-Tier3AnySFm1975CZ02DEER2017 | 0
42958.3843 | Appl-CW-Front-ElecDHW-GasDry-Tier3 | SFm | 1975 | CZ03 | rDXGF | -1 | Household | 1 | 1591 | 0.9 | 0 | 0 | -22.6 | 0 | 0.3 | 0 | -0.1 | -0.2 | -0.3 | 0.1 | 0 | 0 | 23.5 | 0 | 9.62 | 10.2 | -0.56 | 0 | 0.003 | 0 | -0.003 | 1.9 | 0 | 0 | -23.5 | 0 | 0.2 | 0 | -0.1 | -0.2 | -0.2 | 0 | 0 | 0 | 25.4 | 0 | 9.01 | 9.45 | -0.45 | 0 | 0.002 | 0 | -0.003 | PreCW-Front-ElecDHW-GasDry | Appl-CW-Front-ElecDHW-GasDry-Tier3AnySFm1975CZ03DEER2017 | 0
42958.3843 | Appl-CW-Front-ElecDHW-GasDry-Tier3 | SFm | 1975 | CZ04 | rDXGF | -1 | Household | 1 | 1591 | 1.9 | 0 | 0 | -22.6 | 0 | 1.8 | 0 | -0.1 | 0 | -0.3 | 0.3 | 0 | 0 | 22.8 | 0 | 9.74 | 10.2 | -0.43 | 0 | 0.003 | 0 | -0.003 | 2.5 | 0 | 0 | -23.5 | 0 | 1.4 | 0 | -0.1 | 0 | -0.2 | 0.2 | 0 | 0 | 24.7 | 0 | 9.11 | 9.45 | -0.34 | 0 | 0.002 | 0 | -0.004 | PreCW-Front-ElecDHW-GasDry | Appl-CW-Front-ElecDHW-GasDry-Tier3AnySFm1975CZ04DEER2017 | 0
42958.3843 | Appl-CW-Front-ElecDHW-GasDry-Tier3 | SFm | 1975 | CZ05 | rDXGF | -1 | Household | 1 | 1591 | 1.3 | 0 | 0 | -22.6 | 0 | 0.4 | 0 | -0.1 | -0.2 | -0.3 | 0.1 | 0 | 0 | 23.9 | 0 | 9.51 | 10.2 | -0.66 | 0 | 0.003 | 0 | -0.003 | 2.4 | 0 | 0 | -23.5 | 0 | 0.3 | 0 | -0.1 | -0.2 | -0.3 | 0.1 | 0 | 0 | 25.9 | 0 | 8.92 | 9.45 | -0.52 | 0 | 0.002 | 0 | -0.003 | PreCW-Front-ElecDHW-GasDry | Appl-CW-Front-ElecDHW-GasDry-Tier3AnySFm1975CZ05DEER2017 | 0
42958.3843 | Appl-CW-Front-ElecDHW-GasDry-Tier3 | SFm | 1975 | CZ06 | rDXGF | -1 | Household | 1 | 1528 | 1.4 | 0 | 0 | -22.7 | 0 | 1.9 | 0 | -0.1 | 0.1 | -0.2 | 0.2 | 0 | 0 | 22.1 | 0 | 9.84 | 10.2 | -0.34 | 0 | 0.002 | 0 | -0.003 | 1.9 | 0 | 0 | -23.6 | 0 | 1.5 | 0 | -0.1 | 0 | -0.1 | 0.2 | 0 | 0 | 23.9 | 0 | 9.19 | 9.45 | -0.26 | 0 | 0.001 | 0 | -0.003 | PreCW-Front-ElecDHW-GasDry | Appl-CW-Front-ElecDHW-GasDry-Tier3AnySFm1975CZ06DEER2017 | 0
42958.3843 | Appl-CW-Front-ElecDHW-GasDry-Tier3 | SFm | 1975 | CZ07 | rDXGF | -1 | Household | 1 | 1528 | 0.8 | 0 | 0 | -22.6 | 0 | 1.6 | 0 | 0 | 0 | -0.2 | 0.2 | 0 | 0 | 21.8 | 0 | 9.8 | 10.2 | -0.38 | 0 | 0.002 | 0 | -0.004 | 1.3 | 0 | 0 | -23.6 | 0 | 1.2 | 0 | 0 | 0 | -0.2 | 0.2 | 0 | 0 | 23.7 | 0 | 9.16 | 9.45 | -0.29 | 0 | 0.002 | 0 | -0.004 | PreCW-Front-ElecDHW-GasDry | Appl-CW-Front-ElecDHW-GasDry-Tier3AnySFm1975CZ07DEER2017 | 0
42958.3843 | Appl-CW-Front-ElecDHW-GasDry-Tier3 | SFm | 1975 | CZ08 | rDXGF | -1 | Household | 1 | 1528 | 1.5 | 0 | 0 | -22.7 | 0 | 2.5 | 0 | -0.1 | 0.2 | -0.2 | 0.4 | 0 | 0 | 21.5 | 0 | 9.82 | 10.2 | -0.35 | 0 | 0.003 | 0 | -0.003 | 1.8 | 0 | 0 | -23.6 | 0 | 2 | 0 | -0.1 | 0.2 | -0.1 | 0.3 | 0 | 0 | 23.3 | 0 | 9.17 | 9.45 | -0.28 | 0 | 0.002 | 0 | -0.003 | PreCW-Front-ElecDHW-GasDry | Appl-CW-Front-ElecDHW-GasDry-Tier3AnySFm1975CZ08DEER2017 | 0
42958.3843 | Appl-CW-Front-ElecDHW-GasDry-Tier3 | SFm | 1975 | CZ09 | rDXGF | -1 | Household | 1 | 1636 | 2.1 | 0 | 0 | -22.6 | 0 | 3.1 | 0 | 0 | 0.1 | -0.2 | 0.3 | 0 | 0 | 21.5 | 0 | 9.78 | 10.2 | -0.4 | 0 | 0.002 | 0 | -0.003 | 2.5 | 0 | 0 | -23.6 | 0 | 2.6 | 0 | 0 | 0.1 | -0.1 | 0.3 | 0 | 0 | 23.3 | 0 | 9.14 | 9.45 | -0.32 | 0 | 0.002 | 0 | -0.003 | PreCW-Front-ElecDHW-GasDry | Appl-CW-Front-ElecDHW-GasDry-Tier3AnySFm1975CZ09DEER2017 | 0
42958.3843 | Appl-CW-Front-ElecDHW-GasDry-Tier3 | SFm | 1975 | CZ10 | rDXGF | -1 | Household | 1 | 1636 | 1.1 | 0 | 0 | -22.6 | 0 | 2.4 | 0 | 0 | 0 | -0.3 | 0.3 | 0 | 0 | 21.4 | 0 | 9.71 | 10.2 | -0.46 | 0 | 0.003 | 0 | -0.003 | 1.5 | 0 | 0 | -23.5 | 0 | 1.9 | 0 | 0 | 0 | -0.2 | 0.2 | 0 | 0 | 23.2 | 0 | 9.08 | 9.45 | -0.36 | 0 | 0.003 | 0 | -0.003 | PreCW-Front-ElecDHW-GasDry | Appl-CW-Front-ElecDHW-GasDry-Tier3AnySFm1975CZ10DEER2017 | 0
42958.3843 | Appl-CW-Front-ElecDHW-GasDry-Tier3 | SFm | 1975 | CZ11 | rDXGF | -1 | Household | 1 | 1528 | 2.4 | 0 | 0 | -22.7 | 0 | 3.3 | 0 | 0 | 0.1 | -0.3 | 0.4 | 0 | 0 | 21.6 | 0 | 9.7 | 10.2 | -0.48 | 0 | 0.002 | 0 | -0.003 | 2.8 | 0 | 0 | -23.6 | 0 | 2.8 | 0 | 0 | 0.1 | -0.2 | 0.3 | 0 | 0 | 23.4 | 0 | 9.08 | 9.45 | -0.37 | 0 | 0.002 | 0 | -0.003 | PreCW-Front-ElecDHW-GasDry | Appl-CW-Front-ElecDHW-GasDry-Tier3AnySFm1975CZ11DEER2017 | 0
42958.3843 | Appl-CW-Front-ElecDHW-GasDry-Tier3 | SFm | 1975 | CZ12 | rDXGF | -1 | Household | 1 | 1528 | 1.9 | 0 | 0 | -22.6 | 0 | 2.3 | 0 | -0.1 | 0 | -0.2 | 0.3 | 0 | 0 | 22.4 | 0 | 9.68 | 10.2 | -0.49 | 0 | 0.003 | 0 | -0.003 | 2.4 | 0 | 0 | -23.6 | 0 | 1.8 | 0 | -0.1 | 0.1 | -0.2 | 0.2 | 0 | 0 | 24.2 | 0 | 9.06 | 9.45 | -0.38 | 0 | 0.002 | 0 | -0.003 | PreCW-Front-ElecDHW-GasDry | Appl-CW-Front-ElecDHW-GasDry-Tier3AnySFm1975CZ12DEER2017 | 0
42958.3843 | Appl-CW-Front-ElecDHW-GasDry-Tier3 | SFm | 1975 | CZ13 | rDXGF | -1 | Household | 1 | 1528 | 2.1 | 0 | 0 | -22.6 | 0 | 3.3 | 0 | 0 | 0.1 | -0.3 | 0.4 | 0 | 0 | 21.4 | 0 | 9.66 | 10.2 | -0.52 | 0 | 0.002 | 0 | -0.003 | 2.3 | 0 | 0 | -23.6 | 0 | 2.7 | 0 | 0 | 0.1 | -0.2 | 0.3 | 0 | 0 | 23.2 | 0 | 9.04 | 9.45 | -0.41 | 0 | 0.002 | 0 | -0.003 | PreCW-Front-ElecDHW-GasDry | Appl-CW-Front-ElecDHW-GasDry-Tier3AnySFm1975CZ13DEER2017 | 0
42958.3843 | Appl-CW-Front-ElecDHW-GasDry-Tier3 | SFm | 1975 | CZ14 | rDXGF | -1 | Household | 1 | 1555 | 2.9 | 0 | 0 | -22.7 | 0 | 3.6 | 0 | -0.1 | 0.1 | -0.3 | 0.4 | 0 | 0 | 21.8 | 0 | 9.72 | 10.2 | -0.46 | 0 | 0.002 | 0 | -0.003 | 3 | 0 | 0 | -23.6 | 0 | 2.8 | 0 | 0 | 0.1 | -0.2 | 0.3 | 0 | 0 | 23.6 | 0 | 9.1 | 9.45 | -0.36 | 0 | 0.002 | 0 | -0.003 | PreCW-Front-ElecDHW-GasDry | Appl-CW-Front-ElecDHW-GasDry-Tier3AnySFm1975CZ14DEER2017 | 0
42958.3843 | Appl-CW-Front-ElecDHW-GasDry-Tier3 | SFm | 1975 | CZ15 | rDXGF | -1 | Household | 1 | 1555 | -0.1 | 0 | 0 | -22.6 | 0 | 4.3 | 0 | -0.1 | 0.3 | -0.1 | 0.4 | 0 | 0 | 18 | 0 | 9.96 | 10.2 | -0.22 | 0 | 0.001 | 0 | -0.003 | -0.4 | 0 | 0 | -23.5 | 0 | 3.4 | 0 | -0.1 | 0.2 | -0.1 | 0.3 | 0 | 0 | 19.5 | 0 | 9.28 | 9.45 | -0.18 | 0 | 0.001 | 0 | -0.003 | PreCW-Front-ElecDHW-GasDry | Appl-CW-Front-ElecDHW-GasDry-Tier3AnySFm1975CZ15DEER2017 | 0
42958.3843 | Appl-CW-Front-ElecDHW-GasDry-Tier3 | SFm | 1975 | CZ16 | rDXGF | -1 | Household | 1 | 1591 | 4.7 | 0 | 0 | -22.6 | 0 | 2.2 | 0 | -0.1 | 0 | -0.3 | 0.3 | 0 | 0 | 25.1 | 0 | 9.64 | 10.2 | -0.53 | 0 | 0.002 | 0 | -0.003 | 5.3 | 0 | 0 | -23.5 | 0 | 1.7 | 0 | -0.1 | 0 | -0.2 | 0.2 | 0 | 0 | 27.2 | 0 | 9.03 | 9.45 | -0.42 | 0 | 0.002 | 0 | -0.003 | PreCW-Front-ElecDHW-GasDry | Appl-CW-Front-ElecDHW-GasDry-Tier3AnySFm1975CZ16DEER2017 | 0
42958.3843 | Appl-CW-Front-ElecDHW-GasDry-Tier3 | SFm | 1985 | CZ01 | rDXGF | -1 | Household | 1 | 1904 | 2 | 0 | 0 | -22.6 | 0 | 0 | 0 | -0.2 | -0.4 | -0.4 | 0 | 0 | 0 | 25.2 | 0 | 9.37 | 10.2 | -0.81 | 0 | 0 | 0 | -0.003 | 3.3 | 0 | 0 | -23.5 | 0 | 0 | 0 | -0.1 | -0.3 | -0.3 | 0 | 0 | 0 | 27.3 | 0 | 8.82 | 9.45 | -0.64 | 0 | 0 | 0 | -0.003 | PreCW-Front-ElecDHW-GasDry | Appl-CW-Front-ElecDHW-GasDry-Tier3AnySFm1985CZ01DEER2017 | 0
42958.3843 | Appl-CW-Front-ElecDHW-GasDry-Tier3 | SFm | 1985 | CZ02 | rDXGF | -1 | Household | 1 | 1904 | 1.5 | 0 | 0 | -22.7 | 0 | 1.1 | 0 | -0.1 | -0.2 | -0.3 | 0.1 | 0 | 0 | 23.5 | 0 | 9.49 | 10.2 | -0.68 | 0 | 0.003 | 0 | -0.003 | 2.4 | 0 | 0 | -23.6 | 0 | 0.9 | 0 | -0.1 | -0.2 | -0.3 | 0.1 | 0 | 0 | 25.5 | 0 | 8.91 | 9.45 | -0.53 | 0 | 0.002 | 0 | -0.003 | PreCW-Front-ElecDHW-GasDry | Appl-CW-Front-ElecDHW-GasDry-Tier3AnySFm1985CZ02DEER2017 | 0
42958.3843 | Appl-CW-Front-ElecDHW-GasDry-Tier3 | SFm | 1985 | CZ03 | rDXGF | -1 | Household | 1 | 1904 | 1.3 | 0 | 0 | -22.7 | 0 | 0.8 | 0 | -0.2 | -0.3 | -0.4 | 0.1 | 0 | 0 | 23.5 | 0 | 9.43 | 10.2 | -0.75 | 0 | 0.003 | 0 | -0.003 | 2.2 | 0 | 0 | -23.6 | 0 | 0.6 | 0 | -0.1 | -0.2 | -0.3 | 0.1 | 0 | 0 | 25.5 | 0 | 8.87 | 9.45 | -0.59 | 0 | 0.002 | 0 | -0.003 | PreCW-Front-ElecDHW-GasDry | Appl-CW-Front-ElecDHW-GasDry-Tier3AnySFm1985CZ03DEER2017 | 0
42958.3843 | Appl-CW-Front-ElecDHW-GasDry-Tier3 | SFm | 1985 | CZ04 | rDXGF | -1 | Household | 1 | 1904 | 1.9 | 0 | 0 | -22.6 | 0 | 2 | 0 | -0.1 | 0 | -0.3 | 0.2 | 0 | 0 | 22.8 | 0 | 9.61 | 10.2 | -0.56 | 0 | 0.004 | 0 | -0.004 | 2.6 | 0 | 0 | -23.5 | 0 | 1.6 | 0 | -0.1 | 0 | -0.3 | 0.2 | 0 | 0 | 24.7 | 0 | 9 | 9.45 | -0.44 | 0 | 0.003 | 0 | -0.004 | PreCW-Front-ElecDHW-GasDry | Appl-CW-Front-ElecDHW-GasDry-Tier3AnySFm1985CZ04DEER2017 | 0
42958.3843 | Appl-CW-Front-ElecDHW-GasDry-Tier3 | SFm | 1985 | CZ05 | rDXGF | -1 | Household | 1 | 1904 | 1.5 | 0 | 0 | -22.7 | 0 | 0.7 | 0 | -0.1 | -0.3 | -0.4 | 0.1 | 0 | 0 | 23.9 | 0 | 9.39 | 10.2 | -0.78 | 0 | 0.003 | 0 | -0.003 | 2.7 | 0 | 0 | -23.6 | 0 | 0.6 | 0 | -0.1 | -0.2 | -0.3 | 0.1 | 0 | 0 | 25.9 | 0 | 8.83 | 9.45 | -0.61 | 0 | 0.003 | 0 | -0.003 | PreCW-Front-ElecDHW-GasDry | Appl-CW-Front-ElecDHW-GasDry-Tier3AnySFm1985CZ05DEER2017 | 0
42958.3843 | Appl-CW-Front-ElecDHW-GasDry-Tier3 | SFm | 1985 | CZ06 | rDXGF | -1 | Household | 1 | 2064 | 1.1 | 0 | 0 | -22.7 | 0 | 1.7 | 0 | 0 | 0 | -0.2 | 0.2 | 0 | 0 | 22.1 | 0 | 9.75 | 10.2 | -0.43 | 0 | 0.003 | 0 | -0.003 | 1.6 | 0 | 0 | -23.6 | 0 | 1.3 | 0 | 0 | 0 | -0.2 | 0.1 | 0 | 0 | 24 | 0 | 9.12 | 9.45 | -0.34 | 0 | 0.002 | 0 | -0.003 | PreCW-Front-ElecDHW-GasDry | Appl-CW-Front-ElecDHW-GasDry-Tier3AnySFm1985CZ06DEER2017 | 0
42958.3843 | Appl-CW-Front-ElecDHW-GasDry-Tier3 | SFm | 1985 | CZ07 | rDXGF | -1 | Household | 1 | 2064 | 1.3 | 0 | 0 | -22.6 | 0 | 2 | 0 | -0.1 | 0.1 | -0.2 | 0.3 | 0 | 0 | 21.8 | 0 | 9.78 | 10.2 | -0.4 | 0 | 0.002 | 0 | -0.003 | 1.9 | 0 | 0 | -23.6 | 0 | 1.7 | 0 | -0.1 | 0.1 | -0.1 | 0.3 | 0 | 0 | 23.7 | 0 | 9.15 | 9.45 | -0.31 | 0 | 0.002 | 0 | -0.003 | PreCW-Front-ElecDHW-GasDry | Appl-CW-Front-ElecDHW-GasDry-Tier3AnySFm1985CZ07DEER2017 | 0
42958.3843 | Appl-CW-Front-ElecDHW-GasDry-Tier3 | SFm | 1985 | CZ08 | rDXGF | -1 | Household | 1 | 2064 | 1.8 | 0 | 0 | -22.6 | 0 | 2.9 | 0 | 0 | 0.2 | -0.2 | 0.4 | 0 | 0 | 21.5 | 0 | 9.77 | 10.2 | -0.41 | 0 | 0.001 | 0 | -0.003 | 2.1 | 0 | 0 | -23.6 | 0 | 2.2 | 0 | 0 | 0.1 | -0.2 | 0.3 | 0 | 0 | 23.3 | 0 | 9.13 | 9.45 | -0.32 | 0 | 0.001 | 0 | -0.003 | PreCW-Front-ElecDHW-GasDry | Appl-CW-Front-ElecDHW-GasDry-Tier3AnySFm1985CZ08DEER2017 | 0
42958.3843 | Appl-CW-Front-ElecDHW-GasDry-Tier3 | SFm | 1985 | CZ09 | rDXGF | -1 | Household | 1 | 1811 | 1.9 | 0 | 0 | -22.6 | 0 | 2.9 | 0 | 0 | 0.2 | -0.2 | 0.4 | 0 | 0 | 21.5 | 0 | 9.8 | 10.2 | -0.38 | 0 | 0.003 | 0 | -0.003 | 2.2 | 0 | 0 | -23.5 | 0 | 2.3 | 0 | 0 | 0.2 | -0.2 | 0.3 | 0 | 0 | 23.3 | 0 | 9.17 | 9.45 | -0.29 | 0 | 0.003 | 0 | -0.003 | PreCW-Front-ElecDHW-GasDry | Appl-CW-Front-ElecDHW-GasDry-Tier3AnySFm1985CZ09DEER2017 | 0
42958.3843 | Appl-CW-Front-ElecDHW-GasDry-Tier3 | SFm | 1985 | CZ10 | rDXGF | -1 | Household | 1 | 1811 | 1.5 | 0 | 0 | -22.6 | 0 | 2.7 | 0 | 0 | 0 | -0.2 | 0.4 | 0 | 0 | 21.4 | 0 | 9.69 | 10.2 | -0.49 | 0 | 0.002 | 0 | -0.003 | 1.8 | 0 | 0 | -23.5 | 0 | 2.2 | 0 | 0 | 0 | -0.2 | 0.3 | 0 | 0 | 23.1 | 0 | 9.07 | 9.45 | -0.38 | 0 | 0.002 | 0 | -0.003 | PreCW-Front-ElecDHW-GasDry | Appl-CW-Front-ElecDHW-GasDry-Tier3AnySFm1985CZ10DEER2017 | 0
42958.3843 | Appl-CW-Front-ElecDHW-GasDry-Tier3 | SFm | 1985 | CZ11 | rDXGF | -1 | Household | 1 | 1704 | 2.5 | 0 | 0 | -22.7 | 0 | 3.5 | 0 | -0.1 | 0.1 | -0.3 | 0.4 | 0 | 0 | 21.7 | 0 | 9.58 | 10.2 | -0.58 | 0 | 0.002 | 0 | -0.003 | 2.7 | 0 | 0 | -23.6 | 0 | 2.8 | 0 | -0.1 | 0.1 | -0.3 | 0.3 | 0 | 0 | 23.5 | 0 | 8.98 | 9.45 | -0.47 | 0 | 0.002 | 0 | -0.003 | PreCW-Front-ElecDHW-GasDry | Appl-CW-Front-ElecDHW-GasDry-Tier3AnySFm1985CZ11DEER2017 | 0
42958.3843 | Appl-CW-Front-ElecDHW-GasDry-Tier3 | SFm | 1985 | CZ12 | rDXGF | -1 | Household | 1 | 1704 | 1.7 | 0 | 0 | -22.7 | 0 | 2 | 0 | 0 | 0 | -0.3 | 0.2 | 0 | 0 | 22.4 | 0 | 9.6 | 10.2 | -0.58 | 0 | 0.003 | 0 | -0.003 | 2.3 | 0 | 0 | -23.6 | 0 | 1.7 | 0 | 0 | 0 | -0.2 | 0.2 | 0 | 0 | 24.2 | 0 | 9 | 9.45 | -0.45 | 0 | 0.003 | 0 | -0.003 | PreCW-Front-ElecDHW-GasDry | Appl-CW-Front-ElecDHW-GasDry-Tier3AnySFm1985CZ12DEER2017 | 0
42958.3843 | Appl-CW-Front-ElecDHW-GasDry-Tier3 | SFm | 1985 | CZ13 | rDXGF | -1 | Household | 1 | 1704 | 2.3 | 0 | 0 | -22.6 | 0 | 3.5 | 0 | 0 | 0.1 | -0.3 | 0.4 | 0 | 0 | 21.4 | 0 | 9.61 | 10.2 | -0.57 | 0 | 0.002 | 0 | -0.003 | 2.3 | 0 | 0 | -23.6 | 0 | 2.6 | 0 | 0 | 0.1 | -0.2 | 0.3 | 0 | 0 | 23.2 | 0 | 9.01 | 9.45 | -0.44 | 0 | 0.002 | 0 | -0.004 | PreCW-Front-ElecDHW-GasDry | Appl-CW-Front-ElecDHW-GasDry-Tier3AnySFm1985CZ13DEER2017 | 0
42958.3843 | Appl-CW-Front-ElecDHW-GasDry-Tier3 | SFm | 1985 | CZ14 | rDXGF | -1 | Household | 1 | 1741 | 2.6 | 0 | 0 | -22.7 | 0 | 3.4 | 0 | 0 | 0.1 | -0.3 | 0.4 | 0 | 0 | 21.8 | 0 | 9.61 | 10.2 | -0.57 | 0 | 0.001 | 0 | -0.003 | 2.8 | 0 | 0 | -23.6 | 0 | 2.6 | 0 | 0 | 0.1 | -0.3 | 0.3 | 0 | 0 | 23.6 | 0 | 9.01 | 9.45 | -0.44 | 0 | 0.001 | 0 | -0.004 | PreCW-Front-ElecDHW-GasDry | Appl-CW-Front-ElecDHW-GasDry-Tier3AnySFm1985CZ14DEER2017 | 0
42958.3843 | Appl-CW-Front-ElecDHW-GasDry-Tier3 | SFm | 1985 | CZ15 | rDXGF | -1 | Household | 1 | 1741 | 0.5 | 0 | 0 | -22.6 | 0 | 4.8 | 0 | 0 | 0.4 | -0.1 | 0.5 | 0 | 0 | 18 | 0 | 9.92 | 10.2 | -0.26 | 0 | 0.001 | 0 | -0.003 | 0.1 | 0 | 0 | -23.6 | 0 | 3.9 | 0 | 0 | 0.3 | -0.1 | 0.4 | 0 | 0 | 19.5 | 0 | 9.26 | 9.45 | -0.19 | 0 | 0 | 0 | -0.004 | PreCW-Front-ElecDHW-GasDry | Appl-CW-Front-ElecDHW-GasDry-Tier3AnySFm1985CZ15DEER2017 | 0
42958.3843 | Appl-CW-Front-ElecDHW-GasDry-Tier3 | SFm | 1985 | CZ16 | rDXGF | -1 | Household | 1 | 1904 | 4.2 | 0 | 0 | -22.7 | 0 | 1.9 | 0 | -0.1 | -0.1 | -0.4 | 0.3 | 0 | 0 | 25.1 | 0 | 9.53 | 10.2 | -0.64 | 0 | 0.002 | 0 | -0.003 | 5.1 | 0 | 0 | -23.6 | 0 | 1.5 | 0 | -0.1 | 0 | -0.3 | 0.3 | 0 | 0 | 27.2 | 0 | 8.94 | 9.45 | -0.51 | 0 | 0.002 | 0 | -0.003 | PreCW-Front-ElecDHW-GasDry | Appl-CW-Front-ElecDHW-GasDry-Tier3AnySFm1985CZ16DEER2017 | 0
42958.3843 | Appl-CW-Front-ElecDHW-GasDry-Tier3 | SFm | 1996 | CZ01 | rDXGF | -1 | Household | 1 | 2193 | 2.3 | 0 | 0 | -22.6 | 0 | 0 | 0 | -0.1 | -0.3 | -0.3 | 0 | 0 | 0 | 25.2 | 0 | 9.65 | 10.2 | -0.52 | 0 | 0 | 0 | -0.003 | 3.5 | 0 | 0 | -23.5 | 0 | 0 | 0 | -0.1 | -0.2 | -0.2 | 0 | 0 | 0 | 27.3 | 0 | 9.04 | 9.45 | -0.42 | 0 | 0.001 | 0 | -0.003 | PreCW-Front-ElecDHW-GasDry | Appl-CW-Front-ElecDHW-GasDry-Tier3AnySFm1996CZ01DEER2017 | 0
42958.3843 | Appl-CW-Front-ElecDHW-GasDry-Tier3 | SFm | 1996 | CZ02 | rDXGF | -1 | Household | 1 | 2193 | 1.6 | 0 | 0 | -22.7 | 0 | 0.9 | 0 | -0.1 | -0.2 | -0.3 | 0.1 | 0 | 0 | 23.5 | 0 | 9.67 | 10.2 | -0.51 | 0 | 0.003 | 0 | -0.003 | 2.7 | 0 | 0 | -23.6 | 0 | 0.9 | 0 | -0.1 | -0.1 | -0.2 | 0.1 | 0 | 0 | 25.4 | 0 | 9.05 | 9.45 | -0.4 | 0 | 0.002 | 0 | -0.003 | PreCW-Front-ElecDHW-GasDry | Appl-CW-Front-ElecDHW-GasDry-Tier3AnySFm1996CZ02DEER2017 | 0
42958.3843 | Appl-CW-Front-ElecDHW-GasDry-Tier3 | SFm | 1996 | CZ03 | rDXGF | -1 | Household | 1 | 2193 | 1.2 | 0 | 0 | -22.7 | 0 | 0.6 | 0 | -0.1 | -0.2 | -0.2 | 0.1 | 0 | 0 | 23.5 | 0 | 9.64 | 10.2 | -0.53 | 0 | 0.002 | 0 | -0.003 | 2 | 0 | 0 | -23.6 | 0 | 0.3 | 0 | -0.1 | -0.1 | -0.2 | 0 | 0 | 0 | 25.5 | 0 | 9.03 | 9.45 | -0.41 | 0 | 0.002 | 0 | -0.003 | PreCW-Front-ElecDHW-GasDry | Appl-CW-Front-ElecDHW-GasDry-Tier3AnySFm1996CZ03DEER2017 | 0
42958.3843 | Appl-CW-Front-ElecDHW-GasDry-Tier3 | SFm | 1996 | CZ04 | rDXGF | -1 | Household | 1 | 2193 | 2.1 | 0 | 0 | -22.6 | 0 | 2.1 | 0 | -0.1 | 0 | -0.2 | 0.3 | 0 | 0 | 22.8 | 0 | 9.7 | 10.2 | -0.48 | 0 | 0.003 | 0 | -0.003 | 2.6 | 0 | 0 | -23.5 | 0 | 1.6 | 0 | -0.1 | 0 | -0.2 | 0.2 | 0 | 0 | 24.7 | 0 | 9.08 | 9.45 | -0.37 | 0 | 0.003 | 0 | -0.003 | PreCW-Front-ElecDHW-GasDry | Appl-CW-Front-ElecDHW-GasDry-Tier3AnySFm1996CZ04DEER2017 | 0
42958.3843 | Appl-CW-Front-ElecDHW-GasDry-Tier3 | SFm | 1996 | CZ05 | rDXGF | -1 | Household | 1 | 2193 | 1.3 | 0 | 0 | -22.7 | 0 | 0.4 | 0 | -0.1 | -0.3 | -0.4 | 0.1 | 0 | 0 | 23.9 | 0 | 9.44 | 10.2 | -0.74 | 0 | 0.002 | 0 | -0.003 | 2.3 | 0 | 0 | -23.6 | 0 | 0.3 | 0 | 0 | -0.2 | -0.3 | 0.1 | 0 | 0 | 25.9 | 0 | 8.87 | 9.45 | -0.58 | 0 | 0.002 | 0 | -0.003 | PreCW-Front-ElecDHW-GasDry | Appl-CW-Front-ElecDHW-GasDry-Tier3AnySFm1996CZ05DEER2017 | 0
42958.3843 | Appl-CW-Front-ElecDHW-GasDry-Tier3 | SFm | 1996 | CZ06 | rDXGF | -1 | Household | 1 | 2297 | -3.2 | 0 | 0 | -22.6 | 0 | -2.2 | 0 | 0 | -0.5 | -0.2 | -0.3 | 0 | 0 | 22.1 | 0 | 9.82 | 10.2 | -0.36 | 0 | 0.006 | 0 | -0.003 | 1.4 | 0 | 0 | -23.5 | 0 | 1 | 0 | 0 | -0.1 | -0.2 | 0.1 | 0 | 0 | 24 | 0 | 9.17 | 9.45 | -0.29 | 0 | 0.002 | 0 | -0.003 | PreCW-Front-ElecDHW-GasDry | Appl-CW-Front-ElecDHW-GasDry-Tier3AnySFm1996CZ06DEER2017 | 0
42958.3843 | Appl-CW-Front-ElecDHW-GasDry-Tier3 | SFm | 1996 | CZ07 | rDXGF | -1 | Household | 1 | 2297 | 1.2 | 0 | 0 | -22.6 | 0 | 1.9 | 0 | 0 | 0.1 | -0.2 | 0.3 | 0 | 0 | 21.9 | 0 | 9.86 | 10.2 | -0.31 | 0 | 0.002 | 0 | -0.003 | 1.7 | 0 | 0 | -23.6 | 0 | 1.6 | 0 | 0 | 0.1 | -0.2 | 0.3 | 0 | 0 | 23.7 | 0 | 9.2 | 9.45 | -0.24 | 0 | 0.001 | 0 | -0.003 | PreCW-Front-ElecDHW-GasDry | Appl-CW-Front-ElecDHW-GasDry-Tier3AnySFm1996CZ07DEER2017 | 0
42958.3843 | Appl-CW-Front-ElecDHW-GasDry-Tier3 | SFm | 1996 | CZ08 | rDXGF | -1 | Household | 1 | 2297 | -1.1 | 0 | 0 | -22.7 | 0 | 0.3 | 0 | 0 | -0.2 | -0.2 | 0 | 0 | 0 | 21.6 | 0 | 9.87 | 10.2 | -0.31 | 0 | -0.001 | 0 | -0.003 | 2 | 0 | 0 | -23.6 | 0 | 2.2 | 0 | 0 | 0.1 | -0.2 | 0.3 | 0 | 0 | 23.4 | 0 | 9.21 | 9.45 | -0.24 | 0 | 0 | 0 | -0.003 | PreCW-Front-ElecDHW-GasDry | Appl-CW-Front-ElecDHW-GasDry-Tier3AnySFm1996CZ08DEER2017 | 0
42958.3843 | Appl-CW-Front-ElecDHW-GasDry-Tier3 | SFm | 1996 | CZ09 | rDXGF | -1 | Household | 1 | 2186 | 1.7 | 0 | 0 | -22.6 | 0 | 2.7 | 0 | -0.1 | 0.2 | -0.2 | 0.4 | 0 | 0 | 21.5 | 0 | 9.83 | 10.2 | -0.34 | 0 | 0.001 | 0 | -0.003 | 2 | 0 | 0 | -23.5 | 0 | 2.1 | 0 | -0.1 | 0.1 | -0.1 | 0.3 | 0 | 0 | 23.3 | 0 | 9.17 | 9.45 | -0.27 | 0 | 0.001 | 0 | -0.003 | PreCW-Front-ElecDHW-GasDry | Appl-CW-Front-ElecDHW-GasDry-Tier3AnySFm1996CZ09DEER2017 | 0
42958.3843 | Appl-CW-Front-ElecDHW-GasDry-Tier3 | SFm | 1996 | CZ10 | rDXGF | -1 | Household | 1 | 2186 | 1.9 | 0 | 0 | -22.7 | 0 | 3 | 0 | -0.1 | 0.2 | -0.2 | 0.3 | 0 | 0 | 21.4 | 0 | 9.74 | 10.2 | -0.44 | 0 | 0.003 | 0 | -0.003 | 2.2 | 0 | 0 | -23.6 | 0 | 2.5 | 0 | 0 | 0.2 | -0.1 | 0.3 | 0 | 0 | 23.2 | 0 | 9.11 | 9.45 | -0.34 | 0 | 0.003 | 0 | -0.003 | PreCW-Front-ElecDHW-GasDry | Appl-CW-Front-ElecDHW-GasDry-Tier3AnySFm1996CZ10DEER2017 | 0
42958.3843 | Appl-CW-Front-ElecDHW-GasDry-Tier3 | SFm | 1996 | CZ11 | rDXGF | -1 | Household | 1 | 2032 | 2.4 | 0 | 0 | -22.7 | 0 | 3.3 | 0 | 0 | 0.1 | -0.2 | 0.4 | 0 | 0 | 21.7 | 0 | 9.67 | 10.2 | -0.51 | 0 | 0.002 | 0 | -0.003 | 2.7 | 0 | 0 | -23.6 | 0 | 2.8 | 0 | 0 | 0.1 | -0.2 | 0.3 | 0 | 0 | 23.5 | 0 | 9.05 | 9.45 | -0.4 | 0 | 0.002 | 0 | -0.003 | PreCW-Front-ElecDHW-GasDry | Appl-CW-Front-ElecDHW-GasDry-Tier3AnySFm1996CZ11DEER2017 | 0
42958.3843 | Appl-CW-Front-ElecDHW-GasDry-Tier3 | SFm | 1996 | CZ12 | rDXGF | -1 | Household | 1 | 2032 | 2.1 | 0 | 0 | -22.6 | 0 | 2.5 | 0 | 0 | 0 | -0.2 | 0.3 | 0 | 0 | 22.4 | 0 | 9.68 | 10.2 | -0.5 | 0 | 0.003 | 0 | -0.003 | 2.6 | 0 | 0 | -23.6 | 0 | 2 | 0 | 0 | 0 | -0.2 | 0.3 | 0 | 0 | 24.2 | 0 | 9.06 | 9.45 | -0.39 | 0 | 0.003 | 0 | -0.003 | PreCW-Front-ElecDHW-GasDry | Appl-CW-Front-ElecDHW-GasDry-Tier3AnySFm1996CZ12DEER2017 | 0
42958.3843 | Appl-CW-Front-ElecDHW-GasDry-Tier3 | SFm | 1996 | CZ13 | rDXGF | -1 | Household | 1 | 2032 | 2.5 | 0 | 0 | -22.7 | 0 | 3.6 | 0 | 0 | 0.2 | -0.3 | 0.5 | 0 | 0 | 21.4 | 0 | 9.64 | 10.2 | -0.54 | 0 | 0.003 | 0 | -0.003 | 2.9 | 0 | 0 | -23.6 | 0 | 3.2 | 0 | 0 | 0.2 | -0.2 | 0.4 | 0 | 0 | 23.2 | 0 | 9.03 | 9.45 | -0.42 | 0 | 0.002 | 0 | -0.004 | PreCW-Front-ElecDHW-GasDry | Appl-CW-Front-ElecDHW-GasDry-Tier3AnySFm1996CZ13DEER2017 | 0
42958.3843 | Appl-CW-Front-ElecDHW-GasDry-Tier3 | SFm | 1996 | CZ14 | rDXGF | -1 | Household | 1 | 1758 | 2.6 | 0 | 0 | -22.7 | 0 | 3.3 | 0 | 0 | 0.1 | -0.3 | 0.4 | 0 | 0 | 21.8 | 0 | 9.67 | 10.2 | -0.51 | 0 | 0.001 | 0 | -0.003 | 2.7 | 0 | 0 | -23.6 | 0 | 2.6 | 0 | 0 | 0.1 | -0.2 | 0.3 | 0 | 0 | 23.6 | 0 | 9.05 | 9.45 | -0.4 | 0 | 0.001 | 0 | -0.003 | PreCW-Front-ElecDHW-GasDry | Appl-CW-Front-ElecDHW-GasDry-Tier3AnySFm1996CZ14DEER2017 | 0
42958.3843 | Appl-CW-Front-ElecDHW-GasDry-Tier3 | SFm | 1996 | CZ15 | rDXGF | -1 | Household | 1 | 1758 | 0.8 | 0 | 0 | -22.7 | 0 | 5 | 0 | 0 | 0.5 | -0.1 | 0.6 | 0 | 0 | 18 | 0 | 9.93 | 10.2 | -0.25 | 0 | 0.001 | 0 | -0.003 | 0.4 | 0 | 0 | -23.6 | 0 | 4 | 0 | 0 | 0.4 | -0.1 | 0.5 | 0 | 0 | 19.5 | 0 | 9.25 | 9.45 | -0.2 | 0 | 0.001 | 0 | -0.003 | PreCW-Front-ElecDHW-GasDry | Appl-CW-Front-ElecDHW-GasDry-Tier3AnySFm1996CZ15DEER2017 | 0
42958.3843 | Appl-CW-Front-ElecDHW-GasDry-Tier3 | SFm | 1996 | CZ16 | rDXGF | -1 | Household | 1 | 2193 | 4.3 | 0 | 0 | -22.6 | 0 | 1.8 | 0 | -0.1 | 0 | -0.2 | 0.3 | 0 | 0 | 25.1 | 0 | 9.76 | 10.2 | -0.42 | 0 | 0.001 | 0 | -0.003 | 5.1 | 0 | 0 | -23.5 | 0 | 1.4 | 0 | 0 | 0 | -0.1 | 0.2 | 0 | 0 | 27.2 | 0 | 9.12 | 9.45 | -0.33 | 0 | 0.002 | 0 | -0.004 | PreCW-Front-ElecDHW-GasDry | Appl-CW-Front-ElecDHW-GasDry-Tier3AnySFm1996CZ16DEER2017 | 0
42958.3843 | Appl-CW-Front-ElecDHW-GasDry-Tier3 | SFm | 2003 | CZ01 | rDXGF | -1 | Household | 1 | 2295.6 | 2.2 | 0 | 0 | -22.6 | 0 | 0 | 0 | -0.1 | -0.2 | -0.2 | 0 | 0 | 0 | 25.3 | 0 | 9.61 | 10.2 | -0.57 | 0 | 0.001 | 0 | -0.003 | 3.5 | 0 | 0 | -23.6 | 0 | 0 | 0 | -0.1 | -0.2 | -0.2 | 0 | 0 | 0 | 27.4 | 0 | 9.01 | 9.45 | -0.44 | 0 | 0.001 | 0 | -0.003 | PreCW-Front-ElecDHW-GasDry | Appl-CW-Front-ElecDHW-GasDry-Tier3AnySFm2003CZ01DEER2017 | 0
42958.3843 | Appl-CW-Front-ElecDHW-GasDry-Tier3 | SFm | 2003 | CZ02 | rDXGF | -1 | Household | 1 | 1948.8 | 2.1 | 0 | 0 | -22.6 | 0 | 1.5 | 0 | -0.1 | -0.1 | -0.3 | 0.2 | 0 | 0 | 23.4 | 0 | 9.67 | 10.2 | -0.51 | 0 | 0.003 | 0 | -0.003 | 2.9 | 0 | 0 | -23.6 | 0 | 1.2 | 0 | -0.1 | -0.1 | -0.2 | 0.2 | 0 | 0 | 25.4 | 0 | 9.05 | 9.45 | -0.4 | 0 | 0.003 | 0 | -0.003 | PreCW-Front-ElecDHW-GasDry | Appl-CW-Front-ElecDHW-GasDry-Tier3AnySFm2003CZ02DEER2017 | 0
42958.3843 | Appl-CW-Front-ElecDHW-GasDry-Tier3 | SFm | 2003 | CZ03 | rDXGF | -1 | Household | 1 | 2295.6 | 1.1 | 0 | 0 | -22.7 | 0 | 0.6 | 0 | -0.1 | -0.2 | -0.3 | 0 | 0 | 0 | 23.6 | 0 | 9.62 | 10.2 | -0.55 | 0 | 0.003 | 0 | -0.003 | 2.2 | 0 | 0 | -23.6 | 0 | 0.5 | 0 | 0 | -0.1 | -0.2 | 0 | 0 | 0 | 25.5 | 0 | 9.01 | 9.45 | -0.43 | 0 | 0.002 | 0 | -0.003 | PreCW-Front-ElecDHW-GasDry | Appl-CW-Front-ElecDHW-GasDry-Tier3AnySFm2003CZ03DEER2017 | 0
42958.3843 | Appl-CW-Front-ElecDHW-GasDry-Tier3 | SFm | 2003 | CZ04 | rDXGF | -1 | Household | 1 | 2295.6 | 2.5 | 0 | 0 | -22.6 | 0 | 2.3 | 0 | 0 | 0.1 | -0.2 | 0.3 | 0 | 0 | 22.8 | 0 | 9.73 | 10.2 | -0.45 | 0 | 0.003 | 0 | -0.004 | 2.9 | 0 | 0 | -23.5 | 0 | 1.8 | 0 | 0 | 0.1 | -0.2 | 0.2 | 0 | 0 | 24.7 | 0 | 9.1 | 9.45 | -0.35 | 0 | 0.003 | 0 | -0.004 | PreCW-Front-ElecDHW-GasDry | Appl-CW-Front-ElecDHW-GasDry-Tier3AnySFm2003CZ04DEER2017 | 0
42958.3843 | Appl-CW-Front-ElecDHW-GasDry-Tier3 | SFm | 2003 | CZ05 | rDXGF | -1 | Household | 1 | 2295.6 | 1.3 | 0 | 0 | -22.7 | 0 | 0.4 | 0 | -0.1 | -0.2 | -0.3 | 0.1 | 0 | 0 | 23.9 | 0 | 9.48 | 10.2 | -0.69 | 0 | 0.003 | 0 | -0.003 | 2.3 | 0 | 0 | -23.6 | 0 | 0.3 | 0 | 0 | -0.2 | -0.2 | 0.1 | 0 | 0 | 25.9 | 0 | 8.9 | 9.45 | -0.55 | 0 | 0.002 | 0 | -0.003 | PreCW-Front-ElecDHW-GasDry | Appl-CW-Front-ElecDHW-GasDry-Tier3AnySFm2003CZ05DEER2017 | 0
42958.3843 | Appl-CW-Front-ElecDHW-GasDry-Tier3 | SFm | 2003 | CZ06 | rDXGF | -1 | Household | 1 | 2392.9 | 2 | 0 | 0 | -22.6 | 0 | 2.5 | 0 | -0.1 | 0.2 | -0.2 | 0.4 | 0 | 0 | 22.1 | 0 | 9.86 | 10.2 | -0.32 | 0 | 0 | 0 | -0.003 | 2.9 | 0 | 0 | -23.6 | 0 | 2.4 | 0 | -0.1 | 0.2 | -0.2 | 0.4 | 0 | 0 | 23.9 | 0 | 9.21 | 9.45 | -0.25 | 0 | 0.003 | 0 | -0.003 | PreCW-Front-ElecDHW-GasDry | Appl-CW-Front-ElecDHW-GasDry-Tier3AnySFm2003CZ06DEER2017 | 0
42958.3843 | Appl-CW-Front-ElecDHW-GasDry-Tier3 | SFm | 2003 | CZ07 | rDXGF | -1 | Household | 1 | 2392.9 | 1.9 | 0 | 0 | -22.6 | 0 | 2.5 | 0 | 0 | 0.1 | -0.2 | 0.3 | 0 | 0 | 21.9 | 0 | 9.79 | 10.2 | -0.38 | 0 | 0.002 | 0 | -0.003 | 2.3 | 0 | 0 | -23.6 | 0 | 2 | 0 | 0 | 0.1 | -0.2 | 0.3 | 0 | 0 | 23.7 | 0 | 9.15 | 9.45 | -0.29 | 0 | 0.002 | 0 | -0.003 | PreCW-Front-ElecDHW-GasDry | Appl-CW-Front-ElecDHW-GasDry-Tier3AnySFm2003CZ07DEER2017 | 0
42958.3843 | Appl-CW-Front-ElecDHW-GasDry-Tier3 | SFm | 2003 | CZ08 | rDXGF | -1 | Household | 1 | 2392.9 | 3.7 | 0 | 0 | -22.7 | 0 | 4.4 | 0 | -0.1 | 0.5 | -0.1 | 0.6 | 0 | 0 | 21.6 | 0 | 9.86 | 10.2 | -0.32 | 0 | 0.002 | 0 | -0.004 | 3.8 | 0 | 0 | -23.6 | 0 | 3.7 | 0 | -0.1 | 0.4 | -0.1 | 0.5 | 0 | 0 | 23.4 | 0 | 9.21 | 9.45 | -0.25 | 0 | 0.001 | 0 | -0.004 | PreCW-Front-ElecDHW-GasDry | Appl-CW-Front-ElecDHW-GasDry-Tier3AnySFm2003CZ08DEER2017 | 0
42958.3843 | Appl-CW-Front-ElecDHW-GasDry-Tier3 | SFm | 2003 | CZ09 | rDXGF | -1 | Household | 1 | 2422.9 | 1.7 | 0 | 0 | -22.7 | 0 | 2.8 | 0 | -0.1 | 0.1 | -0.2 | 0.3 | 0 | 0 | 21.5 | 0 | 9.81 | 10.2 | -0.37 | 0 | 0.001 | 0 | -0.003 | 2 | 0 | 0 | -23.6 | 0 | 2.2 | 0 | -0.1 | 0.1 | -0.2 | 0.2 | 0 | 0 | 23.3 | 0 | 9.16 | 9.45 | -0.29 | 0 | 0 | 0 | -0.003 | PreCW-Front-ElecDHW-GasDry | Appl-CW-Front-ElecDHW-GasDry-Tier3AnySFm2003CZ09DEER2017 | 0
42958.3843 | Appl-CW-Front-ElecDHW-GasDry-Tier3 | SFm | 2003 | CZ10 | rDXGF | -1 | Household | 1 | 1948.8 | 2.1 | 0 | 0 | -22.7 | 0 | 3.1 | 0 | 0 | 0.2 | -0.3 | 0.4 | 0 | 0 | 21.4 | 0 | 9.74 | 10.2 | -0.44 | 0 | 0.001 | 0 | -0.003 | 2.3 | 0 | 0 | -23.6 | 0 | 2.5 | 0 | 0 | 0.2 | -0.2 | 0.4 | 0 | 0 | 23.2 | 0 | 9.1 | 9.45 | -0.35 | 0 | 0.001 | 0 | -0.003 | PreCW-Front-ElecDHW-GasDry | Appl-CW-Front-ElecDHW-GasDry-Tier3AnySFm2003CZ10DEER2017 | 0
42958.3843 | Appl-CW-Front-ElecDHW-GasDry-Tier3 | SFm | 2003 | CZ11 | rDXGF | -1 | Household | 1 | 1948.8 | 2.1 | 0 | 0 | -22.7 | 0 | 3 | 0 | 0 | 0.1 | -0.3 | 0.4 | 0 | 0 | 21.7 | 0 | 9.69 | 10.2 | -0.49 | 0 | 0.002 | 0 | -0.003 | 2.2 | 0 | 0 | -23.6 | 0 | 2.3 | 0 | 0 | 0.1 | -0.2 | 0.3 | 0 | 0 | 23.5 | 0 | 9.07 | 9.45 | -0.39 | 0 | 0.002 | 0 | -0.003 | PreCW-Front-ElecDHW-GasDry | Appl-CW-Front-ElecDHW-GasDry-Tier3AnySFm2003CZ11DEER2017 | 0
42958.3843 | Appl-CW-Front-ElecDHW-GasDry-Tier3 | SFm | 2003 | CZ12 | rDXGF | -1 | Household | 1 | 1948.8 | 1.8 | 0 | 0 | -22.6 | 0 | 2.1 | 0 | -0.1 | 0 | -0.2 | 0.2 | 0 | 0 | 22.4 | 0 | 9.7 | 10.2 | -0.48 | 0 | 0.002 | 0 | -0.004 | 2.3 | 0 | 0 | -23.6 | 0 | 1.6 | 0 | 0 | 0 | -0.2 | 0.2 | 0 | 0 | 24.3 | 0 | 9.08 | 9.45 | -0.37 | 0 | 0.002 | 0 | -0.004 | PreCW-Front-ElecDHW-GasDry | Appl-CW-Front-ElecDHW-GasDry-Tier3AnySFm2003CZ12DEER2017 | 0
42958.3843 | Appl-CW-Front-ElecDHW-GasDry-Tier3 | SFm | 2003 | CZ13 | rDXGF | -1 | Household | 1 | 1948.8 | 1.7 | 0 | 0 | -22.7 | 0 | 2.8 | 0 | -0.1 | 0 | -0.2 | 0.4 | 0 | 0 | 21.4 | 0 | 9.69 | 10.2 | -0.49 | 0 | 0.002 | 0 | -0.003 | 2 | 0 | 0 | -23.6 | 0 | 2.3 | 0 | -0.1 | 0 | -0.2 | 0.3 | 0 | 0 | 23.2 | 0 | 9.07 | 9.45 | -0.38 | 0 | 0.001 | 0 | -0.003 | PreCW-Front-ElecDHW-GasDry | Appl-CW-Front-ElecDHW-GasDry-Tier3AnySFm2003CZ13DEER2017 | 0
42958.3843 | Appl-CW-Front-ElecDHW-GasDry-Tier3 | SFm | 2003 | CZ14 | rDXGF | -1 | Household | 1 | 2160.9 | 2.7 | 0 | 0 | -22.6 | 0 | 3.4 | 0 | -0.1 | 0.1 | -0.2 | 0.5 | 0 | 0 | 21.8 | 0 | 9.68 | 10.2 | -0.5 | 0 | 0.001 | 0 | -0.003 | 2.8 | 0 | 0 | -23.6 | 0 | 2.7 | 0 | 0 | 0.1 | -0.2 | 0.4 | 0 | 0 | 23.6 | 0 | 9.06 | 9.45 | -0.4 | 0 | 0 | 0 | -0.003 | PreCW-Front-ElecDHW-GasDry | Appl-CW-Front-ElecDHW-GasDry-Tier3AnySFm2003CZ14DEER2017 | 0
42958.3843 | Appl-CW-Front-ElecDHW-GasDry-Tier3 | SFm | 2003 | CZ15 | rDXGF | -1 | Household | 1 | 2160.9 | -0.1 | 0 | 0 | -22.7 | 0 | 4.3 | 0 | 0 | 0.4 | -0.1 | 0.4 | 0 | 0 | 18 | 0 | 9.94 | 10.2 | -0.24 | 0 | 0.001 | 0 | -0.003 | -0.4 | 0 | 0 | -23.6 | 0 | 3.4 | 0 | 0 | 0.3 | -0.1 | 0.3 | 0 | 0 | 19.5 | 0 | 9.27 | 9.45 | -0.19 | 0 | 0.001 | 0 | -0.003 | PreCW-Front-ElecDHW-GasDry | Appl-CW-Front-ElecDHW-GasDry-Tier3AnySFm2003CZ15DEER2017 | 0
42958.3843 | Appl-CW-Front-ElecDHW-GasDry-Tier3 | SFm | 2003 | CZ16 | rDXGF | -1 | Household | 1 | 2295.6 | 4.1 | 0 | 0 | -22.6 | 0 | 1.6 | 0 | -0.1 | 0 | -0.2 | 0.2 | 0 | 0 | 25.1 | 0 | 9.77 | 10.2 | -0.41 | 0 | 0.002 | 0 | -0.003 | 5.1 | 0 | 0 | -23.5 | 0 | 1.4 | 0 | -0.1 | 0 | -0.2 | 0.2 | 0 | 0 | 27.2 | 0 | 9.12 | 9.45 | -0.33 | 0 | 0.002 | 0 | -0.003 | PreCW-Front-ElecDHW-GasDry | Appl-CW-Front-ElecDHW-GasDry-Tier3AnySFm2003CZ16DEER2017 | 0
42958.3843 | Appl-CW-Front-ElecDHW-GasDry-Tier3 | SFm | 2007 | CZ01 | rDXGF | -1 | Household | 1 | 2295.6 | 2.2 | 0 | 0 | -22.6 | 0 | 0 | 0 | -0.1 | -0.2 | -0.2 | 0 | 0 | 0 | 25.3 | 0 | 9.61 | 10.2 | -0.57 | 0 | 0.001 | 0 | -0.003 | 3.5 | 0 | 0 | -23.5 | 0 | 0 | 0 | 0 | -0.2 | -0.2 | 0 | 0 | 0 | 27.4 | 0 | 9 | 9.45 | -0.45 | 0 | 0.001 | 0 | -0.003 | PreCW-Front-ElecDHW-GasDry | Appl-CW-Front-ElecDHW-GasDry-Tier3AnySFm2007CZ01DEER2017 | 0
42958.3843 | Appl-CW-Front-ElecDHW-GasDry-Tier3 | SFm | 2007 | CZ02 | rDXGF | -1 | Household | 1 | 1948.8 | 2 | 0 | 0 | -22.6 | 0 | 1.3 | 0 | -0.1 | -0.1 | -0.3 | 0.2 | 0 | 0 | 23.4 | 0 | 9.57 | 10.2 | -0.61 | 0 | 0.002 | 0 | -0.003 | 2.7 | 0 | 0 | -23.6 | 0 | 1 | 0 | -0.1 | -0.1 | -0.3 | 0.2 | 0 | 0 | 25.4 | 0 | 8.97 | 9.45 | -0.48 | 0 | 0.002 | 0 | -0.004 | PreCW-Front-ElecDHW-GasDry | Appl-CW-Front-ElecDHW-GasDry-Tier3AnySFm2007CZ02DEER2017 | 0
42958.3843 | Appl-CW-Front-ElecDHW-GasDry-Tier3 | SFm | 2007 | CZ03 | rDXGF | -1 | Household | 1 | 2295.6 | 1.1 | 0 | 0 | -22.7 | 0 | 0.5 | 0 | 0 | -0.2 | -0.3 | 0.1 | 0 | 0 | 23.6 | 0 | 9.62 | 10.2 | -0.56 | 0 | 0.002 | 0 | -0.003 | 2.1 | 0 | 0 | -23.6 | 0 | 0.4 | 0 | 0 | -0.1 | -0.2 | 0.1 | 0 | 0 | 25.6 | 0 | 9.01 | 9.45 | -0.45 | 0 | 0.002 | 0 | -0.003 | PreCW-Front-ElecDHW-GasDry | Appl-CW-Front-ElecDHW-GasDry-Tier3AnySFm2007CZ03DEER2017 | 0
42958.3843 | Appl-CW-Front-ElecDHW-GasDry-Tier3 | SFm | 2007 | CZ04 | rDXGF | -1 | Household | 1 | 2295.6 | 1.8 | 0 | 0 | -22.7 | 0 | 1.6 | 0 | -0.1 | 0 | -0.2 | 0.2 | 0 | 0 | 22.8 | 0 | 9.7 | 10.2 | -0.48 | 0 | 0.002 | 0 | -0.003 | 2.4 | 0 | 0 | -23.6 | 0 | 1.3 | 0 | -0.1 | 0 | -0.2 | 0.2 | 0 | 0 | 24.7 | 0 | 9.08 | 9.45 | -0.38 | 0 | 0.001 | 0 | -0.003 | PreCW-Front-ElecDHW-GasDry | Appl-CW-Front-ElecDHW-GasDry-Tier3AnySFm2007CZ04DEER2017 | 0
42958.3843 | Appl-CW-Front-ElecDHW-GasDry-Tier3 | SFm | 2007 | CZ05 | rDXGF | -1 | Household | 1 | 2295.6 | 1.3 | 0 | 0 | -22.7 | 0 | 0.3 | 0 | -0.1 | -0.2 | -0.4 | 0 | 0 | 0 | 23.9 | 0 | 9.53 | 10.2 | -0.65 | 0 | 0.002 | 0 | -0.003 | 2.3 | 0 | 0 | -23.6 | 0 | 0.2 | 0 | -0.1 | -0.2 | -0.3 | 0 | 0 | 0 | 25.9 | 0 | 8.93 | 9.45 | -0.52 | 0 | 0.002 | 0 | -0.003 | PreCW-Front-ElecDHW-GasDry | Appl-CW-Front-ElecDHW-GasDry-Tier3AnySFm2007CZ05DEER2017 | 0
42958.3843 | Appl-CW-Front-ElecDHW-GasDry-Tier3 | SFm | 2007 | CZ06 | rDXGF | -1 | Household | 1 | 2392.9 | 1.9 | 0 | 0 | -22.6 | 0 | 2.2 | 0 | 0 | 0.2 | -0.2 | 0.4 | 0 | 0 | 22.1 | 0 | 9.79 | 10.2 | -0.37 | 0 | 0.001 | 0 | -0.003 | 2.4 | 0 | 0 | -23.5 | 0 | 1.8 | 0 | 0 | 0.1 | -0.2 | 0.3 | 0 | 0 | 24 | 0 | 9.15 | 9.45 | -0.29 | 0 | 0.001 | 0 | -0.003 | PreCW-Front-ElecDHW-GasDry | Appl-CW-Front-ElecDHW-GasDry-Tier3AnySFm2007CZ06DEER2017 | 0
42958.3843 | Appl-CW-Front-ElecDHW-GasDry-Tier3 | SFm | 2007 | CZ07 | rDXGF | -1 | Household | 1 | 2392.9 | 2.5 | 0 | 0 | -22.6 | 0 | 2.9 | 0 | 0 | 0.4 | -0.2 | 0.5 | 0 | 0 | 21.9 | 0 | 9.83 | 10.2 | -0.34 | 0 | 0.003 | 0 | -0.003 | 3 | 0 | 0 | -23.6 | 0 | 2.5 | 0 | 0 | 0.3 | -0.1 | 0.4 | 0 | 0 | 23.7 | 0 | 9.19 | 9.45 | -0.26 | 0 | 0.003 | 0 | -0.003 | PreCW-Front-ElecDHW-GasDry | Appl-CW-Front-ElecDHW-GasDry-Tier3AnySFm2007CZ07DEER2017 | 0
42958.3843 | Appl-CW-Front-ElecDHW-GasDry-Tier3 | SFm | 2007 | CZ08 | rDXGF | -1 | Household | 1 | 2392.9 | 2 | 0 | 0 | -22.6 | 0 | 2.7 | 0 | 0 | 0.3 | -0.2 | 0.5 | 0 | 0 | 21.5 | 0 | 9.87 | 10.2 | -0.31 | 0 | 0.002 | 0 | -0.003 | 2.2 | 0 | 0 | -23.5 | 0 | 2.2 | 0 | 0 | 0.3 | -0.1 | 0.4 | 0 | 0 | 23.3 | 0 | 9.21 | 9.45 | -0.24 | 0 | 0.001 | 0 | -0.003 | PreCW-Front-ElecDHW-GasDry | Appl-CW-Front-ElecDHW-GasDry-Tier3AnySFm2007CZ08DEER2017 | 0
42958.3843 | Appl-CW-Front-ElecDHW-GasDry-Tier3 | SFm | 2007 | CZ09 | rDXGF | -1 | Household | 1 | 2422.9 | 1.3 | 0 | 0 | -22.7 | 0 | 2.3 | 0 | 0 | 0.2 | -0.2 | 0.4 | 0 | 0 | 21.6 | 0 | 9.83 | 10.2 | -0.35 | 0 | 0 | 0 | -0.003 | 1.7 | 0 | 0 | -23.6 | 0 | 1.8 | 0 | 0 | 0.1 | -0.2 | 0.3 | 0 | 0 | 23.4 | 0 | 9.18 | 9.45 | -0.27 | 0 | 0 | 0 | -0.003 | PreCW-Front-ElecDHW-GasDry | Appl-CW-Front-ElecDHW-GasDry-Tier3AnySFm2007CZ09DEER2017 | 0
42958.3843 | Appl-CW-Front-ElecDHW-GasDry-Tier3 | SFm | 2007 | CZ10 | rDXGF | -1 | Household | 1 | 1948.8 | 1.7 | 0 | 0 | -22.6 | 0 | 2.8 | 0 | -0.1 | 0.2 | -0.2 | 0.4 | 0 | 0 | 21.4 | 0 | 9.73 | 10.2 | -0.45 | 0 | 0 | 0 | -0.003 | 2 | 0 | 0 | -23.6 | 0 | 2.2 | 0 | -0.1 | 0.2 | -0.2 | 0.3 | 0 | 0 | 23.2 | 0 | 9.1 | 9.45 | -0.35 | 0 | 0 | 0 | -0.003 | PreCW-Front-ElecDHW-GasDry | Appl-CW-Front-ElecDHW-GasDry-Tier3AnySFm2007CZ10DEER2017 | 0
42958.3843 | Appl-CW-Front-ElecDHW-GasDry-Tier3 | SFm | 2007 | CZ11 | rDXGF | -1 | Household | 1 | 1948.8 | 1.5 | 0 | 0 | -22.7 | 0 | 2.3 | 0 | -0.1 | 0.1 | -0.2 | 0.4 | 0 | 0 | 21.7 | 0 | 9.67 | 10.2 | -0.51 | 0 | 0.001 | 0 | -0.003 | 1.9 | 0 | 0 | -23.6 | 0 | 1.8 | 0 | 0 | 0 | -0.2 | 0.3 | 0 | 0 | 23.5 | 0 | 9.05 | 9.45 | -0.4 | 0 | 0.001 | 0 | -0.003 | PreCW-Front-ElecDHW-GasDry | Appl-CW-Front-ElecDHW-GasDry-Tier3AnySFm2007CZ11DEER2017 | 0
42958.3843 | Appl-CW-Front-ElecDHW-GasDry-Tier3 | SFm | 2007 | CZ12 | rDXGF | -1 | Household | 1 | 1948.8 | 1.8 | 0 | 0 | -22.6 | 0 | 2 | 0 | -0.1 | 0 | -0.3 | 0.3 | 0 | 0 | 22.4 | 0 | 9.72 | 10.2 | -0.45 | 0 | 0.002 | 0 | -0.003 | 2.4 | 0 | 0 | -23.6 | 0 | 1.6 | 0 | -0.1 | 0 | -0.2 | 0.2 | 0 | 0 | 24.3 | 0 | 9.09 | 9.45 | -0.35 | 0 | 0.001 | 0 | -0.003 | PreCW-Front-ElecDHW-GasDry | Appl-CW-Front-ElecDHW-GasDry-Tier3AnySFm2007CZ12DEER2017 | 0
42958.3843 | Appl-CW-Front-ElecDHW-GasDry-Tier3 | SFm | 2007 | CZ13 | rDXGF | -1 | Household | 1 | 1948.8 | 1.8 | 0 | 0 | -22.6 | 0 | 2.9 | 0 | -0.1 | 0.3 | -0.2 | 0.5 | 0 | 0 | 21.5 | 0 | 9.75 | 10.2 | -0.43 | 0 | 0.001 | 0 | -0.003 | 2.2 | 0 | 0 | -23.6 | 0 | 2.4 | 0 | -0.1 | 0.2 | -0.2 | 0.4 | 0 | 0 | 23.3 | 0 | 9.11 | 9.45 | -0.34 | 0 | 0.001 | 0 | -0.003 | PreCW-Front-ElecDHW-GasDry | Appl-CW-Front-ElecDHW-GasDry-Tier3AnySFm2007CZ13DEER2017 | 0
42958.3843 | Appl-CW-Front-ElecDHW-GasDry-Tier3 | SFm | 2007 | CZ14 | rDXGF | -1 | Household | 1 | 2160.9 | 2.3 | 0 | 0 | -22.6 | 0 | 3 | 0 | -0.1 | 0.2 | -0.3 | 0.5 | 0 | 0 | 21.9 | 0 | 9.66 | 10.2 | -0.52 | 0 | 0 | 0 | -0.003 | 2.6 | 0 | 0 | -23.6 | 0 | 2.4 | 0 | -0.1 | 0.2 | -0.2 | 0.4 | 0 | 0 | 23.7 | 0 | 9.04 | 9.45 | -0.42 | 0 | 0 | 0 | -0.003 | PreCW-Front-ElecDHW-GasDry | Appl-CW-Front-ElecDHW-GasDry-Tier3AnySFm2007CZ14DEER2017 | 0
42958.3843 | Appl-CW-Front-ElecDHW-GasDry-Tier3 | SFm | 2007 | CZ15 | rDXGF | -1 | Household | 1 | 2160.9 | -0.4 | 0 | 0 | -22.7 | 0 | 3.8 | 0 | 0 | 0.4 | -0.1 | 0.5 | 0 | 0 | 18 | 0 | 9.96 | 10.2 | -0.22 | 0 | 0.001 | 0 | -0.003 | -0.7 | 0 | 0 | -23.6 | 0 | 3 | 0 | 0 | 0.3 | -0.1 | 0.4 | 0 | 0 | 19.5 | 0 | 9.28 | 9.45 | -0.17 | 0 | 0.001 | 0 | -0.003 | PreCW-Front-ElecDHW-GasDry | Appl-CW-Front-ElecDHW-GasDry-Tier3AnySFm2007CZ15DEER2017 | 0
42958.3843 | Appl-CW-Front-ElecDHW-GasDry-Tier3 | SFm | 2007 | CZ16 | rDXGF | -1 | Household | 1 | 2295.6 | 3.5 | 0 | 0 | -22.6 | 0 | 1 | 0 | -0.1 | 0 | -0.2 | 0.2 | 0 | 0 | 25.2 | 0 | 9.76 | 10.2 | -0.42 | 0 | 0.001 | 0 | -0.003 | 4.5 | 0 | 0 | -23.5 | 0 | 0.8 | 0 | -0.1 | 0 | -0.2 | 0.1 | 0 | 0 | 27.3 | 0 | 9.12 | 9.45 | -0.33 | 0 | 0.001 | 0 | -0.003 | PreCW-Front-ElecDHW-GasDry | Appl-CW-Front-ElecDHW-GasDry-Tier3AnySFm2007CZ16DEER2017 | 0
42958.3843 | Appl-CW-Front-ElecDHW-GasDry-Tier3 | SFm | 2011 | CZ01 | rDXGF | -1 | Household | 1 | 2295.6 | 2.2 | 0 | 0 | -22.6 | 0 | 0 | 0 | -0.1 | -0.2 | -0.2 | 0 | 0 | 0 | 25.3 | 0 | 9.65 | 10.2 | -0.53 | 0 | 0 | 0 | -0.003 | 3.5 | 0 | 0 | -23.6 | 0 | 0 | 0 | -0.1 | -0.2 | -0.2 | 0 | 0 | 0 | 27.4 | 0 | 9.04 | 9.45 | -0.41 | 0 | 0 | 0 | -0.003 | PreCW-Front-ElecDHW-GasDry | Appl-CW-Front-ElecDHW-GasDry-Tier3AnySFm2011CZ01DEER2017 | 0
42958.3843 | Appl-CW-Front-ElecDHW-GasDry-Tier3 | SFm | 2011 | CZ02 | rDXGF | -1 | Household | 1 | 1948.8 | 2 | 0 | 0 | -22.7 | 0 | 1.4 | 0 | -0.1 | 0 | -0.3 | 0.3 | 0 | 0 | 23.4 | 0 | 9.57 | 10.2 | -0.61 | 0 | 0.002 | 0 | -0.004 | 2.8 | 0 | 0 | -23.6 | 0 | 1.1 | 0 | -0.1 | 0 | -0.2 | 0.2 | 0 | 0 | 25.4 | 0 | 8.97 | 9.45 | -0.48 | 0 | 0.002 | 0 | -0.004 | PreCW-Front-ElecDHW-GasDry | Appl-CW-Front-ElecDHW-GasDry-Tier3AnySFm2011CZ02DEER2017 | 0
42958.3843 | Appl-CW-Front-ElecDHW-GasDry-Tier3 | SFm | 2011 | CZ03 | rDXGF | -1 | Household | 1 | 2295.6 | 1.2 | 0 | 0 | -22.7 | 0 | 0.6 | 0 | 0 | -0.2 | -0.3 | 0.1 | 0 | 0 | 23.6 | 0 | 9.63 | 10.2 | -0.54 | 0 | 0.002 | 0 | -0.003 | 2.2 | 0 | 0 | -23.6 | 0 | 0.5 | 0 | 0 | -0.1 | -0.2 | 0.1 | 0 | 0 | 25.5 | 0 | 9.01 | 9.45 | -0.43 | 0 | 0.002 | 0 | -0.003 | PreCW-Front-ElecDHW-GasDry | Appl-CW-Front-ElecDHW-GasDry-Tier3AnySFm2011CZ03DEER2017 | 0
42958.3843 | Appl-CW-Front-ElecDHW-GasDry-Tier3 | SFm | 2011 | CZ04 | rDXGF | -1 | Household | 1 | 2295.6 | 2 | 0 | 0 | -22.7 | 0 | 1.9 | 0 | 0 | 0.1 | -0.2 | 0.3 | 0 | 0 | 22.8 | 0 | 9.71 | 10.2 | -0.47 | 0 | 0.002 | 0 | -0.003 | 2.7 | 0 | 0 | -23.6 | 0 | 1.6 | 0 | 0 | 0.1 | -0.2 | 0.3 | 0 | 0 | 24.7 | 0 | 9.09 | 9.45 | -0.37 | 0 | 0.002 | 0 | -0.003 | PreCW-Front-ElecDHW-GasDry | Appl-CW-Front-ElecDHW-GasDry-Tier3AnySFm2011CZ04DEER2017 | 0
42958.3843 | Appl-CW-Front-ElecDHW-GasDry-Tier3 | SFm | 2011 | CZ05 | rDXGF | -1 | Household | 1 | 2295.6 | 1.2 | 0 | 0 | -22.7 | 0 | 0.2 | 0 | -0.1 | -0.2 | -0.2 | 0 | 0 | 0 | 24 | 0 | 9.54 | 10.2 | -0.64 | 0 | 0.002 | 0 | -0.003 | 2.3 | 0 | 0 | -23.6 | 0 | 0.2 | 0 | -0.1 | -0.2 | -0.2 | 0 | 0 | 0 | 25.9 | 0 | 8.97 | 9.45 | -0.48 | 0 | 0.002 | 0 | -0.003 | PreCW-Front-ElecDHW-GasDry | Appl-CW-Front-ElecDHW-GasDry-Tier3AnySFm2011CZ05DEER2017 | 0
42958.3843 | Appl-CW-Front-ElecDHW-GasDry-Tier3 | SFm | 2011 | CZ06 | rDXGF | -1 | Household | 1 | 2392.9 | 1.1 | 0 | 0 | -22.7 | 0 | 1.5 | 0 | 0 | 0 | -0.2 | 0.3 | 0 | 0 | 22.1 | 0 | 9.76 | 10.2 | -0.42 | 0 | 0.002 | 0 | -0.003 | 1.6 | 0 | 0 | -23.6 | 0 | 1.2 | 0 | 0 | 0 | -0.1 | 0.2 | 0 | 0 | 23.9 | 0 | 9.12 | 9.45 | -0.33 | 0 | 0.002 | 0 | -0.003 | PreCW-Front-ElecDHW-GasDry | Appl-CW-Front-ElecDHW-GasDry-Tier3AnySFm2011CZ06DEER2017 | 0
42958.3843 | Appl-CW-Front-ElecDHW-GasDry-Tier3 | SFm | 2011 | CZ07 | rDXGF | -1 | Household | 1 | 2392.9 | 2.3 | 0 | 0 | -22.7 | 0 | 2.8 | 0 | 0 | 0.4 | -0.1 | 0.5 | 0 | 0 | 21.9 | 0 | 9.91 | 10.2 | -0.27 | 0 | 0.001 | 0 | -0.003 | 2.5 | 0 | 0 | -23.6 | 0 | 2.2 | 0 | 0 | 0.3 | -0.1 | 0.4 | 0 | 0 | 23.7 | 0 | 9.24 | 9.45 | -0.21 | 0 | 0 | 0 | -0.003 | PreCW-Front-ElecDHW-GasDry | Appl-CW-Front-ElecDHW-GasDry-Tier3AnySFm2011CZ07DEER2017 | 0
42958.3843 | Appl-CW-Front-ElecDHW-GasDry-Tier3 | SFm | 2011 | CZ08 | rDXGF | -1 | Household | 1 | 2392.9 | 2.2 | 0 | 0 | -22.7 | 0 | 3 | 0 | 0 | 0.4 | -0.2 | 0.5 | 0 | 0 | 21.5 | 0 | 9.91 | 10.2 | -0.27 | 0 | 0.001 | 0 | -0.003 | 2.4 | 0 | 0 | -23.6 | 0 | 2.3 | 0 | 0 | 0.3 | -0.1 | 0.4 | 0 | 0 | 23.3 | 0 | 9.24 | 9.45 | -0.22 | 0 | 0.001 | 0 | -0.004 | PreCW-Front-ElecDHW-GasDry | Appl-CW-Front-ElecDHW-GasDry-Tier3AnySFm2011CZ08DEER2017 | 0
42958.3843 | Appl-CW-Front-ElecDHW-GasDry-Tier3 | SFm | 2011 | CZ09 | rDXGF | -1 | Household | 1 | 2422.9 | 1.4 | 0 | 0 | -22.6 | 0 | 2.3 | 0 | -0.1 | 0.3 | -0.1 | 0.4 | 0 | 0 | 21.5 | 0 | 9.84 | 10.2 | -0.33 | 0 | 0.001 | 0 | -0.003 | 1.7 | 0 | 0 | -23.6 | 0 | 1.8 | 0 | -0.1 | 0.2 | -0.1 | 0.3 | 0 | 0 | 23.3 | 0 | 9.18 | 9.45 | -0.26 | 0 | 0 | 0 | -0.003 | PreCW-Front-ElecDHW-GasDry | Appl-CW-Front-ElecDHW-GasDry-Tier3AnySFm2011CZ09DEER2017 | 0
42958.3843 | Appl-CW-Front-ElecDHW-GasDry-Tier3 | SFm | 2011 | CZ10 | rDXGF | -1 | Household | 1 | 1948.8 | 1.6 | 0 | 0 | -22.6 | 0 | 2.7 | 0 | -0.1 | 0.2 | -0.2 | 0.4 | 0 | 0 | 21.4 | 0 | 9.74 | 10.2 | -0.44 | 0 | 0.001 | 0 | -0.003 | 1.9 | 0 | 0 | -23.6 | 0 | 2.2 | 0 | -0.1 | 0.2 | -0.1 | 0.3 | 0 | 0 | 23.2 | 0 | 9.1 | 9.45 | -0.35 | 0 | 0.001 | 0 | -0.003 | PreCW-Front-ElecDHW-GasDry | Appl-CW-Front-ElecDHW-GasDry-Tier3AnySFm2011CZ10DEER2017 | 0
42958.3843 | Appl-CW-Front-ElecDHW-GasDry-Tier3 | SFm | 2011 | CZ11 | rDXGF | -1 | Household | 1 | 1948.8 | 1.8 | 0 | 0 | -22.7 | 0 | 2.7 | 0 | -0.1 | 0.1 | -0.2 | 0.5 | 0 | 0 | 21.7 | 0 | 9.69 | 10.2 | -0.49 | 0 | 0.001 | 0 | -0.003 | 2.1 | 0 | 0 | -23.6 | 0 | 2.2 | 0 | -0.1 | 0.1 | -0.2 | 0.4 | 0 | 0 | 23.5 | 0 | 9.07 | 9.45 | -0.38 | 0 | 0 | 0 | -0.003 | PreCW-Front-ElecDHW-GasDry | Appl-CW-Front-ElecDHW-GasDry-Tier3AnySFm2011CZ11DEER2017 | 0
42958.3843 | Appl-CW-Front-ElecDHW-GasDry-Tier3 | SFm | 2011 | CZ12 | rDXGF | -1 | Household | 1 | 1948.8 | 1.9 | 0 | 0 | -22.7 | 0 | 2 | 0 | 0 | 0.1 | -0.2 | 0.3 | 0 | 0 | 22.4 | 0 | 9.75 | 10.2 | -0.43 | 0 | 0.002 | 0 | -0.003 | 2.4 | 0 | 0 | -23.6 | 0 | 1.6 | 0 | 0 | 0.1 | -0.2 | 0.3 | 0 | 0 | 24.3 | 0 | 9.11 | 9.45 | -0.34 | 0 | 0.001 | 0 | -0.003 | PreCW-Front-ElecDHW-GasDry | Appl-CW-Front-ElecDHW-GasDry-Tier3AnySFm2011CZ12DEER2017 | 0
42958.3843 | Appl-CW-Front-ElecDHW-GasDry-Tier3 | SFm | 2011 | CZ13 | rDXGF | -1 | Household | 1 | 1948.8 | 1.7 | 0 | 0 | -22.6 | 0 | 2.8 | 0 | -0.1 | 0.2 | -0.2 | 0.4 | 0 | 0 | 21.4 | 0 | 9.75 | 10.2 | -0.43 | 0 | 0.001 | 0 | -0.003 | 2 | 0 | 0 | -23.6 | 0 | 2.3 | 0 | -0.1 | 0.2 | -0.1 | 0.3 | 0 | 0 | 23.2 | 0 | 9.12 | 9.45 | -0.33 | 0 | 0.001 | 0 | -0.003 | PreCW-Front-ElecDHW-GasDry | Appl-CW-Front-ElecDHW-GasDry-Tier3AnySFm2011CZ13DEER2017 | 0
42958.3843 | Appl-CW-Front-ElecDHW-GasDry-Tier3 | SFm | 2011 | CZ14 | rDXGF | -1 | Household | 1 | 2160.9 | 2.4 | 0 | 0 | -22.6 | 0 | 3 | 0 | 0 | 0.2 | -0.3 | 0.5 | 0 | 0 | 21.9 | 0 | 9.7 | 10.2 | -0.48 | 0 | 0 | 0 | -0.003 | 2.7 | 0 | 0 | -23.6 | 0 | 2.4 | 0 | 0 | 0.2 | -0.2 | 0.4 | 0 | 0 | 23.7 | 0 | 9.07 | 9.45 | -0.38 | 0 | 0 | 0 | -0.003 | PreCW-Front-ElecDHW-GasDry | Appl-CW-Front-ElecDHW-GasDry-Tier3AnySFm2011CZ14DEER2017 | 0
42958.3843 | Appl-CW-Front-ElecDHW-GasDry-Tier3 | SFm | 2011 | CZ15 | rDXGF | -1 | Household | 1 | 2160.9 | -0.2 | 0 | 0 | -22.6 | 0 | 4.1 | 0 | 0 | 0.4 | -0.1 | 0.6 | 0 | 0 | 18.1 | 0 | 9.95 | 10.2 | -0.23 | 0 | 0 | 0 | -0.003 | -0.8 | 0 | 0 | -23.6 | 0 | 3.1 | 0 | 0 | 0.3 | -0.1 | 0.4 | 0 | 0 | 19.6 | 0 | 9.27 | 9.45 | -0.18 | 0 | 0 | 0 | -0.003 | PreCW-Front-ElecDHW-GasDry | Appl-CW-Front-ElecDHW-GasDry-Tier3AnySFm2011CZ15DEER2017 | 0
42958.3843 | Appl-CW-Front-ElecDHW-GasDry-Tier3 | SFm | 2011 | CZ16 | rDXGF | -1 | Household | 1 | 2295.6 | 3.6 | 0 | 0 | -22.6 | 0 | 1.1 | 0 | 0 | 0 | -0.2 | 0.2 | 0 | 0 | 25.2 | 0 | 9.78 | 10.2 | -0.4 | 0 | 0.002 | 0 | -0.003 | 4.6 | 0 | 0 | -23.5 | 0 | 0.9 | 0 | 0 | 0 | -0.2 | 0.2 | 0 | 0 | 27.3 | 0 | 9.14 | 9.45 | -0.32 | 0 | 0.002 | 0 | -0.003 | PreCW-Front-ElecDHW-GasDry | Appl-CW-Front-ElecDHW-GasDry-Tier3AnySFm2011CZ16DEER2017 | 0
42958.3843 | Appl-CW-Front-ElecDHW-GasDry-Tier3 | SFm | 2015 | CZ01 | rDXGF | -1 | Household | 1 | 2295.6 | 2.3 | 0 | 0 | -22.5 | 0 | 0 | 0 | 0 | -0.3 | -0.3 | 0 | 0 | 0 | 25.3 | 0 | 9.67 | 10.2 | -0.5 | 0 | 0 | 0 | -0.003 | 3.6 | 0 | 0 | -23.5 | 0 | 0 | 0 | 0 | -0.2 | -0.2 | 0 | 0 | 0 | 27.4 | 0 | 9.05 | 9.45 | -0.4 | 0 | 0 | 0 | -0.003 | PreCW-Front-ElecDHW-GasDry | Appl-CW-Front-ElecDHW-GasDry-Tier3AnySFm2015CZ01DEER2017 | 0
42958.3843 | Appl-CW-Front-ElecDHW-GasDry-Tier3 | SFm | 2015 | CZ02 | rDXGF | -1 | Household | 1 | 1948.8 | 2 | 0 | 0 | -22.7 | 0 | 1.3 | 0 | -0.1 | -0.1 | -0.3 | 0.2 | 0 | 0 | 23.5 | 0 | 9.58 | 10.2 | -0.6 | 0 | 0.003 | 0 | -0.003 | 2.8 | 0 | 0 | -23.6 | 0 | 1.1 | 0 | -0.1 | -0.1 | -0.2 | 0.2 | 0 | 0 | 25.4 | 0 | 8.98 | 9.45 | -0.47 | 0 | 0.002 | 0 | -0.004 | PreCW-Front-ElecDHW-GasDry | Appl-CW-Front-ElecDHW-GasDry-Tier3AnySFm2015CZ02DEER2017 | 0
42958.3843 | Appl-CW-Front-ElecDHW-GasDry-Tier3 | SFm | 2015 | CZ03 | rDXGF | -1 | Household | 1 | 2295.6 | 1.5 | 0 | 0 | -22.7 | 0 | 0.8 | 0 | 0 | 0 | -0.2 | 0.1 | 0 | 0 | 23.6 | 0 | 9.71 | 10.2 | -0.46 | 0 | 0.002 | 0 | -0.003 | 2.2 | 0 | 0 | -23.6 | 0 | 0.5 | 0 | 0 | 0 | -0.1 | 0.1 | 0 | 0 | 25.5 | 0 | 9.09 | 9.45 | -0.36 | 0 | 0.001 | 0 | -0.003 | PreCW-Front-ElecDHW-GasDry | Appl-CW-Front-ElecDHW-GasDry-Tier3AnySFm2015CZ03DEER2017 | 0
42958.3843 | Appl-CW-Front-ElecDHW-GasDry-Tier3 | SFm | 2015 | CZ04 | rDXGF | -1 | Household | 1 | 2295.6 | 1.5 | 0 | 0 | -22.6 | 0 | 1.4 | 0 | 0 | 0 | -0.2 | 0.3 | 0 | 0 | 22.8 | 0 | 9.69 | 10.2 | -0.48 | 0 | 0.002 | 0 | -0.003 | 2.3 | 0 | 0 | -23.5 | 0 | 1.2 | 0 | 0 | 0 | -0.2 | 0.2 | 0 | 0 | 24.7 | 0 | 9.06 | 9.45 | -0.38 | 0 | 0.002 | 0 | -0.003 | PreCW-Front-ElecDHW-GasDry | Appl-CW-Front-ElecDHW-GasDry-Tier3AnySFm2015CZ04DEER2017 | 0
42958.3843 | Appl-CW-Front-ElecDHW-GasDry-Tier3 | SFm | 2015 | CZ05 | rDXGF | -1 | Household | 1 | 2295.6 | 1.8 | 0 | 0 | -22.6 | 0 | 0.6 | 0 | -0.1 | -0.1 | -0.2 | 0.1 | 0 | 0 | 23.9 | 0 | 9.62 | 10.2 | -0.56 | 0 | 0.002 | 0 | -0.003 | 2.8 | 0 | 0 | -23.6 | 0 | 0.6 | 0 | 0 | -0.1 | -0.2 | 0.1 | 0 | 0 | 25.8 | 0 | 9.03 | 9.45 | -0.43 | 0 | 0.002 | 0 | -0.003 | PreCW-Front-ElecDHW-GasDry | Appl-CW-Front-ElecDHW-GasDry-Tier3AnySFm2015CZ05DEER2017 | 0
42958.3843 | Appl-CW-Front-ElecDHW-GasDry-Tier3 | SFm | 2015 | CZ06 | rDXGF | -1 | Household | 1 | 2392.9 | 0.1 | 0 | 0 | -22.7 | 0 | 0.6 | 0 | 0 | 0 | -0.2 | 0.1 | 0 | 0 | 22.1 | 0 | 9.75 | 10.2 | -0.43 | 0 | 0.002 | 0 | -0.003 | 0.8 | 0 | 0 | -23.6 | 0 | 0.4 | 0 | 0 | 0 | -0.2 | 0.1 | 0 | 0 | 23.9 | 0 | 9.12 | 9.45 | -0.34 | 0 | 0.001 | 0 | -0.003 | PreCW-Front-ElecDHW-GasDry | Appl-CW-Front-ElecDHW-GasDry-Tier3AnySFm2015CZ06DEER2017 | 0
42958.3843 | Appl-CW-Front-ElecDHW-GasDry-Tier3 | SFm | 2015 | CZ07 | rDXGF | -1 | Household | 1 | 2392.9 | 3.5 | 0 | 0 | -22.6 | 0 | 3.7 | 0 | 0 | 0.6 | -0.1 | 0.7 | 0 | 0 | 21.9 | 0 | 9.99 | 10.2 | -0.19 | 0 | 0.003 | 0 | -0.003 | 3 | 0 | 0 | -23.5 | 0 | 2.5 | 0 | 0 | 0.4 | -0.1 | 0.5 | 0 | 0 | 23.7 | 0 | 9.24 | 9.45 | -0.21 | 0 | 0.001 | 0 | -0.003 | PreCW-Front-ElecDHW-GasDry | Appl-CW-Front-ElecDHW-GasDry-Tier3AnySFm2015CZ07DEER2017 | 0
42958.3843 | Appl-CW-Front-ElecDHW-GasDry-Tier3 | SFm | 2015 | CZ08 | rDXGF | -1 | Household | 1 | 2392.9 | 1 | 0 | 0 | -22.7 | 0 | 1.2 | 0 | -0.1 | 1 | -0.1 | 1.1 | 0 | 0 | 21.6 | 0 | 9.89 | 10.2 | -0.29 | 0 | 0.001 | 0 | -0.003 | 1.3 | 0 | 0 | -23.6 | 0 | 0.9 | 0 | -0.1 | 0.8 | -0.1 | 0.9 | 0 | 0 | 23.4 | 0 | 9.23 | 9.45 | -0.23 | 0 | 0.001 | 0 | -0.003 | PreCW-Front-ElecDHW-GasDry | Appl-CW-Front-ElecDHW-GasDry-Tier3AnySFm2015CZ08DEER2017 | 0
42958.3843 | Appl-CW-Front-ElecDHW-GasDry-Tier3 | SFm | 2015 | CZ09 | rDXGF | -1 | Household | 1 | 2422.9 | 0.5 | 0 | 0 | -22.7 | 0 | 1.3 | 0 | 0 | 0.6 | -0.2 | 0.8 | 0 | 0 | 21.5 | 0 | 9.85 | 10.2 | -0.33 | 0 | 0.001 | 0 | -0.004 | 1.1 | 0 | 0 | -23.6 | 0 | 1.1 | 0 | 0 | 0.5 | -0.2 | 0.6 | 0 | 0 | 23.3 | 0 | 9.2 | 9.45 | -0.25 | 0 | 0.001 | 0 | -0.004 | PreCW-Front-ElecDHW-GasDry | Appl-CW-Front-ElecDHW-GasDry-Tier3AnySFm2015CZ09DEER2017 | 0
42958.3843 | Appl-CW-Front-ElecDHW-GasDry-Tier3 | SFm | 2015 | CZ10 | rDXGF | -1 | Household | 1 | 1948.8 | 0.8 | 0 | 0 | -22.7 | 0 | 1.9 | 0 | 0 | 0.3 | -0.2 | 0.4 | 0 | 0 | 21.5 | 0 | 9.75 | 10.2 | -0.43 | 0 | 0.001 | 0 | -0.003 | 1.3 | 0 | 0 | -23.6 | 0 | 1.5 | 0 | 0 | 0.3 | -0.2 | 0.3 | 0 | 0 | 23.3 | 0 | 9.11 | 9.45 | -0.34 | 0 | 0.001 | 0 | -0.003 | PreCW-Front-ElecDHW-GasDry | Appl-CW-Front-ElecDHW-GasDry-Tier3AnySFm2015CZ10DEER2017 | 0
42958.3843 | Appl-CW-Front-ElecDHW-GasDry-Tier3 | SFm | 2015 | CZ11 | rDXGF | -1 | Household | 1 | 1948.8 | 1 | 0 | 0 | -22.6 | 0 | 1.9 | 0 | 0 | 0.1 | -0.2 | 0.3 | 0 | 0 | 21.8 | 0 | 9.7 | 10.2 | -0.48 | 0 | 0.001 | 0 | -0.003 | 1.5 | 0 | 0 | -23.6 | 0 | 1.5 | 0 | 0 | 0.1 | -0.1 | 0.2 | 0 | 0 | 23.6 | 0 | 9.07 | 9.45 | -0.38 | 0 | 0.001 | 0 | -0.003 | PreCW-Front-ElecDHW-GasDry | Appl-CW-Front-ElecDHW-GasDry-Tier3AnySFm2015CZ11DEER2017 | 0
42958.3843 | Appl-CW-Front-ElecDHW-GasDry-Tier3 | SFm | 2015 | CZ12 | rDXGF | -1 | Household | 1 | 1948.8 | 1.2 | 0 | 0 | -22.6 | 0 | 1.4 | 0 | -0.1 | 0.2 | -0.2 | 0.4 | 0 | 0 | 22.4 | 0 | 9.75 | 10.2 | -0.43 | 0 | 0.002 | 0 | -0.004 | 1.8 | 0 | 0 | -23.6 | 0 | 1.1 | 0 | -0.1 | 0.1 | -0.1 | 0.2 | 0 | 0 | 24.3 | 0 | 9.11 | 9.45 | -0.34 | 0 | 0.002 | 0 | -0.004 | PreCW-Front-ElecDHW-GasDry | Appl-CW-Front-ElecDHW-GasDry-Tier3AnySFm2015CZ12DEER2017 | 0
42958.3843 | Appl-CW-Front-ElecDHW-GasDry-Tier3 | SFm | 2015 | CZ13 | rDXGF | -1 | Household | 1 | 1948.8 | 1.1 | 0 | 0 | -22.7 | 0 | 2 | 0 | -0.1 | 0.4 | -0.2 | 0.6 | 0 | 0 | 21.4 | 0 | 9.77 | 10.2 | -0.4 | 0 | 0.001 | 0 | -0.003 | 1.6 | 0 | 0 | -23.6 | 0 | 1.6 | 0 | -0.1 | 0.4 | -0.1 | 0.5 | 0 | 0 | 23.2 | 0 | 9.13 | 9.45 | -0.31 | 0 | 0.001 | 0 | -0.003 | PreCW-Front-ElecDHW-GasDry | Appl-CW-Front-ElecDHW-GasDry-Tier3AnySFm2015CZ13DEER2017 | 0
42958.3843 | Appl-CW-Front-ElecDHW-GasDry-Tier3 | SFm | 2015 | CZ14 | rDXGF | -1 | Household | 1 | 2160.9 | 2 | 0 | 0 | -22.7 | 0 | 2.6 | 0 | -0.1 | 0.3 | -0.2 | 0.5 | 0 | 0 | 21.8 | 0 | 9.68 | 10.2 | -0.49 | 0 | 0.001 | 0 | -0.003 | 2.4 | 0 | 0 | -23.6 | 0 | 2.2 | 0 | -0.1 | 0.2 | -0.2 | 0.3 | 0 | 0 | 23.6 | 0 | 9.04 | 9.45 | -0.41 | 0 | 0.001 | 0 | -0.003 | PreCW-Front-ElecDHW-GasDry | Appl-CW-Front-ElecDHW-GasDry-Tier3AnySFm2015CZ14DEER2017 | 0
42958.3843 | Appl-CW-Front-ElecDHW-GasDry-Tier3 | SFm | 2015 | CZ15 | rDXGF | -1 | Household | 1 | 2160.9 | -0.7 | 0 | 0 | -22.7 | 0 | 3.6 | 0 | 0 | 0.4 | 0 | 0.5 | 0 | 0 | 18 | 0 | 9.95 | 10.2 | -0.23 | 0 | -0.001 | 0 | -0.003 | -0.9 | 0 | 0 | -23.6 | 0 | 3 | 0 | 0 | 0.4 | 0 | 0.4 | 0 | 0 | 19.5 | 0 | 9.27 | 9.45 | -0.18 | 0 | -0.001 | 0 | -0.003 | PreCW-Front-ElecDHW-GasDry | Appl-CW-Front-ElecDHW-GasDry-Tier3AnySFm2015CZ15DEER2017 | 0
42958.3843 | Appl-CW-Front-ElecDHW-GasDry-Tier3 | SFm | 2015 | CZ16 | rDXGF | -1 | Household | 1 | 2295.6 | 3.1 | 0 | 0 | -22.6 | 0 | 0.7 | 0 | -0.1 | -0.1 | -0.2 | 0.1 | 0 | 0 | 25.2 | 0 | 9.7 | 10.2 | -0.47 | 0 | 0.002 | 0 | -0.003 | 4.1 | 0 | 0 | -23.5 | 0 | 0.6 | 0 | -0.1 | -0.1 | -0.2 | 0.1 | 0 | 0 | 27.3 | 0 | 9.08 | 9.45 | -0.36 | 0 | 0.001 | 0 | -0.003 | PreCW-Front-ElecDHW-GasDry | Appl-CW-Front-ElecDHW-GasDry-Tier3AnySFm2015CZ16DEER2017 | 0
42958.3843 | Appl-CW-Front-ElecDHW-GasDry-Tier3 | SFm | 2017 | CZ01 | rDXGF | -1 | Household | 1 | 2295.6 | 2.4 | 0 | 0 | -22.5 | 0 | 0 | 0 | -0.1 | -0.2 | -0.2 | 0 | 0 | 0 | 25.2 | 0 | 9.7 | 10.2 | -0.48 | 0 | 0 | 0 | -0.003 | 3.6 | 0 | 0 | -23.5 | 0 | 0 | 0 | -0.1 | -0.2 | -0.2 | 0 | 0 | 0 | 27.3 | 0 | 9.07 | 9.45 | -0.38 | 0 | 0 | 0 | -0.003 | PreCW-Front-ElecDHW-GasDry | Appl-CW-Front-ElecDHW-GasDry-Tier3AnySFm2017CZ01DEER2017 | 0
42958.3843 | Appl-CW-Front-ElecDHW-GasDry-Tier3 | SFm | 2017 | CZ02 | rDXGF | -1 | Household | 1 | 1948.8 | 1.8 | 0 | 0 | -22.6 | 0 | 1.2 | 0 | -0.1 | -0.1 | -0.2 | 0.1 | 0 | 0 | 23.4 | 0 | 9.6 | 10.2 | -0.58 | 0 | 0.002 | 0 | -0.004 | 2.7 | 0 | 0 | -23.5 | 0 | 1 | 0 | -0.1 | -0.1 | -0.2 | 0.1 | 0 | 0 | 25.4 | 0 | 9 | 9.45 | -0.45 | 0 | 0.002 | 0 | -0.004 | PreCW-Front-ElecDHW-GasDry | Appl-CW-Front-ElecDHW-GasDry-Tier3AnySFm2017CZ02DEER2017 | 0
42958.3843 | Appl-CW-Front-ElecDHW-GasDry-Tier3 | SFm | 2017 | CZ03 | rDXGF | -1 | Household | 1 | 2295.6 | 1.4 | 0 | 0 | -22.6 | 0 | 0.7 | 0 | -0.1 | -0.1 | -0.2 | 0.1 | 0 | 0 | 23.5 | 0 | 9.71 | 10.2 | -0.47 | 0 | 0.002 | 0 | -0.003 | 2.4 | 0 | 0 | -23.5 | 0 | 0.6 | 0 | -0.1 | -0.1 | -0.2 | 0 | 0 | 0 | 25.5 | 0 | 9.08 | 9.45 | -0.37 | 0 | 0.002 | 0 | -0.003 | PreCW-Front-ElecDHW-GasDry | Appl-CW-Front-ElecDHW-GasDry-Tier3AnySFm2017CZ03DEER2017 | 0
42958.3843 | Appl-CW-Front-ElecDHW-GasDry-Tier3 | SFm | 2017 | CZ04 | rDXGF | -1 | Household | 1 | 2295.6 | 1.6 | 0 | 0 | -22.6 | 0 | 1.4 | 0 | 0 | 0.1 | -0.2 | 0.2 | 0 | 0 | 22.8 | 0 | 9.7 | 10.2 | -0.48 | 0 | 0.002 | 0 | -0.003 | 2.3 | 0 | 0 | -23.5 | 0 | 1.2 | 0 | 0 | 0.1 | -0.2 | 0.1 | 0 | 0 | 24.7 | 0 | 9.08 | 9.45 | -0.38 | 0 | 0.001 | 0 | -0.003 | PreCW-Front-ElecDHW-GasDry | Appl-CW-Front-ElecDHW-GasDry-Tier3AnySFm2017CZ04DEER2017 | 0
42958.3843 | Appl-CW-Front-ElecDHW-GasDry-Tier3 | SFm | 2017 | CZ05 | rDXGF | -1 | Household | 1 | 2295.6 | 1.5 | 0 | 0 | -22.6 | 0 | 0.4 | 0 | -0.1 | -0.2 | -0.2 | 0 | 0 | 0 | 23.9 | 0 | 9.66 | 10.2 | -0.51 | 0 | 0.002 | 0 | -0.003 | 2.5 | 0 | 0 | -23.5 | 0 | 0.3 | 0 | -0.1 | -0.1 | -0.2 | 0 | 0 | 0 | 25.9 | 0 | 9.06 | 9.45 | -0.39 | 0 | 0.002 | 0 | -0.003 | PreCW-Front-ElecDHW-GasDry | Appl-CW-Front-ElecDHW-GasDry-Tier3AnySFm2017CZ05DEER2017 | 0
42958.3843 | Appl-CW-Front-ElecDHW-GasDry-Tier3 | SFm | 2017 | CZ06 | rDXGF | -1 | Household | 1 | 2392.9 | 0.3 | 0 | 0 | -22.6 | 0 | 0.8 | 0 | -0.1 | -0.1 | -0.1 | 0.2 | 0 | 0 | 22.1 | 0 | 9.75 | 10.2 | -0.43 | 0 | 0.004 | 0 | -0.003 | 1.1 | 0 | 0 | -23.6 | 0 | 0.7 | 0 | -0.1 | -0.1 | -0.1 | 0.1 | 0 | 0 | 24 | 0 | 9.11 | 9.45 | -0.34 | 0 | 0.004 | 0 | -0.003 | PreCW-Front-ElecDHW-GasDry | Appl-CW-Front-ElecDHW-GasDry-Tier3AnySFm2017CZ06DEER2017 | 0
42958.3843 | Appl-CW-Front-ElecDHW-GasDry-Tier3 | SFm | 2017 | CZ07 | rDXGF | -1 | Household | 1 | 2392.9 | 1.1 | 0 | 0 | -22.7 | 0 | 1.8 | 0 | -0.1 | 0.2 | -0.1 | 0.3 | 0 | 0 | 21.9 | 0 | 9.87 | 10.2 | -0.31 | 0 | 0.001 | 0 | -0.003 | 1.9 | 0 | 0 | -23.6 | 0 | 1.7 | 0 | -0.1 | 0.2 | -0.1 | 0.2 | 0 | 0 | 23.8 | 0 | 9.22 | 9.45 | -0.23 | 0 | 0.001 | 0 | -0.003 | PreCW-Front-ElecDHW-GasDry | Appl-CW-Front-ElecDHW-GasDry-Tier3AnySFm2017CZ07DEER2017 | 0
42958.3843 | Appl-CW-Front-ElecDHW-GasDry-Tier3 | SFm | 2017 | CZ08 | rDXGF | -1 | Household | 1 | 2392.9 | 1 | 0 | 0 | -22.7 | 0 | 1.4 | 0 | 0 | 0.8 | -0.1 | 0.8 | 0 | 0 | 21.6 | 0 | 9.91 | 10.2 | -0.26 | 0 | 0.001 | 0 | -0.003 | 1.5 | 0 | 0 | -23.6 | 0 | 1.3 | 0 | 0 | 0.4 | 0 | 0.5 | 0 | 0 | 23.3 | 0 | 9.23 | 9.45 | -0.21 | 0 | 0.001 | 0 | -0.004 | PreCW-Front-ElecDHW-GasDry | Appl-CW-Front-ElecDHW-GasDry-Tier3AnySFm2017CZ08DEER2017 | 0
42958.3843 | Appl-CW-Front-ElecDHW-GasDry-Tier3 | SFm | 2017 | CZ09 | rDXGF | -1 | Household | 1 | 2422.9 | -1.1 | 0 | 0 | -22.6 | 0 | 1.9 | 0 | 0 | -2 | -0.2 | -1.9 | 0 | 0 | 21.5 | 0 | 9.8 | 10.2 | -0.38 | 0 | 0.001 | 0 | -0.003 | -0.6 | 0 | 0 | -23.6 | 0 | 1.6 | 0 | 0 | -2.1 | -0.1 | -2 | 0 | 0 | 23.3 | 0 | 9.13 | 9.45 | -0.32 | 0 | 0.001 | 0 | -0.003 | PreCW-Front-ElecDHW-GasDry | Appl-CW-Front-ElecDHW-GasDry-Tier3AnySFm2017CZ09DEER2017 | 0
42958.3843 | Appl-CW-Front-ElecDHW-GasDry-Tier3 | SFm | 2017 | CZ10 | rDXGF | -1 | Household | 1 | 1948.8 | 0.3 | 0 | 0 | -22.7 | 0 | 0.8 | 0 | 0 | 0.8 | -0.2 | 1 | 0 | 0 | 21.4 | 0 | 9.75 | 10.2 | -0.41 | 0 | 0.001 | 0 | -0.003 | 0.8 | 0 | 0 | -23.6 | 0 | 0.5 | 0 | 0 | 0.8 | -0.1 | 0.9 | 0 | 0 | 23.2 | 0 | 9.12 | 9.45 | -0.32 | 0 | 0.001 | 0 | -0.004 | PreCW-Front-ElecDHW-GasDry | Appl-CW-Front-ElecDHW-GasDry-Tier3AnySFm2017CZ10DEER2017 | 0
42958.3843 | Appl-CW-Front-ElecDHW-GasDry-Tier3 | SFm | 2017 | CZ11 | rDXGF | -1 | Household | 1 | 1948.8 | 1 | 0 | 0 | -22.7 | 0 | 1.9 | 0 | -0.1 | 0.2 | -0.2 | 0.4 | 0 | 0 | 21.7 | 0 | 9.71 | 10.2 | -0.47 | 0 | 0.001 | 0 | -0.003 | 1.5 | 0 | 0 | -23.6 | 0 | 1.5 | 0 | 0 | 0.2 | -0.2 | 0.4 | 0 | 0 | 23.5 | 0 | 9.08 | 9.45 | -0.37 | 0 | 0.001 | 0 | -0.003 | PreCW-Front-ElecDHW-GasDry | Appl-CW-Front-ElecDHW-GasDry-Tier3AnySFm2017CZ11DEER2017 | 0
42958.3843 | Appl-CW-Front-ElecDHW-GasDry-Tier3 | SFm | 2017 | CZ12 | rDXGF | -1 | Household | 1 | 1948.8 | 1.1 | 0 | 0 | -22.6 | 0 | 1.2 | 0 | 0 | 0.1 | -0.1 | 0.3 | 0 | 0 | 22.3 | 0 | 9.77 | 10.2 | -0.41 | 0 | 0.001 | 0 | -0.003 | 1.8 | 0 | 0 | -23.6 | 0 | 1 | 0 | 0 | 0.1 | -0.1 | 0.3 | 0 | 0 | 24.2 | 0 | 9.13 | 9.45 | -0.33 | 0 | 0.001 | 0 | -0.003 | PreCW-Front-ElecDHW-GasDry | Appl-CW-Front-ElecDHW-GasDry-Tier3AnySFm2017CZ12DEER2017 | 0
42958.3843 | Appl-CW-Front-ElecDHW-GasDry-Tier3 | SFm | 2017 | CZ13 | rDXGF | -1 | Household | 1 | 1948.8 | 1.1 | 0 | 0 | -22.7 | 0 | 1.8 | 0 | -0.1 | 0.5 | -0.1 | 0.7 | 0 | 0 | 21.4 | 0 | 9.77 | 10.2 | -0.41 | 0 | 0.002 | 0 | -0.003 | 1.5 | 0 | 0 | -23.6 | 0 | 1.7 | 0 | -0.1 | 0.2 | -0.1 | 0.4 | 0 | 0 | 23.2 | 0 | 9.13 | 9.45 | -0.33 | 0 | 0.001 | 0 | -0.003 | PreCW-Front-ElecDHW-GasDry | Appl-CW-Front-ElecDHW-GasDry-Tier3AnySFm2017CZ13DEER2017 | 0
42958.3843 | Appl-CW-Front-ElecDHW-GasDry-Tier3 | SFm | 2017 | CZ14 | rDXGF | -1 | Household | 1 | 2160.9 | 2 | 0 | 0 | -22.7 | 0 | 2.7 | 0 | -0.1 | 0.1 | -0.2 | 0.4 | 0 | 0 | 21.9 | 0 | 9.66 | 10.2 | -0.52 | 0 | 0.001 | 0 | -0.003 | 2.4 | 0 | 0 | -23.6 | 0 | 2.2 | 0 | -0.1 | 0.1 | -0.2 | 0.3 | 0 | 0 | 23.7 | 0 | 9.06 | 9.45 | -0.4 | 0 | 0.001 | 0 | -0.003 | PreCW-Front-ElecDHW-GasDry | Appl-CW-Front-ElecDHW-GasDry-Tier3AnySFm2017CZ14DEER2017 | 0
42958.3843 | Appl-CW-Front-ElecDHW-GasDry-Tier3 | SFm | 2017 | CZ15 | rDXGF | -1 | Household | 1 | 2160.9 | -0.7 | 0 | 0 | -22.7 | 0 | 3.6 | 0 | -0.1 | 0.4 | -0.1 | 0.5 | 0 | 0 | 18 | 0 | 9.96 | 10.2 | -0.22 | 0 | 0 | 0 | -0.003 | -0.6 | 0 | 0 | -23.6 | 0 | 3.1 | 0 | -0.1 | 0.3 | -0.1 | 0.4 | 0 | 0 | 19.5 | 0 | 9.28 | 9.45 | -0.18 | 0 | 0 | 0 | -0.003 | PreCW-Front-ElecDHW-GasDry | Appl-CW-Front-ElecDHW-GasDry-Tier3AnySFm2017CZ15DEER2017 | 0
42958.3843 | Appl-CW-Front-ElecDHW-GasDry-Tier3 | SFm | 2017 | CZ16 | rDXGF | -1 | Household | 1 | 2295.6 | 2.4 | 0 | 0 | -22.6 | 0 | 0.2 | 0 | -0.1 | -0.2 | -0.1 | 0 | 0 | 0 | 25.1 | 0 | 9.7 | 10.2 | -0.47 | 0 | 0.001 | 0 | -0.003 | 4 | 0 | 0 | -23.5 | 0 | 0.5 | 0 | 0 | -0.1 | -0.1 | 0.1 | 0 | 0 | 27.2 | 0 | 9.07 | 9.45 | -0.37 | 0 | 0.001 | 0 | -0.003 | PreCW-Front-ElecDHW-GasDry | Appl-CW-Front-ElecDHW-GasDry-Tier3AnySFm2017CZ16DEER2017 | 0
42958.3843 | Appl-CW-Front-GasDHW-ElecDry-Tier1 | DMo | MH00 | CZ01 | rDXGF | -1 | Household | 1 | 1242 | 129 | 0 | 0 | 129 | 0 | 0 | 0 | -0.1 | -0.2 | -0.2 | 0 | 0 | 0 | 0 | 0 | -0.22 | 0 | -0.44 | 0.22 | 0.018 | 0 | 0.018 | 113 | 0 | 0 | 113 | 0 | 0 | 0 | -0.1 | -0.2 | -0.2 | 0 | 0 | 0 | 0 | 0 | -0.05 | 0 | -0.34 | 0.29 | 0.016 | 0 | 0.016 | PreCW-Front-GasDHW-ElecDry | Appl-CW-Front-GasDHW-ElecDry-Tier1AnyDMoMH00CZ01DEER2017 | 0
42958.3843 | Appl-CW-Front-GasDHW-ElecDry-Tier1 | DMo | MH00 | CZ02 | rDXGF | -1 | Household | 1 | 1242 | 130 | 0 | 0 | 129 | 0 | 1.7 | 0 | 0 | 0 | -0.2 | 0.2 | 0 | 0 | 0 | 0 | -0.15 | 0 | -0.36 | 0.2 | 0.013 | 0 | 0.018 | 114 | 0 | 0 | 113 | 0 | 1.4 | 0 | 0 | 0 | -0.2 | 0.2 | 0 | 0 | 0 | 0 | -0.01 | 0 | -0.29 | 0.27 | 0.01 | 0 | 0.015 | PreCW-Front-GasDHW-ElecDry | Appl-CW-Front-GasDHW-ElecDry-Tier1AnyDMoMH00CZ02DEER2017 | 0
42958.3843 | Appl-CW-Front-GasDHW-ElecDry-Tier1 | DMo | MH00 | CZ03 | rDXGF | -1 | Household | 1 | 1242 | 129 | 0 | 0 | 129 | 0 | 0.7 | 0 | 0 | -0.1 | -0.3 | 0.1 | 0 | 0 | 0 | 0 | -0.21 | 0 | -0.42 | 0.2 | 0.021 | 0 | 0.017 | 113 | 0 | 0 | 113 | 0 | 0.6 | 0 | 0 | -0.1 | -0.2 | 0.1 | 0 | 0 | 0 | 0 | -0.05 | 0 | -0.33 | 0.27 | 0.018 | 0 | 0.015 | PreCW-Front-GasDHW-ElecDry | Appl-CW-Front-GasDHW-ElecDry-Tier1AnyDMoMH00CZ03DEER2017 | 0
42958.3843 | Appl-CW-Front-GasDHW-ElecDry-Tier1 | DMo | MH00 | CZ04 | rDXGF | -1 | Household | 1 | 1242 | 131 | 0 | 0 | 129 | 0 | 2.1 | 0 | 0 | 0 | -0.3 | 0.3 | 0 | 0 | 0 | 0 | -0.19 | 0 | -0.39 | 0.2 | 0.02 | 0 | 0.018 | 116 | 0 | 0 | 113 | 0 | 2.8 | 0 | 0 | 0.2 | -0.2 | 0.4 | 0 | 0 | 0 | 0 | -0.04 | 0 | -0.31 | 0.27 | 0.018 | 0 | 0.016 | PreCW-Front-GasDHW-ElecDry | Appl-CW-Front-GasDHW-ElecDry-Tier1AnyDMoMH00CZ04DEER2017 | 0
42958.3843 | Appl-CW-Front-GasDHW-ElecDry-Tier1 | DMo | MH00 | CZ05 | rDXGF | -1 | Household | 1 | 1242 | 129 | 0 | 0 | 129 | 0 | 0.6 | 0 | -0.1 | -0.3 | -0.4 | 0.1 | 0 | 0 | 0 | 0 | -0.44 | 0 | -0.65 | 0.21 | 0.02 | 0 | 0.018 | 113 | 0 | 0 | 113 | 0 | 0.5 | 0 | -0.1 | -0.2 | -0.3 | 0.1 | 0 | 0 | 0 | 0 | -0.25 | 0 | -0.53 | 0.28 | 0.018 | 0 | 0.015 | PreCW-Front-GasDHW-ElecDry | Appl-CW-Front-GasDHW-ElecDry-Tier1AnyDMoMH00CZ05DEER2017 | 0
42958.3843 | Appl-CW-Front-GasDHW-ElecDry-Tier1 | DMo | MH00 | CZ06 | rDXGF | -1 | Household | 1 | 1242 | 131 | 0 | 0 | 129 | 0 | 1.9 | 0 | 0 | 0.1 | -0.2 | 0.3 | 0 | 0 | 0 | 0 | -0.14 | 0 | -0.33 | 0.2 | 0.02 | 0 | 0.018 | 114 | 0 | 0 | 113 | 0 | 1.5 | 0 | 0 | 0 | -0.2 | 0.2 | 0 | 0 | 0 | 0 | 0 | 0 | -0.26 | 0.26 | 0.017 | 0 | 0.016 | PreCW-Front-GasDHW-ElecDry | Appl-CW-Front-GasDHW-ElecDry-Tier1AnyDMoMH00CZ06DEER2017 | 0
42958.3843 | Appl-CW-Front-GasDHW-ElecDry-Tier1 | DMo | MH00 | CZ07 | rDXGF | -1 | Household | 1 | 1242 | 131 | 0 | 0 | 129 | 0 | 1.7 | 0 | 0 | 0 | -0.2 | 0.2 | 0 | 0 | 0 | 0 | -0.08 | 0 | -0.28 | 0.19 | 0.019 | 0 | 0.018 | 114 | 0 | 0 | 113 | 0 | 1.3 | 0 | 0 | 0 | -0.1 | 0.1 | 0 | 0 | 0 | 0 | 0.04 | 0 | -0.22 | 0.25 | 0.017 | 0 | 0.016 | PreCW-Front-GasDHW-ElecDry | Appl-CW-Front-GasDHW-ElecDry-Tier1AnyDMoMH00CZ07DEER2017 | 0
42958.3843 | Appl-CW-Front-GasDHW-ElecDry-Tier1 | DMo | MH00 | CZ08 | rDXGF | -1 | Household | 1 | 1242 | 132 | 0 | 0 | 129 | 0 | 2.8 | 0 | 0 | 0.2 | -0.1 | 0.3 | 0 | 0 | 0 | 0 | -0.08 | 0 | -0.26 | 0.19 | 0.019 | 0 | 0.017 | 115 | 0 | 0 | 113 | 0 | 2.2 | 0 | 0 | 0.2 | -0.1 | 0.3 | 0 | 0 | 0 | 0 | 0.04 | 0 | -0.21 | 0.25 | 0.016 | 0 | 0.015 | PreCW-Front-GasDHW-ElecDry | Appl-CW-Front-GasDHW-ElecDry-Tier1AnyDMoMH00CZ08DEER2017 | 0
42958.3843 | Appl-CW-Front-GasDHW-ElecDry-Tier1 | DMo | MH00 | CZ09 | rDXGF | -1 | Household | 1 | 1242 | 132 | 0 | 0 | 129 | 0 | 3.4 | 0 | 0 | 0.2 | -0.2 | 0.4 | 0 | 0 | 0 | 0 | -0.13 | 0 | -0.31 | 0.18 | 0.021 | 0 | 0.017 | 116 | 0 | 0 | 113 | 0 | 2.8 | 0 | 0 | 0.2 | -0.2 | 0.3 | 0 | 0 | 0 | 0 | 0 | 0 | -0.24 | 0.25 | 0.018 | 0 | 0.015 | PreCW-Front-GasDHW-ElecDry | Appl-CW-Front-GasDHW-ElecDry-Tier1AnyDMoMH00CZ09DEER2017 | 0
42958.3843 | Appl-CW-Front-GasDHW-ElecDry-Tier1 | DMo | MH00 | CZ10 | rDXGF | -1 | Household | 1 | 1242 | 133 | 0 | 0 | 129 | 0 | 3.9 | 0 | -0.1 | 0.3 | -0.2 | 0.5 | 0 | 0 | 0 | 0 | -0.09 | 0 | -0.27 | 0.18 | 0.02 | 0 | 0.018 | 116 | 0 | 0 | 113 | 0 | 3.2 | 0 | -0.1 | 0.2 | -0.2 | 0.4 | 0 | 0 | 0 | 0 | 0.03 | 0 | -0.21 | 0.25 | 0.018 | 0 | 0.016 | PreCW-Front-GasDHW-ElecDry | Appl-CW-Front-GasDHW-ElecDry-Tier1AnyDMoMH00CZ10DEER2017 | 0
42958.3843 | Appl-CW-Front-GasDHW-ElecDry-Tier1 | DMo | MH00 | CZ11 | rDXGF | -1 | Household | 1 | 1242 | 132 | 0 | 0 | 129 | 0 | 2.7 | 0 | -0.1 | 0.1 | -0.2 | 0.3 | 0 | 0 | 0 | 0 | -0.15 | 0 | -0.34 | 0.19 | 0.019 | 0 | 0.018 | 115 | 0 | 0 | 113 | 0 | 2.1 | 0 | -0.1 | 0 | -0.2 | 0.2 | 0 | 0 | 0 | 0 | -0.01 | 0 | -0.26 | 0.25 | 0.017 | 0 | 0.016 | PreCW-Front-GasDHW-ElecDry | Appl-CW-Front-GasDHW-ElecDry-Tier1AnyDMoMH00CZ11DEER2017 | 0
42958.3843 | Appl-CW-Front-GasDHW-ElecDry-Tier1 | DMo | MH00 | CZ12 | rDXGF | -1 | Household | 1 | 1242 | 131 | 0 | 0 | 129 | 0 | 2.6 | 0 | 0 | 0.1 | -0.3 | 0.3 | 0 | 0 | 0 | 0 | -0.2 | 0 | -0.39 | 0.2 | 0.019 | 0 | 0.018 | 115 | 0 | 0 | 113 | 0 | 2.1 | 0 | 0 | 0 | -0.2 | 0.3 | 0 | 0 | 0 | 0 | -0.06 | 0 | -0.32 | 0.26 | 0.017 | 0 | 0.016 | PreCW-Front-GasDHW-ElecDry | Appl-CW-Front-GasDHW-ElecDry-Tier1AnyDMoMH00CZ12DEER2017 | 0
42958.3843 | Appl-CW-Front-GasDHW-ElecDry-Tier1 | DMo | MH00 | CZ13 | rDXGF | -1 | Household | 1 | 1242 | 132 | 0 | 0 | 129 | 0 | 3.4 | 0 | 0 | 0.2 | -0.2 | 0.5 | 0 | 0 | 0 | 0 | -0.18 | 0 | -0.37 | 0.19 | 0.02 | 0 | 0.017 | 115 | 0 | 0 | 113 | 0 | 2.5 | 0 | 0 | 0.1 | -0.2 | 0.3 | 0 | 0 | 0 | 0 | -0.05 | 0 | -0.3 | 0.25 | 0.017 | 0 | 0.015 | PreCW-Front-GasDHW-ElecDry | Appl-CW-Front-GasDHW-ElecDry-Tier1AnyDMoMH00CZ13DEER2017 | 0
42958.3843 | Appl-CW-Front-GasDHW-ElecDry-Tier1 | DMo | MH00 | CZ14 | rDXGF | -1 | Household | 1 | 1242 | 132 | 0 | 0 | 129 | 0 | 3 | 0 | 0 | 0.2 | -0.2 | 0.4 | 0 | 0 | 0 | 0 | -0.17 | 0 | -0.36 | 0.19 | 0.019 | 0 | 0.018 | 115 | 0 | 0 | 113 | 0 | 2.4 | 0 | 0 | 0.1 | -0.2 | 0.3 | 0 | 0 | 0 | 0 | -0.03 | 0 | -0.28 | 0.26 | 0.016 | 0 | 0.016 | PreCW-Front-GasDHW-ElecDry | Appl-CW-Front-GasDHW-ElecDry-Tier1AnyDMoMH00CZ14DEER2017 | 0
42958.3843 | Appl-CW-Front-GasDHW-ElecDry-Tier1 | DMo | MH00 | CZ15 | rDXGF | -1 | Household | 1 | 1242 | 134 | 0 | 0 | 129 | 0 | 4.7 | 0 | -0.1 | 0.5 | -0.1 | 0.6 | 0 | 0 | 0 | 0 | 0.03 | 0 | -0.12 | 0.16 | 0.02 | 0 | 0.018 | 117 | 0 | 0 | 113 | 0 | 3.8 | 0 | 0 | 0.4 | -0.1 | 0.5 | 0 | 0 | 0 | 0 | 0.11 | 0 | -0.1 | 0.21 | 0.017 | 0 | 0.016 | PreCW-Front-GasDHW-ElecDry | Appl-CW-Front-GasDHW-ElecDry-Tier1AnyDMoMH00CZ15DEER2017 | 0
42958.3843 | Appl-CW-Front-GasDHW-ElecDry-Tier1 | DMo | MH00 | CZ16 | rDXGF | -1 | Household | 1 | 1242 | 131 | 0 | 0 | 129 | 0 | 1.7 | 0 | 0 | 0 | -0.2 | 0.2 | 0 | 0 | 0 | 0 | -0.14 | 0 | -0.35 | 0.21 | 0.023 | 0 | 0.018 | 114 | 0 | 0 | 113 | 0 | 1.2 | 0 | 0 | 0 | -0.2 | 0.2 | 0 | 0 | 0 | 0 | 0 | 0 | -0.28 | 0.29 | 0.017 | 0 | 0.015 | PreCW-Front-GasDHW-ElecDry | Appl-CW-Front-GasDHW-ElecDry-Tier1AnyDMoMH00CZ16DEER2017 | 0
42958.3843 | Appl-CW-Front-GasDHW-ElecDry-Tier1 | DMo | MH06 | CZ01 | rDXGF | -1 | Household | 1 | 1242 | 129 | 0 | 0 | 129 | 0 | 0 | 0 | 0 | -0.2 | -0.2 | 0 | 0 | 0 | 0 | 0 | -0.31 | 0 | -0.53 | 0.22 | 0.018 | 0 | 0.018 | 113 | 0 | 0 | 113 | 0 | 0 | 0 | 0 | -0.2 | -0.2 | 0 | 0 | 0 | 0 | 0 | -0.12 | 0 | -0.41 | 0.29 | 0.016 | 0 | 0.016 | PreCW-Front-GasDHW-ElecDry | Appl-CW-Front-GasDHW-ElecDry-Tier1AnyDMoMH06CZ01DEER2017 | 0
42958.3843 | Appl-CW-Front-GasDHW-ElecDry-Tier1 | DMo | MH06 | CZ02 | rDXGF | -1 | Household | 1 | 1242 | 131 | 0 | 0 | 129 | 0 | 1.8 | 0 | -0.1 | 0.1 | -0.3 | 0.3 | 0 | 0 | 0 | 0 | -0.2 | 0 | -0.4 | 0.2 | 0.019 | 0 | 0.018 | 114 | 0 | 0 | 113 | 0 | 1.4 | 0 | -0.1 | 0.1 | -0.2 | 0.2 | 0 | 0 | 0 | 0 | -0.05 | 0 | -0.32 | 0.27 | 0.017 | 0 | 0.016 | PreCW-Front-GasDHW-ElecDry | Appl-CW-Front-GasDHW-ElecDry-Tier1AnyDMoMH06CZ02DEER2017 | 0
42958.3843 | Appl-CW-Front-GasDHW-ElecDry-Tier1 | DMo | MH06 | CZ03 | rDXGF | -1 | Household | 1 | 1242 | 130 | 0 | 0 | 129 | 0 | 0.8 | 0 | 0 | 0 | -0.1 | 0.1 | 0 | 0 | 0 | 0 | -0.05 | 0 | -0.26 | 0.21 | 0.02 | 0 | 0.018 | 114 | 0 | 0 | 113 | 0 | 0.7 | 0 | 0 | 0 | -0.1 | 0.1 | 0 | 0 | 0 | 0 | 0.07 | 0 | -0.2 | 0.28 | 0.017 | 0 | 0.016 | PreCW-Front-GasDHW-ElecDry | Appl-CW-Front-GasDHW-ElecDry-Tier1AnyDMoMH06CZ03DEER2017 | 0
42958.3843 | Appl-CW-Front-GasDHW-ElecDry-Tier1 | DMo | MH06 | CZ04 | rDXGF | -1 | Household | 1 | 1242 | 131 | 0 | 0 | 129 | 0 | 1.8 | 0 | 0 | 0.1 | -0.2 | 0.3 | 0 | 0 | 0 | 0 | -0.14 | 0 | -0.34 | 0.2 | 0.019 | 0 | 0.018 | 114 | 0 | 0 | 113 | 0 | 1.5 | 0 | 0 | 0.1 | -0.1 | 0.2 | 0 | 0 | 0 | 0 | -0.01 | 0 | -0.28 | 0.27 | 0.017 | 0 | 0.016 | PreCW-Front-GasDHW-ElecDry | Appl-CW-Front-GasDHW-ElecDry-Tier1AnyDMoMH06CZ04DEER2017 | 0
42958.3843 | Appl-CW-Front-GasDHW-ElecDry-Tier1 | DMo | MH06 | CZ05 | rDXGF | -1 | Household | 1 | 1242 | 129 | 0 | 0 | 129 | 0 | 0.7 | 0 | -0.1 | -0.2 | -0.2 | 0.1 | 0 | 0 | 0 | 0 | -0.23 | 0 | -0.43 | 0.2 | 0.019 | 0 | 0.018 | 113 | 0 | 0 | 113 | 0 | 0.5 | 0 | -0.1 | -0.1 | -0.2 | 0.1 | 0 | 0 | 0 | 0 | -0.07 | 0 | -0.35 | 0.27 | 0.016 | 0 | 0.015 | PreCW-Front-GasDHW-ElecDry | Appl-CW-Front-GasDHW-ElecDry-Tier1AnyDMoMH06CZ05DEER2017 | 0
42958.3843 | Appl-CW-Front-GasDHW-ElecDry-Tier1 | DMo | MH06 | CZ06 | rDXGF | -1 | Household | 1 | 1242 | 131 | 0 | 0 | 129 | 0 | 1.8 | 0 | 0 | 0.2 | 0 | 0.3 | 0 | 0 | 0 | 0 | 0.14 | 0 | -0.06 | 0.19 | 0.019 | 0 | 0.018 | 115 | 0 | 0 | 113 | 0 | 1.5 | 0 | 0 | 0.2 | 0 | 0.2 | 0 | 0 | 0 | 0 | 0.21 | 0 | -0.05 | 0.25 | 0.016 | 0 | 0.016 | PreCW-Front-GasDHW-ElecDry | Appl-CW-Front-GasDHW-ElecDry-Tier1AnyDMoMH06CZ06DEER2017 | 0
42958.3843 | Appl-CW-Front-GasDHW-ElecDry-Tier1 | DMo | MH06 | CZ07 | rDXGF | -1 | Household | 1 | 1242 | 132 | 0 | 0 | 129 | 0 | 2.8 | 0 | 0 | 0.4 | -0.1 | 0.5 | 0 | 0 | 0 | 0 | 0.07 | 0 | -0.12 | 0.19 | 0.019 | 0 | 0.018 | 116 | 0 | 0 | 113 | 0 | 2.4 | 0 | 0 | 0.3 | -0.1 | 0.4 | 0 | 0 | 0 | 0 | 0.16 | 0 | -0.1 | 0.25 | 0.017 | 0 | 0.016 | PreCW-Front-GasDHW-ElecDry | Appl-CW-Front-GasDHW-ElecDry-Tier1AnyDMoMH06CZ07DEER2017 | 0
42958.3843 | Appl-CW-Front-GasDHW-ElecDry-Tier1 | DMo | MH06 | CZ08 | rDXGF | -1 | Household | 1 | 1242 | 132 | 0 | 0 | 129 | 0 | 3.1 | 0 | -0.1 | 0.5 | -0.1 | 0.5 | 0 | 0 | 0 | 0 | 0 | 0 | -0.19 | 0.19 | 0.019 | 0 | 0.018 | 116 | 0 | 0 | 113 | 0 | 2.6 | 0 | -0.1 | 0.4 | -0.1 | 0.4 | 0 | 0 | 0 | 0 | 0.11 | 0 | -0.14 | 0.25 | 0.016 | 0 | 0.016 | PreCW-Front-GasDHW-ElecDry | Appl-CW-Front-GasDHW-ElecDry-Tier1AnyDMoMH06CZ08DEER2017 | 0
42958.3843 | Appl-CW-Front-GasDHW-ElecDry-Tier1 | DMo | MH06 | CZ09 | rDXGF | -1 | Household | 1 | 1242 | 132 | 0 | 0 | 129 | 0 | 2.7 | 0 | 0 | 0.4 | -0.1 | 0.4 | 0 | 0 | 0 | 0 | -0.03 | 0 | -0.22 | 0.19 | 0.019 | 0 | 0.018 | 115 | 0 | 0 | 113 | 0 | 2.2 | 0 | 0 | 0.3 | -0.1 | 0.3 | 0 | 0 | 0 | 0 | 0.08 | 0 | -0.17 | 0.25 | 0.017 | 0 | 0.016 | PreCW-Front-GasDHW-ElecDry | Appl-CW-Front-GasDHW-ElecDry-Tier1AnyDMoMH06CZ09DEER2017 | 0
42958.3843 | Appl-CW-Front-GasDHW-ElecDry-Tier1 | DMo | MH06 | CZ10 | rDXGF | -1 | Household | 1 | 1242 | 132 | 0 | 0 | 129 | 0 | 2.8 | 0 | -0.1 | 0.3 | -0.2 | 0.5 | 0 | 0 | 0 | 0 | -0.1 | 0 | -0.28 | 0.18 | 0.019 | 0 | 0.018 | 115 | 0 | 0 | 113 | 0 | 2.2 | 0 | -0.1 | 0.3 | -0.1 | 0.4 | 0 | 0 | 0 | 0 | 0.02 | 0 | -0.22 | 0.25 | 0.016 | 0 | 0.015 | PreCW-Front-GasDHW-ElecDry | Appl-CW-Front-GasDHW-ElecDry-Tier1AnyDMoMH06CZ10DEER2017 | 0
42958.3843 | Appl-CW-Front-GasDHW-ElecDry-Tier1 | DMo | MH06 | CZ11 | rDXGF | -1 | Household | 1 | 1242 | 131 | 0 | 0 | 129 | 0 | 2.2 | 0 | 0 | 0.2 | -0.1 | 0.3 | 0 | 0 | 0 | 0 | -0.09 | 0 | -0.27 | 0.19 | 0.019 | 0 | 0.018 | 115 | 0 | 0 | 113 | 0 | 1.8 | 0 | 0 | 0.2 | -0.1 | 0.3 | 0 | 0 | 0 | 0 | 0.03 | 0 | -0.22 | 0.25 | 0.017 | 0 | 0.015 | PreCW-Front-GasDHW-ElecDry | Appl-CW-Front-GasDHW-ElecDry-Tier1AnyDMoMH06CZ11DEER2017 | 0
42958.3843 | Appl-CW-Front-GasDHW-ElecDry-Tier1 | DMo | MH06 | CZ12 | rDXGF | -1 | Household | 1 | 1242 | 131 | 0 | 0 | 129 | 0 | 2.1 | 0 | -0.1 | 0.1 | -0.2 | 0.4 | 0 | 0 | 0 | 0 | -0.17 | 0 | -0.37 | 0.2 | 0.019 | 0 | 0.017 | 115 | 0 | 0 | 113 | 0 | 1.7 | 0 | -0.1 | 0.1 | -0.2 | 0.3 | 0 | 0 | 0 | 0 | -0.03 | 0 | -0.29 | 0.26 | 0.017 | 0 | 0.015 | PreCW-Front-GasDHW-ElecDry | Appl-CW-Front-GasDHW-ElecDry-Tier1AnyDMoMH06CZ12DEER2017 | 0
42958.3843 | Appl-CW-Front-GasDHW-ElecDry-Tier1 | DMo | MH06 | CZ13 | rDXGF | -1 | Household | 1 | 1242 | 132 | 0 | 0 | 129 | 0 | 2.6 | 0 | 0 | 0.2 | -0.2 | 0.4 | 0 | 0 | 0 | 0 | -0.13 | 0 | -0.31 | 0.18 | 0.02 | 0 | 0.018 | 115 | 0 | 0 | 113 | 0 | 2.1 | 0 | 0 | 0.2 | -0.2 | 0.4 | 0 | 0 | 0 | 0 | -0.01 | 0 | -0.25 | 0.25 | 0.017 | 0 | 0.015 | PreCW-Front-GasDHW-ElecDry | Appl-CW-Front-GasDHW-ElecDry-Tier1AnyDMoMH06CZ13DEER2017 | 0
42958.3843 | Appl-CW-Front-GasDHW-ElecDry-Tier1 | DMo | MH06 | CZ14 | rDXGF | -1 | Household | 1 | 1242 | 132 | 0 | 0 | 129 | 0 | 2.7 | 0 | 0 | 0.3 | -0.1 | 0.4 | 0 | 0 | 0 | 0 | -0.14 | 0 | -0.33 | 0.19 | 0.019 | 0 | 0.017 | 115 | 0 | 0 | 113 | 0 | 2.2 | 0 | 0 | 0.2 | -0.1 | 0.3 | 0 | 0 | 0 | 0 | 0 | 0 | -0.26 | 0.25 | 0.017 | 0 | 0.015 | PreCW-Front-GasDHW-ElecDry | Appl-CW-Front-GasDHW-ElecDry-Tier1AnyDMoMH06CZ14DEER2017 | 0
42958.3843 | Appl-CW-Front-GasDHW-ElecDry-Tier1 | DMo | MH06 | CZ15 | rDXGF | -1 | Household | 1 | 1242 | 133 | 0 | 0 | 129 | 0 | 3.6 | 0 | 0 | 0.4 | -0.1 | 0.5 | 0 | 0 | 0 | 0 | 0.04 | 0 | -0.11 | 0.15 | 0.019 | 0 | 0.018 | 116 | 0 | 0 | 113 | 0 | 2.9 | 0 | 0 | 0.3 | -0.1 | 0.4 | 0 | 0 | 0 | 0 | 0.12 | 0 | -0.08 | 0.21 | 0.017 | 0 | 0.016 | PreCW-Front-GasDHW-ElecDry | Appl-CW-Front-GasDHW-ElecDry-Tier1AnyDMoMH06CZ15DEER2017 | 0
42958.3843 | Appl-CW-Front-GasDHW-ElecDry-Tier1 | DMo | MH06 | CZ16 | rDXGF | -1 | Household | 1 | 1242 | 130 | 0 | 0 | 129 | 0 | 1.5 | 0 | -0.1 | 0 | -0.2 | 0.2 | 0 | 0 | 0 | 0 | -0.14 | 0 | -0.36 | 0.22 | 0.019 | 0 | 0.018 | 114 | 0 | 0 | 113 | 0 | 1.3 | 0 | -0.1 | 0 | -0.1 | 0.2 | 0 | 0 | 0 | 0 | 0.01 | 0 | -0.29 | 0.29 | 0.017 | 0 | 0.015 | PreCW-Front-GasDHW-ElecDry | Appl-CW-Front-GasDHW-ElecDry-Tier1AnyDMoMH06CZ16DEER2017 | 0
42958.3843 | Appl-CW-Front-GasDHW-ElecDry-Tier1 | DMo | MH15 | CZ01 | rDXGF | -1 | Household | 1 | 1242 | 129 | 0 | 0 | 129 | 0 | 0 | 0 | -0.1 | -0.3 | -0.3 | 0 | 0 | 0 | 0 | 0 | -0.27 | 0 | -0.5 | 0.22 | 0.018 | 0 | 0.018 | 113 | 0 | 0 | 113 | 0 | 0 | 0 | -0.1 | -0.2 | -0.2 | 0 | 0 | 0 | 0 | 0 | -0.09 | 0 | -0.39 | 0.29 | 0.016 | 0 | 0.016 | PreCW-Front-GasDHW-ElecDry | Appl-CW-Front-GasDHW-ElecDry-Tier1AnyDMoMH15CZ01DEER2017 | 0
42958.3843 | Appl-CW-Front-GasDHW-ElecDry-Tier1 | DMo | MH15 | CZ02 | rDXGF | -1 | Household | 1 | 1242 | 130 | 0 | 0 | 129 | 0 | 1.7 | 0 | -0.1 | 0 | -0.2 | 0.2 | 0 | 0 | 0 | 0 | -0.21 | 0 | -0.41 | 0.2 | 0.017 | 0 | 0.018 | 114 | 0 | 0 | 113 | 0 | 1.4 | 0 | 0 | 0 | -0.2 | 0.2 | 0 | 0 | 0 | 0 | -0.06 | 0 | -0.33 | 0.27 | 0.015 | 0 | 0.015 | PreCW-Front-GasDHW-ElecDry | Appl-CW-Front-GasDHW-ElecDry-Tier1AnyDMoMH15CZ02DEER2017 | 0
42958.3843 | Appl-CW-Front-GasDHW-ElecDry-Tier1 | DMo | MH15 | CZ03 | rDXGF | -1 | Household | 1 | 1242 | 129 | 0 | 0 | 129 | 0 | 0.7 | 0 | -0.1 | -0.1 | -0.2 | 0.1 | 0 | 0 | 0 | 0 | -0.2 | 0 | -0.41 | 0.21 | 0.02 | 0 | 0.018 | 113 | 0 | 0 | 113 | 0 | 0.6 | 0 | -0.1 | -0.1 | -0.1 | 0.1 | 0 | 0 | 0 | 0 | -0.05 | 0 | -0.32 | 0.28 | 0.017 | 0 | 0.015 | PreCW-Front-GasDHW-ElecDry | Appl-CW-Front-GasDHW-ElecDry-Tier1AnyDMoMH15CZ03DEER2017 | 0
42958.3843 | Appl-CW-Front-GasDHW-ElecDry-Tier1 | DMo | MH15 | CZ04 | rDXGF | -1 | Household | 1 | 1242 | 130 | 0 | 0 | 129 | 0 | 1.6 | 0 | -0.1 | 0.1 | -0.1 | 0.2 | 0 | 0 | 0 | 0 | -0.15 | 0 | -0.35 | 0.2 | 0.019 | 0 | 0.018 | 114 | 0 | 0 | 113 | 0 | 1.5 | 0 | -0.1 | 0.1 | -0.1 | 0.2 | 0 | 0 | 0 | 0 | -0.02 | 0 | -0.28 | 0.27 | 0.016 | 0 | 0.016 | PreCW-Front-GasDHW-ElecDry | Appl-CW-Front-GasDHW-ElecDry-Tier1AnyDMoMH15CZ04DEER2017 | 0
42958.3843 | Appl-CW-Front-GasDHW-ElecDry-Tier1 | DMo | MH15 | CZ05 | rDXGF | -1 | Household | 1 | 1242 | 129 | 0 | 0 | 129 | 0 | 0.6 | 0 | 0 | -0.1 | -0.2 | 0.1 | 0 | 0 | 0 | 0 | -0.29 | 0 | -0.49 | 0.2 | 0.019 | 0 | 0.018 | 113 | 0 | 0 | 113 | 0 | 0.5 | 0 | 0 | -0.1 | -0.1 | 0.1 | 0 | 0 | 0 | 0 | -0.12 | 0 | -0.39 | 0.27 | 0.017 | 0 | 0.016 | PreCW-Front-GasDHW-ElecDry | Appl-CW-Front-GasDHW-ElecDry-Tier1AnyDMoMH15CZ05DEER2017 | 0
42958.3843 | Appl-CW-Front-GasDHW-ElecDry-Tier1 | DMo | MH15 | CZ06 | rDXGF | -1 | Household | 1 | 1242 | 131 | 0 | 0 | 129 | 0 | 1.8 | 0 | 0 | 0.1 | -0.1 | 0.3 | 0 | 0 | 0 | 0 | -0.09 | 0 | -0.28 | 0.19 | 0.019 | 0 | 0.018 | 114 | 0 | 0 | 113 | 0 | 1.5 | 0 | 0 | 0.1 | -0.1 | 0.2 | 0 | 0 | 0 | 0 | 0.03 | 0 | -0.22 | 0.25 | 0.017 | 0 | 0.015 | PreCW-Front-GasDHW-ElecDry | Appl-CW-Front-GasDHW-ElecDry-Tier1AnyDMoMH15CZ06DEER2017 | 0
42958.3843 | Appl-CW-Front-GasDHW-ElecDry-Tier1 | DMo | MH15 | CZ07 | rDXGF | -1 | Household | 1 | 1242 | 132 | 0 | 0 | 129 | 0 | 2.4 | 0 | -0.1 | 0.4 | -0.1 | 0.5 | 0 | 0 | 0 | 0 | 0.04 | 0 | -0.14 | 0.19 | 0.019 | 0 | 0.018 | 115 | 0 | 0 | 113 | 0 | 1.7 | 0 | 0 | 0.3 | -0.1 | 0.3 | 0 | 0 | 0 | 0 | 0.13 | 0 | -0.12 | 0.25 | 0.017 | 0 | 0.015 | PreCW-Front-GasDHW-ElecDry | Appl-CW-Front-GasDHW-ElecDry-Tier1AnyDMoMH15CZ07DEER2017 | 0
42958.3843 | Appl-CW-Front-GasDHW-ElecDry-Tier1 | DMo | MH15 | CZ08 | rDXGF | -1 | Household | 1 | 1242 | 132 | 0 | 0 | 129 | 0 | 2.7 | 0 | 0 | 0.4 | 0 | 0.5 | 0 | 0 | 0 | 0 | 0 | 0 | -0.19 | 0.19 | 0.019 | 0 | 0.017 | 115 | 0 | 0 | 113 | 0 | 2.2 | 0 | 0 | 0.3 | 0 | 0.4 | 0 | 0 | 0 | 0 | 0.1 | 0 | -0.14 | 0.25 | 0.017 | 0 | 0.015 | PreCW-Front-GasDHW-ElecDry | Appl-CW-Front-GasDHW-ElecDry-Tier1AnyDMoMH15CZ08DEER2017 | 0
42958.3843 | Appl-CW-Front-GasDHW-ElecDry-Tier1 | DMo | MH15 | CZ09 | rDXGF | -1 | Household | 1 | 1242 | 132 | 0 | 0 | 129 | 0 | 3.1 | 0 | -0.1 | 0.4 | -0.2 | 0.5 | 0 | 0 | 0 | 0 | -0.04 | 0 | -0.22 | 0.19 | 0.019 | 0 | 0.018 | 116 | 0 | 0 | 113 | 0 | 2.7 | 0 | -0.1 | 0.4 | -0.1 | 0.4 | 0 | 0 | 0 | 0 | 0.07 | 0 | -0.17 | 0.25 | 0.016 | 0 | 0.015 | PreCW-Front-GasDHW-ElecDry | Appl-CW-Front-GasDHW-ElecDry-Tier1AnyDMoMH15CZ09DEER2017 | 0
42958.3843 | Appl-CW-Front-GasDHW-ElecDry-Tier1 | DMo | MH15 | CZ10 | rDXGF | -1 | Household | 1 | 1242 | 131 | 0 | 0 | 129 | 0 | 2.5 | 0 | 0 | 0.3 | -0.1 | 0.4 | 0 | 0 | 0 | 0 | -0.07 | 0 | -0.26 | 0.18 | 0.019 | 0 | 0.018 | 115 | 0 | 0 | 113 | 0 | 2 | 0 | 0 | 0.2 | -0.1 | 0.3 | 0 | 0 | 0 | 0 | 0.05 | 0 | -0.2 | 0.25 | 0.017 | 0 | 0.016 | PreCW-Front-GasDHW-ElecDry | Appl-CW-Front-GasDHW-ElecDry-Tier1AnyDMoMH15CZ10DEER2017 | 0
42958.3843 | Appl-CW-Front-GasDHW-ElecDry-Tier1 | DMo | MH15 | CZ11 | rDXGF | -1 | Household | 1 | 1242 | 131 | 0 | 0 | 129 | 0 | 2.2 | 0 | 0 | 0.2 | -0.2 | 0.3 | 0 | 0 | 0 | 0 | -0.13 | 0 | -0.32 | 0.19 | 0.019 | 0 | 0.018 | 115 | 0 | 0 | 113 | 0 | 1.8 | 0 | 0 | 0.1 | -0.1 | 0.3 | 0 | 0 | 0 | 0 | 0 | 0 | -0.26 | 0.25 | 0.017 | 0 | 0.015 | PreCW-Front-GasDHW-ElecDry | Appl-CW-Front-GasDHW-ElecDry-Tier1AnyDMoMH15CZ11DEER2017 | 0
42958.3843 | Appl-CW-Front-GasDHW-ElecDry-Tier1 | DMo | MH15 | CZ12 | rDXGF | -1 | Household | 1 | 1242 | 131 | 0 | 0 | 129 | 0 | 2 | 0 | 0 | 0.2 | -0.1 | 0.3 | 0 | 0 | 0 | 0 | -0.14 | 0 | -0.34 | 0.2 | 0.019 | 0 | 0.018 | 114 | 0 | 0 | 113 | 0 | 1.6 | 0 | 0 | 0.1 | -0.1 | 0.2 | 0 | 0 | 0 | 0 | 0 | 0 | -0.27 | 0.26 | 0.016 | 0 | 0.016 | PreCW-Front-GasDHW-ElecDry | Appl-CW-Front-GasDHW-ElecDry-Tier1AnyDMoMH15CZ12DEER2017 | 0
42958.3843 | Appl-CW-Front-GasDHW-ElecDry-Tier1 | DMo | MH15 | CZ13 | rDXGF | -1 | Household | 1 | 1242 | 132 | 0 | 0 | 129 | 0 | 2.8 | 0 | -0.1 | 0.3 | -0.1 | 0.4 | 0 | 0 | 0 | 0 | -0.11 | 0 | -0.3 | 0.18 | 0.019 | 0 | 0.017 | 115 | 0 | 0 | 113 | 0 | 2.3 | 0 | -0.1 | 0.3 | -0.1 | 0.3 | 0 | 0 | 0 | 0 | 0.01 | 0 | -0.24 | 0.25 | 0.016 | 0 | 0.015 | PreCW-Front-GasDHW-ElecDry | Appl-CW-Front-GasDHW-ElecDry-Tier1AnyDMoMH15CZ13DEER2017 | 0
42958.3843 | Appl-CW-Front-GasDHW-ElecDry-Tier1 | DMo | MH15 | CZ14 | rDXGF | -1 | Household | 1 | 1242 | 132 | 0 | 0 | 129 | 0 | 2.7 | 0 | 0 | 0.2 | -0.2 | 0.4 | 0 | 0 | 0 | 0 | -0.14 | 0 | -0.34 | 0.19 | 0.019 | 0 | 0.018 | 115 | 0 | 0 | 113 | 0 | 2.1 | 0 | 0 | 0.2 | -0.1 | 0.3 | 0 | 0 | 0 | 0 | -0.01 | 0 | -0.26 | 0.25 | 0.017 | 0 | 0.016 | PreCW-Front-GasDHW-ElecDry | Appl-CW-Front-GasDHW-ElecDry-Tier1AnyDMoMH15CZ14DEER2017 | 0
42958.3843 | Appl-CW-Front-GasDHW-ElecDry-Tier1 | DMo | MH15 | CZ15 | rDXGF | -1 | Household | 1 | 1242 | 133 | 0 | 0 | 129 | 0 | 4.2 | 0 | 0 | 0.5 | 0 | 0.6 | 0 | 0 | 0 | 0 | 0.04 | 0 | -0.12 | 0.15 | 0.019 | 0 | 0.018 | 117 | 0 | 0 | 113 | 0 | 3.5 | 0 | 0 | 0.5 | 0 | 0.5 | 0 | 0 | 0 | 0 | 0.12 | 0 | -0.09 | 0.21 | 0.017 | 0 | 0.016 | PreCW-Front-GasDHW-ElecDry | Appl-CW-Front-GasDHW-ElecDry-Tier1AnyDMoMH15CZ15DEER2017 | 0
42958.3843 | Appl-CW-Front-GasDHW-ElecDry-Tier1 | DMo | MH15 | CZ16 | rDXGF | -1 | Household | 1 | 1242 | 130 | 0 | 0 | 129 | 0 | 1.2 | 0 | -0.1 | 0 | -0.2 | 0.2 | 0 | 0 | 0 | 0 | -0.14 | 0 | -0.36 | 0.22 | 0.02 | 0 | 0.018 | 114 | 0 | 0 | 113 | 0 | 1 | 0 | -0.1 | 0 | -0.2 | 0.1 | 0 | 0 | 0 | 0 | 0.01 | 0 | -0.28 | 0.29 | 0.017 | 0 | 0.015 | PreCW-Front-GasDHW-ElecDry | Appl-CW-Front-GasDHW-ElecDry-Tier1AnyDMoMH15CZ16DEER2017 | 0
42958.3843 | Appl-CW-Front-GasDHW-ElecDry-Tier1 | DMo | MH72 | CZ01 | rDXGF | -1 | Household | 1 | 1196 | 129 | 0 | 0 | 129 | 0 | 0 | 0 | 0 | -0.2 | -0.2 | 0 | 0 | 0 | 0 | 0 | -0.18 | 0 | -0.4 | 0.22 | 0.018 | 0 | 0.018 | 113 | 0 | 0 | 113 | 0 | 0 | 0 | 0 | -0.2 | -0.2 | 0 | 0 | 0 | 0 | 0 | -0.02 | 0 | -0.31 | 0.29 | 0.016 | 0 | 0.016 | PreCW-Front-GasDHW-ElecDry | Appl-CW-Front-GasDHW-ElecDry-Tier1AnyDMoMH72CZ01DEER2017 | 0
42958.3843 | Appl-CW-Front-GasDHW-ElecDry-Tier1 | DMo | MH72 | CZ02 | rDXGF | -1 | Household | 1 | 1196 | 130 | 0 | 0 | 129 | 0 | 1.6 | 0 | 0 | 0 | -0.2 | 0.2 | 0 | 0 | 0 | 0 | -0.14 | 0 | -0.36 | 0.2 | 0.021 | 0 | 0.018 | 114 | 0 | 0 | 113 | 0 | 1.3 | 0 | 0 | 0 | -0.1 | 0.2 | 0 | 0 | 0 | 0 | 0 | 0 | -0.28 | 0.27 | 0.018 | 0 | 0.016 | PreCW-Front-GasDHW-ElecDry | Appl-CW-Front-GasDHW-ElecDry-Tier1AnyDMoMH72CZ02DEER2017 | 0
42958.3843 | Appl-CW-Front-GasDHW-ElecDry-Tier1 | DMo | MH72 | CZ03 | rDXGF | -1 | Household | 1 | 1196 | 130 | 0 | 0 | 129 | 0 | 1.3 | 0 | -0.1 | 0 | -0.2 | 0.2 | 0 | 0 | 0 | 0 | -0.14 | 0 | -0.35 | 0.2 | 0.02 | 0 | 0.018 | 114 | 0 | 0 | 113 | 0 | 1 | 0 | -0.1 | 0 | -0.1 | 0.2 | 0 | 0 | 0 | 0 | 0 | 0 | -0.27 | 0.27 | 0.018 | 0 | 0.016 | PreCW-Front-GasDHW-ElecDry | Appl-CW-Front-GasDHW-ElecDry-Tier1AnyDMoMH72CZ03DEER2017 | 0
42958.3843 | Appl-CW-Front-GasDHW-ElecDry-Tier1 | DMo | MH72 | CZ04 | rDXGF | -1 | Household | 1 | 1196 | 131 | 0 | 0 | 129 | 0 | 2.1 | 0 | 0 | 0.1 | -0.1 | 0.3 | 0 | 0 | 0 | 0 | -0.1 | 0 | -0.3 | 0.2 | 0.02 | 0 | 0.017 | 114 | 0 | 0 | 113 | 0 | 1.5 | 0 | 0 | 0.1 | -0.1 | 0.2 | 0 | 0 | 0 | 0 | 0.03 | 0 | -0.24 | 0.27 | 0.017 | 0 | 0.015 | PreCW-Front-GasDHW-ElecDry | Appl-CW-Front-GasDHW-ElecDry-Tier1AnyDMoMH72CZ04DEER2017 | 0
42958.3843 | Appl-CW-Front-GasDHW-ElecDry-Tier1 | DMo | MH72 | CZ05 | rDXGF | -1 | Household | 1 | 1196 | 128 | 0 | 0 | 129 | 0 | 0 | 0 | 0 | -0.3 | -0.3 | 0 | 0 | 0 | 0 | 0 | -0.27 | 0 | -0.47 | 0.21 | 0.018 | 0 | 0.017 | 112 | 0 | 0 | 113 | 0 | -0.2 | 0 | 0 | -0.3 | -0.3 | 0 | 0 | 0 | 0 | 0 | -0.1 | 0 | -0.38 | 0.28 | 0.015 | 0 | 0.015 | PreCW-Front-GasDHW-ElecDry | Appl-CW-Front-GasDHW-ElecDry-Tier1AnyDMoMH72CZ05DEER2017 | 0
42958.3843 | Appl-CW-Front-GasDHW-ElecDry-Tier1 | DMo | MH72 | CZ06 | rDXGF | -1 | Household | 1 | 1196 | 131 | 0 | 0 | 129 | 0 | 2.4 | 0 | 0 | 0.2 | -0.1 | 0.4 | 0 | 0 | 0 | 0 | -0.02 | 0 | -0.21 | 0.2 | 0.019 | 0 | 0.017 | 115 | 0 | 0 | 113 | 0 | 1.9 | 0 | 0 | 0.2 | -0.1 | 0.3 | 0 | 0 | 0 | 0 | 0.08 | 0 | -0.17 | 0.26 | 0.017 | 0 | 0.015 | PreCW-Front-GasDHW-ElecDry | Appl-CW-Front-GasDHW-ElecDry-Tier1AnyDMoMH72CZ06DEER2017 | 0
42958.3843 | Appl-CW-Front-GasDHW-ElecDry-Tier1 | DMo | MH72 | CZ07 | rDXGF | -1 | Household | 1 | 1196 | 132 | 0 | 0 | 129 | 0 | 2.7 | 0 | 0 | 0.2 | -0.1 | 0.4 | 0 | 0 | 0 | 0 | -0.02 | 0 | -0.21 | 0.19 | 0.019 | 0 | 0.018 | 115 | 0 | 0 | 113 | 0 | 2.1 | 0 | 0 | 0.2 | -0.1 | 0.3 | 0 | 0 | 0 | 0 | 0.08 | 0 | -0.17 | 0.25 | 0.017 | 0 | 0.016 | PreCW-Front-GasDHW-ElecDry | Appl-CW-Front-GasDHW-ElecDry-Tier1AnyDMoMH72CZ07DEER2017 | 0
42958.3843 | Appl-CW-Front-GasDHW-ElecDry-Tier1 | DMo | MH72 | CZ08 | rDXGF | -1 | Household | 1 | 1196 | 132 | 0 | 0 | 129 | 0 | 3 | 0 | -0.1 | 0.3 | -0.1 | 0.4 | 0 | 0 | 0 | 0 | -0.01 | 0 | -0.2 | 0.19 | 0.019 | 0 | 0.017 | 115 | 0 | 0 | 113 | 0 | 2.4 | 0 | 0 | 0.2 | -0.1 | 0.3 | 0 | 0 | 0 | 0 | 0.1 | 0 | -0.15 | 0.25 | 0.017 | 0 | 0.015 | PreCW-Front-GasDHW-ElecDry | Appl-CW-Front-GasDHW-ElecDry-Tier1AnyDMoMH72CZ08DEER2017 | 0
42958.3843 | Appl-CW-Front-GasDHW-ElecDry-Tier1 | DMo | MH72 | CZ09 | rDXGF | -1 | Household | 1 | 1196 | 132 | 0 | 0 | 129 | 0 | 3.1 | 0 | 0 | 0.3 | -0.1 | 0.4 | 0 | 0 | 0 | 0 | -0.01 | 0 | -0.2 | 0.18 | 0.02 | 0 | 0.018 | 116 | 0 | 0 | 113 | 0 | 2.5 | 0 | 0 | 0.2 | -0.1 | 0.3 | 0 | 0 | 0 | 0 | 0.09 | 0 | -0.16 | 0.25 | 0.017 | 0 | 0.015 | PreCW-Front-GasDHW-ElecDry | Appl-CW-Front-GasDHW-ElecDry-Tier1AnyDMoMH72CZ09DEER2017 | 0
42958.3843 | Appl-CW-Front-GasDHW-ElecDry-Tier1 | DMo | MH72 | CZ10 | rDXGF | -1 | Household | 1 | 1196 | 131 | 0 | 0 | 129 | 0 | 2.3 | 0 | 0 | 0.2 | -0.1 | 0.3 | 0 | 0 | 0 | 0 | -0.04 | 0 | -0.23 | 0.18 | 0.02 | 0 | 0.018 | 115 | 0 | 0 | 113 | 0 | 2.3 | 0 | 0 | 0.2 | -0.1 | 0.3 | 0 | 0 | 0 | 0 | 0.07 | 0 | -0.18 | 0.25 | 0.017 | 0 | 0.016 | PreCW-Front-GasDHW-ElecDry | Appl-CW-Front-GasDHW-ElecDry-Tier1AnyDMoMH72CZ10DEER2017 | 0
42958.3843 | Appl-CW-Front-GasDHW-ElecDry-Tier1 | DMo | MH72 | CZ11 | rDXGF | -1 | Household | 1 | 1196 | 132 | 0 | 0 | 129 | 0 | 2.7 | 0 | 0 | 0.1 | -0.2 | 0.3 | 0 | 0 | 0 | 0 | -0.08 | 0 | -0.26 | 0.19 | 0.019 | 0 | 0.017 | 115 | 0 | 0 | 113 | 0 | 2.1 | 0 | 0 | 0.1 | -0.1 | 0.2 | 0 | 0 | 0 | 0 | 0.04 | 0 | -0.21 | 0.25 | 0.017 | 0 | 0.015 | PreCW-Front-GasDHW-ElecDry | Appl-CW-Front-GasDHW-ElecDry-Tier1AnyDMoMH72CZ11DEER2017 | 0
42958.3843 | Appl-CW-Front-GasDHW-ElecDry-Tier1 | DMo | MH72 | CZ12 | rDXGF | -1 | Household | 1 | 1196 | 132 | 0 | 0 | 129 | 0 | 2.8 | 0 | 0 | 0.1 | -0.2 | 0.3 | 0 | 0 | 0 | 0 | -0.13 | 0 | -0.33 | 0.2 | 0.021 | 0 | 0.018 | 115 | 0 | 0 | 113 | 0 | 2.2 | 0 | 0 | 0.1 | -0.1 | 0.2 | 0 | 0 | 0 | 0 | 0.01 | 0 | -0.25 | 0.26 | 0.018 | 0 | 0.016 | PreCW-Front-GasDHW-ElecDry | Appl-CW-Front-GasDHW-ElecDry-Tier1AnyDMoMH72CZ12DEER2017 | 0
42958.3843 | Appl-CW-Front-GasDHW-ElecDry-Tier1 | DMo | MH72 | CZ13 | rDXGF | -1 | Household | 1 | 1196 | 132 | 0 | 0 | 129 | 0 | 3 | 0 | 0 | 0.2 | -0.2 | 0.3 | 0 | 0 | 0 | 0 | -0.12 | 0 | -0.3 | 0.19 | 0.02 | 0 | 0.018 | 115 | 0 | 0 | 113 | 0 | 2.5 | 0 | 0 | 0.1 | -0.1 | 0.3 | 0 | 0 | 0 | 0 | 0.01 | 0 | -0.24 | 0.25 | 0.017 | 0 | 0.016 | PreCW-Front-GasDHW-ElecDry | Appl-CW-Front-GasDHW-ElecDry-Tier1AnyDMoMH72CZ13DEER2017 | 0
42958.3843 | Appl-CW-Front-GasDHW-ElecDry-Tier1 | DMo | MH72 | CZ14 | rDXGF | -1 | Household | 1 | 1196 | 132 | 0 | 0 | 129 | 0 | 3 | 0 | -0.1 | 0.2 | -0.1 | 0.4 | 0 | 0 | 0 | 0 | -0.08 | 0 | -0.27 | 0.19 | 0.019 | 0 | 0.017 | 115 | 0 | 0 | 113 | 0 | 2.3 | 0 | 0 | 0.2 | -0.1 | 0.3 | 0 | 0 | 0 | 0 | 0.04 | 0 | -0.22 | 0.26 | 0.017 | 0 | 0.015 | PreCW-Front-GasDHW-ElecDry | Appl-CW-Front-GasDHW-ElecDry-Tier1AnyDMoMH72CZ14DEER2017 | 0
42958.3843 | Appl-CW-Front-GasDHW-ElecDry-Tier1 | DMo | MH72 | CZ15 | rDXGF | -1 | Household | 1 | 1196 | 133 | 0 | 0 | 129 | 0 | 3.6 | 0 | 0 | 0.4 | -0.1 | 0.4 | 0 | 0 | 0 | 0 | 0.06 | 0 | -0.1 | 0.16 | 0.02 | 0 | 0.018 | 116 | 0 | 0 | 113 | 0 | 2.8 | 0 | 0 | 0.3 | 0 | 0.3 | 0 | 0 | 0 | 0 | 0.13 | 0 | -0.08 | 0.21 | 0.017 | 0 | 0.016 | PreCW-Front-GasDHW-ElecDry | Appl-CW-Front-GasDHW-ElecDry-Tier1AnyDMoMH72CZ15DEER2017 | 0
42958.3843 | Appl-CW-Front-GasDHW-ElecDry-Tier1 | DMo | MH72 | CZ16 | rDXGF | -1 | Household | 1 | 1196 | 131 | 0 | 0 | 129 | 0 | 2 | 0 | -0.1 | 0 | -0.2 | 0.2 | 0 | 0 | 0 | 0 | -0.19 | 0 | -0.41 | 0.21 | 0.019 | 0 | 0.017 | 114 | 0 | 0 | 113 | 0 | 1.5 | 0 | -0.1 | 0 | -0.2 | 0.2 | 0 | 0 | 0 | 0 | -0.04 | 0 | -0.33 | 0.29 | 0.017 | 0 | 0.015 | PreCW-Front-GasDHW-ElecDry | Appl-CW-Front-GasDHW-ElecDry-Tier1AnyDMoMH72CZ16DEER2017 | 0
42958.3843 | Appl-CW-Front-GasDHW-ElecDry-Tier1 | DMo | MH85 | CZ01 | rDXGF | -1 | Household | 1 | 1242 | 129 | 0 | 0 | 129 | 0 | 0 | 0 | 0 | -0.3 | -0.3 | 0 | 0 | 0 | 0 | 0 | -0.31 | 0 | -0.53 | 0.22 | 0.018 | 0 | 0.018 | 113 | 0 | 0 | 113 | 0 | 0 | 0 | 0 | -0.3 | -0.3 | 0 | 0 | 0 | 0 | 0 | -0.13 | 0 | -0.42 | 0.29 | 0.016 | 0 | 0.016 | PreCW-Front-GasDHW-ElecDry | Appl-CW-Front-GasDHW-ElecDry-Tier1AnyDMoMH85CZ01DEER2017 | 0
42958.3843 | Appl-CW-Front-GasDHW-ElecDry-Tier1 | DMo | MH85 | CZ02 | rDXGF | -1 | Household | 1 | 1242 | 130 | 0 | 0 | 129 | 0 | 1.5 | 0 | 0 | -0.1 | -0.3 | 0.1 | 0 | 0 | 0 | 0 | -0.27 | 0 | -0.47 | 0.2 | 0.021 | 0 | 0.018 | 114 | 0 | 0 | 113 | 0 | 1.2 | 0 | 0 | 0 | -0.3 | 0.1 | 0 | 0 | 0 | 0 | -0.1 | 0 | -0.37 | 0.27 | 0.019 | 0 | 0.016 | PreCW-Front-GasDHW-ElecDry | Appl-CW-Front-GasDHW-ElecDry-Tier1AnyDMoMH85CZ02DEER2017 | 0
42958.3843 | Appl-CW-Front-GasDHW-ElecDry-Tier1 | DMo | MH85 | CZ03 | rDXGF | -1 | Household | 1 | 1242 | 130 | 0 | 0 | 129 | 0 | 1 | 0 | 0 | -0.2 | -0.3 | 0.1 | 0 | 0 | 0 | 0 | -0.26 | 0 | -0.47 | 0.2 | 0.02 | 0 | 0.017 | 114 | 0 | 0 | 113 | 0 | 0.8 | 0 | 0 | -0.1 | -0.2 | 0.1 | 0 | 0 | 0 | 0 | -0.09 | 0 | -0.37 | 0.27 | 0.018 | 0 | 0.015 | PreCW-Front-GasDHW-ElecDry | Appl-CW-Front-GasDHW-ElecDry-Tier1AnyDMoMH85CZ03DEER2017 | 0
42958.3843 | Appl-CW-Front-GasDHW-ElecDry-Tier1 | DMo | MH85 | CZ04 | rDXGF | -1 | Household | 1 | 1242 | 131 | 0 | 0 | 129 | 0 | 2.4 | 0 | 0 | 0.1 | -0.2 | 0.3 | 0 | 0 | 0 | 0 | -0.17 | 0 | -0.37 | 0.2 | 0.02 | 0 | 0.018 | 115 | 0 | 0 | 113 | 0 | 2 | 0 | 0 | 0.1 | -0.2 | 0.3 | 0 | 0 | 0 | 0 | -0.02 | 0 | -0.29 | 0.27 | 0.018 | 0 | 0.016 | PreCW-Front-GasDHW-ElecDry | Appl-CW-Front-GasDHW-ElecDry-Tier1AnyDMoMH85CZ04DEER2017 | 0
42958.3843 | Appl-CW-Front-GasDHW-ElecDry-Tier1 | DMo | MH85 | CZ05 | rDXGF | -1 | Household | 1 | 1242 | 130 | 0 | 0 | 129 | 0 | 0.9 | 0 | 0 | -0.1 | -0.3 | 0.1 | 0 | 0 | 0 | 0 | -0.29 | 0 | -0.51 | 0.21 | 0.024 | 0 | 0.018 | 113 | 0 | 0 | 113 | 0 | 0.7 | 0 | 0 | -0.1 | -0.3 | 0.1 | 0 | 0 | 0 | 0 | -0.12 | 0 | -0.41 | 0.28 | 0.021 | 0 | 0.015 | PreCW-Front-GasDHW-ElecDry | Appl-CW-Front-GasDHW-ElecDry-Tier1AnyDMoMH85CZ05DEER2017 | 0
42958.3843 | Appl-CW-Front-GasDHW-ElecDry-Tier1 | DMo | MH85 | CZ06 | rDXGF | -1 | Household | 1 | 1242 | 132 | 0 | 0 | 129 | 0 | 3.1 | 0 | 0 | 0.2 | -0.1 | 0.4 | 0 | 0 | 0 | 0 | -0.09 | 0 | -0.29 | 0.2 | 0.02 | 0 | 0.018 | 115 | 0 | 0 | 113 | 0 | 2.1 | 0 | 0 | 0.2 | -0.1 | 0.2 | 0 | 0 | 0 | 0 | 0.03 | 0 | -0.24 | 0.26 | 0.017 | 0 | 0.016 | PreCW-Front-GasDHW-ElecDry | Appl-CW-Front-GasDHW-ElecDry-Tier1AnyDMoMH85CZ06DEER2017 | 0
42958.3843 | Appl-CW-Front-GasDHW-ElecDry-Tier1 | DMo | MH85 | CZ07 | rDXGF | -1 | Household | 1 | 1242 | 131 | 0 | 0 | 129 | 0 | 2.4 | 0 | 0 | 0.2 | -0.2 | 0.3 | 0 | 0 | 0 | 0 | -0.06 | 0 | -0.25 | 0.19 | 0.019 | 0 | 0.018 | 115 | 0 | 0 | 113 | 0 | 2 | 0 | 0 | 0.2 | -0.1 | 0.2 | 0 | 0 | 0 | 0 | 0.07 | 0 | -0.19 | 0.25 | 0.017 | 0 | 0.016 | PreCW-Front-GasDHW-ElecDry | Appl-CW-Front-GasDHW-ElecDry-Tier1AnyDMoMH85CZ07DEER2017 | 0
42958.3843 | Appl-CW-Front-GasDHW-ElecDry-Tier1 | DMo | MH85 | CZ08 | rDXGF | -1 | Household | 1 | 1242 | 132 | 0 | 0 | 129 | 0 | 2.8 | 0 | -0.1 | 0.3 | -0.1 | 0.4 | 0 | 0 | 0 | 0 | -0.06 | 0 | -0.25 | 0.19 | 0.02 | 0 | 0.018 | 115 | 0 | 0 | 113 | 0 | 2.2 | 0 | -0.1 | 0.2 | -0.1 | 0.3 | 0 | 0 | 0 | 0 | 0.05 | 0 | -0.2 | 0.25 | 0.017 | 0 | 0.016 | PreCW-Front-GasDHW-ElecDry | Appl-CW-Front-GasDHW-ElecDry-Tier1AnyDMoMH85CZ08DEER2017 | 0
42958.3843 | Appl-CW-Front-GasDHW-ElecDry-Tier1 | DMo | MH85 | CZ09 | rDXGF | -1 | Household | 1 | 1242 | 131 | 0 | 0 | 129 | 0 | 2.4 | 0 | 0 | 0.2 | -0.2 | 0.3 | 0 | 0 | 0 | 0 | -0.11 | 0 | -0.29 | 0.18 | 0.019 | 0 | 0.018 | 115 | 0 | 0 | 113 | 0 | 1.9 | 0 | 0 | 0.1 | -0.1 | 0.3 | 0 | 0 | 0 | 0 | 0.02 | 0 | -0.22 | 0.25 | 0.017 | 0 | 0.016 | PreCW-Front-GasDHW-ElecDry | Appl-CW-Front-GasDHW-ElecDry-Tier1AnyDMoMH85CZ09DEER2017 | 0
42958.3843 | Appl-CW-Front-GasDHW-ElecDry-Tier1 | DMo | MH85 | CZ10 | rDXGF | -1 | Household | 1 | 1242 | 132 | 0 | 0 | 129 | 0 | 2.8 | 0 | 0 | 0.2 | -0.1 | 0.4 | 0 | 0 | 0 | 0 | -0.09 | 0 | -0.28 | 0.18 | 0.019 | 0 | 0.018 | 115 | 0 | 0 | 113 | 0 | 2.2 | 0 | 0 | 0.1 | -0.1 | 0.3 | 0 | 0 | 0 | 0 | 0.03 | 0 | -0.22 | 0.25 | 0.017 | 0 | 0.015 | PreCW-Front-GasDHW-ElecDry | Appl-CW-Front-GasDHW-ElecDry-Tier1AnyDMoMH85CZ10DEER2017 | 0
42958.3843 | Appl-CW-Front-GasDHW-ElecDry-Tier1 | DMo | MH85 | CZ11 | rDXGF | -1 | Household | 1 | 1242 | 132 | 0 | 0 | 129 | 0 | 2.8 | 0 | 0 | 0.1 | -0.2 | 0.3 | 0 | 0 | 0 | 0 | -0.18 | 0 | -0.37 | 0.19 | 0.02 | 0 | 0.018 | 115 | 0 | 0 | 113 | 0 | 2.2 | 0 | 0 | 0.1 | -0.2 | 0.2 | 0 | 0 | 0 | 0 | -0.04 | 0 | -0.29 | 0.25 | 0.017 | 0 | 0.016 | PreCW-Front-GasDHW-ElecDry | Appl-CW-Front-GasDHW-ElecDry-Tier1AnyDMoMH85CZ11DEER2017 | 0
42958.3843 | Appl-CW-Front-GasDHW-ElecDry-Tier1 | DMo | MH85 | CZ12 | rDXGF | -1 | Household | 1 | 1242 | 131 | 0 | 0 | 129 | 0 | 2.4 | 0 | -0.1 | 0 | -0.2 | 0.2 | 0 | 0 | 0 | 0 | -0.22 | 0 | -0.42 | 0.2 | 0.02 | 0 | 0.017 | 115 | 0 | 0 | 113 | 0 | 1.9 | 0 | -0.1 | 0 | -0.2 | 0.2 | 0 | 0 | 0 | 0 | -0.07 | 0 | -0.33 | 0.26 | 0.018 | 0 | 0.015 | PreCW-Front-GasDHW-ElecDry | Appl-CW-Front-GasDHW-ElecDry-Tier1AnyDMoMH85CZ12DEER2017 | 0
42958.3843 | Appl-CW-Front-GasDHW-ElecDry-Tier1 | DMo | MH85 | CZ13 | rDXGF | -1 | Household | 1 | 1242 | 132 | 0 | 0 | 129 | 0 | 3.3 | 0 | 0 | 0.2 | -0.3 | 0.4 | 0 | 0 | 0 | 0 | -0.17 | 0 | -0.36 | 0.19 | 0.02 | 0 | 0.018 | 116 | 0 | 0 | 113 | 0 | 2.6 | 0 | 0 | 0.1 | -0.2 | 0.3 | 0 | 0 | 0 | 0 | -0.03 | 0 | -0.28 | 0.25 | 0.017 | 0 | 0.016 | PreCW-Front-GasDHW-ElecDry | Appl-CW-Front-GasDHW-ElecDry-Tier1AnyDMoMH85CZ13DEER2017 | 0
42958.3843 | Appl-CW-Front-GasDHW-ElecDry-Tier1 | DMo | MH85 | CZ14 | rDXGF | -1 | Household | 1 | 1242 | 132 | 0 | 0 | 129 | 0 | 3.3 | 0 | 0 | 0.2 | -0.2 | 0.4 | 0 | 0 | 0 | 0 | -0.17 | 0 | -0.36 | 0.19 | 0.02 | 0 | 0.018 | 116 | 0 | 0 | 113 | 0 | 2.7 | 0 | 0 | 0.1 | -0.2 | 0.3 | 0 | 0 | 0 | 0 | -0.03 | 0 | -0.28 | 0.26 | 0.017 | 0 | 0.016 | PreCW-Front-GasDHW-ElecDry | Appl-CW-Front-GasDHW-ElecDry-Tier1AnyDMoMH85CZ14DEER2017 | 0
42958.3843 | Appl-CW-Front-GasDHW-ElecDry-Tier1 | DMo | MH85 | CZ15 | rDXGF | -1 | Household | 1 | 1242 | 133 | 0 | 0 | 129 | 0 | 4 | 0 | 0 | 0.4 | -0.1 | 0.4 | 0 | 0 | 0 | 0 | 0.02 | 0 | -0.14 | 0.16 | 0.019 | 0 | 0.017 | 116 | 0 | 0 | 113 | 0 | 3.2 | 0 | 0 | 0.3 | -0.1 | 0.3 | 0 | 0 | 0 | 0 | 0.1 | 0 | -0.11 | 0.21 | 0.017 | 0 | 0.015 | PreCW-Front-GasDHW-ElecDry | Appl-CW-Front-GasDHW-ElecDry-Tier1AnyDMoMH85CZ15DEER2017 | 0
42958.3843 | Appl-CW-Front-GasDHW-ElecDry-Tier1 | DMo | MH85 | CZ16 | rDXGF | -1 | Household | 1 | 1242 | 130 | 0 | 0 | 129 | 0 | 1.7 | 0 | -0.1 | -0.1 | -0.3 | 0.2 | 0 | 0 | 0 | 0 | -0.27 | 0 | -0.48 | 0.21 | 0.019 | 0 | 0.017 | 114 | 0 | 0 | 113 | 0 | 1.3 | 0 | 0 | -0.1 | -0.3 | 0.2 | 0 | 0 | 0 | 0 | -0.09 | 0 | -0.38 | 0.29 | 0.017 | 0 | 0.015 | PreCW-Front-GasDHW-ElecDry | Appl-CW-Front-GasDHW-ElecDry-Tier1AnyDMoMH85CZ16DEER2017 | 0
42958.3843 | Appl-CW-Front-GasDHW-ElecDry-Tier1 | MFm | 1975 | CZ01 | rDXGF | -1 | Household | 1 | 1070.2 | 130 | 0 | 0 | 131 | 0 | 0 | 0 | -0.1 | -0.3 | -0.2 | 0 | 0 | 0 | 0 | 0 | -0.24 | 0 | -0.46 | 0.22 | 0.018 | 0 | 0.018 | 114 | 0 | 0 | 114 | 0 | 0 | 0 | -0.1 | -0.2 | -0.2 | 0 | 0 | 0 | 0 | 0 | -0.06 | 0 | -0.36 | 0.29 | 0.016 | 0 | 0.016 | PreCW-Front-GasDHW-ElecDry | Appl-CW-Front-GasDHW-ElecDry-Tier1AnyMFm1975CZ01DEER2017 | 0
42958.3843 | Appl-CW-Front-GasDHW-ElecDry-Tier1 | MFm | 1975 | CZ02 | rDXGF | -1 | Household | 1 | 1070.2 | 131 | 0 | 0 | 131 | 0 | 0.7 | 0 | -0.1 | -0.1 | -0.1 | 0.1 | 0 | 0 | 0 | 0 | -0.1 | 0 | -0.29 | 0.2 | 0.019 | 0 | 0.018 | 115 | 0 | 0 | 114 | 0 | 0.5 | 0 | -0.1 | -0.1 | -0.1 | 0.1 | 0 | 0 | 0 | 0 | 0.03 | 0 | -0.23 | 0.27 | 0.017 | 0 | 0.016 | PreCW-Front-GasDHW-ElecDry | Appl-CW-Front-GasDHW-ElecDry-Tier1AnyMFm1975CZ02DEER2017 | 0
42958.3843 | Appl-CW-Front-GasDHW-ElecDry-Tier1 | MFm | 1975 | CZ03 | rDXGF | -1 | Household | 1 | 1070.2 | 131 | 0 | 0 | 131 | 0 | 0.4 | 0 | 0 | -0.1 | -0.2 | 0.1 | 0 | 0 | 0 | 0 | -0.05 | 0 | -0.26 | 0.2 | 0.018 | 0 | 0.018 | 115 | 0 | 0 | 115 | 0 | 0.3 | 0 | 0 | -0.1 | -0.2 | 0 | 0 | 0 | 0 | 0 | 0.01 | 0 | -0.26 | 0.28 | 0.016 | 0 | 0.016 | PreCW-Front-GasDHW-ElecDry | Appl-CW-Front-GasDHW-ElecDry-Tier1AnyMFm1975CZ03DEER2017 | 0
42958.3843 | Appl-CW-Front-GasDHW-ElecDry-Tier1 | MFm | 1975 | CZ04 | rDXGF | -1 | Household | 1 | 1070.2 | 131 | 0 | 0 | 131 | 0 | 0.8 | 0 | 0 | -0.1 | -0.1 | 0.1 | 0 | 0 | 0 | 0 | -0.06 | 0 | -0.25 | 0.19 | 0.02 | 0 | 0.018 | 115 | 0 | 0 | 114 | 0 | 0.7 | 0 | 0 | -0.1 | -0.1 | 0.1 | 0 | 0 | 0 | 0 | 0.06 | 0 | -0.2 | 0.26 | 0.017 | 0 | 0.016 | PreCW-Front-GasDHW-ElecDry | Appl-CW-Front-GasDHW-ElecDry-Tier1AnyMFm1975CZ04DEER2017 | 0
42958.3843 | Appl-CW-Front-GasDHW-ElecDry-Tier1 | MFm | 1975 | CZ05 | rDXGF | -1 | Household | 1 | 1070.2 | 130 | 0 | 0 | 131 | 0 | 0.1 | 0 | -0.1 | -0.2 | -0.2 | 0.1 | 0 | 0 | 0 | 0 | -0.19 | 0 | -0.4 | 0.2 | 0.018 | 0 | 0.018 | 114 | 0 | 0 | 115 | 0 | 0.1 | 0 | -0.1 | -0.1 | -0.2 | 0.1 | 0 | 0 | 0 | 0 | -0.03 | 0 | -0.32 | 0.27 | 0.016 | 0 | 0.016 | PreCW-Front-GasDHW-ElecDry | Appl-CW-Front-GasDHW-ElecDry-Tier1AnyMFm1975CZ05DEER2017 | 0
42958.3843 | Appl-CW-Front-GasDHW-ElecDry-Tier1 | MFm | 1975 | CZ06 | rDXGF | -1 | Household | 1 | 1047.7 | 132 | 0 | 0 | 131 | 0 | 1.2 | 0 | 0 | 0 | -0.1 | 0.2 | 0 | 0 | 0 | 0 | -0.04 | 0 | -0.23 | 0.19 | 0.019 | 0 | 0.018 | 115 | 0 | 0 | 115 | 0 | 0.9 | 0 | 0 | 0 | -0.1 | 0.1 | 0 | 0 | 0 | 0 | 0.07 | 0 | -0.18 | 0.26 | 0.017 | 0 | 0.015 | PreCW-Front-GasDHW-ElecDry | Appl-CW-Front-GasDHW-ElecDry-Tier1AnyMFm1975CZ06DEER2017 | 0
42958.3843 | Appl-CW-Front-GasDHW-ElecDry-Tier1 | MFm | 1975 | CZ07 | rDXGF | -1 | Household | 1 | 1047.7 | 132 | 0 | 0 | 131 | 0 | 1.1 | 0 | 0 | 0.1 | -0.1 | 0.2 | 0 | 0 | 0 | 0 | 0.03 | 0 | -0.16 | 0.18 | 0.019 | 0 | 0.018 | 115 | 0 | 0 | 115 | 0 | 0.9 | 0 | 0 | 0.1 | -0.1 | 0.2 | 0 | 0 | 0 | 0 | 0.13 | 0 | -0.13 | 0.25 | 0.017 | 0 | 0.016 | PreCW-Front-GasDHW-ElecDry | Appl-CW-Front-GasDHW-ElecDry-Tier1AnyMFm1975CZ07DEER2017 | 0
42958.3843 | Appl-CW-Front-GasDHW-ElecDry-Tier1 | MFm | 1975 | CZ08 | rDXGF | -1 | Household | 1 | 1047.7 | 132 | 0 | 0 | 131 | 0 | 1.4 | 0 | -0.1 | 0.1 | -0.1 | 0.1 | 0 | 0 | 0 | 0 | 0.01 | 0 | -0.17 | 0.18 | 0.02 | 0 | 0.018 | 116 | 0 | 0 | 115 | 0 | 1.2 | 0 | -0.1 | 0.1 | -0.1 | 0.1 | 0 | 0 | 0 | 0 | 0.11 | 0 | -0.14 | 0.25 | 0.017 | 0 | 0.016 | PreCW-Front-GasDHW-ElecDry | Appl-CW-Front-GasDHW-ElecDry-Tier1AnyMFm1975CZ08DEER2017 | 0
42958.3843 | Appl-CW-Front-GasDHW-ElecDry-Tier1 | MFm | 1975 | CZ09 | rDXGF | -1 | Household | 1 | 1216.8 | 132 | 0 | 0 | 131 | 0 | 1.8 | 0 | 0 | 0.1 | -0.1 | 0.3 | 0 | 0 | 0 | 0 | -0.03 | 0 | -0.21 | 0.19 | 0.019 | 0 | 0.018 | 116 | 0 | 0 | 114 | 0 | 1.4 | 0 | 0 | 0.1 | 0 | 0.2 | 0 | 0 | 0 | 0 | 0.08 | 0 | -0.17 | 0.25 | 0.017 | 0 | 0.016 | PreCW-Front-GasDHW-ElecDry | Appl-CW-Front-GasDHW-ElecDry-Tier1AnyMFm1975CZ09DEER2017 | 0
42958.3843 | Appl-CW-Front-GasDHW-ElecDry-Tier1 | MFm | 1975 | CZ10 | rDXGF | -1 | Household | 1 | 1216.8 | 132 | 0 | 0 | 131 | 0 | 1.5 | 0 | 0 | 0.1 | -0.1 | 0.2 | 0 | 0 | 0 | 0 | -0.06 | 0 | -0.24 | 0.18 | 0.02 | 0 | 0.019 | 116 | 0 | 0 | 114 | 0 | 1.1 | 0 | 0 | 0 | -0.1 | 0.1 | 0 | 0 | 0 | 0 | 0.06 | 0 | -0.19 | 0.24 | 0.018 | 0 | 0.016 | PreCW-Front-GasDHW-ElecDry | Appl-CW-Front-GasDHW-ElecDry-Tier1AnyMFm1975CZ10DEER2017 | 0
42958.3843 | Appl-CW-Front-GasDHW-ElecDry-Tier1 | MFm | 1975 | CZ11 | rDXGF | -1 | Household | 1 | 1098.9 | 132 | 0 | 0 | 131 | 0 | 1.4 | 0 | -0.1 | 0 | -0.1 | 0.2 | 0 | 0 | 0 | 0 | -0.09 | 0 | -0.28 | 0.19 | 0.019 | 0 | 0.018 | 116 | 0 | 0 | 114 | 0 | 1.2 | 0 | -0.1 | 0 | -0.1 | 0.1 | 0 | 0 | 0 | 0 | 0.03 | 0 | -0.22 | 0.25 | 0.016 | 0 | 0.015 | PreCW-Front-GasDHW-ElecDry | Appl-CW-Front-GasDHW-ElecDry-Tier1AnyMFm1975CZ11DEER2017 | 0
42958.3843 | Appl-CW-Front-GasDHW-ElecDry-Tier1 | MFm | 1975 | CZ12 | rDXGF | -1 | Household | 1 | 1098.9 | 132 | 0 | 0 | 131 | 0 | 1.2 | 0 | -0.1 | 0 | -0.1 | 0.1 | 0 | 0 | 0 | 0 | -0.11 | 0 | -0.3 | 0.19 | 0.019 | 0 | 0.018 | 115 | 0 | 0 | 115 | 0 | 1 | 0 | -0.1 | 0 | -0.1 | 0.1 | 0 | 0 | 0 | 0 | 0.02 | 0 | -0.24 | 0.26 | 0.017 | 0 | 0.015 | PreCW-Front-GasDHW-ElecDry | Appl-CW-Front-GasDHW-ElecDry-Tier1AnyMFm1975CZ12DEER2017 | 0
42958.3843 | Appl-CW-Front-GasDHW-ElecDry-Tier1 | MFm | 1975 | CZ13 | rDXGF | -1 | Household | 1 | 1098.9 | 132 | 0 | 0 | 131 | 0 | 1.8 | 0 | -0.1 | 0.1 | -0.1 | 0.2 | 0 | 0 | 0 | 0 | -0.08 | 0 | -0.26 | 0.19 | 0.02 | 0 | 0.018 | 116 | 0 | 0 | 114 | 0 | 1.4 | 0 | -0.1 | 0 | -0.1 | 0.1 | 0 | 0 | 0 | 0 | 0.05 | 0 | -0.2 | 0.25 | 0.017 | 0 | 0.015 | PreCW-Front-GasDHW-ElecDry | Appl-CW-Front-GasDHW-ElecDry-Tier1AnyMFm1975CZ13DEER2017 | 0
42958.3843 | Appl-CW-Front-GasDHW-ElecDry-Tier1 | MFm | 1975 | CZ14 | rDXGF | -1 | Household | 1 | 1409.4 | 134 | 0 | 0 | 131 | 0 | 3.2 | 0 | -0.1 | 0.3 | -0.1 | 0.3 | 0 | 0 | 0 | 0 | -0.02 | 0 | -0.21 | 0.18 | 0.021 | 0 | 0.018 | 117 | 0 | 0 | 114 | 0 | 2.8 | 0 | -0.1 | 0.3 | -0.1 | 0.3 | 0 | 0 | 0 | 0 | 0.1 | 0 | -0.15 | 0.25 | 0.019 | 0 | 0.016 | PreCW-Front-GasDHW-ElecDry | Appl-CW-Front-GasDHW-ElecDry-Tier1AnyMFm1975CZ14DEER2017 | 0
42958.3843 | Appl-CW-Front-GasDHW-ElecDry-Tier1 | MFm | 1975 | CZ15 | rDXGF | -1 | Household | 1 | 1409.4 | 134 | 0 | 0 | 131 | 0 | 3.1 | 0 | 0 | 0.3 | 0 | 0.3 | 0 | 0 | 0 | 0 | 0.04 | 0 | -0.12 | 0.15 | 0.019 | 0 | 0.018 | 117 | 0 | 0 | 114 | 0 | 2.5 | 0 | 0 | 0.2 | 0 | 0.2 | 0 | 0 | 0 | 0 | 0.11 | 0 | -0.1 | 0.21 | 0.016 | 0 | 0.016 | PreCW-Front-GasDHW-ElecDry | Appl-CW-Front-GasDHW-ElecDry-Tier1AnyMFm1975CZ15DEER2017 | 0
42958.3843 | Appl-CW-Front-GasDHW-ElecDry-Tier1 | MFm | 1975 | CZ16 | rDXGF | -1 | Household | 1 | 1070.2 | 132 | 0 | 0 | 131 | 0 | 1.1 | 0 | -0.1 | 0 | -0.1 | 0.1 | 0 | 0 | 0 | 0 | -0.1 | 0 | -0.31 | 0.21 | 0.019 | 0 | 0.018 | 115 | 0 | 0 | 114 | 0 | 0.9 | 0 | -0.1 | 0 | -0.1 | 0.1 | 0 | 0 | 0 | 0 | 0.04 | 0 | -0.25 | 0.29 | 0.016 | 0 | 0.016 | PreCW-Front-GasDHW-ElecDry | Appl-CW-Front-GasDHW-ElecDry-Tier1AnyMFm1975CZ16DEER2017 | 0
42958.3843 | Appl-CW-Front-GasDHW-ElecDry-Tier1 | MFm | 1985 | CZ01 | rDXGF | -1 | Household | 1 | 1152 | 130 | 0 | 0 | 131 | 0 | 0 | 0 | -0.2 | -0.3 | -0.3 | 0 | 0 | 0 | 0 | 0 | -0.3 | 0 | -0.51 | 0.22 | 0.018 | 0 | 0.018 | 114 | 0 | 0 | 114 | 0 | 0 | 0 | -0.2 | -0.2 | -0.3 | 0 | 0 | 0 | 0 | 0 | -0.12 | 0 | -0.41 | 0.29 | 0.016 | 0 | 0.015 | PreCW-Front-GasDHW-ElecDry | Appl-CW-Front-GasDHW-ElecDry-Tier1AnyMFm1985CZ01DEER2017 | 0
42958.3843 | Appl-CW-Front-GasDHW-ElecDry-Tier1 | MFm | 1985 | CZ02 | rDXGF | -1 | Household | 1 | 1152 | 129 | 0 | 0 | 131 | 0 | -0.7 | 0 | -0.2 | -0.6 | -0.5 | -0.1 | 0 | 0 | 0 | 0 | -0.69 | 0 | -0.89 | 0.2 | 0.013 | 0 | 0.018 | 113 | 0 | 0 | 114 | 0 | -0.9 | 0 | -0.2 | -0.6 | -0.5 | -0.1 | 0 | 0 | 0 | 0 | -0.56 | 0 | -0.83 | 0.27 | 0.01 | 0 | 0.015 | PreCW-Front-GasDHW-ElecDry | Appl-CW-Front-GasDHW-ElecDry-Tier1AnyMFm1985CZ02DEER2017 | 0
42958.3843 | Appl-CW-Front-GasDHW-ElecDry-Tier1 | MFm | 1985 | CZ03 | rDXGF | -1 | Household | 1 | 1152 | 131 | 0 | 0 | 131 | 0 | 0.3 | 0 | -0.1 | -0.2 | -0.2 | 0 | 0 | 0 | 0 | 0 | -0.12 | 0 | -0.32 | 0.2 | 0.019 | 0 | 0.018 | 114 | 0 | 0 | 114 | 0 | 0.2 | 0 | -0.1 | -0.1 | -0.1 | 0 | 0 | 0 | 0 | 0 | 0.02 | 0 | -0.25 | 0.27 | 0.016 | 0 | 0.016 | PreCW-Front-GasDHW-ElecDry | Appl-CW-Front-GasDHW-ElecDry-Tier1AnyMFm1985CZ03DEER2017 | 0
42958.3843 | Appl-CW-Front-GasDHW-ElecDry-Tier1 | MFm | 1985 | CZ04 | rDXGF | -1 | Household | 1 | 1152 | 131 | 0 | 0 | 131 | 0 | 0.5 | 0 | -0.1 | -0.1 | -0.1 | 0.1 | 0 | 0 | 0 | 0 | -0.05 | 0 | -0.25 | 0.19 | 0.019 | 0 | 0.018 | 115 | 0 | 0 | 115 | 0 | 0.4 | 0 | 0 | -0.1 | -0.1 | 0 | 0 | 0 | 0 | 0 | 0.07 | 0 | -0.2 | 0.26 | 0.016 | 0 | 0.016 | PreCW-Front-GasDHW-ElecDry | Appl-CW-Front-GasDHW-ElecDry-Tier1AnyMFm1985CZ04DEER2017 | 0
42958.3843 | Appl-CW-Front-GasDHW-ElecDry-Tier1 | MFm | 1985 | CZ05 | rDXGF | -1 | Household | 1 | 1152 | 131 | 0 | 0 | 131 | 0 | 0.3 | 0 | -0.1 | -0.1 | -0.2 | 0 | 0 | 0 | 0 | 0 | -0.17 | 0 | -0.38 | 0.21 | 0.018 | 0 | 0.018 | 114 | 0 | 0 | 115 | 0 | 0.2 | 0 | 0 | -0.1 | -0.2 | 0 | 0 | 0 | 0 | 0 | -0.02 | 0 | -0.3 | 0.28 | 0.016 | 0 | 0.016 | PreCW-Front-GasDHW-ElecDry | Appl-CW-Front-GasDHW-ElecDry-Tier1AnyMFm1985CZ05DEER2017 | 0
42958.3843 | Appl-CW-Front-GasDHW-ElecDry-Tier1 | MFm | 1985 | CZ06 | rDXGF | -1 | Household | 1 | 1295.2 | 132 | 0 | 0 | 131 | 0 | 0.9 | 0 | -0.1 | 0 | -0.1 | 0.1 | 0 | 0 | 0 | 0 | 0.01 | 0 | -0.18 | 0.19 | 0.019 | 0 | 0.018 | 114 | 0 | 0 | 114 | 0 | 0.1 | 0 | -0.2 | -0.3 | -0.3 | 0 | 0 | 0 | 0 | 0 | -0.16 | 0 | -0.41 | 0.25 | 0.013 | 0 | 0.016 | PreCW-Front-GasDHW-ElecDry | Appl-CW-Front-GasDHW-ElecDry-Tier1AnyMFm1985CZ06DEER2017 | 0
42958.3843 | Appl-CW-Front-GasDHW-ElecDry-Tier1 | MFm | 1985 | CZ07 | rDXGF | -1 | Household | 1 | 1295.2 | 132 | 0 | 0 | 131 | 0 | 0.9 | 0 | 0 | 0 | -0.1 | 0.1 | 0 | 0 | 0 | 0 | 0.01 | 0 | -0.17 | 0.18 | 0.018 | 0 | 0.018 | 115 | 0 | 0 | 114 | 0 | 0.6 | 0 | 0 | 0 | -0.1 | 0.1 | 0 | 0 | 0 | 0 | 0.11 | 0 | -0.14 | 0.25 | 0.016 | 0 | 0.016 | PreCW-Front-GasDHW-ElecDry | Appl-CW-Front-GasDHW-ElecDry-Tier1AnyMFm1985CZ07DEER2017 | 0
42958.3843 | Appl-CW-Front-GasDHW-ElecDry-Tier1 | MFm | 1985 | CZ08 | rDXGF | -1 | Household | 1 | 1295.2 | 132 | 0 | 0 | 131 | 0 | 1.6 | 0 | 0 | 0.1 | -0.1 | 0.2 | 0 | 0 | 0 | 0 | -0.01 | 0 | -0.19 | 0.18 | 0.02 | 0 | 0.019 | 116 | 0 | 0 | 114 | 0 | 1.3 | 0 | 0 | 0.1 | -0.1 | 0.1 | 0 | 0 | 0 | 0 | 0.1 | 0 | -0.15 | 0.25 | 0.017 | 0 | 0.016 | PreCW-Front-GasDHW-ElecDry | Appl-CW-Front-GasDHW-ElecDry-Tier1AnyMFm1985CZ08DEER2017 | 0
42958.3843 | Appl-CW-Front-GasDHW-ElecDry-Tier1 | MFm | 1985 | CZ09 | rDXGF | -1 | Household | 1 | 1438.9 | 133 | 0 | 0 | 131 | 0 | 2 | 0 | 0 | 0.1 | -0.1 | 0.3 | 0 | 0 | 0 | 0 | -0.04 | 0 | -0.22 | 0.19 | 0.019 | 0 | 0.018 | 116 | 0 | 0 | 114 | 0 | 1.6 | 0 | 0 | 0.1 | -0.1 | 0.2 | 0 | 0 | 0 | 0 | 0.07 | 0 | -0.18 | 0.25 | 0.017 | 0 | 0.016 | PreCW-Front-GasDHW-ElecDry | Appl-CW-Front-GasDHW-ElecDry-Tier1AnyMFm1985CZ09DEER2017 | 0
42958.3843 | Appl-CW-Front-GasDHW-ElecDry-Tier1 | MFm | 1985 | CZ10 | rDXGF | -1 | Household | 1 | 1438.9 | 133 | 0 | 0 | 131 | 0 | 2.2 | 0 | 0 | 0.2 | -0.1 | 0.3 | 0 | 0 | 0 | 0 | 0.03 | 0 | -0.16 | 0.18 | 0.021 | 0 | 0.018 | 116 | 0 | 0 | 114 | 0 | 1.5 | 0 | 0 | 0.1 | -0.1 | 0.2 | 0 | 0 | 0 | 0 | 0.09 | 0 | -0.16 | 0.24 | 0.017 | 0 | 0.015 | PreCW-Front-GasDHW-ElecDry | Appl-CW-Front-GasDHW-ElecDry-Tier1AnyMFm1985CZ10DEER2017 | 0
42958.3843 | Appl-CW-Front-GasDHW-ElecDry-Tier1 | MFm | 1985 | CZ11 | rDXGF | -1 | Household | 1 | 1150 | 132 | 0 | 0 | 131 | 0 | 1.5 | 0 | -0.1 | 0 | -0.2 | 0.2 | 0 | 0 | 0 | 0 | -0.1 | 0 | -0.28 | 0.18 | 0.02 | 0 | 0.018 | 116 | 0 | 0 | 115 | 0 | 1.2 | 0 | -0.1 | 0 | -0.1 | 0.1 | 0 | 0 | 0 | 0 | 0.02 | 0 | -0.23 | 0.25 | 0.017 | 0 | 0.016 | PreCW-Front-GasDHW-ElecDry | Appl-CW-Front-GasDHW-ElecDry-Tier1AnyMFm1985CZ11DEER2017 | 0
42958.3843 | Appl-CW-Front-GasDHW-ElecDry-Tier1 | MFm | 1985 | CZ12 | rDXGF | -1 | Household | 1 | 1150 | 131 | 0 | 0 | 131 | 0 | 0.9 | 0 | -0.1 | 0 | -0.2 | 0.1 | 0 | 0 | 0 | 0 | -0.1 | 0 | -0.28 | 0.19 | 0.02 | 0 | 0.018 | 115 | 0 | 0 | 114 | 0 | 0.7 | 0 | -0.1 | 0 | -0.2 | 0.1 | 0 | 0 | 0 | 0 | 0.03 | 0 | -0.22 | 0.26 | 0.017 | 0 | 0.016 | PreCW-Front-GasDHW-ElecDry | Appl-CW-Front-GasDHW-ElecDry-Tier1AnyMFm1985CZ12DEER2017 | 0
42958.3843 | Appl-CW-Front-GasDHW-ElecDry-Tier1 | MFm | 1985 | CZ13 | rDXGF | -1 | Household | 1 | 1150 | 132 | 0 | 0 | 131 | 0 | 1.8 | 0 | 0 | 0 | -0.1 | 0.2 | 0 | 0 | 0 | 0 | -0.11 | 0 | -0.29 | 0.19 | 0.02 | 0 | 0.018 | 116 | 0 | 0 | 114 | 0 | 1.5 | 0 | 0 | 0 | -0.1 | 0.2 | 0 | 0 | 0 | 0 | 0.02 | 0 | -0.23 | 0.25 | 0.017 | 0 | 0.016 | PreCW-Front-GasDHW-ElecDry | Appl-CW-Front-GasDHW-ElecDry-Tier1AnyMFm1985CZ13DEER2017 | 0
42958.3843 | Appl-CW-Front-GasDHW-ElecDry-Tier1 | MFm | 1985 | CZ14 | rDXGF | -1 | Household | 1 | 1407.2 | 132 | 0 | 0 | 131 | 0 | 1.8 | 0 | 0 | 0.1 | -0.1 | 0.2 | 0 | 0 | 0 | 0 | -0.06 | 0 | -0.25 | 0.19 | 0.019 | 0 | 0.018 | 116 | 0 | 0 | 114 | 0 | 1.6 | 0 | 0 | 0.1 | -0.1 | 0.2 | 0 | 0 | 0 | 0 | 0.05 | 0 | -0.2 | 0.25 | 0.017 | 0 | 0.016 | PreCW-Front-GasDHW-ElecDry | Appl-CW-Front-GasDHW-ElecDry-Tier1AnyMFm1985CZ14DEER2017 | 0
42958.3843 | Appl-CW-Front-GasDHW-ElecDry-Tier1 | MFm | 1985 | CZ15 | rDXGF | -1 | Household | 1 | 1407.2 | 134 | 0 | 0 | 131 | 0 | 2.9 | 0 | 0 | 0.2 | -0.1 | 0.3 | 0 | 0 | 0 | 0 | 0.03 | 0 | -0.12 | 0.15 | 0.02 | 0 | 0.018 | 117 | 0 | 0 | 114 | 0 | 2.3 | 0 | 0 | 0.2 | -0.1 | 0.2 | 0 | 0 | 0 | 0 | 0.11 | 0 | -0.09 | 0.21 | 0.017 | 0 | 0.016 | PreCW-Front-GasDHW-ElecDry | Appl-CW-Front-GasDHW-ElecDry-Tier1AnyMFm1985CZ15DEER2017 | 0
42958.3843 | Appl-CW-Front-GasDHW-ElecDry-Tier1 | MFm | 1985 | CZ16 | rDXGF | -1 | Household | 1 | 1152 | 132 | 0 | 0 | 131 | 0 | 1.4 | 0 | -0.1 | 0 | -0.2 | 0.2 | 0 | 0 | 0 | 0 | -0.1 | 0 | -0.33 | 0.22 | 0.02 | 0 | 0.018 | 116 | 0 | 0 | 114 | 0 | 1.1 | 0 | 0 | 0 | -0.1 | 0.2 | 0 | 0 | 0 | 0 | 0.04 | 0 | -0.26 | 0.29 | 0.017 | 0 | 0.015 | PreCW-Front-GasDHW-ElecDry | Appl-CW-Front-GasDHW-ElecDry-Tier1AnyMFm1985CZ16DEER2017 | 0
42958.3843 | Appl-CW-Front-GasDHW-ElecDry-Tier1 | MFm | 1996 | CZ01 | rDXGF | -1 | Household | 1 | 981.6 | 130 | 0 | 0 | 131 | 0 | 0.1 | 0 | -0.1 | -0.2 | -0.3 | 0 | 0 | 0 | 0 | 0 | -0.18 | 0 | -0.4 | 0.21 | 0.018 | 0 | 0.018 | 114 | 0 | 0 | 114 | 0 | 0.1 | 0 | -0.1 | -0.1 | -0.2 | 0 | 0 | 0 | 0 | 0 | -0.01 | 0 | -0.31 | 0.29 | 0.016 | 0 | 0.016 | PreCW-Front-GasDHW-ElecDry | Appl-CW-Front-GasDHW-ElecDry-Tier1AnyMFm1996CZ01DEER2017 | 0
42958.3843 | Appl-CW-Front-GasDHW-ElecDry-Tier1 | MFm | 1996 | CZ02 | rDXGF | -1 | Household | 1 | 981.6 | 131 | 0 | 0 | 131 | 0 | 0.5 | 0 | -0.1 | -0.1 | -0.2 | 0 | 0 | 0 | 0 | 0 | -0.14 | 0 | -0.34 | 0.2 | 0.018 | 0 | 0.018 | 115 | 0 | 0 | 115 | 0 | 0.6 | 0 | -0.1 | 0 | -0.1 | 0.1 | 0 | 0 | 0 | 0 | 0.07 | 0 | -0.19 | 0.27 | 0.017 | 0 | 0.015 | PreCW-Front-GasDHW-ElecDry | Appl-CW-Front-GasDHW-ElecDry-Tier1AnyMFm1996CZ02DEER2017 | 0
42958.3843 | Appl-CW-Front-GasDHW-ElecDry-Tier1 | MFm | 1996 | CZ03 | rDXGF | -1 | Household | 1 | 981.6 | 131 | 0 | 0 | 131 | 0 | 0.3 | 0 | -0.1 | -0.1 | -0.2 | 0 | 0 | 0 | 0 | 0 | -0.09 | 0 | -0.29 | 0.19 | 0.019 | 0 | 0.018 | 115 | 0 | 0 | 115 | 0 | 0.3 | 0 | -0.1 | -0.1 | -0.1 | 0 | 0 | 0 | 0 | 0 | 0.05 | 0 | -0.23 | 0.26 | 0.017 | 0 | 0.016 | PreCW-Front-GasDHW-ElecDry | Appl-CW-Front-GasDHW-ElecDry-Tier1AnyMFm1996CZ03DEER2017 | 0
42958.3843 | Appl-CW-Front-GasDHW-ElecDry-Tier1 | MFm | 1996 | CZ04 | rDXGF | -1 | Household | 1 | 981.6 | 131 | 0 | 0 | 131 | 0 | 0.6 | 0 | -0.1 | 0 | -0.1 | 0.1 | 0 | 0 | 0 | 0 | -0.02 | 0 | -0.21 | 0.19 | 0.019 | 0 | 0.018 | 115 | 0 | 0 | 115 | 0 | 0.4 | 0 | -0.1 | 0 | -0.1 | 0.1 | 0 | 0 | 0 | 0 | 0.1 | 0 | -0.16 | 0.26 | 0.017 | 0 | 0.016 | PreCW-Front-GasDHW-ElecDry | Appl-CW-Front-GasDHW-ElecDry-Tier1AnyMFm1996CZ04DEER2017 | 0
42958.3843 | Appl-CW-Front-GasDHW-ElecDry-Tier1 | MFm | 1996 | CZ05 | rDXGF | -1 | Household | 1 | 981.6 | 131 | 0 | 0 | 131 | 0 | 0.2 | 0 | -0.1 | -0.1 | -0.1 | 0 | 0 | 0 | 0 | 0 | -0.11 | 0 | -0.3 | 0.2 | 0.018 | 0 | 0.019 | 115 | 0 | 0 | 115 | 0 | 0.1 | 0 | -0.1 | -0.1 | -0.1 | 0 | 0 | 0 | 0 | 0 | 0.03 | 0 | -0.24 | 0.27 | 0.016 | 0 | 0.016 | PreCW-Front-GasDHW-ElecDry | Appl-CW-Front-GasDHW-ElecDry-Tier1AnyMFm1996CZ05DEER2017 | 0
42958.3843 | Appl-CW-Front-GasDHW-ElecDry-Tier1 | MFm | 1996 | CZ06 | rDXGF | -1 | Household | 1 | 1169.1 | 132 | 0 | 0 | 131 | 0 | 1.2 | 0 | 0 | 0.1 | -0.1 | 0.2 | 0 | 0 | 0 | 0 | -0.03 | 0 | -0.21 | 0.18 | 0.02 | 0 | 0.018 | 115 | 0 | 0 | 115 | 0 | 0.9 | 0 | 0 | 0 | -0.1 | 0.1 | 0 | 0 | 0 | 0 | 0.09 | 0 | -0.17 | 0.25 | 0.017 | 0 | 0.016 | PreCW-Front-GasDHW-ElecDry | Appl-CW-Front-GasDHW-ElecDry-Tier1AnyMFm1996CZ06DEER2017 | 0
42958.3843 | Appl-CW-Front-GasDHW-ElecDry-Tier1 | MFm | 1996 | CZ07 | rDXGF | -1 | Household | 1 | 1169.1 | 132 | 0 | 0 | 131 | 0 | 1.2 | 0 | -0.1 | 0.1 | 0 | 0.1 | 0 | 0 | 0 | 0 | 0.07 | 0 | -0.1 | 0.18 | 0.019 | 0 | 0.018 | 116 | 0 | 0 | 115 | 0 | 1 | 0 | 0 | 0.1 | 0 | 0.1 | 0 | 0 | 0 | 0 | 0.16 | 0 | -0.08 | 0.24 | 0.016 | 0 | 0.016 | PreCW-Front-GasDHW-ElecDry | Appl-CW-Front-GasDHW-ElecDry-Tier1AnyMFm1996CZ07DEER2017 | 0
42958.3843 | Appl-CW-Front-GasDHW-ElecDry-Tier1 | MFm | 1996 | CZ08 | rDXGF | -1 | Household | 1 | 1169.1 | 132 | 0 | 0 | 131 | 0 | 1.5 | 0 | 0 | 0.2 | -0.1 | 0.2 | 0 | 0 | 0 | 0 | 0 | 0 | -0.17 | 0.18 | 0.019 | 0 | 0.018 | 116 | 0 | 0 | 115 | 0 | 1.2 | 0 | 0 | 0.1 | -0.1 | 0.2 | 0 | 0 | 0 | 0 | 0.11 | 0 | -0.14 | 0.25 | 0.016 | 0 | 0.015 | PreCW-Front-GasDHW-ElecDry | Appl-CW-Front-GasDHW-ElecDry-Tier1AnyMFm1996CZ08DEER2017 | 0
42958.3843 | Appl-CW-Front-GasDHW-ElecDry-Tier1 | MFm | 1996 | CZ09 | rDXGF | -1 | Household | 1 | 1093.6 | 133 | 0 | 0 | 131 | 0 | 2.1 | 0 | -0.1 | 0.2 | -0.1 | 0.3 | 0 | 0 | 0 | 0 | 0.02 | 0 | -0.17 | 0.18 | 0.019 | 0 | 0.018 | 116 | 0 | 0 | 115 | 0 | 1.6 | 0 | -0.1 | 0.2 | -0.1 | 0.3 | 0 | 0 | 0 | 0 | 0.12 | 0 | -0.13 | 0.25 | 0.017 | 0 | 0.015 | PreCW-Front-GasDHW-ElecDry | Appl-CW-Front-GasDHW-ElecDry-Tier1AnyMFm1996CZ09DEER2017 | 0
42958.3843 | Appl-CW-Front-GasDHW-ElecDry-Tier1 | MFm | 1996 | CZ10 | rDXGF | -1 | Household | 1 | 1093.6 | 132 | 0 | 0 | 131 | 0 | 0.9 | 0 | -0.1 | 0 | -0.1 | 0.2 | 0 | 0 | 0 | 0 | -0.07 | 0 | -0.25 | 0.18 | 0.02 | 0 | 0.019 | 115 | 0 | 0 | 115 | 0 | 0.8 | 0 | -0.1 | 0 | -0.1 | 0.1 | 0 | 0 | 0 | 0 | 0.05 | 0 | -0.19 | 0.25 | 0.017 | 0 | 0.016 | PreCW-Front-GasDHW-ElecDry | Appl-CW-Front-GasDHW-ElecDry-Tier1AnyMFm1996CZ10DEER2017 | 0
42958.3843 | Appl-CW-Front-GasDHW-ElecDry-Tier1 | MFm | 1996 | CZ11 | rDXGF | -1 | Household | 1 | 1031.9 | 133 | 0 | 0 | 131 | 0 | 1.8 | 0 | -0.1 | 0.1 | -0.1 | 0.2 | 0 | 0 | 0 | 0 | -0.02 | 0 | -0.2 | 0.18 | 0.019 | 0 | 0.018 | 116 | 0 | 0 | 115 | 0 | 1.8 | 0 | 0 | 0.2 | -0.1 | 0.2 | 0 | 0 | 0 | 0 | 0.1 | 0 | -0.15 | 0.25 | 0.017 | 0 | 0.016 | PreCW-Front-GasDHW-ElecDry | Appl-CW-Front-GasDHW-ElecDry-Tier1AnyMFm1996CZ11DEER2017 | 0
42958.3843 | Appl-CW-Front-GasDHW-ElecDry-Tier1 | MFm | 1996 | CZ12 | rDXGF | -1 | Household | 1 | 1031.9 | 132 | 0 | 0 | 131 | 0 | 1.4 | 0 | -0.1 | 0 | -0.1 | 0.2 | 0 | 0 | 0 | 0 | -0.08 | 0 | -0.27 | 0.19 | 0.02 | 0 | 0.018 | 116 | 0 | 0 | 114 | 0 | 1.1 | 0 | -0.1 | 0 | -0.1 | 0.2 | 0 | 0 | 0 | 0 | 0.05 | 0 | -0.21 | 0.26 | 0.018 | 0 | 0.016 | PreCW-Front-GasDHW-ElecDry | Appl-CW-Front-GasDHW-ElecDry-Tier1AnyMFm1996CZ12DEER2017 | 0
42958.3843 | Appl-CW-Front-GasDHW-ElecDry-Tier1 | MFm | 1996 | CZ13 | rDXGF | -1 | Household | 1 | 1031.9 | 133 | 0 | 0 | 131 | 0 | 1.9 | 0 | -0.1 | 0.1 | -0.1 | 0.2 | 0 | 0 | 0 | 0 | -0.05 | 0 | -0.23 | 0.19 | 0.019 | 0 | 0.018 | 116 | 0 | 0 | 115 | 0 | 1.5 | 0 | -0.1 | 0.1 | -0.1 | 0.2 | 0 | 0 | 0 | 0 | 0.06 | 0 | -0.19 | 0.25 | 0.017 | 0 | 0.016 | PreCW-Front-GasDHW-ElecDry | Appl-CW-Front-GasDHW-ElecDry-Tier1AnyMFm1996CZ13DEER2017 | 0
42958.3843 | Appl-CW-Front-GasDHW-ElecDry-Tier1 | MFm | 1996 | CZ14 | rDXGF | -1 | Household | 1 | 1086 | 133 | 0 | 0 | 131 | 0 | 2.5 | 0 | 0 | 0.2 | -0.1 | 0.3 | 0 | 0 | 0 | 0 | -0.04 | 0 | -0.22 | 0.18 | 0.019 | 0 | 0.018 | 117 | 0 | 0 | 114 | 0 | 2.1 | 0 | 0 | 0.1 | -0.1 | 0.2 | 0 | 0 | 0 | 0 | 0.07 | 0 | -0.18 | 0.25 | 0.017 | 0 | 0.016 | PreCW-Front-GasDHW-ElecDry | Appl-CW-Front-GasDHW-ElecDry-Tier1AnyMFm1996CZ14DEER2017 | 0
42958.3843 | Appl-CW-Front-GasDHW-ElecDry-Tier1 | MFm | 1996 | CZ15 | rDXGF | -1 | Household | 1 | 1086 | 134 | 0 | 0 | 131 | 0 | 2.7 | 0 | -0.1 | 0.2 | -0.1 | 0.3 | 0 | 0 | 0 | 0 | 0.04 | 0 | -0.1 | 0.15 | 0.019 | 0 | 0.018 | 117 | 0 | 0 | 114 | 0 | 2.1 | 0 | 0 | 0.2 | 0 | 0.2 | 0 | 0 | 0 | 0 | 0.12 | 0 | -0.08 | 0.2 | 0.016 | 0 | 0.016 | PreCW-Front-GasDHW-ElecDry | Appl-CW-Front-GasDHW-ElecDry-Tier1AnyMFm1996CZ15DEER2017 | 0
42958.3843 | Appl-CW-Front-GasDHW-ElecDry-Tier1 | MFm | 1996 | CZ16 | rDXGF | -1 | Household | 1 | 981.6 | 132 | 0 | 0 | 131 | 0 | 1.4 | 0 | -0.1 | 0 | -0.1 | 0.2 | 0 | 0 | 0 | 0 | -0.1 | 0 | -0.32 | 0.21 | 0.019 | 0 | 0.018 | 115 | 0 | 0 | 114 | 0 | 1.1 | 0 | -0.1 | 0 | -0.1 | 0.2 | 0 | 0 | 0 | 0 | 0.04 | 0 | -0.26 | 0.29 | 0.017 | 0 | 0.016 | PreCW-Front-GasDHW-ElecDry | Appl-CW-Front-GasDHW-ElecDry-Tier1AnyMFm1996CZ16DEER2017 | 0
42958.3843 | Appl-CW-Front-GasDHW-ElecDry-Tier1 | MFm | 2003 | CZ01 | rDXGF | -1 | Household | 1 | 998.7 | 130 | 0 | 0 | 131 | 0 | 0.1 | 0 | -0.2 | -0.2 | -0.2 | 0 | 0 | 0 | 0 | 0 | -0.11 | 0 | -0.32 | 0.21 | 0.019 | 0 | 0.018 | 114 | 0 | 0 | 115 | 0 | 0.1 | 0 | -0.2 | -0.2 | -0.2 | 0 | 0 | 0 | 0 | 0 | -0.04 | 0 | -0.33 | 0.29 | 0.016 | 0 | 0.016 | PreCW-Front-GasDHW-ElecDry | Appl-CW-Front-GasDHW-ElecDry-Tier1AnyMFm2003CZ01DEER2017 | 0
42958.3843 | Appl-CW-Front-GasDHW-ElecDry-Tier1 | MFm | 2003 | CZ02 | rDXGF | -1 | Household | 1 | 1073.2 | 132 | 0 | 0 | 131 | 0 | 1 | 0 | -0.1 | 0.1 | 0 | 0.1 | 0 | 0 | 0 | 0 | 0.06 | 0 | -0.14 | 0.19 | 0.02 | 0 | 0.018 | 115 | 0 | 0 | 115 | 0 | 0.7 | 0 | -0.1 | 0.1 | 0 | 0.1 | 0 | 0 | 0 | 0 | 0.14 | 0 | -0.14 | 0.27 | 0.017 | 0 | 0.016 | PreCW-Front-GasDHW-ElecDry | Appl-CW-Front-GasDHW-ElecDry-Tier1AnyMFm2003CZ02DEER2017 | 0
42958.3843 | Appl-CW-Front-GasDHW-ElecDry-Tier1 | MFm | 2003 | CZ03 | rDXGF | -1 | Household | 1 | 998.7 | 131 | 0 | 0 | 131 | 0 | 0.2 | 0 | -0.1 | -0.2 | -0.1 | 0.1 | 0 | 0 | 0 | 0 | -0.12 | 0 | -0.31 | 0.19 | 0.019 | 0 | 0.018 | 114 | 0 | 0 | 114 | 0 | 0.2 | 0 | -0.1 | -0.1 | -0.1 | 0.1 | 0 | 0 | 0 | 0 | 0.02 | 0 | -0.25 | 0.27 | 0.017 | 0 | 0.015 | PreCW-Front-GasDHW-ElecDry | Appl-CW-Front-GasDHW-ElecDry-Tier1AnyMFm2003CZ03DEER2017 | 0
42958.3843 | Appl-CW-Front-GasDHW-ElecDry-Tier1 | MFm | 2003 | CZ04 | rDXGF | -1 | Household | 1 | 998.7 | 134 | 0 | 0 | 131 | 0 | 3.1 | 0 | 0 | 0.4 | 0 | 0.5 | 0 | 0 | 0 | 0 | 0.1 | 0 | -0.1 | 0.19 | 0.023 | 0 | 0.018 | 115 | 0 | 0 | 115 | 0 | 1 | 0 | -0.1 | 0 | -0.1 | 0.2 | 0 | 0 | 0 | 0 | 0.1 | 0 | -0.16 | 0.26 | 0.017 | 0 | 0.016 | PreCW-Front-GasDHW-ElecDry | Appl-CW-Front-GasDHW-ElecDry-Tier1AnyMFm2003CZ04DEER2017 | 0
42958.3843 | Appl-CW-Front-GasDHW-ElecDry-Tier1 | MFm | 2003 | CZ05 | rDXGF | -1 | Household | 1 | 998.7 | 131 | 0 | 0 | 131 | 0 | 0.2 | 0 | -0.1 | -0.1 | -0.1 | 0.1 | 0 | 0 | 0 | 0 | -0.13 | 0 | -0.33 | 0.19 | 0.019 | 0 | 0.018 | 115 | 0 | 0 | 115 | 0 | 0.2 | 0 | -0.1 | -0.1 | -0.1 | 0.1 | 0 | 0 | 0 | 0 | 0.01 | 0 | -0.26 | 0.27 | 0.016 | 0 | 0.016 | PreCW-Front-GasDHW-ElecDry | Appl-CW-Front-GasDHW-ElecDry-Tier1AnyMFm2003CZ05DEER2017 | 0
42958.3843 | Appl-CW-Front-GasDHW-ElecDry-Tier1 | MFm | 2003 | CZ06 | rDXGF | -1 | Household | 1 | 1206 | 132 | 0 | 0 | 131 | 0 | 0.9 | 0 | 0 | 0 | 0 | 0.1 | 0 | 0 | 0 | 0 | -0.01 | 0 | -0.2 | 0.18 | 0.02 | 0 | 0.018 | 115 | 0 | 0 | 115 | 0 | 0.8 | 0 | 0 | 0 | 0 | 0.1 | 0 | 0 | 0 | 0 | 0.1 | 0 | -0.16 | 0.25 | 0.017 | 0 | 0.016 | PreCW-Front-GasDHW-ElecDry | Appl-CW-Front-GasDHW-ElecDry-Tier1AnyMFm2003CZ06DEER2017 | 0
42958.3843 | Appl-CW-Front-GasDHW-ElecDry-Tier1 | MFm | 2003 | CZ07 | rDXGF | -1 | Household | 1 | 1206 | 132 | 0 | 0 | 131 | 0 | 1.4 | 0 | -0.1 | 0.1 | -0.1 | 0.2 | 0 | 0 | 0 | 0 | 0 | 0 | -0.18 | 0.18 | 0.019 | 0 | 0.018 | 116 | 0 | 0 | 114 | 0 | 1 | 0 | -0.1 | 0.1 | -0.1 | 0.1 | 0 | 0 | 0 | 0 | 0.1 | 0 | -0.15 | 0.25 | 0.017 | 0 | 0.016 | PreCW-Front-GasDHW-ElecDry | Appl-CW-Front-GasDHW-ElecDry-Tier1AnyMFm2003CZ07DEER2017 | 0
42958.3843 | Appl-CW-Front-GasDHW-ElecDry-Tier1 | MFm | 2003 | CZ08 | rDXGF | -1 | Household | 1 | 1206 | 132 | 0 | 0 | 131 | 0 | 1.5 | 0 | -0.1 | 0.1 | -0.1 | 0.2 | 0 | 0 | 0 | 0 | 0.01 | 0 | -0.18 | 0.18 | 0.02 | 0 | 0.018 | 116 | 0 | 0 | 115 | 0 | 1.2 | 0 | 0 | 0.1 | -0.1 | 0.1 | 0 | 0 | 0 | 0 | 0.11 | 0 | -0.14 | 0.25 | 0.017 | 0 | 0.016 | PreCW-Front-GasDHW-ElecDry | Appl-CW-Front-GasDHW-ElecDry-Tier1AnyMFm2003CZ08DEER2017 | 0
42958.3843 | Appl-CW-Front-GasDHW-ElecDry-Tier1 | MFm | 2003 | CZ09 | rDXGF | -1 | Household | 1 | 1126.6 | 131 | 0 | 0 | 131 | 0 | 0.9 | 0 | -0.2 | -0.1 | -0.2 | 0.1 | 0 | 0 | 0 | 0 | -0.12 | 0 | -0.31 | 0.19 | 0.019 | 0 | 0.018 | 114 | 0 | 0 | 115 | 0 | -0.5 | 0 | -0.1 | -0.3 | -0.2 | -0.1 | 0 | 0 | 0 | 0 | 0.01 | 0 | -0.24 | 0.25 | 0.014 | 0 | 0.016 | PreCW-Front-GasDHW-ElecDry | Appl-CW-Front-GasDHW-ElecDry-Tier1AnyMFm2003CZ09DEER2017 | 0
42958.3843 | Appl-CW-Front-GasDHW-ElecDry-Tier1 | MFm | 2003 | CZ10 | rDXGF | -1 | Household | 1 | 1073.2 | 133 | 0 | 0 | 131 | 0 | 2 | 0 | -0.1 | 0.2 | -0.1 | 0.2 | 0 | 0 | 0 | 0 | 0.07 | 0 | -0.11 | 0.17 | 0.022 | 0 | 0.018 | 116 | 0 | 0 | 115 | 0 | 1.7 | 0 | -0.1 | 0.2 | -0.1 | 0.2 | 0 | 0 | 0 | 0 | 0.16 | 0 | -0.09 | 0.24 | 0.019 | 0 | 0.016 | PreCW-Front-GasDHW-ElecDry | Appl-CW-Front-GasDHW-ElecDry-Tier1AnyMFm2003CZ10DEER2017 | 0
42958.3843 | Appl-CW-Front-GasDHW-ElecDry-Tier1 | MFm | 2003 | CZ11 | rDXGF | -1 | Household | 1 | 1073.2 | 133 | 0 | 0 | 131 | 0 | 1.9 | 0 | -0.1 | 0.1 | -0.1 | 0.2 | 0 | 0 | 0 | 0 | -0.06 | 0 | -0.24 | 0.19 | 0.019 | 0 | 0.018 | 116 | 0 | 0 | 114 | 0 | 1.5 | 0 | -0.1 | 0.1 | -0.1 | 0.2 | 0 | 0 | 0 | 0 | 0.06 | 0 | -0.19 | 0.25 | 0.016 | 0 | 0.016 | PreCW-Front-GasDHW-ElecDry | Appl-CW-Front-GasDHW-ElecDry-Tier1AnyMFm2003CZ11DEER2017 | 0
42958.3843 | Appl-CW-Front-GasDHW-ElecDry-Tier1 | MFm | 2003 | CZ12 | rDXGF | -1 | Household | 1 | 1073.2 | 132 | 0 | 0 | 131 | 0 | 1.5 | 0 | -0.1 | 0.1 | -0.1 | 0.2 | 0 | 0 | 0 | 0 | -0.04 | 0 | -0.23 | 0.19 | 0.019 | 0 | 0.018 | 116 | 0 | 0 | 115 | 0 | 1.2 | 0 | -0.1 | 0.1 | -0.1 | 0.2 | 0 | 0 | 0 | 0 | 0.08 | 0 | -0.18 | 0.26 | 0.017 | 0 | 0.016 | PreCW-Front-GasDHW-ElecDry | Appl-CW-Front-GasDHW-ElecDry-Tier1AnyMFm2003CZ12DEER2017 | 0
42958.3843 | Appl-CW-Front-GasDHW-ElecDry-Tier1 | MFm | 2003 | CZ13 | rDXGF | -1 | Household | 1 | 1073.2 | 133 | 0 | 0 | 131 | 0 | 2 | 0 | -0.1 | 0.1 | -0.1 | 0.3 | 0 | 0 | 0 | 0 | -0.03 | 0 | -0.21 | 0.18 | 0.019 | 0 | 0.018 | 116 | 0 | 0 | 114 | 0 | 1.7 | 0 | -0.1 | 0.1 | -0.1 | 0.2 | 0 | 0 | 0 | 0 | 0.08 | 0 | -0.17 | 0.24 | 0.017 | 0 | 0.016 | PreCW-Front-GasDHW-ElecDry | Appl-CW-Front-GasDHW-ElecDry-Tier1AnyMFm2003CZ13DEER2017 | 0
42958.3843 | Appl-CW-Front-GasDHW-ElecDry-Tier1 | MFm | 2003 | CZ14 | rDXGF | -1 | Household | 1 | 1094.6 | 133 | 0 | 0 | 131 | 0 | 2.1 | 0 | -0.1 | 0.2 | -0.1 | 0.2 | 0 | 0 | 0 | 0 | -0.04 | 0 | -0.24 | 0.18 | 0.019 | 0 | 0.018 | 116 | 0 | 0 | 115 | 0 | 1.7 | 0 | -0.1 | 0.1 | -0.1 | 0.2 | 0 | 0 | 0 | 0 | 0.07 | 0 | -0.19 | 0.25 | 0.016 | 0 | 0.016 | PreCW-Front-GasDHW-ElecDry | Appl-CW-Front-GasDHW-ElecDry-Tier1AnyMFm2003CZ14DEER2017 | 0
42958.3843 | Appl-CW-Front-GasDHW-ElecDry-Tier1 | MFm | 2003 | CZ15 | rDXGF | -1 | Household | 1 | 1094.6 | 134 | 0 | 0 | 131 | 0 | 2.7 | 0 | -0.1 | 0.2 | 0 | 0.3 | 0 | 0 | 0 | 0 | 0.04 | 0 | -0.11 | 0.15 | 0.019 | 0 | 0.018 | 117 | 0 | 0 | 114 | 0 | 2.2 | 0 | -0.1 | 0.2 | 0 | 0.2 | 0 | 0 | 0 | 0 | 0.12 | 0 | -0.08 | 0.21 | 0.017 | 0 | 0.016 | PreCW-Front-GasDHW-ElecDry | Appl-CW-Front-GasDHW-ElecDry-Tier1AnyMFm2003CZ15DEER2017 | 0
42958.3843 | Appl-CW-Front-GasDHW-ElecDry-Tier1 | MFm | 2003 | CZ16 | rDXGF | -1 | Household | 1 | 998.7 | 132 | 0 | 0 | 131 | 0 | 1.4 | 0 | -0.2 | 0.1 | -0.1 | 0.2 | 0 | 0 | 0 | 0 | -0.09 | 0 | -0.3 | 0.22 | 0.019 | 0 | 0.018 | 116 | 0 | 0 | 114 | 0 | 1.1 | 0 | -0.1 | 0.1 | -0.1 | 0.1 | 0 | 0 | 0 | 0 | 0.05 | 0 | -0.24 | 0.29 | 0.017 | 0 | 0.016 | PreCW-Front-GasDHW-ElecDry | Appl-CW-Front-GasDHW-ElecDry-Tier1AnyMFm2003CZ16DEER2017 | 0
42958.3843 | Appl-CW-Front-GasDHW-ElecDry-Tier1 | MFm | 2007 | CZ01 | rDXGF | -1 | Household | 1 | 998.7 | 130 | 0 | 0 | 131 | 0 | 0 | 0 | -0.2 | -0.2 | -0.2 | 0 | 0 | 0 | 0 | 0 | -0.2 | 0 | -0.42 | 0.22 | 0.018 | 0 | 0.018 | 114 | 0 | 0 | 114 | 0 | 0 | 0 | -0.2 | -0.2 | -0.2 | 0 | 0 | 0 | 0 | 0 | -0.04 | 0 | -0.34 | 0.29 | 0.016 | 0 | 0.016 | PreCW-Front-GasDHW-ElecDry | Appl-CW-Front-GasDHW-ElecDry-Tier1AnyMFm2007CZ01DEER2017 | 0
42958.3843 | Appl-CW-Front-GasDHW-ElecDry-Tier1 | MFm | 2007 | CZ02 | rDXGF | -1 | Household | 1 | 1073.2 | 132 | 0 | 0 | 131 | 0 | 1 | 0 | -0.1 | 0.1 | -0.1 | 0.2 | 0 | 0 | 0 | 0 | -0.01 | 0 | -0.21 | 0.2 | 0.019 | 0 | 0.018 | 115 | 0 | 0 | 115 | 0 | 0.4 | 0 | -0.1 | -0.1 | -0.1 | 0.1 | 0 | 0 | 0 | 0 | 0 | 0 | -0.26 | 0.27 | 0.016 | 0 | 0.016 | PreCW-Front-GasDHW-ElecDry | Appl-CW-Front-GasDHW-ElecDry-Tier1AnyMFm2007CZ02DEER2017 | 0
42958.3843 | Appl-CW-Front-GasDHW-ElecDry-Tier1 | MFm | 2007 | CZ03 | rDXGF | -1 | Household | 1 | 998.7 | 131 | 0 | 0 | 131 | 0 | 0.1 | 0 | -0.1 | -0.1 | -0.1 | 0 | 0 | 0 | 0 | 0 | -0.11 | 0 | -0.32 | 0.2 | 0.019 | 0 | 0.018 | 114 | 0 | 0 | 114 | 0 | 0.1 | 0 | -0.1 | -0.1 | -0.1 | 0 | 0 | 0 | 0 | 0 | 0.03 | 0 | -0.25 | 0.27 | 0.016 | 0 | 0.016 | PreCW-Front-GasDHW-ElecDry | Appl-CW-Front-GasDHW-ElecDry-Tier1AnyMFm2007CZ03DEER2017 | 0
42958.3843 | Appl-CW-Front-GasDHW-ElecDry-Tier1 | MFm | 2007 | CZ04 | rDXGF | -1 | Household | 1 | 998.7 | 132 | 0 | 0 | 131 | 0 | 1.1 | 0 | -0.1 | 0.1 | -0.1 | 0.2 | 0 | 0 | 0 | 0 | -0.01 | 0 | -0.2 | 0.2 | 0.019 | 0 | 0.018 | 115 | 0 | 0 | 115 | 0 | 0.9 | 0 | -0.1 | 0.1 | 0 | 0.2 | 0 | 0 | 0 | 0 | 0.1 | 0 | -0.16 | 0.27 | 0.017 | 0 | 0.016 | PreCW-Front-GasDHW-ElecDry | Appl-CW-Front-GasDHW-ElecDry-Tier1AnyMFm2007CZ04DEER2017 | 0
42958.3843 | Appl-CW-Front-GasDHW-ElecDry-Tier1 | MFm | 2007 | CZ05 | rDXGF | -1 | Household | 1 | 998.7 | 131 | 0 | 0 | 131 | 0 | 0.2 | 0 | -0.1 | -0.1 | -0.2 | 0.1 | 0 | 0 | 0 | 0 | -0.07 | 0 | -0.28 | 0.2 | 0.019 | 0 | 0.018 | 114 | 0 | 0 | 115 | 0 | 0.1 | 0 | 0 | -0.1 | -0.1 | 0 | 0 | 0 | 0 | 0 | 0.06 | 0 | -0.22 | 0.27 | 0.016 | 0 | 0.016 | PreCW-Front-GasDHW-ElecDry | Appl-CW-Front-GasDHW-ElecDry-Tier1AnyMFm2007CZ05DEER2017 | 0
42958.3843 | Appl-CW-Front-GasDHW-ElecDry-Tier1 | MFm | 2007 | CZ06 | rDXGF | -1 | Household | 1 | 1206 | 132 | 0 | 0 | 131 | 0 | 1 | 0 | 0 | 0.1 | -0.1 | 0.1 | 0 | 0 | 0 | 0 | -0.02 | 0 | -0.21 | 0.19 | 0.02 | 0 | 0.018 | 115 | 0 | 0 | 115 | 0 | 0.8 | 0 | 0 | 0.1 | -0.1 | 0.1 | 0 | 0 | 0 | 0 | 0.09 | 0 | -0.17 | 0.26 | 0.017 | 0 | 0.016 | PreCW-Front-GasDHW-ElecDry | Appl-CW-Front-GasDHW-ElecDry-Tier1AnyMFm2007CZ06DEER2017 | 0
42958.3843 | Appl-CW-Front-GasDHW-ElecDry-Tier1 | MFm | 2007 | CZ07 | rDXGF | -1 | Household | 1 | 1206 | 130 | 0 | 0 | 131 | 0 | 0.2 | 0 | -0.1 | -0.2 | -0.2 | 0 | 0 | 0 | 0 | 0 | -0.21 | 0 | -0.4 | 0.19 | 0.016 | 0 | 0.018 | 116 | 0 | 0 | 115 | 0 | 1.4 | 0 | 0 | 0.2 | -0.1 | 0.2 | 0 | 0 | 0 | 0 | 0.15 | 0 | -0.11 | 0.26 | 0.017 | 0 | 0.016 | PreCW-Front-GasDHW-ElecDry | Appl-CW-Front-GasDHW-ElecDry-Tier1AnyMFm2007CZ07DEER2017 | 0
42958.3843 | Appl-CW-Front-GasDHW-ElecDry-Tier1 | MFm | 2007 | CZ08 | rDXGF | -1 | Household | 1 | 1206 | 129 | 0 | 0 | 131 | 0 | -1.2 | 0 | -0.1 | -0.4 | -0.1 | -0.2 | 0 | 0 | 0 | 0 | -0.11 | 0 | -0.29 | 0.18 | 0.014 | 0 | 0.018 | 112 | 0 | 0 | 115 | 0 | -1.5 | 0 | -0.1 | -0.4 | -0.1 | -0.3 | 0 | 0 | 0 | 0 | -0.01 | 0 | -0.26 | 0.25 | 0.012 | 0 | 0.016 | PreCW-Front-GasDHW-ElecDry | Appl-CW-Front-GasDHW-ElecDry-Tier1AnyMFm2007CZ08DEER2017 | 0
42958.3843 | Appl-CW-Front-GasDHW-ElecDry-Tier1 | MFm | 2007 | CZ09 | rDXGF | -1 | Household | 1 | 1126.6 | 132 | 0 | 0 | 131 | 0 | 1.1 | 0 | 0 | 0.1 | -0.1 | 0.2 | 0 | 0 | 0 | 0 | 0 | 0 | -0.19 | 0.18 | 0.019 | 0 | 0.018 | 115 | 0 | 0 | 114 | 0 | 0.9 | 0 | 0 | 0.1 | -0.1 | 0.2 | 0 | 0 | 0 | 0 | 0.1 | 0 | -0.15 | 0.25 | 0.017 | 0 | 0.015 | PreCW-Front-GasDHW-ElecDry | Appl-CW-Front-GasDHW-ElecDry-Tier1AnyMFm2007CZ09DEER2017 | 0
42958.3843 | Appl-CW-Front-GasDHW-ElecDry-Tier1 | MFm | 2007 | CZ10 | rDXGF | -1 | Household | 1 | 1073.2 | 131 | 0 | 0 | 131 | 0 | 0.6 | 0 | -0.1 | 0 | -0.1 | 0.1 | 0 | 0 | 0 | 0 | -0.01 | 0 | -0.19 | 0.18 | 0.018 | 0 | 0.018 | 116 | 0 | 0 | 114 | 0 | 1.7 | 0 | 0 | 0.3 | 0 | 0.3 | 0 | 0 | 0 | 0 | 0.16 | 0 | -0.09 | 0.25 | 0.018 | 0 | 0.016 | PreCW-Front-GasDHW-ElecDry | Appl-CW-Front-GasDHW-ElecDry-Tier1AnyMFm2007CZ10DEER2017 | 0
42958.3843 | Appl-CW-Front-GasDHW-ElecDry-Tier1 | MFm | 2007 | CZ11 | rDXGF | -1 | Household | 1 | 1073.2 | 132 | 0 | 0 | 131 | 0 | 1.7 | 0 | -0.1 | 0.2 | -0.1 | 0.3 | 0 | 0 | 0 | 0 | -0.05 | 0 | -0.24 | 0.18 | 0.019 | 0 | 0.018 | 116 | 0 | 0 | 115 | 0 | 1.5 | 0 | -0.1 | 0.2 | -0.1 | 0.2 | 0 | 0 | 0 | 0 | 0.07 | 0 | -0.19 | 0.25 | 0.017 | 0 | 0.016 | PreCW-Front-GasDHW-ElecDry | Appl-CW-Front-GasDHW-ElecDry-Tier1AnyMFm2007CZ11DEER2017 | 0
42958.3843 | Appl-CW-Front-GasDHW-ElecDry-Tier1 | MFm | 2007 | CZ12 | rDXGF | -1 | Household | 1 | 1073.2 | 132 | 0 | 0 | 131 | 0 | 1.5 | 0 | -0.1 | 0.1 | -0.1 | 0.2 | 0 | 0 | 0 | 0 | -0.03 | 0 | -0.22 | 0.19 | 0.019 | 0 | 0.018 | 116 | 0 | 0 | 114 | 0 | 1.2 | 0 | -0.1 | 0.1 | -0.1 | 0.2 | 0 | 0 | 0 | 0 | 0.09 | 0 | -0.17 | 0.26 | 0.017 | 0 | 0.016 | PreCW-Front-GasDHW-ElecDry | Appl-CW-Front-GasDHW-ElecDry-Tier1AnyMFm2007CZ12DEER2017 | 0
42958.3843 | Appl-CW-Front-GasDHW-ElecDry-Tier1 | MFm | 2007 | CZ13 | rDXGF | -1 | Household | 1 | 1073.2 | 132 | 0 | 0 | 131 | 0 | 1.7 | 0 | -0.1 | 0.1 | -0.1 | 0.3 | 0 | 0 | 0 | 0 | -0.04 | 0 | -0.23 | 0.18 | 0.019 | 0 | 0.018 | 116 | 0 | 0 | 115 | 0 | 1.4 | 0 | 0 | 0.1 | -0.1 | 0.3 | 0 | 0 | 0 | 0 | 0.07 | 0 | -0.18 | 0.25 | 0.017 | 0 | 0.016 | PreCW-Front-GasDHW-ElecDry | Appl-CW-Front-GasDHW-ElecDry-Tier1AnyMFm2007CZ13DEER2017 | 0
42958.3843 | Appl-CW-Front-GasDHW-ElecDry-Tier1 | MFm | 2007 | CZ14 | rDXGF | -1 | Household | 1 | 1094.6 | 133 | 0 | 0 | 131 | 0 | 1.8 | 0 | -0.1 | 0.2 | -0.1 | 0.3 | 0 | 0 | 0 | 0 | -0.04 | 0 | -0.23 | 0.19 | 0.019 | 0 | 0.018 | 116 | 0 | 0 | 114 | 0 | 1.4 | 0 | -0.1 | 0.2 | -0.1 | 0.3 | 0 | 0 | 0 | 0 | 0.07 | 0 | -0.18 | 0.25 | 0.017 | 0 | 0.016 | PreCW-Front-GasDHW-ElecDry | Appl-CW-Front-GasDHW-ElecDry-Tier1AnyMFm2007CZ14DEER2017 | 0
42958.3843 | Appl-CW-Front-GasDHW-ElecDry-Tier1 | MFm | 2007 | CZ15 | rDXGF | -1 | Household | 1 | 1094.6 | 133 | 0 | 0 | 131 | 0 | 2.1 | 0 | 0 | 0.3 | 0 | 0.3 | 0 | 0 | 0 | 0 | 0.05 | 0 | -0.11 | 0.15 | 0.019 | 0 | 0.018 | 116 | 0 | 0 | 115 | 0 | 1.7 | 0 | 0 | 0.2 | 0 | 0.3 | 0 | 0 | 0 | 0 | 0.12 | 0 | -0.08 | 0.21 | 0.017 | 0 | 0.016 | PreCW-Front-GasDHW-ElecDry | Appl-CW-Front-GasDHW-ElecDry-Tier1AnyMFm2007CZ15DEER2017 | 0
42958.3843 | Appl-CW-Front-GasDHW-ElecDry-Tier1 | MFm | 2007 | CZ16 | rDXGF | -1 | Household | 1 | 998.7 | 132 | 0 | 0 | 131 | 0 | 1.1 | 0 | -0.1 | 0.1 | -0.1 | 0.2 | 0 | 0 | 0 | 0 | -0.09 | 0 | -0.31 | 0.22 | 0.018 | 0 | 0.018 | 115 | 0 | 0 | 114 | 0 | 0.9 | 0 | -0.1 | 0.1 | -0.1 | 0.2 | 0 | 0 | 0 | 0 | 0.05 | 0 | -0.25 | 0.29 | 0.016 | 0 | 0.016 | PreCW-Front-GasDHW-ElecDry | Appl-CW-Front-GasDHW-ElecDry-Tier1AnyMFm2007CZ16DEER2017 | 0
42958.3843 | Appl-CW-Front-GasDHW-ElecDry-Tier1 | MFm | 2011 | CZ01 | rDXGF | -1 | Household | 1 | 998.7 | 130 | 0 | 0 | 131 | 0 | 0 | 0 | -0.2 | -0.3 | -0.2 | 0 | 0 | 0 | 0 | 0 | -0.2 | 0 | -0.41 | 0.21 | 0.018 | 0 | 0.018 | 114 | 0 | 0 | 115 | 0 | 0 | 0 | -0.2 | -0.2 | -0.2 | 0 | 0 | 0 | 0 | 0 | -0.04 | 0 | -0.33 | 0.29 | 0.016 | 0 | 0.016 | PreCW-Front-GasDHW-ElecDry | Appl-CW-Front-GasDHW-ElecDry-Tier1AnyMFm2011CZ01DEER2017 | 0
42958.3843 | Appl-CW-Front-GasDHW-ElecDry-Tier1 | MFm | 2011 | CZ02 | rDXGF | -1 | Household | 1 | 1073.2 | 132 | 0 | 0 | 131 | 0 | 1.3 | 0 | 0 | 0.2 | 0 | 0.3 | 0 | 0 | 0 | 0 | 0.06 | 0 | -0.14 | 0.2 | 0.02 | 0 | 0.018 | 116 | 0 | 0 | 115 | 0 | 1.1 | 0 | 0 | 0.2 | 0 | 0.2 | 0 | 0 | 0 | 0 | 0.17 | 0 | -0.1 | 0.27 | 0.017 | 0 | 0.016 | PreCW-Front-GasDHW-ElecDry | Appl-CW-Front-GasDHW-ElecDry-Tier1AnyMFm2011CZ02DEER2017 | 0
42958.3843 | Appl-CW-Front-GasDHW-ElecDry-Tier1 | MFm | 2011 | CZ03 | rDXGF | -1 | Household | 1 | 998.7 | 131 | 0 | 0 | 131 | 0 | 0.1 | 0 | -0.1 | -0.1 | -0.1 | 0 | 0 | 0 | 0 | 0 | -0.04 | 0 | -0.24 | 0.2 | 0.019 | 0 | 0.018 | 114 | 0 | 0 | 115 | 0 | 0.1 | 0 | -0.1 | 0 | 0 | 0 | 0 | 0 | 0 | 0 | 0.09 | 0 | -0.18 | 0.27 | 0.017 | 0 | 0.015 | PreCW-Front-GasDHW-ElecDry | Appl-CW-Front-GasDHW-ElecDry-Tier1AnyMFm2011CZ03DEER2017 | 0
42958.3843 | Appl-CW-Front-GasDHW-ElecDry-Tier1 | MFm | 2011 | CZ04 | rDXGF | -1 | Household | 1 | 998.7 | 132 | 0 | 0 | 131 | 0 | 1.5 | 0 | -0.1 | 0.2 | -0.1 | 0.3 | 0 | 0 | 0 | 0 | 0.03 | 0 | -0.16 | 0.19 | 0.02 | 0 | 0.018 | 116 | 0 | 0 | 115 | 0 | 1.2 | 0 | -0.1 | 0.1 | -0.1 | 0.2 | 0 | 0 | 0 | 0 | 0.13 | 0 | -0.12 | 0.26 | 0.017 | 0 | 0.016 | PreCW-Front-GasDHW-ElecDry | Appl-CW-Front-GasDHW-ElecDry-Tier1AnyMFm2011CZ04DEER2017 | 0
42958.3843 | Appl-CW-Front-GasDHW-ElecDry-Tier1 | MFm | 2011 | CZ05 | rDXGF | -1 | Household | 1 | 998.7 | 131 | 0 | 0 | 131 | 0 | 0.2 | 0 | -0.1 | -0.1 | -0.2 | 0 | 0 | 0 | 0 | 0 | -0.06 | 0 | -0.26 | 0.2 | 0.018 | 0 | 0.018 | 115 | 0 | 0 | 115 | 0 | 0.1 | 0 | -0.1 | -0.1 | -0.1 | 0 | 0 | 0 | 0 | 0 | 0.07 | 0 | -0.21 | 0.28 | 0.016 | 0 | 0.016 | PreCW-Front-GasDHW-ElecDry | Appl-CW-Front-GasDHW-ElecDry-Tier1AnyMFm2011CZ05DEER2017 | 0
42958.3843 | Appl-CW-Front-GasDHW-ElecDry-Tier1 | MFm | 2011 | CZ06 | rDXGF | -1 | Household | 1 | 1206 | 132 | 0 | 0 | 131 | 0 | 1 | 0 | -0.1 | 0.1 | -0.1 | 0.2 | 0 | 0 | 0 | 0 | -0.03 | 0 | -0.22 | 0.18 | 0.019 | 0 | 0.018 | 115 | 0 | 0 | 115 | 0 | 0.8 | 0 | 0 | 0 | 0 | 0.2 | 0 | 0 | 0 | 0 | 0.08 | 0 | -0.17 | 0.25 | 0.017 | 0 | 0.016 | PreCW-Front-GasDHW-ElecDry | Appl-CW-Front-GasDHW-ElecDry-Tier1AnyMFm2011CZ06DEER2017 | 0
42958.3843 | Appl-CW-Front-GasDHW-ElecDry-Tier1 | MFm | 2011 | CZ07 | rDXGF | -1 | Household | 1 | 1206 | 132 | 0 | 0 | 131 | 0 | 1.7 | 0 | 0 | 0.3 | -0.1 | 0.3 | 0 | 0 | 0 | 0 | 0.02 | 0 | -0.17 | 0.19 | 0.019 | 0 | 0.018 | 116 | 0 | 0 | 114 | 0 | 1.4 | 0 | 0 | 0.2 | 0 | 0.3 | 0 | 0 | 0 | 0 | 0.12 | 0 | -0.13 | 0.26 | 0.017 | 0 | 0.016 | PreCW-Front-GasDHW-ElecDry | Appl-CW-Front-GasDHW-ElecDry-Tier1AnyMFm2011CZ07DEER2017 | 0
42958.3843 | Appl-CW-Front-GasDHW-ElecDry-Tier1 | MFm | 2011 | CZ08 | rDXGF | -1 | Household | 1 | 1206 | 133 | 0 | 0 | 131 | 0 | 1.8 | 0 | 0 | 0.2 | -0.1 | 0.3 | 0 | 0 | 0 | 0 | 0.04 | 0 | -0.14 | 0.19 | 0.019 | 0 | 0.018 | 116 | 0 | 0 | 115 | 0 | 1.4 | 0 | 0 | 0.2 | -0.1 | 0.3 | 0 | 0 | 0 | 0 | 0.14 | 0 | -0.11 | 0.25 | 0.017 | 0 | 0.016 | PreCW-Front-GasDHW-ElecDry | Appl-CW-Front-GasDHW-ElecDry-Tier1AnyMFm2011CZ08DEER2017 | 0
42958.3843 | Appl-CW-Front-GasDHW-ElecDry-Tier1 | MFm | 2011 | CZ09 | rDXGF | -1 | Household | 1 | 1126.6 | 132 | 0 | 0 | 131 | 0 | 1.4 | 0 | -0.1 | 0.2 | -0.1 | 0.2 | 0 | 0 | 0 | 0 | 0.01 | 0 | -0.17 | 0.18 | 0.019 | 0 | 0.018 | 116 | 0 | 0 | 115 | 0 | 1.1 | 0 | -0.1 | 0.1 | 0 | 0.2 | 0 | 0 | 0 | 0 | 0.11 | 0 | -0.13 | 0.24 | 0.017 | 0 | 0.016 | PreCW-Front-GasDHW-ElecDry | Appl-CW-Front-GasDHW-ElecDry-Tier1AnyMFm2011CZ09DEER2017 | 0
42958.3843 | Appl-CW-Front-GasDHW-ElecDry-Tier1 | MFm | 2011 | CZ10 | rDXGF | -1 | Household | 1 | 1073.2 | 132 | 0 | 0 | 131 | 0 | 1.4 | 0 | -0.1 | 0.1 | -0.1 | 0.2 | 0 | 0 | 0 | 0 | 0.04 | 0 | -0.15 | 0.18 | 0.02 | 0 | 0.018 | 116 | 0 | 0 | 115 | 0 | 1.1 | 0 | -0.1 | 0.1 | -0.1 | 0.2 | 0 | 0 | 0 | 0 | 0.13 | 0 | -0.12 | 0.24 | 0.017 | 0 | 0.016 | PreCW-Front-GasDHW-ElecDry | Appl-CW-Front-GasDHW-ElecDry-Tier1AnyMFm2011CZ10DEER2017 | 0
42958.3843 | Appl-CW-Front-GasDHW-ElecDry-Tier1 | MFm | 2011 | CZ11 | rDXGF | -1 | Household | 1 | 1073.2 | 132 | 0 | 0 | 131 | 0 | 1.6 | 0 | -0.1 | 0.1 | -0.1 | 0.2 | 0 | 0 | 0 | 0 | -0.04 | 0 | -0.22 | 0.18 | 0.019 | 0 | 0.018 | 116 | 0 | 0 | 115 | 0 | 1.5 | 0 | -0.1 | 0.1 | -0.1 | 0.2 | 0 | 0 | 0 | 0 | 0.08 | 0 | -0.17 | 0.25 | 0.017 | 0 | 0.016 | PreCW-Front-GasDHW-ElecDry | Appl-CW-Front-GasDHW-ElecDry-Tier1AnyMFm2011CZ11DEER2017 | 0
42958.3843 | Appl-CW-Front-GasDHW-ElecDry-Tier1 | MFm | 2011 | CZ12 | rDXGF | -1 | Household | 1 | 1073.2 | 132 | 0 | 0 | 131 | 0 | 1.4 | 0 | -0.1 | 0.1 | -0.1 | 0.2 | 0 | 0 | 0 | 0 | -0.02 | 0 | -0.2 | 0.19 | 0.019 | 0 | 0.018 | 116 | 0 | 0 | 114 | 0 | 1.2 | 0 | -0.1 | 0.1 | -0.1 | 0.2 | 0 | 0 | 0 | 0 | 0.09 | 0 | -0.16 | 0.26 | 0.017 | 0 | 0.015 | PreCW-Front-GasDHW-ElecDry | Appl-CW-Front-GasDHW-ElecDry-Tier1AnyMFm2011CZ12DEER2017 | 0
42958.3843 | Appl-CW-Front-GasDHW-ElecDry-Tier1 | MFm | 2011 | CZ13 | rDXGF | -1 | Household | 1 | 1073.2 | 133 | 0 | 0 | 131 | 0 | 1.8 | 0 | -0.1 | 0.1 | -0.1 | 0.3 | 0 | 0 | 0 | 0 | -0.04 | 0 | -0.22 | 0.19 | 0.019 | 0 | 0.018 | 116 | 0 | 0 | 114 | 0 | 1.4 | 0 | -0.1 | 0.1 | -0.1 | 0.2 | 0 | 0 | 0 | 0 | 0.07 | 0 | -0.18 | 0.25 | 0.016 | 0 | 0.016 | PreCW-Front-GasDHW-ElecDry | Appl-CW-Front-GasDHW-ElecDry-Tier1AnyMFm2011CZ13DEER2017 | 0
42958.3843 | Appl-CW-Front-GasDHW-ElecDry-Tier1 | MFm | 2011 | CZ14 | rDXGF | -1 | Household | 1 | 1094.6 | 133 | 0 | 0 | 131 | 0 | 1.8 | 0 | -0.1 | 0.2 | -0.1 | 0.3 | 0 | 0 | 0 | 0 | -0.03 | 0 | -0.22 | 0.19 | 0.019 | 0 | 0.018 | 116 | 0 | 0 | 114 | 0 | 1.5 | 0 | -0.1 | 0.2 | -0.1 | 0.3 | 0 | 0 | 0 | 0 | 0.08 | 0 | -0.17 | 0.26 | 0.017 | 0 | 0.016 | PreCW-Front-GasDHW-ElecDry | Appl-CW-Front-GasDHW-ElecDry-Tier1AnyMFm2011CZ14DEER2017 | 0
42958.3843 | Appl-CW-Front-GasDHW-ElecDry-Tier1 | MFm | 2011 | CZ15 | rDXGF | -1 | Household | 1 | 1094.6 | 133 | 0 | 0 | 131 | 0 | 2.2 | 0 | 0 | 0.2 | 0 | 0.3 | 0 | 0 | 0 | 0 | 0.05 | 0 | -0.1 | 0.16 | 0.019 | 0 | 0.018 | 116 | 0 | 0 | 114 | 0 | 1.7 | 0 | 0 | 0.2 | 0 | 0.3 | 0 | 0 | 0 | 0 | 0.13 | 0 | -0.08 | 0.21 | 0.017 | 0 | 0.016 | PreCW-Front-GasDHW-ElecDry | Appl-CW-Front-GasDHW-ElecDry-Tier1AnyMFm2011CZ15DEER2017 | 0
42958.3843 | Appl-CW-Front-GasDHW-ElecDry-Tier1 | MFm | 2011 | CZ16 | rDXGF | -1 | Household | 1 | 998.7 | 132 | 0 | 0 | 131 | 0 | 1.2 | 0 | -0.1 | 0.1 | -0.2 | 0.2 | 0 | 0 | 0 | 0 | -0.09 | 0 | -0.31 | 0.22 | 0.019 | 0 | 0.018 | 115 | 0 | 0 | 115 | 0 | 0.9 | 0 | -0.1 | 0.1 | -0.2 | 0.2 | 0 | 0 | 0 | 0 | 0.05 | 0 | -0.24 | 0.29 | 0.017 | 0 | 0.016 | PreCW-Front-GasDHW-ElecDry | Appl-CW-Front-GasDHW-ElecDry-Tier1AnyMFm2011CZ16DEER2017 | 0
42958.3843 | Appl-CW-Front-GasDHW-ElecDry-Tier1 | MFm | 2015 | CZ01 | rDXGF | -1 | Household | 1 | 998.7 | 130 | 0 | 0 | 131 | 0 | 0 | 0 | -0.1 | -0.1 | -0.2 | 0 | 0 | 0 | 0 | 0 | -0.09 | 0 | -0.3 | 0.21 | 0.018 | 0 | 0.018 | 114 | 0 | 0 | 115 | 0 | 0 | 0 | 0 | -0.1 | -0.1 | 0 | 0 | 0 | 0 | 0 | 0.08 | 0 | -0.2 | 0.29 | 0.016 | 0 | 0.016 | PreCW-Front-GasDHW-ElecDry | Appl-CW-Front-GasDHW-ElecDry-Tier1AnyMFm2015CZ01DEER2017 | 0
42958.3843 | Appl-CW-Front-GasDHW-ElecDry-Tier1 | MFm | 2015 | CZ02 | rDXGF | -1 | Household | 1 | 1073.2 | 131 | 0 | 0 | 131 | 0 | 0.9 | 0 | 0 | 0.1 | -0.1 | 0.2 | 0 | 0 | 0 | 0 | -0.03 | 0 | -0.23 | 0.2 | 0.02 | 0 | 0.018 | 115 | 0 | 0 | 115 | 0 | 0.7 | 0 | 0 | 0.1 | -0.1 | 0.1 | 0 | 0 | 0 | 0 | 0.09 | 0 | -0.18 | 0.27 | 0.017 | 0 | 0.016 | PreCW-Front-GasDHW-ElecDry | Appl-CW-Front-GasDHW-ElecDry-Tier1AnyMFm2015CZ02DEER2017 | 0
42958.3843 | Appl-CW-Front-GasDHW-ElecDry-Tier1 | MFm | 2015 | CZ03 | rDXGF | -1 | Household | 1 | 998.7 | 131 | 0 | 0 | 131 | 0 | 0.2 | 0 | -0.1 | 0 | 0 | 0 | 0 | 0 | 0 | 0 | 0.01 | 0 | -0.18 | 0.19 | 0.019 | 0 | 0.018 | 115 | 0 | 0 | 115 | 0 | 0.1 | 0 | 0 | 0 | 0 | 0 | 0 | 0 | 0 | 0 | 0.14 | 0 | -0.12 | 0.27 | 0.017 | 0 | 0.016 | PreCW-Front-GasDHW-ElecDry | Appl-CW-Front-GasDHW-ElecDry-Tier1AnyMFm2015CZ03DEER2017 | 0
42958.3843 | Appl-CW-Front-GasDHW-ElecDry-Tier1 | MFm | 2015 | CZ04 | rDXGF | -1 | Household | 1 | 998.7 | 132 | 0 | 0 | 131 | 0 | 1.1 | 0 | 0 | 0.2 | 0 | 0.2 | 0 | 0 | 0 | 0 | 0.02 | 0 | -0.17 | 0.19 | 0.019 | 0 | 0.018 | 116 | 0 | 0 | 115 | 0 | 0.9 | 0 | 0 | 0.1 | 0 | 0.2 | 0 | 0 | 0 | 0 | 0.12 | 0 | -0.14 | 0.26 | 0.017 | 0 | 0.016 | PreCW-Front-GasDHW-ElecDry | Appl-CW-Front-GasDHW-ElecDry-Tier1AnyMFm2015CZ04DEER2017 | 0
42958.3843 | Appl-CW-Front-GasDHW-ElecDry-Tier1 | MFm | 2015 | CZ05 | rDXGF | -1 | Household | 1 | 998.7 | 131 | 0 | 0 | 131 | 0 | 0.3 | 0 | 0 | 0 | -0.1 | 0 | 0 | 0 | 0 | 0 | 0.01 | 0 | -0.19 | 0.19 | 0.019 | 0 | 0.018 | 115 | 0 | 0 | 115 | 0 | 0.2 | 0 | 0 | 0 | -0.1 | 0 | 0 | 0 | 0 | 0 | 0.12 | 0 | -0.15 | 0.27 | 0.017 | 0 | 0.016 | PreCW-Front-GasDHW-ElecDry | Appl-CW-Front-GasDHW-ElecDry-Tier1AnyMFm2015CZ05DEER2017 | 0
42958.3843 | Appl-CW-Front-GasDHW-ElecDry-Tier1 | MFm | 2015 | CZ06 | rDXGF | -1 | Household | 1 | 1206 | 132 | 0 | 0 | 131 | 0 | 0.9 | 0 | -0.1 | 0.1 | 0 | 0.2 | 0 | 0 | 0 | 0 | -0.04 | 0 | -0.22 | 0.18 | 0.019 | 0 | 0.018 | 115 | 0 | 0 | 115 | 0 | 0.8 | 0 | -0.1 | 0.1 | 0 | 0.1 | 0 | 0 | 0 | 0 | 0.08 | 0 | -0.17 | 0.25 | 0.016 | 0 | 0.016 | PreCW-Front-GasDHW-ElecDry | Appl-CW-Front-GasDHW-ElecDry-Tier1AnyMFm2015CZ06DEER2017 | 0
42958.3843 | Appl-CW-Front-GasDHW-ElecDry-Tier1 | MFm | 2015 | CZ07 | rDXGF | -1 | Household | 1 | 1206 | 132 | 0 | 0 | 131 | 0 | 1.4 | 0 | 0 | 0.2 | -0.1 | 0.2 | 0 | 0 | 0 | 0 | 0 | 0 | -0.18 | 0.18 | 0.018 | 0 | 0.018 | 116 | 0 | 0 | 114 | 0 | 1.1 | 0 | 0 | 0.1 | -0.1 | 0.2 | 0 | 0 | 0 | 0 | 0.11 | 0 | -0.14 | 0.25 | 0.016 | 0 | 0.016 | PreCW-Front-GasDHW-ElecDry | Appl-CW-Front-GasDHW-ElecDry-Tier1AnyMFm2015CZ07DEER2017 | 0
42958.3843 | Appl-CW-Front-GasDHW-ElecDry-Tier1 | MFm | 2015 | CZ08 | rDXGF | -1 | Household | 1 | 1206 | 133 | 0 | 0 | 131 | 0 | 2.1 | 0 | 0 | 0.3 | 0 | 0.4 | 0 | 0 | 0 | 0 | 0.05 | 0 | -0.14 | 0.18 | 0.02 | 0 | 0.018 | 117 | 0 | 0 | 115 | 0 | 1.8 | 0 | 0 | 0.2 | 0 | 0.3 | 0 | 0 | 0 | 0 | 0.15 | 0 | -0.1 | 0.24 | 0.017 | 0 | 0.016 | PreCW-Front-GasDHW-ElecDry | Appl-CW-Front-GasDHW-ElecDry-Tier1AnyMFm2015CZ08DEER2017 | 0
42958.3843 | Appl-CW-Front-GasDHW-ElecDry-Tier1 | MFm | 2015 | CZ09 | rDXGF | -1 | Household | 1 | 1126.6 | 132 | 0 | 0 | 131 | 0 | 1.4 | 0 | 0 | 0.1 | -0.1 | 0.2 | 0 | 0 | 0 | 0 | 0.01 | 0 | -0.16 | 0.18 | 0.019 | 0 | 0.018 | 116 | 0 | 0 | 114 | 0 | 1.2 | 0 | 0 | 0.1 | -0.1 | 0.2 | 0 | 0 | 0 | 0 | 0.11 | 0 | -0.13 | 0.24 | 0.017 | 0 | 0.016 | PreCW-Front-GasDHW-ElecDry | Appl-CW-Front-GasDHW-ElecDry-Tier1AnyMFm2015CZ09DEER2017 | 0
42958.3843 | Appl-CW-Front-GasDHW-ElecDry-Tier1 | MFm | 2015 | CZ10 | rDXGF | -1 | Household | 1 | 1073.2 | 133 | 0 | 0 | 131 | 0 | 2 | 0 | -0.1 | 0.2 | 0 | 0.3 | 0 | 0 | 0 | 0 | 0.07 | 0 | -0.11 | 0.18 | 0.02 | 0 | 0.018 | 116 | 0 | 0 | 115 | 0 | 1.6 | 0 | -0.1 | 0.2 | 0 | 0.3 | 0 | 0 | 0 | 0 | 0.16 | 0 | -0.08 | 0.25 | 0.017 | 0 | 0.016 | PreCW-Front-GasDHW-ElecDry | Appl-CW-Front-GasDHW-ElecDry-Tier1AnyMFm2015CZ10DEER2017 | 0
42958.3843 | Appl-CW-Front-GasDHW-ElecDry-Tier1 | MFm | 2015 | CZ11 | rDXGF | -1 | Household | 1 | 1073.2 | 132 | 0 | 0 | 131 | 0 | 1.5 | 0 | -0.1 | 0.1 | -0.1 | 0.2 | 0 | 0 | 0 | 0 | -0.04 | 0 | -0.23 | 0.18 | 0.019 | 0 | 0.018 | 116 | 0 | 0 | 114 | 0 | 1.3 | 0 | -0.1 | 0.1 | -0.1 | 0.2 | 0 | 0 | 0 | 0 | 0.07 | 0 | -0.18 | 0.25 | 0.016 | 0 | 0.016 | PreCW-Front-GasDHW-ElecDry | Appl-CW-Front-GasDHW-ElecDry-Tier1AnyMFm2015CZ11DEER2017 | 0
42958.3843 | Appl-CW-Front-GasDHW-ElecDry-Tier1 | MFm | 2015 | CZ12 | rDXGF | -1 | Household | 1 | 1073.2 | 132 | 0 | 0 | 131 | 0 | 1.3 | 0 | -0.1 | 0.1 | 0 | 0.2 | 0 | 0 | 0 | 0 | -0.02 | 0 | -0.21 | 0.19 | 0.019 | 0 | 0.018 | 116 | 0 | 0 | 114 | 0 | 1 | 0 | 0 | 0 | 0 | 0.2 | 0 | 0 | 0 | 0 | 0.1 | 0 | -0.17 | 0.26 | 0.016 | 0 | 0.016 | PreCW-Front-GasDHW-ElecDry | Appl-CW-Front-GasDHW-ElecDry-Tier1AnyMFm2015CZ12DEER2017 | 0
42958.3843 | Appl-CW-Front-GasDHW-ElecDry-Tier1 | MFm | 2015 | CZ13 | rDXGF | -1 | Household | 1 | 1073.2 | 132 | 0 | 0 | 131 | 0 | 1.6 | 0 | -0.1 | 0.2 | -0.1 | 0.3 | 0 | 0 | 0 | 0 | -0.03 | 0 | -0.22 | 0.19 | 0.019 | 0 | 0.018 | 116 | 0 | 0 | 115 | 0 | 1.3 | 0 | -0.1 | 0.1 | -0.1 | 0.2 | 0 | 0 | 0 | 0 | 0.08 | 0 | -0.17 | 0.25 | 0.016 | 0 | 0.016 | PreCW-Front-GasDHW-ElecDry | Appl-CW-Front-GasDHW-ElecDry-Tier1AnyMFm2015CZ13DEER2017 | 0
42958.3843 | Appl-CW-Front-GasDHW-ElecDry-Tier1 | MFm | 2015 | CZ14 | rDXGF | -1 | Household | 1 | 1094.6 | 132 | 0 | 0 | 131 | 0 | 1.7 | 0 | -0.1 | 0.2 | -0.1 | 0.2 | 0 | 0 | 0 | 0 | -0.05 | 0 | -0.24 | 0.19 | 0.019 | 0 | 0.018 | 116 | 0 | 0 | 114 | 0 | 1.4 | 0 | -0.1 | 0.2 | 0 | 0.2 | 0 | 0 | 0 | 0 | 0.07 | 0 | -0.19 | 0.26 | 0.016 | 0 | 0.016 | PreCW-Front-GasDHW-ElecDry | Appl-CW-Front-GasDHW-ElecDry-Tier1AnyMFm2015CZ14DEER2017 | 0
42958.3843 | Appl-CW-Front-GasDHW-ElecDry-Tier1 | MFm | 2015 | CZ15 | rDXGF | -1 | Household | 1 | 1094.6 | 133 | 0 | 0 | 131 | 0 | 2.1 | 0 | 0 | 0.2 | 0 | 0.3 | 0 | 0 | 0 | 0 | 0.05 | 0 | -0.1 | 0.16 | 0.018 | 0 | 0.018 | 116 | 0 | 0 | 114 | 0 | 1.7 | 0 | 0 | 0.2 | 0 | 0.2 | 0 | 0 | 0 | 0 | 0.13 | 0 | -0.08 | 0.21 | 0.016 | 0 | 0.016 | PreCW-Front-GasDHW-ElecDry | Appl-CW-Front-GasDHW-ElecDry-Tier1AnyMFm2015CZ15DEER2017 | 0
42958.3843 | Appl-CW-Front-GasDHW-ElecDry-Tier1 | MFm | 2015 | CZ16 | rDXGF | -1 | Household | 1 | 998.7 | 132 | 0 | 0 | 131 | 0 | 1 | 0 | -0.1 | 0.1 | -0.2 | 0.1 | 0 | 0 | 0 | 0 | -0.11 | 0 | -0.33 | 0.22 | 0.019 | 0 | 0.018 | 115 | 0 | 0 | 115 | 0 | 0.9 | 0 | -0.1 | 0.1 | -0.1 | 0.1 | 0 | 0 | 0 | 0 | 0.03 | 0 | -0.26 | 0.3 | 0.017 | 0 | 0.016 | PreCW-Front-GasDHW-ElecDry | Appl-CW-Front-GasDHW-ElecDry-Tier1AnyMFm2015CZ16DEER2017 | 0
42958.3843 | Appl-CW-Front-GasDHW-ElecDry-Tier1 | MFm | 2017 | CZ01 | rDXGF | -1 | Household | 1 | 998.7 | 131 | 0 | 0 | 131 | 0 | 0 | 0 | -0.1 | -0.1 | -0.1 | 0 | 0 | 0 | 0 | 0 | -0.06 | 0 | -0.27 | 0.21 | 0.019 | 0 | 0.018 | 114 | 0 | 0 | 115 | 0 | 0 | 0 | -0.1 | -0.1 | -0.1 | 0 | 0 | 0 | 0 | 0 | 0.08 | 0 | -0.2 | 0.29 | 0.016 | 0 | 0.015 | PreCW-Front-GasDHW-ElecDry | Appl-CW-Front-GasDHW-ElecDry-Tier1AnyMFm2017CZ01DEER2017 | 0
42958.3843 | Appl-CW-Front-GasDHW-ElecDry-Tier1 | MFm | 2017 | CZ02 | rDXGF | -1 | Household | 1 | 1073.2 | 133 | 0 | 0 | 131 | 0 | 1.5 | 0 | 0 | 0.3 | 0 | 0.2 | 0 | 0 | 0 | 0 | 0.14 | 0 | -0.06 | 0.2 | 0.019 | 0 | 0.018 | 115 | 0 | 0 | 115 | 0 | 0.4 | 0 | -0.1 | 0 | -0.1 | 0 | 0 | 0 | 0 | 0 | 0.07 | 0 | -0.2 | 0.27 | 0.016 | 0 | 0.016 | PreCW-Front-GasDHW-ElecDry | Appl-CW-Front-GasDHW-ElecDry-Tier1AnyMFm2017CZ02DEER2017 | 0
42958.3843 | Appl-CW-Front-GasDHW-ElecDry-Tier1 | MFm | 2017 | CZ03 | rDXGF | -1 | Household | 1 | 998.7 | 130 | 0 | 0 | 131 | 0 | 0.1 | 0 | -0.2 | -0.2 | -0.1 | 0 | 0 | 0 | 0 | 0 | -0.19 | 0 | -0.39 | 0.2 | 0.018 | 0 | 0.018 | 115 | 0 | 0 | 115 | 0 | 0.2 | 0 | -0.1 | 0 | 0 | 0 | 0 | 0 | 0 | 0 | 0.09 | 0 | -0.18 | 0.27 | 0.016 | 0 | 0.016 | PreCW-Front-GasDHW-ElecDry | Appl-CW-Front-GasDHW-ElecDry-Tier1AnyMFm2017CZ03DEER2017 | 0
42958.3843 | Appl-CW-Front-GasDHW-ElecDry-Tier1 | MFm | 2017 | CZ04 | rDXGF | -1 | Household | 1 | 998.7 | 132 | 0 | 0 | 131 | 0 | 0.9 | 0 | -0.1 | 0.1 | 0 | 0.2 | 0 | 0 | 0 | 0 | 0.04 | 0 | -0.15 | 0.19 | 0.019 | 0 | 0.018 | 115 | 0 | 0 | 115 | 0 | 0.8 | 0 | -0.1 | 0.1 | 0 | 0.2 | 0 | 0 | 0 | 0 | 0.14 | 0 | -0.12 | 0.26 | 0.017 | 0 | 0.016 | PreCW-Front-GasDHW-ElecDry | Appl-CW-Front-GasDHW-ElecDry-Tier1AnyMFm2017CZ04DEER2017 | 0
42958.3843 | Appl-CW-Front-GasDHW-ElecDry-Tier1 | MFm | 2017 | CZ05 | rDXGF | -1 | Household | 1 | 998.7 | 131 | 0 | 0 | 131 | 0 | 0.4 | 0 | -0.1 | 0 | -0.1 | 0.1 | 0 | 0 | 0 | 0 | 0.03 | 0 | -0.17 | 0.2 | 0.019 | 0 | 0.019 | 115 | 0 | 0 | 115 | 0 | 0.2 | 0 | -0.1 | 0 | -0.1 | 0.1 | 0 | 0 | 0 | 0 | 0.12 | 0 | -0.15 | 0.27 | 0.017 | 0 | 0.016 | PreCW-Front-GasDHW-ElecDry | Appl-CW-Front-GasDHW-ElecDry-Tier1AnyMFm2017CZ05DEER2017 | 0
42958.3843 | Appl-CW-Front-GasDHW-ElecDry-Tier1 | MFm | 2017 | CZ06 | rDXGF | -1 | Household | 1 | 1206 | 132 | 0 | 0 | 131 | 0 | 1 | 0 | 0 | 0.1 | -0.1 | 0.2 | 0 | 0 | 0 | 0 | -0.01 | 0 | -0.21 | 0.19 | 0.02 | 0 | 0.018 | 115 | 0 | 0 | 115 | 0 | 0.7 | 0 | 0 | 0.1 | -0.1 | 0.1 | 0 | 0 | 0 | 0 | 0.09 | 0 | -0.18 | 0.25 | 0.017 | 0 | 0.016 | PreCW-Front-GasDHW-ElecDry | Appl-CW-Front-GasDHW-ElecDry-Tier1AnyMFm2017CZ06DEER2017 | 0
42958.3843 | Appl-CW-Front-GasDHW-ElecDry-Tier1 | MFm | 2017 | CZ07 | rDXGF | -1 | Household | 1 | 1206 | 132 | 0 | 0 | 131 | 0 | 1.6 | 0 | -0.1 | 0.2 | 0 | 0.2 | 0 | 0 | 0 | 0 | 0.01 | 0 | -0.17 | 0.18 | 0.019 | 0 | 0.018 | 116 | 0 | 0 | 115 | 0 | 1.3 | 0 | -0.1 | 0.2 | 0 | 0.2 | 0 | 0 | 0 | 0 | 0.11 | 0 | -0.13 | 0.25 | 0.017 | 0 | 0.016 | PreCW-Front-GasDHW-ElecDry | Appl-CW-Front-GasDHW-ElecDry-Tier1AnyMFm2017CZ07DEER2017 | 0
42958.3843 | Appl-CW-Front-GasDHW-ElecDry-Tier1 | MFm | 2017 | CZ08 | rDXGF | -1 | Household | 1 | 1206 | 132 | 0 | 0 | 131 | 0 | 1.4 | 0 | 0 | 0.2 | -0.1 | 0.2 | 0 | 0 | 0 | 0 | 0.04 | 0 | -0.14 | 0.18 | 0.019 | 0 | 0.018 | 116 | 0 | 0 | 115 | 0 | 1.2 | 0 | 0 | 0.1 | 0 | 0.2 | 0 | 0 | 0 | 0 | 0.14 | 0 | -0.11 | 0.25 | 0.017 | 0 | 0.016 | PreCW-Front-GasDHW-ElecDry | Appl-CW-Front-GasDHW-ElecDry-Tier1AnyMFm2017CZ08DEER2017 | 0
42958.3843 | Appl-CW-Front-GasDHW-ElecDry-Tier1 | MFm | 2017 | CZ09 | rDXGF | -1 | Household | 1 | 1126.6 | 132 | 0 | 0 | 131 | 0 | 1.3 | 0 | -0.1 | 0.1 | 0 | 0.2 | 0 | 0 | 0 | 0 | 0.02 | 0 | -0.16 | 0.18 | 0.019 | 0 | 0.018 | 115 | 0 | 0 | 114 | 0 | 1 | 0 | 0 | 0.1 | 0 | 0.1 | 0 | 0 | 0 | 0 | 0.12 | 0 | -0.13 | 0.25 | 0.017 | 0 | 0.016 | PreCW-Front-GasDHW-ElecDry | Appl-CW-Front-GasDHW-ElecDry-Tier1AnyMFm2017CZ09DEER2017 | 0
42958.3843 | Appl-CW-Front-GasDHW-ElecDry-Tier1 | MFm | 2017 | CZ10 | rDXGF | -1 | Household | 1 | 1073.2 | 132 | 0 | 0 | 131 | 0 | 1.3 | 0 | 0 | 0.2 | -0.1 | 0.2 | 0 | 0 | 0 | 0 | 0.05 | 0 | -0.13 | 0.18 | 0.019 | 0 | 0.018 | 116 | 0 | 0 | 115 | 0 | 1 | 0 | 0 | 0.1 | -0.1 | 0.2 | 0 | 0 | 0 | 0 | 0.14 | 0 | -0.1 | 0.24 | 0.017 | 0 | 0.016 | PreCW-Front-GasDHW-ElecDry | Appl-CW-Front-GasDHW-ElecDry-Tier1AnyMFm2017CZ10DEER2017 | 0
42958.3843 | Appl-CW-Front-GasDHW-ElecDry-Tier1 | MFm | 2017 | CZ11 | rDXGF | -1 | Household | 1 | 1073.2 | 133 | 0 | 0 | 131 | 0 | 2.3 | 0 | 0 | 0.3 | -0.1 | 0.3 | 0 | 0 | 0 | 0 | 0 | 0 | -0.18 | 0.18 | 0.02 | 0 | 0.018 | 116 | 0 | 0 | 114 | 0 | 1.7 | 0 | 0 | 0.2 | -0.1 | 0.2 | 0 | 0 | 0 | 0 | 0.1 | 0 | -0.15 | 0.25 | 0.017 | 0 | 0.016 | PreCW-Front-GasDHW-ElecDry | Appl-CW-Front-GasDHW-ElecDry-Tier1AnyMFm2017CZ11DEER2017 | 0
42958.3843 | Appl-CW-Front-GasDHW-ElecDry-Tier1 | MFm | 2017 | CZ12 | rDXGF | -1 | Household | 1 | 1073.2 | 132 | 0 | 0 | 131 | 0 | 1.5 | 0 | 0 | 0.1 | -0.1 | 0.3 | 0 | 0 | 0 | 0 | 0.01 | 0 | -0.18 | 0.19 | 0.019 | 0 | 0.018 | 116 | 0 | 0 | 115 | 0 | 1.2 | 0 | 0 | 0.1 | -0.1 | 0.2 | 0 | 0 | 0 | 0 | 0.12 | 0 | -0.14 | 0.26 | 0.016 | 0 | 0.015 | PreCW-Front-GasDHW-ElecDry | Appl-CW-Front-GasDHW-ElecDry-Tier1AnyMFm2017CZ12DEER2017 | 0
42958.3843 | Appl-CW-Front-GasDHW-ElecDry-Tier1 | MFm | 2017 | CZ13 | rDXGF | -1 | Household | 1 | 1073.2 | 132 | 0 | 0 | 131 | 0 | 1.6 | 0 | 0 | 0.2 | -0.1 | 0.2 | 0 | 0 | 0 | 0 | -0.02 | 0 | -0.2 | 0.19 | 0.019 | 0 | 0.018 | 116 | 0 | 0 | 115 | 0 | 1.3 | 0 | 0 | 0.2 | -0.1 | 0.2 | 0 | 0 | 0 | 0 | 0.09 | 0 | -0.16 | 0.25 | 0.017 | 0 | 0.016 | PreCW-Front-GasDHW-ElecDry | Appl-CW-Front-GasDHW-ElecDry-Tier1AnyMFm2017CZ13DEER2017 | 0
42958.3843 | Appl-CW-Front-GasDHW-ElecDry-Tier1 | MFm | 2017 | CZ14 | rDXGF | -1 | Household | 1 | 1094.6 | 132 | 0 | 0 | 131 | 0 | 1.7 | 0 | -0.1 | 0.1 | -0.1 | 0.3 | 0 | 0 | 0 | 0 | -0.05 | 0 | -0.23 | 0.19 | 0.019 | 0 | 0.018 | 116 | 0 | 0 | 114 | 0 | 1.4 | 0 | 0 | 0.1 | -0.1 | 0.2 | 0 | 0 | 0 | 0 | 0.07 | 0 | -0.18 | 0.25 | 0.016 | 0 | 0.016 | PreCW-Front-GasDHW-ElecDry | Appl-CW-Front-GasDHW-ElecDry-Tier1AnyMFm2017CZ14DEER2017 | 0
42958.3843 | Appl-CW-Front-GasDHW-ElecDry-Tier1 | MFm | 2017 | CZ15 | rDXGF | -1 | Household | 1 | 1094.6 | 133 | 0 | 0 | 131 | 0 | 2 | 0 | -0.1 | 0.2 | 0 | 0.2 | 0 | 0 | 0 | 0 | 0.06 | 0 | -0.1 | 0.16 | 0.019 | 0 | 0.018 | 116 | 0 | 0 | 114 | 0 | 1.6 | 0 | -0.1 | 0.2 | 0 | 0.2 | 0 | 0 | 0 | 0 | 0.13 | 0 | -0.08 | 0.21 | 0.017 | 0 | 0.016 | PreCW-Front-GasDHW-ElecDry | Appl-CW-Front-GasDHW-ElecDry-Tier1AnyMFm2017CZ15DEER2017 | 0
42958.3843 | Appl-CW-Front-GasDHW-ElecDry-Tier1 | MFm | 2017 | CZ16 | rDXGF | -1 | Household | 1 | 998.7 | 132 | 0 | 0 | 131 | 0 | 1 | 0 | -0.1 | 0 | -0.1 | 0.1 | 0 | 0 | 0 | 0 | -0.1 | 0 | -0.32 | 0.21 | 0.018 | 0 | 0.018 | 115 | 0 | 0 | 115 | 0 | 0.8 | 0 | -0.1 | 0 | -0.1 | 0.1 | 0 | 0 | 0 | 0 | 0.05 | 0 | -0.25 | 0.29 | 0.016 | 0 | 0.016 | PreCW-Front-GasDHW-ElecDry | Appl-CW-Front-GasDHW-ElecDry-Tier1AnyMFm2017CZ16DEER2017 | 0
42958.3843 | Appl-CW-Front-GasDHW-ElecDry-Tier1 | SFm | 1975 | CZ01 | rDXGF | -1 | Household | 1 | 1591 | 161 | 0 | 0 | 162 | 0 | 0 | 0 | -0.1 | -0.4 | -0.4 | 0 | 0 | 0 | 0 | 0 | -0.32 | 0 | -0.6 | 0.26 | 0.022 | 0 | 0.022 | 142 | 0 | 0 | 142 | 0 | 0 | 0 | -0.1 | -0.3 | -0.3 | 0 | 0 | 0 | 0 | 0 | -0.11 | 0 | -0.47 | 0.36 | 0.019 | 0 | 0.02 | PreCW-Front-GasDHW-ElecDry | Appl-CW-Front-GasDHW-ElecDry-Tier1AnySFm1975CZ01DEER2017 | 0
42958.3843 | Appl-CW-Front-GasDHW-ElecDry-Tier1 | SFm | 1975 | CZ02 | rDXGF | -1 | Household | 1 | 1591 | 163 | 0 | 0 | 162 | 0 | 1.2 | 0 | 0 | -0.2 | -0.3 | 0.1 | 0 | 0 | 0 | 0 | -0.3 | 0 | -0.55 | 0.24 | 0.026 | 0 | 0.022 | 143 | 0 | 0 | 142 | 0 | 1 | 0 | 0 | -0.1 | -0.2 | 0.1 | 0 | 0 | 0 | 0 | -0.1 | 0 | -0.44 | 0.33 | 0.022 | 0 | 0.02 | PreCW-Front-GasDHW-ElecDry | Appl-CW-Front-GasDHW-ElecDry-Tier1AnySFm1975CZ02DEER2017 | 0
42958.3843 | Appl-CW-Front-GasDHW-ElecDry-Tier1 | SFm | 1975 | CZ03 | rDXGF | -1 | Household | 1 | 1591 | 162 | 0 | 0 | 162 | 0 | 0.2 | 0 | -0.1 | -0.2 | -0.3 | 0 | 0 | 0 | 0 | 0 | -0.29 | 0 | -0.54 | 0.25 | 0.026 | 0 | 0.022 | 142 | 0 | 0 | 142 | 0 | 0.3 | 0 | 0 | -0.2 | -0.2 | 0 | 0 | 0 | 0 | 0 | -0.09 | 0 | -0.42 | 0.34 | 0.022 | 0 | 0.019 | PreCW-Front-GasDHW-ElecDry | Appl-CW-Front-GasDHW-ElecDry-Tier1AnySFm1975CZ03DEER2017 | 0
42958.3843 | Appl-CW-Front-GasDHW-ElecDry-Tier1 | SFm | 1975 | CZ04 | rDXGF | -1 | Household | 1 | 1591 | 164 | 0 | 0 | 162 | 0 | 1.7 | 0 | -0.1 | 0 | -0.2 | 0.3 | 0 | 0 | 0 | 0 | -0.18 | 0 | -0.43 | 0.24 | 0.026 | 0 | 0.023 | 143 | 0 | 0 | 142 | 0 | 1.4 | 0 | 0 | 0 | -0.1 | 0.2 | 0 | 0 | 0 | 0 | -0.01 | 0 | -0.35 | 0.33 | 0.022 | 0 | 0.02 | PreCW-Front-GasDHW-ElecDry | Appl-CW-Front-GasDHW-ElecDry-Tier1AnySFm1975CZ04DEER2017 | 0
42958.3843 | Appl-CW-Front-GasDHW-ElecDry-Tier1 | SFm | 1975 | CZ05 | rDXGF | -1 | Household | 1 | 1591 | 162 | 0 | 0 | 162 | 0 | 0.5 | 0 | 0 | -0.2 | -0.3 | 0.1 | 0 | 0 | 0 | 0 | -0.39 | 0 | -0.64 | 0.26 | 0.025 | 0 | 0.022 | 142 | 0 | 0 | 142 | 0 | 0.4 | 0 | 0 | -0.2 | -0.2 | 0.1 | 0 | 0 | 0 | 0 | -0.16 | 0 | -0.5 | 0.35 | 0.022 | 0 | 0.019 | PreCW-Front-GasDHW-ElecDry | Appl-CW-Front-GasDHW-ElecDry-Tier1AnySFm1975CZ05DEER2017 | 0
42958.3843 | Appl-CW-Front-GasDHW-ElecDry-Tier1 | SFm | 1975 | CZ06 | rDXGF | -1 | Household | 1 | 1528 | 164 | 0 | 0 | 162 | 0 | 2.2 | 0 | -0.1 | 0.1 | -0.2 | 0.3 | 0 | 0 | 0 | 0 | -0.1 | 0 | -0.33 | 0.24 | 0.024 | 0 | 0.023 | 144 | 0 | 0 | 142 | 0 | 1.9 | 0 | -0.1 | 0.1 | -0.2 | 0.3 | 0 | 0 | 0 | 0 | 0.05 | 0 | -0.26 | 0.32 | 0.021 | 0 | 0.02 | PreCW-Front-GasDHW-ElecDry | Appl-CW-Front-GasDHW-ElecDry-Tier1AnySFm1975CZ06DEER2017 | 0
42958.3843 | Appl-CW-Front-GasDHW-ElecDry-Tier1 | SFm | 1975 | CZ07 | rDXGF | -1 | Household | 1 | 1528 | 163 | 0 | 0 | 162 | 0 | 1.2 | 0 | -0.1 | 0 | -0.1 | 0.2 | 0 | 0 | 0 | 0 | -0.13 | 0 | -0.37 | 0.23 | 0.024 | 0 | 0.022 | 143 | 0 | 0 | 142 | 0 | 0.8 | 0 | -0.1 | -0.1 | -0.1 | 0.2 | 0 | 0 | 0 | 0 | 0.03 | 0 | -0.29 | 0.31 | 0.021 | 0 | 0.02 | PreCW-Front-GasDHW-ElecDry | Appl-CW-Front-GasDHW-ElecDry-Tier1AnySFm1975CZ07DEER2017 | 0
42958.3843 | Appl-CW-Front-GasDHW-ElecDry-Tier1 | SFm | 1975 | CZ08 | rDXGF | -1 | Household | 1 | 1528 | 164 | 0 | 0 | 162 | 0 | 2.3 | 0 | -0.1 | 0.1 | -0.2 | 0.3 | 0 | 0 | 0 | 0 | -0.12 | 0 | -0.35 | 0.23 | 0.025 | 0 | 0.023 | 144 | 0 | 0 | 142 | 0 | 1.8 | 0 | 0 | 0.1 | -0.2 | 0.2 | 0 | 0 | 0 | 0 | 0.03 | 0 | -0.27 | 0.31 | 0.022 | 0 | 0.02 | PreCW-Front-GasDHW-ElecDry | Appl-CW-Front-GasDHW-ElecDry-Tier1AnySFm1975CZ08DEER2017 | 0
42958.3843 | Appl-CW-Front-GasDHW-ElecDry-Tier1 | SFm | 1975 | CZ09 | rDXGF | -1 | Household | 1 | 1636 | 165 | 0 | 0 | 162 | 0 | 2.9 | 0 | 0 | 0.2 | -0.2 | 0.4 | 0 | 0 | 0 | 0 | -0.15 | 0 | -0.38 | 0.23 | 0.024 | 0 | 0.022 | 144 | 0 | 0 | 142 | 0 | 2.2 | 0 | 0 | 0.1 | -0.2 | 0.3 | 0 | 0 | 0 | 0 | 0.01 | 0 | -0.31 | 0.31 | 0.021 | 0 | 0.019 | PreCW-Front-GasDHW-ElecDry | Appl-CW-Front-GasDHW-ElecDry-Tier1AnySFm1975CZ09DEER2017 | 0
42958.3843 | Appl-CW-Front-GasDHW-ElecDry-Tier1 | SFm | 1975 | CZ10 | rDXGF | -1 | Household | 1 | 1636 | 164 | 0 | 0 | 162 | 0 | 2.3 | 0 | -0.1 | 0.1 | -0.2 | 0.3 | 0 | 0 | 0 | 0 | -0.22 | 0 | -0.45 | 0.22 | 0.026 | 0 | 0.023 | 144 | 0 | 0 | 142 | 0 | 1.9 | 0 | -0.1 | 0.1 | -0.1 | 0.2 | 0 | 0 | 0 | 0 | -0.05 | 0 | -0.35 | 0.3 | 0.022 | 0 | 0.02 | PreCW-Front-GasDHW-ElecDry | Appl-CW-Front-GasDHW-ElecDry-Tier1AnySFm1975CZ10DEER2017 | 0
42958.3843 | Appl-CW-Front-GasDHW-ElecDry-Tier1 | SFm | 1975 | CZ11 | rDXGF | -1 | Household | 1 | 1528 | 164 | 0 | 0 | 162 | 0 | 2.6 | 0 | 0 | 0 | -0.3 | 0.3 | 0 | 0 | 0 | 0 | -0.23 | 0 | -0.46 | 0.23 | 0.026 | 0 | 0.022 | 144 | 0 | 0 | 142 | 0 | 2 | 0 | 0 | 0 | -0.2 | 0.2 | 0 | 0 | 0 | 0 | -0.05 | 0 | -0.36 | 0.31 | 0.022 | 0 | 0.019 | PreCW-Front-GasDHW-ElecDry | Appl-CW-Front-GasDHW-ElecDry-Tier1AnySFm1975CZ11DEER2017 | 0
42958.3843 | Appl-CW-Front-GasDHW-ElecDry-Tier1 | SFm | 1975 | CZ12 | rDXGF | -1 | Household | 1 | 1528 | 164 | 0 | 0 | 162 | 0 | 2.1 | 0 | -0.1 | 0 | -0.2 | 0.3 | 0 | 0 | 0 | 0 | -0.25 | 0 | -0.49 | 0.24 | 0.026 | 0 | 0.022 | 143 | 0 | 0 | 142 | 0 | 1.7 | 0 | -0.1 | 0 | -0.2 | 0.2 | 0 | 0 | 0 | 0 | -0.06 | 0 | -0.38 | 0.33 | 0.022 | 0 | 0.019 | PreCW-Front-GasDHW-ElecDry | Appl-CW-Front-GasDHW-ElecDry-Tier1AnySFm1975CZ12DEER2017 | 0
42958.3843 | Appl-CW-Front-GasDHW-ElecDry-Tier1 | SFm | 1975 | CZ13 | rDXGF | -1 | Household | 1 | 1528 | 165 | 0 | 0 | 162 | 0 | 3 | 0 | 0 | 0 | -0.3 | 0.3 | 0 | 0 | 0 | 0 | -0.27 | 0 | -0.49 | 0.24 | 0.025 | 0 | 0.023 | 144 | 0 | 0 | 142 | 0 | 2.4 | 0 | 0 | 0 | -0.2 | 0.2 | 0 | 0 | 0 | 0 | -0.08 | 0 | -0.39 | 0.31 | 0.022 | 0 | 0.02 | PreCW-Front-GasDHW-ElecDry | Appl-CW-Front-GasDHW-ElecDry-Tier1AnySFm1975CZ13DEER2017 | 0
42958.3843 | Appl-CW-Front-GasDHW-ElecDry-Tier1 | SFm | 1975 | CZ14 | rDXGF | -1 | Household | 1 | 1555 | 165 | 0 | 0 | 162 | 0 | 3.5 | 0 | 0 | 0.2 | -0.3 | 0.4 | 0 | 0 | 0 | 0 | -0.21 | 0 | -0.44 | 0.24 | 0.024 | 0 | 0.023 | 145 | 0 | 0 | 142 | 0 | 2.8 | 0 | 0 | 0.1 | -0.2 | 0.4 | 0 | 0 | 0 | 0 | -0.03 | 0 | -0.35 | 0.32 | 0.021 | 0 | 0.02 | PreCW-Front-GasDHW-ElecDry | Appl-CW-Front-GasDHW-ElecDry-Tier1AnySFm1975CZ14DEER2017 | 0
42958.3843 | Appl-CW-Front-GasDHW-ElecDry-Tier1 | SFm | 1975 | CZ15 | rDXGF | -1 | Household | 1 | 1555 | 166 | 0 | 0 | 162 | 0 | 4 | 0 | 0 | 0.3 | -0.2 | 0.4 | 0 | 0 | 0 | 0 | -0.03 | 0 | -0.22 | 0.2 | 0.024 | 0 | 0.022 | 145 | 0 | 0 | 142 | 0 | 3.1 | 0 | 0 | 0.2 | -0.2 | 0.3 | 0 | 0 | 0 | 0 | 0.08 | 0 | -0.18 | 0.26 | 0.02 | 0 | 0.019 | PreCW-Front-GasDHW-ElecDry | Appl-CW-Front-GasDHW-ElecDry-Tier1AnySFm1975CZ15DEER2017 | 0
42958.3843 | Appl-CW-Front-GasDHW-ElecDry-Tier1 | SFm | 1975 | CZ16 | rDXGF | -1 | Household | 1 | 1591 | 164 | 0 | 0 | 162 | 0 | 2 | 0 | -0.1 | 0 | -0.2 | 0.3 | 0 | 0 | 0 | 0 | -0.25 | 0 | -0.51 | 0.27 | 0.025 | 0 | 0.022 | 143 | 0 | 0 | 142 | 0 | 1.6 | 0 | -0.1 | 0 | -0.2 | 0.2 | 0 | 0 | 0 | 0 | -0.05 | 0 | -0.41 | 0.36 | 0.021 | 0 | 0.019 | PreCW-Front-GasDHW-ElecDry | Appl-CW-Front-GasDHW-ElecDry-Tier1AnySFm1975CZ16DEER2017 | 0
42958.3843 | Appl-CW-Front-GasDHW-ElecDry-Tier1 | SFm | 1985 | CZ01 | rDXGF | -1 | Household | 1 | 1904 | 161 | 0 | 0 | 162 | 0 | 0 | 0 | -0.2 | -0.4 | -0.4 | 0 | 0 | 0 | 0 | 0 | -0.51 | 0 | -0.78 | 0.27 | 0.023 | 0 | 0.022 | 141 | 0 | 0 | 142 | 0 | 0 | 0 | -0.1 | -0.3 | -0.3 | 0 | 0 | 0 | 0 | 0 | -0.25 | 0 | -0.61 | 0.37 | 0.02 | 0 | 0.019 | PreCW-Front-GasDHW-ElecDry | Appl-CW-Front-GasDHW-ElecDry-Tier1AnySFm1985CZ01DEER2017 | 0
42958.3843 | Appl-CW-Front-GasDHW-ElecDry-Tier1 | SFm | 1985 | CZ02 | rDXGF | -1 | Household | 1 | 1904 | 162 | 0 | 0 | 162 | 0 | 0.4 | 0 | -0.1 | -0.3 | -0.3 | 0.1 | 0 | 0 | 0 | 0 | -0.43 | 0 | -0.69 | 0.25 | 0.025 | 0 | 0.022 | 142 | 0 | 0 | 142 | 0 | 0.2 | 0 | 0 | -0.3 | -0.2 | 0 | 0 | 0 | 0 | 0 | -0.2 | 0 | -0.54 | 0.34 | 0.022 | 0 | 0.019 | PreCW-Front-GasDHW-ElecDry | Appl-CW-Front-GasDHW-ElecDry-Tier1AnySFm1985CZ02DEER2017 | 0
42958.3843 | Appl-CW-Front-GasDHW-ElecDry-Tier1 | SFm | 1985 | CZ03 | rDXGF | -1 | Household | 1 | 1904 | 162 | 0 | 0 | 162 | 0 | 0.7 | 0 | -0.1 | -0.3 | -0.4 | 0.1 | 0 | 0 | 0 | 0 | -0.46 | 0 | -0.71 | 0.25 | 0.025 | 0 | 0.023 | 142 | 0 | 0 | 142 | 0 | 0.4 | 0 | -0.1 | -0.2 | -0.3 | 0.1 | 0 | 0 | 0 | 0 | -0.22 | 0 | -0.56 | 0.34 | 0.022 | 0 | 0.02 | PreCW-Front-GasDHW-ElecDry | Appl-CW-Front-GasDHW-ElecDry-Tier1AnySFm1985CZ03DEER2017 | 0
42958.3843 | Appl-CW-Front-GasDHW-ElecDry-Tier1 | SFm | 1985 | CZ04 | rDXGF | -1 | Household | 1 | 1904 | 164 | 0 | 0 | 162 | 0 | 1.8 | 0 | -0.1 | -0.1 | -0.3 | 0.2 | 0 | 0 | 0 | 0 | -0.3 | 0 | -0.55 | 0.25 | 0.021 | 0 | 0.022 | 143 | 0 | 0 | 142 | 0 | 1.4 | 0 | -0.1 | -0.1 | -0.2 | 0.2 | 0 | 0 | 0 | 0 | -0.1 | 0 | -0.43 | 0.33 | 0.018 | 0 | 0.02 | PreCW-Front-GasDHW-ElecDry | Appl-CW-Front-GasDHW-ElecDry-Tier1AnySFm1985CZ04DEER2017 | 0
42958.3843 | Appl-CW-Front-GasDHW-ElecDry-Tier1 | SFm | 1985 | CZ05 | rDXGF | -1 | Household | 1 | 1904 | 162 | 0 | 0 | 162 | 0 | 0.8 | 0 | -0.2 | -0.3 | -0.4 | 0.1 | 0 | 0 | 0 | 0 | -0.51 | 0 | -0.77 | 0.25 | 0.025 | 0 | 0.022 | 142 | 0 | 0 | 142 | 0 | 0.7 | 0 | -0.1 | -0.2 | -0.3 | 0.1 | 0 | 0 | 0 | 0 | -0.26 | 0 | -0.61 | 0.34 | 0.022 | 0 | 0.019 | PreCW-Front-GasDHW-ElecDry | Appl-CW-Front-GasDHW-ElecDry-Tier1AnySFm1985CZ05DEER2017 | 0
42958.3843 | Appl-CW-Front-GasDHW-ElecDry-Tier1 | SFm | 1985 | CZ06 | rDXGF | -1 | Household | 1 | 2064 | 163 | 0 | 0 | 162 | 0 | 1.6 | 0 | 0 | -0.1 | -0.3 | 0.2 | 0 | 0 | 0 | 0 | -0.18 | 0 | -0.42 | 0.24 | 0.025 | 0 | 0.022 | 143 | 0 | 0 | 142 | 0 | 1.2 | 0 | 0 | -0.1 | -0.2 | 0.1 | 0 | 0 | 0 | 0 | -0.01 | 0 | -0.33 | 0.32 | 0.022 | 0 | 0.019 | PreCW-Front-GasDHW-ElecDry | Appl-CW-Front-GasDHW-ElecDry-Tier1AnySFm1985CZ06DEER2017 | 0
42958.3843 | Appl-CW-Front-GasDHW-ElecDry-Tier1 | SFm | 1985 | CZ07 | rDXGF | -1 | Household | 1 | 2064 | 164 | 0 | 0 | 162 | 0 | 1.9 | 0 | 0 | 0.1 | -0.2 | 0.3 | 0 | 0 | 0 | 0 | -0.14 | 0 | -0.37 | 0.24 | 0.025 | 0 | 0.023 | 144 | 0 | 0 | 142 | 0 | 1.6 | 0 | 0 | 0.1 | -0.2 | 0.2 | 0 | 0 | 0 | 0 | 0.02 | 0 | -0.29 | 0.32 | 0.022 | 0 | 0.02 | PreCW-Front-GasDHW-ElecDry | Appl-CW-Front-GasDHW-ElecDry-Tier1AnySFm1985CZ07DEER2017 | 0
42958.3843 | Appl-CW-Front-GasDHW-ElecDry-Tier1 | SFm | 1985 | CZ08 | rDXGF | -1 | Household | 1 | 2064 | 165 | 0 | 0 | 162 | 0 | 2.7 | 0 | -0.1 | 0.1 | -0.3 | 0.4 | 0 | 0 | 0 | 0 | -0.17 | 0 | -0.41 | 0.23 | 0.024 | 0 | 0.023 | 144 | 0 | 0 | 142 | 0 | 2.1 | 0 | -0.1 | 0.1 | -0.2 | 0.3 | 0 | 0 | 0 | 0 | 0 | 0 | -0.32 | 0.31 | 0.021 | 0 | 0.02 | PreCW-Front-GasDHW-ElecDry | Appl-CW-Front-GasDHW-ElecDry-Tier1AnySFm1985CZ08DEER2017 | 0
42958.3843 | Appl-CW-Front-GasDHW-ElecDry-Tier1 | SFm | 1985 | CZ09 | rDXGF | -1 | Household | 1 | 1811 | 165 | 0 | 0 | 162 | 0 | 3.3 | 0 | -0.1 | 0.2 | -0.2 | 0.4 | 0 | 0 | 0 | 0 | -0.14 | 0 | -0.36 | 0.23 | 0.025 | 0 | 0.022 | 145 | 0 | 0 | 142 | 0 | 2.8 | 0 | -0.1 | 0.2 | -0.1 | 0.4 | 0 | 0 | 0 | 0 | 0.03 | 0 | -0.28 | 0.31 | 0.022 | 0 | 0.02 | PreCW-Front-GasDHW-ElecDry | Appl-CW-Front-GasDHW-ElecDry-Tier1AnySFm1985CZ09DEER2017 | 0
42958.3843 | Appl-CW-Front-GasDHW-ElecDry-Tier1 | SFm | 1985 | CZ10 | rDXGF | -1 | Household | 1 | 1811 | 165 | 0 | 0 | 162 | 0 | 2.6 | 0 | 0 | 0 | -0.2 | 0.3 | 0 | 0 | 0 | 0 | -0.23 | 0 | -0.46 | 0.23 | 0.025 | 0 | 0.022 | 144 | 0 | 0 | 142 | 0 | 2.1 | 0 | 0 | 0 | -0.2 | 0.3 | 0 | 0 | 0 | 0 | -0.05 | 0 | -0.36 | 0.31 | 0.022 | 0 | 0.019 | PreCW-Front-GasDHW-ElecDry | Appl-CW-Front-GasDHW-ElecDry-Tier1AnySFm1985CZ10DEER2017 | 0
42958.3843 | Appl-CW-Front-GasDHW-ElecDry-Tier1 | SFm | 1985 | CZ11 | rDXGF | -1 | Household | 1 | 1704 | 165 | 0 | 0 | 162 | 0 | 2.9 | 0 | -0.1 | 0 | -0.3 | 0.3 | 0 | 0 | 0 | 0 | -0.35 | 0 | -0.58 | 0.23 | 0.025 | 0 | 0.022 | 144 | 0 | 0 | 142 | 0 | 2.3 | 0 | -0.1 | 0 | -0.3 | 0.3 | 0 | 0 | 0 | 0 | -0.15 | 0 | -0.46 | 0.31 | 0.021 | 0 | 0.019 | PreCW-Front-GasDHW-ElecDry | Appl-CW-Front-GasDHW-ElecDry-Tier1AnySFm1985CZ11DEER2017 | 0
42958.3843 | Appl-CW-Front-GasDHW-ElecDry-Tier1 | SFm | 1985 | CZ12 | rDXGF | -1 | Household | 1 | 1704 | 164 | 0 | 0 | 162 | 0 | 2.4 | 0 | -0.1 | 0 | -0.3 | 0.3 | 0 | 0 | 0 | 0 | -0.34 | 0 | -0.58 | 0.24 | 0.026 | 0 | 0.022 | 144 | 0 | 0 | 142 | 0 | 2 | 0 | -0.1 | 0 | -0.2 | 0.2 | 0 | 0 | 0 | 0 | -0.14 | 0 | -0.46 | 0.32 | 0.023 | 0 | 0.019 | PreCW-Front-GasDHW-ElecDry | Appl-CW-Front-GasDHW-ElecDry-Tier1AnySFm1985CZ12DEER2017 | 0
42958.3843 | Appl-CW-Front-GasDHW-ElecDry-Tier1 | SFm | 1985 | CZ13 | rDXGF | -1 | Household | 1 | 1704 | 165 | 0 | 0 | 162 | 0 | 3.1 | 0 | 0 | 0.1 | -0.3 | 0.4 | 0 | 0 | 0 | 0 | -0.35 | 0 | -0.58 | 0.23 | 0.024 | 0 | 0.023 | 144 | 0 | 0 | 142 | 0 | 2.4 | 0 | 0 | 0.1 | -0.2 | 0.3 | 0 | 0 | 0 | 0 | -0.14 | 0 | -0.45 | 0.31 | 0.021 | 0 | 0.02 | PreCW-Front-GasDHW-ElecDry | Appl-CW-Front-GasDHW-ElecDry-Tier1AnySFm1985CZ13DEER2017 | 0
42958.3843 | Appl-CW-Front-GasDHW-ElecDry-Tier1 | SFm | 1985 | CZ14 | rDXGF | -1 | Household | 1 | 1741 | 165 | 0 | 0 | 162 | 0 | 3.4 | 0 | -0.1 | 0.1 | -0.3 | 0.4 | 0 | 0 | 0 | 0 | -0.31 | 0 | -0.55 | 0.23 | 0.024 | 0 | 0.023 | 145 | 0 | 0 | 142 | 0 | 2.7 | 0 | -0.1 | 0 | -0.3 | 0.3 | 0 | 0 | 0 | 0 | -0.12 | 0 | -0.44 | 0.31 | 0.021 | 0 | 0.02 | PreCW-Front-GasDHW-ElecDry | Appl-CW-Front-GasDHW-ElecDry-Tier1AnySFm1985CZ14DEER2017 | 0
42958.3843 | Appl-CW-Front-GasDHW-ElecDry-Tier1 | SFm | 1985 | CZ15 | rDXGF | -1 | Household | 1 | 1741 | 167 | 0 | 0 | 162 | 0 | 4.6 | 0 | 0 | 0.4 | -0.2 | 0.5 | 0 | 0 | 0 | 0 | -0.06 | 0 | -0.25 | 0.19 | 0.024 | 0 | 0.023 | 145 | 0 | 0 | 142 | 0 | 3.3 | 0 | 0 | 0.3 | -0.1 | 0.3 | 0 | 0 | 0 | 0 | 0.06 | 0 | -0.2 | 0.26 | 0.021 | 0 | 0.02 | PreCW-Front-GasDHW-ElecDry | Appl-CW-Front-GasDHW-ElecDry-Tier1AnySFm1985CZ15DEER2017 | 0
42958.3843 | Appl-CW-Front-GasDHW-ElecDry-Tier1 | SFm | 1985 | CZ16 | rDXGF | -1 | Household | 1 | 1904 | 164 | 0 | 0 | 162 | 0 | 1.9 | 0 | -0.1 | -0.1 | -0.3 | 0.2 | 0 | 0 | 0 | 0 | -0.36 | 0 | -0.62 | 0.27 | 0.025 | 0 | 0.023 | 143 | 0 | 0 | 142 | 0 | 1.5 | 0 | 0 | -0.1 | -0.3 | 0.2 | 0 | 0 | 0 | 0 | -0.13 | 0 | -0.49 | 0.36 | 0.022 | 0 | 0.02 | PreCW-Front-GasDHW-ElecDry | Appl-CW-Front-GasDHW-ElecDry-Tier1AnySFm1985CZ16DEER2017 | 0
42958.3843 | Appl-CW-Front-GasDHW-ElecDry-Tier1 | SFm | 1996 | CZ01 | rDXGF | -1 | Household | 1 | 2193 | 162 | 0 | 0 | 162 | 0 | 0 | 0 | -0.1 | -0.3 | -0.3 | 0 | 0 | 0 | 0 | 0 | -0.23 | 0 | -0.5 | 0.27 | 0.022 | 0 | 0.022 | 142 | 0 | 0 | 142 | 0 | 0 | 0 | -0.1 | -0.2 | -0.2 | 0 | 0 | 0 | 0 | 0 | -0.04 | 0 | -0.4 | 0.36 | 0.019 | 0 | 0.019 | PreCW-Front-GasDHW-ElecDry | Appl-CW-Front-GasDHW-ElecDry-Tier1AnySFm1996CZ01DEER2017 | 0
42958.3843 | Appl-CW-Front-GasDHW-ElecDry-Tier1 | SFm | 1996 | CZ02 | rDXGF | -1 | Household | 1 | 2193 | 163 | 0 | 0 | 162 | 0 | 1 | 0 | -0.1 | -0.2 | -0.3 | 0.1 | 0 | 0 | 0 | 0 | -0.29 | 0 | -0.53 | 0.26 | 0.024 | 0 | 0.023 | 142 | 0 | 0 | 142 | 0 | 0.8 | 0 | -0.1 | -0.2 | -0.3 | 0.1 | 0 | 0 | 0 | 0 | -0.1 | 0 | -0.43 | 0.34 | 0.021 | 0 | 0.02 | PreCW-Front-GasDHW-ElecDry | Appl-CW-Front-GasDHW-ElecDry-Tier1AnySFm1996CZ02DEER2017 | 0
42958.3843 | Appl-CW-Front-GasDHW-ElecDry-Tier1 | SFm | 1996 | CZ03 | rDXGF | -1 | Household | 1 | 2193 | 162 | 0 | 0 | 162 | 0 | 0.6 | 0 | -0.1 | -0.2 | -0.2 | 0.1 | 0 | 0 | 0 | 0 | -0.26 | 0 | -0.51 | 0.26 | 0.025 | 0 | 0.023 | 142 | 0 | 0 | 142 | 0 | 0.4 | 0 | -0.1 | -0.2 | -0.2 | 0 | 0 | 0 | 0 | 0 | -0.07 | 0 | -0.41 | 0.34 | 0.021 | 0 | 0.02 | PreCW-Front-GasDHW-ElecDry | Appl-CW-Front-GasDHW-ElecDry-Tier1AnySFm1996CZ03DEER2017 | 0
42958.3843 | Appl-CW-Front-GasDHW-ElecDry-Tier1 | SFm | 1996 | CZ04 | rDXGF | -1 | Household | 1 | 2193 | 164 | 0 | 0 | 162 | 0 | 1.9 | 0 | -0.1 | 0 | -0.2 | 0.3 | 0 | 0 | 0 | 0 | -0.2 | 0 | -0.45 | 0.24 | 0.025 | 0 | 0.022 | 143 | 0 | 0 | 142 | 0 | 1.6 | 0 | 0 | 0 | -0.2 | 0.2 | 0 | 0 | 0 | 0 | -0.03 | 0 | -0.36 | 0.33 | 0.022 | 0 | 0.019 | PreCW-Front-GasDHW-ElecDry | Appl-CW-Front-GasDHW-ElecDry-Tier1AnySFm1996CZ04DEER2017 | 0
42958.3843 | Appl-CW-Front-GasDHW-ElecDry-Tier1 | SFm | 1996 | CZ05 | rDXGF | -1 | Household | 1 | 2193 | 162 | 0 | 0 | 162 | 0 | 0.3 | 0 | -0.1 | -0.3 | -0.4 | 0.1 | 0 | 0 | 0 | 0 | -0.5 | 0 | -0.76 | 0.26 | 0.025 | 0 | 0.022 | 142 | 0 | 0 | 142 | 0 | 0.3 | 0 | -0.1 | -0.2 | -0.3 | 0 | 0 | 0 | 0 | 0 | -0.26 | 0 | -0.61 | 0.35 | 0.022 | 0 | 0.019 | PreCW-Front-GasDHW-ElecDry | Appl-CW-Front-GasDHW-ElecDry-Tier1AnySFm1996CZ05DEER2017 | 0
42958.3843 | Appl-CW-Front-GasDHW-ElecDry-Tier1 | SFm | 1996 | CZ06 | rDXGF | -1 | Household | 1 | 2297 | 163 | 0 | 0 | 162 | 0 | 1.5 | 0 | 0 | 0 | -0.2 | 0.2 | 0 | 0 | 0 | 0 | -0.12 | 0 | -0.35 | 0.24 | 0.024 | 0 | 0.022 | 143 | 0 | 0 | 142 | 0 | 1.4 | 0 | 0 | 0.1 | -0.1 | 0.2 | 0 | 0 | 0 | 0 | 0.04 | 0 | -0.28 | 0.32 | 0.021 | 0 | 0.02 | PreCW-Front-GasDHW-ElecDry | Appl-CW-Front-GasDHW-ElecDry-Tier1AnySFm1996CZ06DEER2017 | 0
42958.3843 | Appl-CW-Front-GasDHW-ElecDry-Tier1 | SFm | 1996 | CZ07 | rDXGF | -1 | Household | 1 | 2297 | 163 | 0 | 0 | 162 | 0 | 1 | 0 | -0.1 | 0 | -0.1 | 0.1 | 0 | 0 | 0 | 0 | -0.05 | 0 | -0.29 | 0.24 | 0.024 | 0 | 0.023 | 143 | 0 | 0 | 142 | 0 | 1.1 | 0 | -0.1 | 0 | -0.1 | 0.1 | 0 | 0 | 0 | 0 | 0.09 | 0 | -0.22 | 0.32 | 0.021 | 0 | 0.02 | PreCW-Front-GasDHW-ElecDry | Appl-CW-Front-GasDHW-ElecDry-Tier1AnySFm1996CZ07DEER2017 | 0
42958.3843 | Appl-CW-Front-GasDHW-ElecDry-Tier1 | SFm | 1996 | CZ08 | rDXGF | -1 | Household | 1 | 2297 | 164 | 0 | 0 | 162 | 0 | 2.4 | 0 | 0 | 0.2 | -0.1 | 0.3 | 0 | 0 | 0 | 0 | -0.09 | 0 | -0.32 | 0.23 | 0.024 | 0 | 0.022 | 144 | 0 | 0 | 142 | 0 | 1.9 | 0 | 0 | 0.2 | -0.1 | 0.3 | 0 | 0 | 0 | 0 | 0.06 | 0 | -0.25 | 0.31 | 0.021 | 0 | 0.019 | PreCW-Front-GasDHW-ElecDry | Appl-CW-Front-GasDHW-ElecDry-Tier1AnySFm1996CZ08DEER2017 | 0
42958.3843 | Appl-CW-Front-GasDHW-ElecDry-Tier1 | SFm | 1996 | CZ09 | rDXGF | -1 | Household | 1 | 2186 | 164 | 0 | 0 | 162 | 0 | 2.5 | 0 | -0.1 | 0.1 | -0.2 | 0.3 | 0 | 0 | 0 | 0 | -0.11 | 0 | -0.34 | 0.23 | 0.024 | 0 | 0.022 | 144 | 0 | 0 | 142 | 0 | 2 | 0 | 0 | 0.1 | -0.2 | 0.3 | 0 | 0 | 0 | 0 | 0.04 | 0 | -0.27 | 0.31 | 0.021 | 0 | 0.02 | PreCW-Front-GasDHW-ElecDry | Appl-CW-Front-GasDHW-ElecDry-Tier1AnySFm1996CZ09DEER2017 | 0
42958.3843 | Appl-CW-Front-GasDHW-ElecDry-Tier1 | SFm | 1996 | CZ10 | rDXGF | -1 | Household | 1 | 2186 | 165 | 0 | 0 | 162 | 0 | 2.9 | 0 | 0 | 0.1 | -0.2 | 0.3 | 0 | 0 | 0 | 0 | -0.18 | 0 | -0.41 | 0.23 | 0.023 | 0 | 0.022 | 144 | 0 | 0 | 142 | 0 | 2.3 | 0 | 0 | 0.1 | -0.1 | 0.3 | 0 | 0 | 0 | 0 | -0.02 | 0 | -0.33 | 0.31 | 0.021 | 0 | 0.019 | PreCW-Front-GasDHW-ElecDry | Appl-CW-Front-GasDHW-ElecDry-Tier1AnySFm1996CZ10DEER2017 | 0
42958.3843 | Appl-CW-Front-GasDHW-ElecDry-Tier1 | SFm | 1996 | CZ11 | rDXGF | -1 | Household | 1 | 2032 | 165 | 0 | 0 | 162 | 0 | 2.9 | 0 | -0.1 | 0 | -0.2 | 0.3 | 0 | 0 | 0 | 0 | -0.25 | 0 | -0.49 | 0.24 | 0.025 | 0 | 0.022 | 144 | 0 | 0 | 142 | 0 | 2.2 | 0 | -0.1 | 0 | -0.2 | 0.2 | 0 | 0 | 0 | 0 | -0.07 | 0 | -0.38 | 0.32 | 0.022 | 0 | 0.019 | PreCW-Front-GasDHW-ElecDry | Appl-CW-Front-GasDHW-ElecDry-Tier1AnySFm1996CZ11DEER2017 | 0
42958.3843 | Appl-CW-Front-GasDHW-ElecDry-Tier1 | SFm | 1996 | CZ12 | rDXGF | -1 | Household | 1 | 2032 | 164 | 0 | 0 | 162 | 0 | 2.3 | 0 | -0.1 | 0 | -0.2 | 0.2 | 0 | 0 | 0 | 0 | -0.23 | 0 | -0.46 | 0.24 | 0.025 | 0 | 0.023 | 144 | 0 | 0 | 142 | 0 | 1.9 | 0 | -0.1 | 0 | -0.2 | 0.2 | 0 | 0 | 0 | 0 | -0.05 | 0 | -0.37 | 0.32 | 0.021 | 0 | 0.02 | PreCW-Front-GasDHW-ElecDry | Appl-CW-Front-GasDHW-ElecDry-Tier1AnySFm1996CZ12DEER2017 | 0
42958.3843 | Appl-CW-Front-GasDHW-ElecDry-Tier1 | SFm | 1996 | CZ13 | rDXGF | -1 | Household | 1 | 2032 | 165 | 0 | 0 | 162 | 0 | 3.6 | 0 | -0.1 | 0.2 | -0.3 | 0.4 | 0 | 0 | 0 | 0 | -0.29 | 0 | -0.52 | 0.23 | 0.024 | 0 | 0.023 | 145 | 0 | 0 | 142 | 0 | 2.9 | 0 | -0.1 | 0.1 | -0.2 | 0.4 | 0 | 0 | 0 | 0 | -0.1 | 0 | -0.41 | 0.31 | 0.021 | 0 | 0.02 | PreCW-Front-GasDHW-ElecDry | Appl-CW-Front-GasDHW-ElecDry-Tier1AnySFm1996CZ13DEER2017 | 0
42958.3843 | Appl-CW-Front-GasDHW-ElecDry-Tier1 | SFm | 1996 | CZ14 | rDXGF | -1 | Household | 1 | 1758 | 165 | 0 | 0 | 162 | 0 | 3.3 | 0 | -0.1 | 0.1 | -0.3 | 0.4 | 0 | 0 | 0 | 0 | -0.26 | 0 | -0.49 | 0.24 | 0.024 | 0 | 0.022 | 145 | 0 | 0 | 142 | 0 | 2.7 | 0 | -0.1 | 0.1 | -0.2 | 0.3 | 0 | 0 | 0 | 0 | -0.07 | 0 | -0.39 | 0.32 | 0.02 | 0 | 0.019 | PreCW-Front-GasDHW-ElecDry | Appl-CW-Front-GasDHW-ElecDry-Tier1AnySFm1996CZ14DEER2017 | 0
42958.3843 | Appl-CW-Front-GasDHW-ElecDry-Tier1 | SFm | 1996 | CZ15 | rDXGF | -1 | Household | 1 | 1758 | 167 | 0 | 0 | 162 | 0 | 4.5 | 0 | 0 | 0.4 | -0.2 | 0.5 | 0 | 0 | 0 | 0 | -0.04 | 0 | -0.23 | 0.2 | 0.024 | 0 | 0.023 | 146 | 0 | 0 | 142 | 0 | 3.6 | 0 | 0 | 0.3 | -0.1 | 0.4 | 0 | 0 | 0 | 0 | 0.08 | 0 | -0.18 | 0.26 | 0.02 | 0 | 0.02 | PreCW-Front-GasDHW-ElecDry | Appl-CW-Front-GasDHW-ElecDry-Tier1AnySFm1996CZ15DEER2017 | 0
42958.3843 | Appl-CW-Front-GasDHW-ElecDry-Tier1 | SFm | 1996 | CZ16 | rDXGF | -1 | Household | 1 | 2193 | 164 | 0 | 0 | 162 | 0 | 1.7 | 0 | 0 | 0 | -0.2 | 0.2 | 0 | 0 | 0 | 0 | -0.12 | 0 | -0.4 | 0.27 | 0.024 | 0 | 0.023 | 143 | 0 | 0 | 142 | 0 | 1.3 | 0 | 0 | 0 | -0.2 | 0.2 | 0 | 0 | 0 | 0 | 0.05 | 0 | -0.31 | 0.36 | 0.021 | 0 | 0.02 | PreCW-Front-GasDHW-ElecDry | Appl-CW-Front-GasDHW-ElecDry-Tier1AnySFm1996CZ16DEER2017 | 0
42958.3843 | Appl-CW-Front-GasDHW-ElecDry-Tier1 | SFm | 2003 | CZ01 | rDXGF | -1 | Household | 1 | 2295.6 | 161 | 0 | 0 | 162 | 0 | 0 | 0 | -0.1 | -0.2 | -0.2 | 0 | 0 | 0 | 0 | 0 | -0.28 | 0 | -0.55 | 0.27 | 0.022 | 0 | 0.023 | 142 | 0 | 0 | 142 | 0 | 0 | 0 | -0.1 | -0.2 | -0.2 | 0 | 0 | 0 | 0 | 0 | -0.07 | 0 | -0.43 | 0.36 | 0.019 | 0 | 0.02 | PreCW-Front-GasDHW-ElecDry | Appl-CW-Front-GasDHW-ElecDry-Tier1AnySFm2003CZ01DEER2017 | 0
42958.3843 | Appl-CW-Front-GasDHW-ElecDry-Tier1 | SFm | 2003 | CZ02 | rDXGF | -1 | Household | 1 | 1948.8 | 163 | 0 | 0 | 162 | 0 | 1.4 | 0 | -0.1 | -0.1 | -0.3 | 0.1 | 0 | 0 | 0 | 0 | -0.24 | 0 | -0.49 | 0.25 | 0.025 | 0 | 0.022 | 143 | 0 | 0 | 142 | 0 | 1.1 | 0 | -0.1 | -0.1 | -0.2 | 0.1 | 0 | 0 | 0 | 0 | -0.05 | 0 | -0.38 | 0.34 | 0.022 | 0 | 0.019 | PreCW-Front-GasDHW-ElecDry | Appl-CW-Front-GasDHW-ElecDry-Tier1AnySFm2003CZ02DEER2017 | 0
42958.3843 | Appl-CW-Front-GasDHW-ElecDry-Tier1 | SFm | 2003 | CZ03 | rDXGF | -1 | Household | 1 | 2295.6 | 162 | 0 | 0 | 162 | 0 | 0.5 | 0 | 0 | -0.2 | -0.3 | 0.1 | 0 | 0 | 0 | 0 | -0.29 | 0 | -0.53 | 0.25 | 0.024 | 0 | 0.023 | 142 | 0 | 0 | 142 | 0 | 0.3 | 0 | 0 | -0.2 | -0.2 | 0.1 | 0 | 0 | 0 | 0 | -0.09 | 0 | -0.42 | 0.34 | 0.021 | 0 | 0.02 | PreCW-Front-GasDHW-ElecDry | Appl-CW-Front-GasDHW-ElecDry-Tier1AnySFm2003CZ03DEER2017 | 0
42958.3843 | Appl-CW-Front-GasDHW-ElecDry-Tier1 | SFm | 2003 | CZ04 | rDXGF | -1 | Household | 1 | 2295.6 | 164 | 0 | 0 | 162 | 0 | 2 | 0 | -0.1 | 0.1 | -0.2 | 0.3 | 0 | 0 | 0 | 0 | -0.19 | 0 | -0.43 | 0.24 | 0.025 | 0 | 0.022 | 143 | 0 | 0 | 142 | 0 | 1.6 | 0 | -0.1 | 0.1 | -0.2 | 0.2 | 0 | 0 | 0 | 0 | -0.01 | 0 | -0.34 | 0.33 | 0.021 | 0 | 0.02 | PreCW-Front-GasDHW-ElecDry | Appl-CW-Front-GasDHW-ElecDry-Tier1AnySFm2003CZ04DEER2017 | 0
42958.3843 | Appl-CW-Front-GasDHW-ElecDry-Tier1 | SFm | 2003 | CZ05 | rDXGF | -1 | Household | 1 | 2295.6 | 162 | 0 | 0 | 162 | 0 | 0.4 | 0 | -0.1 | -0.2 | -0.3 | 0.1 | 0 | 0 | 0 | 0 | -0.42 | 0 | -0.68 | 0.26 | 0.024 | 0 | 0.022 | 142 | 0 | 0 | 142 | 0 | 0.3 | 0 | -0.1 | -0.2 | -0.2 | 0 | 0 | 0 | 0 | 0 | -0.18 | 0 | -0.53 | 0.35 | 0.021 | 0 | 0.019 | PreCW-Front-GasDHW-ElecDry | Appl-CW-Front-GasDHW-ElecDry-Tier1AnySFm2003CZ05DEER2017 | 0
42958.3843 | Appl-CW-Front-GasDHW-ElecDry-Tier1 | SFm | 2003 | CZ06 | rDXGF | -1 | Household | 1 | 2392.9 | 167 | 0 | 0 | 162 | 0 | 4.6 | 0 | -0.1 | 0.5 | -0.1 | 0.6 | 0 | 0 | 0 | 0 | -0.06 | 0 | -0.3 | 0.24 | 0.024 | 0 | 0.022 | 146 | 0 | 0 | 142 | 0 | 3.4 | 0 | -0.1 | 0.4 | -0.1 | 0.5 | 0 | 0 | 0 | 0 | 0.08 | 0 | -0.24 | 0.32 | 0.021 | 0 | 0.02 | PreCW-Front-GasDHW-ElecDry | Appl-CW-Front-GasDHW-ElecDry-Tier1AnySFm2003CZ06DEER2017 | 0
42958.3843 | Appl-CW-Front-GasDHW-ElecDry-Tier1 | SFm | 2003 | CZ07 | rDXGF | -1 | Household | 1 | 2392.9 | 164 | 0 | 0 | 162 | 0 | 2.3 | 0 | -0.1 | 0.2 | -0.2 | 0.3 | 0 | 0 | 0 | 0 | -0.14 | 0 | -0.37 | 0.23 | 0.025 | 0 | 0.022 | 144 | 0 | 0 | 142 | 0 | 1.8 | 0 | -0.1 | 0.1 | -0.2 | 0.2 | 0 | 0 | 0 | 0 | 0.02 | 0 | -0.3 | 0.32 | 0.022 | 0 | 0.019 | PreCW-Front-GasDHW-ElecDry | Appl-CW-Front-GasDHW-ElecDry-Tier1AnySFm2003CZ07DEER2017 | 0
42958.3843 | Appl-CW-Front-GasDHW-ElecDry-Tier1 | SFm | 2003 | CZ08 | rDXGF | -1 | Household | 1 | 2392.9 | 167 | 0 | 0 | 162 | 0 | 4.5 | 0 | 0 | 0.4 | -0.1 | 0.6 | 0 | 0 | 0 | 0 | -0.04 | 0 | -0.27 | 0.23 | 0.026 | 0 | 0.022 | 145 | 0 | 0 | 142 | 0 | 3.2 | 0 | 0 | 0.3 | -0.1 | 0.4 | 0 | 0 | 0 | 0 | 0.11 | 0 | -0.2 | 0.31 | 0.023 | 0 | 0.02 | PreCW-Front-GasDHW-ElecDry | Appl-CW-Front-GasDHW-ElecDry-Tier1AnySFm2003CZ08DEER2017 | 0
42958.3843 | Appl-CW-Front-GasDHW-ElecDry-Tier1 | SFm | 2003 | CZ09 | rDXGF | -1 | Household | 1 | 2422.9 | 165 | 0 | 0 | 162 | 0 | 2.7 | 0 | 0 | 0.2 | -0.2 | 0.3 | 0 | 0 | 0 | 0 | -0.12 | 0 | -0.35 | 0.23 | 0.024 | 0 | 0.022 | 144 | 0 | 0 | 142 | 0 | 2 | 0 | 0 | 0.2 | -0.2 | 0.2 | 0 | 0 | 0 | 0 | 0.03 | 0 | -0.28 | 0.31 | 0.021 | 0 | 0.019 | PreCW-Front-GasDHW-ElecDry | Appl-CW-Front-GasDHW-ElecDry-Tier1AnySFm2003CZ09DEER2017 | 0
42958.3843 | Appl-CW-Front-GasDHW-ElecDry-Tier1 | SFm | 2003 | CZ10 | rDXGF | -1 | Household | 1 | 1948.8 | 165 | 0 | 0 | 162 | 0 | 3 | 0 | -0.1 | 0.1 | -0.3 | 0.4 | 0 | 0 | 0 | 0 | -0.2 | 0 | -0.42 | 0.22 | 0.024 | 0 | 0.023 | 144 | 0 | 0 | 142 | 0 | 2.4 | 0 | -0.1 | 0.1 | -0.2 | 0.3 | 0 | 0 | 0 | 0 | -0.03 | 0 | -0.33 | 0.3 | 0.021 | 0 | 0.02 | PreCW-Front-GasDHW-ElecDry | Appl-CW-Front-GasDHW-ElecDry-Tier1AnySFm2003CZ10DEER2017 | 0
42958.3843 | Appl-CW-Front-GasDHW-ElecDry-Tier1 | SFm | 2003 | CZ11 | rDXGF | -1 | Household | 1 | 1948.8 | 165 | 0 | 0 | 162 | 0 | 2.7 | 0 | -0.1 | 0 | -0.2 | 0.3 | 0 | 0 | 0 | 0 | -0.23 | 0 | -0.46 | 0.24 | 0.025 | 0 | 0.022 | 144 | 0 | 0 | 142 | 0 | 2.1 | 0 | -0.1 | 0 | -0.1 | 0.3 | 0 | 0 | 0 | 0 | -0.05 | 0 | -0.35 | 0.32 | 0.022 | 0 | 0.019 | PreCW-Front-GasDHW-ElecDry | Appl-CW-Front-GasDHW-ElecDry-Tier1AnySFm2003CZ11DEER2017 | 0
42958.3843 | Appl-CW-Front-GasDHW-ElecDry-Tier1 | SFm | 2003 | CZ12 | rDXGF | -1 | Household | 1 | 1948.8 | 164 | 0 | 0 | 162 | 0 | 1.9 | 0 | 0 | 0 | -0.2 | 0.2 | 0 | 0 | 0 | 0 | -0.22 | 0 | -0.46 | 0.24 | 0.024 | 0 | 0.022 | 143 | 0 | 0 | 142 | 0 | 1.5 | 0 | 0 | 0 | -0.2 | 0.2 | 0 | 0 | 0 | 0 | -0.04 | 0 | -0.37 | 0.32 | 0.021 | 0 | 0.02 | PreCW-Front-GasDHW-ElecDry | Appl-CW-Front-GasDHW-ElecDry-Tier1AnySFm2003CZ12DEER2017 | 0
42958.3843 | Appl-CW-Front-GasDHW-ElecDry-Tier1 | SFm | 2003 | CZ13 | rDXGF | -1 | Household | 1 | 1948.8 | 164 | 0 | 0 | 162 | 0 | 2.5 | 0 | -0.1 | 0.1 | -0.2 | 0.3 | 0 | 0 | 0 | 0 | -0.23 | 0 | -0.47 | 0.23 | 0.024 | 0 | 0.022 | 144 | 0 | 0 | 142 | 0 | 2 | 0 | -0.1 | 0.1 | -0.2 | 0.3 | 0 | 0 | 0 | 0 | -0.05 | 0 | -0.37 | 0.31 | 0.021 | 0 | 0.019 | PreCW-Front-GasDHW-ElecDry | Appl-CW-Front-GasDHW-ElecDry-Tier1AnySFm2003CZ13DEER2017 | 0
42958.3843 | Appl-CW-Front-GasDHW-ElecDry-Tier1 | SFm | 2003 | CZ14 | rDXGF | -1 | Household | 1 | 2160.9 | 165 | 0 | 0 | 162 | 0 | 3.1 | 0 | 0 | 0.2 | -0.2 | 0.4 | 0 | 0 | 0 | 0 | -0.24 | 0 | -0.48 | 0.24 | 0.024 | 0 | 0.022 | 144 | 0 | 0 | 142 | 0 | 2.5 | 0 | 0 | 0.2 | -0.2 | 0.3 | 0 | 0 | 0 | 0 | -0.06 | 0 | -0.37 | 0.32 | 0.021 | 0 | 0.019 | PreCW-Front-GasDHW-ElecDry | Appl-CW-Front-GasDHW-ElecDry-Tier1AnySFm2003CZ14DEER2017 | 0
42958.3843 | Appl-CW-Front-GasDHW-ElecDry-Tier1 | SFm | 2003 | CZ15 | rDXGF | -1 | Household | 1 | 2160.9 | 166 | 0 | 0 | 162 | 0 | 3.8 | 0 | 0 | 0.3 | -0.1 | 0.4 | 0 | 0 | 0 | 0 | -0.03 | 0 | -0.23 | 0.19 | 0.024 | 0 | 0.023 | 145 | 0 | 0 | 142 | 0 | 3 | 0 | 0 | 0.3 | -0.1 | 0.3 | 0 | 0 | 0 | 0 | 0.09 | 0 | -0.18 | 0.26 | 0.021 | 0 | 0.02 | PreCW-Front-GasDHW-ElecDry | Appl-CW-Front-GasDHW-ElecDry-Tier1AnySFm2003CZ15DEER2017 | 0
42958.3843 | Appl-CW-Front-GasDHW-ElecDry-Tier1 | SFm | 2003 | CZ16 | rDXGF | -1 | Household | 1 | 2295.6 | 163 | 0 | 0 | 162 | 0 | 1.6 | 0 | -0.1 | 0 | -0.2 | 0.2 | 0 | 0 | 0 | 0 | -0.13 | 0 | -0.4 | 0.27 | 0.024 | 0 | 0.022 | 143 | 0 | 0 | 142 | 0 | 1.4 | 0 | -0.1 | 0 | -0.2 | 0.2 | 0 | 0 | 0 | 0 | 0.05 | 0 | -0.31 | 0.36 | 0.021 | 0 | 0.019 | PreCW-Front-GasDHW-ElecDry | Appl-CW-Front-GasDHW-ElecDry-Tier1AnySFm2003CZ16DEER2017 | 0
42958.3843 | Appl-CW-Front-GasDHW-ElecDry-Tier1 | SFm | 2007 | CZ01 | rDXGF | -1 | Household | 1 | 2295.6 | 162 | 0 | 0 | 162 | 0 | 0 | 0 | -0.1 | -0.2 | -0.2 | 0 | 0 | 0 | 0 | 0 | -0.28 | 0 | -0.55 | 0.27 | 0.023 | 0 | 0.022 | 142 | 0 | 0 | 142 | 0 | 0 | 0 | -0.1 | -0.2 | -0.2 | 0 | 0 | 0 | 0 | 0 | -0.07 | 0 | -0.43 | 0.36 | 0.02 | 0 | 0.019 | PreCW-Front-GasDHW-ElecDry | Appl-CW-Front-GasDHW-ElecDry-Tier1AnySFm2007CZ01DEER2017 | 0
42958.3843 | Appl-CW-Front-GasDHW-ElecDry-Tier1 | SFm | 2007 | CZ02 | rDXGF | -1 | Household | 1 | 1948.8 | 163 | 0 | 0 | 162 | 0 | 1.3 | 0 | -0.1 | -0.1 | -0.3 | 0.2 | 0 | 0 | 0 | 0 | -0.35 | 0 | -0.59 | 0.25 | 0.024 | 0 | 0.023 | 143 | 0 | 0 | 142 | 0 | 1.1 | 0 | -0.1 | 0 | -0.2 | 0.2 | 0 | 0 | 0 | 0 | -0.13 | 0 | -0.46 | 0.34 | 0.021 | 0 | 0.02 | PreCW-Front-GasDHW-ElecDry | Appl-CW-Front-GasDHW-ElecDry-Tier1AnySFm2007CZ02DEER2017 | 0
42958.3843 | Appl-CW-Front-GasDHW-ElecDry-Tier1 | SFm | 2007 | CZ03 | rDXGF | -1 | Household | 1 | 2295.6 | 162 | 0 | 0 | 162 | 0 | 0.5 | 0 | -0.1 | -0.2 | -0.3 | 0.1 | 0 | 0 | 0 | 0 | -0.3 | 0 | -0.56 | 0.26 | 0.024 | 0 | 0.022 | 142 | 0 | 0 | 142 | 0 | 0.4 | 0 | -0.1 | -0.2 | -0.2 | 0.1 | 0 | 0 | 0 | 0 | -0.1 | 0 | -0.44 | 0.34 | 0.021 | 0 | 0.02 | PreCW-Front-GasDHW-ElecDry | Appl-CW-Front-GasDHW-ElecDry-Tier1AnySFm2007CZ03DEER2017 | 0
42958.3843 | Appl-CW-Front-GasDHW-ElecDry-Tier1 | SFm | 2007 | CZ04 | rDXGF | -1 | Household | 1 | 2295.6 | 163 | 0 | 0 | 162 | 0 | 1.6 | 0 | -0.1 | 0 | -0.2 | 0.2 | 0 | 0 | 0 | 0 | -0.22 | 0 | -0.46 | 0.25 | 0.025 | 0 | 0.022 | 143 | 0 | 0 | 142 | 0 | 1.3 | 0 | -0.1 | 0 | -0.2 | 0.2 | 0 | 0 | 0 | 0 | -0.03 | 0 | -0.35 | 0.33 | 0.022 | 0 | 0.02 | PreCW-Front-GasDHW-ElecDry | Appl-CW-Front-GasDHW-ElecDry-Tier1AnySFm2007CZ04DEER2017 | 0
42958.3843 | Appl-CW-Front-GasDHW-ElecDry-Tier1 | SFm | 2007 | CZ05 | rDXGF | -1 | Household | 1 | 2295.6 | 162 | 0 | 0 | 162 | 0 | 0.3 | 0 | -0.1 | -0.2 | -0.3 | 0 | 0 | 0 | 0 | 0 | -0.38 | 0 | -0.63 | 0.25 | 0.024 | 0 | 0.022 | 142 | 0 | 0 | 142 | 0 | 0.2 | 0 | -0.1 | -0.2 | -0.3 | 0 | 0 | 0 | 0 | 0 | -0.17 | 0 | -0.51 | 0.34 | 0.021 | 0 | 0.019 | PreCW-Front-GasDHW-ElecDry | Appl-CW-Front-GasDHW-ElecDry-Tier1AnySFm2007CZ05DEER2017 | 0
42958.3843 | Appl-CW-Front-GasDHW-ElecDry-Tier1 | SFm | 2007 | CZ06 | rDXGF | -1 | Household | 1 | 2392.9 | 164 | 0 | 0 | 162 | 0 | 2.1 | 0 | -0.1 | 0.2 | -0.1 | 0.4 | 0 | 0 | 0 | 0 | -0.12 | 0 | -0.36 | 0.24 | 0.024 | 0 | 0.022 | 143 | 0 | 0 | 142 | 0 | 1.2 | 0 | -0.1 | 0.1 | -0.1 | 0.2 | 0 | 0 | 0 | 0 | 0.05 | 0 | -0.28 | 0.32 | 0.021 | 0 | 0.019 | PreCW-Front-GasDHW-ElecDry | Appl-CW-Front-GasDHW-ElecDry-Tier1AnySFm2007CZ06DEER2017 | 0
42958.3843 | Appl-CW-Front-GasDHW-ElecDry-Tier1 | SFm | 2007 | CZ07 | rDXGF | -1 | Household | 1 | 2392.9 | 165 | 0 | 0 | 162 | 0 | 2.7 | 0 | 0 | 0.4 | -0.1 | 0.5 | 0 | 0 | 0 | 0 | -0.08 | 0 | -0.32 | 0.23 | 0.025 | 0 | 0.022 | 144 | 0 | 0 | 142 | 0 | 2.3 | 0 | 0 | 0.3 | -0.1 | 0.4 | 0 | 0 | 0 | 0 | 0.06 | 0 | -0.26 | 0.31 | 0.022 | 0 | 0.019 | PreCW-Front-GasDHW-ElecDry | Appl-CW-Front-GasDHW-ElecDry-Tier1AnySFm2007CZ07DEER2017 | 0
42958.3843 | Appl-CW-Front-GasDHW-ElecDry-Tier1 | SFm | 2007 | CZ08 | rDXGF | -1 | Household | 1 | 2392.9 | 165 | 0 | 0 | 162 | 0 | 3.1 | 0 | -0.1 | 0.4 | -0.1 | 0.5 | 0 | 0 | 0 | 0 | -0.02 | 0 | -0.26 | 0.23 | 0.024 | 0 | 0.023 | 145 | 0 | 0 | 142 | 0 | 2.6 | 0 | -0.1 | 0.4 | 0 | 0.4 | 0 | 0 | 0 | 0 | 0.13 | 0 | -0.18 | 0.31 | 0.022 | 0 | 0.02 | PreCW-Front-GasDHW-ElecDry | Appl-CW-Front-GasDHW-ElecDry-Tier1AnySFm2007CZ08DEER2017 | 0
42958.3843 | Appl-CW-Front-GasDHW-ElecDry-Tier1 | SFm | 2007 | CZ09 | rDXGF | -1 | Household | 1 | 2422.9 | 164 | 0 | 0 | 162 | 0 | 2.2 | 0 | 0 | 0.2 | -0.2 | 0.3 | 0 | 0 | 0 | 0 | -0.09 | 0 | -0.32 | 0.23 | 0.023 | 0 | 0.023 | 144 | 0 | 0 | 142 | 0 | 1.7 | 0 | 0 | 0.2 | -0.2 | 0.3 | 0 | 0 | 0 | 0 | 0.06 | 0 | -0.25 | 0.31 | 0.02 | 0 | 0.02 | PreCW-Front-GasDHW-ElecDry | Appl-CW-Front-GasDHW-ElecDry-Tier1AnySFm2007CZ09DEER2017 | 0
42958.3843 | Appl-CW-Front-GasDHW-ElecDry-Tier1 | SFm | 2007 | CZ10 | rDXGF | -1 | Household | 1 | 1948.8 | 165 | 0 | 0 | 162 | 0 | 2.5 | 0 | 0 | 0.2 | -0.2 | 0.4 | 0 | 0 | 0 | 0 | -0.19 | 0 | -0.42 | 0.23 | 0.023 | 0 | 0.022 | 144 | 0 | 0 | 142 | 0 | 2 | 0 | 0 | 0.2 | -0.2 | 0.3 | 0 | 0 | 0 | 0 | -0.02 | 0 | -0.33 | 0.31 | 0.02 | 0 | 0.019 | PreCW-Front-GasDHW-ElecDry | Appl-CW-Front-GasDHW-ElecDry-Tier1AnySFm2007CZ10DEER2017 | 0
42958.3843 | Appl-CW-Front-GasDHW-ElecDry-Tier1 | SFm | 2007 | CZ11 | rDXGF | -1 | Household | 1 | 1948.8 | 164 | 0 | 0 | 162 | 0 | 2.2 | 0 | 0 | 0.1 | -0.2 | 0.4 | 0 | 0 | 0 | 0 | -0.25 | 0 | -0.49 | 0.23 | 0.023 | 0 | 0.022 | 144 | 0 | 0 | 142 | 0 | 1.7 | 0 | 0 | 0.1 | -0.2 | 0.3 | 0 | 0 | 0 | 0 | -0.08 | 0 | -0.4 | 0.31 | 0.02 | 0 | 0.02 | PreCW-Front-GasDHW-ElecDry | Appl-CW-Front-GasDHW-ElecDry-Tier1AnySFm2007CZ11DEER2017 | 0
42958.3843 | Appl-CW-Front-GasDHW-ElecDry-Tier1 | SFm | 2007 | CZ12 | rDXGF | -1 | Household | 1 | 1948.8 | 164 | 0 | 0 | 162 | 0 | 1.7 | 0 | -0.1 | 0 | -0.3 | 0.3 | 0 | 0 | 0 | 0 | -0.2 | 0 | -0.43 | 0.24 | 0.024 | 0 | 0.022 | 143 | 0 | 0 | 142 | 0 | 1.4 | 0 | -0.1 | 0 | -0.2 | 0.2 | 0 | 0 | 0 | 0 | -0.02 | 0 | -0.34 | 0.32 | 0.021 | 0 | 0.019 | PreCW-Front-GasDHW-ElecDry | Appl-CW-Front-GasDHW-ElecDry-Tier1AnySFm2007CZ12DEER2017 | 0
42958.3843 | Appl-CW-Front-GasDHW-ElecDry-Tier1 | SFm | 2007 | CZ13 | rDXGF | -1 | Household | 1 | 1948.8 | 165 | 0 | 0 | 162 | 0 | 2.7 | 0 | -0.1 | 0.2 | -0.2 | 0.4 | 0 | 0 | 0 | 0 | -0.18 | 0 | -0.41 | 0.23 | 0.024 | 0 | 0.022 | 144 | 0 | 0 | 142 | 0 | 2.3 | 0 | 0 | 0.2 | -0.2 | 0.4 | 0 | 0 | 0 | 0 | -0.01 | 0 | -0.33 | 0.31 | 0.021 | 0 | 0.019 | PreCW-Front-GasDHW-ElecDry | Appl-CW-Front-GasDHW-ElecDry-Tier1AnySFm2007CZ13DEER2017 | 0
42958.3843 | Appl-CW-Front-GasDHW-ElecDry-Tier1 | SFm | 2007 | CZ14 | rDXGF | -1 | Household | 1 | 2160.9 | 165 | 0 | 0 | 162 | 0 | 2.6 | 0 | -0.1 | 0.1 | -0.2 | 0.4 | 0 | 0 | 0 | 0 | -0.28 | 0 | -0.52 | 0.24 | 0.023 | 0 | 0.022 | 144 | 0 | 0 | 142 | 0 | 2 | 0 | 0 | 0.1 | -0.2 | 0.3 | 0 | 0 | 0 | 0 | -0.09 | 0 | -0.41 | 0.32 | 0.02 | 0 | 0.019 | PreCW-Front-GasDHW-ElecDry | Appl-CW-Front-GasDHW-ElecDry-Tier1AnySFm2007CZ14DEER2017 | 0
42958.3843 | Appl-CW-Front-GasDHW-ElecDry-Tier1 | SFm | 2007 | CZ15 | rDXGF | -1 | Household | 1 | 2160.9 | 166 | 0 | 0 | 162 | 0 | 3.4 | 0 | 0 | 0.3 | -0.1 | 0.5 | 0 | 0 | 0 | 0 | -0.02 | 0 | -0.22 | 0.2 | 0.023 | 0 | 0.023 | 145 | 0 | 0 | 142 | 0 | 2.8 | 0 | 0 | 0.3 | -0.1 | 0.4 | 0 | 0 | 0 | 0 | 0.09 | 0 | -0.17 | 0.26 | 0.02 | 0 | 0.02 | PreCW-Front-GasDHW-ElecDry | Appl-CW-Front-GasDHW-ElecDry-Tier1AnySFm2007CZ15DEER2017 | 0
42958.3843 | Appl-CW-Front-GasDHW-ElecDry-Tier1 | SFm | 2007 | CZ16 | rDXGF | -1 | Household | 1 | 2295.6 | 163 | 0 | 0 | 162 | 0 | 1.1 | 0 | 0 | 0 | -0.2 | 0.2 | 0 | 0 | 0 | 0 | -0.12 | 0 | -0.39 | 0.27 | 0.023 | 0 | 0.022 | 143 | 0 | 0 | 142 | 0 | 0.9 | 0 | 0 | 0 | -0.2 | 0.2 | 0 | 0 | 0 | 0 | 0.06 | 0 | -0.31 | 0.36 | 0.02 | 0 | 0.019 | PreCW-Front-GasDHW-ElecDry | Appl-CW-Front-GasDHW-ElecDry-Tier1AnySFm2007CZ16DEER2017 | 0
42958.3843 | Appl-CW-Front-GasDHW-ElecDry-Tier1 | SFm | 2011 | CZ01 | rDXGF | -1 | Household | 1 | 2295.6 | 162 | 0 | 0 | 162 | 0 | 0 | 0 | -0.1 | -0.2 | -0.2 | 0 | 0 | 0 | 0 | 0 | -0.25 | 0 | -0.51 | 0.27 | 0.022 | 0 | 0.023 | 142 | 0 | 0 | 142 | 0 | 0 | 0 | -0.1 | -0.2 | -0.2 | 0 | 0 | 0 | 0 | 0 | -0.05 | 0 | -0.41 | 0.36 | 0.019 | 0 | 0.02 | PreCW-Front-GasDHW-ElecDry | Appl-CW-Front-GasDHW-ElecDry-Tier1AnySFm2011CZ01DEER2017 | 0
42958.3843 | Appl-CW-Front-GasDHW-ElecDry-Tier1 | SFm | 2011 | CZ02 | rDXGF | -1 | Household | 1 | 1948.8 | 163 | 0 | 0 | 162 | 0 | 1.3 | 0 | -0.2 | -0.1 | -0.3 | 0.3 | 0 | 0 | 0 | 0 | -0.31 | 0 | -0.57 | 0.26 | 0.024 | 0 | 0.022 | 143 | 0 | 0 | 142 | 0 | 1 | 0 | -0.1 | -0.1 | -0.2 | 0.2 | 0 | 0 | 0 | 0 | -0.11 | 0 | -0.45 | 0.34 | 0.021 | 0 | 0.02 | PreCW-Front-GasDHW-ElecDry | Appl-CW-Front-GasDHW-ElecDry-Tier1AnySFm2011CZ02DEER2017 | 0
42958.3843 | Appl-CW-Front-GasDHW-ElecDry-Tier1 | SFm | 2011 | CZ03 | rDXGF | -1 | Household | 1 | 2295.6 | 162 | 0 | 0 | 162 | 0 | 0.7 | 0 | -0.1 | -0.2 | -0.3 | 0.1 | 0 | 0 | 0 | 0 | -0.28 | 0 | -0.54 | 0.25 | 0.024 | 0 | 0.022 | 142 | 0 | 0 | 142 | 0 | 0.6 | 0 | -0.1 | -0.1 | -0.2 | 0.1 | 0 | 0 | 0 | 0 | -0.08 | 0 | -0.42 | 0.34 | 0.021 | 0 | 0.02 | PreCW-Front-GasDHW-ElecDry | Appl-CW-Front-GasDHW-ElecDry-Tier1AnySFm2011CZ03DEER2017 | 0
42958.3843 | Appl-CW-Front-GasDHW-ElecDry-Tier1 | SFm | 2011 | CZ04 | rDXGF | -1 | Household | 1 | 2295.6 | 164 | 0 | 0 | 162 | 0 | 2 | 0 | -0.1 | 0.1 | -0.3 | 0.3 | 0 | 0 | 0 | 0 | -0.21 | 0 | -0.44 | 0.24 | 0.025 | 0 | 0.022 | 144 | 0 | 0 | 142 | 0 | 1.7 | 0 | -0.1 | 0.1 | -0.2 | 0.3 | 0 | 0 | 0 | 0 | -0.02 | 0 | -0.35 | 0.32 | 0.021 | 0 | 0.019 | PreCW-Front-GasDHW-ElecDry | Appl-CW-Front-GasDHW-ElecDry-Tier1AnySFm2011CZ04DEER2017 | 0
42958.3843 | Appl-CW-Front-GasDHW-ElecDry-Tier1 | SFm | 2011 | CZ05 | rDXGF | -1 | Household | 1 | 2295.6 | 162 | 0 | 0 | 162 | 0 | 0.2 | 0 | 0 | -0.2 | -0.3 | 0 | 0 | 0 | 0 | 0 | -0.35 | 0 | -0.6 | 0.26 | 0.025 | 0 | 0.022 | 142 | 0 | 0 | 142 | 0 | 0.2 | 0 | 0 | -0.2 | -0.2 | 0 | 0 | 0 | 0 | 0 | -0.12 | 0 | -0.46 | 0.35 | 0.021 | 0 | 0.02 | PreCW-Front-GasDHW-ElecDry | Appl-CW-Front-GasDHW-ElecDry-Tier1AnySFm2011CZ05DEER2017 | 0
42958.3843 | Appl-CW-Front-GasDHW-ElecDry-Tier1 | SFm | 2011 | CZ06 | rDXGF | -1 | Household | 1 | 2392.9 | 163 | 0 | 0 | 162 | 0 | 1.5 | 0 | 0 | 0.1 | -0.2 | 0.3 | 0 | 0 | 0 | 0 | -0.17 | 0 | -0.4 | 0.24 | 0.024 | 0 | 0.023 | 143 | 0 | 0 | 142 | 0 | 1.1 | 0 | 0 | 0.1 | -0.1 | 0.2 | 0 | 0 | 0 | 0 | 0 | 0 | -0.31 | 0.32 | 0.021 | 0 | 0.02 | PreCW-Front-GasDHW-ElecDry | Appl-CW-Front-GasDHW-ElecDry-Tier1AnySFm2011CZ06DEER2017 | 0
42958.3843 | Appl-CW-Front-GasDHW-ElecDry-Tier1 | SFm | 2011 | CZ07 | rDXGF | -1 | Household | 1 | 2392.9 | 164 | 0 | 0 | 162 | 0 | 2.3 | 0 | 0 | 0.3 | -0.2 | 0.4 | 0 | 0 | 0 | 0 | -0.02 | 0 | -0.26 | 0.24 | 0.024 | 0 | 0.022 | 144 | 0 | 0 | 142 | 0 | 1.8 | 0 | 0 | 0.2 | -0.1 | 0.3 | 0 | 0 | 0 | 0 | 0.12 | 0 | -0.2 | 0.32 | 0.02 | 0 | 0.019 | PreCW-Front-GasDHW-ElecDry | Appl-CW-Front-GasDHW-ElecDry-Tier1AnySFm2011CZ07DEER2017 | 0
42958.3843 | Appl-CW-Front-GasDHW-ElecDry-Tier1 | SFm | 2011 | CZ08 | rDXGF | -1 | Household | 1 | 2392.9 | 166 | 0 | 0 | 162 | 0 | 3.3 | 0 | 0 | 0.4 | -0.1 | 0.6 | 0 | 0 | 0 | 0 | -0.03 | 0 | -0.26 | 0.23 | 0.023 | 0 | 0.023 | 145 | 0 | 0 | 142 | 0 | 2.8 | 0 | 0 | 0.4 | -0.1 | 0.5 | 0 | 0 | 0 | 0 | 0.1 | 0 | -0.2 | 0.31 | 0.02 | 0 | 0.02 | PreCW-Front-GasDHW-ElecDry | Appl-CW-Front-GasDHW-ElecDry-Tier1AnySFm2011CZ08DEER2017 | 0
42958.3843 | Appl-CW-Front-GasDHW-ElecDry-Tier1 | SFm | 2011 | CZ09 | rDXGF | -1 | Household | 1 | 2422.9 | 164 | 0 | 0 | 162 | 0 | 1.9 | 0 | -0.1 | 0.1 | -0.2 | 0.3 | 0 | 0 | 0 | 0 | -0.05 | 0 | -0.29 | 0.23 | 0.023 | 0 | 0.023 | 143 | 0 | 0 | 142 | 0 | 1.4 | 0 | -0.1 | 0.1 | -0.1 | 0.2 | 0 | 0 | 0 | 0 | 0.09 | 0 | -0.23 | 0.31 | 0.02 | 0 | 0.02 | PreCW-Front-GasDHW-ElecDry | Appl-CW-Front-GasDHW-ElecDry-Tier1AnySFm2011CZ09DEER2017 | 0
42958.3843 | Appl-CW-Front-GasDHW-ElecDry-Tier1 | SFm | 2011 | CZ10 | rDXGF | -1 | Household | 1 | 1948.8 | 165 | 0 | 0 | 162 | 0 | 2.6 | 0 | -0.1 | 0.3 | -0.2 | 0.5 | 0 | 0 | 0 | 0 | -0.18 | 0 | -0.42 | 0.23 | 0.024 | 0 | 0.023 | 144 | 0 | 0 | 142 | 0 | 2.1 | 0 | -0.1 | 0.2 | -0.2 | 0.4 | 0 | 0 | 0 | 0 | -0.02 | 0 | -0.33 | 0.3 | 0.021 | 0 | 0.02 | PreCW-Front-GasDHW-ElecDry | Appl-CW-Front-GasDHW-ElecDry-Tier1AnySFm2011CZ10DEER2017 | 0
42958.3843 | Appl-CW-Front-GasDHW-ElecDry-Tier1 | SFm | 2011 | CZ11 | rDXGF | -1 | Household | 1 | 1948.8 | 164 | 0 | 0 | 162 | 0 | 2.3 | 0 | 0 | 0.1 | -0.2 | 0.4 | 0 | 0 | 0 | 0 | -0.24 | 0 | -0.48 | 0.23 | 0.023 | 0 | 0.022 | 144 | 0 | 0 | 142 | 0 | 1.8 | 0 | 0 | 0.1 | -0.2 | 0.3 | 0 | 0 | 0 | 0 | -0.05 | 0 | -0.37 | 0.31 | 0.02 | 0 | 0.019 | PreCW-Front-GasDHW-ElecDry | Appl-CW-Front-GasDHW-ElecDry-Tier1AnySFm2011CZ11DEER2017 | 0
42958.3843 | Appl-CW-Front-GasDHW-ElecDry-Tier1 | SFm | 2011 | CZ12 | rDXGF | -1 | Household | 1 | 1948.8 | 164 | 0 | 0 | 162 | 0 | 1.8 | 0 | -0.1 | 0.1 | -0.2 | 0.3 | 0 | 0 | 0 | 0 | -0.18 | 0 | -0.41 | 0.24 | 0.024 | 0 | 0.022 | 143 | 0 | 0 | 142 | 0 | 1.5 | 0 | -0.1 | 0.1 | -0.2 | 0.2 | 0 | 0 | 0 | 0 | -0.01 | 0 | -0.33 | 0.32 | 0.021 | 0 | 0.019 | PreCW-Front-GasDHW-ElecDry | Appl-CW-Front-GasDHW-ElecDry-Tier1AnySFm2011CZ12DEER2017 | 0
42958.3843 | Appl-CW-Front-GasDHW-ElecDry-Tier1 | SFm | 2011 | CZ13 | rDXGF | -1 | Household | 1 | 1948.8 | 165 | 0 | 0 | 162 | 0 | 2.6 | 0 | -0.1 | 0.2 | -0.2 | 0.4 | 0 | 0 | 0 | 0 | -0.16 | 0 | -0.39 | 0.23 | 0.024 | 0 | 0.022 | 144 | 0 | 0 | 142 | 0 | 2.1 | 0 | -0.1 | 0.2 | -0.2 | 0.4 | 0 | 0 | 0 | 0 | 0 | 0 | -0.31 | 0.31 | 0.021 | 0 | 0.019 | PreCW-Front-GasDHW-ElecDry | Appl-CW-Front-GasDHW-ElecDry-Tier1AnySFm2011CZ13DEER2017 | 0
42958.3843 | Appl-CW-Front-GasDHW-ElecDry-Tier1 | SFm | 2011 | CZ14 | rDXGF | -1 | Household | 1 | 2160.9 | 165 | 0 | 0 | 162 | 0 | 2.7 | 0 | 0 | 0.2 | -0.3 | 0.4 | 0 | 0 | 0 | 0 | -0.24 | 0 | -0.47 | 0.23 | 0.024 | 0 | 0.022 | 144 | 0 | 0 | 142 | 0 | 2.1 | 0 | 0 | 0.2 | -0.2 | 0.3 | 0 | 0 | 0 | 0 | -0.06 | 0 | -0.37 | 0.31 | 0.021 | 0 | 0.019 | PreCW-Front-GasDHW-ElecDry | Appl-CW-Front-GasDHW-ElecDry-Tier1AnySFm2011CZ14DEER2017 | 0
42958.3843 | Appl-CW-Front-GasDHW-ElecDry-Tier1 | SFm | 2011 | CZ15 | rDXGF | -1 | Household | 1 | 2160.9 | 165 | 0 | 0 | 162 | 0 | 3.1 | 0 | 0 | 0.3 | -0.1 | 0.4 | 0 | 0 | 0 | 0 | -0.02 | 0 | -0.22 | 0.2 | 0.023 | 0 | 0.023 | 145 | 0 | 0 | 142 | 0 | 2.5 | 0 | 0 | 0.2 | -0.1 | 0.3 | 0 | 0 | 0 | 0 | 0.1 | 0 | -0.16 | 0.26 | 0.021 | 0 | 0.02 | PreCW-Front-GasDHW-ElecDry | Appl-CW-Front-GasDHW-ElecDry-Tier1AnySFm2011CZ15DEER2017 | 0
42958.3843 | Appl-CW-Front-GasDHW-ElecDry-Tier1 | SFm | 2011 | CZ16 | rDXGF | -1 | Household | 1 | 2295.6 | 163 | 0 | 0 | 162 | 0 | 1.2 | 0 | -0.1 | 0 | -0.2 | 0.2 | 0 | 0 | 0 | 0 | -0.11 | 0 | -0.38 | 0.27 | 0.024 | 0 | 0.022 | 143 | 0 | 0 | 142 | 0 | 1 | 0 | -0.1 | 0 | -0.1 | 0.1 | 0 | 0 | 0 | 0 | 0.06 | 0 | -0.31 | 0.37 | 0.021 | 0 | 0.019 | PreCW-Front-GasDHW-ElecDry | Appl-CW-Front-GasDHW-ElecDry-Tier1AnySFm2011CZ16DEER2017 | 0
42958.3843 | Appl-CW-Front-GasDHW-ElecDry-Tier1 | SFm | 2015 | CZ01 | rDXGF | -1 | Household | 1 | 2295.6 | 162 | 0 | 0 | 162 | 0 | 0 | 0 | -0.1 | -0.2 | -0.2 | 0 | 0 | 0 | 0 | 0 | -0.21 | 0 | -0.48 | 0.27 | 0.022 | 0 | 0.022 | 142 | 0 | 0 | 142 | 0 | 0 | 0 | -0.1 | -0.1 | -0.1 | 0 | 0 | 0 | 0 | 0 | -0.01 | 0 | -0.38 | 0.36 | 0.019 | 0 | 0.019 | PreCW-Front-GasDHW-ElecDry | Appl-CW-Front-GasDHW-ElecDry-Tier1AnySFm2015CZ01DEER2017 | 0
42958.3843 | Appl-CW-Front-GasDHW-ElecDry-Tier1 | SFm | 2015 | CZ02 | rDXGF | -1 | Household | 1 | 1948.8 | 163 | 0 | 0 | 162 | 0 | 1.2 | 0 | -0.1 | -0.1 | -0.3 | 0.2 | 0 | 0 | 0 | 0 | -0.32 | 0 | -0.57 | 0.26 | 0.024 | 0 | 0.023 | 143 | 0 | 0 | 142 | 0 | 0.9 | 0 | -0.1 | -0.1 | -0.2 | 0.2 | 0 | 0 | 0 | 0 | -0.12 | 0 | -0.46 | 0.34 | 0.021 | 0 | 0.02 | PreCW-Front-GasDHW-ElecDry | Appl-CW-Front-GasDHW-ElecDry-Tier1AnySFm2015CZ02DEER2017 | 0
42958.3843 | Appl-CW-Front-GasDHW-ElecDry-Tier1 | SFm | 2015 | CZ03 | rDXGF | -1 | Household | 1 | 2295.6 | 162 | 0 | 0 | 162 | 0 | 0.4 | 0 | 0 | -0.1 | -0.2 | 0.1 | 0 | 0 | 0 | 0 | -0.2 | 0 | -0.46 | 0.25 | 0.024 | 0 | 0.023 | 142 | 0 | 0 | 142 | 0 | 0.4 | 0 | 0 | -0.1 | -0.2 | 0.1 | 0 | 0 | 0 | 0 | -0.02 | 0 | -0.37 | 0.34 | 0.021 | 0 | 0.02 | PreCW-Front-GasDHW-ElecDry | Appl-CW-Front-GasDHW-ElecDry-Tier1AnySFm2015CZ03DEER2017 | 0
42958.3843 | Appl-CW-Front-GasDHW-ElecDry-Tier1 | SFm | 2015 | CZ04 | rDXGF | -1 | Household | 1 | 2295.6 | 163 | 0 | 0 | 162 | 0 | 1.4 | 0 | 0 | 0 | -0.2 | 0.2 | 0 | 0 | 0 | 0 | -0.22 | 0 | -0.47 | 0.24 | 0.024 | 0 | 0.022 | 143 | 0 | 0 | 142 | 0 | 1.1 | 0 | 0 | 0 | -0.1 | 0.1 | 0 | 0 | 0 | 0 | -0.04 | 0 | -0.37 | 0.33 | 0.021 | 0 | 0.019 | PreCW-Front-GasDHW-ElecDry | Appl-CW-Front-GasDHW-ElecDry-Tier1AnySFm2015CZ04DEER2017 | 0
42958.3843 | Appl-CW-Front-GasDHW-ElecDry-Tier1 | SFm | 2015 | CZ05 | rDXGF | -1 | Household | 1 | 2295.6 | 162 | 0 | 0 | 162 | 0 | 0.6 | 0 | 0 | -0.1 | -0.2 | 0.1 | 0 | 0 | 0 | 0 | -0.27 | 0 | -0.52 | 0.25 | 0.024 | 0 | 0.023 | 142 | 0 | 0 | 142 | 0 | 0.3 | 0 | 0 | -0.1 | -0.2 | 0 | 0 | 0 | 0 | 0 | -0.07 | 0 | -0.4 | 0.34 | 0.021 | 0 | 0.02 | PreCW-Front-GasDHW-ElecDry | Appl-CW-Front-GasDHW-ElecDry-Tier1AnySFm2015CZ05DEER2017 | 0
42958.3843 | Appl-CW-Front-GasDHW-ElecDry-Tier1 | SFm | 2015 | CZ06 | rDXGF | -1 | Household | 1 | 2392.9 | 163 | 0 | 0 | 162 | 0 | 1.1 | 0 | 0 | 0 | -0.1 | 0.2 | 0 | 0 | 0 | 0 | -0.16 | 0 | -0.39 | 0.24 | 0.024 | 0 | 0.022 | 143 | 0 | 0 | 142 | 0 | 0.9 | 0 | 0 | 0 | -0.1 | 0.1 | 0 | 0 | 0 | 0 | 0.01 | 0 | -0.31 | 0.32 | 0.021 | 0 | 0.019 | PreCW-Front-GasDHW-ElecDry | Appl-CW-Front-GasDHW-ElecDry-Tier1AnySFm2015CZ06DEER2017 | 0
42958.3843 | Appl-CW-Front-GasDHW-ElecDry-Tier1 | SFm | 2015 | CZ07 | rDXGF | -1 | Household | 1 | 2392.9 | 164 | 0 | 0 | 162 | 0 | 2.2 | 0 | 0 | 0.2 | -0.1 | 0.4 | 0 | 0 | 0 | 0 | -0.07 | 0 | -0.31 | 0.24 | 0.023 | 0 | 0.022 | 143 | 0 | 0 | 142 | 0 | 1.4 | 0 | 0 | 0.1 | -0.1 | 0.3 | 0 | 0 | 0 | 0 | 0.07 | 0 | -0.25 | 0.32 | 0.02 | 0 | 0.02 | PreCW-Front-GasDHW-ElecDry | Appl-CW-Front-GasDHW-ElecDry-Tier1AnySFm2015CZ07DEER2017 | 0
42958.3843 | Appl-CW-Front-GasDHW-ElecDry-Tier1 | SFm | 2015 | CZ08 | rDXGF | -1 | Household | 1 | 2392.9 | 164 | 0 | 0 | 162 | 0 | 1.2 | 0 | 0 | 1 | -0.1 | 1 | 0 | 0 | 0 | 0 | -0.03 | 0 | -0.27 | 0.23 | 0.02 | 0 | 0.023 | 145 | 0 | 0 | 142 | 0 | 2.5 | 0 | 0 | 0.7 | 0 | 0.6 | 0 | 0 | 0 | 0 | 0.24 | 0 | -0.08 | 0.31 | 0.02 | 0 | 0.02 | PreCW-Front-GasDHW-ElecDry | Appl-CW-Front-GasDHW-ElecDry-Tier1AnySFm2015CZ08DEER2017 | 0
42958.3843 | Appl-CW-Front-GasDHW-ElecDry-Tier1 | SFm | 2015 | CZ09 | rDXGF | -1 | Household | 1 | 2422.9 | 163 | 0 | 0 | 162 | 0 | 1.2 | 0 | -0.1 | 0.5 | -0.1 | 0.7 | 0 | 0 | 0 | 0 | -0.06 | 0 | -0.3 | 0.24 | 0.023 | 0 | 0.023 | 143 | 0 | 0 | 142 | 0 | 1.1 | 0 | -0.1 | 0.4 | -0.1 | 0.5 | 0 | 0 | 0 | 0 | 0.08 | 0 | -0.24 | 0.32 | 0.02 | 0 | 0.02 | PreCW-Front-GasDHW-ElecDry | Appl-CW-Front-GasDHW-ElecDry-Tier1AnySFm2015CZ09DEER2017 | 0
42958.3843 | Appl-CW-Front-GasDHW-ElecDry-Tier1 | SFm | 2015 | CZ10 | rDXGF | -1 | Household | 1 | 1948.8 | 164 | 0 | 0 | 162 | 0 | 1.7 | 0 | -0.1 | 0.3 | -0.1 | 0.5 | 0 | 0 | 0 | 0 | -0.17 | 0 | -0.41 | 0.23 | 0.023 | 0 | 0.023 | 143 | 0 | 0 | 142 | 0 | 1.4 | 0 | -0.1 | 0.3 | -0.1 | 0.4 | 0 | 0 | 0 | 0 | -0.01 | 0 | -0.32 | 0.31 | 0.02 | 0 | 0.02 | PreCW-Front-GasDHW-ElecDry | Appl-CW-Front-GasDHW-ElecDry-Tier1AnySFm2015CZ10DEER2017 | 0
42958.3843 | Appl-CW-Front-GasDHW-ElecDry-Tier1 | SFm | 2015 | CZ11 | rDXGF | -1 | Household | 1 | 1948.8 | 164 | 0 | 0 | 162 | 0 | 1.9 | 0 | -0.1 | 0.1 | -0.2 | 0.3 | 0 | 0 | 0 | 0 | -0.24 | 0 | -0.48 | 0.23 | 0.023 | 0 | 0.022 | 143 | 0 | 0 | 142 | 0 | 1.5 | 0 | -0.1 | 0.1 | -0.1 | 0.2 | 0 | 0 | 0 | 0 | -0.06 | 0 | -0.38 | 0.31 | 0.02 | 0 | 0.019 | PreCW-Front-GasDHW-ElecDry | Appl-CW-Front-GasDHW-ElecDry-Tier1AnySFm2015CZ11DEER2017 | 0
42958.3843 | Appl-CW-Front-GasDHW-ElecDry-Tier1 | SFm | 2015 | CZ12 | rDXGF | -1 | Household | 1 | 1948.8 | 163 | 0 | 0 | 162 | 0 | 1.2 | 0 | -0.1 | 0.2 | -0.2 | 0.4 | 0 | 0 | 0 | 0 | -0.17 | 0 | -0.41 | 0.24 | 0.024 | 0 | 0.022 | 143 | 0 | 0 | 142 | 0 | 1 | 0 | 0 | 0.2 | -0.2 | 0.3 | 0 | 0 | 0 | 0 | 0 | 0 | -0.32 | 0.32 | 0.021 | 0 | 0.02 | PreCW-Front-GasDHW-ElecDry | Appl-CW-Front-GasDHW-ElecDry-Tier1AnySFm2015CZ12DEER2017 | 0
42958.3843 | Appl-CW-Front-GasDHW-ElecDry-Tier1 | SFm | 2015 | CZ13 | rDXGF | -1 | Household | 1 | 1948.8 | 164 | 0 | 0 | 162 | 0 | 1.8 | 0 | -0.1 | 0.3 | -0.2 | 0.5 | 0 | 0 | 0 | 0 | -0.15 | 0 | -0.38 | 0.23 | 0.024 | 0 | 0.022 | 143 | 0 | 0 | 142 | 0 | 1.4 | 0 | -0.1 | 0.2 | -0.2 | 0.4 | 0 | 0 | 0 | 0 | 0.01 | 0 | -0.3 | 0.31 | 0.021 | 0 | 0.019 | PreCW-Front-GasDHW-ElecDry | Appl-CW-Front-GasDHW-ElecDry-Tier1AnySFm2015CZ13DEER2017 | 0
42958.3843 | Appl-CW-Front-GasDHW-ElecDry-Tier1 | SFm | 2015 | CZ14 | rDXGF | -1 | Household | 1 | 2160.9 | 164 | 0 | 0 | 162 | 0 | 2.4 | 0 | -0.1 | 0.3 | -0.2 | 0.5 | 0 | 0 | 0 | 0 | -0.26 | 0 | -0.49 | 0.23 | 0.024 | 0 | 0.022 | 144 | 0 | 0 | 142 | 0 | 1.9 | 0 | 0 | 0.2 | -0.2 | 0.3 | 0 | 0 | 0 | 0 | -0.08 | 0 | -0.39 | 0.31 | 0.021 | 0 | 0.019 | PreCW-Front-GasDHW-ElecDry | Appl-CW-Front-GasDHW-ElecDry-Tier1AnySFm2015CZ14DEER2017 | 0
42958.3843 | Appl-CW-Front-GasDHW-ElecDry-Tier1 | SFm | 2015 | CZ15 | rDXGF | -1 | Household | 1 | 2160.9 | 165 | 0 | 0 | 162 | 0 | 3.3 | 0 | 0 | 0.4 | -0.1 | 0.4 | 0 | 0 | 0 | 0 | -0.02 | 0 | -0.21 | 0.2 | 0.023 | 0 | 0.022 | 144 | 0 | 0 | 142 | 0 | 2.4 | 0 | 0 | 0.3 | -0.1 | 0.3 | 0 | 0 | 0 | 0 | 0.09 | 0 | -0.17 | 0.27 | 0.02 | 0 | 0.019 | PreCW-Front-GasDHW-ElecDry | Appl-CW-Front-GasDHW-ElecDry-Tier1AnySFm2015CZ15DEER2017 | 0
42958.3843 | Appl-CW-Front-GasDHW-ElecDry-Tier1 | SFm | 2015 | CZ16 | rDXGF | -1 | Household | 1 | 2295.6 | 162 | 0 | 0 | 162 | 0 | 0.6 | 0 | 0 | 0 | -0.1 | 0.1 | 0 | 0 | 0 | 0 | -0.17 | 0 | -0.44 | 0.27 | 0.023 | 0 | 0.022 | 142 | 0 | 0 | 142 | 0 | 0.5 | 0 | 0 | 0 | -0.1 | 0.1 | 0 | 0 | 0 | 0 | 0.01 | 0 | -0.35 | 0.36 | 0.02 | 0 | 0.019 | PreCW-Front-GasDHW-ElecDry | Appl-CW-Front-GasDHW-ElecDry-Tier1AnySFm2015CZ16DEER2017 | 0
42958.3843 | Appl-CW-Front-GasDHW-ElecDry-Tier1 | SFm | 2017 | CZ01 | rDXGF | -1 | Household | 1 | 2295.6 | 162 | 0 | 0 | 162 | 0 | 0 | 0 | -0.1 | -0.2 | -0.2 | 0 | 0 | 0 | 0 | 0 | -0.19 | 0 | -0.45 | 0.26 | 0.022 | 0 | 0.022 | 142 | 0 | 0 | 142 | 0 | 0 | 0 | -0.1 | -0.1 | -0.1 | 0 | 0 | 0 | 0 | 0 | 0 | 0 | -0.36 | 0.36 | 0.02 | 0 | 0.019 | PreCW-Front-GasDHW-ElecDry | Appl-CW-Front-GasDHW-ElecDry-Tier1AnySFm2017CZ01DEER2017 | 0
42958.3843 | Appl-CW-Front-GasDHW-ElecDry-Tier1 | SFm | 2017 | CZ02 | rDXGF | -1 | Household | 1 | 1948.8 | 163 | 0 | 0 | 162 | 0 | 1.1 | 0 | -0.2 | -0.1 | -0.2 | 0.2 | 0 | 0 | 0 | 0 | -0.3 | 0 | -0.55 | 0.25 | 0.024 | 0 | 0.022 | 143 | 0 | 0 | 142 | 0 | 0.8 | 0 | -0.1 | -0.1 | -0.2 | 0.1 | 0 | 0 | 0 | 0 | -0.09 | 0 | -0.43 | 0.33 | 0.021 | 0 | 0.02 | PreCW-Front-GasDHW-ElecDry | Appl-CW-Front-GasDHW-ElecDry-Tier1AnySFm2017CZ02DEER2017 | 0
42958.3843 | Appl-CW-Front-GasDHW-ElecDry-Tier1 | SFm | 2017 | CZ03 | rDXGF | -1 | Household | 1 | 2295.6 | 162 | 0 | 0 | 162 | 0 | 0.7 | 0 | -0.1 | -0.1 | -0.2 | 0.1 | 0 | 0 | 0 | 0 | -0.19 | 0 | -0.45 | 0.26 | 0.024 | 0 | 0.023 | 142 | 0 | 0 | 142 | 0 | 0.5 | 0 | 0 | -0.1 | -0.2 | 0.1 | 0 | 0 | 0 | 0 | -0.01 | 0 | -0.35 | 0.34 | 0.021 | 0 | 0.02 | PreCW-Front-GasDHW-ElecDry | Appl-CW-Front-GasDHW-ElecDry-Tier1AnySFm2017CZ03DEER2017 | 0
42958.3843 | Appl-CW-Front-GasDHW-ElecDry-Tier1 | SFm | 2017 | CZ04 | rDXGF | -1 | Household | 1 | 2295.6 | 163 | 0 | 0 | 162 | 0 | 1.4 | 0 | 0 | 0.1 | -0.2 | 0.2 | 0 | 0 | 0 | 0 | -0.19 | 0 | -0.44 | 0.25 | 0.024 | 0 | 0.022 | 143 | 0 | 0 | 142 | 0 | 1.1 | 0 | 0 | 0.1 | -0.2 | 0.2 | 0 | 0 | 0 | 0 | -0.02 | 0 | -0.35 | 0.34 | 0.02 | 0 | 0.019 | PreCW-Front-GasDHW-ElecDry | Appl-CW-Front-GasDHW-ElecDry-Tier1AnySFm2017CZ04DEER2017 | 0
42958.3843 | Appl-CW-Front-GasDHW-ElecDry-Tier1 | SFm | 2017 | CZ05 | rDXGF | -1 | Household | 1 | 2295.6 | 162 | 0 | 0 | 162 | 0 | 0.4 | 0 | -0.1 | -0.1 | -0.2 | 0 | 0 | 0 | 0 | 0 | -0.22 | 0 | -0.48 | 0.26 | 0.024 | 0 | 0.023 | 142 | 0 | 0 | 142 | 0 | 0.3 | 0 | -0.1 | -0.1 | -0.2 | 0 | 0 | 0 | 0 | 0 | -0.04 | 0 | -0.39 | 0.35 | 0.021 | 0 | 0.02 | PreCW-Front-GasDHW-ElecDry | Appl-CW-Front-GasDHW-ElecDry-Tier1AnySFm2017CZ05DEER2017 | 0
42958.3843 | Appl-CW-Front-GasDHW-ElecDry-Tier1 | SFm | 2017 | CZ06 | rDXGF | -1 | Household | 1 | 2392.9 | 163 | 0 | 0 | 162 | 0 | 0.9 | 0 | -0.1 | -0.1 | -0.2 | 0.1 | 0 | 0 | 0 | 0 | -0.15 | 0 | -0.38 | 0.24 | 0.027 | 0 | 0.022 | 142 | 0 | 0 | 142 | 0 | 0.6 | 0 | -0.1 | -0.1 | -0.1 | 0.1 | 0 | 0 | 0 | 0 | 0.02 | 0 | -0.3 | 0.32 | 0.024 | 0 | 0.019 | PreCW-Front-GasDHW-ElecDry | Appl-CW-Front-GasDHW-ElecDry-Tier1AnySFm2017CZ06DEER2017 | 0
42958.3843 | Appl-CW-Front-GasDHW-ElecDry-Tier1 | SFm | 2017 | CZ07 | rDXGF | -1 | Household | 1 | 2392.9 | 164 | 0 | 0 | 162 | 0 | 2.2 | 0 | -0.1 | 0.2 | -0.1 | 0.4 | 0 | 0 | 0 | 0 | -0.05 | 0 | -0.29 | 0.24 | 0.024 | 0 | 0.022 | 144 | 0 | 0 | 142 | 0 | 1.8 | 0 | -0.1 | 0.2 | 0 | 0.3 | 0 | 0 | 0 | 0 | 0.1 | 0 | -0.23 | 0.32 | 0.021 | 0 | 0.019 | PreCW-Front-GasDHW-ElecDry | Appl-CW-Front-GasDHW-ElecDry-Tier1AnySFm2017CZ07DEER2017 | 0
42958.3843 | Appl-CW-Front-GasDHW-ElecDry-Tier1 | SFm | 2017 | CZ08 | rDXGF | -1 | Household | 1 | 2392.9 | 164 | 0 | 0 | 162 | 0 | 1.4 | 0 | 0 | 0.5 | -0.1 | 0.6 | 0 | 0 | 0 | 0 | -0.01 | 0 | -0.25 | 0.24 | 0.024 | 0 | 0.023 | 143 | 0 | 0 | 142 | 0 | 1 | 0 | 0 | 0.4 | -0.1 | 0.5 | 0 | 0 | 0 | 0 | 0.12 | 0 | -0.19 | 0.32 | 0.021 | 0 | 0.02 | PreCW-Front-GasDHW-ElecDry | Appl-CW-Front-GasDHW-ElecDry-Tier1AnySFm2017CZ08DEER2017 | 0
42958.3843 | Appl-CW-Front-GasDHW-ElecDry-Tier1 | SFm | 2017 | CZ09 | rDXGF | -1 | Household | 1 | 2422.9 | 161 | 0 | 0 | 162 | 0 | 1.9 | 0 | 0 | -2.3 | -0.2 | -2.2 | 0 | 0 | 0 | 0 | -0.13 | 0 | -0.37 | 0.23 | 0.024 | 0 | 0.022 | 143 | 0 | 0 | 142 | 0 | 0.9 | 0 | 0 | 0.2 | -0.2 | 0.2 | 0 | 0 | 0 | 0 | 0.04 | 0 | -0.28 | 0.31 | 0.021 | 0 | 0.02 | PreCW-Front-GasDHW-ElecDry | Appl-CW-Front-GasDHW-ElecDry-Tier1AnySFm2017CZ09DEER2017 | 0
42958.3843 | Appl-CW-Front-GasDHW-ElecDry-Tier1 | SFm | 2017 | CZ10 | rDXGF | -1 | Household | 1 | 1948.8 | 163 | 0 | 0 | 162 | 0 | 0.7 | 0 | -0.1 | 0.8 | -0.2 | 0.9 | 0 | 0 | 0 | 0 | -0.16 | 0 | -0.39 | 0.23 | 0.024 | 0 | 0.023 | 143 | 0 | 0 | 142 | 0 | 0.5 | 0 | -0.1 | 0.7 | -0.2 | 0.8 | 0 | 0 | 0 | 0 | 0 | 0 | -0.31 | 0.31 | 0.021 | 0 | 0.02 | PreCW-Front-GasDHW-ElecDry | Appl-CW-Front-GasDHW-ElecDry-Tier1AnySFm2017CZ10DEER2017 | 0
42958.3843 | Appl-CW-Front-GasDHW-ElecDry-Tier1 | SFm | 2017 | CZ11 | rDXGF | -1 | Household | 1 | 1948.8 | 164 | 0 | 0 | 162 | 0 | 1.7 | 0 | 0 | 0.2 | -0.2 | 0.4 | 0 | 0 | 0 | 0 | -0.22 | 0 | -0.45 | 0.23 | 0.024 | 0 | 0.022 | 143 | 0 | 0 | 142 | 0 | 1.4 | 0 | 0 | 0.1 | -0.2 | 0.3 | 0 | 0 | 0 | 0 | -0.05 | 0 | -0.36 | 0.31 | 0.021 | 0 | 0.019 | PreCW-Front-GasDHW-ElecDry | Appl-CW-Front-GasDHW-ElecDry-Tier1AnySFm2017CZ11DEER2017 | 0
42958.3843 | Appl-CW-Front-GasDHW-ElecDry-Tier1 | SFm | 2017 | CZ12 | rDXGF | -1 | Household | 1 | 1948.8 | 163 | 0 | 0 | 162 | 0 | 1.1 | 0 | -0.1 | 0.1 | -0.2 | 0.3 | 0 | 0 | 0 | 0 | -0.16 | 0 | -0.4 | 0.24 | 0.025 | 0 | 0.022 | 143 | 0 | 0 | 142 | 0 | 0.9 | 0 | -0.1 | 0.1 | -0.1 | 0.2 | 0 | 0 | 0 | 0 | 0.01 | 0 | -0.32 | 0.32 | 0.022 | 0 | 0.019 | PreCW-Front-GasDHW-ElecDry | Appl-CW-Front-GasDHW-ElecDry-Tier1AnySFm2017CZ12DEER2017 | 0
42958.3843 | Appl-CW-Front-GasDHW-ElecDry-Tier1 | SFm | 2017 | CZ13 | rDXGF | -1 | Household | 1 | 1948.8 | 164 | 0 | 0 | 162 | 0 | 1.8 | 0 | -0.1 | 0.3 | -0.2 | 0.5 | 0 | 0 | 0 | 0 | -0.16 | 0 | -0.39 | 0.23 | 0.024 | 0 | 0.022 | 144 | 0 | 0 | 142 | 0 | 1.5 | 0 | -0.1 | 0.3 | -0.1 | 0.4 | 0 | 0 | 0 | 0 | 0 | 0 | -0.31 | 0.31 | 0.021 | 0 | 0.019 | PreCW-Front-GasDHW-ElecDry | Appl-CW-Front-GasDHW-ElecDry-Tier1AnySFm2017CZ13DEER2017 | 0
42958.3843 | Appl-CW-Front-GasDHW-ElecDry-Tier1 | SFm | 2017 | CZ14 | rDXGF | -1 | Household | 1 | 2160.9 | 164 | 0 | 0 | 162 | 0 | 2.3 | 0 | 0 | 0.2 | -0.2 | 0.4 | 0 | 0 | 0 | 0 | -0.25 | 0 | -0.49 | 0.24 | 0.023 | 0 | 0.022 | 144 | 0 | 0 | 142 | 0 | 1.8 | 0 | 0 | 0.2 | -0.2 | 0.4 | 0 | 0 | 0 | 0 | -0.07 | 0 | -0.39 | 0.32 | 0.02 | 0 | 0.019 | PreCW-Front-GasDHW-ElecDry | Appl-CW-Front-GasDHW-ElecDry-Tier1AnySFm2017CZ14DEER2017 | 0
42958.3843 | Appl-CW-Front-GasDHW-ElecDry-Tier1 | SFm | 2017 | CZ15 | rDXGF | -1 | Household | 1 | 2160.9 | 166 | 0 | 0 | 162 | 0 | 3.4 | 0 | -0.1 | 0.3 | -0.1 | 0.4 | 0 | 0 | 0 | 0 | -0.02 | 0 | -0.21 | 0.19 | 0.023 | 0 | 0.022 | 145 | 0 | 0 | 142 | 0 | 2.9 | 0 | -0.1 | 0.3 | -0.1 | 0.4 | 0 | 0 | 0 | 0 | 0.09 | 0 | -0.17 | 0.26 | 0.02 | 0 | 0.019 | PreCW-Front-GasDHW-ElecDry | Appl-CW-Front-GasDHW-ElecDry-Tier1AnySFm2017CZ15DEER2017 | 0
42958.3843 | Appl-CW-Front-GasDHW-ElecDry-Tier1 | SFm | 2017 | CZ16 | rDXGF | -1 | Household | 1 | 2295.6 | 162 | 0 | 0 | 162 | 0 | 0.5 | 0 | 0 | -0.1 | -0.2 | 0.1 | 0 | 0 | 0 | 0 | -0.18 | 0 | -0.45 | 0.27 | 0.024 | 0 | 0.022 | 142 | 0 | 0 | 142 | 0 | 0.3 | 0 | 0 | -0.1 | -0.1 | 0.1 | 0 | 0 | 0 | 0 | 0.01 | 0 | -0.35 | 0.37 | 0.021 | 0 | 0.019 | PreCW-Front-GasDHW-ElecDry | Appl-CW-Front-GasDHW-ElecDry-Tier1AnySFm2017CZ16DEER2017 | 0
42958.3843 | Appl-CW-Front-GasDHW-ElecDry-Tier2 | DMo | MH00 | CZ01 | rDXGF | -1 | Household | 1 | 1242 | 182 | 0 | 0 | 183 | 0 | 0 | 0 | -0.1 | -0.5 | -0.5 | 0 | 0 | 0 | 0 | 0 | -0.69 | 0 | -0.91 | 0.22 | 0.025 | 0 | 0.025 | 166 | 0 | 0 | 167 | 0 | 0 | 0 | -0.1 | -0.5 | -0.5 | 0 | 0 | 0 | 0 | 0 | -0.52 | 0 | -0.81 | 0.29 | 0.023 | 0 | 0.023 | PreCW-Front-GasDHW-ElecDry | Appl-CW-Front-GasDHW-ElecDry-Tier2AnyDMoMH00CZ01DEER2017 | 0
42958.3843 | Appl-CW-Front-GasDHW-ElecDry-Tier2 | DMo | MH00 | CZ02 | rDXGF | -1 | Household | 1 | 1242 | 186 | 0 | 0 | 182 | 0 | 3.7 | 0 | -0.1 | 0 | -0.4 | 0.4 | 0 | 0 | 0 | 0 | -0.55 | 0 | -0.76 | 0.2 | 0.024 | 0 | 0.026 | 170 | 0 | 0 | 167 | 0 | 3.4 | 0 | -0.1 | 0 | -0.4 | 0.4 | 0 | 0 | 0 | 0 | -0.41 | 0 | -0.69 | 0.27 | 0.021 | 0 | 0.023 | PreCW-Front-GasDHW-ElecDry | Appl-CW-Front-GasDHW-ElecDry-Tier2AnyDMoMH00CZ02DEER2017 | 0
42958.3843 | Appl-CW-Front-GasDHW-ElecDry-Tier2 | DMo | MH00 | CZ03 | rDXGF | -1 | Household | 1 | 1242 | 183 | 0 | 0 | 182 | 0 | 1.5 | 0 | -0.1 | -0.3 | -0.6 | 0.2 | 0 | 0 | 0 | 0 | -0.69 | 0 | -0.89 | 0.2 | 0.03 | 0 | 0.025 | 167 | 0 | 0 | 166 | 0 | 1.4 | 0 | -0.1 | -0.3 | -0.5 | 0.2 | 0 | 0 | 0 | 0 | -0.53 | 0 | -0.8 | 0.27 | 0.027 | 0 | 0.023 | PreCW-Front-GasDHW-ElecDry | Appl-CW-Front-GasDHW-ElecDry-Tier2AnyDMoMH00CZ03DEER2017 | 0
42958.3843 | Appl-CW-Front-GasDHW-ElecDry-Tier2 | DMo | MH00 | CZ04 | rDXGF | -1 | Household | 1 | 1242 | 187 | 0 | 0 | 182 | 0 | 4.5 | 0 | -0.1 | 0.1 | -0.5 | 0.6 | 0 | 0 | 0 | 0 | -0.59 | 0 | -0.79 | 0.2 | 0.035 | 0 | 0.025 | 172 | 0 | 0 | 167 | 0 | 5.2 | 0 | -0.1 | 0.3 | -0.4 | 0.7 | 0 | 0 | 0 | 0 | -0.44 | 0 | -0.71 | 0.27 | 0.033 | 0 | 0.023 | PreCW-Front-GasDHW-ElecDry | Appl-CW-Front-GasDHW-ElecDry-Tier2AnyDMoMH00CZ04DEER2017 | 0
42958.3843 | Appl-CW-Front-GasDHW-ElecDry-Tier2 | DMo | MH00 | CZ05 | rDXGF | -1 | Household | 1 | 1242 | 183 | 0 | 0 | 182 | 0 | 1.3 | 0 | -0.2 | -0.6 | -0.8 | 0.2 | 0 | 0 | 0 | 0 | -1.1 | 0 | -1.31 | 0.21 | 0.029 | 0 | 0.026 | 167 | 0 | 0 | 166 | 0 | 1.2 | 0 | -0.2 | -0.5 | -0.7 | 0.2 | 0 | 0 | 0 | 0 | -0.91 | 0 | -1.19 | 0.28 | 0.027 | 0 | 0.023 | PreCW-Front-GasDHW-ElecDry | Appl-CW-Front-GasDHW-ElecDry-Tier2AnyDMoMH00CZ05DEER2017 | 0
42958.3843 | Appl-CW-Front-GasDHW-ElecDry-Tier2 | DMo | MH00 | CZ06 | rDXGF | -1 | Household | 1 | 1242 | 187 | 0 | 0 | 182 | 0 | 4.1 | 0 | -0.1 | 0.2 | -0.4 | 0.6 | 0 | 0 | 0 | 0 | -0.5 | 0 | -0.69 | 0.2 | 0.028 | 0 | 0.025 | 170 | 0 | 0 | 166 | 0 | 3.7 | 0 | -0.1 | 0.1 | -0.4 | 0.5 | 0 | 0 | 0 | 0 | -0.36 | 0 | -0.62 | 0.26 | 0.025 | 0 | 0.023 | PreCW-Front-GasDHW-ElecDry | Appl-CW-Front-GasDHW-ElecDry-Tier2AnyDMoMH00CZ06DEER2017 | 0
42958.3843 | Appl-CW-Front-GasDHW-ElecDry-Tier2 | DMo | MH00 | CZ07 | rDXGF | -1 | Household | 1 | 1242 | 186 | 0 | 0 | 182 | 0 | 3.8 | 0 | -0.1 | 0.2 | -0.4 | 0.5 | 0 | 0 | 0 | 0 | -0.35 | 0 | -0.55 | 0.19 | 0.029 | 0 | 0.025 | 170 | 0 | 0 | 167 | 0 | 3.4 | 0 | -0.1 | 0.2 | -0.3 | 0.4 | 0 | 0 | 0 | 0 | -0.23 | 0 | -0.49 | 0.25 | 0.027 | 0 | 0.023 | PreCW-Front-GasDHW-ElecDry | Appl-CW-Front-GasDHW-ElecDry-Tier2AnyDMoMH00CZ07DEER2017 | 0
42958.3843 | Appl-CW-Front-GasDHW-ElecDry-Tier2 | DMo | MH00 | CZ08 | rDXGF | -1 | Household | 1 | 1242 | 188 | 0 | 0 | 182 | 0 | 5.4 | 0 | 0 | 0.3 | -0.3 | 0.7 | 0 | 0 | 0 | 0 | -0.36 | 0 | -0.54 | 0.19 | 0.028 | 0 | 0.025 | 172 | 0 | 0 | 166 | 0 | 4.8 | 0 | 0 | 0.3 | -0.3 | 0.7 | 0 | 0 | 0 | 0 | -0.24 | 0 | -0.49 | 0.25 | 0.025 | 0 | 0.023 | PreCW-Front-GasDHW-ElecDry | Appl-CW-Front-GasDHW-ElecDry-Tier2AnyDMoMH00CZ08DEER2017 | 0
42958.3843 | Appl-CW-Front-GasDHW-ElecDry-Tier2 | DMo | MH00 | CZ09 | rDXGF | -1 | Household | 1 | 1242 | 187 | 0 | 0 | 182 | 0 | 4.6 | 0 | 0 | 0.2 | -0.4 | 0.5 | 0 | 0 | 0 | 0 | -0.45 | 0 | -0.63 | 0.18 | 0.03 | 0 | 0.025 | 170 | 0 | 0 | 166 | 0 | 4 | 0 | 0 | 0.2 | -0.4 | 0.4 | 0 | 0 | 0 | 0 | -0.32 | 0 | -0.56 | 0.25 | 0.027 | 0 | 0.023 | PreCW-Front-GasDHW-ElecDry | Appl-CW-Front-GasDHW-ElecDry-Tier2AnyDMoMH00CZ09DEER2017 | 0
42958.3843 | Appl-CW-Front-GasDHW-ElecDry-Tier2 | DMo | MH00 | CZ10 | rDXGF | -1 | Household | 1 | 1242 | 190 | 0 | 0 | 182 | 0 | 7.4 | 0 | -0.1 | 0.6 | -0.3 | 0.9 | 0 | 0 | 0 | 0 | -0.4 | 0 | -0.58 | 0.18 | 0.029 | 0 | 0.025 | 174 | 0 | 0 | 166 | 0 | 6.7 | 0 | -0.1 | 0.5 | -0.3 | 0.8 | 0 | 0 | 0 | 0 | -0.28 | 0 | -0.52 | 0.25 | 0.027 | 0 | 0.023 | PreCW-Front-GasDHW-ElecDry | Appl-CW-Front-GasDHW-ElecDry-Tier2AnyDMoMH00CZ10DEER2017 | 0
42958.3843 | Appl-CW-Front-GasDHW-ElecDry-Tier2 | DMo | MH00 | CZ11 | rDXGF | -1 | Household | 1 | 1242 | 188 | 0 | 0 | 182 | 0 | 5.6 | 0 | -0.1 | 0.3 | -0.4 | 0.7 | 0 | 0 | 0 | 0 | -0.53 | 0 | -0.72 | 0.19 | 0.029 | 0 | 0.025 | 172 | 0 | 0 | 166 | 0 | 5 | 0 | -0.1 | 0.2 | -0.4 | 0.6 | 0 | 0 | 0 | 0 | -0.39 | 0 | -0.64 | 0.25 | 0.027 | 0 | 0.023 | PreCW-Front-GasDHW-ElecDry | Appl-CW-Front-GasDHW-ElecDry-Tier2AnyDMoMH00CZ11DEER2017 | 0
42958.3843 | Appl-CW-Front-GasDHW-ElecDry-Tier2 | DMo | MH00 | CZ12 | rDXGF | -1 | Household | 1 | 1242 | 188 | 0 | 0 | 182 | 0 | 5.4 | 0 | -0.1 | 0.2 | -0.5 | 0.6 | 0 | 0 | 0 | 0 | -0.6 | 0 | -0.79 | 0.2 | 0.029 | 0 | 0.025 | 171 | 0 | 0 | 166 | 0 | 4.9 | 0 | -0.1 | 0.1 | -0.4 | 0.6 | 0 | 0 | 0 | 0 | -0.46 | 0 | -0.72 | 0.26 | 0.027 | 0 | 0.023 | PreCW-Front-GasDHW-ElecDry | Appl-CW-Front-GasDHW-ElecDry-Tier2AnyDMoMH00CZ12DEER2017 | 0
42958.3843 | Appl-CW-Front-GasDHW-ElecDry-Tier2 | DMo | MH00 | CZ13 | rDXGF | -1 | Household | 1 | 1242 | 189 | 0 | 0 | 182 | 0 | 6.5 | 0 | -0.1 | 0.4 | -0.4 | 0.8 | 0 | 0 | 0 | 0 | -0.58 | 0 | -0.77 | 0.19 | 0.029 | 0 | 0.025 | 172 | 0 | 0 | 166 | 0 | 5.6 | 0 | -0.1 | 0.3 | -0.4 | 0.6 | 0 | 0 | 0 | 0 | -0.45 | 0 | -0.7 | 0.25 | 0.026 | 0 | 0.023 | PreCW-Front-GasDHW-ElecDry | Appl-CW-Front-GasDHW-ElecDry-Tier2AnyDMoMH00CZ13DEER2017 | 0
42958.3843 | Appl-CW-Front-GasDHW-ElecDry-Tier2 | DMo | MH00 | CZ14 | rDXGF | -1 | Household | 1 | 1242 | 189 | 0 | 0 | 182 | 0 | 6.2 | 0 | -0.1 | 0.3 | -0.4 | 0.8 | 0 | 0 | 0 | 0 | -0.56 | 0 | -0.75 | 0.19 | 0.028 | 0 | 0.025 | 172 | 0 | 0 | 166 | 0 | 5.6 | 0 | -0.1 | 0.2 | -0.4 | 0.7 | 0 | 0 | 0 | 0 | -0.42 | 0 | -0.67 | 0.26 | 0.025 | 0 | 0.023 | PreCW-Front-GasDHW-ElecDry | Appl-CW-Front-GasDHW-ElecDry-Tier2AnyDMoMH00CZ14DEER2017 | 0
42958.3843 | Appl-CW-Front-GasDHW-ElecDry-Tier2 | DMo | MH00 | CZ15 | rDXGF | -1 | Household | 1 | 1242 | 192 | 0 | 0 | 182 | 0 | 9.2 | 0 | -0.1 | 0.9 | -0.2 | 1.1 | 0 | 0 | 0 | 0 | -0.1 | 0 | -0.25 | 0.16 | 0.029 | 0 | 0.025 | 175 | 0 | 0 | 166 | 0 | 8.3 | 0 | 0 | 0.8 | -0.2 | 1 | 0 | 0 | 0 | 0 | -0.02 | 0 | -0.23 | 0.21 | 0.026 | 0 | 0.023 | PreCW-Front-GasDHW-ElecDry | Appl-CW-Front-GasDHW-ElecDry-Tier2AnyDMoMH00CZ15DEER2017 | 0
42958.3843 | Appl-CW-Front-GasDHW-ElecDry-Tier2 | DMo | MH00 | CZ16 | rDXGF | -1 | Household | 1 | 1242 | 186 | 0 | 0 | 182 | 0 | 3.7 | 0 | -0.1 | 0.1 | -0.4 | 0.5 | 0 | 0 | 0 | 0 | -0.52 | 0 | -0.74 | 0.21 | 0.032 | 0 | 0.026 | 170 | 0 | 0 | 167 | 0 | 3.2 | 0 | -0.1 | 0.1 | -0.4 | 0.5 | 0 | 0 | 0 | 0 | -0.38 | 0 | -0.67 | 0.29 | 0.026 | 0 | 0.023 | PreCW-Front-GasDHW-ElecDry | Appl-CW-Front-GasDHW-ElecDry-Tier2AnyDMoMH00CZ16DEER2017 | 0
42958.3843 | Appl-CW-Front-GasDHW-ElecDry-Tier2 | DMo | MH06 | CZ01 | rDXGF | -1 | Household | 1 | 1242 | 182 | 0 | 0 | 183 | 0 | 0 | 0 | -0.1 | -0.6 | -0.6 | 0 | 0 | 0 | 0 | 0 | -0.89 | 0 | -1.11 | 0.22 | 0.025 | 0 | 0.025 | 166 | 0 | 0 | 167 | 0 | 0 | 0 | -0.1 | -0.6 | -0.6 | 0 | 0 | 0 | 0 | 0 | -0.7 | 0 | -0.99 | 0.29 | 0.023 | 0 | 0.023 | PreCW-Front-GasDHW-ElecDry | Appl-CW-Front-GasDHW-ElecDry-Tier2AnyDMoMH06CZ01DEER2017 | 0
42958.3843 | Appl-CW-Front-GasDHW-ElecDry-Tier2 | DMo | MH06 | CZ02 | rDXGF | -1 | Household | 1 | 1242 | 186 | 0 | 0 | 182 | 0 | 3.6 | 0 | -0.1 | 0.1 | -0.5 | 0.6 | 0 | 0 | 0 | 0 | -0.65 | 0 | -0.86 | 0.2 | 0.028 | 0 | 0.025 | 170 | 0 | 0 | 166 | 0 | 3.2 | 0 | -0.1 | 0.1 | -0.4 | 0.5 | 0 | 0 | 0 | 0 | -0.5 | 0 | -0.78 | 0.27 | 0.026 | 0 | 0.023 | PreCW-Front-GasDHW-ElecDry | Appl-CW-Front-GasDHW-ElecDry-Tier2AnyDMoMH06CZ02DEER2017 | 0
42958.3843 | Appl-CW-Front-GasDHW-ElecDry-Tier2 | DMo | MH06 | CZ03 | rDXGF | -1 | Household | 1 | 1242 | 184 | 0 | 0 | 182 | 0 | 1.8 | 0 | -0.1 | 0 | -0.3 | 0.3 | 0 | 0 | 0 | 0 | -0.33 | 0 | -0.54 | 0.21 | 0.029 | 0 | 0.025 | 168 | 0 | 0 | 167 | 0 | 1.7 | 0 | -0.1 | 0 | -0.3 | 0.3 | 0 | 0 | 0 | 0 | -0.21 | 0 | -0.48 | 0.28 | 0.026 | 0 | 0.023 | PreCW-Front-GasDHW-ElecDry | Appl-CW-Front-GasDHW-ElecDry-Tier2AnyDMoMH06CZ03DEER2017 | 0
42958.3843 | Appl-CW-Front-GasDHW-ElecDry-Tier2 | DMo | MH06 | CZ04 | rDXGF | -1 | Household | 1 | 1242 | 186 | 0 | 0 | 182 | 0 | 3.7 | 0 | -0.1 | 0.3 | -0.4 | 0.7 | 0 | 0 | 0 | 0 | -0.48 | 0 | -0.68 | 0.2 | 0.028 | 0 | 0.025 | 170 | 0 | 0 | 166 | 0 | 3.4 | 0 | -0.1 | 0.3 | -0.3 | 0.6 | 0 | 0 | 0 | 0 | -0.35 | 0 | -0.62 | 0.27 | 0.026 | 0 | 0.023 | PreCW-Front-GasDHW-ElecDry | Appl-CW-Front-GasDHW-ElecDry-Tier2AnyDMoMH06CZ04DEER2017 | 0
42958.3843 | Appl-CW-Front-GasDHW-ElecDry-Tier2 | DMo | MH06 | CZ05 | rDXGF | -1 | Household | 1 | 1242 | 184 | 0 | 0 | 182 | 0 | 2.1 | 0 | -0.1 | -0.2 | -0.5 | 0.4 | 0 | 0 | 0 | 0 | -0.67 | 0 | -0.88 | 0.2 | 0.028 | 0 | 0.026 | 168 | 0 | 0 | 167 | 0 | 1.9 | 0 | -0.1 | -0.1 | -0.5 | 0.4 | 0 | 0 | 0 | 0 | -0.51 | 0 | -0.8 | 0.27 | 0.025 | 0 | 0.023 | PreCW-Front-GasDHW-ElecDry | Appl-CW-Front-GasDHW-ElecDry-Tier2AnyDMoMH06CZ05DEER2017 | 0
42958.3843 | Appl-CW-Front-GasDHW-ElecDry-Tier2 | DMo | MH06 | CZ06 | rDXGF | -1 | Household | 1 | 1242 | 187 | 0 | 0 | 183 | 0 | 3.5 | 0 | 0 | 0.5 | 0 | 0.6 | 0 | 0 | 0 | 0 | 0.08 | 0 | -0.11 | 0.19 | 0.028 | 0 | 0.025 | 170 | 0 | 0 | 167 | 0 | 3.2 | 0 | 0 | 0.5 | 0 | 0.5 | 0 | 0 | 0 | 0 | 0.15 | 0 | -0.1 | 0.25 | 0.025 | 0 | 0.023 | PreCW-Front-GasDHW-ElecDry | Appl-CW-Front-GasDHW-ElecDry-Tier2AnyDMoMH06CZ06DEER2017 | 0
42958.3843 | Appl-CW-Front-GasDHW-ElecDry-Tier2 | DMo | MH06 | CZ07 | rDXGF | -1 | Household | 1 | 1242 | 190 | 0 | 0 | 182 | 0 | 6.7 | 0 | 0 | 1.1 | -0.1 | 1.2 | 0 | 0 | 0 | 0 | -0.03 | 0 | -0.22 | 0.19 | 0.029 | 0 | 0.025 | 174 | 0 | 0 | 167 | 0 | 6.3 | 0 | 0 | 1 | -0.1 | 1.1 | 0 | 0 | 0 | 0 | 0.06 | 0 | -0.2 | 0.25 | 0.027 | 0 | 0.023 | PreCW-Front-GasDHW-ElecDry | Appl-CW-Front-GasDHW-ElecDry-Tier2AnyDMoMH06CZ07DEER2017 | 0
42958.3843 | Appl-CW-Front-GasDHW-ElecDry-Tier2 | DMo | MH06 | CZ08 | rDXGF | -1 | Household | 1 | 1242 | 189 | 0 | 0 | 182 | 0 | 5.4 | 0 | -0.1 | 0.8 | -0.2 | 0.9 | 0 | 0 | 0 | 0 | -0.2 | 0 | -0.39 | 0.19 | 0.028 | 0 | 0.025 | 172 | 0 | 0 | 166 | 0 | 4.9 | 0 | -0.1 | 0.7 | -0.2 | 0.8 | 0 | 0 | 0 | 0 | -0.09 | 0 | -0.34 | 0.25 | 0.025 | 0 | 0.023 | PreCW-Front-GasDHW-ElecDry | Appl-CW-Front-GasDHW-ElecDry-Tier2AnyDMoMH06CZ08DEER2017 | 0
42958.3843 | Appl-CW-Front-GasDHW-ElecDry-Tier2 | DMo | MH06 | CZ09 | rDXGF | -1 | Household | 1 | 1242 | 188 | 0 | 0 | 182 | 0 | 5.2 | 0 | 0 | 0.6 | -0.2 | 0.9 | 0 | 0 | 0 | 0 | -0.27 | 0 | -0.45 | 0.19 | 0.028 | 0 | 0.025 | 172 | 0 | 0 | 166 | 0 | 4.7 | 0 | 0 | 0.5 | -0.2 | 0.8 | 0 | 0 | 0 | 0 | -0.16 | 0 | -0.4 | 0.25 | 0.026 | 0 | 0.023 | PreCW-Front-GasDHW-ElecDry | Appl-CW-Front-GasDHW-ElecDry-Tier2AnyDMoMH06CZ09DEER2017 | 0
42958.3843 | Appl-CW-Front-GasDHW-ElecDry-Tier2 | DMo | MH06 | CZ10 | rDXGF | -1 | Household | 1 | 1242 | 189 | 0 | 0 | 182 | 0 | 5.6 | 0 | -0.1 | 0.5 | -0.4 | 0.9 | 0 | 0 | 0 | 0 | -0.4 | 0 | -0.58 | 0.18 | 0.028 | 0 | 0.026 | 172 | 0 | 0 | 166 | 0 | 5 | 0 | -0.1 | 0.5 | -0.3 | 0.8 | 0 | 0 | 0 | 0 | -0.28 | 0 | -0.52 | 0.25 | 0.025 | 0 | 0.023 | PreCW-Front-GasDHW-ElecDry | Appl-CW-Front-GasDHW-ElecDry-Tier2AnyDMoMH06CZ10DEER2017 | 0
42958.3843 | Appl-CW-Front-GasDHW-ElecDry-Tier2 | DMo | MH06 | CZ11 | rDXGF | -1 | Household | 1 | 1242 | 188 | 0 | 0 | 182 | 0 | 4.8 | 0 | -0.1 | 0.4 | -0.3 | 0.7 | 0 | 0 | 0 | 0 | -0.41 | 0 | -0.59 | 0.19 | 0.028 | 0 | 0.026 | 171 | 0 | 0 | 166 | 0 | 4.4 | 0 | -0.1 | 0.4 | -0.3 | 0.7 | 0 | 0 | 0 | 0 | -0.29 | 0 | -0.54 | 0.25 | 0.026 | 0 | 0.023 | PreCW-Front-GasDHW-ElecDry | Appl-CW-Front-GasDHW-ElecDry-Tier2AnyDMoMH06CZ11DEER2017 | 0
42958.3843 | Appl-CW-Front-GasDHW-ElecDry-Tier2 | DMo | MH06 | CZ12 | rDXGF | -1 | Household | 1 | 1242 | 187 | 0 | 0 | 182 | 0 | 4.1 | 0 | -0.1 | 0.2 | -0.4 | 0.7 | 0 | 0 | 0 | 0 | -0.56 | 0 | -0.76 | 0.2 | 0.028 | 0 | 0.025 | 170 | 0 | 0 | 166 | 0 | 3.7 | 0 | -0.1 | 0.2 | -0.4 | 0.6 | 0 | 0 | 0 | 0 | -0.42 | 0 | -0.68 | 0.26 | 0.026 | 0 | 0.023 | PreCW-Front-GasDHW-ElecDry | Appl-CW-Front-GasDHW-ElecDry-Tier2AnyDMoMH06CZ12DEER2017 | 0
42958.3843 | Appl-CW-Front-GasDHW-ElecDry-Tier2 | DMo | MH06 | CZ13 | rDXGF | -1 | Household | 1 | 1242 | 188 | 0 | 0 | 182 | 0 | 5.3 | 0 | 0 | 0.4 | -0.4 | 0.8 | 0 | 0 | 0 | 0 | -0.45 | 0 | -0.64 | 0.18 | 0.028 | 0 | 0.026 | 172 | 0 | 0 | 166 | 0 | 4.8 | 0 | 0 | 0.4 | -0.4 | 0.8 | 0 | 0 | 0 | 0 | -0.33 | 0 | -0.58 | 0.25 | 0.025 | 0 | 0.023 | PreCW-Front-GasDHW-ElecDry | Appl-CW-Front-GasDHW-ElecDry-Tier2AnyDMoMH06CZ13DEER2017 | 0
42958.3843 | Appl-CW-Front-GasDHW-ElecDry-Tier2 | DMo | MH06 | CZ14 | rDXGF | -1 | Household | 1 | 1242 | 188 | 0 | 0 | 182 | 0 | 5.5 | 0 | -0.1 | 0.5 | -0.3 | 0.9 | 0 | 0 | 0 | 0 | -0.49 | 0 | -0.68 | 0.19 | 0.027 | 0 | 0.025 | 172 | 0 | 0 | 166 | 0 | 5 | 0 | -0.1 | 0.4 | -0.3 | 0.8 | 0 | 0 | 0 | 0 | -0.35 | 0 | -0.61 | 0.25 | 0.025 | 0 | 0.023 | PreCW-Front-GasDHW-ElecDry | Appl-CW-Front-GasDHW-ElecDry-Tier2AnyDMoMH06CZ14DEER2017 | 0
42958.3843 | Appl-CW-Front-GasDHW-ElecDry-Tier2 | DMo | MH06 | CZ15 | rDXGF | -1 | Household | 1 | 1242 | 190 | 0 | 0 | 182 | 0 | 7.2 | 0 | 0 | 0.9 | -0.1 | 1 | 0 | 0 | 0 | 0 | -0.09 | 0 | -0.24 | 0.15 | 0.028 | 0 | 0.025 | 174 | 0 | 0 | 166 | 0 | 6.5 | 0 | 0 | 0.8 | -0.1 | 0.9 | 0 | 0 | 0 | 0 | -0.01 | 0 | -0.21 | 0.21 | 0.026 | 0 | 0.023 | PreCW-Front-GasDHW-ElecDry | Appl-CW-Front-GasDHW-ElecDry-Tier2AnyDMoMH06CZ15DEER2017 | 0
42958.3843 | Appl-CW-Front-GasDHW-ElecDry-Tier2 | DMo | MH06 | CZ16 | rDXGF | -1 | Household | 1 | 1242 | 185 | 0 | 0 | 182 | 0 | 2.5 | 0 | -0.1 | 0 | -0.4 | 0.4 | 0 | 0 | 0 | 0 | -0.51 | 0 | -0.73 | 0.22 | 0.027 | 0 | 0.026 | 169 | 0 | 0 | 167 | 0 | 2.3 | 0 | -0.1 | 0 | -0.3 | 0.4 | 0 | 0 | 0 | 0 | -0.36 | 0 | -0.66 | 0.29 | 0.025 | 0 | 0.023 | PreCW-Front-GasDHW-ElecDry | Appl-CW-Front-GasDHW-ElecDry-Tier2AnyDMoMH06CZ16DEER2017 | 0
42958.3843 | Appl-CW-Front-GasDHW-ElecDry-Tier2 | DMo | MH15 | CZ01 | rDXGF | -1 | Household | 1 | 1242 | 182 | 0 | 0 | 182 | 0 | 0 | 0 | -0.1 | -0.5 | -0.5 | 0 | 0 | 0 | 0 | 0 | -0.8 | 0 | -1.02 | 0.22 | 0.026 | 0 | 0.025 | 166 | 0 | 0 | 167 | 0 | 0 | 0 | -0.1 | -0.4 | -0.4 | 0 | 0 | 0 | 0 | 0 | -0.62 | 0 | -0.91 | 0.29 | 0.024 | 0 | 0.023 | PreCW-Front-GasDHW-ElecDry | Appl-CW-Front-GasDHW-ElecDry-Tier2AnyDMoMH15CZ01DEER2017 | 0
42958.3843 | Appl-CW-Front-GasDHW-ElecDry-Tier2 | DMo | MH15 | CZ02 | rDXGF | -1 | Household | 1 | 1242 | 186 | 0 | 0 | 182 | 0 | 3.3 | 0 | -0.2 | 0.1 | -0.4 | 0.5 | 0 | 0 | 0 | 0 | -0.66 | 0 | -0.86 | 0.2 | 0.026 | 0 | 0.026 | 169 | 0 | 0 | 166 | 0 | 3 | 0 | -0.1 | 0.1 | -0.4 | 0.5 | 0 | 0 | 0 | 0 | -0.51 | 0 | -0.78 | 0.27 | 0.024 | 0 | 0.023 | PreCW-Front-GasDHW-ElecDry | Appl-CW-Front-GasDHW-ElecDry-Tier2AnyDMoMH15CZ02DEER2017 | 0
42958.3843 | Appl-CW-Front-GasDHW-ElecDry-Tier2 | DMo | MH15 | CZ03 | rDXGF | -1 | Household | 1 | 1242 | 184 | 0 | 0 | 182 | 0 | 1.7 | 0 | -0.1 | -0.1 | -0.4 | 0.2 | 0 | 0 | 0 | 0 | -0.62 | 0 | -0.83 | 0.21 | 0.029 | 0 | 0.026 | 168 | 0 | 0 | 166 | 0 | 1.6 | 0 | -0.1 | -0.1 | -0.3 | 0.2 | 0 | 0 | 0 | 0 | -0.47 | 0 | -0.74 | 0.28 | 0.026 | 0 | 0.023 | PreCW-Front-GasDHW-ElecDry | Appl-CW-Front-GasDHW-ElecDry-Tier2AnyDMoMH15CZ03DEER2017 | 0
42958.3843 | Appl-CW-Front-GasDHW-ElecDry-Tier2 | DMo | MH15 | CZ04 | rDXGF | -1 | Household | 1 | 1242 | 186 | 0 | 0 | 182 | 0 | 3.4 | 0 | -0.1 | 0.2 | -0.3 | 0.5 | 0 | 0 | 0 | 0 | -0.53 | 0 | -0.72 | 0.2 | 0.028 | 0 | 0.025 | 170 | 0 | 0 | 166 | 0 | 3.3 | 0 | -0.1 | 0.2 | -0.3 | 0.5 | 0 | 0 | 0 | 0 | -0.4 | 0 | -0.65 | 0.27 | 0.025 | 0 | 0.023 | PreCW-Front-GasDHW-ElecDry | Appl-CW-Front-GasDHW-ElecDry-Tier2AnyDMoMH15CZ04DEER2017 | 0
42958.3843 | Appl-CW-Front-GasDHW-ElecDry-Tier2 | DMo | MH15 | CZ05 | rDXGF | -1 | Household | 1 | 1242 | 183 | 0 | 0 | 182 | 0 | 1.2 | 0 | -0.1 | -0.3 | -0.5 | 0.2 | 0 | 0 | 0 | 0 | -0.79 | 0 | -1 | 0.2 | 0.028 | 0 | 0.025 | 167 | 0 | 0 | 167 | 0 | 1.1 | 0 | -0.1 | -0.3 | -0.4 | 0.2 | 0 | 0 | 0 | 0 | -0.62 | 0 | -0.9 | 0.27 | 0.026 | 0 | 0.023 | PreCW-Front-GasDHW-ElecDry | Appl-CW-Front-GasDHW-ElecDry-Tier2AnyDMoMH15CZ05DEER2017 | 0
42958.3843 | Appl-CW-Front-GasDHW-ElecDry-Tier2 | DMo | MH15 | CZ06 | rDXGF | -1 | Household | 1 | 1242 | 187 | 0 | 0 | 182 | 0 | 4 | 0 | -0.1 | 0.4 | -0.2 | 0.7 | 0 | 0 | 0 | 0 | -0.43 | 0 | -0.62 | 0.19 | 0.027 | 0 | 0.026 | 170 | 0 | 0 | 166 | 0 | 3.7 | 0 | -0.1 | 0.4 | -0.2 | 0.6 | 0 | 0 | 0 | 0 | -0.31 | 0 | -0.56 | 0.25 | 0.025 | 0 | 0.023 | PreCW-Front-GasDHW-ElecDry | Appl-CW-Front-GasDHW-ElecDry-Tier2AnyDMoMH15CZ06DEER2017 | 0
42958.3843 | Appl-CW-Front-GasDHW-ElecDry-Tier2 | DMo | MH15 | CZ07 | rDXGF | -1 | Household | 1 | 1242 | 189 | 0 | 0 | 182 | 0 | 5.4 | 0 | -0.1 | 0.8 | -0.1 | 1 | 0 | 0 | 0 | 0 | -0.07 | 0 | -0.25 | 0.19 | 0.027 | 0 | 0.026 | 172 | 0 | 0 | 166 | 0 | 4.7 | 0 | 0 | 0.7 | -0.1 | 0.8 | 0 | 0 | 0 | 0 | 0.02 | 0 | -0.23 | 0.25 | 0.025 | 0 | 0.023 | PreCW-Front-GasDHW-ElecDry | Appl-CW-Front-GasDHW-ElecDry-Tier2AnyDMoMH15CZ07DEER2017 | 0
42958.3843 | Appl-CW-Front-GasDHW-ElecDry-Tier2 | DMo | MH15 | CZ08 | rDXGF | -1 | Household | 1 | 1242 | 188 | 0 | 0 | 182 | 0 | 5.2 | 0 | 0 | 0.7 | -0.1 | 0.9 | 0 | 0 | 0 | 0 | -0.2 | 0 | -0.39 | 0.19 | 0.027 | 0 | 0.025 | 172 | 0 | 0 | 166 | 0 | 4.7 | 0 | 0 | 0.6 | -0.1 | 0.8 | 0 | 0 | 0 | 0 | -0.1 | 0 | -0.34 | 0.25 | 0.025 | 0 | 0.023 | PreCW-Front-GasDHW-ElecDry | Appl-CW-Front-GasDHW-ElecDry-Tier2AnyDMoMH15CZ08DEER2017 | 0
42958.3843 | Appl-CW-Front-GasDHW-ElecDry-Tier2 | DMo | MH15 | CZ09 | rDXGF | -1 | Household | 1 | 1242 | 188 | 0 | 0 | 182 | 0 | 5.5 | 0 | -0.1 | 0.6 | -0.3 | 0.9 | 0 | 0 | 0 | 0 | -0.29 | 0 | -0.48 | 0.19 | 0.028 | 0 | 0.026 | 172 | 0 | 0 | 166 | 0 | 5.1 | 0 | -0.1 | 0.6 | -0.2 | 0.8 | 0 | 0 | 0 | 0 | -0.18 | 0 | -0.43 | 0.25 | 0.025 | 0 | 0.023 | PreCW-Front-GasDHW-ElecDry | Appl-CW-Front-GasDHW-ElecDry-Tier2AnyDMoMH15CZ09DEER2017 | 0
42958.3843 | Appl-CW-Front-GasDHW-ElecDry-Tier2 | DMo | MH15 | CZ10 | rDXGF | -1 | Household | 1 | 1242 | 188 | 0 | 0 | 182 | 0 | 5.1 | 0 | 0 | 0.6 | -0.2 | 0.8 | 0 | 0 | 0 | 0 | -0.35 | 0 | -0.54 | 0.18 | 0.027 | 0 | 0.025 | 171 | 0 | 0 | 166 | 0 | 4.6 | 0 | 0 | 0.5 | -0.2 | 0.7 | 0 | 0 | 0 | 0 | -0.23 | 0 | -0.48 | 0.25 | 0.025 | 0 | 0.023 | PreCW-Front-GasDHW-ElecDry | Appl-CW-Front-GasDHW-ElecDry-Tier2AnyDMoMH15CZ10DEER2017 | 0
42958.3843 | Appl-CW-Front-GasDHW-ElecDry-Tier2 | DMo | MH15 | CZ11 | rDXGF | -1 | Household | 1 | 1242 | 187 | 0 | 0 | 182 | 0 | 4.4 | 0 | -0.1 | 0.4 | -0.4 | 0.6 | 0 | 0 | 0 | 0 | -0.48 | 0 | -0.67 | 0.19 | 0.027 | 0 | 0.026 | 171 | 0 | 0 | 166 | 0 | 4 | 0 | -0.1 | 0.3 | -0.3 | 0.6 | 0 | 0 | 0 | 0 | -0.35 | 0 | -0.61 | 0.25 | 0.025 | 0 | 0.023 | PreCW-Front-GasDHW-ElecDry | Appl-CW-Front-GasDHW-ElecDry-Tier2AnyDMoMH15CZ11DEER2017 | 0
42958.3843 | Appl-CW-Front-GasDHW-ElecDry-Tier2 | DMo | MH15 | CZ12 | rDXGF | -1 | Household | 1 | 1242 | 186 | 0 | 0 | 182 | 0 | 4 | 0 | 0 | 0.3 | -0.3 | 0.6 | 0 | 0 | 0 | 0 | -0.5 | 0 | -0.7 | 0.2 | 0.028 | 0 | 0.025 | 170 | 0 | 0 | 166 | 0 | 3.6 | 0 | 0 | 0.2 | -0.3 | 0.5 | 0 | 0 | 0 | 0 | -0.36 | 0 | -0.63 | 0.26 | 0.025 | 0 | 0.023 | PreCW-Front-GasDHW-ElecDry | Appl-CW-Front-GasDHW-ElecDry-Tier2AnyDMoMH15CZ12DEER2017 | 0
42958.3843 | Appl-CW-Front-GasDHW-ElecDry-Tier2 | DMo | MH15 | CZ13 | rDXGF | -1 | Household | 1 | 1242 | 189 | 0 | 0 | 182 | 0 | 6 | 0 | -0.1 | 0.6 | -0.3 | 0.9 | 0 | 0 | 0 | 0 | -0.42 | 0 | -0.61 | 0.18 | 0.028 | 0 | 0.025 | 172 | 0 | 0 | 166 | 0 | 5.5 | 0 | -0.1 | 0.6 | -0.3 | 0.8 | 0 | 0 | 0 | 0 | -0.3 | 0 | -0.55 | 0.25 | 0.025 | 0 | 0.023 | PreCW-Front-GasDHW-ElecDry | Appl-CW-Front-GasDHW-ElecDry-Tier2AnyDMoMH15CZ13DEER2017 | 0
42958.3843 | Appl-CW-Front-GasDHW-ElecDry-Tier2 | DMo | MH15 | CZ14 | rDXGF | -1 | Household | 1 | 1242 | 188 | 0 | 0 | 182 | 0 | 5.2 | 0 | -0.1 | 0.4 | -0.4 | 0.8 | 0 | 0 | 0 | 0 | -0.51 | 0 | -0.7 | 0.19 | 0.027 | 0 | 0.025 | 171 | 0 | 0 | 166 | 0 | 4.6 | 0 | -0.1 | 0.4 | -0.3 | 0.7 | 0 | 0 | 0 | 0 | -0.38 | 0 | -0.62 | 0.25 | 0.025 | 0 | 0.023 | PreCW-Front-GasDHW-ElecDry | Appl-CW-Front-GasDHW-ElecDry-Tier2AnyDMoMH15CZ14DEER2017 | 0
42958.3843 | Appl-CW-Front-GasDHW-ElecDry-Tier2 | DMo | MH15 | CZ15 | rDXGF | -1 | Household | 1 | 1242 | 191 | 0 | 0 | 182 | 0 | 7.5 | 0 | 0 | 0.9 | -0.1 | 1.1 | 0 | 0 | 0 | 0 | -0.09 | 0 | -0.24 | 0.15 | 0.028 | 0 | 0.025 | 174 | 0 | 0 | 166 | 0 | 6.8 | 0 | 0 | 0.9 | -0.1 | 1 | 0 | 0 | 0 | 0 | -0.01 | 0 | -0.21 | 0.21 | 0.026 | 0 | 0.023 | PreCW-Front-GasDHW-ElecDry | Appl-CW-Front-GasDHW-ElecDry-Tier2AnyDMoMH15CZ15DEER2017 | 0
42958.3843 | Appl-CW-Front-GasDHW-ElecDry-Tier2 | DMo | MH15 | CZ16 | rDXGF | -1 | Household | 1 | 1242 | 185 | 0 | 0 | 182 | 0 | 2.4 | 0 | -0.1 | 0 | -0.4 | 0.4 | 0 | 0 | 0 | 0 | -0.53 | 0 | -0.75 | 0.22 | 0.026 | 0 | 0.026 | 169 | 0 | 0 | 167 | 0 | 2.2 | 0 | -0.1 | 0 | -0.4 | 0.3 | 0 | 0 | 0 | 0 | -0.38 | 0 | -0.67 | 0.29 | 0.023 | 0 | 0.023 | PreCW-Front-GasDHW-ElecDry | Appl-CW-Front-GasDHW-ElecDry-Tier2AnyDMoMH15CZ16DEER2017 | 0
42958.3843 | Appl-CW-Front-GasDHW-ElecDry-Tier2 | DMo | MH72 | CZ01 | rDXGF | -1 | Household | 1 | 1196 | 182 | 0 | 0 | 183 | 0 | 0 | 0 | -0.1 | -0.4 | -0.4 | 0 | 0 | 0 | 0 | 0 | -0.58 | 0 | -0.81 | 0.22 | 0.025 | 0 | 0.025 | 166 | 0 | 0 | 167 | 0 | 0 | 0 | -0.1 | -0.4 | -0.4 | 0 | 0 | 0 | 0 | 0 | -0.42 | 0 | -0.72 | 0.29 | 0.023 | 0 | 0.023 | PreCW-Front-GasDHW-ElecDry | Appl-CW-Front-GasDHW-ElecDry-Tier2AnyDMoMH72CZ01DEER2017 | 0
42958.3843 | Appl-CW-Front-GasDHW-ElecDry-Tier2 | DMo | MH72 | CZ02 | rDXGF | -1 | Household | 1 | 1196 | 186 | 0 | 0 | 182 | 0 | 3.5 | 0 | -0.1 | 0 | -0.5 | 0.4 | 0 | 0 | 0 | 0 | -0.54 | 0 | -0.75 | 0.2 | 0.031 | 0 | 0.025 | 170 | 0 | 0 | 166 | 0 | 3.2 | 0 | -0.1 | 0 | -0.4 | 0.4 | 0 | 0 | 0 | 0 | -0.4 | 0 | -0.67 | 0.27 | 0.028 | 0 | 0.023 | PreCW-Front-GasDHW-ElecDry | Appl-CW-Front-GasDHW-ElecDry-Tier2AnyDMoMH72CZ02DEER2017 | 0
42958.3843 | Appl-CW-Front-GasDHW-ElecDry-Tier2 | DMo | MH72 | CZ03 | rDXGF | -1 | Household | 1 | 1196 | 185 | 0 | 0 | 182 | 0 | 2.6 | 0 | -0.1 | -0.1 | -0.4 | 0.4 | 0 | 0 | 0 | 0 | -0.52 | 0 | -0.72 | 0.2 | 0.028 | 0 | 0.025 | 169 | 0 | 0 | 167 | 0 | 2.3 | 0 | -0.1 | -0.1 | -0.3 | 0.4 | 0 | 0 | 0 | 0 | -0.38 | 0 | -0.64 | 0.27 | 0.026 | 0 | 0.023 | PreCW-Front-GasDHW-ElecDry | Appl-CW-Front-GasDHW-ElecDry-Tier2AnyDMoMH72CZ03DEER2017 | 0
42958.3843 | Appl-CW-Front-GasDHW-ElecDry-Tier2 | DMo | MH72 | CZ04 | rDXGF | -1 | Household | 1 | 1196 | 186 | 0 | 0 | 182 | 0 | 3.7 | 0 | -0.1 | 0.1 | -0.3 | 0.5 | 0 | 0 | 0 | 0 | -0.42 | 0 | -0.61 | 0.2 | 0.03 | 0 | 0.025 | 170 | 0 | 0 | 166 | 0 | 3.1 | 0 | -0.1 | 0.1 | -0.3 | 0.4 | 0 | 0 | 0 | 0 | -0.29 | 0 | -0.55 | 0.27 | 0.027 | 0 | 0.023 | PreCW-Front-GasDHW-ElecDry | Appl-CW-Front-GasDHW-ElecDry-Tier2AnyDMoMH72CZ04DEER2017 | 0
42958.3843 | Appl-CW-Front-GasDHW-ElecDry-Tier2 | DMo | MH72 | CZ05 | rDXGF | -1 | Household | 1 | 1196 | 183 | 0 | 0 | 182 | 0 | 1 | 0 | -0.1 | -0.4 | -0.5 | 0.1 | 0 | 0 | 0 | 0 | -0.73 | 0 | -0.93 | 0.21 | 0.028 | 0 | 0.025 | 167 | 0 | 0 | 167 | 0 | 0.8 | 0 | -0.1 | -0.4 | -0.5 | 0.1 | 0 | 0 | 0 | 0 | -0.56 | 0 | -0.84 | 0.28 | 0.025 | 0 | 0.023 | PreCW-Front-GasDHW-ElecDry | Appl-CW-Front-GasDHW-ElecDry-Tier2AnyDMoMH72CZ05DEER2017 | 0
42958.3843 | Appl-CW-Front-GasDHW-ElecDry-Tier2 | DMo | MH72 | CZ06 | rDXGF | -1 | Household | 1 | 1196 | 188 | 0 | 0 | 182 | 0 | 4.8 | 0 | 0 | 0.4 | -0.2 | 0.7 | 0 | 0 | 0 | 0 | -0.24 | 0 | -0.43 | 0.2 | 0.027 | 0 | 0.025 | 171 | 0 | 0 | 167 | 0 | 4.3 | 0 | 0 | 0.4 | -0.2 | 0.6 | 0 | 0 | 0 | 0 | -0.14 | 0 | -0.39 | 0.26 | 0.025 | 0 | 0.023 | PreCW-Front-GasDHW-ElecDry | Appl-CW-Front-GasDHW-ElecDry-Tier2AnyDMoMH72CZ06DEER2017 | 0
42958.3843 | Appl-CW-Front-GasDHW-ElecDry-Tier2 | DMo | MH72 | CZ07 | rDXGF | -1 | Household | 1 | 1196 | 188 | 0 | 0 | 182 | 0 | 4.9 | 0 | 0 | 0.4 | -0.2 | 0.7 | 0 | 0 | 0 | 0 | -0.26 | 0 | -0.45 | 0.19 | 0.028 | 0 | 0.025 | 171 | 0 | 0 | 167 | 0 | 4.3 | 0 | 0 | 0.4 | -0.2 | 0.6 | 0 | 0 | 0 | 0 | -0.16 | 0 | -0.41 | 0.25 | 0.026 | 0 | 0.023 | PreCW-Front-GasDHW-ElecDry | Appl-CW-Front-GasDHW-ElecDry-Tier2AnyDMoMH72CZ07DEER2017 | 0
42958.3843 | Appl-CW-Front-GasDHW-ElecDry-Tier2 | DMo | MH72 | CZ08 | rDXGF | -1 | Household | 1 | 1196 | 189 | 0 | 0 | 182 | 0 | 5.8 | 0 | -0.1 | 0.5 | -0.2 | 0.8 | 0 | 0 | 0 | 0 | -0.24 | 0 | -0.43 | 0.19 | 0.028 | 0 | 0.025 | 172 | 0 | 0 | 166 | 0 | 5.2 | 0 | 0 | 0.4 | -0.2 | 0.7 | 0 | 0 | 0 | 0 | -0.13 | 0 | -0.38 | 0.25 | 0.026 | 0 | 0.023 | PreCW-Front-GasDHW-ElecDry | Appl-CW-Front-GasDHW-ElecDry-Tier2AnyDMoMH72CZ08DEER2017 | 0
42958.3843 | Appl-CW-Front-GasDHW-ElecDry-Tier2 | DMo | MH72 | CZ09 | rDXGF | -1 | Household | 1 | 1196 | 189 | 0 | 0 | 182 | 0 | 6.3 | 0 | -0.1 | 0.6 | -0.3 | 0.8 | 0 | 0 | 0 | 0 | -0.25 | 0 | -0.44 | 0.18 | 0.029 | 0 | 0.026 | 173 | 0 | 0 | 166 | 0 | 5.7 | 0 | -0.1 | 0.5 | -0.3 | 0.7 | 0 | 0 | 0 | 0 | -0.15 | 0 | -0.4 | 0.25 | 0.026 | 0 | 0.023 | PreCW-Front-GasDHW-ElecDry | Appl-CW-Front-GasDHW-ElecDry-Tier2AnyDMoMH72CZ09DEER2017 | 0
42958.3843 | Appl-CW-Front-GasDHW-ElecDry-Tier2 | DMo | MH72 | CZ10 | rDXGF | -1 | Household | 1 | 1196 | 188 | 0 | 0 | 182 | 0 | 5.3 | 0 | 0 | 0.4 | -0.2 | 0.6 | 0 | 0 | 0 | 0 | -0.27 | 0 | -0.46 | 0.18 | 0.029 | 0 | 0.025 | 172 | 0 | 0 | 167 | 0 | 5.3 | 0 | 0 | 0.4 | -0.2 | 0.6 | 0 | 0 | 0 | 0 | -0.16 | 0 | -0.41 | 0.25 | 0.026 | 0 | 0.023 | PreCW-Front-GasDHW-ElecDry | Appl-CW-Front-GasDHW-ElecDry-Tier2AnyDMoMH72CZ10DEER2017 | 0
42958.3843 | Appl-CW-Front-GasDHW-ElecDry-Tier2 | DMo | MH72 | CZ11 | rDXGF | -1 | Household | 1 | 1196 | 188 | 0 | 0 | 182 | 0 | 5.6 | 0 | 0 | 0.3 | -0.4 | 0.7 | 0 | 0 | 0 | 0 | -0.39 | 0 | -0.57 | 0.19 | 0.029 | 0 | 0.025 | 172 | 0 | 0 | 166 | 0 | 5 | 0 | 0 | 0.3 | -0.3 | 0.6 | 0 | 0 | 0 | 0 | -0.27 | 0 | -0.52 | 0.25 | 0.027 | 0 | 0.023 | PreCW-Front-GasDHW-ElecDry | Appl-CW-Front-GasDHW-ElecDry-Tier2AnyDMoMH72CZ11DEER2017 | 0
42958.3843 | Appl-CW-Front-GasDHW-ElecDry-Tier2 | DMo | MH72 | CZ12 | rDXGF | -1 | Household | 1 | 1196 | 188 | 0 | 0 | 182 | 0 | 5.3 | 0 | -0.1 | 0.2 | -0.4 | 0.6 | 0 | 0 | 0 | 0 | -0.48 | 0 | -0.68 | 0.2 | 0.031 | 0 | 0.025 | 171 | 0 | 0 | 166 | 0 | 4.7 | 0 | -0.1 | 0.2 | -0.3 | 0.5 | 0 | 0 | 0 | 0 | -0.34 | 0 | -0.6 | 0.26 | 0.028 | 0 | 0.023 | PreCW-Front-GasDHW-ElecDry | Appl-CW-Front-GasDHW-ElecDry-Tier2AnyDMoMH72CZ12DEER2017 | 0
42958.3843 | Appl-CW-Front-GasDHW-ElecDry-Tier2 | DMo | MH72 | CZ13 | rDXGF | -1 | Household | 1 | 1196 | 189 | 0 | 0 | 182 | 0 | 6.3 | 0 | -0.1 | 0.4 | -0.4 | 0.7 | 0 | 0 | 0 | 0 | -0.45 | 0 | -0.63 | 0.19 | 0.029 | 0 | 0.025 | 172 | 0 | 0 | 166 | 0 | 5.8 | 0 | -0.1 | 0.3 | -0.3 | 0.7 | 0 | 0 | 0 | 0 | -0.32 | 0 | -0.57 | 0.25 | 0.026 | 0 | 0.023 | PreCW-Front-GasDHW-ElecDry | Appl-CW-Front-GasDHW-ElecDry-Tier2AnyDMoMH72CZ13DEER2017 | 0
42958.3843 | Appl-CW-Front-GasDHW-ElecDry-Tier2 | DMo | MH72 | CZ14 | rDXGF | -1 | Household | 1 | 1196 | 189 | 0 | 0 | 182 | 0 | 6.2 | 0 | -0.1 | 0.4 | -0.3 | 0.8 | 0 | 0 | 0 | 0 | -0.38 | 0 | -0.57 | 0.19 | 0.028 | 0 | 0.025 | 172 | 0 | 0 | 166 | 0 | 5.5 | 0 | 0 | 0.4 | -0.3 | 0.7 | 0 | 0 | 0 | 0 | -0.26 | 0 | -0.52 | 0.26 | 0.026 | 0 | 0.023 | PreCW-Front-GasDHW-ElecDry | Appl-CW-Front-GasDHW-ElecDry-Tier2AnyDMoMH72CZ14DEER2017 | 0
42958.3843 | Appl-CW-Front-GasDHW-ElecDry-Tier2 | DMo | MH72 | CZ15 | rDXGF | -1 | Household | 1 | 1196 | 191 | 0 | 0 | 182 | 0 | 7.8 | 0 | 0 | 0.8 | -0.2 | 0.8 | 0 | 0 | 0 | 0 | -0.06 | 0 | -0.22 | 0.16 | 0.029 | 0 | 0.025 | 174 | 0 | 0 | 166 | 0 | 7 | 0 | 0 | 0.7 | -0.1 | 0.7 | 0 | 0 | 0 | 0 | 0.01 | 0 | -0.2 | 0.21 | 0.026 | 0 | 0.023 | PreCW-Front-GasDHW-ElecDry | Appl-CW-Front-GasDHW-ElecDry-Tier2AnyDMoMH72CZ15DEER2017 | 0
42958.3843 | Appl-CW-Front-GasDHW-ElecDry-Tier2 | DMo | MH72 | CZ16 | rDXGF | -1 | Household | 1 | 1196 | 186 | 0 | 0 | 182 | 0 | 3.9 | 0 | -0.1 | 0.1 | -0.5 | 0.5 | 0 | 0 | 0 | 0 | -0.61 | 0 | -0.83 | 0.21 | 0.028 | 0 | 0.025 | 170 | 0 | 0 | 166 | 0 | 3.4 | 0 | -0.1 | 0.1 | -0.5 | 0.5 | 0 | 0 | 0 | 0 | -0.46 | 0 | -0.75 | 0.29 | 0.026 | 0 | 0.023 | PreCW-Front-GasDHW-ElecDry | Appl-CW-Front-GasDHW-ElecDry-Tier2AnyDMoMH72CZ16DEER2017 | 0
42958.3843 | Appl-CW-Front-GasDHW-ElecDry-Tier2 | DMo | MH85 | CZ01 | rDXGF | -1 | Household | 1 | 1242 | 182 | 0 | 0 | 183 | 0 | 0 | 0 | -0.1 | -0.6 | -0.6 | 0 | 0 | 0 | 0 | 0 | -0.89 | 0 | -1.12 | 0.22 | 0.025 | 0 | 0.025 | 166 | 0 | 0 | 167 | 0 | 0 | 0 | -0.1 | -0.6 | -0.6 | 0 | 0 | 0 | 0 | 0 | -0.71 | 0 | -1.01 | 0.29 | 0.023 | 0 | 0.023 | PreCW-Front-GasDHW-ElecDry | Appl-CW-Front-GasDHW-ElecDry-Tier2AnyDMoMH85CZ01DEER2017 | 0
42958.3843 | Appl-CW-Front-GasDHW-ElecDry-Tier2 | DMo | MH85 | CZ02 | rDXGF | -1 | Household | 1 | 1242 | 186 | 0 | 0 | 182 | 0 | 3.4 | 0 | -0.1 | -0.2 | -0.6 | 0.4 | 0 | 0 | 0 | 0 | -0.78 | 0 | -0.98 | 0.2 | 0.032 | 0 | 0.025 | 169 | 0 | 0 | 166 | 0 | 3.1 | 0 | -0.1 | -0.1 | -0.6 | 0.4 | 0 | 0 | 0 | 0 | -0.61 | 0 | -0.88 | 0.27 | 0.03 | 0 | 0.023 | PreCW-Front-GasDHW-ElecDry | Appl-CW-Front-GasDHW-ElecDry-Tier2AnyDMoMH85CZ02DEER2017 | 0
42958.3843 | Appl-CW-Front-GasDHW-ElecDry-Tier2 | DMo | MH85 | CZ03 | rDXGF | -1 | Household | 1 | 1242 | 184 | 0 | 0 | 182 | 0 | 1.8 | 0 | -0.1 | -0.4 | -0.6 | 0.2 | 0 | 0 | 0 | 0 | -0.76 | 0 | -0.97 | 0.2 | 0.029 | 0 | 0.025 | 168 | 0 | 0 | 166 | 0 | 1.6 | 0 | -0.1 | -0.3 | -0.5 | 0.2 | 0 | 0 | 0 | 0 | -0.59 | 0 | -0.87 | 0.27 | 0.027 | 0 | 0.023 | PreCW-Front-GasDHW-ElecDry | Appl-CW-Front-GasDHW-ElecDry-Tier2AnyDMoMH85CZ03DEER2017 | 0
42958.3843 | Appl-CW-Front-GasDHW-ElecDry-Tier2 | DMo | MH85 | CZ04 | rDXGF | -1 | Household | 1 | 1242 | 187 | 0 | 0 | 182 | 0 | 4.4 | 0 | -0.1 | 0.1 | -0.5 | 0.6 | 0 | 0 | 0 | 0 | -0.56 | 0 | -0.77 | 0.2 | 0.029 | 0 | 0.025 | 170 | 0 | 0 | 166 | 0 | 4 | 0 | -0.1 | 0.1 | -0.5 | 0.6 | 0 | 0 | 0 | 0 | -0.41 | 0 | -0.69 | 0.27 | 0.027 | 0 | 0.023 | PreCW-Front-GasDHW-ElecDry | Appl-CW-Front-GasDHW-ElecDry-Tier2AnyDMoMH85CZ04DEER2017 | 0
42958.3843 | Appl-CW-Front-GasDHW-ElecDry-Tier2 | DMo | MH85 | CZ05 | rDXGF | -1 | Household | 1 | 1242 | 183 | 0 | 0 | 182 | 0 | 1.2 | 0 | -0.1 | -0.4 | -0.6 | 0.2 | 0 | 0 | 0 | 0 | -0.85 | 0 | -1.07 | 0.21 | 0.033 | 0 | 0.026 | 167 | 0 | 0 | 166 | 0 | 1 | 0 | -0.1 | -0.4 | -0.6 | 0.2 | 0 | 0 | 0 | 0 | -0.68 | 0 | -0.97 | 0.28 | 0.03 | 0 | 0.023 | PreCW-Front-GasDHW-ElecDry | Appl-CW-Front-GasDHW-ElecDry-Tier2AnyDMoMH85CZ05DEER2017 | 0
42958.3843 | Appl-CW-Front-GasDHW-ElecDry-Tier2 | DMo | MH85 | CZ06 | rDXGF | -1 | Household | 1 | 1242 | 189 | 0 | 0 | 182 | 0 | 6.6 | 0 | 0 | 0.5 | -0.3 | 0.9 | 0 | 0 | 0 | 0 | -0.42 | 0 | -0.61 | 0.2 | 0.029 | 0 | 0.025 | 173 | 0 | 0 | 166 | 0 | 5.6 | 0 | 0 | 0.5 | -0.3 | 0.7 | 0 | 0 | 0 | 0 | -0.3 | 0 | -0.56 | 0.26 | 0.026 | 0 | 0.023 | PreCW-Front-GasDHW-ElecDry | Appl-CW-Front-GasDHW-ElecDry-Tier2AnyDMoMH85CZ06DEER2017 | 0
42958.3843 | Appl-CW-Front-GasDHW-ElecDry-Tier2 | DMo | MH85 | CZ07 | rDXGF | -1 | Household | 1 | 1242 | 188 | 0 | 0 | 182 | 0 | 5.1 | 0 | 0 | 0.4 | -0.3 | 0.7 | 0 | 0 | 0 | 0 | -0.33 | 0 | -0.52 | 0.19 | 0.028 | 0 | 0.025 | 172 | 0 | 0 | 167 | 0 | 4.7 | 0 | 0 | 0.4 | -0.2 | 0.6 | 0 | 0 | 0 | 0 | -0.2 | 0 | -0.46 | 0.25 | 0.026 | 0 | 0.023 | PreCW-Front-GasDHW-ElecDry | Appl-CW-Front-GasDHW-ElecDry-Tier2AnyDMoMH85CZ07DEER2017 | 0
42958.3843 | Appl-CW-Front-GasDHW-ElecDry-Tier2 | DMo | MH85 | CZ08 | rDXGF | -1 | Household | 1 | 1242 | 188 | 0 | 0 | 182 | 0 | 5.5 | 0 | -0.1 | 0.5 | -0.3 | 0.7 | 0 | 0 | 0 | 0 | -0.34 | 0 | -0.53 | 0.19 | 0.029 | 0 | 0.025 | 172 | 0 | 0 | 166 | 0 | 4.9 | 0 | -0.1 | 0.4 | -0.3 | 0.6 | 0 | 0 | 0 | 0 | -0.23 | 0 | -0.48 | 0.25 | 0.026 | 0 | 0.023 | PreCW-Front-GasDHW-ElecDry | Appl-CW-Front-GasDHW-ElecDry-Tier2AnyDMoMH85CZ08DEER2017 | 0
42958.3843 | Appl-CW-Front-GasDHW-ElecDry-Tier2 | DMo | MH85 | CZ09 | rDXGF | -1 | Household | 1 | 1242 | 188 | 0 | 0 | 182 | 0 | 5.4 | 0 | -0.1 | 0.4 | -0.4 | 0.7 | 0 | 0 | 0 | 0 | -0.42 | 0 | -0.6 | 0.18 | 0.027 | 0 | 0.025 | 172 | 0 | 0 | 166 | 0 | 4.9 | 0 | -0.1 | 0.3 | -0.3 | 0.7 | 0 | 0 | 0 | 0 | -0.29 | 0 | -0.53 | 0.25 | 0.025 | 0 | 0.023 | PreCW-Front-GasDHW-ElecDry | Appl-CW-Front-GasDHW-ElecDry-Tier2AnyDMoMH85CZ09DEER2017 | 0
42958.3843 | Appl-CW-Front-GasDHW-ElecDry-Tier2 | DMo | MH85 | CZ10 | rDXGF | -1 | Household | 1 | 1242 | 189 | 0 | 0 | 182 | 0 | 6.2 | 0 | 0 | 0.5 | -0.3 | 0.8 | 0 | 0 | 0 | 0 | -0.37 | 0 | -0.56 | 0.18 | 0.029 | 0 | 0.026 | 172 | 0 | 0 | 166 | 0 | 5.6 | 0 | 0 | 0.4 | -0.3 | 0.7 | 0 | 0 | 0 | 0 | -0.25 | 0 | -0.5 | 0.25 | 0.027 | 0 | 0.023 | PreCW-Front-GasDHW-ElecDry | Appl-CW-Front-GasDHW-ElecDry-Tier2AnyDMoMH85CZ10DEER2017 | 0
42958.3843 | Appl-CW-Front-GasDHW-ElecDry-Tier2 | DMo | MH85 | CZ11 | rDXGF | -1 | Household | 1 | 1242 | 188 | 0 | 0 | 182 | 0 | 5.7 | 0 | -0.1 | 0.2 | -0.5 | 0.7 | 0 | 0 | 0 | 0 | -0.57 | 0 | -0.77 | 0.19 | 0.029 | 0 | 0.025 | 172 | 0 | 0 | 166 | 0 | 5.1 | 0 | -0.1 | 0.2 | -0.5 | 0.6 | 0 | 0 | 0 | 0 | -0.43 | 0 | -0.69 | 0.25 | 0.026 | 0 | 0.023 | PreCW-Front-GasDHW-ElecDry | Appl-CW-Front-GasDHW-ElecDry-Tier2AnyDMoMH85CZ11DEER2017 | 0
42958.3843 | Appl-CW-Front-GasDHW-ElecDry-Tier2 | DMo | MH85 | CZ12 | rDXGF | -1 | Household | 1 | 1242 | 187 | 0 | 0 | 182 | 0 | 4.9 | 0 | -0.1 | 0 | -0.5 | 0.6 | 0 | 0 | 0 | 0 | -0.64 | 0 | -0.84 | 0.2 | 0.03 | 0 | 0.025 | 171 | 0 | 0 | 167 | 0 | 4.4 | 0 | -0.1 | 0 | -0.5 | 0.6 | 0 | 0 | 0 | 0 | -0.49 | 0 | -0.75 | 0.26 | 0.028 | 0 | 0.023 | PreCW-Front-GasDHW-ElecDry | Appl-CW-Front-GasDHW-ElecDry-Tier2AnyDMoMH85CZ12DEER2017 | 0
42958.3843 | Appl-CW-Front-GasDHW-ElecDry-Tier2 | DMo | MH85 | CZ13 | rDXGF | -1 | Household | 1 | 1242 | 189 | 0 | 0 | 182 | 0 | 6.4 | 0 | -0.1 | 0.4 | -0.5 | 0.8 | 0 | 0 | 0 | 0 | -0.55 | 0 | -0.74 | 0.19 | 0.029 | 0 | 0.025 | 172 | 0 | 0 | 166 | 0 | 5.7 | 0 | -0.1 | 0.3 | -0.4 | 0.7 | 0 | 0 | 0 | 0 | -0.41 | 0 | -0.66 | 0.25 | 0.026 | 0 | 0.023 | PreCW-Front-GasDHW-ElecDry | Appl-CW-Front-GasDHW-ElecDry-Tier2AnyDMoMH85CZ13DEER2017 | 0
42958.3843 | Appl-CW-Front-GasDHW-ElecDry-Tier2 | DMo | MH85 | CZ14 | rDXGF | -1 | Household | 1 | 1242 | 189 | 0 | 0 | 182 | 0 | 6.5 | 0 | -0.1 | 0.4 | -0.5 | 0.8 | 0 | 0 | 0 | 0 | -0.57 | 0 | -0.76 | 0.19 | 0.028 | 0 | 0.025 | 173 | 0 | 0 | 166 | 0 | 5.9 | 0 | -0.1 | 0.3 | -0.5 | 0.7 | 0 | 0 | 0 | 0 | -0.43 | 0 | -0.68 | 0.26 | 0.025 | 0 | 0.023 | PreCW-Front-GasDHW-ElecDry | Appl-CW-Front-GasDHW-ElecDry-Tier2AnyDMoMH85CZ14DEER2017 | 0
42958.3843 | Appl-CW-Front-GasDHW-ElecDry-Tier2 | DMo | MH85 | CZ15 | rDXGF | -1 | Household | 1 | 1242 | 191 | 0 | 0 | 182 | 0 | 8.1 | 0 | -0.1 | 0.7 | -0.2 | 0.9 | 0 | 0 | 0 | 0 | -0.14 | 0 | -0.3 | 0.16 | 0.028 | 0 | 0.025 | 174 | 0 | 0 | 166 | 0 | 7.3 | 0 | -0.1 | 0.6 | -0.2 | 0.8 | 0 | 0 | 0 | 0 | -0.06 | 0 | -0.27 | 0.21 | 0.026 | 0 | 0.023 | PreCW-Front-GasDHW-ElecDry | Appl-CW-Front-GasDHW-ElecDry-Tier2AnyDMoMH85CZ15DEER2017 | 0
42958.3843 | Appl-CW-Front-GasDHW-ElecDry-Tier2 | DMo | MH85 | CZ16 | rDXGF | -1 | Household | 1 | 1242 | 185 | 0 | 0 | 182 | 0 | 3.4 | 0 | -0.2 | -0.1 | -0.6 | 0.4 | 0 | 0 | 0 | 0 | -0.79 | 0 | -1.01 | 0.21 | 0.027 | 0 | 0.025 | 169 | 0 | 0 | 166 | 0 | 3 | 0 | -0.1 | -0.1 | -0.6 | 0.4 | 0 | 0 | 0 | 0 | -0.61 | 0 | -0.91 | 0.29 | 0.025 | 0 | 0.023 | PreCW-Front-GasDHW-ElecDry | Appl-CW-Front-GasDHW-ElecDry-Tier2AnyDMoMH85CZ16DEER2017 | 0
42958.3843 | Appl-CW-Front-GasDHW-ElecDry-Tier2 | MFm | 1975 | CZ01 | rDXGF | -1 | Household | 1 | 1070.2 | 184 | 0 | 0 | 185 | 0 | 0 | 0 | -0.3 | -0.5 | -0.4 | 0 | 0 | 0 | 0 | 0 | -0.73 | 0 | -0.94 | 0.21 | 0.025 | 0 | 0.026 | 168 | 0 | 0 | 169 | 0 | 0 | 0 | -0.3 | -0.4 | -0.4 | 0 | 0 | 0 | 0 | 0 | -0.55 | 0 | -0.84 | 0.28 | 0.023 | 0 | 0.024 | PreCW-Front-GasDHW-ElecDry | Appl-CW-Front-GasDHW-ElecDry-Tier2AnyMFm1975CZ01DEER2017 | 0
42958.3843 | Appl-CW-Front-GasDHW-ElecDry-Tier2 | MFm | 1975 | CZ02 | rDXGF | -1 | Household | 1 | 1070.2 | 186 | 0 | 0 | 185 | 0 | 1.4 | 0 | -0.1 | -0.1 | -0.3 | 0.2 | 0 | 0 | 0 | 0 | -0.42 | 0 | -0.61 | 0.19 | 0.029 | 0 | 0.025 | 170 | 0 | 0 | 169 | 0 | 1.2 | 0 | -0.1 | -0.1 | -0.3 | 0.2 | 0 | 0 | 0 | 0 | -0.29 | 0 | -0.55 | 0.26 | 0.027 | 0 | 0.023 | PreCW-Front-GasDHW-ElecDry | Appl-CW-Front-GasDHW-ElecDry-Tier2AnyMFm1975CZ02DEER2017 | 0
42958.3843 | Appl-CW-Front-GasDHW-ElecDry-Tier2 | MFm | 1975 | CZ03 | rDXGF | -1 | Household | 1 | 1070.2 | 185 | 0 | 0 | 185 | 0 | 0.7 | 0 | -0.1 | -0.2 | -0.3 | 0.1 | 0 | 0 | 0 | 0 | -0.4 | 0 | -0.59 | 0.19 | 0.027 | 0 | 0.026 | 169 | 0 | 0 | 169 | 0 | 0.6 | 0 | -0.1 | -0.2 | -0.3 | 0 | 0 | 0 | 0 | 0 | -0.34 | 0 | -0.59 | 0.27 | 0.025 | 0 | 0.024 | PreCW-Front-GasDHW-ElecDry | Appl-CW-Front-GasDHW-ElecDry-Tier2AnyMFm1975CZ03DEER2017 | 0
42958.3843 | Appl-CW-Front-GasDHW-ElecDry-Tier2 | MFm | 1975 | CZ04 | rDXGF | -1 | Household | 1 | 1070.2 | 186 | 0 | 0 | 185 | 0 | 1.6 | 0 | -0.1 | -0.1 | -0.3 | 0.2 | 0 | 0 | 0 | 0 | -0.35 | 0 | -0.53 | 0.18 | 0.029 | 0 | 0.026 | 170 | 0 | 0 | 169 | 0 | 1.5 | 0 | -0.1 | -0.1 | -0.3 | 0.2 | 0 | 0 | 0 | 0 | -0.23 | 0 | -0.48 | 0.25 | 0.026 | 0 | 0.024 | PreCW-Front-GasDHW-ElecDry | Appl-CW-Front-GasDHW-ElecDry-Tier2AnyMFm1975CZ04DEER2017 | 0
42958.3843 | Appl-CW-Front-GasDHW-ElecDry-Tier2 | MFm | 1975 | CZ05 | rDXGF | -1 | Household | 1 | 1070.2 | 185 | 0 | 0 | 185 | 0 | 0.2 | 0 | -0.2 | -0.4 | -0.4 | 0.1 | 0 | 0 | 0 | 0 | -0.63 | 0 | -0.82 | 0.19 | 0.026 | 0 | 0.026 | 169 | 0 | 0 | 169 | 0 | 0.2 | 0 | -0.2 | -0.3 | -0.4 | 0.1 | 0 | 0 | 0 | 0 | -0.47 | 0 | -0.74 | 0.26 | 0.024 | 0 | 0.024 | PreCW-Front-GasDHW-ElecDry | Appl-CW-Front-GasDHW-ElecDry-Tier2AnyMFm1975CZ05DEER2017 | 0
42958.3843 | Appl-CW-Front-GasDHW-ElecDry-Tier2 | MFm | 1975 | CZ06 | rDXGF | -1 | Household | 1 | 1047.7 | 187 | 0 | 0 | 185 | 0 | 2.4 | 0 | -0.1 | 0.1 | -0.2 | 0.4 | 0 | 0 | 0 | 0 | -0.29 | 0 | -0.47 | 0.18 | 0.028 | 0 | 0.026 | 171 | 0 | 0 | 169 | 0 | 2.1 | 0 | -0.1 | 0.1 | -0.2 | 0.3 | 0 | 0 | 0 | 0 | -0.18 | 0 | -0.42 | 0.25 | 0.026 | 0 | 0.023 | PreCW-Front-GasDHW-ElecDry | Appl-CW-Front-GasDHW-ElecDry-Tier2AnyMFm1975CZ06DEER2017 | 0
42958.3843 | Appl-CW-Front-GasDHW-ElecDry-Tier2 | MFm | 1975 | CZ07 | rDXGF | -1 | Household | 1 | 1047.7 | 187 | 0 | 0 | 185 | 0 | 2 | 0 | -0.1 | 0 | -0.3 | 0.3 | 0 | 0 | 0 | 0 | -0.39 | 0 | -0.57 | 0.17 | 0.028 | 0 | 0.026 | 170 | 0 | 0 | 169 | 0 | 1.8 | 0 | -0.1 | 0 | -0.3 | 0.3 | 0 | 0 | 0 | 0 | -0.29 | 0 | -0.54 | 0.24 | 0.026 | 0 | 0.024 | PreCW-Front-GasDHW-ElecDry | Appl-CW-Front-GasDHW-ElecDry-Tier2AnyMFm1975CZ07DEER2017 | 0
42958.3843 | Appl-CW-Front-GasDHW-ElecDry-Tier2 | MFm | 1975 | CZ08 | rDXGF | -1 | Household | 1 | 1047.7 | 188 | 0 | 0 | 185 | 0 | 2.9 | 0 | -0.1 | 0.2 | -0.2 | 0.3 | 0 | 0 | 0 | 0 | -0.19 | 0 | -0.36 | 0.17 | 0.029 | 0 | 0.026 | 172 | 0 | 0 | 169 | 0 | 2.7 | 0 | -0.1 | 0.2 | -0.2 | 0.3 | 0 | 0 | 0 | 0 | -0.09 | 0 | -0.33 | 0.24 | 0.026 | 0 | 0.024 | PreCW-Front-GasDHW-ElecDry | Appl-CW-Front-GasDHW-ElecDry-Tier2AnyMFm1975CZ08DEER2017 | 0
42958.3843 | Appl-CW-Front-GasDHW-ElecDry-Tier2 | MFm | 1975 | CZ09 | rDXGF | -1 | Household | 1 | 1216.8 | 189 | 0 | 0 | 185 | 0 | 3.8 | 0 | -0.1 | 0.2 | -0.3 | 0.5 | 0 | 0 | 0 | 0 | -0.26 | 0 | -0.44 | 0.18 | 0.028 | 0 | 0.025 | 172 | 0 | 0 | 169 | 0 | 3.4 | 0 | -0.1 | 0.2 | -0.2 | 0.4 | 0 | 0 | 0 | 0 | -0.15 | 0 | -0.4 | 0.24 | 0.026 | 0 | 0.023 | PreCW-Front-GasDHW-ElecDry | Appl-CW-Front-GasDHW-ElecDry-Tier2AnyMFm1975CZ09DEER2017 | 0
42958.3843 | Appl-CW-Front-GasDHW-ElecDry-Tier2 | MFm | 1975 | CZ10 | rDXGF | -1 | Household | 1 | 1216.8 | 188 | 0 | 0 | 185 | 0 | 3.1 | 0 | -0.1 | 0.2 | -0.2 | 0.4 | 0 | 0 | 0 | 0 | -0.32 | 0 | -0.49 | 0.18 | 0.029 | 0 | 0.026 | 172 | 0 | 0 | 169 | 0 | 2.7 | 0 | -0.1 | 0.1 | -0.2 | 0.3 | 0 | 0 | 0 | 0 | -0.2 | 0 | -0.44 | 0.24 | 0.027 | 0 | 0.023 | PreCW-Front-GasDHW-ElecDry | Appl-CW-Front-GasDHW-ElecDry-Tier2AnyMFm1975CZ10DEER2017 | 0
42958.3843 | Appl-CW-Front-GasDHW-ElecDry-Tier2 | MFm | 1975 | CZ11 | rDXGF | -1 | Household | 1 | 1098.9 | 188 | 0 | 0 | 185 | 0 | 3 | 0 | -0.1 | 0 | -0.3 | 0.4 | 0 | 0 | 0 | 0 | -0.41 | 0 | -0.59 | 0.18 | 0.028 | 0 | 0.026 | 172 | 0 | 0 | 169 | 0 | 2.8 | 0 | -0.1 | 0 | -0.3 | 0.3 | 0 | 0 | 0 | 0 | -0.29 | 0 | -0.53 | 0.24 | 0.025 | 0 | 0.023 | PreCW-Front-GasDHW-ElecDry | Appl-CW-Front-GasDHW-ElecDry-Tier2AnyMFm1975CZ11DEER2017 | 0
42958.3843 | Appl-CW-Front-GasDHW-ElecDry-Tier2 | MFm | 1975 | CZ12 | rDXGF | -1 | Household | 1 | 1098.9 | 187 | 0 | 0 | 185 | 0 | 2.2 | 0 | -0.1 | 0 | -0.3 | 0.3 | 0 | 0 | 0 | 0 | -0.44 | 0 | -0.62 | 0.18 | 0.029 | 0 | 0.026 | 171 | 0 | 0 | 169 | 0 | 2 | 0 | -0.1 | 0 | -0.3 | 0.3 | 0 | 0 | 0 | 0 | -0.31 | 0 | -0.56 | 0.25 | 0.027 | 0 | 0.023 | PreCW-Front-GasDHW-ElecDry | Appl-CW-Front-GasDHW-ElecDry-Tier2AnyMFm1975CZ12DEER2017 | 0
42958.3843 | Appl-CW-Front-GasDHW-ElecDry-Tier2 | MFm | 1975 | CZ13 | rDXGF | -1 | Household | 1 | 1098.9 | 189 | 0 | 0 | 185 | 0 | 3.7 | 0 | -0.1 | 0.2 | -0.3 | 0.5 | 0 | 0 | 0 | 0 | -0.37 | 0 | -0.54 | 0.18 | 0.029 | 0 | 0.026 | 172 | 0 | 0 | 169 | 0 | 3.3 | 0 | -0.1 | 0.1 | -0.3 | 0.4 | 0 | 0 | 0 | 0 | -0.24 | 0 | -0.48 | 0.24 | 0.026 | 0 | 0.023 | PreCW-Front-GasDHW-ElecDry | Appl-CW-Front-GasDHW-ElecDry-Tier2AnyMFm1975CZ13DEER2017 | 0
42958.3843 | Appl-CW-Front-GasDHW-ElecDry-Tier2 | MFm | 1975 | CZ14 | rDXGF | -1 | Household | 1 | 1409.4 | 189 | 0 | 0 | 185 | 0 | 4.2 | 0 | -0.1 | 0.2 | -0.2 | 0.5 | 0 | 0 | 0 | 0 | -0.38 | 0 | -0.57 | 0.18 | 0.027 | 0 | 0.025 | 173 | 0 | 0 | 169 | 0 | 3.8 | 0 | -0.1 | 0.2 | -0.2 | 0.5 | 0 | 0 | 0 | 0 | -0.26 | 0 | -0.51 | 0.25 | 0.025 | 0 | 0.023 | PreCW-Front-GasDHW-ElecDry | Appl-CW-Front-GasDHW-ElecDry-Tier2AnyMFm1975CZ14DEER2017 | 0
42958.3843 | Appl-CW-Front-GasDHW-ElecDry-Tier2 | MFm | 1975 | CZ15 | rDXGF | -1 | Household | 1 | 1409.4 | 191 | 0 | 0 | 185 | 0 | 6.1 | 0 | 0 | 0.5 | -0.1 | 0.7 | 0 | 0 | 0 | 0 | -0.09 | 0 | -0.24 | 0.15 | 0.028 | 0 | 0.026 | 175 | 0 | 0 | 169 | 0 | 5.5 | 0 | 0 | 0.4 | -0.1 | 0.6 | 0 | 0 | 0 | 0 | -0.02 | 0 | -0.22 | 0.21 | 0.025 | 0 | 0.024 | PreCW-Front-GasDHW-ElecDry | Appl-CW-Front-GasDHW-ElecDry-Tier2AnyMFm1975CZ15DEER2017 | 0
42958.3843 | Appl-CW-Front-GasDHW-ElecDry-Tier2 | MFm | 1975 | CZ16 | rDXGF | -1 | Household | 1 | 1070.2 | 187 | 0 | 0 | 185 | 0 | 2.2 | 0 | -0.2 | 0 | -0.3 | 0.3 | 0 | 0 | 0 | 0 | -0.44 | 0 | -0.64 | 0.2 | 0.028 | 0 | 0.026 | 171 | 0 | 0 | 169 | 0 | 2 | 0 | -0.2 | 0 | -0.3 | 0.3 | 0 | 0 | 0 | 0 | -0.3 | 0 | -0.58 | 0.28 | 0.025 | 0 | 0.024 | PreCW-Front-GasDHW-ElecDry | Appl-CW-Front-GasDHW-ElecDry-Tier2AnyMFm1975CZ16DEER2017 | 0
42958.3843 | Appl-CW-Front-GasDHW-ElecDry-Tier2 | MFm | 1985 | CZ01 | rDXGF | -1 | Household | 1 | 1152 | 184 | 0 | 0 | 185 | 0 | 0 | 0 | -0.3 | -0.6 | -0.5 | 0 | 0 | 0 | 0 | 0 | -0.84 | 0 | -1.05 | 0.21 | 0.026 | 0 | 0.026 | 168 | 0 | 0 | 169 | 0 | 0 | 0 | -0.3 | -0.5 | -0.5 | 0 | 0 | 0 | 0 | 0 | -0.66 | 0 | -0.95 | 0.28 | 0.024 | 0 | 0.023 | PreCW-Front-GasDHW-ElecDry | Appl-CW-Front-GasDHW-ElecDry-Tier2AnyMFm1985CZ01DEER2017 | 0
42958.3843 | Appl-CW-Front-GasDHW-ElecDry-Tier2 | MFm | 1985 | CZ02 | rDXGF | -1 | Household | 1 | 1152 | 184 | 0 | 0 | 185 | 0 | 0.3 | 0 | -0.3 | -0.6 | -0.6 | 0 | 0 | 0 | 0 | 0 | -0.94 | 0 | -1.14 | 0.2 | 0.023 | 0 | 0.026 | 168 | 0 | 0 | 169 | 0 | 0.1 | 0 | -0.3 | -0.6 | -0.6 | 0 | 0 | 0 | 0 | 0 | -0.81 | 0 | -1.08 | 0.27 | 0.02 | 0 | 0.023 | PreCW-Front-GasDHW-ElecDry | Appl-CW-Front-GasDHW-ElecDry-Tier2AnyMFm1985CZ02DEER2017 | 0
42958.3843 | Appl-CW-Front-GasDHW-ElecDry-Tier2 | MFm | 1985 | CZ03 | rDXGF | -1 | Household | 1 | 1152 | 185 | 0 | 0 | 185 | 0 | 0.6 | 0 | -0.1 | -0.3 | -0.4 | 0.1 | 0 | 0 | 0 | 0 | -0.47 | 0 | -0.67 | 0.2 | 0.027 | 0 | 0.025 | 169 | 0 | 0 | 169 | 0 | 0.5 | 0 | -0.1 | -0.2 | -0.3 | 0.1 | 0 | 0 | 0 | 0 | -0.33 | 0 | -0.6 | 0.27 | 0.024 | 0 | 0.023 | PreCW-Front-GasDHW-ElecDry | Appl-CW-Front-GasDHW-ElecDry-Tier2AnyMFm1985CZ03DEER2017 | 0
42958.3843 | Appl-CW-Front-GasDHW-ElecDry-Tier2 | MFm | 1985 | CZ04 | rDXGF | -1 | Household | 1 | 1152 | 186 | 0 | 0 | 185 | 0 | 1.1 | 0 | -0.2 | -0.1 | -0.2 | 0.2 | 0 | 0 | 0 | 0 | -0.33 | 0 | -0.51 | 0.18 | 0.028 | 0 | 0.026 | 170 | 0 | 0 | 169 | 0 | 1 | 0 | -0.1 | -0.1 | -0.2 | 0.1 | 0 | 0 | 0 | 0 | -0.21 | 0 | -0.46 | 0.25 | 0.025 | 0 | 0.024 | PreCW-Front-GasDHW-ElecDry | Appl-CW-Front-GasDHW-ElecDry-Tier2AnyMFm1985CZ04DEER2017 | 0
42958.3843 | Appl-CW-Front-GasDHW-ElecDry-Tier2 | MFm | 1985 | CZ05 | rDXGF | -1 | Household | 1 | 1152 | 185 | 0 | 0 | 185 | 0 | 0.5 | 0 | -0.2 | -0.2 | -0.2 | 0.1 | 0 | 0 | 0 | 0 | -0.41 | 0 | -0.61 | 0.2 | 0.027 | 0 | 0.025 | 169 | 0 | 0 | 169 | 0 | 0.4 | 0 | -0.1 | -0.2 | -0.2 | 0.1 | 0 | 0 | 0 | 0 | -0.26 | 0 | -0.53 | 0.27 | 0.025 | 0 | 0.023 | PreCW-Front-GasDHW-ElecDry | Appl-CW-Front-GasDHW-ElecDry-Tier2AnyMFm1985CZ05DEER2017 | 0
42958.3843 | Appl-CW-Front-GasDHW-ElecDry-Tier2 | MFm | 1985 | CZ06 | rDXGF | -1 | Household | 1 | 1295.2 | 188 | 0 | 0 | 185 | 0 | 2.5 | 0 | 0 | 0.3 | 0 | 0.3 | 0 | 0 | 0 | 0 | 0.06 | 0 | -0.12 | 0.18 | 0.032 | 0 | 0.026 | 171 | 0 | 0 | 169 | 0 | 1.7 | 0 | -0.1 | 0 | -0.2 | 0.2 | 0 | 0 | 0 | 0 | -0.11 | 0 | -0.35 | 0.24 | 0.026 | 0 | 0.024 | PreCW-Front-GasDHW-ElecDry | Appl-CW-Front-GasDHW-ElecDry-Tier2AnyMFm1985CZ06DEER2017 | 0
42958.3843 | Appl-CW-Front-GasDHW-ElecDry-Tier2 | MFm | 1985 | CZ07 | rDXGF | -1 | Household | 1 | 1295.2 | 187 | 0 | 0 | 185 | 0 | 1.8 | 0 | -0.1 | 0 | -0.2 | 0.2 | 0 | 0 | 0 | 0 | -0.2 | 0 | -0.37 | 0.17 | 0.027 | 0 | 0.025 | 170 | 0 | 0 | 169 | 0 | 1.5 | 0 | -0.1 | 0 | -0.2 | 0.2 | 0 | 0 | 0 | 0 | -0.1 | 0 | -0.34 | 0.24 | 0.025 | 0 | 0.023 | PreCW-Front-GasDHW-ElecDry | Appl-CW-Front-GasDHW-ElecDry-Tier2AnyMFm1985CZ07DEER2017 | 0
42958.3843 | Appl-CW-Front-GasDHW-ElecDry-Tier2 | MFm | 1985 | CZ08 | rDXGF | -1 | Household | 1 | 1295.2 | 188 | 0 | 0 | 185 | 0 | 3.1 | 0 | -0.1 | 0.2 | -0.2 | 0.5 | 0 | 0 | 0 | 0 | -0.23 | 0 | -0.4 | 0.17 | 0.029 | 0 | 0.026 | 172 | 0 | 0 | 169 | 0 | 2.8 | 0 | -0.1 | 0.2 | -0.2 | 0.4 | 0 | 0 | 0 | 0 | -0.12 | 0 | -0.36 | 0.24 | 0.026 | 0 | 0.023 | PreCW-Front-GasDHW-ElecDry | Appl-CW-Front-GasDHW-ElecDry-Tier2AnyMFm1985CZ08DEER2017 | 0
42958.3843 | Appl-CW-Front-GasDHW-ElecDry-Tier2 | MFm | 1985 | CZ09 | rDXGF | -1 | Household | 1 | 1438.9 | 189 | 0 | 0 | 185 | 0 | 3.8 | 0 | -0.1 | 0.2 | -0.2 | 0.5 | 0 | 0 | 0 | 0 | -0.29 | 0 | -0.47 | 0.18 | 0.028 | 0 | 0.025 | 172 | 0 | 0 | 169 | 0 | 3.4 | 0 | -0.1 | 0.2 | -0.2 | 0.4 | 0 | 0 | 0 | 0 | -0.18 | 0 | -0.43 | 0.24 | 0.026 | 0 | 0.023 | PreCW-Front-GasDHW-ElecDry | Appl-CW-Front-GasDHW-ElecDry-Tier2AnyMFm1985CZ09DEER2017 | 0
42958.3843 | Appl-CW-Front-GasDHW-ElecDry-Tier2 | MFm | 1985 | CZ10 | rDXGF | -1 | Household | 1 | 1438.9 | 189 | 0 | 0 | 185 | 0 | 4 | 0 | -0.1 | 0.3 | -0.2 | 0.5 | 0 | 0 | 0 | 0 | -0.2 | 0 | -0.38 | 0.18 | 0.03 | 0 | 0.026 | 172 | 0 | 0 | 169 | 0 | 3.3 | 0 | -0.1 | 0.2 | -0.2 | 0.4 | 0 | 0 | 0 | 0 | -0.14 | 0 | -0.38 | 0.24 | 0.026 | 0 | 0.023 | PreCW-Front-GasDHW-ElecDry | Appl-CW-Front-GasDHW-ElecDry-Tier2AnyMFm1985CZ10DEER2017 | 0
42958.3843 | Appl-CW-Front-GasDHW-ElecDry-Tier2 | MFm | 1985 | CZ11 | rDXGF | -1 | Household | 1 | 1150 | 188 | 0 | 0 | 185 | 0 | 3 | 0 | -0.1 | 0 | -0.3 | 0.4 | 0 | 0 | 0 | 0 | -0.4 | 0 | -0.58 | 0.18 | 0.029 | 0 | 0.025 | 171 | 0 | 0 | 169 | 0 | 2.7 | 0 | -0.1 | 0 | -0.2 | 0.3 | 0 | 0 | 0 | 0 | -0.28 | 0 | -0.53 | 0.25 | 0.026 | 0 | 0.023 | PreCW-Front-GasDHW-ElecDry | Appl-CW-Front-GasDHW-ElecDry-Tier2AnyMFm1985CZ11DEER2017 | 0
42958.3843 | Appl-CW-Front-GasDHW-ElecDry-Tier2 | MFm | 1985 | CZ12 | rDXGF | -1 | Household | 1 | 1150 | 187 | 0 | 0 | 185 | 0 | 1.9 | 0 | -0.2 | -0.1 | -0.3 | 0.2 | 0 | 0 | 0 | 0 | -0.41 | 0 | -0.59 | 0.18 | 0.029 | 0 | 0.026 | 170 | 0 | 0 | 169 | 0 | 1.7 | 0 | -0.2 | -0.1 | -0.3 | 0.2 | 0 | 0 | 0 | 0 | -0.28 | 0 | -0.53 | 0.25 | 0.026 | 0 | 0.024 | PreCW-Front-GasDHW-ElecDry | Appl-CW-Front-GasDHW-ElecDry-Tier2AnyMFm1985CZ12DEER2017 | 0
42958.3843 | Appl-CW-Front-GasDHW-ElecDry-Tier2 | MFm | 1985 | CZ13 | rDXGF | -1 | Household | 1 | 1150 | 189 | 0 | 0 | 185 | 0 | 3.7 | 0 | -0.1 | 0.1 | -0.3 | 0.4 | 0 | 0 | 0 | 0 | -0.43 | 0 | -0.6 | 0.18 | 0.029 | 0 | 0.025 | 172 | 0 | 0 | 169 | 0 | 3.4 | 0 | -0.1 | 0.1 | -0.3 | 0.4 | 0 | 0 | 0 | 0 | -0.3 | 0 | -0.54 | 0.24 | 0.026 | 0 | 0.023 | PreCW-Front-GasDHW-ElecDry | Appl-CW-Front-GasDHW-ElecDry-Tier2AnyMFm1985CZ13DEER2017 | 0
42958.3843 | Appl-CW-Front-GasDHW-ElecDry-Tier2 | MFm | 1985 | CZ14 | rDXGF | -1 | Household | 1 | 1407.2 | 189 | 0 | 0 | 185 | 0 | 3.8 | 0 | -0.1 | 0.2 | -0.2 | 0.4 | 0 | 0 | 0 | 0 | -0.32 | 0 | -0.51 | 0.19 | 0.028 | 0 | 0.025 | 172 | 0 | 0 | 169 | 0 | 3.6 | 0 | -0.1 | 0.2 | -0.2 | 0.4 | 0 | 0 | 0 | 0 | -0.21 | 0 | -0.46 | 0.25 | 0.026 | 0 | 0.023 | PreCW-Front-GasDHW-ElecDry | Appl-CW-Front-GasDHW-ElecDry-Tier2AnyMFm1985CZ14DEER2017 | 0
42958.3843 | Appl-CW-Front-GasDHW-ElecDry-Tier2 | MFm | 1985 | CZ15 | rDXGF | -1 | Household | 1 | 1407.2 | 191 | 0 | 0 | 185 | 0 | 5.8 | 0 | 0 | 0.4 | -0.2 | 0.6 | 0 | 0 | 0 | 0 | -0.1 | 0 | -0.25 | 0.15 | 0.028 | 0 | 0.025 | 174 | 0 | 0 | 169 | 0 | 5.2 | 0 | 0 | 0.4 | -0.2 | 0.5 | 0 | 0 | 0 | 0 | -0.02 | 0 | -0.22 | 0.21 | 0.025 | 0 | 0.023 | PreCW-Front-GasDHW-ElecDry | Appl-CW-Front-GasDHW-ElecDry-Tier2AnyMFm1985CZ15DEER2017 | 0
42958.3843 | Appl-CW-Front-GasDHW-ElecDry-Tier2 | MFm | 1985 | CZ16 | rDXGF | -1 | Household | 1 | 1152 | 188 | 0 | 0 | 185 | 0 | 2.8 | 0 | -0.2 | 0 | -0.4 | 0.4 | 0 | 0 | 0 | 0 | -0.45 | 0 | -0.67 | 0.21 | 0.028 | 0 | 0.026 | 171 | 0 | 0 | 169 | 0 | 2.5 | 0 | -0.1 | 0 | -0.3 | 0.4 | 0 | 0 | 0 | 0 | -0.31 | 0 | -0.6 | 0.28 | 0.025 | 0 | 0.023 | PreCW-Front-GasDHW-ElecDry | Appl-CW-Front-GasDHW-ElecDry-Tier2AnyMFm1985CZ16DEER2017 | 0
42958.3843 | Appl-CW-Front-GasDHW-ElecDry-Tier2 | MFm | 1996 | CZ01 | rDXGF | -1 | Household | 1 | 981.6 | 184 | 0 | 0 | 185 | 0 | 0.1 | 0 | -0.3 | -0.4 | -0.5 | 0 | 0 | 0 | 0 | 0 | -0.56 | 0 | -0.77 | 0.2 | 0.025 | 0 | 0.026 | 168 | 0 | 0 | 169 | 0 | 0.1 | 0 | -0.3 | -0.3 | -0.4 | 0 | 0 | 0 | 0 | 0 | -0.39 | 0 | -0.68 | 0.28 | 0.023 | 0 | 0.024 | PreCW-Front-GasDHW-ElecDry | Appl-CW-Front-GasDHW-ElecDry-Tier2AnyMFm1996CZ01DEER2017 | 0
42958.3843 | Appl-CW-Front-GasDHW-ElecDry-Tier2 | MFm | 1996 | CZ02 | rDXGF | -1 | Household | 1 | 981.6 | 186 | 0 | 0 | 185 | 0 | 1.3 | 0 | -0.2 | -0.1 | -0.3 | 0.1 | 0 | 0 | 0 | 0 | -0.4 | 0 | -0.58 | 0.19 | 0.027 | 0 | 0.026 | 170 | 0 | 0 | 169 | 0 | 1.4 | 0 | -0.2 | 0 | -0.2 | 0.2 | 0 | 0 | 0 | 0 | -0.19 | 0 | -0.43 | 0.26 | 0.026 | 0 | 0.023 | PreCW-Front-GasDHW-ElecDry | Appl-CW-Front-GasDHW-ElecDry-Tier2AnyMFm1996CZ02DEER2017 | 0
42958.3843 | Appl-CW-Front-GasDHW-ElecDry-Tier2 | MFm | 1996 | CZ03 | rDXGF | -1 | Household | 1 | 981.6 | 186 | 0 | 0 | 185 | 0 | 0.8 | 0 | -0.2 | -0.1 | -0.3 | 0.1 | 0 | 0 | 0 | 0 | -0.29 | 0 | -0.47 | 0.18 | 0.027 | 0 | 0.026 | 170 | 0 | 0 | 169 | 0 | 0.8 | 0 | -0.2 | -0.1 | -0.2 | 0.1 | 0 | 0 | 0 | 0 | -0.15 | 0 | -0.41 | 0.25 | 0.025 | 0 | 0.024 | PreCW-Front-GasDHW-ElecDry | Appl-CW-Front-GasDHW-ElecDry-Tier2AnyMFm1996CZ03DEER2017 | 0
42958.3843 | Appl-CW-Front-GasDHW-ElecDry-Tier2 | MFm | 1996 | CZ04 | rDXGF | -1 | Household | 1 | 981.6 | 186 | 0 | 0 | 185 | 0 | 1.3 | 0 | -0.1 | 0 | -0.2 | 0.2 | 0 | 0 | 0 | 0 | -0.27 | 0 | -0.44 | 0.17 | 0.027 | 0 | 0.026 | 170 | 0 | 0 | 169 | 0 | 1.1 | 0 | -0.1 | 0 | -0.2 | 0.2 | 0 | 0 | 0 | 0 | -0.15 | 0 | -0.39 | 0.24 | 0.025 | 0 | 0.024 | PreCW-Front-GasDHW-ElecDry | Appl-CW-Front-GasDHW-ElecDry-Tier2AnyMFm1996CZ04DEER2017 | 0
42958.3843 | Appl-CW-Front-GasDHW-ElecDry-Tier2 | MFm | 1996 | CZ05 | rDXGF | -1 | Household | 1 | 981.6 | 185 | 0 | 0 | 185 | 0 | 0.5 | 0 | -0.2 | -0.2 | -0.3 | 0 | 0 | 0 | 0 | 0 | -0.46 | 0 | -0.64 | 0.18 | 0.026 | 0 | 0.026 | 169 | 0 | 0 | 169 | 0 | 0.4 | 0 | -0.2 | -0.2 | -0.3 | 0 | 0 | 0 | 0 | 0 | -0.32 | 0 | -0.58 | 0.25 | 0.024 | 0 | 0.023 | PreCW-Front-GasDHW-ElecDry | Appl-CW-Front-GasDHW-ElecDry-Tier2AnyMFm1996CZ05DEER2017 | 0
42958.3843 | Appl-CW-Front-GasDHW-ElecDry-Tier2 | MFm | 1996 | CZ06 | rDXGF | -1 | Household | 1 | 1169.1 | 188 | 0 | 0 | 185 | 0 | 2.5 | 0 | -0.1 | 0.2 | -0.2 | 0.4 | 0 | 0 | 0 | 0 | -0.29 | 0 | -0.46 | 0.17 | 0.029 | 0 | 0.025 | 171 | 0 | 0 | 169 | 0 | 2.2 | 0 | -0.1 | 0.1 | -0.2 | 0.3 | 0 | 0 | 0 | 0 | -0.17 | 0 | -0.42 | 0.24 | 0.026 | 0 | 0.023 | PreCW-Front-GasDHW-ElecDry | Appl-CW-Front-GasDHW-ElecDry-Tier2AnyMFm1996CZ06DEER2017 | 0
42958.3843 | Appl-CW-Front-GasDHW-ElecDry-Tier2 | MFm | 1996 | CZ07 | rDXGF | -1 | Household | 1 | 1169.1 | 188 | 0 | 0 | 185 | 0 | 2.4 | 0 | -0.1 | 0.2 | -0.1 | 0.3 | 0 | 0 | 0 | 0 | -0.05 | 0 | -0.21 | 0.17 | 0.028 | 0 | 0.026 | 171 | 0 | 0 | 169 | 0 | 2.2 | 0 | 0 | 0.2 | -0.1 | 0.3 | 0 | 0 | 0 | 0 | 0.04 | 0 | -0.19 | 0.23 | 0.025 | 0 | 0.024 | PreCW-Front-GasDHW-ElecDry | Appl-CW-Front-GasDHW-ElecDry-Tier2AnyMFm1996CZ07DEER2017 | 0
42958.3843 | Appl-CW-Front-GasDHW-ElecDry-Tier2 | MFm | 1996 | CZ08 | rDXGF | -1 | Household | 1 | 1169.1 | 188 | 0 | 0 | 185 | 0 | 2.9 | 0 | -0.1 | 0.3 | -0.2 | 0.4 | 0 | 0 | 0 | 0 | -0.19 | 0 | -0.35 | 0.17 | 0.028 | 0 | 0.026 | 172 | 0 | 0 | 169 | 0 | 2.6 | 0 | -0.1 | 0.2 | -0.2 | 0.4 | 0 | 0 | 0 | 0 | -0.08 | 0 | -0.32 | 0.24 | 0.025 | 0 | 0.023 | PreCW-Front-GasDHW-ElecDry | Appl-CW-Front-GasDHW-ElecDry-Tier2AnyMFm1996CZ08DEER2017 | 0
42958.3843 | Appl-CW-Front-GasDHW-ElecDry-Tier2 | MFm | 1996 | CZ09 | rDXGF | -1 | Household | 1 | 1093.6 | 189 | 0 | 0 | 185 | 0 | 4.2 | 0 | -0.1 | 0.4 | -0.2 | 0.5 | 0 | 0 | 0 | 0 | -0.17 | 0 | -0.35 | 0.16 | 0.028 | 0 | 0.026 | 173 | 0 | 0 | 169 | 0 | 3.7 | 0 | -0.1 | 0.4 | -0.2 | 0.5 | 0 | 0 | 0 | 0 | -0.07 | 0 | -0.31 | 0.23 | 0.026 | 0 | 0.023 | PreCW-Front-GasDHW-ElecDry | Appl-CW-Front-GasDHW-ElecDry-Tier2AnyMFm1996CZ09DEER2017 | 0
42958.3843 | Appl-CW-Front-GasDHW-ElecDry-Tier2 | MFm | 1996 | CZ10 | rDXGF | -1 | Household | 1 | 1093.6 | 187 | 0 | 0 | 185 | 0 | 2.1 | 0 | -0.2 | 0.1 | -0.3 | 0.3 | 0 | 0 | 0 | 0 | -0.33 | 0 | -0.5 | 0.17 | 0.03 | 0 | 0.026 | 171 | 0 | 0 | 169 | 0 | 2 | 0 | -0.2 | 0.1 | -0.3 | 0.2 | 0 | 0 | 0 | 0 | -0.21 | 0 | -0.44 | 0.24 | 0.027 | 0 | 0.023 | PreCW-Front-GasDHW-ElecDry | Appl-CW-Front-GasDHW-ElecDry-Tier2AnyMFm1996CZ10DEER2017 | 0
42958.3843 | Appl-CW-Front-GasDHW-ElecDry-Tier2 | MFm | 1996 | CZ11 | rDXGF | -1 | Household | 1 | 1031.9 | 189 | 0 | 0 | 185 | 0 | 4 | 0 | -0.2 | 0.2 | -0.2 | 0.5 | 0 | 0 | 0 | 0 | -0.24 | 0 | -0.4 | 0.17 | 0.028 | 0 | 0.026 | 173 | 0 | 0 | 169 | 0 | 4 | 0 | -0.1 | 0.3 | -0.2 | 0.5 | 0 | 0 | 0 | 0 | -0.12 | 0 | -0.35 | 0.24 | 0.026 | 0 | 0.024 | PreCW-Front-GasDHW-ElecDry | Appl-CW-Front-GasDHW-ElecDry-Tier2AnyMFm1996CZ11DEER2017 | 0
42958.3843 | Appl-CW-Front-GasDHW-ElecDry-Tier2 | MFm | 1996 | CZ12 | rDXGF | -1 | Household | 1 | 1031.9 | 188 | 0 | 0 | 185 | 0 | 2.8 | 0 | -0.2 | 0.1 | -0.3 | 0.3 | 0 | 0 | 0 | 0 | -0.37 | 0 | -0.55 | 0.18 | 0.029 | 0 | 0.025 | 171 | 0 | 0 | 169 | 0 | 2.5 | 0 | -0.2 | 0.1 | -0.3 | 0.3 | 0 | 0 | 0 | 0 | -0.24 | 0 | -0.49 | 0.25 | 0.027 | 0 | 0.023 | PreCW-Front-GasDHW-ElecDry | Appl-CW-Front-GasDHW-ElecDry-Tier2AnyMFm1996CZ12DEER2017 | 0
42958.3843 | Appl-CW-Front-GasDHW-ElecDry-Tier2 | MFm | 1996 | CZ13 | rDXGF | -1 | Household | 1 | 1031.9 | 189 | 0 | 0 | 185 | 0 | 3.8 | 0 | -0.2 | 0.2 | -0.3 | 0.4 | 0 | 0 | 0 | 0 | -0.31 | 0 | -0.48 | 0.18 | 0.028 | 0 | 0.025 | 172 | 0 | 0 | 169 | 0 | 3.4 | 0 | -0.2 | 0.2 | -0.3 | 0.4 | 0 | 0 | 0 | 0 | -0.2 | 0 | -0.44 | 0.24 | 0.026 | 0 | 0.023 | PreCW-Front-GasDHW-ElecDry | Appl-CW-Front-GasDHW-ElecDry-Tier2AnyMFm1996CZ13DEER2017 | 0
42958.3843 | Appl-CW-Front-GasDHW-ElecDry-Tier2 | MFm | 1996 | CZ14 | rDXGF | -1 | Household | 1 | 1086 | 190 | 0 | 0 | 185 | 0 | 4.7 | 0 | -0.1 | 0.4 | -0.2 | 0.6 | 0 | 0 | 0 | 0 | -0.28 | 0 | -0.45 | 0.17 | 0.027 | 0 | 0.025 | 173 | 0 | 0 | 169 | 0 | 4.3 | 0 | -0.1 | 0.3 | -0.2 | 0.5 | 0 | 0 | 0 | 0 | -0.17 | 0 | -0.41 | 0.24 | 0.025 | 0 | 0.023 | PreCW-Front-GasDHW-ElecDry | Appl-CW-Front-GasDHW-ElecDry-Tier2AnyMFm1996CZ14DEER2017 | 0
42958.3843 | Appl-CW-Front-GasDHW-ElecDry-Tier2 | MFm | 1996 | CZ15 | rDXGF | -1 | Household | 1 | 1086 | 191 | 0 | 0 | 185 | 0 | 5.5 | 0 | -0.1 | 0.4 | -0.2 | 0.6 | 0 | 0 | 0 | 0 | -0.08 | 0 | -0.21 | 0.14 | 0.028 | 0 | 0.025 | 174 | 0 | 0 | 169 | 0 | 4.9 | 0 | 0 | 0.4 | -0.1 | 0.5 | 0 | 0 | 0 | 0 | 0 | 0 | -0.19 | 0.19 | 0.025 | 0 | 0.023 | PreCW-Front-GasDHW-ElecDry | Appl-CW-Front-GasDHW-ElecDry-Tier2AnyMFm1996CZ15DEER2017 | 0
42958.3843 | Appl-CW-Front-GasDHW-ElecDry-Tier2 | MFm | 1996 | CZ16 | rDXGF | -1 | Household | 1 | 981.6 | 188 | 0 | 0 | 185 | 0 | 3 | 0 | -0.3 | 0 | -0.3 | 0.4 | 0 | 0 | 0 | 0 | -0.45 | 0 | -0.65 | 0.2 | 0.027 | 0 | 0.026 | 171 | 0 | 0 | 169 | 0 | 2.7 | 0 | -0.3 | 0 | -0.3 | 0.4 | 0 | 0 | 0 | 0 | -0.31 | 0 | -0.59 | 0.28 | 0.025 | 0 | 0.024 | PreCW-Front-GasDHW-ElecDry | Appl-CW-Front-GasDHW-ElecDry-Tier2AnyMFm1996CZ16DEER2017 | 0
42958.3843 | Appl-CW-Front-GasDHW-ElecDry-Tier2 | MFm | 2003 | CZ01 | rDXGF | -1 | Household | 1 | 998.7 | 185 | 0 | 0 | 185 | 0 | 0.1 | 0 | -0.3 | -0.4 | -0.4 | 0 | 0 | 0 | 0 | 0 | -0.47 | 0 | -0.67 | 0.2 | 0.026 | 0 | 0.025 | 168 | 0 | 0 | 169 | 0 | 0.1 | 0 | -0.3 | -0.4 | -0.4 | 0 | 0 | 0 | 0 | 0 | -0.4 | 0 | -0.68 | 0.28 | 0.023 | 0 | 0.023 | PreCW-Front-GasDHW-ElecDry | Appl-CW-Front-GasDHW-ElecDry-Tier2AnyMFm2003CZ01DEER2017 | 0
42958.3843 | Appl-CW-Front-GasDHW-ElecDry-Tier2 | MFm | 2003 | CZ02 | rDXGF | -1 | Household | 1 | 1073.2 | 187 | 0 | 0 | 185 | 0 | 1.8 | 0 | -0.2 | 0 | -0.2 | 0.2 | 0 | 0 | 0 | 0 | -0.2 | 0 | -0.38 | 0.18 | 0.028 | 0 | 0.025 | 170 | 0 | 0 | 169 | 0 | 1.5 | 0 | -0.2 | 0 | -0.2 | 0.2 | 0 | 0 | 0 | 0 | -0.12 | 0 | -0.38 | 0.26 | 0.025 | 0 | 0.023 | PreCW-Front-GasDHW-ElecDry | Appl-CW-Front-GasDHW-ElecDry-Tier2AnyMFm2003CZ02DEER2017 | 0
42958.3843 | Appl-CW-Front-GasDHW-ElecDry-Tier2 | MFm | 2003 | CZ03 | rDXGF | -1 | Household | 1 | 998.7 | 185 | 0 | 0 | 185 | 0 | 0.3 | 0 | -0.2 | -0.3 | -0.3 | 0.1 | 0 | 0 | 0 | 0 | -0.49 | 0 | -0.67 | 0.18 | 0.026 | 0 | 0.026 | 169 | 0 | 0 | 169 | 0 | 0.3 | 0 | -0.2 | -0.2 | -0.3 | 0.1 | 0 | 0 | 0 | 0 | -0.35 | 0 | -0.61 | 0.26 | 0.024 | 0 | 0.023 | PreCW-Front-GasDHW-ElecDry | Appl-CW-Front-GasDHW-ElecDry-Tier2AnyMFm2003CZ03DEER2017 | 0
42958.3843 | Appl-CW-Front-GasDHW-ElecDry-Tier2 | MFm | 2003 | CZ04 | rDXGF | -1 | Household | 1 | 998.7 | 190 | 0 | 0 | 185 | 0 | 4.2 | 0 | -0.1 | 0.5 | -0.1 | 0.6 | 0 | 0 | 0 | 0 | -0.14 | 0 | -0.32 | 0.18 | 0.032 | 0 | 0.025 | 171 | 0 | 0 | 169 | 0 | 2.1 | 0 | -0.2 | 0.1 | -0.2 | 0.3 | 0 | 0 | 0 | 0 | -0.14 | 0 | -0.38 | 0.25 | 0.026 | 0 | 0.023 | PreCW-Front-GasDHW-ElecDry | Appl-CW-Front-GasDHW-ElecDry-Tier2AnyMFm2003CZ04DEER2017 | 0
42958.3843 | Appl-CW-Front-GasDHW-ElecDry-Tier2 | MFm | 2003 | CZ05 | rDXGF | -1 | Household | 1 | 998.7 | 185 | 0 | 0 | 185 | 0 | 0.5 | 0 | -0.2 | -0.2 | -0.3 | 0.1 | 0 | 0 | 0 | 0 | -0.49 | 0 | -0.68 | 0.18 | 0.026 | 0 | 0.025 | 169 | 0 | 0 | 169 | 0 | 0.5 | 0 | -0.2 | -0.2 | -0.3 | 0.1 | 0 | 0 | 0 | 0 | -0.35 | 0 | -0.61 | 0.26 | 0.023 | 0 | 0.023 | PreCW-Front-GasDHW-ElecDry | Appl-CW-Front-GasDHW-ElecDry-Tier2AnyMFm2003CZ05DEER2017 | 0
42958.3843 | Appl-CW-Front-GasDHW-ElecDry-Tier2 | MFm | 2003 | CZ06 | rDXGF | -1 | Household | 1 | 1206 | 187 | 0 | 0 | 185 | 0 | 1.9 | 0 | -0.1 | 0.1 | -0.1 | 0.2 | 0 | 0 | 0 | 0 | -0.24 | 0 | -0.41 | 0.17 | 0.029 | 0 | 0.025 | 171 | 0 | 0 | 169 | 0 | 1.8 | 0 | -0.1 | 0.1 | -0.1 | 0.2 | 0 | 0 | 0 | 0 | -0.13 | 0 | -0.37 | 0.24 | 0.026 | 0 | 0.023 | PreCW-Front-GasDHW-ElecDry | Appl-CW-Front-GasDHW-ElecDry-Tier2AnyMFm2003CZ06DEER2017 | 0
42958.3843 | Appl-CW-Front-GasDHW-ElecDry-Tier2 | MFm | 2003 | CZ07 | rDXGF | -1 | Household | 1 | 1206 | 188 | 0 | 0 | 185 | 0 | 2.9 | 0 | -0.1 | 0.2 | -0.2 | 0.4 | 0 | 0 | 0 | 0 | -0.21 | 0 | -0.38 | 0.17 | 0.027 | 0 | 0.026 | 172 | 0 | 0 | 169 | 0 | 2.5 | 0 | -0.1 | 0.2 | -0.2 | 0.3 | 0 | 0 | 0 | 0 | -0.11 | 0 | -0.35 | 0.24 | 0.025 | 0 | 0.024 | PreCW-Front-GasDHW-ElecDry | Appl-CW-Front-GasDHW-ElecDry-Tier2AnyMFm2003CZ07DEER2017 | 0
42958.3843 | Appl-CW-Front-GasDHW-ElecDry-Tier2 | MFm | 2003 | CZ08 | rDXGF | -1 | Household | 1 | 1206 | 188 | 0 | 0 | 185 | 0 | 3 | 0 | -0.2 | 0.3 | -0.2 | 0.4 | 0 | 0 | 0 | 0 | -0.19 | 0 | -0.36 | 0.17 | 0.029 | 0 | 0.025 | 172 | 0 | 0 | 169 | 0 | 2.7 | 0 | -0.1 | 0.3 | -0.2 | 0.3 | 0 | 0 | 0 | 0 | -0.09 | 0 | -0.32 | 0.24 | 0.026 | 0 | 0.023 | PreCW-Front-GasDHW-ElecDry | Appl-CW-Front-GasDHW-ElecDry-Tier2AnyMFm2003CZ08DEER2017 | 0
42958.3843 | Appl-CW-Front-GasDHW-ElecDry-Tier2 | MFm | 2003 | CZ09 | rDXGF | -1 | Household | 1 | 1126.6 | 188 | 0 | 0 | 185 | 0 | 3 | 0 | -0.2 | 0.1 | -0.2 | 0.4 | 0 | 0 | 0 | 0 | -0.31 | 0 | -0.49 | 0.18 | 0.028 | 0 | 0.026 | 170 | 0 | 0 | 169 | 0 | 1.6 | 0 | -0.1 | -0.1 | -0.2 | 0.2 | 0 | 0 | 0 | 0 | -0.18 | 0 | -0.42 | 0.24 | 0.023 | 0 | 0.024 | PreCW-Front-GasDHW-ElecDry | Appl-CW-Front-GasDHW-ElecDry-Tier2AnyMFm2003CZ09DEER2017 | 0
42958.3843 | Appl-CW-Front-GasDHW-ElecDry-Tier2 | MFm | 2003 | CZ10 | rDXGF | -1 | Household | 1 | 1073.2 | 188 | 0 | 0 | 185 | 0 | 2.9 | 0 | -0.1 | 0.2 | -0.2 | 0.4 | 0 | 0 | 0 | 0 | -0.13 | 0 | -0.29 | 0.16 | 0.03 | 0 | 0.025 | 172 | 0 | 0 | 169 | 0 | 2.6 | 0 | -0.1 | 0.2 | -0.2 | 0.4 | 0 | 0 | 0 | 0 | -0.04 | 0 | -0.27 | 0.23 | 0.027 | 0 | 0.023 | PreCW-Front-GasDHW-ElecDry | Appl-CW-Front-GasDHW-ElecDry-Tier2AnyMFm2003CZ10DEER2017 | 0
42958.3843 | Appl-CW-Front-GasDHW-ElecDry-Tier2 | MFm | 2003 | CZ11 | rDXGF | -1 | Household | 1 | 1073.2 | 189 | 0 | 0 | 185 | 0 | 3.8 | 0 | -0.2 | 0.2 | -0.2 | 0.4 | 0 | 0 | 0 | 0 | -0.33 | 0 | -0.5 | 0.18 | 0.028 | 0 | 0.026 | 172 | 0 | 0 | 169 | 0 | 3.4 | 0 | -0.2 | 0.2 | -0.2 | 0.4 | 0 | 0 | 0 | 0 | -0.21 | 0 | -0.45 | 0.24 | 0.025 | 0 | 0.024 | PreCW-Front-GasDHW-ElecDry | Appl-CW-Front-GasDHW-ElecDry-Tier2AnyMFm2003CZ11DEER2017 | 0
42958.3843 | Appl-CW-Front-GasDHW-ElecDry-Tier2 | MFm | 2003 | CZ12 | rDXGF | -1 | Household | 1 | 1073.2 | 188 | 0 | 0 | 185 | 0 | 3.2 | 0 | -0.2 | 0.2 | -0.2 | 0.4 | 0 | 0 | 0 | 0 | -0.29 | 0 | -0.47 | 0.18 | 0.028 | 0 | 0.026 | 172 | 0 | 0 | 169 | 0 | 2.9 | 0 | -0.2 | 0.2 | -0.2 | 0.4 | 0 | 0 | 0 | 0 | -0.17 | 0 | -0.42 | 0.25 | 0.026 | 0 | 0.024 | PreCW-Front-GasDHW-ElecDry | Appl-CW-Front-GasDHW-ElecDry-Tier2AnyMFm2003CZ12DEER2017 | 0
42958.3843 | Appl-CW-Front-GasDHW-ElecDry-Tier2 | MFm | 2003 | CZ13 | rDXGF | -1 | Household | 1 | 1073.2 | 189 | 0 | 0 | 185 | 0 | 4 | 0 | -0.2 | 0.3 | -0.2 | 0.5 | 0 | 0 | 0 | 0 | -0.27 | 0 | -0.43 | 0.17 | 0.028 | 0 | 0.026 | 173 | 0 | 0 | 169 | 0 | 3.7 | 0 | -0.2 | 0.3 | -0.2 | 0.4 | 0 | 0 | 0 | 0 | -0.16 | 0 | -0.39 | 0.23 | 0.026 | 0 | 0.024 | PreCW-Front-GasDHW-ElecDry | Appl-CW-Front-GasDHW-ElecDry-Tier2AnyMFm2003CZ13DEER2017 | 0
42958.3843 | Appl-CW-Front-GasDHW-ElecDry-Tier2 | MFm | 2003 | CZ14 | rDXGF | -1 | Household | 1 | 1094.6 | 190 | 0 | 0 | 185 | 0 | 4.4 | 0 | -0.2 | 0.3 | -0.3 | 0.5 | 0 | 0 | 0 | 0 | -0.3 | 0 | -0.49 | 0.18 | 0.028 | 0 | 0.025 | 173 | 0 | 0 | 169 | 0 | 4 | 0 | -0.2 | 0.2 | -0.3 | 0.5 | 0 | 0 | 0 | 0 | -0.19 | 0 | -0.44 | 0.25 | 0.025 | 0 | 0.023 | PreCW-Front-GasDHW-ElecDry | Appl-CW-Front-GasDHW-ElecDry-Tier2AnyMFm2003CZ14DEER2017 | 0
42958.3843 | Appl-CW-Front-GasDHW-ElecDry-Tier2 | MFm | 2003 | CZ15 | rDXGF | -1 | Household | 1 | 1094.6 | 191 | 0 | 0 | 185 | 0 | 5.5 | 0 | -0.1 | 0.4 | -0.1 | 0.6 | 0 | 0 | 0 | 0 | -0.08 | 0 | -0.22 | 0.14 | 0.028 | 0 | 0.026 | 174 | 0 | 0 | 169 | 0 | 5 | 0 | -0.1 | 0.4 | -0.1 | 0.5 | 0 | 0 | 0 | 0 | 0 | 0 | -0.19 | 0.2 | 0.026 | 0 | 0.024 | PreCW-Front-GasDHW-ElecDry | Appl-CW-Front-GasDHW-ElecDry-Tier2AnyMFm2003CZ15DEER2017 | 0
42958.3843 | Appl-CW-Front-GasDHW-ElecDry-Tier2 | MFm | 2003 | CZ16 | rDXGF | -1 | Household | 1 | 998.7 | 188 | 0 | 0 | 185 | 0 | 2.9 | 0 | -0.3 | 0.1 | -0.3 | 0.4 | 0 | 0 | 0 | 0 | -0.42 | 0 | -0.62 | 0.21 | 0.028 | 0 | 0.026 | 171 | 0 | 0 | 169 | 0 | 2.6 | 0 | -0.2 | 0.1 | -0.3 | 0.3 | 0 | 0 | 0 | 0 | -0.28 | 0 | -0.56 | 0.28 | 0.026 | 0 | 0.024 | PreCW-Front-GasDHW-ElecDry | Appl-CW-Front-GasDHW-ElecDry-Tier2AnyMFm2003CZ16DEER2017 | 0
42958.3843 | Appl-CW-Front-GasDHW-ElecDry-Tier2 | MFm | 2007 | CZ01 | rDXGF | -1 | Household | 1 | 998.7 | 184 | 0 | 0 | 185 | 0 | 0 | 0 | -0.3 | -0.4 | -0.5 | 0 | 0 | 0 | 0 | 0 | -0.62 | 0 | -0.83 | 0.21 | 0.026 | 0 | 0.025 | 168 | 0 | 0 | 169 | 0 | 0 | 0 | -0.3 | -0.4 | -0.5 | 0 | 0 | 0 | 0 | 0 | -0.46 | 0 | -0.75 | 0.28 | 0.024 | 0 | 0.023 | PreCW-Front-GasDHW-ElecDry | Appl-CW-Front-GasDHW-ElecDry-Tier2AnyMFm2007CZ01DEER2017 | 0
42958.3843 | Appl-CW-Front-GasDHW-ElecDry-Tier2 | MFm | 2007 | CZ02 | rDXGF | -1 | Household | 1 | 1073.2 | 187 | 0 | 0 | 185 | 0 | 1.8 | 0 | -0.2 | 0.1 | -0.3 | 0.4 | 0 | 0 | 0 | 0 | -0.26 | 0 | -0.46 | 0.19 | 0.028 | 0 | 0.026 | 170 | 0 | 0 | 169 | 0 | 1.2 | 0 | -0.2 | -0.1 | -0.3 | 0.3 | 0 | 0 | 0 | 0 | -0.25 | 0 | -0.51 | 0.26 | 0.025 | 0 | 0.024 | PreCW-Front-GasDHW-ElecDry | Appl-CW-Front-GasDHW-ElecDry-Tier2AnyMFm2007CZ02DEER2017 | 0
42958.3843 | Appl-CW-Front-GasDHW-ElecDry-Tier2 | MFm | 2007 | CZ03 | rDXGF | -1 | Household | 1 | 998.7 | 185 | 0 | 0 | 185 | 0 | 0.2 | 0 | -0.2 | -0.3 | -0.3 | 0 | 0 | 0 | 0 | 0 | -0.43 | 0 | -0.63 | 0.2 | 0.027 | 0 | 0.025 | 169 | 0 | 0 | 169 | 0 | 0.2 | 0 | -0.2 | -0.3 | -0.3 | 0 | 0 | 0 | 0 | 0 | -0.29 | 0 | -0.56 | 0.27 | 0.024 | 0 | 0.023 | PreCW-Front-GasDHW-ElecDry | Appl-CW-Front-GasDHW-ElecDry-Tier2AnyMFm2007CZ03DEER2017 | 0
42958.3843 | Appl-CW-Front-GasDHW-ElecDry-Tier2 | MFm | 2007 | CZ04 | rDXGF | -1 | Household | 1 | 998.7 | 187 | 0 | 0 | 185 | 0 | 2.3 | 0 | -0.1 | 0.2 | -0.3 | 0.4 | 0 | 0 | 0 | 0 | -0.23 | 0 | -0.41 | 0.19 | 0.027 | 0 | 0.025 | 171 | 0 | 0 | 169 | 0 | 2.1 | 0 | -0.1 | 0.2 | -0.2 | 0.4 | 0 | 0 | 0 | 0 | -0.12 | 0 | -0.37 | 0.26 | 0.025 | 0 | 0.023 | PreCW-Front-GasDHW-ElecDry | Appl-CW-Front-GasDHW-ElecDry-Tier2AnyMFm2007CZ04DEER2017 | 0
42958.3843 | Appl-CW-Front-GasDHW-ElecDry-Tier2 | MFm | 2007 | CZ05 | rDXGF | -1 | Household | 1 | 998.7 | 185 | 0 | 0 | 185 | 0 | 0.4 | 0 | -0.2 | -0.2 | -0.3 | 0.1 | 0 | 0 | 0 | 0 | -0.38 | 0 | -0.57 | 0.19 | 0.027 | 0 | 0.025 | 169 | 0 | 0 | 169 | 0 | 0.3 | 0 | -0.1 | -0.2 | -0.2 | 0 | 0 | 0 | 0 | 0 | -0.25 | 0 | -0.51 | 0.26 | 0.024 | 0 | 0.023 | PreCW-Front-GasDHW-ElecDry | Appl-CW-Front-GasDHW-ElecDry-Tier2AnyMFm2007CZ05DEER2017 | 0
42958.3843 | Appl-CW-Front-GasDHW-ElecDry-Tier2 | MFm | 2007 | CZ06 | rDXGF | -1 | Household | 1 | 1206 | 186 | 0 | 0 | 185 | 0 | 0.9 | 0 | -0.2 | -0.3 | -0.4 | 0.1 | 0 | 0 | 0 | 0 | -0.53 | 0 | -0.71 | 0.18 | 0.026 | 0 | 0.025 | 169 | 0 | 0 | 169 | 0 | 0.7 | 0 | -0.2 | -0.3 | -0.4 | 0.1 | 0 | 0 | 0 | 0 | -0.42 | 0 | -0.67 | 0.25 | 0.023 | 0 | 0.023 | PreCW-Front-GasDHW-ElecDry | Appl-CW-Front-GasDHW-ElecDry-Tier2AnyMFm2007CZ06DEER2017 | 0
42958.3843 | Appl-CW-Front-GasDHW-ElecDry-Tier2 | MFm | 2007 | CZ07 | rDXGF | -1 | Household | 1 | 1206 | 187 | 0 | 0 | 185 | 0 | 1.9 | 0 | -0.2 | 0 | -0.3 | 0.4 | 0 | 0 | 0 | 0 | -0.41 | 0 | -0.59 | 0.18 | 0.025 | 0 | 0.026 | 172 | 0 | 0 | 169 | 0 | 3.1 | 0 | -0.1 | 0.4 | -0.2 | 0.6 | 0 | 0 | 0 | 0 | -0.05 | 0 | -0.3 | 0.25 | 0.026 | 0 | 0.024 | PreCW-Front-GasDHW-ElecDry | Appl-CW-Front-GasDHW-ElecDry-Tier2AnyMFm2007CZ07DEER2017 | 0
42958.3843 | Appl-CW-Front-GasDHW-ElecDry-Tier2 | MFm | 2007 | CZ08 | rDXGF | -1 | Household | 1 | 1206 | 183 | 0 | 0 | 185 | 0 | -1.1 | 0 | -0.2 | -0.6 | -0.3 | -0.2 | 0 | 0 | 0 | 0 | -0.45 | 0 | -0.62 | 0.18 | 0.019 | 0 | 0.025 | 167 | 0 | 0 | 169 | 0 | -1.4 | 0 | -0.2 | -0.6 | -0.3 | -0.3 | 0 | 0 | 0 | 0 | -0.35 | 0 | -0.59 | 0.25 | 0.017 | 0 | 0.023 | PreCW-Front-GasDHW-ElecDry | Appl-CW-Front-GasDHW-ElecDry-Tier2AnyMFm2007CZ08DEER2017 | 0
42958.3843 | Appl-CW-Front-GasDHW-ElecDry-Tier2 | MFm | 2007 | CZ09 | rDXGF | -1 | Household | 1 | 1126.6 | 188 | 0 | 0 | 185 | 0 | 2.4 | 0 | -0.1 | 0.2 | -0.2 | 0.4 | 0 | 0 | 0 | 0 | -0.22 | 0 | -0.4 | 0.17 | 0.028 | 0 | 0.026 | 171 | 0 | 0 | 169 | 0 | 2.2 | 0 | -0.1 | 0.2 | -0.2 | 0.4 | 0 | 0 | 0 | 0 | -0.12 | 0 | -0.36 | 0.24 | 0.026 | 0 | 0.023 | PreCW-Front-GasDHW-ElecDry | Appl-CW-Front-GasDHW-ElecDry-Tier2AnyMFm2007CZ09DEER2017 | 0
42958.3843 | Appl-CW-Front-GasDHW-ElecDry-Tier2 | MFm | 2007 | CZ10 | rDXGF | -1 | Household | 1 | 1073.2 | 188 | 0 | 0 | 185 | 0 | 2.5 | 0 | -0.1 | 0.2 | -0.2 | 0.4 | 0 | 0 | 0 | 0 | -0.17 | 0 | -0.34 | 0.17 | 0.027 | 0 | 0.026 | 173 | 0 | 0 | 169 | 0 | 3.6 | 0 | 0 | 0.5 | -0.1 | 0.6 | 0 | 0 | 0 | 0 | 0 | 0 | -0.24 | 0.24 | 0.027 | 0 | 0.024 | PreCW-Front-GasDHW-ElecDry | Appl-CW-Front-GasDHW-ElecDry-Tier2AnyMFm2007CZ10DEER2017 | 0
42958.3843 | Appl-CW-Front-GasDHW-ElecDry-Tier2 | MFm | 2007 | CZ11 | rDXGF | -1 | Household | 1 | 1073.2 | 188 | 0 | 0 | 185 | 0 | 3.1 | 0 | -0.2 | 0.3 | -0.3 | 0.5 | 0 | 0 | 0 | 0 | -0.33 | 0 | -0.51 | 0.18 | 0.027 | 0 | 0.026 | 172 | 0 | 0 | 169 | 0 | 2.9 | 0 | -0.2 | 0.3 | -0.3 | 0.4 | 0 | 0 | 0 | 0 | -0.21 | 0 | -0.46 | 0.25 | 0.025 | 0 | 0.024 | PreCW-Front-GasDHW-ElecDry | Appl-CW-Front-GasDHW-ElecDry-Tier2AnyMFm2007CZ11DEER2017 | 0
42958.3843 | Appl-CW-Front-GasDHW-ElecDry-Tier2 | MFm | 2007 | CZ12 | rDXGF | -1 | Household | 1 | 1073.2 | 188 | 0 | 0 | 185 | 0 | 2.9 | 0 | -0.2 | 0.2 | -0.2 | 0.4 | 0 | 0 | 0 | 0 | -0.28 | 0 | -0.46 | 0.18 | 0.027 | 0 | 0.026 | 171 | 0 | 0 | 169 | 0 | 2.6 | 0 | -0.2 | 0.2 | -0.2 | 0.4 | 0 | 0 | 0 | 0 | -0.16 | 0 | -0.41 | 0.25 | 0.025 | 0 | 0.024 | PreCW-Front-GasDHW-ElecDry | Appl-CW-Front-GasDHW-ElecDry-Tier2AnyMFm2007CZ12DEER2017 | 0
42958.3843 | Appl-CW-Front-GasDHW-ElecDry-Tier2 | MFm | 2007 | CZ13 | rDXGF | -1 | Household | 1 | 1073.2 | 188 | 0 | 0 | 185 | 0 | 3.4 | 0 | -0.2 | 0.3 | -0.2 | 0.5 | 0 | 0 | 0 | 0 | -0.3 | 0 | -0.48 | 0.18 | 0.027 | 0 | 0.026 | 172 | 0 | 0 | 169 | 0 | 3.1 | 0 | -0.1 | 0.3 | -0.2 | 0.5 | 0 | 0 | 0 | 0 | -0.19 | 0 | -0.43 | 0.25 | 0.025 | 0 | 0.024 | PreCW-Front-GasDHW-ElecDry | Appl-CW-Front-GasDHW-ElecDry-Tier2AnyMFm2007CZ13DEER2017 | 0
42958.3843 | Appl-CW-Front-GasDHW-ElecDry-Tier2 | MFm | 2007 | CZ14 | rDXGF | -1 | Household | 1 | 1094.6 | 189 | 0 | 0 | 185 | 0 | 3.7 | 0 | -0.1 | 0.3 | -0.2 | 0.6 | 0 | 0 | 0 | 0 | -0.31 | 0 | -0.49 | 0.19 | 0.027 | 0 | 0.025 | 172 | 0 | 0 | 169 | 0 | 3.3 | 0 | -0.1 | 0.3 | -0.2 | 0.6 | 0 | 0 | 0 | 0 | -0.2 | 0 | -0.44 | 0.25 | 0.025 | 0 | 0.023 | PreCW-Front-GasDHW-ElecDry | Appl-CW-Front-GasDHW-ElecDry-Tier2AnyMFm2007CZ14DEER2017 | 0
42958.3843 | Appl-CW-Front-GasDHW-ElecDry-Tier2 | MFm | 2007 | CZ15 | rDXGF | -1 | Household | 1 | 1094.6 | 190 | 0 | 0 | 185 | 0 | 4.3 | 0 | -0.1 | 0.5 | -0.1 | 0.6 | 0 | 0 | 0 | 0 | -0.07 | 0 | -0.23 | 0.14 | 0.027 | 0 | 0.026 | 173 | 0 | 0 | 169 | 0 | 3.9 | 0 | -0.1 | 0.4 | -0.1 | 0.6 | 0 | 0 | 0 | 0 | 0 | 0 | -0.2 | 0.2 | 0.025 | 0 | 0.024 | PreCW-Front-GasDHW-ElecDry | Appl-CW-Front-GasDHW-ElecDry-Tier2AnyMFm2007CZ15DEER2017 | 0
42958.3843 | Appl-CW-Front-GasDHW-ElecDry-Tier2 | MFm | 2007 | CZ16 | rDXGF | -1 | Household | 1 | 998.7 | 187 | 0 | 0 | 185 | 0 | 2.2 | 0 | -0.2 | 0.1 | -0.3 | 0.4 | 0 | 0 | 0 | 0 | -0.43 | 0 | -0.64 | 0.21 | 0.027 | 0 | 0.026 | 171 | 0 | 0 | 169 | 0 | 2 | 0 | -0.2 | 0.1 | -0.3 | 0.4 | 0 | 0 | 0 | 0 | -0.29 | 0 | -0.58 | 0.28 | 0.025 | 0 | 0.024 | PreCW-Front-GasDHW-ElecDry | Appl-CW-Front-GasDHW-ElecDry-Tier2AnyMFm2007CZ16DEER2017 | 0
42958.3843 | Appl-CW-Front-GasDHW-ElecDry-Tier2 | MFm | 2011 | CZ01 | rDXGF | -1 | Household | 1 | 998.7 | 184 | 0 | 0 | 185 | 0 | 0 | 0 | -0.4 | -0.5 | -0.5 | 0 | 0 | 0 | 0 | 0 | -0.61 | 0 | -0.81 | 0.2 | 0.026 | 0 | 0.026 | 168 | 0 | 0 | 169 | 0 | 0 | 0 | -0.4 | -0.4 | -0.5 | 0 | 0 | 0 | 0 | 0 | -0.45 | 0 | -0.73 | 0.28 | 0.024 | 0 | 0.024 | PreCW-Front-GasDHW-ElecDry | Appl-CW-Front-GasDHW-ElecDry-Tier2AnyMFm2011CZ01DEER2017 | 0
42958.3843 | Appl-CW-Front-GasDHW-ElecDry-Tier2 | MFm | 2011 | CZ02 | rDXGF | -1 | Household | 1 | 1073.2 | 187 | 0 | 0 | 185 | 0 | 2 | 0 | -0.1 | 0.1 | -0.2 | 0.4 | 0 | 0 | 0 | 0 | -0.24 | 0 | -0.43 | 0.19 | 0.028 | 0 | 0.026 | 171 | 0 | 0 | 169 | 0 | 1.8 | 0 | -0.1 | 0.1 | -0.2 | 0.3 | 0 | 0 | 0 | 0 | -0.13 | 0 | -0.39 | 0.26 | 0.025 | 0 | 0.024 | PreCW-Front-GasDHW-ElecDry | Appl-CW-Front-GasDHW-ElecDry-Tier2AnyMFm2011CZ02DEER2017 | 0
42958.3843 | Appl-CW-Front-GasDHW-ElecDry-Tier2 | MFm | 2011 | CZ03 | rDXGF | -1 | Household | 1 | 998.7 | 185 | 0 | 0 | 185 | 0 | 0.2 | 0 | -0.2 | -0.3 | -0.3 | 0 | 0 | 0 | 0 | 0 | -0.37 | 0 | -0.56 | 0.19 | 0.026 | 0 | 0.026 | 169 | 0 | 0 | 169 | 0 | 0.2 | 0 | -0.2 | -0.2 | -0.2 | 0 | 0 | 0 | 0 | 0 | -0.24 | 0 | -0.5 | 0.26 | 0.024 | 0 | 0.023 | PreCW-Front-GasDHW-ElecDry | Appl-CW-Front-GasDHW-ElecDry-Tier2AnyMFm2011CZ03DEER2017 | 0
42958.3843 | Appl-CW-Front-GasDHW-ElecDry-Tier2 | MFm | 2011 | CZ04 | rDXGF | -1 | Household | 1 | 998.7 | 189 | 0 | 0 | 185 | 0 | 3.2 | 0 | -0.1 | 0.4 | -0.2 | 0.6 | 0 | 0 | 0 | 0 | -0.15 | 0 | -0.33 | 0.18 | 0.029 | 0 | 0.025 | 172 | 0 | 0 | 169 | 0 | 2.9 | 0 | -0.1 | 0.3 | -0.2 | 0.5 | 0 | 0 | 0 | 0 | -0.05 | 0 | -0.29 | 0.25 | 0.026 | 0 | 0.023 | PreCW-Front-GasDHW-ElecDry | Appl-CW-Front-GasDHW-ElecDry-Tier2AnyMFm2011CZ04DEER2017 | 0
42958.3843 | Appl-CW-Front-GasDHW-ElecDry-Tier2 | MFm | 2011 | CZ05 | rDXGF | -1 | Household | 1 | 998.7 | 185 | 0 | 0 | 185 | 0 | 0.4 | 0 | -0.2 | -0.2 | -0.3 | 0 | 0 | 0 | 0 | 0 | -0.36 | 0 | -0.55 | 0.18 | 0.026 | 0 | 0.026 | 169 | 0 | 0 | 169 | 0 | 0.3 | 0 | -0.2 | -0.2 | -0.2 | 0 | 0 | 0 | 0 | 0 | -0.23 | 0 | -0.5 | 0.26 | 0.024 | 0 | 0.024 | PreCW-Front-GasDHW-ElecDry | Appl-CW-Front-GasDHW-ElecDry-Tier2AnyMFm2011CZ05DEER2017 | 0
42958.3843 | Appl-CW-Front-GasDHW-ElecDry-Tier2 | MFm | 2011 | CZ06 | rDXGF | -1 | Household | 1 | 1206 | 187 | 0 | 0 | 185 | 0 | 1.9 | 0 | -0.2 | 0.2 | -0.2 | 0.3 | 0 | 0 | 0 | 0 | -0.27 | 0 | -0.45 | 0.17 | 0.027 | 0 | 0.026 | 171 | 0 | 0 | 169 | 0 | 1.7 | 0 | -0.1 | 0.1 | -0.1 | 0.3 | 0 | 0 | 0 | 0 | -0.16 | 0 | -0.4 | 0.24 | 0.025 | 0 | 0.024 | PreCW-Front-GasDHW-ElecDry | Appl-CW-Front-GasDHW-ElecDry-Tier2AnyMFm2011CZ06DEER2017 | 0
42958.3843 | Appl-CW-Front-GasDHW-ElecDry-Tier2 | MFm | 2011 | CZ07 | rDXGF | -1 | Household | 1 | 1206 | 189 | 0 | 0 | 185 | 0 | 3.4 | 0 | -0.1 | 0.5 | -0.2 | 0.6 | 0 | 0 | 0 | 0 | -0.17 | 0 | -0.35 | 0.18 | 0.027 | 0 | 0.026 | 172 | 0 | 0 | 169 | 0 | 3.1 | 0 | -0.1 | 0.4 | -0.1 | 0.6 | 0 | 0 | 0 | 0 | -0.07 | 0 | -0.31 | 0.25 | 0.025 | 0 | 0.024 | PreCW-Front-GasDHW-ElecDry | Appl-CW-Front-GasDHW-ElecDry-Tier2AnyMFm2011CZ07DEER2017 | 0
42958.3843 | Appl-CW-Front-GasDHW-ElecDry-Tier2 | MFm | 2011 | CZ08 | rDXGF | -1 | Household | 1 | 1206 | 189 | 0 | 0 | 185 | 0 | 3.6 | 0 | -0.1 | 0.4 | -0.1 | 0.6 | 0 | 0 | 0 | 0 | -0.13 | 0 | -0.3 | 0.18 | 0.027 | 0 | 0.025 | 173 | 0 | 0 | 169 | 0 | 3.2 | 0 | -0.1 | 0.4 | -0.1 | 0.6 | 0 | 0 | 0 | 0 | -0.03 | 0 | -0.27 | 0.24 | 0.025 | 0 | 0.023 | PreCW-Front-GasDHW-ElecDry | Appl-CW-Front-GasDHW-ElecDry-Tier2AnyMFm2011CZ08DEER2017 | 0
42958.3843 | Appl-CW-Front-GasDHW-ElecDry-Tier2 | MFm | 2011 | CZ09 | rDXGF | -1 | Household | 1 | 1126.6 | 188 | 0 | 0 | 185 | 0 | 2.8 | 0 | -0.2 | 0.3 | -0.2 | 0.4 | 0 | 0 | 0 | 0 | -0.18 | 0 | -0.35 | 0.17 | 0.027 | 0 | 0.025 | 172 | 0 | 0 | 169 | 0 | 2.5 | 0 | -0.2 | 0.2 | -0.1 | 0.4 | 0 | 0 | 0 | 0 | -0.08 | 0 | -0.31 | 0.23 | 0.025 | 0 | 0.023 | PreCW-Front-GasDHW-ElecDry | Appl-CW-Front-GasDHW-ElecDry-Tier2AnyMFm2011CZ09DEER2017 | 0
42958.3843 | Appl-CW-Front-GasDHW-ElecDry-Tier2 | MFm | 2011 | CZ10 | rDXGF | -1 | Household | 1 | 1073.2 | 188 | 0 | 0 | 185 | 0 | 2.8 | 0 | -0.1 | 0.2 | -0.1 | 0.4 | 0 | 0 | 0 | 0 | -0.13 | 0 | -0.3 | 0.17 | 0.028 | 0 | 0.026 | 172 | 0 | 0 | 169 | 0 | 2.5 | 0 | -0.1 | 0.2 | -0.1 | 0.4 | 0 | 0 | 0 | 0 | -0.04 | 0 | -0.27 | 0.23 | 0.025 | 0 | 0.024 | PreCW-Front-GasDHW-ElecDry | Appl-CW-Front-GasDHW-ElecDry-Tier2AnyMFm2011CZ10DEER2017 | 0
42958.3843 | Appl-CW-Front-GasDHW-ElecDry-Tier2 | MFm | 2011 | CZ11 | rDXGF | -1 | Household | 1 | 1073.2 | 188 | 0 | 0 | 185 | 0 | 3.2 | 0 | -0.2 | 0.3 | -0.2 | 0.5 | 0 | 0 | 0 | 0 | -0.29 | 0 | -0.47 | 0.18 | 0.027 | 0 | 0.026 | 172 | 0 | 0 | 169 | 0 | 3.1 | 0 | -0.2 | 0.3 | -0.2 | 0.5 | 0 | 0 | 0 | 0 | -0.17 | 0 | -0.42 | 0.25 | 0.025 | 0 | 0.024 | PreCW-Front-GasDHW-ElecDry | Appl-CW-Front-GasDHW-ElecDry-Tier2AnyMFm2011CZ11DEER2017 | 0
42958.3843 | Appl-CW-Front-GasDHW-ElecDry-Tier2 | MFm | 2011 | CZ12 | rDXGF | -1 | Household | 1 | 1073.2 | 188 | 0 | 0 | 185 | 0 | 2.9 | 0 | -0.2 | 0.2 | -0.2 | 0.5 | 0 | 0 | 0 | 0 | -0.24 | 0 | -0.42 | 0.18 | 0.027 | 0 | 0.026 | 172 | 0 | 0 | 169 | 0 | 2.7 | 0 | -0.2 | 0.2 | -0.2 | 0.5 | 0 | 0 | 0 | 0 | -0.13 | 0 | -0.38 | 0.25 | 0.025 | 0 | 0.023 | PreCW-Front-GasDHW-ElecDry | Appl-CW-Front-GasDHW-ElecDry-Tier2AnyMFm2011CZ12DEER2017 | 0
42958.3843 | Appl-CW-Front-GasDHW-ElecDry-Tier2 | MFm | 2011 | CZ13 | rDXGF | -1 | Household | 1 | 1073.2 | 189 | 0 | 0 | 185 | 0 | 3.6 | 0 | -0.2 | 0.3 | -0.2 | 0.6 | 0 | 0 | 0 | 0 | -0.28 | 0 | -0.45 | 0.18 | 0.028 | 0 | 0.026 | 172 | 0 | 0 | 169 | 0 | 3.2 | 0 | -0.2 | 0.3 | -0.2 | 0.5 | 0 | 0 | 0 | 0 | -0.17 | 0 | -0.41 | 0.24 | 0.025 | 0 | 0.024 | PreCW-Front-GasDHW-ElecDry | Appl-CW-Front-GasDHW-ElecDry-Tier2AnyMFm2011CZ13DEER2017 | 0
42958.3843 | Appl-CW-Front-GasDHW-ElecDry-Tier2 | MFm | 2011 | CZ14 | rDXGF | -1 | Household | 1 | 1094.6 | 189 | 0 | 0 | 185 | 0 | 3.6 | 0 | -0.2 | 0.4 | -0.2 | 0.6 | 0 | 0 | 0 | 0 | -0.28 | 0 | -0.47 | 0.18 | 0.027 | 0 | 0.026 | 172 | 0 | 0 | 169 | 0 | 3.3 | 0 | -0.2 | 0.4 | -0.2 | 0.6 | 0 | 0 | 0 | 0 | -0.17 | 0 | -0.42 | 0.25 | 0.025 | 0 | 0.024 | PreCW-Front-GasDHW-ElecDry | Appl-CW-Front-GasDHW-ElecDry-Tier2AnyMFm2011CZ14DEER2017 | 0
42958.3843 | Appl-CW-Front-GasDHW-ElecDry-Tier2 | MFm | 2011 | CZ15 | rDXGF | -1 | Household | 1 | 1094.6 | 190 | 0 | 0 | 185 | 0 | 4.4 | 0 | 0 | 0.5 | -0.1 | 0.6 | 0 | 0 | 0 | 0 | -0.06 | 0 | -0.2 | 0.15 | 0.027 | 0 | 0.026 | 173 | 0 | 0 | 169 | 0 | 3.9 | 0 | 0 | 0.5 | -0.1 | 0.6 | 0 | 0 | 0 | 0 | 0.02 | 0 | -0.18 | 0.2 | 0.025 | 0 | 0.024 | PreCW-Front-GasDHW-ElecDry | Appl-CW-Front-GasDHW-ElecDry-Tier2AnyMFm2011CZ15DEER2017 | 0
42958.3843 | Appl-CW-Front-GasDHW-ElecDry-Tier2 | MFm | 2011 | CZ16 | rDXGF | -1 | Household | 1 | 998.7 | 187 | 0 | 0 | 185 | 0 | 2.3 | 0 | -0.2 | 0.1 | -0.3 | 0.4 | 0 | 0 | 0 | 0 | -0.42 | 0 | -0.63 | 0.21 | 0.027 | 0 | 0.026 | 171 | 0 | 0 | 169 | 0 | 2 | 0 | -0.2 | 0.1 | -0.3 | 0.4 | 0 | 0 | 0 | 0 | -0.28 | 0 | -0.56 | 0.28 | 0.025 | 0 | 0.024 | PreCW-Front-GasDHW-ElecDry | Appl-CW-Front-GasDHW-ElecDry-Tier2AnyMFm2011CZ16DEER2017 | 0
42958.3843 | Appl-CW-Front-GasDHW-ElecDry-Tier2 | MFm | 2015 | CZ01 | rDXGF | -1 | Household | 1 | 998.7 | 185 | 0 | 0 | 185 | 0 | 0 | 0 | -0.3 | -0.3 | -0.4 | 0 | 0 | 0 | 0 | 0 | -0.52 | 0 | -0.72 | 0.2 | 0.025 | 0 | 0.025 | 169 | 0 | 0 | 169 | 0 | 0 | 0 | -0.2 | -0.3 | -0.3 | 0 | 0 | 0 | 0 | 0 | -0.35 | 0 | -0.62 | 0.28 | 0.023 | 0 | 0.023 | PreCW-Front-GasDHW-ElecDry | Appl-CW-Front-GasDHW-ElecDry-Tier2AnyMFm2015CZ01DEER2017 | 0
42958.3843 | Appl-CW-Front-GasDHW-ElecDry-Tier2 | MFm | 2015 | CZ02 | rDXGF | -1 | Household | 1 | 1073.2 | 186 | 0 | 0 | 185 | 0 | 1.4 | 0 | -0.2 | 0 | -0.3 | 0.3 | 0 | 0 | 0 | 0 | -0.35 | 0 | -0.54 | 0.19 | 0.028 | 0 | 0.026 | 170 | 0 | 0 | 169 | 0 | 1.2 | 0 | -0.2 | 0 | -0.3 | 0.2 | 0 | 0 | 0 | 0 | -0.23 | 0 | -0.49 | 0.26 | 0.025 | 0 | 0.024 | PreCW-Front-GasDHW-ElecDry | Appl-CW-Front-GasDHW-ElecDry-Tier2AnyMFm2015CZ02DEER2017 | 0
42958.3843 | Appl-CW-Front-GasDHW-ElecDry-Tier2 | MFm | 2015 | CZ03 | rDXGF | -1 | Household | 1 | 998.7 | 185 | 0 | 0 | 185 | 0 | 0.4 | 0 | -0.2 | -0.1 | -0.1 | 0 | 0 | 0 | 0 | 0 | -0.27 | 0 | -0.46 | 0.18 | 0.026 | 0 | 0.025 | 169 | 0 | 0 | 169 | 0 | 0.3 | 0 | -0.1 | -0.1 | -0.1 | 0 | 0 | 0 | 0 | 0 | -0.14 | 0 | -0.4 | 0.26 | 0.024 | 0 | 0.023 | PreCW-Front-GasDHW-ElecDry | Appl-CW-Front-GasDHW-ElecDry-Tier2AnyMFm2015CZ03DEER2017 | 0
42958.3843 | Appl-CW-Front-GasDHW-ElecDry-Tier2 | MFm | 2015 | CZ04 | rDXGF | -1 | Household | 1 | 998.7 | 188 | 0 | 0 | 185 | 0 | 2.3 | 0 | -0.1 | 0.3 | -0.1 | 0.4 | 0 | 0 | 0 | 0 | -0.17 | 0 | -0.35 | 0.18 | 0.027 | 0 | 0.025 | 171 | 0 | 0 | 169 | 0 | 2.1 | 0 | -0.1 | 0.2 | -0.1 | 0.4 | 0 | 0 | 0 | 0 | -0.07 | 0 | -0.32 | 0.25 | 0.025 | 0 | 0.023 | PreCW-Front-GasDHW-ElecDry | Appl-CW-Front-GasDHW-ElecDry-Tier2AnyMFm2015CZ04DEER2017 | 0
42958.3843 | Appl-CW-Front-GasDHW-ElecDry-Tier2 | MFm | 2015 | CZ05 | rDXGF | -1 | Household | 1 | 998.7 | 186 | 0 | 0 | 185 | 0 | 0.7 | 0 | -0.1 | 0 | -0.1 | 0.1 | 0 | 0 | 0 | 0 | -0.2 | 0 | -0.39 | 0.18 | 0.027 | 0 | 0.025 | 170 | 0 | 0 | 169 | 0 | 0.6 | 0 | -0.1 | 0 | -0.1 | 0.1 | 0 | 0 | 0 | 0 | -0.09 | 0 | -0.35 | 0.26 | 0.025 | 0 | 0.023 | PreCW-Front-GasDHW-ElecDry | Appl-CW-Front-GasDHW-ElecDry-Tier2AnyMFm2015CZ05DEER2017 | 0
42958.3843 | Appl-CW-Front-GasDHW-ElecDry-Tier2 | MFm | 2015 | CZ06 | rDXGF | -1 | Household | 1 | 1206 | 187 | 0 | 0 | 185 | 0 | 1.7 | 0 | -0.1 | 0.1 | -0.1 | 0.3 | 0 | 0 | 0 | 0 | -0.28 | 0 | -0.45 | 0.17 | 0.028 | 0 | 0.026 | 171 | 0 | 0 | 169 | 0 | 1.6 | 0 | -0.1 | 0.1 | -0.1 | 0.2 | 0 | 0 | 0 | 0 | -0.16 | 0 | -0.4 | 0.24 | 0.025 | 0 | 0.024 | PreCW-Front-GasDHW-ElecDry | Appl-CW-Front-GasDHW-ElecDry-Tier2AnyMFm2015CZ06DEER2017 | 0
42958.3843 | Appl-CW-Front-GasDHW-ElecDry-Tier2 | MFm | 2015 | CZ07 | rDXGF | -1 | Household | 1 | 1206 | 188 | 0 | 0 | 185 | 0 | 2.9 | 0 | -0.1 | 0.4 | -0.2 | 0.4 | 0 | 0 | 0 | 0 | -0.19 | 0 | -0.37 | 0.18 | 0.027 | 0 | 0.025 | 172 | 0 | 0 | 169 | 0 | 2.6 | 0 | -0.1 | 0.3 | -0.2 | 0.4 | 0 | 0 | 0 | 0 | -0.08 | 0 | -0.33 | 0.25 | 0.025 | 0 | 0.023 | PreCW-Front-GasDHW-ElecDry | Appl-CW-Front-GasDHW-ElecDry-Tier2AnyMFm2015CZ07DEER2017 | 0
42958.3843 | Appl-CW-Front-GasDHW-ElecDry-Tier2 | MFm | 2015 | CZ08 | rDXGF | -1 | Household | 1 | 1206 | 190 | 0 | 0 | 185 | 0 | 4.1 | 0 | -0.1 | 0.6 | -0.1 | 0.7 | 0 | 0 | 0 | 0 | -0.11 | 0 | -0.28 | 0.18 | 0.03 | 0 | 0.025 | 173 | 0 | 0 | 169 | 0 | 3.8 | 0 | -0.1 | 0.5 | -0.1 | 0.6 | 0 | 0 | 0 | 0 | -0.01 | 0 | -0.24 | 0.24 | 0.027 | 0 | 0.023 | PreCW-Front-GasDHW-ElecDry | Appl-CW-Front-GasDHW-ElecDry-Tier2AnyMFm2015CZ08DEER2017 | 0
42958.3843 | Appl-CW-Front-GasDHW-ElecDry-Tier2 | MFm | 2015 | CZ09 | rDXGF | -1 | Household | 1 | 1126.6 | 188 | 0 | 0 | 185 | 0 | 2.8 | 0 | -0.1 | 0.3 | -0.2 | 0.5 | 0 | 0 | 0 | 0 | -0.18 | 0 | -0.34 | 0.18 | 0.028 | 0 | 0.025 | 172 | 0 | 0 | 169 | 0 | 2.6 | 0 | -0.1 | 0.3 | -0.2 | 0.5 | 0 | 0 | 0 | 0 | -0.08 | 0 | -0.31 | 0.24 | 0.026 | 0 | 0.023 | PreCW-Front-GasDHW-ElecDry | Appl-CW-Front-GasDHW-ElecDry-Tier2AnyMFm2015CZ09DEER2017 | 0
42958.3843 | Appl-CW-Front-GasDHW-ElecDry-Tier2 | MFm | 2015 | CZ10 | rDXGF | -1 | Household | 1 | 1073.2 | 189 | 0 | 0 | 185 | 0 | 3.5 | 0 | -0.1 | 0.4 | -0.1 | 0.5 | 0 | 0 | 0 | 0 | -0.09 | 0 | -0.26 | 0.17 | 0.029 | 0 | 0.025 | 172 | 0 | 0 | 169 | 0 | 3.1 | 0 | -0.1 | 0.4 | -0.1 | 0.5 | 0 | 0 | 0 | 0 | 0 | 0 | -0.23 | 0.24 | 0.026 | 0 | 0.023 | PreCW-Front-GasDHW-ElecDry | Appl-CW-Front-GasDHW-ElecDry-Tier2AnyMFm2015CZ10DEER2017 | 0
42958.3843 | Appl-CW-Front-GasDHW-ElecDry-Tier2 | MFm | 2015 | CZ11 | rDXGF | -1 | Household | 1 | 1073.2 | 188 | 0 | 0 | 185 | 0 | 3 | 0 | -0.2 | 0.2 | -0.2 | 0.4 | 0 | 0 | 0 | 0 | -0.29 | 0 | -0.47 | 0.18 | 0.027 | 0 | 0.025 | 172 | 0 | 0 | 169 | 0 | 2.8 | 0 | -0.2 | 0.2 | -0.2 | 0.4 | 0 | 0 | 0 | 0 | -0.18 | 0 | -0.42 | 0.25 | 0.024 | 0 | 0.023 | PreCW-Front-GasDHW-ElecDry | Appl-CW-Front-GasDHW-ElecDry-Tier2AnyMFm2015CZ11DEER2017 | 0
42958.3843 | Appl-CW-Front-GasDHW-ElecDry-Tier2 | MFm | 2015 | CZ12 | rDXGF | -1 | Household | 1 | 1073.2 | 188 | 0 | 0 | 185 | 0 | 2.5 | 0 | -0.2 | 0.2 | -0.1 | 0.4 | 0 | 0 | 0 | 0 | -0.26 | 0 | -0.43 | 0.18 | 0.027 | 0 | 0.026 | 171 | 0 | 0 | 169 | 0 | 2.2 | 0 | -0.1 | 0.1 | -0.1 | 0.4 | 0 | 0 | 0 | 0 | -0.14 | 0 | -0.39 | 0.25 | 0.024 | 0 | 0.024 | PreCW-Front-GasDHW-ElecDry | Appl-CW-Front-GasDHW-ElecDry-Tier2AnyMFm2015CZ12DEER2017 | 0
42958.3843 | Appl-CW-Front-GasDHW-ElecDry-Tier2 | MFm | 2015 | CZ13 | rDXGF | -1 | Household | 1 | 1073.2 | 188 | 0 | 0 | 185 | 0 | 3.1 | 0 | -0.2 | 0.3 | -0.2 | 0.5 | 0 | 0 | 0 | 0 | -0.26 | 0 | -0.44 | 0.18 | 0.027 | 0 | 0.025 | 172 | 0 | 0 | 169 | 0 | 2.8 | 0 | -0.2 | 0.2 | -0.2 | 0.4 | 0 | 0 | 0 | 0 | -0.15 | 0 | -0.39 | 0.24 | 0.024 | 0 | 0.023 | PreCW-Front-GasDHW-ElecDry | Appl-CW-Front-GasDHW-ElecDry-Tier2AnyMFm2015CZ13DEER2017 | 0
42958.3843 | Appl-CW-Front-GasDHW-ElecDry-Tier2 | MFm | 2015 | CZ14 | rDXGF | -1 | Household | 1 | 1094.6 | 189 | 0 | 0 | 185 | 0 | 3.8 | 0 | -0.1 | 0.4 | -0.2 | 0.5 | 0 | 0 | 0 | 0 | -0.29 | 0 | -0.47 | 0.18 | 0.028 | 0 | 0.025 | 173 | 0 | 0 | 169 | 0 | 3.5 | 0 | -0.1 | 0.4 | -0.1 | 0.5 | 0 | 0 | 0 | 0 | -0.17 | 0 | -0.42 | 0.25 | 0.025 | 0 | 0.023 | PreCW-Front-GasDHW-ElecDry | Appl-CW-Front-GasDHW-ElecDry-Tier2AnyMFm2015CZ14DEER2017 | 0
42958.3843 | Appl-CW-Front-GasDHW-ElecDry-Tier2 | MFm | 2015 | CZ15 | rDXGF | -1 | Household | 1 | 1094.6 | 189 | 0 | 0 | 185 | 0 | 4.1 | 0 | 0 | 0.4 | -0.1 | 0.6 | 0 | 0 | 0 | 0 | -0.06 | 0 | -0.21 | 0.15 | 0.027 | 0 | 0.025 | 173 | 0 | 0 | 169 | 0 | 3.7 | 0 | 0 | 0.4 | -0.1 | 0.5 | 0 | 0 | 0 | 0 | 0.02 | 0 | -0.19 | 0.2 | 0.025 | 0 | 0.023 | PreCW-Front-GasDHW-ElecDry | Appl-CW-Front-GasDHW-ElecDry-Tier2AnyMFm2015CZ15DEER2017 | 0
42958.3843 | Appl-CW-Front-GasDHW-ElecDry-Tier2 | MFm | 2015 | CZ16 | rDXGF | -1 | Household | 1 | 998.7 | 187 | 0 | 0 | 185 | 0 | 2 | 0 | -0.2 | 0.1 | -0.3 | 0.3 | 0 | 0 | 0 | 0 | -0.46 | 0 | -0.68 | 0.21 | 0.027 | 0 | 0.026 | 171 | 0 | 0 | 169 | 0 | 1.9 | 0 | -0.2 | 0.1 | -0.2 | 0.3 | 0 | 0 | 0 | 0 | -0.32 | 0 | -0.61 | 0.29 | 0.025 | 0 | 0.024 | PreCW-Front-GasDHW-ElecDry | Appl-CW-Front-GasDHW-ElecDry-Tier2AnyMFm2015CZ16DEER2017 | 0
42958.3843 | Appl-CW-Front-GasDHW-ElecDry-Tier2 | MFm | 2017 | CZ01 | rDXGF | -1 | Household | 1 | 998.7 | 185 | 0 | 0 | 185 | 0 | 0.1 | 0 | -0.3 | -0.2 | -0.3 | 0 | 0 | 0 | 0 | 0 | -0.44 | 0 | -0.64 | 0.2 | 0.026 | 0 | 0.026 | 169 | 0 | 0 | 169 | 0 | 0.1 | 0 | -0.3 | -0.2 | -0.3 | 0 | 0 | 0 | 0 | 0 | -0.3 | 0 | -0.57 | 0.28 | 0.023 | 0 | 0.023 | PreCW-Front-GasDHW-ElecDry | Appl-CW-Front-GasDHW-ElecDry-Tier2AnyMFm2017CZ01DEER2017 | 0
42958.3843 | Appl-CW-Front-GasDHW-ElecDry-Tier2 | MFm | 2017 | CZ02 | rDXGF | -1 | Household | 1 | 1073.2 | 187 | 0 | 0 | 185 | 0 | 2.1 | 0 | -0.1 | 0.2 | -0.1 | 0.3 | 0 | 0 | 0 | 0 | -0.15 | 0 | -0.34 | 0.19 | 0.028 | 0 | 0.026 | 170 | 0 | 0 | 169 | 0 | 1 | 0 | -0.2 | -0.1 | -0.2 | 0.1 | 0 | 0 | 0 | 0 | -0.22 | 0 | -0.48 | 0.26 | 0.025 | 0 | 0.024 | PreCW-Front-GasDHW-ElecDry | Appl-CW-Front-GasDHW-ElecDry-Tier2AnyMFm2017CZ02DEER2017 | 0
42958.3843 | Appl-CW-Front-GasDHW-ElecDry-Tier2 | MFm | 2017 | CZ03 | rDXGF | -1 | Household | 1 | 998.7 | 185 | 0 | 0 | 185 | 0 | 0.2 | 0 | -0.3 | -0.3 | -0.2 | 0.1 | 0 | 0 | 0 | 0 | -0.45 | 0 | -0.64 | 0.19 | 0.026 | 0 | 0.025 | 169 | 0 | 0 | 169 | 0 | 0.3 | 0 | -0.2 | -0.1 | -0.1 | 0.1 | 0 | 0 | 0 | 0 | -0.17 | 0 | -0.43 | 0.26 | 0.024 | 0 | 0.023 | PreCW-Front-GasDHW-ElecDry | Appl-CW-Front-GasDHW-ElecDry-Tier2AnyMFm2017CZ03DEER2017 | 0
42958.3843 | Appl-CW-Front-GasDHW-ElecDry-Tier2 | MFm | 2017 | CZ04 | rDXGF | -1 | Household | 1 | 998.7 | 187 | 0 | 0 | 185 | 0 | 2 | 0 | -0.1 | 0.2 | -0.1 | 0.3 | 0 | 0 | 0 | 0 | -0.14 | 0 | -0.31 | 0.18 | 0.027 | 0 | 0.025 | 171 | 0 | 0 | 169 | 0 | 1.9 | 0 | -0.1 | 0.2 | -0.1 | 0.3 | 0 | 0 | 0 | 0 | -0.04 | 0 | -0.28 | 0.25 | 0.025 | 0 | 0.023 | PreCW-Front-GasDHW-ElecDry | Appl-CW-Front-GasDHW-ElecDry-Tier2AnyMFm2017CZ04DEER2017 | 0
42958.3843 | Appl-CW-Front-GasDHW-ElecDry-Tier2 | MFm | 2017 | CZ05 | rDXGF | -1 | Household | 1 | 998.7 | 186 | 0 | 0 | 185 | 0 | 0.8 | 0 | -0.1 | 0 | -0.2 | 0.2 | 0 | 0 | 0 | 0 | -0.17 | 0 | -0.36 | 0.18 | 0.027 | 0 | 0.026 | 170 | 0 | 0 | 169 | 0 | 0.6 | 0 | -0.1 | 0 | -0.2 | 0.2 | 0 | 0 | 0 | 0 | -0.08 | 0 | -0.34 | 0.25 | 0.025 | 0 | 0.023 | PreCW-Front-GasDHW-ElecDry | Appl-CW-Front-GasDHW-ElecDry-Tier2AnyMFm2017CZ05DEER2017 | 0
42958.3843 | Appl-CW-Front-GasDHW-ElecDry-Tier2 | MFm | 2017 | CZ06 | rDXGF | -1 | Household | 1 | 1206 | 187 | 0 | 0 | 185 | 0 | 1.7 | 0 | -0.1 | 0.1 | -0.2 | 0.3 | 0 | 0 | 0 | 0 | -0.25 | 0 | -0.44 | 0.18 | 0.028 | 0 | 0.026 | 170 | 0 | 0 | 169 | 0 | 1.4 | 0 | -0.1 | 0.1 | -0.2 | 0.2 | 0 | 0 | 0 | 0 | -0.15 | 0 | -0.41 | 0.24 | 0.025 | 0 | 0.024 | PreCW-Front-GasDHW-ElecDry | Appl-CW-Front-GasDHW-ElecDry-Tier2AnyMFm2017CZ06DEER2017 | 0
42958.3843 | Appl-CW-Front-GasDHW-ElecDry-Tier2 | MFm | 2017 | CZ07 | rDXGF | -1 | Household | 1 | 1206 | 188 | 0 | 0 | 185 | 0 | 3.1 | 0 | -0.1 | 0.4 | -0.1 | 0.5 | 0 | 0 | 0 | 0 | -0.18 | 0 | -0.36 | 0.18 | 0.027 | 0 | 0.026 | 172 | 0 | 0 | 169 | 0 | 2.8 | 0 | -0.1 | 0.4 | -0.1 | 0.5 | 0 | 0 | 0 | 0 | -0.08 | 0 | -0.32 | 0.25 | 0.025 | 0 | 0.024 | PreCW-Front-GasDHW-ElecDry | Appl-CW-Front-GasDHW-ElecDry-Tier2AnyMFm2017CZ07DEER2017 | 0
42958.3843 | Appl-CW-Front-GasDHW-ElecDry-Tier2 | MFm | 2017 | CZ08 | rDXGF | -1 | Household | 1 | 1206 | 188 | 0 | 0 | 185 | 0 | 2.8 | 0 | -0.1 | 0.4 | -0.2 | 0.4 | 0 | 0 | 0 | 0 | -0.12 | 0 | -0.29 | 0.17 | 0.027 | 0 | 0.025 | 172 | 0 | 0 | 169 | 0 | 2.6 | 0 | -0.1 | 0.3 | -0.1 | 0.4 | 0 | 0 | 0 | 0 | -0.02 | 0 | -0.26 | 0.24 | 0.025 | 0 | 0.023 | PreCW-Front-GasDHW-ElecDry | Appl-CW-Front-GasDHW-ElecDry-Tier2AnyMFm2017CZ08DEER2017 | 0
42958.3843 | Appl-CW-Front-GasDHW-ElecDry-Tier2 | MFm | 2017 | CZ09 | rDXGF | -1 | Household | 1 | 1126.6 | 188 | 0 | 0 | 185 | 0 | 2.4 | 0 | -0.2 | 0.2 | -0.1 | 0.4 | 0 | 0 | 0 | 0 | -0.17 | 0 | -0.34 | 0.17 | 0.027 | 0 | 0.025 | 171 | 0 | 0 | 169 | 0 | 2.1 | 0 | -0.1 | 0.2 | -0.1 | 0.3 | 0 | 0 | 0 | 0 | -0.07 | 0 | -0.31 | 0.24 | 0.025 | 0 | 0.023 | PreCW-Front-GasDHW-ElecDry | Appl-CW-Front-GasDHW-ElecDry-Tier2AnyMFm2017CZ09DEER2017 | 0
42958.3843 | Appl-CW-Front-GasDHW-ElecDry-Tier2 | MFm | 2017 | CZ10 | rDXGF | -1 | Household | 1 | 1073.2 | 188 | 0 | 0 | 185 | 0 | 2.7 | 0 | -0.1 | 0.3 | -0.1 | 0.4 | 0 | 0 | 0 | 0 | -0.1 | 0 | -0.27 | 0.17 | 0.027 | 0 | 0.026 | 172 | 0 | 0 | 169 | 0 | 2.4 | 0 | -0.1 | 0.2 | -0.1 | 0.4 | 0 | 0 | 0 | 0 | -0.01 | 0 | -0.24 | 0.23 | 0.025 | 0 | 0.024 | PreCW-Front-GasDHW-ElecDry | Appl-CW-Front-GasDHW-ElecDry-Tier2AnyMFm2017CZ10DEER2017 | 0
42958.3843 | Appl-CW-Front-GasDHW-ElecDry-Tier2 | MFm | 2017 | CZ11 | rDXGF | -1 | Household | 1 | 1073.2 | 189 | 0 | 0 | 185 | 0 | 3.9 | 0 | -0.1 | 0.4 | -0.1 | 0.6 | 0 | 0 | 0 | 0 | -0.23 | 0 | -0.41 | 0.18 | 0.029 | 0 | 0.026 | 172 | 0 | 0 | 169 | 0 | 3.3 | 0 | -0.1 | 0.3 | -0.1 | 0.5 | 0 | 0 | 0 | 0 | -0.13 | 0 | -0.38 | 0.25 | 0.026 | 0 | 0.024 | PreCW-Front-GasDHW-ElecDry | Appl-CW-Front-GasDHW-ElecDry-Tier2AnyMFm2017CZ11DEER2017 | 0
42958.3843 | Appl-CW-Front-GasDHW-ElecDry-Tier2 | MFm | 2017 | CZ12 | rDXGF | -1 | Household | 1 | 1073.2 | 188 | 0 | 0 | 185 | 0 | 2.9 | 0 | -0.1 | 0.3 | -0.2 | 0.5 | 0 | 0 | 0 | 0 | -0.2 | 0 | -0.39 | 0.18 | 0.028 | 0 | 0.026 | 172 | 0 | 0 | 169 | 0 | 2.6 | 0 | -0.1 | 0.3 | -0.2 | 0.4 | 0 | 0 | 0 | 0 | -0.09 | 0 | -0.35 | 0.25 | 0.025 | 0 | 0.023 | PreCW-Front-GasDHW-ElecDry | Appl-CW-Front-GasDHW-ElecDry-Tier2AnyMFm2017CZ12DEER2017 | 0
42958.3843 | Appl-CW-Front-GasDHW-ElecDry-Tier2 | MFm | 2017 | CZ13 | rDXGF | -1 | Household | 1 | 1073.2 | 189 | 0 | 0 | 185 | 0 | 3.7 | 0 | -0.1 | 0.4 | -0.2 | 0.6 | 0 | 0 | 0 | 0 | -0.24 | 0 | -0.41 | 0.18 | 0.028 | 0 | 0.026 | 173 | 0 | 0 | 169 | 0 | 3.4 | 0 | -0.1 | 0.4 | -0.2 | 0.6 | 0 | 0 | 0 | 0 | -0.13 | 0 | -0.37 | 0.24 | 0.026 | 0 | 0.024 | PreCW-Front-GasDHW-ElecDry | Appl-CW-Front-GasDHW-ElecDry-Tier2AnyMFm2017CZ13DEER2017 | 0
42958.3843 | Appl-CW-Front-GasDHW-ElecDry-Tier2 | MFm | 2017 | CZ14 | rDXGF | -1 | Household | 1 | 1094.6 | 189 | 0 | 0 | 185 | 0 | 3.4 | 0 | -0.2 | 0.3 | -0.2 | 0.5 | 0 | 0 | 0 | 0 | -0.29 | 0 | -0.47 | 0.19 | 0.027 | 0 | 0.026 | 172 | 0 | 0 | 169 | 0 | 3.1 | 0 | -0.1 | 0.3 | -0.2 | 0.4 | 0 | 0 | 0 | 0 | -0.17 | 0 | -0.42 | 0.25 | 0.024 | 0 | 0.024 | PreCW-Front-GasDHW-ElecDry | Appl-CW-Front-GasDHW-ElecDry-Tier2AnyMFm2017CZ14DEER2017 | 0
42958.3843 | Appl-CW-Front-GasDHW-ElecDry-Tier2 | MFm | 2017 | CZ15 | rDXGF | -1 | Household | 1 | 1094.6 | 190 | 0 | 0 | 185 | 0 | 4.1 | 0 | -0.1 | 0.5 | 0 | 0.5 | 0 | 0 | 0 | 0 | -0.05 | 0 | -0.21 | 0.15 | 0.027 | 0 | 0.026 | 173 | 0 | 0 | 169 | 0 | 3.7 | 0 | -0.1 | 0.5 | 0 | 0.5 | 0 | 0 | 0 | 0 | 0.02 | 0 | -0.19 | 0.2 | 0.025 | 0 | 0.024 | PreCW-Front-GasDHW-ElecDry | Appl-CW-Front-GasDHW-ElecDry-Tier2AnyMFm2017CZ15DEER2017 | 0
42958.3843 | Appl-CW-Front-GasDHW-ElecDry-Tier2 | MFm | 2017 | CZ16 | rDXGF | -1 | Household | 1 | 998.7 | 187 | 0 | 0 | 185 | 0 | 2 | 0 | -0.3 | 0 | -0.3 | 0.3 | 0 | 0 | 0 | 0 | -0.45 | 0 | -0.66 | 0.21 | 0.027 | 0 | 0.026 | 171 | 0 | 0 | 169 | 0 | 1.8 | 0 | -0.3 | 0 | -0.3 | 0.3 | 0 | 0 | 0 | 0 | -0.3 | 0 | -0.59 | 0.29 | 0.025 | 0 | 0.024 | PreCW-Front-GasDHW-ElecDry | Appl-CW-Front-GasDHW-ElecDry-Tier2AnyMFm2017CZ16DEER2017 | 0
42958.3843 | Appl-CW-Front-GasDHW-ElecDry-Tier2 | SFm | 1975 | CZ01 | rDXGF | -1 | Household | 1 | 1591 | 228 | 0 | 0 | 229 | 0 | 0 | 0 | -0.3 | -0.7 | -0.7 | 0 | 0 | 0 | 0 | 0 | -0.98 | 0 | -1.25 | 0.26 | 0.032 | 0 | 0.031 | 208 | 0 | 0 | 209 | 0 | 0 | 0 | -0.3 | -0.6 | -0.6 | 0 | 0 | 0 | 0 | 0 | -0.77 | 0 | -1.12 | 0.36 | 0.029 | 0 | 0.029 | PreCW-Front-GasDHW-ElecDry | Appl-CW-Front-GasDHW-ElecDry-Tier2AnySFm1975CZ01DEER2017 | 0
42958.3843 | Appl-CW-Front-GasDHW-ElecDry-Tier2 | SFm | 1975 | CZ02 | rDXGF | -1 | Household | 1 | 1591 | 231 | 0 | 0 | 229 | 0 | 2 | 0 | -0.1 | -0.4 | -0.6 | 0.2 | 0 | 0 | 0 | 0 | -0.91 | 0 | -1.15 | 0.24 | 0.039 | 0 | 0.031 | 210 | 0 | 0 | 209 | 0 | 1.8 | 0 | -0.1 | -0.3 | -0.5 | 0.2 | 0 | 0 | 0 | 0 | -0.71 | 0 | -1.04 | 0.33 | 0.035 | 0 | 0.029 | PreCW-Front-GasDHW-ElecDry | Appl-CW-Front-GasDHW-ElecDry-Tier2AnySFm1975CZ02DEER2017 | 0
42958.3843 | Appl-CW-Front-GasDHW-ElecDry-Tier2 | SFm | 1975 | CZ03 | rDXGF | -1 | Household | 1 | 1591 | 230 | 0 | 0 | 229 | 0 | 0.9 | 0 | -0.2 | -0.4 | -0.6 | 0.1 | 0 | 0 | 0 | 0 | -0.86 | 0 | -1.11 | 0.25 | 0.038 | 0 | 0.032 | 210 | 0 | 0 | 209 | 0 | 1 | 0 | -0.1 | -0.4 | -0.5 | 0.1 | 0 | 0 | 0 | 0 | -0.66 | 0 | -0.99 | 0.34 | 0.034 | 0 | 0.029 | PreCW-Front-GasDHW-ElecDry | Appl-CW-Front-GasDHW-ElecDry-Tier2AnySFm1975CZ03DEER2017 | 0
42958.3843 | Appl-CW-Front-GasDHW-ElecDry-Tier2 | SFm | 1975 | CZ04 | rDXGF | -1 | Household | 1 | 1591 | 232 | 0 | 0 | 229 | 0 | 3.1 | 0 | -0.2 | -0.1 | -0.5 | 0.5 | 0 | 0 | 0 | 0 | -0.71 | 0 | -0.94 | 0.23 | 0.038 | 0 | 0.032 | 212 | 0 | 0 | 209 | 0 | 2.8 | 0 | -0.1 | -0.1 | -0.4 | 0.4 | 0 | 0 | 0 | 0 | -0.54 | 0 | -0.86 | 0.32 | 0.034 | 0 | 0.029 | PreCW-Front-GasDHW-ElecDry | Appl-CW-Front-GasDHW-ElecDry-Tier2AnySFm1975CZ04DEER2017 | 0
42958.3843 | Appl-CW-Front-GasDHW-ElecDry-Tier2 | SFm | 1975 | CZ05 | rDXGF | -1 | Household | 1 | 1591 | 229 | 0 | 0 | 229 | 0 | 0.8 | 0 | -0.1 | -0.6 | -0.7 | 0.1 | 0 | 0 | 0 | 0 | -1.07 | 0 | -1.31 | 0.25 | 0.037 | 0 | 0.031 | 209 | 0 | 0 | 209 | 0 | 0.7 | 0 | -0.1 | -0.6 | -0.6 | 0.1 | 0 | 0 | 0 | 0 | -0.84 | 0 | -1.17 | 0.34 | 0.034 | 0 | 0.028 | PreCW-Front-GasDHW-ElecDry | Appl-CW-Front-GasDHW-ElecDry-Tier2AnySFm1975CZ05DEER2017 | 0
42958.3843 | Appl-CW-Front-GasDHW-ElecDry-Tier2 | SFm | 1975 | CZ06 | rDXGF | -1 | Household | 1 | 1528 | 233 | 0 | 0 | 229 | 0 | 4 | 0 | -0.1 | 0.2 | -0.3 | 0.5 | 0 | 0 | 0 | 0 | -0.48 | 0 | -0.71 | 0.23 | 0.036 | 0 | 0.032 | 213 | 0 | 0 | 209 | 0 | 3.7 | 0 | -0.1 | 0.2 | -0.3 | 0.5 | 0 | 0 | 0 | 0 | -0.33 | 0 | -0.64 | 0.31 | 0.033 | 0 | 0.029 | PreCW-Front-GasDHW-ElecDry | Appl-CW-Front-GasDHW-ElecDry-Tier2AnySFm1975CZ06DEER2017 | 0
42958.3843 | Appl-CW-Front-GasDHW-ElecDry-Tier2 | SFm | 1975 | CZ07 | rDXGF | -1 | Household | 1 | 1528 | 232 | 0 | 0 | 229 | 0 | 3.2 | 0 | -0.1 | 0.1 | -0.3 | 0.4 | 0 | 0 | 0 | 0 | -0.53 | 0 | -0.76 | 0.23 | 0.036 | 0 | 0.031 | 212 | 0 | 0 | 209 | 0 | 2.8 | 0 | -0.1 | 0 | -0.3 | 0.4 | 0 | 0 | 0 | 0 | -0.37 | 0 | -0.68 | 0.31 | 0.033 | 0 | 0.029 | PreCW-Front-GasDHW-ElecDry | Appl-CW-Front-GasDHW-ElecDry-Tier2AnySFm1975CZ07DEER2017 | 0
42958.3843 | Appl-CW-Front-GasDHW-ElecDry-Tier2 | SFm | 1975 | CZ08 | rDXGF | -1 | Household | 1 | 1528 | 234 | 0 | 0 | 229 | 0 | 4.7 | 0 | -0.1 | 0.3 | -0.3 | 0.6 | 0 | 0 | 0 | 0 | -0.47 | 0 | -0.69 | 0.22 | 0.038 | 0 | 0.032 | 213 | 0 | 0 | 209 | 0 | 4.2 | 0 | 0 | 0.3 | -0.3 | 0.5 | 0 | 0 | 0 | 0 | -0.32 | 0 | -0.61 | 0.3 | 0.035 | 0 | 0.029 | PreCW-Front-GasDHW-ElecDry | Appl-CW-Front-GasDHW-ElecDry-Tier2AnySFm1975CZ08DEER2017 | 0
42958.3843 | Appl-CW-Front-GasDHW-ElecDry-Tier2 | SFm | 1975 | CZ09 | rDXGF | -1 | Household | 1 | 1636 | 235 | 0 | 0 | 229 | 0 | 5.7 | 0 | -0.1 | 0.3 | -0.4 | 0.7 | 0 | 0 | 0 | 0 | -0.58 | 0 | -0.79 | 0.22 | 0.035 | 0 | 0.032 | 214 | 0 | 0 | 209 | 0 | 5 | 0 | -0.1 | 0.2 | -0.4 | 0.6 | 0 | 0 | 0 | 0 | -0.42 | 0 | -0.72 | 0.3 | 0.032 | 0 | 0.029 | PreCW-Front-GasDHW-ElecDry | Appl-CW-Front-GasDHW-ElecDry-Tier2AnySFm1975CZ09DEER2017 | 0
42958.3843 | Appl-CW-Front-GasDHW-ElecDry-Tier2 | SFm | 1975 | CZ10 | rDXGF | -1 | Household | 1 | 1636 | 234 | 0 | 0 | 229 | 0 | 4.6 | 0 | -0.1 | 0.1 | -0.5 | 0.6 | 0 | 0 | 0 | 0 | -0.72 | 0 | -0.94 | 0.22 | 0.038 | 0 | 0.032 | 213 | 0 | 0 | 209 | 0 | 4.2 | 0 | -0.1 | 0.1 | -0.4 | 0.5 | 0 | 0 | 0 | 0 | -0.55 | 0 | -0.84 | 0.3 | 0.034 | 0 | 0.029 | PreCW-Front-GasDHW-ElecDry | Appl-CW-Front-GasDHW-ElecDry-Tier2AnySFm1975CZ10DEER2017 | 0
42958.3843 | Appl-CW-Front-GasDHW-ElecDry-Tier2 | SFm | 1975 | CZ11 | rDXGF | -1 | Household | 1 | 1528 | 234 | 0 | 0 | 229 | 0 | 5.3 | 0 | -0.1 | 0.1 | -0.5 | 0.6 | 0 | 0 | 0 | 0 | -0.71 | 0 | -0.93 | 0.22 | 0.038 | 0 | 0.032 | 214 | 0 | 0 | 209 | 0 | 4.7 | 0 | -0.1 | 0.1 | -0.4 | 0.5 | 0 | 0 | 0 | 0 | -0.53 | 0 | -0.83 | 0.3 | 0.034 | 0 | 0.029 | PreCW-Front-GasDHW-ElecDry | Appl-CW-Front-GasDHW-ElecDry-Tier2AnySFm1975CZ11DEER2017 | 0
42958.3843 | Appl-CW-Front-GasDHW-ElecDry-Tier2 | SFm | 1975 | CZ12 | rDXGF | -1 | Household | 1 | 1528 | 233 | 0 | 0 | 229 | 0 | 4.1 | 0 | -0.1 | -0.1 | -0.5 | 0.5 | 0 | 0 | 0 | 0 | -0.76 | 0 | -0.99 | 0.23 | 0.038 | 0 | 0.031 | 213 | 0 | 0 | 209 | 0 | 3.7 | 0 | -0.1 | -0.1 | -0.5 | 0.4 | 0 | 0 | 0 | 0 | -0.57 | 0 | -0.88 | 0.32 | 0.034 | 0 | 0.028 | PreCW-Front-GasDHW-ElecDry | Appl-CW-Front-GasDHW-ElecDry-Tier2AnySFm1975CZ12DEER2017 | 0
42958.3843 | Appl-CW-Front-GasDHW-ElecDry-Tier2 | SFm | 1975 | CZ13 | rDXGF | -1 | Household | 1 | 1528 | 235 | 0 | 0 | 229 | 0 | 5.9 | 0 | -0.1 | 0.1 | -0.5 | 0.6 | 0 | 0 | 0 | 0 | -0.81 | 0 | -1.03 | 0.23 | 0.037 | 0 | 0.032 | 214 | 0 | 0 | 209 | 0 | 5.3 | 0 | -0.1 | 0.1 | -0.4 | 0.5 | 0 | 0 | 0 | 0 | -0.62 | 0 | -0.93 | 0.3 | 0.034 | 0 | 0.029 | PreCW-Front-GasDHW-ElecDry | Appl-CW-Front-GasDHW-ElecDry-Tier2AnySFm1975CZ13DEER2017 | 0
42958.3843 | Appl-CW-Front-GasDHW-ElecDry-Tier2 | SFm | 1975 | CZ14 | rDXGF | -1 | Household | 1 | 1555 | 236 | 0 | 0 | 229 | 0 | 6.8 | 0 | 0 | 0.3 | -0.6 | 0.7 | 0 | 0 | 0 | 0 | -0.69 | 0 | -0.92 | 0.23 | 0.035 | 0 | 0.032 | 215 | 0 | 0 | 209 | 0 | 6.1 | 0 | 0 | 0.2 | -0.5 | 0.7 | 0 | 0 | 0 | 0 | -0.51 | 0 | -0.83 | 0.31 | 0.032 | 0 | 0.029 | PreCW-Front-GasDHW-ElecDry | Appl-CW-Front-GasDHW-ElecDry-Tier2AnySFm1975CZ14DEER2017 | 0
42958.3843 | Appl-CW-Front-GasDHW-ElecDry-Tier2 | SFm | 1975 | CZ15 | rDXGF | -1 | Household | 1 | 1555 | 239 | 0 | 0 | 229 | 0 | 8.9 | 0 | 0 | 0.6 | -0.3 | 0.9 | 0 | 0 | 0 | 0 | -0.26 | 0 | -0.44 | 0.19 | 0.036 | 0 | 0.031 | 218 | 0 | 0 | 209 | 0 | 8 | 0 | 0 | 0.5 | -0.3 | 0.8 | 0 | 0 | 0 | 0 | -0.15 | 0 | -0.4 | 0.25 | 0.032 | 0 | 0.028 | PreCW-Front-GasDHW-ElecDry | Appl-CW-Front-GasDHW-ElecDry-Tier2AnySFm1975CZ15DEER2017 | 0
42958.3843 | Appl-CW-Front-GasDHW-ElecDry-Tier2 | SFm | 1975 | CZ16 | rDXGF | -1 | Household | 1 | 1591 | 233 | 0 | 0 | 229 | 0 | 4 | 0 | -0.2 | 0 | -0.5 | 0.6 | 0 | 0 | 0 | 0 | -0.81 | 0 | -1.07 | 0.27 | 0.036 | 0 | 0.032 | 213 | 0 | 0 | 209 | 0 | 3.6 | 0 | -0.2 | 0 | -0.5 | 0.5 | 0 | 0 | 0 | 0 | -0.61 | 0 | -0.97 | 0.36 | 0.032 | 0 | 0.029 | PreCW-Front-GasDHW-ElecDry | Appl-CW-Front-GasDHW-ElecDry-Tier2AnySFm1975CZ16DEER2017 | 0
42958.3843 | Appl-CW-Front-GasDHW-ElecDry-Tier2 | SFm | 1985 | CZ01 | rDXGF | -1 | Household | 1 | 1904 | 228 | 0 | 0 | 229 | 0 | 0 | 0 | -0.4 | -0.8 | -0.8 | 0 | 0 | 0 | 0 | 0 | -1.36 | 0 | -1.62 | 0.26 | 0.032 | 0 | 0.032 | 208 | 0 | 0 | 209 | 0 | 0 | 0 | -0.3 | -0.7 | -0.7 | 0 | 0 | 0 | 0 | 0 | -1.1 | 0 | -1.45 | 0.36 | 0.029 | 0 | 0.029 | PreCW-Front-GasDHW-ElecDry | Appl-CW-Front-GasDHW-ElecDry-Tier2AnySFm1985CZ01DEER2017 | 0
42958.3843 | Appl-CW-Front-GasDHW-ElecDry-Tier2 | SFm | 1985 | CZ02 | rDXGF | -1 | Household | 1 | 1904 | 230 | 0 | 0 | 229 | 0 | 1.5 | 0 | -0.2 | -0.5 | -0.7 | 0.2 | 0 | 0 | 0 | 0 | -1.17 | 0 | -1.42 | 0.24 | 0.036 | 0 | 0.032 | 210 | 0 | 0 | 209 | 0 | 1.3 | 0 | -0.1 | -0.5 | -0.6 | 0.1 | 0 | 0 | 0 | 0 | -0.94 | 0 | -1.27 | 0.33 | 0.033 | 0 | 0.029 | PreCW-Front-GasDHW-ElecDry | Appl-CW-Front-GasDHW-ElecDry-Tier2AnySFm1985CZ02DEER2017 | 0
42958.3843 | Appl-CW-Front-GasDHW-ElecDry-Tier2 | SFm | 1985 | CZ03 | rDXGF | -1 | Household | 1 | 1904 | 229 | 0 | 0 | 229 | 0 | 1.2 | 0 | -0.3 | -0.7 | -0.8 | 0.2 | 0 | 0 | 0 | 0 | -1.23 | 0 | -1.48 | 0.25 | 0.037 | 0 | 0.032 | 209 | 0 | 0 | 209 | 0 | 0.9 | 0 | -0.3 | -0.6 | -0.7 | 0.2 | 0 | 0 | 0 | 0 | -0.99 | 0 | -1.33 | 0.34 | 0.034 | 0 | 0.029 | PreCW-Front-GasDHW-ElecDry | Appl-CW-Front-GasDHW-ElecDry-Tier2AnySFm1985CZ03DEER2017 | 0
42958.3843 | Appl-CW-Front-GasDHW-ElecDry-Tier2 | SFm | 1985 | CZ04 | rDXGF | -1 | Household | 1 | 1904 | 233 | 0 | 0 | 229 | 0 | 4.4 | 0 | -0.2 | -0.1 | -0.6 | 0.6 | 0 | 0 | 0 | 0 | -0.9 | 0 | -1.14 | 0.24 | 0.034 | 0 | 0.031 | 213 | 0 | 0 | 209 | 0 | 4 | 0 | -0.2 | -0.1 | -0.5 | 0.6 | 0 | 0 | 0 | 0 | -0.7 | 0 | -1.02 | 0.32 | 0.031 | 0 | 0.029 | PreCW-Front-GasDHW-ElecDry | Appl-CW-Front-GasDHW-ElecDry-Tier2AnySFm1985CZ04DEER2017 | 0
42958.3843 | Appl-CW-Front-GasDHW-ElecDry-Tier2 | SFm | 1985 | CZ05 | rDXGF | -1 | Household | 1 | 1904 | 229 | 0 | 0 | 229 | 0 | 1.3 | 0 | -0.3 | -0.7 | -0.8 | 0.1 | 0 | 0 | 0 | 0 | -1.37 | 0 | -1.62 | 0.25 | 0.037 | 0 | 0.031 | 210 | 0 | 0 | 209 | 0 | 1.2 | 0 | -0.2 | -0.6 | -0.7 | 0.1 | 0 | 0 | 0 | 0 | -1.12 | 0 | -1.46 | 0.34 | 0.034 | 0 | 0.028 | PreCW-Front-GasDHW-ElecDry | Appl-CW-Front-GasDHW-ElecDry-Tier2AnySFm1985CZ05DEER2017 | 0
42958.3843 | Appl-CW-Front-GasDHW-ElecDry-Tier2 | SFm | 1985 | CZ06 | rDXGF | -1 | Household | 1 | 2064 | 232 | 0 | 0 | 229 | 0 | 3 | 0 | -0.1 | -0.1 | -0.5 | 0.4 | 0 | 0 | 0 | 0 | -0.64 | 0 | -0.87 | 0.23 | 0.036 | 0 | 0.031 | 212 | 0 | 0 | 209 | 0 | 2.6 | 0 | -0.1 | -0.1 | -0.4 | 0.3 | 0 | 0 | 0 | 0 | -0.47 | 0 | -0.78 | 0.31 | 0.033 | 0 | 0.028 | PreCW-Front-GasDHW-ElecDry | Appl-CW-Front-GasDHW-ElecDry-Tier2AnySFm1985CZ06DEER2017 | 0
42958.3843 | Appl-CW-Front-GasDHW-ElecDry-Tier2 | SFm | 1985 | CZ07 | rDXGF | -1 | Household | 1 | 2064 | 233 | 0 | 0 | 229 | 0 | 3.6 | 0 | -0.1 | 0.1 | -0.4 | 0.6 | 0 | 0 | 0 | 0 | -0.56 | 0 | -0.79 | 0.23 | 0.036 | 0 | 0.032 | 212 | 0 | 0 | 209 | 0 | 3.3 | 0 | -0.1 | 0.1 | -0.4 | 0.5 | 0 | 0 | 0 | 0 | -0.4 | 0 | -0.71 | 0.31 | 0.033 | 0 | 0.029 | PreCW-Front-GasDHW-ElecDry | Appl-CW-Front-GasDHW-ElecDry-Tier2AnySFm1985CZ07DEER2017 | 0
42958.3843 | Appl-CW-Front-GasDHW-ElecDry-Tier2 | SFm | 1985 | CZ08 | rDXGF | -1 | Household | 1 | 2064 | 235 | 0 | 0 | 229 | 0 | 5.4 | 0 | -0.1 | 0.2 | -0.5 | 0.7 | 0 | 0 | 0 | 0 | -0.6 | 0 | -0.83 | 0.23 | 0.035 | 0 | 0.032 | 214 | 0 | 0 | 209 | 0 | 4.8 | 0 | -0.1 | 0.2 | -0.4 | 0.6 | 0 | 0 | 0 | 0 | -0.43 | 0 | -0.74 | 0.31 | 0.032 | 0 | 0.029 | PreCW-Front-GasDHW-ElecDry | Appl-CW-Front-GasDHW-ElecDry-Tier2AnySFm1985CZ08DEER2017 | 0
42958.3843 | Appl-CW-Front-GasDHW-ElecDry-Tier2 | SFm | 1985 | CZ09 | rDXGF | -1 | Household | 1 | 1811 | 235 | 0 | 0 | 229 | 0 | 5.7 | 0 | -0.1 | 0.3 | -0.5 | 0.7 | 0 | 0 | 0 | 0 | -0.59 | 0 | -0.81 | 0.23 | 0.036 | 0 | 0.031 | 215 | 0 | 0 | 209 | 0 | 5.2 | 0 | -0.1 | 0.3 | -0.4 | 0.7 | 0 | 0 | 0 | 0 | -0.42 | 0 | -0.73 | 0.31 | 0.033 | 0 | 0.029 | PreCW-Front-GasDHW-ElecDry | Appl-CW-Front-GasDHW-ElecDry-Tier2AnySFm1985CZ09DEER2017 | 0
42958.3843 | Appl-CW-Front-GasDHW-ElecDry-Tier2 | SFm | 1985 | CZ10 | rDXGF | -1 | Household | 1 | 1811 | 235 | 0 | 0 | 229 | 0 | 5.3 | 0 | -0.1 | 0.1 | -0.5 | 0.6 | 0 | 0 | 0 | 0 | -0.72 | 0 | -0.95 | 0.22 | 0.037 | 0 | 0.031 | 214 | 0 | 0 | 209 | 0 | 4.8 | 0 | -0.1 | 0.1 | -0.5 | 0.6 | 0 | 0 | 0 | 0 | -0.54 | 0 | -0.85 | 0.3 | 0.034 | 0 | 0.028 | PreCW-Front-GasDHW-ElecDry | Appl-CW-Front-GasDHW-ElecDry-Tier2AnySFm1985CZ10DEER2017 | 0
42958.3843 | Appl-CW-Front-GasDHW-ElecDry-Tier2 | SFm | 1985 | CZ11 | rDXGF | -1 | Household | 1 | 1704 | 234 | 0 | 0 | 229 | 0 | 4.8 | 0 | -0.2 | -0.1 | -0.6 | 0.5 | 0 | 0 | 0 | 0 | -0.97 | 0 | -1.2 | 0.23 | 0.036 | 0 | 0.032 | 213 | 0 | 0 | 209 | 0 | 4.2 | 0 | -0.2 | -0.1 | -0.6 | 0.5 | 0 | 0 | 0 | 0 | -0.77 | 0 | -1.08 | 0.31 | 0.032 | 0 | 0.029 | PreCW-Front-GasDHW-ElecDry | Appl-CW-Front-GasDHW-ElecDry-Tier2AnySFm1985CZ11DEER2017 | 0
42958.3843 | Appl-CW-Front-GasDHW-ElecDry-Tier2 | SFm | 1985 | CZ12 | rDXGF | -1 | Household | 1 | 1704 | 233 | 0 | 0 | 229 | 0 | 4.5 | 0 | -0.1 | -0.1 | -0.7 | 0.6 | 0 | 0 | 0 | 0 | -0.97 | 0 | -1.2 | 0.23 | 0.038 | 0 | 0.032 | 213 | 0 | 0 | 209 | 0 | 4.1 | 0 | -0.1 | -0.1 | -0.6 | 0.5 | 0 | 0 | 0 | 0 | -0.77 | 0 | -1.08 | 0.31 | 0.035 | 0 | 0.029 | PreCW-Front-GasDHW-ElecDry | Appl-CW-Front-GasDHW-ElecDry-Tier2AnySFm1985CZ12DEER2017 | 0
42958.3843 | Appl-CW-Front-GasDHW-ElecDry-Tier2 | SFm | 1985 | CZ13 | rDXGF | -1 | Household | 1 | 1704 | 235 | 0 | 0 | 229 | 0 | 6.3 | 0 | -0.1 | 0.1 | -0.6 | 0.8 | 0 | 0 | 0 | 0 | -0.99 | 0 | -1.22 | 0.23 | 0.036 | 0 | 0.032 | 215 | 0 | 0 | 209 | 0 | 5.6 | 0 | -0.1 | 0.1 | -0.5 | 0.7 | 0 | 0 | 0 | 0 | -0.78 | 0 | -1.09 | 0.31 | 0.033 | 0 | 0.029 | PreCW-Front-GasDHW-ElecDry | Appl-CW-Front-GasDHW-ElecDry-Tier2AnySFm1985CZ13DEER2017 | 0
42958.3843 | Appl-CW-Front-GasDHW-ElecDry-Tier2 | SFm | 1985 | CZ14 | rDXGF | -1 | Household | 1 | 1741 | 236 | 0 | 0 | 229 | 0 | 7.1 | 0 | -0.1 | 0.3 | -0.6 | 0.8 | 0 | 0 | 0 | 0 | -0.93 | 0 | -1.16 | 0.23 | 0.035 | 0 | 0.032 | 216 | 0 | 0 | 209 | 0 | 6.4 | 0 | -0.1 | 0.2 | -0.6 | 0.7 | 0 | 0 | 0 | 0 | -0.74 | 0 | -1.05 | 0.31 | 0.032 | 0 | 0.029 | PreCW-Front-GasDHW-ElecDry | Appl-CW-Front-GasDHW-ElecDry-Tier2AnySFm1985CZ14DEER2017 | 0
42958.3843 | Appl-CW-Front-GasDHW-ElecDry-Tier2 | SFm | 1985 | CZ15 | rDXGF | -1 | Household | 1 | 1741 | 238 | 0 | 0 | 229 | 0 | 8.4 | 0 | 0 | 0.6 | -0.3 | 0.9 | 0 | 0 | 0 | 0 | -0.32 | 0 | -0.51 | 0.18 | 0.036 | 0 | 0.032 | 217 | 0 | 0 | 209 | 0 | 7.1 | 0 | 0 | 0.5 | -0.2 | 0.7 | 0 | 0 | 0 | 0 | -0.2 | 0 | -0.46 | 0.25 | 0.033 | 0 | 0.029 | PreCW-Front-GasDHW-ElecDry | Appl-CW-Front-GasDHW-ElecDry-Tier2AnySFm1985CZ15DEER2017 | 0
42958.3843 | Appl-CW-Front-GasDHW-ElecDry-Tier2 | SFm | 1985 | CZ16 | rDXGF | -1 | Household | 1 | 1904 | 233 | 0 | 0 | 229 | 0 | 4 | 0 | -0.3 | -0.2 | -0.7 | 0.5 | 0 | 0 | 0 | 0 | -1.04 | 0 | -1.3 | 0.26 | 0.037 | 0 | 0.032 | 212 | 0 | 0 | 209 | 0 | 3.6 | 0 | -0.2 | -0.2 | -0.7 | 0.5 | 0 | 0 | 0 | 0 | -0.81 | 0 | -1.17 | 0.35 | 0.034 | 0 | 0.029 | PreCW-Front-GasDHW-ElecDry | Appl-CW-Front-GasDHW-ElecDry-Tier2AnySFm1985CZ16DEER2017 | 0
42958.3843 | Appl-CW-Front-GasDHW-ElecDry-Tier2 | SFm | 1996 | CZ01 | rDXGF | -1 | Household | 1 | 2193 | 229 | 0 | 0 | 229 | 0 | 0 | 0 | -0.2 | -0.6 | -0.6 | 0 | 0 | 0 | 0 | 0 | -0.78 | 0 | -1.04 | 0.26 | 0.032 | 0 | 0.032 | 209 | 0 | 0 | 209 | 0 | 0 | 0 | -0.2 | -0.5 | -0.5 | 0 | 0 | 0 | 0 | 0 | -0.59 | 0 | -0.94 | 0.35 | 0.029 | 0 | 0.029 | PreCW-Front-GasDHW-ElecDry | Appl-CW-Front-GasDHW-ElecDry-Tier2AnySFm1996CZ01DEER2017 | 0
42958.3843 | Appl-CW-Front-GasDHW-ElecDry-Tier2 | SFm | 1996 | CZ02 | rDXGF | -1 | Household | 1 | 2193 | 232 | 0 | 0 | 229 | 0 | 3.3 | 0 | -0.2 | -0.1 | -0.5 | 0.4 | 0 | 0 | 0 | 0 | -0.77 | 0 | -1.01 | 0.25 | 0.043 | 0 | 0.032 | 212 | 0 | 0 | 209 | 0 | 3.1 | 0 | -0.2 | -0.1 | -0.5 | 0.4 | 0 | 0 | 0 | 0 | -0.58 | 0 | -0.91 | 0.33 | 0.04 | 0 | 0.029 | PreCW-Front-GasDHW-ElecDry | Appl-CW-Front-GasDHW-ElecDry-Tier2AnySFm1996CZ02DEER2017 | 0
42958.3843 | Appl-CW-Front-GasDHW-ElecDry-Tier2 | SFm | 1996 | CZ03 | rDXGF | -1 | Household | 1 | 2193 | 230 | 0 | 0 | 229 | 0 | 1.2 | 0 | -0.2 | -0.4 | -0.5 | 0.2 | 0 | 0 | 0 | 0 | -0.82 | 0 | -1.07 | 0.25 | 0.028 | 0 | 0.032 | 210 | 0 | 0 | 209 | 0 | 1 | 0 | -0.2 | -0.4 | -0.5 | 0.1 | 0 | 0 | 0 | 0 | -0.63 | 0 | -0.97 | 0.33 | 0.024 | 0 | 0.029 | PreCW-Front-GasDHW-ElecDry | Appl-CW-Front-GasDHW-ElecDry-Tier2AnySFm1996CZ03DEER2017 | 0
42958.3843 | Appl-CW-Front-GasDHW-ElecDry-Tier2 | SFm | 1996 | CZ04 | rDXGF | -1 | Household | 1 | 2193 | 234 | 0 | 0 | 229 | 0 | 4.9 | 0 | -0.2 | 0.1 | -0.5 | 0.6 | 0 | 0 | 0 | 0 | -0.7 | 0 | -0.95 | 0.23 | 0.039 | 0 | 0.031 | 214 | 0 | 0 | 209 | 0 | 4.6 | 0 | -0.1 | 0.1 | -0.5 | 0.5 | 0 | 0 | 0 | 0 | -0.53 | 0 | -0.86 | 0.32 | 0.036 | 0 | 0.028 | PreCW-Front-GasDHW-ElecDry | Appl-CW-Front-GasDHW-ElecDry-Tier2AnySFm1996CZ04DEER2017 | 0
42958.3843 | Appl-CW-Front-GasDHW-ElecDry-Tier2 | SFm | 1996 | CZ05 | rDXGF | -1 | Household | 1 | 2193 | 229 | 0 | 0 | 229 | 0 | 0.9 | 0 | -0.1 | -0.7 | -0.8 | 0.2 | 0 | 0 | 0 | 0 | -1.3 | 0 | -1.55 | 0.25 | 0.036 | 0 | 0.031 | 209 | 0 | 0 | 209 | 0 | 0.9 | 0 | -0.1 | -0.6 | -0.7 | 0.1 | 0 | 0 | 0 | 0 | -1.06 | 0 | -1.4 | 0.34 | 0.033 | 0 | 0.028 | PreCW-Front-GasDHW-ElecDry | Appl-CW-Front-GasDHW-ElecDry-Tier2AnySFm1996CZ05DEER2017 | 0
42958.3843 | Appl-CW-Front-GasDHW-ElecDry-Tier2 | SFm | 1996 | CZ06 | rDXGF | -1 | Household | 1 | 2297 | 234 | 0 | 0 | 229 | 0 | 4.3 | 0 | 0 | 0.2 | -0.4 | 0.6 | 0 | 0 | 0 | 0 | -0.52 | 0 | -0.74 | 0.23 | 0.037 | 0 | 0.031 | 214 | 0 | 0 | 209 | 0 | 4.2 | 0 | 0 | 0.3 | -0.3 | 0.6 | 0 | 0 | 0 | 0 | -0.36 | 0 | -0.67 | 0.31 | 0.034 | 0 | 0.029 | PreCW-Front-GasDHW-ElecDry | Appl-CW-Front-GasDHW-ElecDry-Tier2AnySFm1996CZ06DEER2017 | 0
42958.3843 | Appl-CW-Front-GasDHW-ElecDry-Tier2 | SFm | 1996 | CZ07 | rDXGF | -1 | Household | 1 | 2297 | 237 | 0 | 0 | 229 | 0 | 6.3 | 0 | 0.1 | 0.9 | 0.1 | 0.9 | 0 | 0 | 0 | 0 | 0.24 | 0 | 0.01 | 0.23 | 0.041 | 0 | 0.032 | 217 | 0 | 0 | 209 | 0 | 6.4 | 0 | 0.1 | 0.9 | 0.1 | 0.9 | 0 | 0 | 0 | 0 | 0.38 | 0 | 0.08 | 0.31 | 0.038 | 0 | 0.029 | PreCW-Front-GasDHW-ElecDry | Appl-CW-Front-GasDHW-ElecDry-Tier2AnySFm1996CZ07DEER2017 | 0
42958.3843 | Appl-CW-Front-GasDHW-ElecDry-Tier2 | SFm | 1996 | CZ08 | rDXGF | -1 | Household | 1 | 2297 | 236 | 0 | 0 | 229 | 0 | 6 | 0 | 0 | 0.5 | -0.3 | 0.7 | 0 | 0 | 0 | 0 | -0.44 | 0 | -0.66 | 0.23 | 0.029 | 0 | 0.032 | 215 | 0 | 0 | 209 | 0 | 5.5 | 0 | 0 | 0.5 | -0.3 | 0.7 | 0 | 0 | 0 | 0 | -0.29 | 0 | -0.59 | 0.31 | 0.026 | 0 | 0.029 | PreCW-Front-GasDHW-ElecDry | Appl-CW-Front-GasDHW-ElecDry-Tier2AnySFm1996CZ08DEER2017 | 0
42958.3843 | Appl-CW-Front-GasDHW-ElecDry-Tier2 | SFm | 1996 | CZ09 | rDXGF | -1 | Household | 1 | 2186 | 235 | 0 | 0 | 229 | 0 | 5.5 | 0 | -0.1 | 0.3 | -0.3 | 0.6 | 0 | 0 | 0 | 0 | -0.49 | 0 | -0.71 | 0.23 | 0.036 | 0 | 0.031 | 214 | 0 | 0 | 209 | 0 | 5 | 0 | 0 | 0.3 | -0.3 | 0.6 | 0 | 0 | 0 | 0 | -0.34 | 0 | -0.64 | 0.31 | 0.033 | 0 | 0.029 | PreCW-Front-GasDHW-ElecDry | Appl-CW-Front-GasDHW-ElecDry-Tier2AnySFm1996CZ09DEER2017 | 0
42958.3843 | Appl-CW-Front-GasDHW-ElecDry-Tier2 | SFm | 1996 | CZ10 | rDXGF | -1 | Household | 1 | 2186 | 236 | 0 | 0 | 229 | 0 | 6.2 | 0 | 0 | 0.3 | -0.5 | 0.7 | 0 | 0 | 0 | 0 | -0.65 | 0 | -0.87 | 0.22 | 0.035 | 0 | 0.031 | 215 | 0 | 0 | 209 | 0 | 5.6 | 0 | 0 | 0.3 | -0.4 | 0.7 | 0 | 0 | 0 | 0 | -0.49 | 0 | -0.79 | 0.3 | 0.033 | 0 | 0.028 | PreCW-Front-GasDHW-ElecDry | Appl-CW-Front-GasDHW-ElecDry-Tier2AnySFm1996CZ10DEER2017 | 0
42958.3843 | Appl-CW-Front-GasDHW-ElecDry-Tier2 | SFm | 1996 | CZ11 | rDXGF | -1 | Household | 1 | 2032 | 235 | 0 | 0 | 229 | 0 | 5.9 | 0 | -0.1 | 0.1 | -0.5 | 0.7 | 0 | 0 | 0 | 0 | -0.78 | 0 | -1.01 | 0.23 | 0.037 | 0 | 0.031 | 214 | 0 | 0 | 209 | 0 | 5.2 | 0 | -0.1 | 0.1 | -0.5 | 0.6 | 0 | 0 | 0 | 0 | -0.6 | 0 | -0.9 | 0.31 | 0.034 | 0 | 0.028 | PreCW-Front-GasDHW-ElecDry | Appl-CW-Front-GasDHW-ElecDry-Tier2AnySFm1996CZ11DEER2017 | 0
42958.3843 | Appl-CW-Front-GasDHW-ElecDry-Tier2 | SFm | 1996 | CZ12 | rDXGF | -1 | Household | 1 | 2032 | 234 | 0 | 0 | 229 | 0 | 4.7 | 0 | -0.1 | 0 | -0.5 | 0.5 | 0 | 0 | 0 | 0 | -0.75 | 0 | -0.97 | 0.23 | 0.037 | 0 | 0.032 | 213 | 0 | 0 | 209 | 0 | 4.3 | 0 | -0.1 | 0 | -0.5 | 0.5 | 0 | 0 | 0 | 0 | -0.57 | 0 | -0.88 | 0.31 | 0.033 | 0 | 0.029 | PreCW-Front-GasDHW-ElecDry | Appl-CW-Front-GasDHW-ElecDry-Tier2AnySFm1996CZ12DEER2017 | 0
42958.3843 | Appl-CW-Front-GasDHW-ElecDry-Tier2 | SFm | 1996 | CZ13 | rDXGF | -1 | Household | 1 | 2032 | 237 | 0 | 0 | 229 | 0 | 7.6 | 0 | -0.2 | 0.4 | -0.6 | 0.8 | 0 | 0 | 0 | 0 | -0.83 | 0 | -1.06 | 0.22 | 0.036 | 0 | 0.032 | 216 | 0 | 0 | 209 | 0 | 6.9 | 0 | -0.2 | 0.3 | -0.5 | 0.8 | 0 | 0 | 0 | 0 | -0.64 | 0 | -0.95 | 0.3 | 0.033 | 0 | 0.029 | PreCW-Front-GasDHW-ElecDry | Appl-CW-Front-GasDHW-ElecDry-Tier2AnySFm1996CZ13DEER2017 | 0
42958.3843 | Appl-CW-Front-GasDHW-ElecDry-Tier2 | SFm | 1996 | CZ14 | rDXGF | -1 | Household | 1 | 1758 | 236 | 0 | 0 | 229 | 0 | 6.8 | 0 | -0.2 | 0.3 | -0.6 | 0.8 | 0 | 0 | 0 | 0 | -0.79 | 0 | -1.01 | 0.23 | 0.035 | 0 | 0.032 | 215 | 0 | 0 | 209 | 0 | 6.2 | 0 | -0.2 | 0.3 | -0.5 | 0.7 | 0 | 0 | 0 | 0 | -0.6 | 0 | -0.91 | 0.31 | 0.031 | 0 | 0.029 | PreCW-Front-GasDHW-ElecDry | Appl-CW-Front-GasDHW-ElecDry-Tier2AnySFm1996CZ14DEER2017 | 0
42958.3843 | Appl-CW-Front-GasDHW-ElecDry-Tier2 | SFm | 1996 | CZ15 | rDXGF | -1 | Household | 1 | 1758 | 238 | 0 | 0 | 229 | 0 | 8.5 | 0 | -0.1 | 0.7 | -0.3 | 0.9 | 0 | 0 | 0 | 0 | -0.29 | 0 | -0.47 | 0.19 | 0.035 | 0 | 0.032 | 217 | 0 | 0 | 209 | 0 | 7.6 | 0 | -0.1 | 0.6 | -0.2 | 0.8 | 0 | 0 | 0 | 0 | -0.17 | 0 | -0.42 | 0.25 | 0.031 | 0 | 0.029 | PreCW-Front-GasDHW-ElecDry | Appl-CW-Front-GasDHW-ElecDry-Tier2AnySFm1996CZ15DEER2017 | 0
42958.3843 | Appl-CW-Front-GasDHW-ElecDry-Tier2 | SFm | 1996 | CZ16 | rDXGF | -1 | Household | 1 | 2193 | 233 | 0 | 0 | 229 | 0 | 3.7 | 0 | -0.1 | 0.1 | -0.4 | 0.5 | 0 | 0 | 0 | 0 | -0.58 | 0 | -0.85 | 0.26 | 0.036 | 0 | 0.032 | 212 | 0 | 0 | 209 | 0 | 3.3 | 0 | -0.1 | 0.1 | -0.4 | 0.5 | 0 | 0 | 0 | 0 | -0.41 | 0 | -0.76 | 0.35 | 0.033 | 0 | 0.029 | PreCW-Front-GasDHW-ElecDry | Appl-CW-Front-GasDHW-ElecDry-Tier2AnySFm1996CZ16DEER2017 | 0
42958.3843 | Appl-CW-Front-GasDHW-ElecDry-Tier2 | SFm | 2003 | CZ01 | rDXGF | -1 | Household | 1 | 2295.6 | 228 | 0 | 0 | 229 | 0 | 0 | 0 | -0.2 | -0.6 | -0.6 | 0 | 0 | 0 | 0 | 0 | -0.88 | 0 | -1.15 | 0.26 | 0.032 | 0 | 0.032 | 209 | 0 | 0 | 209 | 0 | 0 | 0 | -0.2 | -0.6 | -0.6 | 0 | 0 | 0 | 0 | 0 | -0.67 | 0 | -1.03 | 0.35 | 0.029 | 0 | 0.029 | PreCW-Front-GasDHW-ElecDry | Appl-CW-Front-GasDHW-ElecDry-Tier2AnySFm2003CZ01DEER2017 | 0
42958.3843 | Appl-CW-Front-GasDHW-ElecDry-Tier2 | SFm | 2003 | CZ02 | rDXGF | -1 | Household | 1 | 1948.8 | 232 | 0 | 0 | 229 | 0 | 2.9 | 0 | -0.2 | -0.2 | -0.6 | 0.3 | 0 | 0 | 0 | 0 | -0.77 | 0 | -1.01 | 0.24 | 0.037 | 0 | 0.032 | 211 | 0 | 0 | 209 | 0 | 2.6 | 0 | -0.2 | -0.2 | -0.5 | 0.3 | 0 | 0 | 0 | 0 | -0.58 | 0 | -0.9 | 0.33 | 0.034 | 0 | 0.029 | PreCW-Front-GasDHW-ElecDry | Appl-CW-Front-GasDHW-ElecDry-Tier2AnySFm2003CZ02DEER2017 | 0
42958.3843 | Appl-CW-Front-GasDHW-ElecDry-Tier2 | SFm | 2003 | CZ03 | rDXGF | -1 | Household | 1 | 2295.6 | 229 | 0 | 0 | 229 | 0 | 0.7 | 0 | -0.1 | -0.5 | -0.6 | 0.1 | 0 | 0 | 0 | 0 | -0.86 | 0 | -1.1 | 0.25 | 0.036 | 0 | 0.032 | 209 | 0 | 0 | 209 | 0 | 0.5 | 0 | -0.1 | -0.5 | -0.5 | 0.1 | 0 | 0 | 0 | 0 | -0.66 | 0 | -0.99 | 0.34 | 0.033 | 0 | 0.029 | PreCW-Front-GasDHW-ElecDry | Appl-CW-Front-GasDHW-ElecDry-Tier2AnySFm2003CZ03DEER2017 | 0
42958.3843 | Appl-CW-Front-GasDHW-ElecDry-Tier2 | SFm | 2003 | CZ04 | rDXGF | -1 | Household | 1 | 2295.6 | 233 | 0 | 0 | 229 | 0 | 3.9 | 0 | -0.1 | 0.1 | -0.4 | 0.5 | 0 | 0 | 0 | 0 | -0.65 | 0 | -0.89 | 0.24 | 0.038 | 0 | 0.031 | 213 | 0 | 0 | 209 | 0 | 3.5 | 0 | -0.1 | 0.1 | -0.4 | 0.4 | 0 | 0 | 0 | 0 | -0.47 | 0 | -0.8 | 0.33 | 0.034 | 0 | 0.029 | PreCW-Front-GasDHW-ElecDry | Appl-CW-Front-GasDHW-ElecDry-Tier2AnySFm2003CZ04DEER2017 | 0
42958.3843 | Appl-CW-Front-GasDHW-ElecDry-Tier2 | SFm | 2003 | CZ05 | rDXGF | -1 | Household | 1 | 2295.6 | 229 | 0 | 0 | 229 | 0 | 0.6 | 0 | -0.1 | -0.6 | -0.7 | 0.1 | 0 | 0 | 0 | 0 | -1.14 | 0 | -1.39 | 0.25 | 0.036 | 0 | 0.032 | 209 | 0 | 0 | 209 | 0 | 0.5 | 0 | -0.1 | -0.6 | -0.6 | 0 | 0 | 0 | 0 | 0 | -0.9 | 0 | -1.24 | 0.34 | 0.033 | 0 | 0.029 | PreCW-Front-GasDHW-ElecDry | Appl-CW-Front-GasDHW-ElecDry-Tier2AnySFm2003CZ05DEER2017 | 0
42958.3843 | Appl-CW-Front-GasDHW-ElecDry-Tier2 | SFm | 2003 | CZ06 | rDXGF | -1 | Household | 1 | 2392.9 | 237 | 0 | 0 | 229 | 0 | 6.9 | 0 | -0.1 | 0.6 | -0.3 | 0.9 | 0 | 0 | 0 | 0 | -0.42 | 0 | -0.65 | 0.23 | 0.036 | 0 | 0.031 | 215 | 0 | 0 | 209 | 0 | 5.7 | 0 | -0.1 | 0.5 | -0.3 | 0.8 | 0 | 0 | 0 | 0 | -0.28 | 0 | -0.59 | 0.31 | 0.033 | 0 | 0.029 | PreCW-Front-GasDHW-ElecDry | Appl-CW-Front-GasDHW-ElecDry-Tier2AnySFm2003CZ06DEER2017 | 0
42958.3843 | Appl-CW-Front-GasDHW-ElecDry-Tier2 | SFm | 2003 | CZ07 | rDXGF | -1 | Household | 1 | 2392.9 | 236 | 0 | 0 | 229 | 0 | 6.6 | 0 | -0.1 | 0.6 | -0.4 | 0.9 | 0 | 0 | 0 | 0 | -0.53 | 0 | -0.76 | 0.23 | 0.035 | 0 | 0.032 | 216 | 0 | 0 | 209 | 0 | 6.1 | 0 | -0.1 | 0.5 | -0.4 | 0.8 | 0 | 0 | 0 | 0 | -0.37 | 0 | -0.69 | 0.32 | 0.032 | 0 | 0.029 | PreCW-Front-GasDHW-ElecDry | Appl-CW-Front-GasDHW-ElecDry-Tier2AnySFm2003CZ07DEER2017 | 0
42958.3843 | Appl-CW-Front-GasDHW-ElecDry-Tier2 | SFm | 2003 | CZ08 | rDXGF | -1 | Household | 1 | 2392.9 | 238 | 0 | 0 | 229 | 0 | 7.7 | 0 | 0 | 0.7 | -0.2 | 1 | 0 | 0 | 0 | 0 | -0.36 | 0 | -0.59 | 0.23 | 0.035 | 0 | 0.031 | 216 | 0 | 0 | 209 | 0 | 6.4 | 0 | 0 | 0.6 | -0.2 | 0.8 | 0 | 0 | 0 | 0 | -0.21 | 0 | -0.52 | 0.31 | 0.032 | 0 | 0.029 | PreCW-Front-GasDHW-ElecDry | Appl-CW-Front-GasDHW-ElecDry-Tier2AnySFm2003CZ08DEER2017 | 0
42958.3843 | Appl-CW-Front-GasDHW-ElecDry-Tier2 | SFm | 2003 | CZ09 | rDXGF | -1 | Household | 1 | 2422.9 | 235 | 0 | 0 | 229 | 0 | 5.5 | 0 | 0 | 0.3 | -0.4 | 0.7 | 0 | 0 | 0 | 0 | -0.52 | 0 | -0.75 | 0.22 | 0.034 | 0 | 0.032 | 214 | 0 | 0 | 209 | 0 | 4.8 | 0 | 0 | 0.3 | -0.4 | 0.6 | 0 | 0 | 0 | 0 | -0.37 | 0 | -0.68 | 0.3 | 0.031 | 0 | 0.029 | PreCW-Front-GasDHW-ElecDry | Appl-CW-Front-GasDHW-ElecDry-Tier2AnySFm2003CZ09DEER2017 | 0
42958.3843 | Appl-CW-Front-GasDHW-ElecDry-Tier2 | SFm | 2003 | CZ10 | rDXGF | -1 | Household | 1 | 1948.8 | 236 | 0 | 0 | 229 | 0 | 6.3 | 0 | -0.1 | 0.3 | -0.5 | 0.8 | 0 | 0 | 0 | 0 | -0.63 | 0 | -0.85 | 0.22 | 0.035 | 0 | 0.032 | 215 | 0 | 0 | 209 | 0 | 5.7 | 0 | -0.1 | 0.3 | -0.4 | 0.7 | 0 | 0 | 0 | 0 | -0.46 | 0 | -0.76 | 0.3 | 0.032 | 0 | 0.029 | PreCW-Front-GasDHW-ElecDry | Appl-CW-Front-GasDHW-ElecDry-Tier2AnySFm2003CZ10DEER2017 | 0
42958.3843 | Appl-CW-Front-GasDHW-ElecDry-Tier2 | SFm | 2003 | CZ11 | rDXGF | -1 | Household | 1 | 1948.8 | 235 | 0 | 0 | 229 | 0 | 5.6 | 0 | -0.1 | 0.1 | -0.5 | 0.6 | 0 | 0 | 0 | 0 | -0.72 | 0 | -0.96 | 0.23 | 0.036 | 0 | 0.032 | 214 | 0 | 0 | 209 | 0 | 5 | 0 | -0.1 | 0.1 | -0.4 | 0.6 | 0 | 0 | 0 | 0 | -0.54 | 0 | -0.85 | 0.31 | 0.033 | 0 | 0.029 | PreCW-Front-GasDHW-ElecDry | Appl-CW-Front-GasDHW-ElecDry-Tier2AnySFm2003CZ11DEER2017 | 0
42958.3843 | Appl-CW-Front-GasDHW-ElecDry-Tier2 | SFm | 2003 | CZ12 | rDXGF | -1 | Household | 1 | 1948.8 | 233 | 0 | 0 | 229 | 0 | 4.3 | 0 | -0.1 | 0 | -0.5 | 0.5 | 0 | 0 | 0 | 0 | -0.71 | 0 | -0.94 | 0.24 | 0.036 | 0 | 0.031 | 213 | 0 | 0 | 209 | 0 | 3.9 | 0 | -0.1 | 0 | -0.5 | 0.5 | 0 | 0 | 0 | 0 | -0.53 | 0 | -0.85 | 0.32 | 0.033 | 0 | 0.029 | PreCW-Front-GasDHW-ElecDry | Appl-CW-Front-GasDHW-ElecDry-Tier2AnySFm2003CZ12DEER2017 | 0
42958.3843 | Appl-CW-Front-GasDHW-ElecDry-Tier2 | SFm | 2003 | CZ13 | rDXGF | -1 | Household | 1 | 1948.8 | 235 | 0 | 0 | 229 | 0 | 5.4 | 0 | -0.2 | 0.1 | -0.5 | 0.6 | 0 | 0 | 0 | 0 | -0.75 | 0 | -0.98 | 0.23 | 0.036 | 0 | 0.032 | 214 | 0 | 0 | 209 | 0 | 4.9 | 0 | -0.2 | 0.1 | -0.5 | 0.6 | 0 | 0 | 0 | 0 | -0.57 | 0 | -0.88 | 0.31 | 0.033 | 0 | 0.029 | PreCW-Front-GasDHW-ElecDry | Appl-CW-Front-GasDHW-ElecDry-Tier2AnySFm2003CZ13DEER2017 | 0
42958.3843 | Appl-CW-Front-GasDHW-ElecDry-Tier2 | SFm | 2003 | CZ14 | rDXGF | -1 | Household | 1 | 2160.9 | 236 | 0 | 0 | 229 | 0 | 6.6 | 0 | -0.1 | 0.3 | -0.5 | 0.8 | 0 | 0 | 0 | 0 | -0.78 | 0 | -1.01 | 0.23 | 0.034 | 0 | 0.031 | 215 | 0 | 0 | 209 | 0 | 6 | 0 | -0.1 | 0.3 | -0.5 | 0.7 | 0 | 0 | 0 | 0 | -0.6 | 0 | -0.9 | 0.31 | 0.031 | 0 | 0.028 | PreCW-Front-GasDHW-ElecDry | Appl-CW-Front-GasDHW-ElecDry-Tier2AnySFm2003CZ14DEER2017 | 0
42958.3843 | Appl-CW-Front-GasDHW-ElecDry-Tier2 | SFm | 2003 | CZ15 | rDXGF | -1 | Household | 1 | 2160.9 | 238 | 0 | 0 | 229 | 0 | 8.4 | 0 | -0.1 | 0.6 | -0.2 | 0.9 | 0 | 0 | 0 | 0 | -0.3 | 0 | -0.48 | 0.19 | 0.035 | 0 | 0.032 | 217 | 0 | 0 | 209 | 0 | 7.6 | 0 | -0.1 | 0.6 | -0.2 | 0.8 | 0 | 0 | 0 | 0 | -0.18 | 0 | -0.43 | 0.26 | 0.032 | 0 | 0.029 | PreCW-Front-GasDHW-ElecDry | Appl-CW-Front-GasDHW-ElecDry-Tier2AnySFm2003CZ15DEER2017 | 0
42958.3843 | Appl-CW-Front-GasDHW-ElecDry-Tier2 | SFm | 2003 | CZ16 | rDXGF | -1 | Household | 1 | 2295.6 | 232 | 0 | 0 | 229 | 0 | 2.7 | 0 | -0.1 | 0 | -0.4 | 0.3 | 0 | 0 | 0 | 0 | -0.55 | 0 | -0.82 | 0.26 | 0.035 | 0 | 0.032 | 212 | 0 | 0 | 209 | 0 | 2.5 | 0 | -0.1 | 0 | -0.4 | 0.3 | 0 | 0 | 0 | 0 | -0.37 | 0 | -0.73 | 0.35 | 0.032 | 0 | 0.029 | PreCW-Front-GasDHW-ElecDry | Appl-CW-Front-GasDHW-ElecDry-Tier2AnySFm2003CZ16DEER2017 | 0
42958.3843 | Appl-CW-Front-GasDHW-ElecDry-Tier2 | SFm | 2007 | CZ01 | rDXGF | -1 | Household | 1 | 2295.6 | 229 | 0 | 0 | 229 | 0 | 0 | 0 | -0.2 | -0.5 | -0.5 | 0 | 0 | 0 | 0 | 0 | -0.87 | 0 | -1.14 | 0.26 | 0.032 | 0 | 0.032 | 209 | 0 | 0 | 209 | 0 | 0 | 0 | -0.2 | -0.5 | -0.5 | 0 | 0 | 0 | 0 | 0 | -0.66 | 0 | -1.02 | 0.35 | 0.029 | 0 | 0.029 | PreCW-Front-GasDHW-ElecDry | Appl-CW-Front-GasDHW-ElecDry-Tier2AnySFm2007CZ01DEER2017 | 0
42958.3843 | Appl-CW-Front-GasDHW-ElecDry-Tier2 | SFm | 2007 | CZ02 | rDXGF | -1 | Household | 1 | 1948.8 | 231 | 0 | 0 | 229 | 0 | 2.8 | 0 | -0.3 | -0.2 | -0.6 | 0.4 | 0 | 0 | 0 | 0 | -0.99 | 0 | -1.23 | 0.25 | 0.035 | 0 | 0.032 | 211 | 0 | 0 | 209 | 0 | 2.6 | 0 | -0.3 | -0.1 | -0.5 | 0.4 | 0 | 0 | 0 | 0 | -0.77 | 0 | -1.1 | 0.34 | 0.032 | 0 | 0.029 | PreCW-Front-GasDHW-ElecDry | Appl-CW-Front-GasDHW-ElecDry-Tier2AnySFm2007CZ02DEER2017 | 0
42958.3843 | Appl-CW-Front-GasDHW-ElecDry-Tier2 | SFm | 2007 | CZ03 | rDXGF | -1 | Household | 1 | 2295.6 | 229 | 0 | 0 | 229 | 0 | 0.7 | 0 | -0.1 | -0.4 | -0.6 | 0.1 | 0 | 0 | 0 | 0 | -0.88 | 0 | -1.14 | 0.25 | 0.035 | 0 | 0.031 | 209 | 0 | 0 | 209 | 0 | 0.6 | 0 | -0.1 | -0.4 | -0.5 | 0.1 | 0 | 0 | 0 | 0 | -0.68 | 0 | -1.02 | 0.33 | 0.032 | 0 | 0.029 | PreCW-Front-GasDHW-ElecDry | Appl-CW-Front-GasDHW-ElecDry-Tier2AnySFm2007CZ03DEER2017 | 0
42958.3843 | Appl-CW-Front-GasDHW-ElecDry-Tier2 | SFm | 2007 | CZ04 | rDXGF | -1 | Household | 1 | 2295.6 | 232 | 0 | 0 | 229 | 0 | 3.3 | 0 | -0.2 | 0 | -0.5 | 0.5 | 0 | 0 | 0 | 0 | -0.72 | 0 | -0.96 | 0.25 | 0.036 | 0 | 0.031 | 212 | 0 | 0 | 209 | 0 | 3 | 0 | -0.2 | 0 | -0.5 | 0.5 | 0 | 0 | 0 | 0 | -0.53 | 0 | -0.85 | 0.33 | 0.033 | 0 | 0.029 | PreCW-Front-GasDHW-ElecDry | Appl-CW-Front-GasDHW-ElecDry-Tier2AnySFm2007CZ04DEER2017 | 0
42958.3843 | Appl-CW-Front-GasDHW-ElecDry-Tier2 | SFm | 2007 | CZ05 | rDXGF | -1 | Household | 1 | 2295.6 | 229 | 0 | 0 | 229 | 0 | 0.5 | 0 | -0.2 | -0.6 | -0.7 | 0.1 | 0 | 0 | 0 | 0 | -1.25 | 0 | -1.5 | 0.25 | 0.034 | 0 | 0.032 | 209 | 0 | 0 | 209 | 0 | 0.4 | 0 | -0.2 | -0.6 | -0.7 | 0.1 | 0 | 0 | 0 | 0 | -1.04 | 0 | -1.38 | 0.34 | 0.031 | 0 | 0.029 | PreCW-Front-GasDHW-ElecDry | Appl-CW-Front-GasDHW-ElecDry-Tier2AnySFm2007CZ05DEER2017 | 0
42958.3843 | Appl-CW-Front-GasDHW-ElecDry-Tier2 | SFm | 2007 | CZ06 | rDXGF | -1 | Household | 1 | 2392.9 | 234 | 0 | 0 | 229 | 0 | 4.3 | 0 | -0.1 | 0.4 | -0.3 | 0.8 | 0 | 0 | 0 | 0 | -0.52 | 0 | -0.75 | 0.24 | 0.035 | 0 | 0.031 | 213 | 0 | 0 | 209 | 0 | 3.4 | 0 | -0.1 | 0.3 | -0.3 | 0.6 | 0 | 0 | 0 | 0 | -0.35 | 0 | -0.67 | 0.32 | 0.032 | 0 | 0.028 | PreCW-Front-GasDHW-ElecDry | Appl-CW-Front-GasDHW-ElecDry-Tier2AnySFm2007CZ06DEER2017 | 0
42958.3843 | Appl-CW-Front-GasDHW-ElecDry-Tier2 | SFm | 2007 | CZ07 | rDXGF | -1 | Household | 1 | 2392.9 | 234 | 0 | 0 | 229 | 0 | 4.6 | 0 | -0.1 | 0.6 | -0.3 | 0.9 | 0 | 0 | 0 | 0 | -0.4 | 0 | -0.63 | 0.23 | 0.036 | 0 | 0.031 | 214 | 0 | 0 | 209 | 0 | 4.2 | 0 | -0.1 | 0.5 | -0.3 | 0.8 | 0 | 0 | 0 | 0 | -0.26 | 0 | -0.57 | 0.31 | 0.033 | 0 | 0.028 | PreCW-Front-GasDHW-ElecDry | Appl-CW-Front-GasDHW-ElecDry-Tier2AnySFm2007CZ07DEER2017 | 0
42958.3843 | Appl-CW-Front-GasDHW-ElecDry-Tier2 | SFm | 2007 | CZ08 | rDXGF | -1 | Household | 1 | 2392.9 | 236 | 0 | 0 | 229 | 0 | 6 | 0 | -0.1 | 0.7 | -0.3 | 1 | 0 | 0 | 0 | 0 | -0.35 | 0 | -0.58 | 0.23 | 0.034 | 0 | 0.032 | 215 | 0 | 0 | 209 | 0 | 5.5 | 0 | -0.1 | 0.7 | -0.2 | 0.9 | 0 | 0 | 0 | 0 | -0.2 | 0 | -0.5 | 0.31 | 0.032 | 0 | 0.029 | PreCW-Front-GasDHW-ElecDry | Appl-CW-Front-GasDHW-ElecDry-Tier2AnySFm2007CZ08DEER2017 | 0
42958.3843 | Appl-CW-Front-GasDHW-ElecDry-Tier2 | SFm | 2007 | CZ09 | rDXGF | -1 | Household | 1 | 2422.9 | 234 | 0 | 0 | 229 | 0 | 4.2 | 0 | -0.1 | 0.3 | -0.3 | 0.7 | 0 | 0 | 0 | 0 | -0.45 | 0 | -0.68 | 0.23 | 0.033 | 0 | 0.032 | 213 | 0 | 0 | 209 | 0 | 3.7 | 0 | -0.1 | 0.3 | -0.3 | 0.7 | 0 | 0 | 0 | 0 | -0.3 | 0 | -0.61 | 0.31 | 0.03 | 0 | 0.029 | PreCW-Front-GasDHW-ElecDry | Appl-CW-Front-GasDHW-ElecDry-Tier2AnySFm2007CZ09DEER2017 | 0
42958.3843 | Appl-CW-Front-GasDHW-ElecDry-Tier2 | SFm | 2007 | CZ10 | rDXGF | -1 | Household | 1 | 1948.8 | 234 | 0 | 0 | 229 | 0 | 5 | 0 | -0.1 | 0.3 | -0.4 | 0.8 | 0 | 0 | 0 | 0 | -0.66 | 0 | -0.88 | 0.22 | 0.033 | 0 | 0.032 | 214 | 0 | 0 | 209 | 0 | 4.5 | 0 | -0.1 | 0.3 | -0.4 | 0.7 | 0 | 0 | 0 | 0 | -0.49 | 0 | -0.79 | 0.3 | 0.03 | 0 | 0.029 | PreCW-Front-GasDHW-ElecDry | Appl-CW-Front-GasDHW-ElecDry-Tier2AnySFm2007CZ10DEER2017 | 0
42958.3843 | Appl-CW-Front-GasDHW-ElecDry-Tier2 | SFm | 2007 | CZ11 | rDXGF | -1 | Household | 1 | 1948.8 | 234 | 0 | 0 | 229 | 0 | 4.4 | 0 | -0.1 | 0.1 | -0.5 | 0.7 | 0 | 0 | 0 | 0 | -0.77 | 0 | -1 | 0.23 | 0.034 | 0 | 0.031 | 213 | 0 | 0 | 209 | 0 | 3.9 | 0 | -0.1 | 0.1 | -0.5 | 0.6 | 0 | 0 | 0 | 0 | -0.6 | 0 | -0.91 | 0.31 | 0.031 | 0 | 0.029 | PreCW-Front-GasDHW-ElecDry | Appl-CW-Front-GasDHW-ElecDry-Tier2AnySFm2007CZ11DEER2017 | 0
42958.3843 | Appl-CW-Front-GasDHW-ElecDry-Tier2 | SFm | 2007 | CZ12 | rDXGF | -1 | Household | 1 | 1948.8 | 233 | 0 | 0 | 229 | 0 | 3.4 | 0 | -0.2 | 0.1 | -0.5 | 0.5 | 0 | 0 | 0 | 0 | -0.67 | 0 | -0.9 | 0.24 | 0.036 | 0 | 0.032 | 212 | 0 | 0 | 209 | 0 | 3.1 | 0 | -0.2 | 0.1 | -0.4 | 0.4 | 0 | 0 | 0 | 0 | -0.49 | 0 | -0.81 | 0.32 | 0.033 | 0 | 0.029 | PreCW-Front-GasDHW-ElecDry | Appl-CW-Front-GasDHW-ElecDry-Tier2AnySFm2007CZ12DEER2017 | 0
42958.3843 | Appl-CW-Front-GasDHW-ElecDry-Tier2 | SFm | 2007 | CZ13 | rDXGF | -1 | Household | 1 | 1948.8 | 235 | 0 | 0 | 229 | 0 | 5.1 | 0 | -0.2 | 0.4 | -0.4 | 0.8 | 0 | 0 | 0 | 0 | -0.63 | 0 | -0.85 | 0.23 | 0.035 | 0 | 0.032 | 214 | 0 | 0 | 209 | 0 | 4.7 | 0 | -0.1 | 0.4 | -0.4 | 0.8 | 0 | 0 | 0 | 0 | -0.46 | 0 | -0.77 | 0.31 | 0.032 | 0 | 0.029 | PreCW-Front-GasDHW-ElecDry | Appl-CW-Front-GasDHW-ElecDry-Tier2AnySFm2007CZ13DEER2017 | 0
42958.3843 | Appl-CW-Front-GasDHW-ElecDry-Tier2 | SFm | 2007 | CZ14 | rDXGF | -1 | Household | 1 | 2160.9 | 235 | 0 | 0 | 229 | 0 | 5.3 | 0 | -0.2 | 0.3 | -0.5 | 0.9 | 0 | 0 | 0 | 0 | -0.81 | 0 | -1.04 | 0.23 | 0.034 | 0 | 0.032 | 214 | 0 | 0 | 209 | 0 | 4.7 | 0 | -0.1 | 0.3 | -0.5 | 0.8 | 0 | 0 | 0 | 0 | -0.62 | 0 | -0.93 | 0.31 | 0.031 | 0 | 0.029 | PreCW-Front-GasDHW-ElecDry | Appl-CW-Front-GasDHW-ElecDry-Tier2AnySFm2007CZ14DEER2017 | 0
42958.3843 | Appl-CW-Front-GasDHW-ElecDry-Tier2 | SFm | 2007 | CZ15 | rDXGF | -1 | Household | 1 | 2160.9 | 237 | 0 | 0 | 229 | 0 | 7 | 0 | -0.1 | 0.7 | -0.2 | 1 | 0 | 0 | 0 | 0 | -0.26 | 0 | -0.46 | 0.19 | 0.034 | 0 | 0.032 | 216 | 0 | 0 | 209 | 0 | 6.4 | 0 | -0.1 | 0.7 | -0.2 | 0.9 | 0 | 0 | 0 | 0 | -0.15 | 0 | -0.41 | 0.25 | 0.031 | 0 | 0.029 | PreCW-Front-GasDHW-ElecDry | Appl-CW-Front-GasDHW-ElecDry-Tier2AnySFm2007CZ15DEER2017 | 0
42958.3843 | Appl-CW-Front-GasDHW-ElecDry-Tier2 | SFm | 2007 | CZ16 | rDXGF | -1 | Household | 1 | 2295.6 | 232 | 0 | 0 | 229 | 0 | 2.9 | 0 | 0 | 0.1 | -0.4 | 0.5 | 0 | 0 | 0 | 0 | -0.55 | 0 | -0.81 | 0.26 | 0.035 | 0 | 0.032 | 212 | 0 | 0 | 209 | 0 | 2.7 | 0 | 0 | 0.1 | -0.4 | 0.5 | 0 | 0 | 0 | 0 | -0.37 | 0 | -0.73 | 0.35 | 0.032 | 0 | 0.029 | PreCW-Front-GasDHW-ElecDry | Appl-CW-Front-GasDHW-ElecDry-Tier2AnySFm2007CZ16DEER2017 | 0
42958.3843 | Appl-CW-Front-GasDHW-ElecDry-Tier2 | SFm | 2011 | CZ01 | rDXGF | -1 | Household | 1 | 2295.6 | 229 | 0 | 0 | 229 | 0 | 0 | 0 | -0.2 | -0.5 | -0.5 | 0 | 0 | 0 | 0 | 0 | -0.81 | 0 | -1.07 | 0.26 | 0.032 | 0 | 0.032 | 209 | 0 | 0 | 209 | 0 | 0 | 0 | -0.2 | -0.5 | -0.5 | 0 | 0 | 0 | 0 | 0 | -0.61 | 0 | -0.97 | 0.35 | 0.029 | 0 | 0.029 | PreCW-Front-GasDHW-ElecDry | Appl-CW-Front-GasDHW-ElecDry-Tier2AnySFm2011CZ01DEER2017 | 0
42958.3843 | Appl-CW-Front-GasDHW-ElecDry-Tier2 | SFm | 2011 | CZ02 | rDXGF | -1 | Household | 1 | 1948.8 | 232 | 0 | 0 | 229 | 0 | 2.8 | 0 | -0.3 | -0.1 | -0.6 | 0.5 | 0 | 0 | 0 | 0 | -0.93 | 0 | -1.18 | 0.25 | 0.035 | 0 | 0.031 | 211 | 0 | 0 | 209 | 0 | 2.5 | 0 | -0.2 | -0.1 | -0.5 | 0.4 | 0 | 0 | 0 | 0 | -0.73 | 0 | -1.06 | 0.33 | 0.032 | 0 | 0.029 | PreCW-Front-GasDHW-ElecDry | Appl-CW-Front-GasDHW-ElecDry-Tier2AnySFm2011CZ02DEER2017 | 0
42958.3843 | Appl-CW-Front-GasDHW-ElecDry-Tier2 | SFm | 2011 | CZ03 | rDXGF | -1 | Household | 1 | 2295.6 | 230 | 0 | 0 | 229 | 0 | 0.9 | 0 | -0.1 | -0.4 | -0.6 | 0.2 | 0 | 0 | 0 | 0 | -0.86 | 0 | -1.11 | 0.25 | 0.036 | 0 | 0.031 | 210 | 0 | 0 | 209 | 0 | 0.8 | 0 | -0.1 | -0.3 | -0.5 | 0.2 | 0 | 0 | 0 | 0 | -0.66 | 0 | -0.99 | 0.34 | 0.033 | 0 | 0.029 | PreCW-Front-GasDHW-ElecDry | Appl-CW-Front-GasDHW-ElecDry-Tier2AnySFm2011CZ03DEER2017 | 0
42958.3843 | Appl-CW-Front-GasDHW-ElecDry-Tier2 | SFm | 2011 | CZ04 | rDXGF | -1 | Household | 1 | 2295.6 | 233 | 0 | 0 | 229 | 0 | 3.7 | 0 | -0.1 | 0.1 | -0.5 | 0.6 | 0 | 0 | 0 | 0 | -0.69 | 0 | -0.93 | 0.24 | 0.037 | 0 | 0.032 | 213 | 0 | 0 | 209 | 0 | 3.4 | 0 | -0.1 | 0.1 | -0.4 | 0.6 | 0 | 0 | 0 | 0 | -0.5 | 0 | -0.84 | 0.32 | 0.033 | 0 | 0.029 | PreCW-Front-GasDHW-ElecDry | Appl-CW-Front-GasDHW-ElecDry-Tier2AnySFm2011CZ04DEER2017 | 0
42958.3843 | Appl-CW-Front-GasDHW-ElecDry-Tier2 | SFm | 2011 | CZ05 | rDXGF | -1 | Household | 1 | 2295.6 | 229 | 0 | 0 | 229 | 0 | 0.4 | 0 | -0.1 | -0.5 | -0.6 | 0.1 | 0 | 0 | 0 | 0 | -1.08 | 0 | -1.33 | 0.25 | 0.036 | 0 | 0.031 | 209 | 0 | 0 | 209 | 0 | 0.4 | 0 | -0.1 | -0.5 | -0.5 | 0.1 | 0 | 0 | 0 | 0 | -0.85 | 0 | -1.19 | 0.34 | 0.032 | 0 | 0.029 | PreCW-Front-GasDHW-ElecDry | Appl-CW-Front-GasDHW-ElecDry-Tier2AnySFm2011CZ05DEER2017 | 0
42958.3843 | Appl-CW-Front-GasDHW-ElecDry-Tier2 | SFm | 2011 | CZ06 | rDXGF | -1 | Household | 1 | 2392.9 | 232 | 0 | 0 | 229 | 0 | 2.7 | 0 | -0.1 | 0.1 | -0.4 | 0.5 | 0 | 0 | 0 | 0 | -0.59 | 0 | -0.82 | 0.24 | 0.034 | 0 | 0.032 | 212 | 0 | 0 | 209 | 0 | 2.3 | 0 | -0.1 | 0.1 | -0.3 | 0.4 | 0 | 0 | 0 | 0 | -0.42 | 0 | -0.73 | 0.32 | 0.031 | 0 | 0.029 | PreCW-Front-GasDHW-ElecDry | Appl-CW-Front-GasDHW-ElecDry-Tier2AnySFm2011CZ06DEER2017 | 0
42958.3843 | Appl-CW-Front-GasDHW-ElecDry-Tier2 | SFm | 2011 | CZ07 | rDXGF | -1 | Household | 1 | 2392.9 | 234 | 0 | 0 | 229 | 0 | 4.3 | 0 | 0 | 0.6 | -0.3 | 0.7 | 0 | 0 | 0 | 0 | -0.3 | 0 | -0.54 | 0.23 | 0.033 | 0 | 0.032 | 213 | 0 | 0 | 209 | 0 | 3.8 | 0 | 0 | 0.5 | -0.2 | 0.6 | 0 | 0 | 0 | 0 | -0.16 | 0 | -0.48 | 0.31 | 0.029 | 0 | 0.029 | PreCW-Front-GasDHW-ElecDry | Appl-CW-Front-GasDHW-ElecDry-Tier2AnySFm2011CZ07DEER2017 | 0
42958.3843 | Appl-CW-Front-GasDHW-ElecDry-Tier2 | SFm | 2011 | CZ08 | rDXGF | -1 | Household | 1 | 2392.9 | 236 | 0 | 0 | 229 | 0 | 5.9 | 0 | 0 | 0.7 | -0.2 | 1.1 | 0 | 0 | 0 | 0 | -0.31 | 0 | -0.54 | 0.23 | 0.033 | 0 | 0.032 | 215 | 0 | 0 | 209 | 0 | 5.4 | 0 | 0 | 0.7 | -0.2 | 1 | 0 | 0 | 0 | 0 | -0.18 | 0 | -0.48 | 0.31 | 0.03 | 0 | 0.029 | PreCW-Front-GasDHW-ElecDry | Appl-CW-Front-GasDHW-ElecDry-Tier2AnySFm2011CZ08DEER2017 | 0
42958.3843 | Appl-CW-Front-GasDHW-ElecDry-Tier2 | SFm | 2011 | CZ09 | rDXGF | -1 | Household | 1 | 2422.9 | 234 | 0 | 0 | 229 | 0 | 4.2 | 0 | -0.1 | 0.3 | -0.4 | 0.7 | 0 | 0 | 0 | 0 | -0.4 | 0 | -0.63 | 0.23 | 0.033 | 0 | 0.032 | 213 | 0 | 0 | 209 | 0 | 3.7 | 0 | -0.1 | 0.3 | -0.3 | 0.6 | 0 | 0 | 0 | 0 | -0.26 | 0 | -0.57 | 0.31 | 0.03 | 0 | 0.029 | PreCW-Front-GasDHW-ElecDry | Appl-CW-Front-GasDHW-ElecDry-Tier2AnySFm2011CZ09DEER2017 | 0
42958.3843 | Appl-CW-Front-GasDHW-ElecDry-Tier2 | SFm | 2011 | CZ10 | rDXGF | -1 | Household | 1 | 1948.8 | 235 | 0 | 0 | 229 | 0 | 5.2 | 0 | -0.2 | 0.4 | -0.4 | 0.9 | 0 | 0 | 0 | 0 | -0.62 | 0 | -0.85 | 0.23 | 0.034 | 0 | 0.032 | 214 | 0 | 0 | 209 | 0 | 4.7 | 0 | -0.2 | 0.3 | -0.4 | 0.8 | 0 | 0 | 0 | 0 | -0.46 | 0 | -0.76 | 0.3 | 0.031 | 0 | 0.029 | PreCW-Front-GasDHW-ElecDry | Appl-CW-Front-GasDHW-ElecDry-Tier2AnySFm2011CZ10DEER2017 | 0
42958.3843 | Appl-CW-Front-GasDHW-ElecDry-Tier2 | SFm | 2011 | CZ11 | rDXGF | -1 | Household | 1 | 1948.8 | 234 | 0 | 0 | 229 | 0 | 4.6 | 0 | -0.1 | 0.2 | -0.4 | 0.7 | 0 | 0 | 0 | 0 | -0.74 | 0 | -0.98 | 0.23 | 0.034 | 0 | 0.032 | 213 | 0 | 0 | 209 | 0 | 4.1 | 0 | -0.1 | 0.2 | -0.4 | 0.6 | 0 | 0 | 0 | 0 | -0.55 | 0 | -0.87 | 0.31 | 0.031 | 0 | 0.029 | PreCW-Front-GasDHW-ElecDry | Appl-CW-Front-GasDHW-ElecDry-Tier2AnySFm2011CZ11DEER2017 | 0
42958.3843 | Appl-CW-Front-GasDHW-ElecDry-Tier2 | SFm | 2011 | CZ12 | rDXGF | -1 | Household | 1 | 1948.8 | 233 | 0 | 0 | 229 | 0 | 3.9 | 0 | -0.1 | 0.2 | -0.4 | 0.6 | 0 | 0 | 0 | 0 | -0.62 | 0 | -0.85 | 0.24 | 0.035 | 0 | 0.032 | 213 | 0 | 0 | 209 | 0 | 3.6 | 0 | -0.1 | 0.2 | -0.4 | 0.5 | 0 | 0 | 0 | 0 | -0.45 | 0 | -0.77 | 0.32 | 0.032 | 0 | 0.029 | PreCW-Front-GasDHW-ElecDry | Appl-CW-Front-GasDHW-ElecDry-Tier2AnySFm2011CZ12DEER2017 | 0
42958.3843 | Appl-CW-Front-GasDHW-ElecDry-Tier2 | SFm | 2011 | CZ13 | rDXGF | -1 | Household | 1 | 1948.8 | 235 | 0 | 0 | 229 | 0 | 5.2 | 0 | -0.1 | 0.4 | -0.4 | 0.8 | 0 | 0 | 0 | 0 | -0.58 | 0 | -0.8 | 0.22 | 0.035 | 0 | 0.032 | 214 | 0 | 0 | 209 | 0 | 4.7 | 0 | -0.1 | 0.4 | -0.4 | 0.8 | 0 | 0 | 0 | 0 | -0.42 | 0 | -0.72 | 0.3 | 0.032 | 0 | 0.029 | PreCW-Front-GasDHW-ElecDry | Appl-CW-Front-GasDHW-ElecDry-Tier2AnySFm2011CZ13DEER2017 | 0
42958.3843 | Appl-CW-Front-GasDHW-ElecDry-Tier2 | SFm | 2011 | CZ14 | rDXGF | -1 | Household | 1 | 2160.9 | 235 | 0 | 0 | 229 | 0 | 5.4 | 0 | -0.1 | 0.4 | -0.5 | 0.9 | 0 | 0 | 0 | 0 | -0.76 | 0 | -0.99 | 0.23 | 0.034 | 0 | 0.032 | 214 | 0 | 0 | 209 | 0 | 4.8 | 0 | -0.1 | 0.4 | -0.4 | 0.8 | 0 | 0 | 0 | 0 | -0.58 | 0 | -0.89 | 0.31 | 0.031 | 0 | 0.029 | PreCW-Front-GasDHW-ElecDry | Appl-CW-Front-GasDHW-ElecDry-Tier2AnySFm2011CZ14DEER2017 | 0
42958.3843 | Appl-CW-Front-GasDHW-ElecDry-Tier2 | SFm | 2011 | CZ15 | rDXGF | -1 | Household | 1 | 2160.9 | 236 | 0 | 0 | 229 | 0 | 6.6 | 0 | 0 | 0.7 | -0.2 | 0.9 | 0 | 0 | 0 | 0 | -0.25 | 0 | -0.44 | 0.19 | 0.033 | 0 | 0.032 | 216 | 0 | 0 | 209 | 0 | 6 | 0 | 0 | 0.6 | -0.2 | 0.8 | 0 | 0 | 0 | 0 | -0.13 | 0 | -0.38 | 0.25 | 0.031 | 0 | 0.029 | PreCW-Front-GasDHW-ElecDry | Appl-CW-Front-GasDHW-ElecDry-Tier2AnySFm2011CZ15DEER2017 | 0
42958.3843 | Appl-CW-Front-GasDHW-ElecDry-Tier2 | SFm | 2011 | CZ16 | rDXGF | -1 | Household | 1 | 2295.6 | 232 | 0 | 0 | 229 | 0 | 2.4 | 0 | -0.1 | 0 | -0.4 | 0.4 | 0 | 0 | 0 | 0 | -0.5 | 0 | -0.76 | 0.26 | 0.034 | 0 | 0.032 | 211 | 0 | 0 | 209 | 0 | 2.2 | 0 | -0.1 | 0 | -0.3 | 0.3 | 0 | 0 | 0 | 0 | -0.33 | 0 | -0.69 | 0.36 | 0.031 | 0 | 0.029 | PreCW-Front-GasDHW-ElecDry | Appl-CW-Front-GasDHW-ElecDry-Tier2AnySFm2011CZ16DEER2017 | 0
42958.3843 | Appl-CW-Front-GasDHW-ElecDry-Tier2 | SFm | 2015 | CZ01 | rDXGF | -1 | Household | 1 | 2295.6 | 229 | 0 | 0 | 229 | 0 | 0 | 0 | -0.2 | -0.4 | -0.4 | 0 | 0 | 0 | 0 | 0 | -0.72 | 0 | -0.99 | 0.26 | 0.031 | 0 | 0.032 | 209 | 0 | 0 | 209 | 0 | 0 | 0 | -0.2 | -0.3 | -0.3 | 0 | 0 | 0 | 0 | 0 | -0.52 | 0 | -0.89 | 0.35 | 0.028 | 0 | 0.029 | PreCW-Front-GasDHW-ElecDry | Appl-CW-Front-GasDHW-ElecDry-Tier2AnySFm2015CZ01DEER2017 | 0
42958.3843 | Appl-CW-Front-GasDHW-ElecDry-Tier2 | SFm | 2015 | CZ02 | rDXGF | -1 | Household | 1 | 1948.8 | 231 | 0 | 0 | 229 | 0 | 2.3 | 0 | -0.2 | -0.2 | -0.5 | 0.3 | 0 | 0 | 0 | 0 | -0.93 | 0 | -1.18 | 0.25 | 0.035 | 0 | 0.032 | 211 | 0 | 0 | 209 | 0 | 2 | 0 | -0.2 | -0.2 | -0.4 | 0.3 | 0 | 0 | 0 | 0 | -0.73 | 0 | -1.07 | 0.33 | 0.032 | 0 | 0.029 | PreCW-Front-GasDHW-ElecDry | Appl-CW-Front-GasDHW-ElecDry-Tier2AnySFm2015CZ02DEER2017 | 0
42958.3843 | Appl-CW-Front-GasDHW-ElecDry-Tier2 | SFm | 2015 | CZ03 | rDXGF | -1 | Household | 1 | 2295.6 | 230 | 0 | 0 | 229 | 0 | 1 | 0 | -0.1 | -0.2 | -0.4 | 0.2 | 0 | 0 | 0 | 0 | -0.69 | 0 | -0.93 | 0.24 | 0.035 | 0 | 0.032 | 210 | 0 | 0 | 209 | 0 | 1 | 0 | -0.1 | -0.2 | -0.4 | 0.2 | 0 | 0 | 0 | 0 | -0.51 | 0 | -0.84 | 0.33 | 0.032 | 0 | 0.029 | PreCW-Front-GasDHW-ElecDry | Appl-CW-Front-GasDHW-ElecDry-Tier2AnySFm2015CZ03DEER2017 | 0
42958.3843 | Appl-CW-Front-GasDHW-ElecDry-Tier2 | SFm | 2015 | CZ04 | rDXGF | -1 | Household | 1 | 2295.6 | 232 | 0 | 0 | 229 | 0 | 3.1 | 0 | -0.1 | 0.1 | -0.4 | 0.5 | 0 | 0 | 0 | 0 | -0.72 | 0 | -0.96 | 0.24 | 0.036 | 0 | 0.031 | 212 | 0 | 0 | 209 | 0 | 2.8 | 0 | -0.1 | 0.1 | -0.3 | 0.4 | 0 | 0 | 0 | 0 | -0.54 | 0 | -0.86 | 0.33 | 0.033 | 0 | 0.028 | PreCW-Front-GasDHW-ElecDry | Appl-CW-Front-GasDHW-ElecDry-Tier2AnySFm2015CZ04DEER2017 | 0
42958.3843 | Appl-CW-Front-GasDHW-ElecDry-Tier2 | SFm | 2015 | CZ05 | rDXGF | -1 | Household | 1 | 2295.6 | 230 | 0 | 0 | 229 | 0 | 1.3 | 0 | -0.1 | -0.2 | -0.4 | 0.2 | 0 | 0 | 0 | 0 | -0.83 | 0 | -1.08 | 0.25 | 0.034 | 0 | 0.032 | 210 | 0 | 0 | 209 | 0 | 1 | 0 | -0.1 | -0.2 | -0.4 | 0.1 | 0 | 0 | 0 | 0 | -0.63 | 0 | -0.96 | 0.34 | 0.031 | 0 | 0.029 | PreCW-Front-GasDHW-ElecDry | Appl-CW-Front-GasDHW-ElecDry-Tier2AnySFm2015CZ05DEER2017 | 0
42958.3843 | Appl-CW-Front-GasDHW-ElecDry-Tier2 | SFm | 2015 | CZ06 | rDXGF | -1 | Household | 1 | 2392.9 | 232 | 0 | 0 | 229 | 0 | 2.4 | 0 | -0.1 | 0 | -0.3 | 0.4 | 0 | 0 | 0 | 0 | -0.57 | 0 | -0.8 | 0.24 | 0.036 | 0 | 0.032 | 211 | 0 | 0 | 209 | 0 | 2.2 | 0 | -0.1 | 0 | -0.3 | 0.3 | 0 | 0 | 0 | 0 | -0.4 | 0 | -0.72 | 0.32 | 0.033 | 0 | 0.029 | PreCW-Front-GasDHW-ElecDry | Appl-CW-Front-GasDHW-ElecDry-Tier2AnySFm2015CZ06DEER2017 | 0
42958.3843 | Appl-CW-Front-GasDHW-ElecDry-Tier2 | SFm | 2015 | CZ07 | rDXGF | -1 | Household | 1 | 2392.9 | 234 | 0 | 0 | 229 | 0 | 4.3 | 0 | -0.1 | 0.5 | -0.2 | 0.7 | 0 | 0 | 0 | 0 | -0.37 | 0 | -0.6 | 0.23 | 0.034 | 0 | 0.031 | 213 | 0 | 0 | 209 | 0 | 3.5 | 0 | -0.1 | 0.4 | -0.2 | 0.6 | 0 | 0 | 0 | 0 | -0.23 | 0 | -0.54 | 0.31 | 0.031 | 0 | 0.029 | PreCW-Front-GasDHW-ElecDry | Appl-CW-Front-GasDHW-ElecDry-Tier2AnySFm2015CZ07DEER2017 | 0
42958.3843 | Appl-CW-Front-GasDHW-ElecDry-Tier2 | SFm | 2015 | CZ08 | rDXGF | -1 | Household | 1 | 2392.9 | 233 | 0 | 0 | 229 | 0 | 2.3 | 0 | 0 | 2 | -0.3 | 2.1 | 0 | 0 | 0 | 0 | -0.33 | 0 | -0.56 | 0.23 | 0.031 | 0 | 0.032 | 214 | 0 | 0 | 209 | 0 | 3.6 | 0 | 0 | 1.7 | -0.2 | 1.7 | 0 | 0 | 0 | 0 | -0.06 | 0 | -0.37 | 0.31 | 0.031 | 0 | 0.029 | PreCW-Front-GasDHW-ElecDry | Appl-CW-Front-GasDHW-ElecDry-Tier2AnySFm2015CZ08DEER2017 | 0
42958.3843 | Appl-CW-Front-GasDHW-ElecDry-Tier2 | SFm | 2015 | CZ09 | rDXGF | -1 | Household | 1 | 2422.9 | 233 | 0 | 0 | 229 | 0 | 2.3 | 0 | -0.1 | 1.4 | -0.3 | 1.7 | 0 | 0 | 0 | 0 | -0.38 | 0 | -0.62 | 0.23 | 0.034 | 0 | 0.032 | 213 | 0 | 0 | 209 | 0 | 2.2 | 0 | -0.1 | 1.3 | -0.3 | 1.5 | 0 | 0 | 0 | 0 | -0.24 | 0 | -0.56 | 0.31 | 0.031 | 0 | 0.029 | PreCW-Front-GasDHW-ElecDry | Appl-CW-Front-GasDHW-ElecDry-Tier2AnySFm2015CZ09DEER2017 | 0
42958.3843 | Appl-CW-Front-GasDHW-ElecDry-Tier2 | SFm | 2015 | CZ10 | rDXGF | -1 | Household | 1 | 1948.8 | 232 | 0 | 0 | 229 | 0 | 2.6 | 0 | -0.1 | 0.7 | -0.3 | 1.1 | 0 | 0 | 0 | 0 | -0.62 | 0 | -0.85 | 0.23 | 0.034 | 0 | 0.032 | 212 | 0 | 0 | 209 | 0 | 2.3 | 0 | -0.1 | 0.7 | -0.3 | 1 | 0 | 0 | 0 | 0 | -0.46 | 0 | -0.76 | 0.31 | 0.031 | 0 | 0.029 | PreCW-Front-GasDHW-ElecDry | Appl-CW-Front-GasDHW-ElecDry-Tier2AnySFm2015CZ10DEER2017 | 0
42958.3843 | Appl-CW-Front-GasDHW-ElecDry-Tier2 | SFm | 2015 | CZ11 | rDXGF | -1 | Household | 1 | 1948.8 | 233 | 0 | 0 | 229 | 0 | 3.7 | 0 | -0.2 | 0.1 | -0.4 | 0.6 | 0 | 0 | 0 | 0 | -0.74 | 0 | -0.97 | 0.23 | 0.034 | 0 | 0.032 | 212 | 0 | 0 | 209 | 0 | 3.3 | 0 | -0.2 | 0.1 | -0.3 | 0.5 | 0 | 0 | 0 | 0 | -0.56 | 0 | -0.87 | 0.31 | 0.031 | 0 | 0.029 | PreCW-Front-GasDHW-ElecDry | Appl-CW-Front-GasDHW-ElecDry-Tier2AnySFm2015CZ11DEER2017 | 0
42958.3843 | Appl-CW-Front-GasDHW-ElecDry-Tier2 | SFm | 2015 | CZ12 | rDXGF | -1 | Household | 1 | 1948.8 | 232 | 0 | 0 | 229 | 0 | 2.3 | 0 | -0.2 | 0.5 | -0.4 | 0.9 | 0 | 0 | 0 | 0 | -0.61 | 0 | -0.85 | 0.23 | 0.035 | 0 | 0.031 | 212 | 0 | 0 | 209 | 0 | 2.1 | 0 | -0.1 | 0.5 | -0.4 | 0.8 | 0 | 0 | 0 | 0 | -0.44 | 0 | -0.76 | 0.31 | 0.032 | 0 | 0.029 | PreCW-Front-GasDHW-ElecDry | Appl-CW-Front-GasDHW-ElecDry-Tier2AnySFm2015CZ12DEER2017 | 0
42958.3843 | Appl-CW-Front-GasDHW-ElecDry-Tier2 | SFm | 2015 | CZ13 | rDXGF | -1 | Household | 1 | 1948.8 | 234 | 0 | 0 | 229 | 0 | 3.7 | 0 | -0.2 | 0.8 | -0.3 | 1.1 | 0 | 0 | 0 | 0 | -0.56 | 0 | -0.79 | 0.23 | 0.035 | 0 | 0.032 | 213 | 0 | 0 | 209 | 0 | 3.3 | 0 | -0.2 | 0.7 | -0.3 | 1 | 0 | 0 | 0 | 0 | -0.4 | 0 | -0.71 | 0.31 | 0.032 | 0 | 0.029 | PreCW-Front-GasDHW-ElecDry | Appl-CW-Front-GasDHW-ElecDry-Tier2AnySFm2015CZ13DEER2017 | 0
42958.3843 | Appl-CW-Front-GasDHW-ElecDry-Tier2 | SFm | 2015 | CZ14 | rDXGF | -1 | Household | 1 | 2160.9 | 234 | 0 | 0 | 229 | 0 | 4.7 | 0 | -0.2 | 0.4 | -0.4 | 0.8 | 0 | 0 | 0 | 0 | -0.78 | 0 | -1.01 | 0.23 | 0.036 | 0 | 0.031 | 214 | 0 | 0 | 209 | 0 | 4.2 | 0 | -0.1 | 0.3 | -0.4 | 0.6 | 0 | 0 | 0 | 0 | -0.6 | 0 | -0.91 | 0.31 | 0.033 | 0 | 0.028 | PreCW-Front-GasDHW-ElecDry | Appl-CW-Front-GasDHW-ElecDry-Tier2AnySFm2015CZ14DEER2017 | 0
42958.3843 | Appl-CW-Front-GasDHW-ElecDry-Tier2 | SFm | 2015 | CZ15 | rDXGF | -1 | Household | 1 | 2160.9 | 237 | 0 | 0 | 229 | 0 | 6.7 | 0 | 0 | 0.7 | -0.2 | 0.9 | 0 | 0 | 0 | 0 | -0.25 | 0 | -0.43 | 0.19 | 0.034 | 0 | 0.032 | 215 | 0 | 0 | 209 | 0 | 5.8 | 0 | 0 | 0.6 | -0.2 | 0.8 | 0 | 0 | 0 | 0 | -0.14 | 0 | -0.39 | 0.26 | 0.031 | 0 | 0.029 | PreCW-Front-GasDHW-ElecDry | Appl-CW-Front-GasDHW-ElecDry-Tier2AnySFm2015CZ15DEER2017 | 0
42958.3843 | Appl-CW-Front-GasDHW-ElecDry-Tier2 | SFm | 2015 | CZ16 | rDXGF | -1 | Household | 1 | 2295.6 | 230 | 0 | 0 | 229 | 0 | 1.2 | 0 | -0.1 | -0.2 | -0.3 | 0.2 | 0 | 0 | 0 | 0 | -0.68 | 0 | -0.94 | 0.26 | 0.034 | 0 | 0.032 | 210 | 0 | 0 | 209 | 0 | 1.1 | 0 | -0.1 | -0.2 | -0.3 | 0.2 | 0 | 0 | 0 | 0 | -0.5 | 0 | -0.85 | 0.35 | 0.031 | 0 | 0.029 | PreCW-Front-GasDHW-ElecDry | Appl-CW-Front-GasDHW-ElecDry-Tier2AnySFm2015CZ16DEER2017 | 0
42958.3843 | Appl-CW-Front-GasDHW-ElecDry-Tier2 | SFm | 2017 | CZ01 | rDXGF | -1 | Household | 1 | 2295.6 | 229 | 0 | 0 | 229 | 0 | 0 | 0 | -0.2 | -0.4 | -0.4 | 0 | 0 | 0 | 0 | 0 | -0.68 | 0 | -0.94 | 0.26 | 0.031 | 0 | 0.032 | 209 | 0 | 0 | 209 | 0 | 0 | 0 | -0.2 | -0.3 | -0.3 | 0 | 0 | 0 | 0 | 0 | -0.49 | 0 | -0.85 | 0.36 | 0.029 | 0 | 0.029 | PreCW-Front-GasDHW-ElecDry | Appl-CW-Front-GasDHW-ElecDry-Tier2AnySFm2017CZ01DEER2017 | 0
42958.3843 | Appl-CW-Front-GasDHW-ElecDry-Tier2 | SFm | 2017 | CZ02 | rDXGF | -1 | Household | 1 | 1948.8 | 231 | 0 | 0 | 229 | 0 | 2.2 | 0 | -0.3 | -0.2 | -0.5 | 0.4 | 0 | 0 | 0 | 0 | -0.9 | 0 | -1.14 | 0.25 | 0.035 | 0 | 0.031 | 211 | 0 | 0 | 209 | 0 | 1.9 | 0 | -0.2 | -0.2 | -0.5 | 0.3 | 0 | 0 | 0 | 0 | -0.69 | 0 | -1.02 | 0.33 | 0.032 | 0 | 0.029 | PreCW-Front-GasDHW-ElecDry | Appl-CW-Front-GasDHW-ElecDry-Tier2AnySFm2017CZ02DEER2017 | 0
42958.3843 | Appl-CW-Front-GasDHW-ElecDry-Tier2 | SFm | 2017 | CZ03 | rDXGF | -1 | Household | 1 | 2295.6 | 230 | 0 | 0 | 229 | 0 | 1.1 | 0 | -0.2 | -0.2 | -0.4 | 0.1 | 0 | 0 | 0 | 0 | -0.67 | 0 | -0.92 | 0.25 | 0.035 | 0 | 0.032 | 210 | 0 | 0 | 209 | 0 | 0.9 | 0 | -0.1 | -0.2 | -0.4 | 0.1 | 0 | 0 | 0 | 0 | -0.49 | 0 | -0.82 | 0.33 | 0.032 | 0 | 0.029 | PreCW-Front-GasDHW-ElecDry | Appl-CW-Front-GasDHW-ElecDry-Tier2AnySFm2017CZ03DEER2017 | 0
42958.3843 | Appl-CW-Front-GasDHW-ElecDry-Tier2 | SFm | 2017 | CZ04 | rDXGF | -1 | Household | 1 | 2295.6 | 232 | 0 | 0 | 229 | 0 | 3.1 | 0 | -0.1 | 0.1 | -0.4 | 0.5 | 0 | 0 | 0 | 0 | -0.68 | 0 | -0.93 | 0.24 | 0.037 | 0 | 0.032 | 212 | 0 | 0 | 209 | 0 | 2.8 | 0 | -0.1 | 0.1 | -0.4 | 0.5 | 0 | 0 | 0 | 0 | -0.51 | 0 | -0.84 | 0.33 | 0.033 | 0 | 0.029 | PreCW-Front-GasDHW-ElecDry | Appl-CW-Front-GasDHW-ElecDry-Tier2AnySFm2017CZ04DEER2017 | 0
42958.3843 | Appl-CW-Front-GasDHW-ElecDry-Tier2 | SFm | 2017 | CZ05 | rDXGF | -1 | Household | 1 | 2295.6 | 230 | 0 | 0 | 229 | 0 | 0.8 | 0 | -0.1 | -0.3 | -0.4 | 0.1 | 0 | 0 | 0 | 0 | -0.77 | 0 | -1.02 | 0.25 | 0.035 | 0 | 0.032 | 209 | 0 | 0 | 209 | 0 | 0.7 | 0 | -0.1 | -0.3 | -0.4 | 0.1 | 0 | 0 | 0 | 0 | -0.59 | 0 | -0.93 | 0.34 | 0.032 | 0 | 0.029 | PreCW-Front-GasDHW-ElecDry | Appl-CW-Front-GasDHW-ElecDry-Tier2AnySFm2017CZ05DEER2017 | 0
42958.3843 | Appl-CW-Front-GasDHW-ElecDry-Tier2 | SFm | 2017 | CZ06 | rDXGF | -1 | Household | 1 | 2392.9 | 231 | 0 | 0 | 229 | 0 | 1.9 | 0 | -0.1 | -0.1 | -0.4 | 0.3 | 0 | 0 | 0 | 0 | -0.57 | 0 | -0.8 | 0.24 | 0.038 | 0 | 0.032 | 211 | 0 | 0 | 209 | 0 | 1.6 | 0 | -0.1 | -0.1 | -0.3 | 0.3 | 0 | 0 | 0 | 0 | -0.4 | 0 | -0.72 | 0.32 | 0.035 | 0 | 0.029 | PreCW-Front-GasDHW-ElecDry | Appl-CW-Front-GasDHW-ElecDry-Tier2AnySFm2017CZ06DEER2017 | 0
42958.3843 | Appl-CW-Front-GasDHW-ElecDry-Tier2 | SFm | 2017 | CZ07 | rDXGF | -1 | Household | 1 | 2392.9 | 233 | 0 | 0 | 229 | 0 | 3.8 | 0 | -0.1 | 0.4 | -0.3 | 0.7 | 0 | 0 | 0 | 0 | -0.38 | 0 | -0.61 | 0.24 | 0.034 | 0 | 0.031 | 213 | 0 | 0 | 209 | 0 | 3.4 | 0 | -0.1 | 0.4 | -0.2 | 0.6 | 0 | 0 | 0 | 0 | -0.23 | 0 | -0.55 | 0.32 | 0.031 | 0 | 0.028 | PreCW-Front-GasDHW-ElecDry | Appl-CW-Front-GasDHW-ElecDry-Tier2AnySFm2017CZ07DEER2017 | 0
42958.3843 | Appl-CW-Front-GasDHW-ElecDry-Tier2 | SFm | 2017 | CZ08 | rDXGF | -1 | Household | 1 | 2392.9 | 233 | 0 | 0 | 229 | 0 | 2.7 | 0 | -0.1 | 0.9 | -0.2 | 1.1 | 0 | 0 | 0 | 0 | -0.29 | 0 | -0.52 | 0.23 | 0.034 | 0 | 0.032 | 212 | 0 | 0 | 209 | 0 | 2.3 | 0 | -0.1 | 0.8 | -0.2 | 1 | 0 | 0 | 0 | 0 | -0.16 | 0 | -0.46 | 0.31 | 0.031 | 0 | 0.029 | PreCW-Front-GasDHW-ElecDry | Appl-CW-Front-GasDHW-ElecDry-Tier2AnySFm2017CZ08DEER2017 | 0
42958.3843 | Appl-CW-Front-GasDHW-ElecDry-Tier2 | SFm | 2017 | CZ09 | rDXGF | -1 | Household | 1 | 2422.9 | 230 | 0 | 0 | 229 | 0 | 3.1 | 0 | -0.1 | -1.7 | -0.3 | -1.4 | 0 | 0 | 0 | 0 | -0.45 | 0 | -0.68 | 0.23 | 0.034 | 0 | 0.031 | 212 | 0 | 0 | 209 | 0 | 2.1 | 0 | -0.1 | 0.8 | -0.3 | 1 | 0 | 0 | 0 | 0 | -0.28 | 0 | -0.59 | 0.31 | 0.031 | 0 | 0.029 | PreCW-Front-GasDHW-ElecDry | Appl-CW-Front-GasDHW-ElecDry-Tier2AnySFm2017CZ09DEER2017 | 0
42958.3843 | Appl-CW-Front-GasDHW-ElecDry-Tier2 | SFm | 2017 | CZ10 | rDXGF | -1 | Household | 1 | 1948.8 | 233 | 0 | 0 | 229 | 0 | 2.9 | 0 | -0.1 | 1.1 | -0.3 | 1.5 | 0 | 0 | 0 | 0 | -0.55 | 0 | -0.77 | 0.22 | 0.035 | 0 | 0.032 | 213 | 0 | 0 | 209 | 0 | 2.7 | 0 | -0.1 | 1 | -0.3 | 1.4 | 0 | 0 | 0 | 0 | -0.39 | 0 | -0.69 | 0.3 | 0.032 | 0 | 0.029 | PreCW-Front-GasDHW-ElecDry | Appl-CW-Front-GasDHW-ElecDry-Tier2AnySFm2017CZ10DEER2017 | 0
42958.3843 | Appl-CW-Front-GasDHW-ElecDry-Tier2 | SFm | 2017 | CZ11 | rDXGF | -1 | Household | 1 | 1948.8 | 233 | 0 | 0 | 229 | 0 | 3.3 | 0 | -0.1 | 0.4 | -0.4 | 0.7 | 0 | 0 | 0 | 0 | -0.7 | 0 | -0.93 | 0.23 | 0.035 | 0 | 0.032 | 212 | 0 | 0 | 209 | 0 | 3 | 0 | -0.1 | 0.3 | -0.4 | 0.6 | 0 | 0 | 0 | 0 | -0.53 | 0 | -0.84 | 0.31 | 0.032 | 0 | 0.029 | PreCW-Front-GasDHW-ElecDry | Appl-CW-Front-GasDHW-ElecDry-Tier2AnySFm2017CZ11DEER2017 | 0
42958.3843 | Appl-CW-Front-GasDHW-ElecDry-Tier2 | SFm | 2017 | CZ12 | rDXGF | -1 | Household | 1 | 1948.8 | 232 | 0 | 0 | 229 | 0 | 2.2 | 0 | -0.1 | 0.3 | -0.4 | 0.7 | 0 | 0 | 0 | 0 | -0.59 | 0 | -0.82 | 0.23 | 0.036 | 0 | 0.031 | 211 | 0 | 0 | 209 | 0 | 2 | 0 | -0.1 | 0.3 | -0.3 | 0.6 | 0 | 0 | 0 | 0 | -0.42 | 0 | -0.74 | 0.31 | 0.033 | 0 | 0.028 | PreCW-Front-GasDHW-ElecDry | Appl-CW-Front-GasDHW-ElecDry-Tier2AnySFm2017CZ12DEER2017 | 0
42958.3843 | Appl-CW-Front-GasDHW-ElecDry-Tier2 | SFm | 2017 | CZ13 | rDXGF | -1 | Household | 1 | 1948.8 | 233 | 0 | 0 | 229 | 0 | 3.5 | 0 | -0.1 | 0.7 | -0.4 | 1 | 0 | 0 | 0 | 0 | -0.56 | 0 | -0.78 | 0.22 | 0.035 | 0 | 0.032 | 213 | 0 | 0 | 209 | 0 | 3.2 | 0 | -0.1 | 0.7 | -0.3 | 0.9 | 0 | 0 | 0 | 0 | -0.4 | 0 | -0.7 | 0.3 | 0.032 | 0 | 0.029 | PreCW-Front-GasDHW-ElecDry | Appl-CW-Front-GasDHW-ElecDry-Tier2AnySFm2017CZ13DEER2017 | 0
42958.3843 | Appl-CW-Front-GasDHW-ElecDry-Tier2 | SFm | 2017 | CZ14 | rDXGF | -1 | Household | 1 | 2160.9 | 234 | 0 | 0 | 229 | 0 | 4.5 | 0 | -0.1 | 0.5 | -0.4 | 0.9 | 0 | 0 | 0 | 0 | -0.78 | 0 | -1.02 | 0.23 | 0.034 | 0 | 0.032 | 214 | 0 | 0 | 209 | 0 | 4 | 0 | -0.1 | 0.5 | -0.4 | 0.9 | 0 | 0 | 0 | 0 | -0.6 | 0 | -0.92 | 0.31 | 0.031 | 0 | 0.029 | PreCW-Front-GasDHW-ElecDry | Appl-CW-Front-GasDHW-ElecDry-Tier2AnySFm2017CZ14DEER2017 | 0
42958.3843 | Appl-CW-Front-GasDHW-ElecDry-Tier2 | SFm | 2017 | CZ15 | rDXGF | -1 | Household | 1 | 2160.9 | 236 | 0 | 0 | 229 | 0 | 6.6 | 0 | -0.1 | 0.6 | -0.2 | 0.8 | 0 | 0 | 0 | 0 | -0.24 | 0 | -0.43 | 0.19 | 0.033 | 0 | 0.032 | 216 | 0 | 0 | 209 | 0 | 6.1 | 0 | -0.1 | 0.6 | -0.2 | 0.8 | 0 | 0 | 0 | 0 | -0.13 | 0 | -0.39 | 0.26 | 0.03 | 0 | 0.029 | PreCW-Front-GasDHW-ElecDry | Appl-CW-Front-GasDHW-ElecDry-Tier2AnySFm2017CZ15DEER2017 | 0
42958.3843 | Appl-CW-Front-GasDHW-ElecDry-Tier2 | SFm | 2017 | CZ16 | rDXGF | -1 | Household | 1 | 2295.6 | 230 | 0 | 0 | 229 | 0 | 1.3 | 0 | -0.1 | -0.2 | -0.4 | 0.2 | 0 | 0 | 0 | 0 | -0.63 | 0 | -0.9 | 0.26 | 0.035 | 0 | 0.032 | 210 | 0 | 0 | 209 | 0 | 1.1 | 0 | -0.1 | -0.2 | -0.3 | 0.2 | 0 | 0 | 0 | 0 | -0.44 | 0 | -0.8 | 0.36 | 0.032 | 0 | 0.029 | PreCW-Front-GasDHW-ElecDry | Appl-CW-Front-GasDHW-ElecDry-Tier2AnySFm2017CZ16DEER2017 | 0
42958.3843 | Appl-CW-Front-GasDHW-ElecDry-Tier3 | DMo | MH00 | CZ01 | rDXGF | -1 | Household | 1 | 1242 | 191 | 0 | 0 | 191 | 0 | 0 | 0 | -0.1 | -0.2 | -0.2 | 0 | 0 | 0 | 0 | 0 | 0.52 | 0 | -0.37 | 0.89 | 0.027 | 0 | 0.027 | 175 | 0 | 0 | 175 | 0 | 0 | 0 | -0.1 | -0.2 | -0.2 | 0 | 0 | 0 | 0 | 0 | 0.69 | 0 | -0.27 | 0.96 | 0.025 | 0 | 0.025 | PreCW-Front-GasDHW-ElecDry | Appl-CW-Front-GasDHW-ElecDry-Tier3AnyDMoMH00CZ01DEER2017 | 0
42958.3843 | Appl-CW-Front-GasDHW-ElecDry-Tier3 | DMo | MH00 | CZ02 | rDXGF | -1 | Household | 1 | 1242 | 192 | 0 | 0 | 191 | 0 | 1.4 | 0 | 0 | 0 | -0.1 | 0.1 | 0 | 0 | 0 | 0 | 0.52 | 0 | -0.3 | 0.82 | 0.029 | 0 | 0.027 | 176 | 0 | 0 | 175 | 0 | 1.1 | 0 | 0 | 0 | -0.1 | 0.1 | 0 | 0 | 0 | 0 | 0.66 | 0 | -0.23 | 0.89 | 0.026 | 0 | 0.024 | PreCW-Front-GasDHW-ElecDry | Appl-CW-Front-GasDHW-ElecDry-Tier3AnyDMoMH00CZ02DEER2017 | 0
42958.3843 | Appl-CW-Front-GasDHW-ElecDry-Tier3 | DMo | MH00 | CZ03 | rDXGF | -1 | Household | 1 | 1242 | 191 | 0 | 0 | 191 | 0 | 0.5 | 0 | 0 | -0.1 | -0.3 | 0 | 0 | 0 | 0 | 0 | 0.47 | 0 | -0.35 | 0.83 | 0.029 | 0 | 0.026 | 175 | 0 | 0 | 175 | 0 | 0.4 | 0 | 0 | -0.1 | -0.2 | 0 | 0 | 0 | 0 | 0 | 0.63 | 0 | -0.26 | 0.9 | 0.026 | 0 | 0.024 | PreCW-Front-GasDHW-ElecDry | Appl-CW-Front-GasDHW-ElecDry-Tier3AnyDMoMH00CZ03DEER2017 | 0
42958.3843 | Appl-CW-Front-GasDHW-ElecDry-Tier3 | DMo | MH00 | CZ04 | rDXGF | -1 | Household | 1 | 1242 | 193 | 0 | 0 | 191 | 0 | 1.9 | 0 | 0 | 0 | -0.2 | 0.3 | 0 | 0 | 0 | 0 | 0.48 | 0 | -0.33 | 0.8 | 0.028 | 0 | 0.027 | 178 | 0 | 0 | 175 | 0 | 2.6 | 0 | 0 | 0.2 | -0.1 | 0.4 | 0 | 0 | 0 | 0 | 0.63 | 0 | -0.25 | 0.87 | 0.026 | 0 | 0.025 | PreCW-Front-GasDHW-ElecDry | Appl-CW-Front-GasDHW-ElecDry-Tier3AnyDMoMH00CZ04DEER2017 | 0
42958.3843 | Appl-CW-Front-GasDHW-ElecDry-Tier3 | DMo | MH00 | CZ05 | rDXGF | -1 | Household | 1 | 1242 | 191 | 0 | 0 | 191 | 0 | 0.5 | 0 | -0.1 | -0.2 | -0.3 | 0.1 | 0 | 0 | 0 | 0 | 0.3 | 0 | -0.55 | 0.84 | 0.028 | 0 | 0.027 | 175 | 0 | 0 | 175 | 0 | 0.4 | 0 | -0.1 | -0.1 | -0.2 | 0.1 | 0 | 0 | 0 | 0 | 0.49 | 0 | -0.43 | 0.91 | 0.026 | 0 | 0.024 | PreCW-Front-GasDHW-ElecDry | Appl-CW-Front-GasDHW-ElecDry-Tier3AnyDMoMH00CZ05DEER2017 | 0
42958.3843 | Appl-CW-Front-GasDHW-ElecDry-Tier3 | DMo | MH00 | CZ06 | rDXGF | -1 | Household | 1 | 1242 | 193 | 0 | 0 | 191 | 0 | 1.9 | 0 | 0 | 0.1 | -0.1 | 0.3 | 0 | 0 | 0 | 0 | 0.49 | 0 | -0.29 | 0.78 | 0.029 | 0 | 0.027 | 177 | 0 | 0 | 175 | 0 | 1.5 | 0 | 0 | 0 | -0.1 | 0.2 | 0 | 0 | 0 | 0 | 0.63 | 0 | -0.22 | 0.84 | 0.026 | 0 | 0.025 | PreCW-Front-GasDHW-ElecDry | Appl-CW-Front-GasDHW-ElecDry-Tier3AnyDMoMH00CZ06DEER2017 | 0
42958.3843 | Appl-CW-Front-GasDHW-ElecDry-Tier3 | DMo | MH00 | CZ07 | rDXGF | -1 | Household | 1 | 1242 | 192 | 0 | 0 | 191 | 0 | 1.5 | 0 | 0 | 0 | -0.2 | 0.2 | 0 | 0 | 0 | 0 | 0.54 | 0 | -0.23 | 0.77 | 0.028 | 0 | 0.026 | 176 | 0 | 0 | 175 | 0 | 1.1 | 0 | 0 | 0 | -0.1 | 0.1 | 0 | 0 | 0 | 0 | 0.66 | 0 | -0.17 | 0.83 | 0.026 | 0 | 0.024 | PreCW-Front-GasDHW-ElecDry | Appl-CW-Front-GasDHW-ElecDry-Tier3AnyDMoMH00CZ07DEER2017 | 0
42958.3843 | Appl-CW-Front-GasDHW-ElecDry-Tier3 | DMo | MH00 | CZ08 | rDXGF | -1 | Household | 1 | 1242 | 194 | 0 | 0 | 191 | 0 | 2.5 | 0 | 0 | 0.2 | -0.1 | 0.3 | 0 | 0 | 0 | 0 | 0.53 | 0 | -0.22 | 0.76 | 0.028 | 0 | 0.026 | 177 | 0 | 0 | 175 | 0 | 1.9 | 0 | 0 | 0.2 | -0.1 | 0.3 | 0 | 0 | 0 | 0 | 0.65 | 0 | -0.17 | 0.82 | 0.025 | 0 | 0.024 | PreCW-Front-GasDHW-ElecDry | Appl-CW-Front-GasDHW-ElecDry-Tier3AnyDMoMH00CZ08DEER2017 | 0
42958.3843 | Appl-CW-Front-GasDHW-ElecDry-Tier3 | DMo | MH00 | CZ09 | rDXGF | -1 | Household | 1 | 1242 | 194 | 0 | 0 | 191 | 0 | 3.2 | 0 | 0 | 0.2 | -0.2 | 0.4 | 0 | 0 | 0 | 0 | 0.49 | 0 | -0.27 | 0.75 | 0.029 | 0 | 0.026 | 178 | 0 | 0 | 175 | 0 | 2.6 | 0 | 0 | 0.2 | -0.2 | 0.3 | 0 | 0 | 0 | 0 | 0.62 | 0 | -0.2 | 0.82 | 0.026 | 0 | 0.024 | PreCW-Front-GasDHW-ElecDry | Appl-CW-Front-GasDHW-ElecDry-Tier3AnyDMoMH00CZ09DEER2017 | 0
42958.3843 | Appl-CW-Front-GasDHW-ElecDry-Tier3 | DMo | MH00 | CZ10 | rDXGF | -1 | Household | 1 | 1242 | 194 | 0 | 0 | 191 | 0 | 3.2 | 0 | -0.1 | 0.3 | -0.1 | 0.4 | 0 | 0 | 0 | 0 | 0.52 | 0 | -0.23 | 0.75 | 0.028 | 0 | 0.026 | 178 | 0 | 0 | 175 | 0 | 2.5 | 0 | -0.1 | 0.2 | -0.1 | 0.3 | 0 | 0 | 0 | 0 | 0.64 | 0 | -0.17 | 0.82 | 0.026 | 0 | 0.024 | PreCW-Front-GasDHW-ElecDry | Appl-CW-Front-GasDHW-ElecDry-Tier3AnyDMoMH00CZ10DEER2017 | 0
42958.3843 | Appl-CW-Front-GasDHW-ElecDry-Tier3 | DMo | MH00 | CZ11 | rDXGF | -1 | Household | 1 | 1242 | 193 | 0 | 0 | 191 | 0 | 2.3 | 0 | -0.1 | 0.1 | -0.1 | 0.3 | 0 | 0 | 0 | 0 | 0.48 | 0 | -0.29 | 0.76 | 0.028 | 0 | 0.026 | 177 | 0 | 0 | 175 | 0 | 1.7 | 0 | -0.1 | 0 | -0.1 | 0.2 | 0 | 0 | 0 | 0 | 0.62 | 0 | -0.21 | 0.82 | 0.026 | 0 | 0.024 | PreCW-Front-GasDHW-ElecDry | Appl-CW-Front-GasDHW-ElecDry-Tier3AnyDMoMH00CZ11DEER2017 | 0
42958.3843 | Appl-CW-Front-GasDHW-ElecDry-Tier3 | DMo | MH00 | CZ12 | rDXGF | -1 | Household | 1 | 1242 | 193 | 0 | 0 | 191 | 0 | 2.4 | 0 | 0 | 0.1 | -0.2 | 0.3 | 0 | 0 | 0 | 0 | 0.45 | 0 | -0.33 | 0.79 | 0.028 | 0 | 0.026 | 177 | 0 | 0 | 175 | 0 | 1.9 | 0 | 0 | 0 | -0.1 | 0.3 | 0 | 0 | 0 | 0 | 0.59 | 0 | -0.26 | 0.85 | 0.026 | 0 | 0.024 | PreCW-Front-GasDHW-ElecDry | Appl-CW-Front-GasDHW-ElecDry-Tier3AnyDMoMH00CZ12DEER2017 | 0
42958.3843 | Appl-CW-Front-GasDHW-ElecDry-Tier3 | DMo | MH00 | CZ13 | rDXGF | -1 | Household | 1 | 1242 | 194 | 0 | 0 | 191 | 0 | 3.1 | 0 | 0 | 0.2 | -0.2 | 0.4 | 0 | 0 | 0 | 0 | 0.44 | 0 | -0.32 | 0.75 | 0.028 | 0 | 0.026 | 177 | 0 | 0 | 175 | 0 | 2.2 | 0 | 0 | 0.1 | -0.2 | 0.2 | 0 | 0 | 0 | 0 | 0.57 | 0 | -0.25 | 0.81 | 0.025 | 0 | 0.024 | PreCW-Front-GasDHW-ElecDry | Appl-CW-Front-GasDHW-ElecDry-Tier3AnyDMoMH00CZ13DEER2017 | 0
42958.3843 | Appl-CW-Front-GasDHW-ElecDry-Tier3 | DMo | MH00 | CZ14 | rDXGF | -1 | Household | 1 | 1242 | 194 | 0 | 0 | 191 | 0 | 2.6 | 0 | 0 | 0.2 | -0.2 | 0.3 | 0 | 0 | 0 | 0 | 0.46 | 0 | -0.3 | 0.77 | 0.028 | 0 | 0.027 | 177 | 0 | 0 | 175 | 0 | 2 | 0 | 0 | 0.1 | -0.2 | 0.2 | 0 | 0 | 0 | 0 | 0.6 | 0 | -0.22 | 0.84 | 0.025 | 0 | 0.025 | PreCW-Front-GasDHW-ElecDry | Appl-CW-Front-GasDHW-ElecDry-Tier3AnyDMoMH00CZ14DEER2017 | 0
42958.3843 | Appl-CW-Front-GasDHW-ElecDry-Tier3 | DMo | MH00 | CZ15 | rDXGF | -1 | Household | 1 | 1242 | 195 | 0 | 0 | 191 | 0 | 3.9 | 0 | -0.1 | 0.4 | -0.1 | 0.5 | 0 | 0 | 0 | 0 | 0.53 | 0 | -0.09 | 0.63 | 0.028 | 0 | 0.026 | 178 | 0 | 0 | 175 | 0 | 3 | 0 | 0 | 0.3 | -0.1 | 0.4 | 0 | 0 | 0 | 0 | 0.61 | 0 | -0.07 | 0.68 | 0.025 | 0 | 0.024 | PreCW-Front-GasDHW-ElecDry | Appl-CW-Front-GasDHW-ElecDry-Tier3AnyDMoMH00CZ15DEER2017 | 0
42958.3843 | Appl-CW-Front-GasDHW-ElecDry-Tier3 | DMo | MH00 | CZ16 | rDXGF | -1 | Household | 1 | 1242 | 193 | 0 | 0 | 191 | 0 | 1.5 | 0 | 0 | 0 | -0.2 | 0.2 | 0 | 0 | 0 | 0 | 0.58 | 0 | -0.3 | 0.88 | 0.031 | 0 | 0.027 | 176 | 0 | 0 | 175 | 0 | 1 | 0 | 0 | 0 | -0.2 | 0.2 | 0 | 0 | 0 | 0 | 0.72 | 0 | -0.23 | 0.96 | 0.025 | 0 | 0.024 | PreCW-Front-GasDHW-ElecDry | Appl-CW-Front-GasDHW-ElecDry-Tier3AnyDMoMH00CZ16DEER2017 | 0
42958.3843 | Appl-CW-Front-GasDHW-ElecDry-Tier3 | DMo | MH06 | CZ01 | rDXGF | -1 | Household | 1 | 1242 | 191 | 0 | 0 | 191 | 0 | 0 | 0 | 0 | -0.2 | -0.2 | 0 | 0 | 0 | 0 | 0 | 0.44 | 0 | -0.45 | 0.89 | 0.027 | 0 | 0.026 | 175 | 0 | 0 | 175 | 0 | 0 | 0 | 0 | -0.2 | -0.2 | 0 | 0 | 0 | 0 | 0 | 0.63 | 0 | -0.33 | 0.96 | 0.025 | 0 | 0.024 | PreCW-Front-GasDHW-ElecDry | Appl-CW-Front-GasDHW-ElecDry-Tier3AnyDMoMH06CZ01DEER2017 | 0
42958.3843 | Appl-CW-Front-GasDHW-ElecDry-Tier3 | DMo | MH06 | CZ02 | rDXGF | -1 | Household | 1 | 1242 | 193 | 0 | 0 | 191 | 0 | 1.6 | 0 | -0.1 | 0.1 | -0.2 | 0.3 | 0 | 0 | 0 | 0 | 0.49 | 0 | -0.33 | 0.82 | 0.028 | 0 | 0.026 | 176 | 0 | 0 | 175 | 0 | 1.2 | 0 | -0.1 | 0.1 | -0.1 | 0.2 | 0 | 0 | 0 | 0 | 0.64 | 0 | -0.25 | 0.89 | 0.026 | 0 | 0.024 | PreCW-Front-GasDHW-ElecDry | Appl-CW-Front-GasDHW-ElecDry-Tier3AnyDMoMH06CZ02DEER2017 | 0
42958.3843 | Appl-CW-Front-GasDHW-ElecDry-Tier3 | DMo | MH06 | CZ03 | rDXGF | -1 | Household | 1 | 1242 | 192 | 0 | 0 | 191 | 0 | 0.7 | 0 | 0 | 0 | -0.1 | 0.1 | 0 | 0 | 0 | 0 | 0.61 | 0 | -0.23 | 0.83 | 0.028 | 0 | 0.026 | 176 | 0 | 0 | 175 | 0 | 0.6 | 0 | 0 | 0 | -0.1 | 0.1 | 0 | 0 | 0 | 0 | 0.73 | 0 | -0.17 | 0.9 | 0.025 | 0 | 0.024 | PreCW-Front-GasDHW-ElecDry | Appl-CW-Front-GasDHW-ElecDry-Tier3AnyDMoMH06CZ03DEER2017 | 0
42958.3843 | Appl-CW-Front-GasDHW-ElecDry-Tier3 | DMo | MH06 | CZ04 | rDXGF | -1 | Household | 1 | 1242 | 193 | 0 | 0 | 191 | 0 | 1.6 | 0 | 0 | 0.1 | -0.2 | 0.3 | 0 | 0 | 0 | 0 | 0.52 | 0 | -0.28 | 0.8 | 0.027 | 0 | 0.026 | 176 | 0 | 0 | 175 | 0 | 1.3 | 0 | 0 | 0.1 | -0.1 | 0.2 | 0 | 0 | 0 | 0 | 0.65 | 0 | -0.22 | 0.87 | 0.025 | 0 | 0.024 | PreCW-Front-GasDHW-ElecDry | Appl-CW-Front-GasDHW-ElecDry-Tier3AnyDMoMH06CZ04DEER2017 | 0
42958.3843 | Appl-CW-Front-GasDHW-ElecDry-Tier3 | DMo | MH06 | CZ05 | rDXGF | -1 | Household | 1 | 1242 | 191 | 0 | 0 | 191 | 0 | 0.6 | 0 | -0.1 | -0.1 | -0.2 | 0.1 | 0 | 0 | 0 | 0 | 0.47 | 0 | -0.37 | 0.84 | 0.028 | 0 | 0.027 | 175 | 0 | 0 | 175 | 0 | 0.4 | 0 | -0.1 | 0 | -0.2 | 0.1 | 0 | 0 | 0 | 0 | 0.63 | 0 | -0.29 | 0.91 | 0.025 | 0 | 0.024 | PreCW-Front-GasDHW-ElecDry | Appl-CW-Front-GasDHW-ElecDry-Tier3AnyDMoMH06CZ05DEER2017 | 0
42958.3843 | Appl-CW-Front-GasDHW-ElecDry-Tier3 | DMo | MH06 | CZ06 | rDXGF | -1 | Household | 1 | 1242 | 193 | 0 | 0 | 191 | 0 | 1.9 | 0 | 0 | 0.3 | 0 | 0.4 | 0 | 0 | 0 | 0 | 0.73 | 0 | -0.05 | 0.78 | 0.028 | 0 | 0.027 | 177 | 0 | 0 | 175 | 0 | 1.6 | 0 | 0 | 0.3 | 0 | 0.3 | 0 | 0 | 0 | 0 | 0.8 | 0 | -0.04 | 0.84 | 0.025 | 0 | 0.025 | PreCW-Front-GasDHW-ElecDry | Appl-CW-Front-GasDHW-ElecDry-Tier3AnyDMoMH06CZ06DEER2017 | 0
42958.3843 | Appl-CW-Front-GasDHW-ElecDry-Tier3 | DMo | MH06 | CZ07 | rDXGF | -1 | Household | 1 | 1242 | 194 | 0 | 0 | 191 | 0 | 2.5 | 0 | 0 | 0.4 | -0.1 | 0.5 | 0 | 0 | 0 | 0 | 0.67 | 0 | -0.1 | 0.77 | 0.027 | 0 | 0.026 | 177 | 0 | 0 | 175 | 0 | 2.1 | 0 | 0 | 0.3 | -0.1 | 0.4 | 0 | 0 | 0 | 0 | 0.76 | 0 | -0.08 | 0.83 | 0.025 | 0 | 0.024 | PreCW-Front-GasDHW-ElecDry | Appl-CW-Front-GasDHW-ElecDry-Tier3AnyDMoMH06CZ07DEER2017 | 0
42958.3843 | Appl-CW-Front-GasDHW-ElecDry-Tier3 | DMo | MH06 | CZ08 | rDXGF | -1 | Household | 1 | 1242 | 194 | 0 | 0 | 191 | 0 | 2.7 | 0 | -0.1 | 0.4 | 0 | 0.5 | 0 | 0 | 0 | 0 | 0.6 | 0 | -0.16 | 0.76 | 0.028 | 0 | 0.026 | 178 | 0 | 0 | 175 | 0 | 2.2 | 0 | -0.1 | 0.3 | 0 | 0.4 | 0 | 0 | 0 | 0 | 0.71 | 0 | -0.11 | 0.82 | 0.025 | 0 | 0.024 | PreCW-Front-GasDHW-ElecDry | Appl-CW-Front-GasDHW-ElecDry-Tier3AnyDMoMH06CZ08DEER2017 | 0
42958.3843 | Appl-CW-Front-GasDHW-ElecDry-Tier3 | DMo | MH06 | CZ09 | rDXGF | -1 | Household | 1 | 1242 | 194 | 0 | 0 | 191 | 0 | 2.5 | 0 | 0 | 0.3 | -0.1 | 0.4 | 0 | 0 | 0 | 0 | 0.57 | 0 | -0.19 | 0.76 | 0.028 | 0 | 0.027 | 177 | 0 | 0 | 175 | 0 | 2 | 0 | 0 | 0.2 | -0.1 | 0.3 | 0 | 0 | 0 | 0 | 0.68 | 0 | -0.14 | 0.82 | 0.026 | 0 | 0.025 | PreCW-Front-GasDHW-ElecDry | Appl-CW-Front-GasDHW-ElecDry-Tier3AnyDMoMH06CZ09DEER2017 | 0
42958.3843 | Appl-CW-Front-GasDHW-ElecDry-Tier3 | DMo | MH06 | CZ10 | rDXGF | -1 | Household | 1 | 1242 | 194 | 0 | 0 | 191 | 0 | 2.6 | 0 | 0 | 0.2 | -0.2 | 0.4 | 0 | 0 | 0 | 0 | 0.51 | 0 | -0.24 | 0.75 | 0.027 | 0 | 0.027 | 177 | 0 | 0 | 175 | 0 | 2 | 0 | 0 | 0.2 | -0.1 | 0.3 | 0 | 0 | 0 | 0 | 0.63 | 0 | -0.18 | 0.82 | 0.024 | 0 | 0.024 | PreCW-Front-GasDHW-ElecDry | Appl-CW-Front-GasDHW-ElecDry-Tier3AnyDMoMH06CZ10DEER2017 | 0
42958.3843 | Appl-CW-Front-GasDHW-ElecDry-Tier3 | DMo | MH06 | CZ11 | rDXGF | -1 | Household | 1 | 1242 | 193 | 0 | 0 | 191 | 0 | 2 | 0 | 0 | 0.2 | -0.1 | 0.3 | 0 | 0 | 0 | 0 | 0.53 | 0 | -0.23 | 0.77 | 0.027 | 0 | 0.027 | 177 | 0 | 0 | 175 | 0 | 1.6 | 0 | 0 | 0.2 | -0.1 | 0.3 | 0 | 0 | 0 | 0 | 0.65 | 0 | -0.18 | 0.83 | 0.025 | 0 | 0.024 | PreCW-Front-GasDHW-ElecDry | Appl-CW-Front-GasDHW-ElecDry-Tier3AnyDMoMH06CZ11DEER2017 | 0
42958.3843 | Appl-CW-Front-GasDHW-ElecDry-Tier3 | DMo | MH06 | CZ12 | rDXGF | -1 | Household | 1 | 1242 | 193 | 0 | 0 | 191 | 0 | 1.9 | 0 | -0.1 | 0.1 | -0.1 | 0.3 | 0 | 0 | 0 | 0 | 0.48 | 0 | -0.32 | 0.79 | 0.028 | 0 | 0.026 | 177 | 0 | 0 | 175 | 0 | 1.5 | 0 | -0.1 | 0.1 | -0.1 | 0.2 | 0 | 0 | 0 | 0 | 0.62 | 0 | -0.24 | 0.85 | 0.026 | 0 | 0.024 | PreCW-Front-GasDHW-ElecDry | Appl-CW-Front-GasDHW-ElecDry-Tier3AnyDMoMH06CZ12DEER2017 | 0
42958.3843 | Appl-CW-Front-GasDHW-ElecDry-Tier3 | DMo | MH06 | CZ13 | rDXGF | -1 | Household | 1 | 1242 | 194 | 0 | 0 | 191 | 0 | 2.3 | 0 | 0 | 0.2 | -0.2 | 0.3 | 0 | 0 | 0 | 0 | 0.49 | 0 | -0.26 | 0.75 | 0.028 | 0 | 0.027 | 177 | 0 | 0 | 175 | 0 | 1.8 | 0 | 0 | 0.2 | -0.2 | 0.3 | 0 | 0 | 0 | 0 | 0.61 | 0 | -0.2 | 0.82 | 0.025 | 0 | 0.024 | PreCW-Front-GasDHW-ElecDry | Appl-CW-Front-GasDHW-ElecDry-Tier3AnyDMoMH06CZ13DEER2017 | 0
42958.3843 | Appl-CW-Front-GasDHW-ElecDry-Tier3 | DMo | MH06 | CZ14 | rDXGF | -1 | Household | 1 | 1242 | 194 | 0 | 0 | 191 | 0 | 2.4 | 0 | 0 | 0.3 | -0.1 | 0.4 | 0 | 0 | 0 | 0 | 0.49 | 0 | -0.28 | 0.77 | 0.027 | 0 | 0.026 | 177 | 0 | 0 | 175 | 0 | 1.9 | 0 | 0 | 0.2 | -0.1 | 0.3 | 0 | 0 | 0 | 0 | 0.63 | 0 | -0.21 | 0.83 | 0.025 | 0 | 0.024 | PreCW-Front-GasDHW-ElecDry | Appl-CW-Front-GasDHW-ElecDry-Tier3AnyDMoMH06CZ14DEER2017 | 0
42958.3843 | Appl-CW-Front-GasDHW-ElecDry-Tier3 | DMo | MH06 | CZ15 | rDXGF | -1 | Household | 1 | 1242 | 194 | 0 | 0 | 191 | 0 | 3.1 | 0 | 0 | 0.4 | -0.1 | 0.4 | 0 | 0 | 0 | 0 | 0.54 | 0 | -0.1 | 0.63 | 0.027 | 0 | 0.027 | 178 | 0 | 0 | 175 | 0 | 2.4 | 0 | 0 | 0.3 | -0.1 | 0.3 | 0 | 0 | 0 | 0 | 0.62 | 0 | -0.07 | 0.69 | 0.025 | 0 | 0.025 | PreCW-Front-GasDHW-ElecDry | Appl-CW-Front-GasDHW-ElecDry-Tier3AnyDMoMH06CZ15DEER2017 | 0
42958.3843 | Appl-CW-Front-GasDHW-ElecDry-Tier3 | DMo | MH06 | CZ16 | rDXGF | -1 | Household | 1 | 1242 | 192 | 0 | 0 | 191 | 0 | 1.3 | 0 | -0.1 | 0 | -0.2 | 0.2 | 0 | 0 | 0 | 0 | 0.58 | 0 | -0.3 | 0.88 | 0.027 | 0 | 0.027 | 176 | 0 | 0 | 175 | 0 | 1.1 | 0 | -0.1 | 0 | -0.1 | 0.2 | 0 | 0 | 0 | 0 | 0.73 | 0 | -0.23 | 0.95 | 0.025 | 0 | 0.024 | PreCW-Front-GasDHW-ElecDry | Appl-CW-Front-GasDHW-ElecDry-Tier3AnyDMoMH06CZ16DEER2017 | 0
42958.3843 | Appl-CW-Front-GasDHW-ElecDry-Tier3 | DMo | MH15 | CZ01 | rDXGF | -1 | Household | 1 | 1242 | 191 | 0 | 0 | 191 | 0 | 0 | 0 | -0.1 | -0.2 | -0.2 | 0 | 0 | 0 | 0 | 0 | 0.48 | 0 | -0.42 | 0.89 | 0.027 | 0 | 0.027 | 175 | 0 | 0 | 175 | 0 | 0 | 0 | -0.1 | -0.1 | -0.1 | 0 | 0 | 0 | 0 | 0 | 0.66 | 0 | -0.31 | 0.96 | 0.025 | 0 | 0.025 | PreCW-Front-GasDHW-ElecDry | Appl-CW-Front-GasDHW-ElecDry-Tier3AnyDMoMH15CZ01DEER2017 | 0
42958.3843 | Appl-CW-Front-GasDHW-ElecDry-Tier3 | DMo | MH15 | CZ02 | rDXGF | -1 | Household | 1 | 1242 | 192 | 0 | 0 | 191 | 0 | 1.4 | 0 | -0.1 | 0 | -0.2 | 0.2 | 0 | 0 | 0 | 0 | 0.48 | 0 | -0.35 | 0.82 | 0.025 | 0 | 0.027 | 176 | 0 | 0 | 175 | 0 | 1.1 | 0 | 0 | 0 | -0.2 | 0.2 | 0 | 0 | 0 | 0 | 0.63 | 0 | -0.27 | 0.89 | 0.023 | 0 | 0.024 | PreCW-Front-GasDHW-ElecDry | Appl-CW-Front-GasDHW-ElecDry-Tier3AnyDMoMH15CZ02DEER2017 | 0
42958.3843 | Appl-CW-Front-GasDHW-ElecDry-Tier3 | DMo | MH15 | CZ03 | rDXGF | -1 | Household | 1 | 1242 | 191 | 0 | 0 | 191 | 0 | 0.6 | 0 | -0.1 | 0 | -0.2 | 0.1 | 0 | 0 | 0 | 0 | 0.49 | 0 | -0.35 | 0.83 | 0.028 | 0 | 0.027 | 175 | 0 | 0 | 175 | 0 | 0.5 | 0 | -0.1 | 0 | -0.1 | 0.1 | 0 | 0 | 0 | 0 | 0.64 | 0 | -0.26 | 0.9 | 0.025 | 0 | 0.024 | PreCW-Front-GasDHW-ElecDry | Appl-CW-Front-GasDHW-ElecDry-Tier3AnyDMoMH15CZ03DEER2017 | 0
42958.3843 | Appl-CW-Front-GasDHW-ElecDry-Tier3 | DMo | MH15 | CZ04 | rDXGF | -1 | Household | 1 | 1242 | 192 | 0 | 0 | 191 | 0 | 1.4 | 0 | -0.1 | 0.1 | -0.1 | 0.2 | 0 | 0 | 0 | 0 | 0.51 | 0 | -0.29 | 0.8 | 0.028 | 0 | 0.026 | 176 | 0 | 0 | 175 | 0 | 1.3 | 0 | -0.1 | 0.1 | -0.1 | 0.2 | 0 | 0 | 0 | 0 | 0.64 | 0 | -0.22 | 0.87 | 0.025 | 0 | 0.024 | PreCW-Front-GasDHW-ElecDry | Appl-CW-Front-GasDHW-ElecDry-Tier3AnyDMoMH15CZ04DEER2017 | 0
42958.3843 | Appl-CW-Front-GasDHW-ElecDry-Tier3 | DMo | MH15 | CZ05 | rDXGF | -1 | Household | 1 | 1242 | 191 | 0 | 0 | 191 | 0 | 0.5 | 0 | 0 | -0.1 | -0.2 | 0.1 | 0 | 0 | 0 | 0 | 0.42 | 0 | -0.42 | 0.84 | 0.027 | 0 | 0.026 | 175 | 0 | 0 | 175 | 0 | 0.4 | 0 | 0 | -0.1 | -0.1 | 0.1 | 0 | 0 | 0 | 0 | 0.59 | 0 | -0.32 | 0.91 | 0.025 | 0 | 0.024 | PreCW-Front-GasDHW-ElecDry | Appl-CW-Front-GasDHW-ElecDry-Tier3AnyDMoMH15CZ05DEER2017 | 0
42958.3843 | Appl-CW-Front-GasDHW-ElecDry-Tier3 | DMo | MH15 | CZ06 | rDXGF | -1 | Household | 1 | 1242 | 193 | 0 | 0 | 191 | 0 | 1.6 | 0 | 0 | 0.1 | -0.1 | 0.3 | 0 | 0 | 0 | 0 | 0.54 | 0 | -0.24 | 0.78 | 0.027 | 0 | 0.027 | 176 | 0 | 0 | 175 | 0 | 1.3 | 0 | 0 | 0.1 | -0.1 | 0.2 | 0 | 0 | 0 | 0 | 0.66 | 0 | -0.18 | 0.84 | 0.025 | 0 | 0.024 | PreCW-Front-GasDHW-ElecDry | Appl-CW-Front-GasDHW-ElecDry-Tier3AnyDMoMH15CZ06DEER2017 | 0
42958.3843 | Appl-CW-Front-GasDHW-ElecDry-Tier3 | DMo | MH15 | CZ07 | rDXGF | -1 | Household | 1 | 1242 | 194 | 0 | 0 | 191 | 0 | 2.2 | 0 | -0.1 | 0.3 | -0.1 | 0.4 | 0 | 0 | 0 | 0 | 0.64 | 0 | -0.12 | 0.77 | 0.027 | 0 | 0.027 | 177 | 0 | 0 | 175 | 0 | 1.5 | 0 | 0 | 0.2 | -0.1 | 0.2 | 0 | 0 | 0 | 0 | 0.73 | 0 | -0.1 | 0.83 | 0.025 | 0 | 0.024 | PreCW-Front-GasDHW-ElecDry | Appl-CW-Front-GasDHW-ElecDry-Tier3AnyDMoMH15CZ07DEER2017 | 0
42958.3843 | Appl-CW-Front-GasDHW-ElecDry-Tier3 | DMo | MH15 | CZ08 | rDXGF | -1 | Household | 1 | 1242 | 194 | 0 | 0 | 191 | 0 | 2.5 | 0 | 0 | 0.4 | 0 | 0.4 | 0 | 0 | 0 | 0 | 0.6 | 0 | -0.16 | 0.76 | 0.027 | 0 | 0.026 | 177 | 0 | 0 | 175 | 0 | 2 | 0 | 0 | 0.3 | 0 | 0.3 | 0 | 0 | 0 | 0 | 0.7 | 0 | -0.11 | 0.82 | 0.025 | 0 | 0.024 | PreCW-Front-GasDHW-ElecDry | Appl-CW-Front-GasDHW-ElecDry-Tier3AnyDMoMH15CZ08DEER2017 | 0
42958.3843 | Appl-CW-Front-GasDHW-ElecDry-Tier3 | DMo | MH15 | CZ09 | rDXGF | -1 | Household | 1 | 1242 | 194 | 0 | 0 | 191 | 0 | 2.8 | 0 | -0.1 | 0.3 | -0.1 | 0.4 | 0 | 0 | 0 | 0 | 0.57 | 0 | -0.19 | 0.76 | 0.028 | 0 | 0.027 | 178 | 0 | 0 | 175 | 0 | 2.4 | 0 | -0.1 | 0.3 | 0 | 0.3 | 0 | 0 | 0 | 0 | 0.68 | 0 | -0.14 | 0.82 | 0.025 | 0 | 0.024 | PreCW-Front-GasDHW-ElecDry | Appl-CW-Front-GasDHW-ElecDry-Tier3AnyDMoMH15CZ09DEER2017 | 0
42958.3843 | Appl-CW-Front-GasDHW-ElecDry-Tier3 | DMo | MH15 | CZ10 | rDXGF | -1 | Household | 1 | 1242 | 193 | 0 | 0 | 191 | 0 | 2.2 | 0 | 0 | 0.3 | -0.1 | 0.4 | 0 | 0 | 0 | 0 | 0.53 | 0 | -0.22 | 0.75 | 0.027 | 0 | 0.026 | 177 | 0 | 0 | 175 | 0 | 1.7 | 0 | 0 | 0.2 | -0.1 | 0.3 | 0 | 0 | 0 | 0 | 0.65 | 0 | -0.16 | 0.82 | 0.025 | 0 | 0.024 | PreCW-Front-GasDHW-ElecDry | Appl-CW-Front-GasDHW-ElecDry-Tier3AnyDMoMH15CZ10DEER2017 | 0
42958.3843 | Appl-CW-Front-GasDHW-ElecDry-Tier3 | DMo | MH15 | CZ11 | rDXGF | -1 | Household | 1 | 1242 | 193 | 0 | 0 | 191 | 0 | 1.8 | 0 | 0 | 0.2 | -0.2 | 0.3 | 0 | 0 | 0 | 0 | 0.5 | 0 | -0.26 | 0.77 | 0.027 | 0 | 0.027 | 177 | 0 | 0 | 175 | 0 | 1.4 | 0 | 0 | 0.1 | -0.1 | 0.3 | 0 | 0 | 0 | 0 | 0.63 | 0 | -0.2 | 0.83 | 0.025 | 0 | 0.024 | PreCW-Front-GasDHW-ElecDry | Appl-CW-Front-GasDHW-ElecDry-Tier3AnyDMoMH15CZ11DEER2017 | 0
42958.3843 | Appl-CW-Front-GasDHW-ElecDry-Tier3 | DMo | MH15 | CZ12 | rDXGF | -1 | Household | 1 | 1242 | 193 | 0 | 0 | 191 | 0 | 1.7 | 0 | 0 | 0.2 | -0.1 | 0.3 | 0 | 0 | 0 | 0 | 0.5 | 0 | -0.29 | 0.79 | 0.028 | 0 | 0.026 | 176 | 0 | 0 | 175 | 0 | 1.3 | 0 | 0 | 0.1 | -0.1 | 0.2 | 0 | 0 | 0 | 0 | 0.64 | 0 | -0.22 | 0.85 | 0.025 | 0 | 0.024 | PreCW-Front-GasDHW-ElecDry | Appl-CW-Front-GasDHW-ElecDry-Tier3AnyDMoMH15CZ12DEER2017 | 0
42958.3843 | Appl-CW-Front-GasDHW-ElecDry-Tier3 | DMo | MH15 | CZ13 | rDXGF | -1 | Household | 1 | 1242 | 194 | 0 | 0 | 191 | 0 | 2.6 | 0 | -0.1 | 0.2 | -0.1 | 0.4 | 0 | 0 | 0 | 0 | 0.5 | 0 | -0.25 | 0.75 | 0.028 | 0 | 0.026 | 177 | 0 | 0 | 175 | 0 | 2.1 | 0 | -0.1 | 0.2 | -0.1 | 0.3 | 0 | 0 | 0 | 0 | 0.62 | 0 | -0.19 | 0.82 | 0.025 | 0 | 0.024 | PreCW-Front-GasDHW-ElecDry | Appl-CW-Front-GasDHW-ElecDry-Tier3AnyDMoMH15CZ13DEER2017 | 0
42958.3843 | Appl-CW-Front-GasDHW-ElecDry-Tier3 | DMo | MH15 | CZ14 | rDXGF | -1 | Household | 1 | 1242 | 193 | 0 | 0 | 191 | 0 | 2.4 | 0 | 0 | 0.2 | -0.2 | 0.4 | 0 | 0 | 0 | 0 | 0.48 | 0 | -0.29 | 0.77 | 0.027 | 0 | 0.027 | 177 | 0 | 0 | 175 | 0 | 1.8 | 0 | 0 | 0.2 | -0.1 | 0.3 | 0 | 0 | 0 | 0 | 0.61 | 0 | -0.21 | 0.83 | 0.025 | 0 | 0.025 | PreCW-Front-GasDHW-ElecDry | Appl-CW-Front-GasDHW-ElecDry-Tier3AnyDMoMH15CZ14DEER2017 | 0
42958.3843 | Appl-CW-Front-GasDHW-ElecDry-Tier3 | DMo | MH15 | CZ15 | rDXGF | -1 | Household | 1 | 1242 | 194 | 0 | 0 | 191 | 0 | 2.9 | 0 | 0 | 0.3 | 0 | 0.4 | 0 | 0 | 0 | 0 | 0.53 | 0 | -0.1 | 0.63 | 0.027 | 0 | 0.027 | 177 | 0 | 0 | 175 | 0 | 2.2 | 0 | 0 | 0.3 | 0 | 0.3 | 0 | 0 | 0 | 0 | 0.61 | 0 | -0.07 | 0.69 | 0.025 | 0 | 0.025 | PreCW-Front-GasDHW-ElecDry | Appl-CW-Front-GasDHW-ElecDry-Tier3AnyDMoMH15CZ15DEER2017 | 0
42958.3843 | Appl-CW-Front-GasDHW-ElecDry-Tier3 | DMo | MH15 | CZ16 | rDXGF | -1 | Household | 1 | 1242 | 192 | 0 | 0 | 191 | 0 | 1.1 | 0 | -0.1 | 0 | -0.1 | 0.2 | 0 | 0 | 0 | 0 | 0.58 | 0 | -0.31 | 0.88 | 0.028 | 0 | 0.027 | 176 | 0 | 0 | 175 | 0 | 0.9 | 0 | -0.1 | 0 | -0.1 | 0.1 | 0 | 0 | 0 | 0 | 0.73 | 0 | -0.23 | 0.95 | 0.025 | 0 | 0.024 | PreCW-Front-GasDHW-ElecDry | Appl-CW-Front-GasDHW-ElecDry-Tier3AnyDMoMH15CZ16DEER2017 | 0
42958.3843 | Appl-CW-Front-GasDHW-ElecDry-Tier3 | DMo | MH72 | CZ01 | rDXGF | -1 | Household | 1 | 1196 | 191 | 0 | 0 | 191 | 0 | 0 | 0 | 0 | -0.1 | -0.1 | 0 | 0 | 0 | 0 | 0 | 0.55 | 0 | -0.34 | 0.89 | 0.026 | 0 | 0.026 | 175 | 0 | 0 | 175 | 0 | 0 | 0 | 0 | -0.1 | -0.1 | 0 | 0 | 0 | 0 | 0 | 0.71 | 0 | -0.25 | 0.96 | 0.024 | 0 | 0.024 | PreCW-Front-GasDHW-ElecDry | Appl-CW-Front-GasDHW-ElecDry-Tier3AnyDMoMH72CZ01DEER2017 | 0
42958.3843 | Appl-CW-Front-GasDHW-ElecDry-Tier3 | DMo | MH72 | CZ02 | rDXGF | -1 | Household | 1 | 1196 | 192 | 0 | 0 | 191 | 0 | 1.4 | 0 | 0 | 0 | -0.2 | 0.1 | 0 | 0 | 0 | 0 | 0.53 | 0 | -0.31 | 0.82 | 0.029 | 0 | 0.026 | 176 | 0 | 0 | 175 | 0 | 1.1 | 0 | 0 | 0 | -0.1 | 0.1 | 0 | 0 | 0 | 0 | 0.67 | 0 | -0.23 | 0.89 | 0.026 | 0 | 0.024 | PreCW-Front-GasDHW-ElecDry | Appl-CW-Front-GasDHW-ElecDry-Tier3AnyDMoMH72CZ02DEER2017 | 0
42958.3843 | Appl-CW-Front-GasDHW-ElecDry-Tier3 | DMo | MH72 | CZ03 | rDXGF | -1 | Household | 1 | 1196 | 192 | 0 | 0 | 191 | 0 | 1.2 | 0 | 0 | 0 | -0.2 | 0.2 | 0 | 0 | 0 | 0 | 0.53 | 0 | -0.3 | 0.83 | 0.028 | 0 | 0.026 | 176 | 0 | 0 | 175 | 0 | 0.9 | 0 | 0 | 0 | -0.1 | 0.2 | 0 | 0 | 0 | 0 | 0.67 | 0 | -0.22 | 0.9 | 0.026 | 0 | 0.024 | PreCW-Front-GasDHW-ElecDry | Appl-CW-Front-GasDHW-ElecDry-Tier3AnyDMoMH72CZ03DEER2017 | 0
42958.3843 | Appl-CW-Front-GasDHW-ElecDry-Tier3 | DMo | MH72 | CZ04 | rDXGF | -1 | Household | 1 | 1196 | 193 | 0 | 0 | 191 | 0 | 1.8 | 0 | 0 | 0.1 | -0.1 | 0.3 | 0 | 0 | 0 | 0 | 0.54 | 0 | -0.25 | 0.8 | 0.028 | 0 | 0.026 | 176 | 0 | 0 | 175 | 0 | 1.2 | 0 | 0 | 0.1 | -0.1 | 0.2 | 0 | 0 | 0 | 0 | 0.67 | 0 | -0.19 | 0.87 | 0.025 | 0 | 0.024 | PreCW-Front-GasDHW-ElecDry | Appl-CW-Front-GasDHW-ElecDry-Tier3AnyDMoMH72CZ04DEER2017 | 0
42958.3843 | Appl-CW-Front-GasDHW-ElecDry-Tier3 | DMo | MH72 | CZ05 | rDXGF | -1 | Household | 1 | 1196 | 191 | 0 | 0 | 191 | 0 | -0.1 | 0 | 0 | -0.2 | -0.2 | 0 | 0 | 0 | 0 | 0 | 0.43 | 0 | -0.41 | 0.84 | 0.027 | 0 | 0.026 | 175 | 0 | 0 | 175 | 0 | -0.3 | 0 | 0 | -0.2 | -0.2 | 0 | 0 | 0 | 0 | 0 | 0.6 | 0 | -0.32 | 0.91 | 0.024 | 0 | 0.024 | PreCW-Front-GasDHW-ElecDry | Appl-CW-Front-GasDHW-ElecDry-Tier3AnyDMoMH72CZ05DEER2017 | 0
42958.3843 | Appl-CW-Front-GasDHW-ElecDry-Tier3 | DMo | MH72 | CZ06 | rDXGF | -1 | Household | 1 | 1196 | 193 | 0 | 0 | 191 | 0 | 2.1 | 0 | 0 | 0.1 | -0.1 | 0.3 | 0 | 0 | 0 | 0 | 0.61 | 0 | -0.17 | 0.78 | 0.027 | 0 | 0.026 | 177 | 0 | 0 | 175 | 0 | 1.6 | 0 | 0 | 0.1 | -0.1 | 0.2 | 0 | 0 | 0 | 0 | 0.71 | 0 | -0.13 | 0.84 | 0.025 | 0 | 0.024 | PreCW-Front-GasDHW-ElecDry | Appl-CW-Front-GasDHW-ElecDry-Tier3AnyDMoMH72CZ06DEER2017 | 0
42958.3843 | Appl-CW-Front-GasDHW-ElecDry-Tier3 | DMo | MH72 | CZ07 | rDXGF | -1 | Household | 1 | 1196 | 194 | 0 | 0 | 191 | 0 | 2.5 | 0 | 0 | 0.2 | -0.1 | 0.4 | 0 | 0 | 0 | 0 | 0.6 | 0 | -0.18 | 0.77 | 0.027 | 0 | 0.026 | 177 | 0 | 0 | 175 | 0 | 1.9 | 0 | 0 | 0.2 | -0.1 | 0.3 | 0 | 0 | 0 | 0 | 0.7 | 0 | -0.14 | 0.83 | 0.025 | 0 | 0.024 | PreCW-Front-GasDHW-ElecDry | Appl-CW-Front-GasDHW-ElecDry-Tier3AnyDMoMH72CZ07DEER2017 | 0
42958.3843 | Appl-CW-Front-GasDHW-ElecDry-Tier3 | DMo | MH72 | CZ08 | rDXGF | -1 | Household | 1 | 1196 | 194 | 0 | 0 | 191 | 0 | 2.7 | 0 | -0.1 | 0.3 | -0.1 | 0.4 | 0 | 0 | 0 | 0 | 0.59 | 0 | -0.17 | 0.76 | 0.028 | 0 | 0.026 | 177 | 0 | 0 | 175 | 0 | 2.1 | 0 | 0 | 0.2 | -0.1 | 0.3 | 0 | 0 | 0 | 0 | 0.7 | 0 | -0.12 | 0.82 | 0.026 | 0 | 0.024 | PreCW-Front-GasDHW-ElecDry | Appl-CW-Front-GasDHW-ElecDry-Tier3AnyDMoMH72CZ08DEER2017 | 0
42958.3843 | Appl-CW-Front-GasDHW-ElecDry-Tier3 | DMo | MH72 | CZ09 | rDXGF | -1 | Household | 1 | 1196 | 194 | 0 | 0 | 191 | 0 | 2.8 | 0 | 0 | 0.3 | -0.1 | 0.4 | 0 | 0 | 0 | 0 | 0.59 | 0 | -0.16 | 0.75 | 0.028 | 0 | 0.027 | 177 | 0 | 0 | 175 | 0 | 2.2 | 0 | 0 | 0.2 | -0.1 | 0.3 | 0 | 0 | 0 | 0 | 0.69 | 0 | -0.12 | 0.82 | 0.025 | 0 | 0.024 | PreCW-Front-GasDHW-ElecDry | Appl-CW-Front-GasDHW-ElecDry-Tier3AnyDMoMH72CZ09DEER2017 | 0
42958.3843 | Appl-CW-Front-GasDHW-ElecDry-Tier3 | DMo | MH72 | CZ10 | rDXGF | -1 | Household | 1 | 1196 | 193 | 0 | 0 | 191 | 0 | 2 | 0 | 0 | 0.1 | -0.1 | 0.2 | 0 | 0 | 0 | 0 | 0.56 | 0 | -0.19 | 0.75 | 0.028 | 0 | 0.026 | 177 | 0 | 0 | 175 | 0 | 2 | 0 | 0 | 0.1 | -0.1 | 0.2 | 0 | 0 | 0 | 0 | 0.67 | 0 | -0.14 | 0.82 | 0.025 | 0 | 0.024 | PreCW-Front-GasDHW-ElecDry | Appl-CW-Front-GasDHW-ElecDry-Tier3AnyDMoMH72CZ10DEER2017 | 0
42958.3843 | Appl-CW-Front-GasDHW-ElecDry-Tier3 | DMo | MH72 | CZ11 | rDXGF | -1 | Household | 1 | 1196 | 193 | 0 | 0 | 191 | 0 | 2.3 | 0 | 0 | 0.1 | -0.2 | 0.3 | 0 | 0 | 0 | 0 | 0.54 | 0 | -0.22 | 0.76 | 0.028 | 0 | 0.026 | 177 | 0 | 0 | 175 | 0 | 1.7 | 0 | 0 | 0.1 | -0.1 | 0.2 | 0 | 0 | 0 | 0 | 0.66 | 0 | -0.17 | 0.82 | 0.026 | 0 | 0.024 | PreCW-Front-GasDHW-ElecDry | Appl-CW-Front-GasDHW-ElecDry-Tier3AnyDMoMH72CZ11DEER2017 | 0
42958.3843 | Appl-CW-Front-GasDHW-ElecDry-Tier3 | DMo | MH72 | CZ12 | rDXGF | -1 | Household | 1 | 1196 | 194 | 0 | 0 | 191 | 0 | 2.6 | 0 | 0 | 0.1 | -0.2 | 0.3 | 0 | 0 | 0 | 0 | 0.51 | 0 | -0.28 | 0.79 | 0.03 | 0 | 0.027 | 177 | 0 | 0 | 175 | 0 | 2 | 0 | 0 | 0.1 | -0.1 | 0.2 | 0 | 0 | 0 | 0 | 0.65 | 0 | -0.2 | 0.85 | 0.027 | 0 | 0.025 | PreCW-Front-GasDHW-ElecDry | Appl-CW-Front-GasDHW-ElecDry-Tier3AnyDMoMH72CZ12DEER2017 | 0
42958.3843 | Appl-CW-Front-GasDHW-ElecDry-Tier3 | DMo | MH72 | CZ13 | rDXGF | -1 | Household | 1 | 1196 | 194 | 0 | 0 | 191 | 0 | 2.6 | 0 | 0 | 0.2 | -0.2 | 0.3 | 0 | 0 | 0 | 0 | 0.49 | 0 | -0.26 | 0.75 | 0.028 | 0 | 0.026 | 177 | 0 | 0 | 175 | 0 | 2.1 | 0 | 0 | 0.1 | -0.1 | 0.3 | 0 | 0 | 0 | 0 | 0.62 | 0 | -0.2 | 0.81 | 0.025 | 0 | 0.024 | PreCW-Front-GasDHW-ElecDry | Appl-CW-Front-GasDHW-ElecDry-Tier3AnyDMoMH72CZ13DEER2017 | 0
42958.3843 | Appl-CW-Front-GasDHW-ElecDry-Tier3 | DMo | MH72 | CZ14 | rDXGF | -1 | Household | 1 | 1196 | 194 | 0 | 0 | 191 | 0 | 2.6 | 0 | -0.1 | 0.1 | -0.1 | 0.3 | 0 | 0 | 0 | 0 | 0.54 | 0 | -0.23 | 0.77 | 0.027 | 0 | 0.026 | 177 | 0 | 0 | 175 | 0 | 1.9 | 0 | 0 | 0.1 | -0.1 | 0.2 | 0 | 0 | 0 | 0 | 0.66 | 0 | -0.18 | 0.84 | 0.025 | 0 | 0.024 | PreCW-Front-GasDHW-ElecDry | Appl-CW-Front-GasDHW-ElecDry-Tier3AnyDMoMH72CZ14DEER2017 | 0
42958.3843 | Appl-CW-Front-GasDHW-ElecDry-Tier3 | DMo | MH72 | CZ15 | rDXGF | -1 | Household | 1 | 1196 | 194 | 0 | 0 | 191 | 0 | 3 | 0 | 0 | 0.3 | -0.1 | 0.3 | 0 | 0 | 0 | 0 | 0.55 | 0 | -0.09 | 0.63 | 0.028 | 0 | 0.026 | 177 | 0 | 0 | 175 | 0 | 2.2 | 0 | 0 | 0.2 | 0 | 0.2 | 0 | 0 | 0 | 0 | 0.62 | 0 | -0.07 | 0.68 | 0.025 | 0 | 0.024 | PreCW-Front-GasDHW-ElecDry | Appl-CW-Front-GasDHW-ElecDry-Tier3AnyDMoMH72CZ15DEER2017 | 0
42958.3843 | Appl-CW-Front-GasDHW-ElecDry-Tier3 | DMo | MH72 | CZ16 | rDXGF | -1 | Household | 1 | 1196 | 193 | 0 | 0 | 191 | 0 | 1.7 | 0 | -0.1 | 0 | -0.2 | 0.2 | 0 | 0 | 0 | 0 | 0.54 | 0 | -0.34 | 0.88 | 0.027 | 0 | 0.026 | 176 | 0 | 0 | 175 | 0 | 1.2 | 0 | -0.1 | 0 | -0.2 | 0.2 | 0 | 0 | 0 | 0 | 0.69 | 0 | -0.26 | 0.96 | 0.025 | 0 | 0.024 | PreCW-Front-GasDHW-ElecDry | Appl-CW-Front-GasDHW-ElecDry-Tier3AnyDMoMH72CZ16DEER2017 | 0
42958.3843 | Appl-CW-Front-GasDHW-ElecDry-Tier3 | DMo | MH85 | CZ01 | rDXGF | -1 | Household | 1 | 1242 | 191 | 0 | 0 | 191 | 0 | 0 | 0 | 0 | -0.2 | -0.2 | 0 | 0 | 0 | 0 | 0 | 0.43 | 0 | -0.46 | 0.89 | 0.027 | 0 | 0.027 | 175 | 0 | 0 | 175 | 0 | 0 | 0 | 0 | -0.2 | -0.2 | 0 | 0 | 0 | 0 | 0 | 0.61 | 0 | -0.35 | 0.96 | 0.025 | 0 | 0.025 | PreCW-Front-GasDHW-ElecDry | Appl-CW-Front-GasDHW-ElecDry-Tier3AnyDMoMH85CZ01DEER2017 | 0
42958.3843 | Appl-CW-Front-GasDHW-ElecDry-Tier3 | DMo | MH85 | CZ02 | rDXGF | -1 | Household | 1 | 1242 | 192 | 0 | 0 | 191 | 0 | 1.4 | 0 | 0 | -0.1 | -0.2 | 0.1 | 0 | 0 | 0 | 0 | 0.42 | 0 | -0.4 | 0.82 | 0.029 | 0 | 0.026 | 176 | 0 | 0 | 175 | 0 | 1.1 | 0 | 0 | 0 | -0.2 | 0.1 | 0 | 0 | 0 | 0 | 0.59 | 0 | -0.3 | 0.89 | 0.027 | 0 | 0.024 | PreCW-Front-GasDHW-ElecDry | Appl-CW-Front-GasDHW-ElecDry-Tier3AnyDMoMH85CZ02DEER2017 | 0
42958.3843 | Appl-CW-Front-GasDHW-ElecDry-Tier3 | DMo | MH85 | CZ03 | rDXGF | -1 | Household | 1 | 1242 | 192 | 0 | 0 | 191 | 0 | 1 | 0 | 0 | -0.1 | -0.2 | 0.1 | 0 | 0 | 0 | 0 | 0.44 | 0 | -0.39 | 0.83 | 0.028 | 0 | 0.026 | 176 | 0 | 0 | 175 | 0 | 0.8 | 0 | 0 | 0 | -0.1 | 0.1 | 0 | 0 | 0 | 0 | 0.61 | 0 | -0.29 | 0.9 | 0.026 | 0 | 0.024 | PreCW-Front-GasDHW-ElecDry | Appl-CW-Front-GasDHW-ElecDry-Tier3AnyDMoMH85CZ03DEER2017 | 0
42958.3843 | Appl-CW-Front-GasDHW-ElecDry-Tier3 | DMo | MH85 | CZ04 | rDXGF | -1 | Household | 1 | 1242 | 193 | 0 | 0 | 191 | 0 | 2.2 | 0 | 0 | 0.1 | -0.2 | 0.3 | 0 | 0 | 0 | 0 | 0.49 | 0 | -0.31 | 0.8 | 0.028 | 0 | 0.026 | 177 | 0 | 0 | 175 | 0 | 1.8 | 0 | 0 | 0.1 | -0.2 | 0.3 | 0 | 0 | 0 | 0 | 0.64 | 0 | -0.23 | 0.87 | 0.026 | 0 | 0.024 | PreCW-Front-GasDHW-ElecDry | Appl-CW-Front-GasDHW-ElecDry-Tier3AnyDMoMH85CZ04DEER2017 | 0
42958.3843 | Appl-CW-Front-GasDHW-ElecDry-Tier3 | DMo | MH85 | CZ05 | rDXGF | -1 | Household | 1 | 1242 | 192 | 0 | 0 | 191 | 0 | 0.8 | 0 | 0 | -0.1 | -0.2 | 0.1 | 0 | 0 | 0 | 0 | 0.41 | 0 | -0.43 | 0.84 | 0.032 | 0 | 0.027 | 175 | 0 | 0 | 175 | 0 | 0.6 | 0 | 0 | -0.1 | -0.2 | 0.1 | 0 | 0 | 0 | 0 | 0.58 | 0 | -0.33 | 0.91 | 0.029 | 0 | 0.024 | PreCW-Front-GasDHW-ElecDry | Appl-CW-Front-GasDHW-ElecDry-Tier3AnyDMoMH85CZ05DEER2017 | 0
42958.3843 | Appl-CW-Front-GasDHW-ElecDry-Tier3 | DMo | MH85 | CZ06 | rDXGF | -1 | Household | 1 | 1242 | 194 | 0 | 0 | 191 | 0 | 2.8 | 0 | 0 | 0.2 | -0.1 | 0.4 | 0 | 0 | 0 | 0 | 0.54 | 0 | -0.23 | 0.78 | 0.028 | 0 | 0.026 | 177 | 0 | 0 | 175 | 0 | 1.8 | 0 | 0 | 0.2 | -0.1 | 0.2 | 0 | 0 | 0 | 0 | 0.66 | 0 | -0.18 | 0.84 | 0.025 | 0 | 0.024 | PreCW-Front-GasDHW-ElecDry | Appl-CW-Front-GasDHW-ElecDry-Tier3AnyDMoMH85CZ06DEER2017 | 0
42958.3843 | Appl-CW-Front-GasDHW-ElecDry-Tier3 | DMo | MH85 | CZ07 | rDXGF | -1 | Household | 1 | 1242 | 193 | 0 | 0 | 191 | 0 | 2.1 | 0 | 0 | 0.1 | -0.1 | 0.3 | 0 | 0 | 0 | 0 | 0.55 | 0 | -0.21 | 0.77 | 0.028 | 0 | 0.026 | 177 | 0 | 0 | 175 | 0 | 1.7 | 0 | 0 | 0.1 | 0 | 0.2 | 0 | 0 | 0 | 0 | 0.68 | 0 | -0.15 | 0.83 | 0.026 | 0 | 0.024 | PreCW-Front-GasDHW-ElecDry | Appl-CW-Front-GasDHW-ElecDry-Tier3AnyDMoMH85CZ07DEER2017 | 0
42958.3843 | Appl-CW-Front-GasDHW-ElecDry-Tier3 | DMo | MH85 | CZ08 | rDXGF | -1 | Household | 1 | 1242 | 194 | 0 | 0 | 191 | 0 | 2.5 | 0 | -0.1 | 0.2 | -0.1 | 0.3 | 0 | 0 | 0 | 0 | 0.54 | 0 | -0.22 | 0.76 | 0.028 | 0 | 0.026 | 177 | 0 | 0 | 175 | 0 | 1.9 | 0 | -0.1 | 0.1 | -0.1 | 0.2 | 0 | 0 | 0 | 0 | 0.65 | 0 | -0.17 | 0.82 | 0.025 | 0 | 0.024 | PreCW-Front-GasDHW-ElecDry | Appl-CW-Front-GasDHW-ElecDry-Tier3AnyDMoMH85CZ08DEER2017 | 0
42958.3843 | Appl-CW-Front-GasDHW-ElecDry-Tier3 | DMo | MH85 | CZ09 | rDXGF | -1 | Household | 1 | 1242 | 193 | 0 | 0 | 191 | 0 | 2.1 | 0 | 0 | 0.1 | -0.2 | 0.2 | 0 | 0 | 0 | 0 | 0.51 | 0 | -0.25 | 0.75 | 0.027 | 0 | 0.026 | 177 | 0 | 0 | 175 | 0 | 1.6 | 0 | 0 | 0 | -0.1 | 0.2 | 0 | 0 | 0 | 0 | 0.64 | 0 | -0.18 | 0.82 | 0.025 | 0 | 0.024 | PreCW-Front-GasDHW-ElecDry | Appl-CW-Front-GasDHW-ElecDry-Tier3AnyDMoMH85CZ09DEER2017 | 0
42958.3843 | Appl-CW-Front-GasDHW-ElecDry-Tier3 | DMo | MH85 | CZ10 | rDXGF | -1 | Household | 1 | 1242 | 194 | 0 | 0 | 191 | 0 | 2.7 | 0 | 0 | 0.2 | -0.1 | 0.3 | 0 | 0 | 0 | 0 | 0.52 | 0 | -0.23 | 0.75 | 0.028 | 0 | 0.027 | 177 | 0 | 0 | 175 | 0 | 2.1 | 0 | 0 | 0.1 | -0.1 | 0.2 | 0 | 0 | 0 | 0 | 0.64 | 0 | -0.17 | 0.82 | 0.026 | 0 | 0.024 | PreCW-Front-GasDHW-ElecDry | Appl-CW-Front-GasDHW-ElecDry-Tier3AnyDMoMH85CZ10DEER2017 | 0
42958.3843 | Appl-CW-Front-GasDHW-ElecDry-Tier3 | DMo | MH85 | CZ11 | rDXGF | -1 | Household | 1 | 1242 | 193 | 0 | 0 | 191 | 0 | 2.5 | 0 | 0 | 0.1 | -0.2 | 0.3 | 0 | 0 | 0 | 0 | 0.45 | 0 | -0.32 | 0.76 | 0.028 | 0 | 0.026 | 177 | 0 | 0 | 175 | 0 | 1.9 | 0 | 0 | 0.1 | -0.2 | 0.2 | 0 | 0 | 0 | 0 | 0.59 | 0 | -0.24 | 0.82 | 0.025 | 0 | 0.024 | PreCW-Front-GasDHW-ElecDry | Appl-CW-Front-GasDHW-ElecDry-Tier3AnyDMoMH85CZ11DEER2017 | 0
42958.3843 | Appl-CW-Front-GasDHW-ElecDry-Tier3 | DMo | MH85 | CZ12 | rDXGF | -1 | Household | 1 | 1242 | 193 | 0 | 0 | 191 | 0 | 2.1 | 0 | 0 | 0 | -0.2 | 0.2 | 0 | 0 | 0 | 0 | 0.45 | 0 | -0.35 | 0.79 | 0.028 | 0 | 0.026 | 177 | 0 | 0 | 175 | 0 | 1.6 | 0 | 0 | 0 | -0.2 | 0.2 | 0 | 0 | 0 | 0 | 0.6 | 0 | -0.26 | 0.85 | 0.026 | 0 | 0.024 | PreCW-Front-GasDHW-ElecDry | Appl-CW-Front-GasDHW-ElecDry-Tier3AnyDMoMH85CZ12DEER2017 | 0
42958.3843 | Appl-CW-Front-GasDHW-ElecDry-Tier3 | DMo | MH85 | CZ13 | rDXGF | -1 | Household | 1 | 1242 | 194 | 0 | 0 | 191 | 0 | 3 | 0 | 0 | 0.2 | -0.2 | 0.3 | 0 | 0 | 0 | 0 | 0.45 | 0 | -0.31 | 0.75 | 0.029 | 0 | 0.027 | 177 | 0 | 0 | 175 | 0 | 2.3 | 0 | 0 | 0.1 | -0.1 | 0.2 | 0 | 0 | 0 | 0 | 0.59 | 0 | -0.23 | 0.81 | 0.026 | 0 | 0.025 | PreCW-Front-GasDHW-ElecDry | Appl-CW-Front-GasDHW-ElecDry-Tier3AnyDMoMH85CZ13DEER2017 | 0
42958.3843 | Appl-CW-Front-GasDHW-ElecDry-Tier3 | DMo | MH85 | CZ14 | rDXGF | -1 | Household | 1 | 1242 | 194 | 0 | 0 | 191 | 0 | 2.9 | 0 | 0 | 0.2 | -0.2 | 0.4 | 0 | 0 | 0 | 0 | 0.46 | 0 | -0.31 | 0.77 | 0.028 | 0 | 0.026 | 178 | 0 | 0 | 175 | 0 | 2.3 | 0 | 0 | 0.1 | -0.2 | 0.3 | 0 | 0 | 0 | 0 | 0.6 | 0 | -0.23 | 0.84 | 0.025 | 0 | 0.024 | PreCW-Front-GasDHW-ElecDry | Appl-CW-Front-GasDHW-ElecDry-Tier3AnyDMoMH85CZ14DEER2017 | 0
42958.3843 | Appl-CW-Front-GasDHW-ElecDry-Tier3 | DMo | MH85 | CZ15 | rDXGF | -1 | Household | 1 | 1242 | 195 | 0 | 0 | 191 | 0 | 3.5 | 0 | 0 | 0.3 | -0.1 | 0.4 | 0 | 0 | 0 | 0 | 0.52 | 0 | -0.12 | 0.63 | 0.027 | 0 | 0.026 | 178 | 0 | 0 | 175 | 0 | 2.7 | 0 | 0 | 0.2 | -0.1 | 0.3 | 0 | 0 | 0 | 0 | 0.6 | 0 | -0.09 | 0.68 | 0.025 | 0 | 0.024 | PreCW-Front-GasDHW-ElecDry | Appl-CW-Front-GasDHW-ElecDry-Tier3AnyDMoMH85CZ15DEER2017 | 0
42958.3843 | Appl-CW-Front-GasDHW-ElecDry-Tier3 | DMo | MH85 | CZ16 | rDXGF | -1 | Household | 1 | 1242 | 192 | 0 | 0 | 191 | 0 | 1.5 | 0 | -0.1 | 0 | -0.2 | 0.2 | 0 | 0 | 0 | 0 | 0.47 | 0 | -0.41 | 0.88 | 0.027 | 0 | 0.026 | 176 | 0 | 0 | 175 | 0 | 1.1 | 0 | 0 | 0 | -0.2 | 0.2 | 0 | 0 | 0 | 0 | 0.65 | 0 | -0.31 | 0.96 | 0.025 | 0 | 0.024 | PreCW-Front-GasDHW-ElecDry | Appl-CW-Front-GasDHW-ElecDry-Tier3AnyDMoMH85CZ16DEER2017 | 0
42958.3843 | Appl-CW-Front-GasDHW-ElecDry-Tier3 | MFm | 1975 | CZ01 | rDXGF | -1 | Household | 1 | 1070.2 | 193 | 0 | 0 | 194 | 0 | 0 | 0 | -0.1 | -0.2 | -0.2 | 0 | 0 | 0 | 0 | 0 | 0.5 | 0 | -0.4 | 0.89 | 0.027 | 0 | 0.027 | 177 | 0 | 0 | 177 | 0 | 0 | 0 | -0.1 | -0.1 | -0.2 | 0 | 0 | 0 | 0 | 0 | 0.68 | 0 | -0.3 | 0.96 | 0.025 | 0 | 0.025 | PreCW-Front-GasDHW-ElecDry | Appl-CW-Front-GasDHW-ElecDry-Tier3AnyMFm1975CZ01DEER2017 | 0
42958.3843 | Appl-CW-Front-GasDHW-ElecDry-Tier3 | MFm | 1975 | CZ02 | rDXGF | -1 | Household | 1 | 1070.2 | 194 | 0 | 0 | 194 | 0 | 0.6 | 0 | 0 | 0 | -0.1 | 0.1 | 0 | 0 | 0 | 0 | 0.58 | 0 | -0.25 | 0.83 | 0.028 | 0 | 0.027 | 178 | 0 | 0 | 177 | 0 | 0.4 | 0 | 0 | 0 | -0.1 | 0.1 | 0 | 0 | 0 | 0 | 0.71 | 0 | -0.19 | 0.9 | 0.026 | 0 | 0.025 | PreCW-Front-GasDHW-ElecDry | Appl-CW-Front-GasDHW-ElecDry-Tier3AnyMFm1975CZ02DEER2017 | 0
42958.3843 | Appl-CW-Front-GasDHW-ElecDry-Tier3 | MFm | 1975 | CZ03 | rDXGF | -1 | Household | 1 | 1070.2 | 194 | 0 | 0 | 194 | 0 | 0.3 | 0 | 0 | 0 | -0.1 | 0.1 | 0 | 0 | 0 | 0 | 0.63 | 0 | -0.21 | 0.83 | 0.027 | 0 | 0.027 | 178 | 0 | 0 | 178 | 0 | 0.2 | 0 | 0 | 0 | -0.1 | 0 | 0 | 0 | 0 | 0 | 0.69 | 0 | -0.21 | 0.91 | 0.025 | 0 | 0.025 | PreCW-Front-GasDHW-ElecDry | Appl-CW-Front-GasDHW-ElecDry-Tier3AnyMFm1975CZ03DEER2017 | 0
42958.3843 | Appl-CW-Front-GasDHW-ElecDry-Tier3 | MFm | 1975 | CZ04 | rDXGF | -1 | Household | 1 | 1070.2 | 194 | 0 | 0 | 194 | 0 | 0.7 | 0 | 0 | 0 | -0.1 | 0 | 0 | 0 | 0 | 0 | 0.59 | 0 | -0.21 | 0.8 | 0.029 | 0 | 0.027 | 178 | 0 | 0 | 177 | 0 | 0.6 | 0 | 0 | 0 | -0.1 | 0 | 0 | 0 | 0 | 0 | 0.71 | 0 | -0.16 | 0.87 | 0.026 | 0 | 0.025 | PreCW-Front-GasDHW-ElecDry | Appl-CW-Front-GasDHW-ElecDry-Tier3AnyMFm1975CZ04DEER2017 | 0
42958.3843 | Appl-CW-Front-GasDHW-ElecDry-Tier3 | MFm | 1975 | CZ05 | rDXGF | -1 | Household | 1 | 1070.2 | 194 | 0 | 0 | 194 | 0 | 0.1 | 0 | -0.1 | -0.2 | -0.1 | 0.1 | 0 | 0 | 0 | 0 | 0.51 | 0 | -0.34 | 0.84 | 0.027 | 0 | 0.027 | 177 | 0 | 0 | 178 | 0 | 0.1 | 0 | -0.1 | -0.1 | -0.1 | 0.1 | 0 | 0 | 0 | 0 | 0.67 | 0 | -0.26 | 0.91 | 0.025 | 0 | 0.025 | PreCW-Front-GasDHW-ElecDry | Appl-CW-Front-GasDHW-ElecDry-Tier3AnyMFm1975CZ05DEER2017 | 0
42958.3843 | Appl-CW-Front-GasDHW-ElecDry-Tier3 | MFm | 1975 | CZ06 | rDXGF | -1 | Household | 1 | 1047.7 | 195 | 0 | 0 | 194 | 0 | 1 | 0 | 0 | 0 | -0.1 | 0.2 | 0 | 0 | 0 | 0 | 0.59 | 0 | -0.19 | 0.78 | 0.028 | 0 | 0.027 | 178 | 0 | 0 | 178 | 0 | 0.7 | 0 | 0 | 0 | -0.1 | 0.1 | 0 | 0 | 0 | 0 | 0.7 | 0 | -0.14 | 0.85 | 0.026 | 0 | 0.024 | PreCW-Front-GasDHW-ElecDry | Appl-CW-Front-GasDHW-ElecDry-Tier3AnyMFm1975CZ06DEER2017 | 0
42958.3843 | Appl-CW-Front-GasDHW-ElecDry-Tier3 | MFm | 1975 | CZ07 | rDXGF | -1 | Household | 1 | 1047.7 | 195 | 0 | 0 | 194 | 0 | 0.9 | 0 | 0 | 0.1 | -0.1 | 0.2 | 0 | 0 | 0 | 0 | 0.64 | 0 | -0.13 | 0.77 | 0.028 | 0 | 0.027 | 178 | 0 | 0 | 178 | 0 | 0.7 | 0 | 0 | 0.1 | -0.1 | 0.2 | 0 | 0 | 0 | 0 | 0.74 | 0 | -0.1 | 0.84 | 0.026 | 0 | 0.025 | PreCW-Front-GasDHW-ElecDry | Appl-CW-Front-GasDHW-ElecDry-Tier3AnyMFm1975CZ07DEER2017 | 0
42958.3843 | Appl-CW-Front-GasDHW-ElecDry-Tier3 | MFm | 1975 | CZ08 | rDXGF | -1 | Household | 1 | 1047.7 | 195 | 0 | 0 | 194 | 0 | 1.2 | 0 | -0.1 | 0.1 | 0 | 0.1 | 0 | 0 | 0 | 0 | 0.62 | 0 | -0.14 | 0.76 | 0.028 | 0 | 0.027 | 179 | 0 | 0 | 178 | 0 | 1 | 0 | -0.1 | 0.1 | 0 | 0.1 | 0 | 0 | 0 | 0 | 0.72 | 0 | -0.11 | 0.83 | 0.025 | 0 | 0.025 | PreCW-Front-GasDHW-ElecDry | Appl-CW-Front-GasDHW-ElecDry-Tier3AnyMFm1975CZ08DEER2017 | 0
42958.3843 | Appl-CW-Front-GasDHW-ElecDry-Tier3 | MFm | 1975 | CZ09 | rDXGF | -1 | Household | 1 | 1216.8 | 195 | 0 | 0 | 194 | 0 | 1.6 | 0 | 0 | 0.1 | -0.1 | 0.2 | 0 | 0 | 0 | 0 | 0.58 | 0 | -0.18 | 0.77 | 0.028 | 0 | 0.026 | 179 | 0 | 0 | 177 | 0 | 1.2 | 0 | 0 | 0.1 | 0 | 0.1 | 0 | 0 | 0 | 0 | 0.69 | 0 | -0.14 | 0.83 | 0.026 | 0 | 0.024 | PreCW-Front-GasDHW-ElecDry | Appl-CW-Front-GasDHW-ElecDry-Tier3AnyMFm1975CZ09DEER2017 | 0
42958.3843 | Appl-CW-Front-GasDHW-ElecDry-Tier3 | MFm | 1975 | CZ10 | rDXGF | -1 | Household | 1 | 1216.8 | 195 | 0 | 0 | 194 | 0 | 1.4 | 0 | 0 | 0.1 | -0.1 | 0.2 | 0 | 0 | 0 | 0 | 0.55 | 0 | -0.2 | 0.76 | 0.028 | 0 | 0.027 | 179 | 0 | 0 | 177 | 0 | 1 | 0 | 0 | 0 | -0.1 | 0.1 | 0 | 0 | 0 | 0 | 0.67 | 0 | -0.15 | 0.82 | 0.026 | 0 | 0.024 | PreCW-Front-GasDHW-ElecDry | Appl-CW-Front-GasDHW-ElecDry-Tier3AnyMFm1975CZ10DEER2017 | 0
42958.3843 | Appl-CW-Front-GasDHW-ElecDry-Tier3 | MFm | 1975 | CZ11 | rDXGF | -1 | Household | 1 | 1098.9 | 195 | 0 | 0 | 194 | 0 | 1.3 | 0 | 0 | 0 | -0.1 | 0.2 | 0 | 0 | 0 | 0 | 0.53 | 0 | -0.24 | 0.77 | 0.028 | 0 | 0.027 | 179 | 0 | 0 | 177 | 0 | 1.1 | 0 | 0 | 0 | -0.1 | 0.1 | 0 | 0 | 0 | 0 | 0.65 | 0 | -0.18 | 0.83 | 0.025 | 0 | 0.024 | PreCW-Front-GasDHW-ElecDry | Appl-CW-Front-GasDHW-ElecDry-Tier3AnyMFm1975CZ11DEER2017 | 0
42958.3843 | Appl-CW-Front-GasDHW-ElecDry-Tier3 | MFm | 1975 | CZ12 | rDXGF | -1 | Household | 1 | 1098.9 | 195 | 0 | 0 | 194 | 0 | 1 | 0 | -0.1 | 0 | -0.1 | 0.1 | 0 | 0 | 0 | 0 | 0.54 | 0 | -0.26 | 0.79 | 0.028 | 0 | 0.027 | 178 | 0 | 0 | 178 | 0 | 0.8 | 0 | -0.1 | 0 | -0.1 | 0.1 | 0 | 0 | 0 | 0 | 0.67 | 0 | -0.2 | 0.86 | 0.026 | 0 | 0.024 | PreCW-Front-GasDHW-ElecDry | Appl-CW-Front-GasDHW-ElecDry-Tier3AnyMFm1975CZ12DEER2017 | 0
42958.3843 | Appl-CW-Front-GasDHW-ElecDry-Tier3 | MFm | 1975 | CZ13 | rDXGF | -1 | Household | 1 | 1098.9 | 195 | 0 | 0 | 194 | 0 | 1.7 | 0 | -0.1 | 0.1 | -0.1 | 0.2 | 0 | 0 | 0 | 0 | 0.53 | 0 | -0.22 | 0.76 | 0.028 | 0 | 0.027 | 179 | 0 | 0 | 177 | 0 | 1.3 | 0 | -0.1 | 0 | -0.1 | 0.1 | 0 | 0 | 0 | 0 | 0.66 | 0 | -0.16 | 0.82 | 0.025 | 0 | 0.024 | PreCW-Front-GasDHW-ElecDry | Appl-CW-Front-GasDHW-ElecDry-Tier3AnyMFm1975CZ13DEER2017 | 0
42958.3843 | Appl-CW-Front-GasDHW-ElecDry-Tier3 | MFm | 1975 | CZ14 | rDXGF | -1 | Household | 1 | 1409.4 | 197 | 0 | 0 | 194 | 0 | 3 | 0 | -0.1 | 0.3 | 0 | 0.3 | 0 | 0 | 0 | 0 | 0.6 | 0 | -0.17 | 0.77 | 0.029 | 0 | 0.026 | 180 | 0 | 0 | 177 | 0 | 2.6 | 0 | -0.1 | 0.3 | 0 | 0.3 | 0 | 0 | 0 | 0 | 0.72 | 0 | -0.11 | 0.84 | 0.027 | 0 | 0.024 | PreCW-Front-GasDHW-ElecDry | Appl-CW-Front-GasDHW-ElecDry-Tier3AnyMFm1975CZ14DEER2017 | 0
42958.3843 | Appl-CW-Front-GasDHW-ElecDry-Tier3 | MFm | 1975 | CZ15 | rDXGF | -1 | Household | 1 | 1409.4 | 197 | 0 | 0 | 194 | 0 | 2.8 | 0 | 0 | 0.3 | 0 | 0.3 | 0 | 0 | 0 | 0 | 0.54 | 0 | -0.1 | 0.64 | 0.028 | 0 | 0.027 | 180 | 0 | 0 | 177 | 0 | 2.2 | 0 | 0 | 0.2 | 0 | 0.2 | 0 | 0 | 0 | 0 | 0.61 | 0 | -0.08 | 0.7 | 0.025 | 0 | 0.025 | PreCW-Front-GasDHW-ElecDry | Appl-CW-Front-GasDHW-ElecDry-Tier3AnyMFm1975CZ15DEER2017 | 0
42958.3843 | Appl-CW-Front-GasDHW-ElecDry-Tier3 | MFm | 1975 | CZ16 | rDXGF | -1 | Household | 1 | 1070.2 | 195 | 0 | 0 | 194 | 0 | 1 | 0 | -0.1 | 0 | -0.1 | 0.1 | 0 | 0 | 0 | 0 | 0.63 | 0 | -0.26 | 0.89 | 0.028 | 0 | 0.027 | 178 | 0 | 0 | 177 | 0 | 0.8 | 0 | -0.1 | 0 | -0.1 | 0.1 | 0 | 0 | 0 | 0 | 0.77 | 0 | -0.2 | 0.97 | 0.025 | 0 | 0.025 | PreCW-Front-GasDHW-ElecDry | Appl-CW-Front-GasDHW-ElecDry-Tier3AnyMFm1975CZ16DEER2017 | 0
42958.3843 | Appl-CW-Front-GasDHW-ElecDry-Tier3 | MFm | 1985 | CZ01 | rDXGF | -1 | Household | 1 | 1152 | 193 | 0 | 0 | 194 | 0 | 0 | 0 | -0.1 | -0.2 | -0.2 | 0 | 0 | 0 | 0 | 0 | 0.5 | 0 | -0.39 | 0.9 | 0.027 | 0 | 0.027 | 177 | 0 | 0 | 177 | 0 | 0 | 0 | -0.1 | -0.1 | -0.2 | 0 | 0 | 0 | 0 | 0 | 0.68 | 0 | -0.29 | 0.97 | 0.025 | 0 | 0.024 | PreCW-Front-GasDHW-ElecDry | Appl-CW-Front-GasDHW-ElecDry-Tier3AnyMFm1985CZ01DEER2017 | 0
42958.3843 | Appl-CW-Front-GasDHW-ElecDry-Tier3 | MFm | 1985 | CZ02 | rDXGF | -1 | Household | 1 | 1152 | 194 | 0 | 0 | 194 | 0 | 0.7 | 0 | 0 | 0 | -0.1 | 0.1 | 0 | 0 | 0 | 0 | 0.58 | 0 | -0.26 | 0.83 | 0.029 | 0 | 0.027 | 178 | 0 | 0 | 178 | 0 | 0.5 | 0 | 0 | 0 | -0.1 | 0.1 | 0 | 0 | 0 | 0 | 0.71 | 0 | -0.2 | 0.9 | 0.026 | 0 | 0.024 | PreCW-Front-GasDHW-ElecDry | Appl-CW-Front-GasDHW-ElecDry-Tier3AnyMFm1985CZ02DEER2017 | 0
42958.3843 | Appl-CW-Front-GasDHW-ElecDry-Tier3 | MFm | 1985 | CZ03 | rDXGF | -1 | Household | 1 | 1152 | 194 | 0 | 0 | 194 | 0 | 0.3 | 0 | -0.1 | -0.2 | -0.2 | 0 | 0 | 0 | 0 | 0 | 0.56 | 0 | -0.28 | 0.84 | 0.028 | 0 | 0.027 | 178 | 0 | 0 | 177 | 0 | 0.2 | 0 | -0.1 | -0.1 | -0.1 | 0 | 0 | 0 | 0 | 0 | 0.7 | 0 | -0.21 | 0.91 | 0.025 | 0 | 0.025 | PreCW-Front-GasDHW-ElecDry | Appl-CW-Front-GasDHW-ElecDry-Tier3AnyMFm1985CZ03DEER2017 | 0
42958.3843 | Appl-CW-Front-GasDHW-ElecDry-Tier3 | MFm | 1985 | CZ04 | rDXGF | -1 | Household | 1 | 1152 | 194 | 0 | 0 | 194 | 0 | 0.4 | 0 | -0.1 | -0.1 | -0.1 | 0.1 | 0 | 0 | 0 | 0 | 0.6 | 0 | -0.21 | 0.8 | 0.028 | 0 | 0.027 | 178 | 0 | 0 | 178 | 0 | 0.3 | 0 | 0 | -0.1 | -0.1 | 0 | 0 | 0 | 0 | 0 | 0.72 | 0 | -0.16 | 0.87 | 0.025 | 0 | 0.025 | PreCW-Front-GasDHW-ElecDry | Appl-CW-Front-GasDHW-ElecDry-Tier3AnyMFm1985CZ04DEER2017 | 0
42958.3843 | Appl-CW-Front-GasDHW-ElecDry-Tier3 | MFm | 1985 | CZ05 | rDXGF | -1 | Household | 1 | 1152 | 194 | 0 | 0 | 194 | 0 | 0.2 | 0 | -0.1 | -0.1 | -0.1 | 0 | 0 | 0 | 0 | 0 | 0.53 | 0 | -0.32 | 0.85 | 0.027 | 0 | 0.027 | 178 | 0 | 0 | 178 | 0 | 0.1 | 0 | 0 | -0.1 | -0.1 | 0 | 0 | 0 | 0 | 0 | 0.68 | 0 | -0.24 | 0.92 | 0.025 | 0 | 0.025 | PreCW-Front-GasDHW-ElecDry | Appl-CW-Front-GasDHW-ElecDry-Tier3AnyMFm1985CZ05DEER2017 | 0
42958.3843 | Appl-CW-Front-GasDHW-ElecDry-Tier3 | MFm | 1985 | CZ06 | rDXGF | -1 | Household | 1 | 1295.2 | 194 | 0 | 0 | 194 | 0 | 0.8 | 0 | -0.1 | 0 | -0.1 | 0.1 | 0 | 0 | 0 | 0 | 0.62 | 0 | -0.17 | 0.78 | 0.028 | 0 | 0.027 | 177 | 0 | 0 | 177 | 0 | 0 | 0 | -0.2 | -0.3 | -0.3 | 0 | 0 | 0 | 0 | 0 | 0.45 | 0 | -0.4 | 0.84 | 0.022 | 0 | 0.025 | PreCW-Front-GasDHW-ElecDry | Appl-CW-Front-GasDHW-ElecDry-Tier3AnyMFm1985CZ06DEER2017 | 0
42958.3843 | Appl-CW-Front-GasDHW-ElecDry-Tier3 | MFm | 1985 | CZ07 | rDXGF | -1 | Household | 1 | 1295.2 | 195 | 0 | 0 | 194 | 0 | 0.8 | 0 | 0 | 0 | -0.1 | 0.1 | 0 | 0 | 0 | 0 | 0.63 | 0 | -0.15 | 0.77 | 0.027 | 0 | 0.027 | 178 | 0 | 0 | 177 | 0 | 0.5 | 0 | 0 | 0 | -0.1 | 0.1 | 0 | 0 | 0 | 0 | 0.73 | 0 | -0.12 | 0.84 | 0.025 | 0 | 0.025 | PreCW-Front-GasDHW-ElecDry | Appl-CW-Front-GasDHW-ElecDry-Tier3AnyMFm1985CZ07DEER2017 | 0
42958.3843 | Appl-CW-Front-GasDHW-ElecDry-Tier3 | MFm | 1985 | CZ08 | rDXGF | -1 | Household | 1 | 1295.2 | 195 | 0 | 0 | 194 | 0 | 1.4 | 0 | 0 | 0.1 | -0.1 | 0.2 | 0 | 0 | 0 | 0 | 0.6 | 0 | -0.16 | 0.76 | 0.028 | 0 | 0.027 | 179 | 0 | 0 | 177 | 0 | 1.1 | 0 | 0 | 0.1 | -0.1 | 0.1 | 0 | 0 | 0 | 0 | 0.71 | 0 | -0.12 | 0.83 | 0.025 | 0 | 0.024 | PreCW-Front-GasDHW-ElecDry | Appl-CW-Front-GasDHW-ElecDry-Tier3AnyMFm1985CZ08DEER2017 | 0
42958.3843 | Appl-CW-Front-GasDHW-ElecDry-Tier3 | MFm | 1985 | CZ09 | rDXGF | -1 | Household | 1 | 1438.9 | 196 | 0 | 0 | 194 | 0 | 1.8 | 0 | 0 | 0.1 | -0.1 | 0.3 | 0 | 0 | 0 | 0 | 0.57 | 0 | -0.18 | 0.77 | 0.028 | 0 | 0.026 | 179 | 0 | 0 | 178 | 0 | 1.4 | 0 | 0 | 0.1 | -0.1 | 0.2 | 0 | 0 | 0 | 0 | 0.68 | 0 | -0.14 | 0.83 | 0.026 | 0 | 0.024 | PreCW-Front-GasDHW-ElecDry | Appl-CW-Front-GasDHW-ElecDry-Tier3AnyMFm1985CZ09DEER2017 | 0
42958.3843 | Appl-CW-Front-GasDHW-ElecDry-Tier3 | MFm | 1985 | CZ10 | rDXGF | -1 | Household | 1 | 1438.9 | 199 | 0 | 0 | 194 | 0 | 4.4 | 0 | 0 | 0.8 | 0.2 | 0.6 | 0 | 0 | 0 | 0 | 1.06 | 0 | 0.3 | 0.76 | 0.036 | 0 | 0.027 | 182 | 0 | 0 | 177 | 0 | 3.7 | 0 | 0 | 0.7 | 0.2 | 0.5 | 0 | 0 | 0 | 0 | 1.12 | 0 | 0.3 | 0.82 | 0.032 | 0 | 0.024 | PreCW-Front-GasDHW-ElecDry | Appl-CW-Front-GasDHW-ElecDry-Tier3AnyMFm1985CZ10DEER2017 | 0
42958.3843 | Appl-CW-Front-GasDHW-ElecDry-Tier3 | MFm | 1985 | CZ11 | rDXGF | -1 | Household | 1 | 1150 | 195 | 0 | 0 | 194 | 0 | 1.3 | 0 | -0.1 | 0 | -0.2 | 0.2 | 0 | 0 | 0 | 0 | 0.53 | 0 | -0.24 | 0.77 | 0.028 | 0 | 0.027 | 179 | 0 | 0 | 178 | 0 | 1 | 0 | -0.1 | 0 | -0.1 | 0.1 | 0 | 0 | 0 | 0 | 0.65 | 0 | -0.19 | 0.84 | 0.025 | 0 | 0.025 | PreCW-Front-GasDHW-ElecDry | Appl-CW-Front-GasDHW-ElecDry-Tier3AnyMFm1985CZ11DEER2017 | 0
42958.3843 | Appl-CW-Front-GasDHW-ElecDry-Tier3 | MFm | 1985 | CZ12 | rDXGF | -1 | Household | 1 | 1150 | 194 | 0 | 0 | 194 | 0 | 0.8 | 0 | -0.1 | 0 | -0.1 | 0.1 | 0 | 0 | 0 | 0 | 0.54 | 0 | -0.24 | 0.79 | 0.028 | 0 | 0.027 | 178 | 0 | 0 | 178 | 0 | 0.6 | 0 | -0.1 | 0 | -0.1 | 0.1 | 0 | 0 | 0 | 0 | 0.67 | 0 | -0.18 | 0.86 | 0.025 | 0 | 0.025 | PreCW-Front-GasDHW-ElecDry | Appl-CW-Front-GasDHW-ElecDry-Tier3AnyMFm1985CZ12DEER2017 | 0
42958.3843 | Appl-CW-Front-GasDHW-ElecDry-Tier3 | MFm | 1985 | CZ13 | rDXGF | -1 | Household | 1 | 1150 | 195 | 0 | 0 | 194 | 0 | 1.7 | 0 | 0 | 0.1 | -0.1 | 0.2 | 0 | 0 | 0 | 0 | 0.51 | 0 | -0.25 | 0.76 | 0.028 | 0 | 0.026 | 179 | 0 | 0 | 178 | 0 | 1.4 | 0 | 0 | 0.1 | -0.1 | 0.2 | 0 | 0 | 0 | 0 | 0.64 | 0 | -0.19 | 0.82 | 0.025 | 0 | 0.024 | PreCW-Front-GasDHW-ElecDry | Appl-CW-Front-GasDHW-ElecDry-Tier3AnyMFm1985CZ13DEER2017 | 0
42958.3843 | Appl-CW-Front-GasDHW-ElecDry-Tier3 | MFm | 1985 | CZ14 | rDXGF | -1 | Household | 1 | 1407.2 | 195 | 0 | 0 | 194 | 0 | 1.5 | 0 | 0 | 0.1 | -0.1 | 0.1 | 0 | 0 | 0 | 0 | 0.57 | 0 | -0.21 | 0.78 | 0.027 | 0 | 0.027 | 179 | 0 | 0 | 177 | 0 | 1.3 | 0 | 0 | 0.1 | -0.1 | 0.1 | 0 | 0 | 0 | 0 | 0.68 | 0 | -0.16 | 0.84 | 0.025 | 0 | 0.025 | PreCW-Front-GasDHW-ElecDry | Appl-CW-Front-GasDHW-ElecDry-Tier3AnyMFm1985CZ14DEER2017 | 0
42958.3843 | Appl-CW-Front-GasDHW-ElecDry-Tier3 | MFm | 1985 | CZ15 | rDXGF | -1 | Household | 1 | 1407.2 | 196 | 0 | 0 | 194 | 0 | 2.6 | 0 | 0 | 0.2 | -0.1 | 0.3 | 0 | 0 | 0 | 0 | 0.54 | 0 | -0.1 | 0.64 | 0.028 | 0 | 0.027 | 180 | 0 | 0 | 178 | 0 | 2 | 0 | 0 | 0.2 | -0.1 | 0.2 | 0 | 0 | 0 | 0 | 0.62 | 0 | -0.07 | 0.7 | 0.025 | 0 | 0.025 | PreCW-Front-GasDHW-ElecDry | Appl-CW-Front-GasDHW-ElecDry-Tier3AnyMFm1985CZ15DEER2017 | 0
42958.3843 | Appl-CW-Front-GasDHW-ElecDry-Tier3 | MFm | 1985 | CZ16 | rDXGF | -1 | Household | 1 | 1152 | 195 | 0 | 0 | 194 | 0 | 1.3 | 0 | -0.1 | 0 | -0.2 | 0.2 | 0 | 0 | 0 | 0 | 0.62 | 0 | -0.28 | 0.89 | 0.028 | 0 | 0.027 | 178 | 0 | 0 | 178 | 0 | 1 | 0 | 0 | 0 | -0.1 | 0.2 | 0 | 0 | 0 | 0 | 0.76 | 0 | -0.21 | 0.96 | 0.025 | 0 | 0.024 | PreCW-Front-GasDHW-ElecDry | Appl-CW-Front-GasDHW-ElecDry-Tier3AnyMFm1985CZ16DEER2017 | 0
42958.3843 | Appl-CW-Front-GasDHW-ElecDry-Tier3 | MFm | 1996 | CZ01 | rDXGF | -1 | Household | 1 | 981.6 | 193 | 0 | 0 | 194 | 0 | 0.1 | 0 | -0.1 | -0.2 | -0.2 | 0 | 0 | 0 | 0 | 0 | 0.56 | 0 | -0.33 | 0.89 | 0.027 | 0 | 0.027 | 177 | 0 | 0 | 177 | 0 | 0.1 | 0 | -0.1 | -0.1 | -0.1 | 0 | 0 | 0 | 0 | 0 | 0.73 | 0 | -0.24 | 0.97 | 0.025 | 0 | 0.025 | PreCW-Front-GasDHW-ElecDry | Appl-CW-Front-GasDHW-ElecDry-Tier3AnyMFm1996CZ01DEER2017 | 0
42958.3843 | Appl-CW-Front-GasDHW-ElecDry-Tier3 | MFm | 1996 | CZ02 | rDXGF | -1 | Household | 1 | 981.6 | 194 | 0 | 0 | 194 | 0 | 0.4 | 0 | -0.1 | -0.1 | -0.2 | 0 | 0 | 0 | 0 | 0 | 0.53 | 0 | -0.3 | 0.83 | 0.026 | 0 | 0.027 | 178 | 0 | 0 | 178 | 0 | 0.5 | 0 | -0.1 | 0 | -0.1 | 0.1 | 0 | 0 | 0 | 0 | 0.74 | 0 | -0.15 | 0.9 | 0.025 | 0 | 0.024 | PreCW-Front-GasDHW-ElecDry | Appl-CW-Front-GasDHW-ElecDry-Tier3AnyMFm1996CZ02DEER2017 | 0
42958.3843 | Appl-CW-Front-GasDHW-ElecDry-Tier3 | MFm | 1996 | CZ03 | rDXGF | -1 | Household | 1 | 981.6 | 194 | 0 | 0 | 194 | 0 | 0.3 | 0 | -0.1 | 0 | -0.2 | 0 | 0 | 0 | 0 | 0 | 0.59 | 0 | -0.24 | 0.83 | 0.027 | 0 | 0.027 | 178 | 0 | 0 | 178 | 0 | 0.3 | 0 | -0.1 | 0 | -0.1 | 0 | 0 | 0 | 0 | 0 | 0.73 | 0 | -0.18 | 0.9 | 0.025 | 0 | 0.025 | PreCW-Front-GasDHW-ElecDry | Appl-CW-Front-GasDHW-ElecDry-Tier3AnyMFm1996CZ03DEER2017 | 0
42958.3843 | Appl-CW-Front-GasDHW-ElecDry-Tier3 | MFm | 1996 | CZ04 | rDXGF | -1 | Household | 1 | 981.6 | 194 | 0 | 0 | 194 | 0 | 0.5 | 0 | 0 | 0 | -0.1 | 0.1 | 0 | 0 | 0 | 0 | 0.62 | 0 | -0.18 | 0.8 | 0.027 | 0 | 0.027 | 178 | 0 | 0 | 178 | 0 | 0.3 | 0 | 0 | 0 | -0.1 | 0.1 | 0 | 0 | 0 | 0 | 0.74 | 0 | -0.13 | 0.87 | 0.025 | 0 | 0.025 | PreCW-Front-GasDHW-ElecDry | Appl-CW-Front-GasDHW-ElecDry-Tier3AnyMFm1996CZ04DEER2017 | 0
42958.3843 | Appl-CW-Front-GasDHW-ElecDry-Tier3 | MFm | 1996 | CZ05 | rDXGF | -1 | Household | 1 | 981.6 | 194 | 0 | 0 | 194 | 0 | 0.2 | 0 | -0.1 | -0.1 | -0.1 | 0 | 0 | 0 | 0 | 0 | 0.58 | 0 | -0.26 | 0.84 | 0.027 | 0 | 0.027 | 178 | 0 | 0 | 178 | 0 | 0.1 | 0 | -0.1 | -0.1 | -0.1 | 0 | 0 | 0 | 0 | 0 | 0.72 | 0 | -0.2 | 0.91 | 0.025 | 0 | 0.024 | PreCW-Front-GasDHW-ElecDry | Appl-CW-Front-GasDHW-ElecDry-Tier3AnyMFm1996CZ05DEER2017 | 0
42958.3843 | Appl-CW-Front-GasDHW-ElecDry-Tier3 | MFm | 1996 | CZ06 | rDXGF | -1 | Household | 1 | 1169.1 | 195 | 0 | 0 | 194 | 0 | 1.2 | 0 | 0 | 0.1 | -0.1 | 0.2 | 0 | 0 | 0 | 0 | 0.62 | 0 | -0.15 | 0.77 | 0.029 | 0 | 0.026 | 178 | 0 | 0 | 178 | 0 | 0.9 | 0 | 0 | 0 | -0.1 | 0.1 | 0 | 0 | 0 | 0 | 0.74 | 0 | -0.11 | 0.84 | 0.026 | 0 | 0.024 | PreCW-Front-GasDHW-ElecDry | Appl-CW-Front-GasDHW-ElecDry-Tier3AnyMFm1996CZ06DEER2017 | 0
42958.3843 | Appl-CW-Front-GasDHW-ElecDry-Tier3 | MFm | 1996 | CZ07 | rDXGF | -1 | Household | 1 | 1169.1 | 195 | 0 | 0 | 194 | 0 | 1 | 0 | -0.1 | 0.1 | 0 | 0.1 | 0 | 0 | 0 | 0 | 0.68 | 0 | -0.08 | 0.77 | 0.028 | 0 | 0.027 | 178 | 0 | 0 | 178 | 0 | 0.8 | 0 | 0 | 0.1 | 0 | 0.1 | 0 | 0 | 0 | 0 | 0.77 | 0 | -0.06 | 0.83 | 0.025 | 0 | 0.025 | PreCW-Front-GasDHW-ElecDry | Appl-CW-Front-GasDHW-ElecDry-Tier3AnyMFm1996CZ07DEER2017 | 0
42958.3843 | Appl-CW-Front-GasDHW-ElecDry-Tier3 | MFm | 1996 | CZ08 | rDXGF | -1 | Household | 1 | 1169.1 | 195 | 0 | 0 | 194 | 0 | 1.3 | 0 | 0 | 0.2 | -0.1 | 0.2 | 0 | 0 | 0 | 0 | 0.61 | 0 | -0.14 | 0.76 | 0.028 | 0 | 0.027 | 179 | 0 | 0 | 178 | 0 | 1 | 0 | 0 | 0.1 | -0.1 | 0.2 | 0 | 0 | 0 | 0 | 0.72 | 0 | -0.11 | 0.83 | 0.025 | 0 | 0.024 | PreCW-Front-GasDHW-ElecDry | Appl-CW-Front-GasDHW-ElecDry-Tier3AnyMFm1996CZ08DEER2017 | 0
42958.3843 | Appl-CW-Front-GasDHW-ElecDry-Tier3 | MFm | 1996 | CZ09 | rDXGF | -1 | Household | 1 | 1093.6 | 196 | 0 | 0 | 194 | 0 | 1.9 | 0 | -0.1 | 0.2 | -0.1 | 0.2 | 0 | 0 | 0 | 0 | 0.62 | 0 | -0.14 | 0.75 | 0.028 | 0 | 0.027 | 179 | 0 | 0 | 178 | 0 | 1.4 | 0 | -0.1 | 0.2 | -0.1 | 0.2 | 0 | 0 | 0 | 0 | 0.72 | 0 | -0.1 | 0.82 | 0.026 | 0 | 0.024 | PreCW-Front-GasDHW-ElecDry | Appl-CW-Front-GasDHW-ElecDry-Tier3AnyMFm1996CZ09DEER2017 | 0
42958.3843 | Appl-CW-Front-GasDHW-ElecDry-Tier3 | MFm | 1996 | CZ10 | rDXGF | -1 | Household | 1 | 1093.6 | 194 | 0 | 0 | 194 | 0 | 0.8 | 0 | -0.1 | 0 | -0.1 | 0.1 | 0 | 0 | 0 | 0 | 0.54 | 0 | -0.21 | 0.75 | 0.029 | 0 | 0.027 | 178 | 0 | 0 | 178 | 0 | 0.7 | 0 | -0.1 | 0 | -0.1 | 0 | 0 | 0 | 0 | 0 | 0.66 | 0 | -0.15 | 0.82 | 0.026 | 0 | 0.024 | PreCW-Front-GasDHW-ElecDry | Appl-CW-Front-GasDHW-ElecDry-Tier3AnyMFm1996CZ10DEER2017 | 0
42958.3843 | Appl-CW-Front-GasDHW-ElecDry-Tier3 | MFm | 1996 | CZ11 | rDXGF | -1 | Household | 1 | 1031.9 | 195 | 0 | 0 | 194 | 0 | 1.7 | 0 | -0.1 | 0.1 | 0 | 0.2 | 0 | 0 | 0 | 0 | 0.59 | 0 | -0.17 | 0.76 | 0.028 | 0 | 0.027 | 179 | 0 | 0 | 178 | 0 | 1.7 | 0 | 0 | 0.2 | 0 | 0.2 | 0 | 0 | 0 | 0 | 0.71 | 0 | -0.12 | 0.83 | 0.026 | 0 | 0.025 | PreCW-Front-GasDHW-ElecDry | Appl-CW-Front-GasDHW-ElecDry-Tier3AnyMFm1996CZ11DEER2017 | 0
42958.3843 | Appl-CW-Front-GasDHW-ElecDry-Tier3 | MFm | 1996 | CZ12 | rDXGF | -1 | Household | 1 | 1031.9 | 195 | 0 | 0 | 194 | 0 | 1.2 | 0 | 0 | 0 | -0.1 | 0.2 | 0 | 0 | 0 | 0 | 0.56 | 0 | -0.23 | 0.79 | 0.028 | 0 | 0.026 | 178 | 0 | 0 | 178 | 0 | 0.9 | 0 | 0 | 0 | -0.1 | 0.2 | 0 | 0 | 0 | 0 | 0.69 | 0 | -0.17 | 0.86 | 0.026 | 0 | 0.024 | PreCW-Front-GasDHW-ElecDry | Appl-CW-Front-GasDHW-ElecDry-Tier3AnyMFm1996CZ12DEER2017 | 0
42958.3843 | Appl-CW-Front-GasDHW-ElecDry-Tier3 | MFm | 1996 | CZ13 | rDXGF | -1 | Household | 1 | 1031.9 | 195 | 0 | 0 | 194 | 0 | 1.7 | 0 | -0.1 | 0.1 | -0.1 | 0.2 | 0 | 0 | 0 | 0 | 0.56 | 0 | -0.19 | 0.76 | 0.028 | 0 | 0.026 | 179 | 0 | 0 | 178 | 0 | 1.3 | 0 | -0.1 | 0.1 | -0.1 | 0.2 | 0 | 0 | 0 | 0 | 0.67 | 0 | -0.15 | 0.82 | 0.026 | 0 | 0.024 | PreCW-Front-GasDHW-ElecDry | Appl-CW-Front-GasDHW-ElecDry-Tier3AnyMFm1996CZ13DEER2017 | 0
42958.3843 | Appl-CW-Front-GasDHW-ElecDry-Tier3 | MFm | 1996 | CZ14 | rDXGF | -1 | Household | 1 | 1086 | 196 | 0 | 0 | 194 | 0 | 2.2 | 0 | 0 | 0.2 | -0.1 | 0.3 | 0 | 0 | 0 | 0 | 0.59 | 0 | -0.19 | 0.77 | 0.027 | 0 | 0.027 | 179 | 0 | 0 | 177 | 0 | 1.8 | 0 | 0 | 0.1 | -0.1 | 0.2 | 0 | 0 | 0 | 0 | 0.7 | 0 | -0.15 | 0.84 | 0.025 | 0 | 0.025 | PreCW-Front-GasDHW-ElecDry | Appl-CW-Front-GasDHW-ElecDry-Tier3AnyMFm1996CZ14DEER2017 | 0
42958.3843 | Appl-CW-Front-GasDHW-ElecDry-Tier3 | MFm | 1996 | CZ15 | rDXGF | -1 | Household | 1 | 1086 | 196 | 0 | 0 | 194 | 0 | 2.4 | 0 | -0.1 | 0.2 | -0.1 | 0.3 | 0 | 0 | 0 | 0 | 0.54 | 0 | -0.09 | 0.64 | 0.028 | 0 | 0.027 | 179 | 0 | 0 | 177 | 0 | 1.8 | 0 | 0 | 0.2 | 0 | 0.2 | 0 | 0 | 0 | 0 | 0.62 | 0 | -0.07 | 0.69 | 0.025 | 0 | 0.025 | PreCW-Front-GasDHW-ElecDry | Appl-CW-Front-GasDHW-ElecDry-Tier3AnyMFm1996CZ15DEER2017 | 0
42958.3843 | Appl-CW-Front-GasDHW-ElecDry-Tier3 | MFm | 1996 | CZ16 | rDXGF | -1 | Household | 1 | 981.6 | 195 | 0 | 0 | 194 | 0 | 1.3 | 0 | -0.1 | 0 | -0.1 | 0.2 | 0 | 0 | 0 | 0 | 0.62 | 0 | -0.27 | 0.89 | 0.027 | 0 | 0.027 | 178 | 0 | 0 | 177 | 0 | 1 | 0 | -0.1 | 0 | -0.1 | 0.2 | 0 | 0 | 0 | 0 | 0.76 | 0 | -0.21 | 0.97 | 0.025 | 0 | 0.025 | PreCW-Front-GasDHW-ElecDry | Appl-CW-Front-GasDHW-ElecDry-Tier3AnyMFm1996CZ16DEER2017 | 0
42958.3843 | Appl-CW-Front-GasDHW-ElecDry-Tier3 | MFm | 2003 | CZ01 | rDXGF | -1 | Household | 1 | 998.7 | 194 | 0 | 0 | 194 | 0 | 0 | 0 | -0.1 | -0.1 | -0.1 | 0 | 0 | 0 | 0 | 0 | 0.63 | 0 | -0.26 | 0.89 | 0.027 | 0 | 0.027 | 177 | 0 | 0 | 178 | 0 | 0 | 0 | -0.1 | -0.1 | -0.1 | 0 | 0 | 0 | 0 | 0 | 0.7 | 0 | -0.27 | 0.97 | 0.024 | 0 | 0.025 | PreCW-Front-GasDHW-ElecDry | Appl-CW-Front-GasDHW-ElecDry-Tier3AnyMFm2003CZ01DEER2017 | 0
42958.3843 | Appl-CW-Front-GasDHW-ElecDry-Tier3 | MFm | 2003 | CZ02 | rDXGF | -1 | Household | 1 | 1073.2 | 195 | 0 | 0 | 194 | 0 | 0.8 | 0 | -0.1 | 0 | 0 | 0.1 | 0 | 0 | 0 | 0 | 0.68 | 0 | -0.15 | 0.82 | 0.028 | 0 | 0.026 | 178 | 0 | 0 | 178 | 0 | 0.5 | 0 | -0.1 | 0 | 0 | 0.1 | 0 | 0 | 0 | 0 | 0.76 | 0 | -0.15 | 0.9 | 0.025 | 0 | 0.024 | PreCW-Front-GasDHW-ElecDry | Appl-CW-Front-GasDHW-ElecDry-Tier3AnyMFm2003CZ02DEER2017 | 0
42958.3843 | Appl-CW-Front-GasDHW-ElecDry-Tier3 | MFm | 2003 | CZ03 | rDXGF | -1 | Household | 1 | 998.7 | 194 | 0 | 0 | 194 | 0 | 0.1 | 0 | -0.1 | -0.1 | -0.1 | 0.1 | 0 | 0 | 0 | 0 | 0.56 | 0 | -0.26 | 0.83 | 0.027 | 0 | 0.027 | 177 | 0 | 0 | 177 | 0 | 0.1 | 0 | -0.1 | 0 | -0.1 | 0.1 | 0 | 0 | 0 | 0 | 0.7 | 0 | -0.2 | 0.91 | 0.025 | 0 | 0.024 | PreCW-Front-GasDHW-ElecDry | Appl-CW-Front-GasDHW-ElecDry-Tier3AnyMFm2003CZ03DEER2017 | 0
42958.3843 | Appl-CW-Front-GasDHW-ElecDry-Tier3 | MFm | 2003 | CZ04 | rDXGF | -1 | Household | 1 | 998.7 | 195 | 0 | 0 | 194 | 0 | 1.7 | 0 | 0 | 0.2 | -0.1 | 0.3 | 0 | 0 | 0 | 0 | 0.66 | 0 | -0.14 | 0.81 | 0.029 | 0 | 0.026 | 177 | 0 | 0 | 178 | 0 | -0.4 | 0 | -0.1 | -0.2 | -0.2 | 0 | 0 | 0 | 0 | 0 | 0.66 | 0 | -0.2 | 0.88 | 0.023 | 0 | 0.024 | PreCW-Front-GasDHW-ElecDry | Appl-CW-Front-GasDHW-ElecDry-Tier3AnyMFm2003CZ04DEER2017 | 0
42958.3843 | Appl-CW-Front-GasDHW-ElecDry-Tier3 | MFm | 2003 | CZ05 | rDXGF | -1 | Household | 1 | 998.7 | 194 | 0 | 0 | 194 | 0 | 0.2 | 0 | -0.1 | -0.1 | -0.1 | 0.1 | 0 | 0 | 0 | 0 | 0.57 | 0 | -0.28 | 0.84 | 0.027 | 0 | 0.026 | 178 | 0 | 0 | 178 | 0 | 0.2 | 0 | -0.1 | -0.1 | -0.1 | 0.1 | 0 | 0 | 0 | 0 | 0.71 | 0 | -0.21 | 0.92 | 0.024 | 0 | 0.024 | PreCW-Front-GasDHW-ElecDry | Appl-CW-Front-GasDHW-ElecDry-Tier3AnyMFm2003CZ05DEER2017 | 0
42958.3843 | Appl-CW-Front-GasDHW-ElecDry-Tier3 | MFm | 2003 | CZ06 | rDXGF | -1 | Household | 1 | 1206 | 195 | 0 | 0 | 194 | 0 | 0.8 | 0 | 0 | 0 | 0 | 0.1 | 0 | 0 | 0 | 0 | 0.61 | 0 | -0.17 | 0.78 | 0.028 | 0 | 0.027 | 178 | 0 | 0 | 178 | 0 | 0.7 | 0 | 0 | 0 | 0 | 0.1 | 0 | 0 | 0 | 0 | 0.72 | 0 | -0.13 | 0.85 | 0.025 | 0 | 0.025 | PreCW-Front-GasDHW-ElecDry | Appl-CW-Front-GasDHW-ElecDry-Tier3AnyMFm2003CZ06DEER2017 | 0
42958.3843 | Appl-CW-Front-GasDHW-ElecDry-Tier3 | MFm | 2003 | CZ07 | rDXGF | -1 | Household | 1 | 1206 | 195 | 0 | 0 | 194 | 0 | 1.2 | 0 | -0.1 | 0.1 | -0.1 | 0.2 | 0 | 0 | 0 | 0 | 0.62 | 0 | -0.15 | 0.77 | 0.027 | 0 | 0.027 | 178 | 0 | 0 | 177 | 0 | 0.8 | 0 | -0.1 | 0.1 | -0.1 | 0.1 | 0 | 0 | 0 | 0 | 0.72 | 0 | -0.12 | 0.84 | 0.025 | 0 | 0.025 | PreCW-Front-GasDHW-ElecDry | Appl-CW-Front-GasDHW-ElecDry-Tier3AnyMFm2003CZ07DEER2017 | 0
42958.3843 | Appl-CW-Front-GasDHW-ElecDry-Tier3 | MFm | 2003 | CZ08 | rDXGF | -1 | Household | 1 | 1206 | 195 | 0 | 0 | 194 | 0 | 1.4 | 0 | -0.1 | 0.1 | -0.1 | 0.2 | 0 | 0 | 0 | 0 | 0.62 | 0 | -0.15 | 0.76 | 0.029 | 0 | 0.027 | 179 | 0 | 0 | 178 | 0 | 1.1 | 0 | 0 | 0.1 | -0.1 | 0.1 | 0 | 0 | 0 | 0 | 0.72 | 0 | -0.11 | 0.83 | 0.026 | 0 | 0.025 | PreCW-Front-GasDHW-ElecDry | Appl-CW-Front-GasDHW-ElecDry-Tier3AnyMFm2003CZ08DEER2017 | 0
42958.3843 | Appl-CW-Front-GasDHW-ElecDry-Tier3 | MFm | 2003 | CZ09 | rDXGF | -1 | Household | 1 | 1126.6 | 196 | 0 | 0 | 194 | 0 | 1.8 | 0 | -0.1 | 0.2 | 0 | 0.2 | 0 | 0 | 0 | 0 | 0.63 | 0 | -0.14 | 0.76 | 0.029 | 0 | 0.027 | 178 | 0 | 0 | 178 | 0 | 0.4 | 0 | 0 | 0 | 0 | 0 | 0 | 0 | 0 | 0 | 0.76 | 0 | -0.07 | 0.82 | 0.024 | 0 | 0.025 | PreCW-Front-GasDHW-ElecDry | Appl-CW-Front-GasDHW-ElecDry-Tier3AnyMFm2003CZ09DEER2017 | 0
42958.3843 | Appl-CW-Front-GasDHW-ElecDry-Tier3 | MFm | 2003 | CZ10 | rDXGF | -1 | Household | 1 | 1073.2 | 196 | 0 | 0 | 194 | 0 | 1.8 | 0 | 0 | 0.2 | 0 | 0.2 | 0 | 0 | 0 | 0 | 0.66 | 0 | -0.09 | 0.75 | 0.03 | 0 | 0.026 | 179 | 0 | 0 | 178 | 0 | 1.5 | 0 | 0 | 0.2 | 0 | 0.2 | 0 | 0 | 0 | 0 | 0.75 | 0 | -0.07 | 0.82 | 0.027 | 0 | 0.024 | PreCW-Front-GasDHW-ElecDry | Appl-CW-Front-GasDHW-ElecDry-Tier3AnyMFm2003CZ10DEER2017 | 0
42958.3843 | Appl-CW-Front-GasDHW-ElecDry-Tier3 | MFm | 2003 | CZ11 | rDXGF | -1 | Household | 1 | 1073.2 | 195 | 0 | 0 | 194 | 0 | 1.7 | 0 | -0.1 | 0.1 | -0.1 | 0.2 | 0 | 0 | 0 | 0 | 0.56 | 0 | -0.21 | 0.77 | 0.028 | 0 | 0.027 | 179 | 0 | 0 | 178 | 0 | 1.3 | 0 | -0.1 | 0.1 | -0.1 | 0.2 | 0 | 0 | 0 | 0 | 0.68 | 0 | -0.16 | 0.83 | 0.025 | 0 | 0.025 | PreCW-Front-GasDHW-ElecDry | Appl-CW-Front-GasDHW-ElecDry-Tier3AnyMFm2003CZ11DEER2017 | 0
42958.3843 | Appl-CW-Front-GasDHW-ElecDry-Tier3 | MFm | 2003 | CZ12 | rDXGF | -1 | Household | 1 | 1073.2 | 195 | 0 | 0 | 194 | 0 | 1.4 | 0 | -0.1 | 0.1 | -0.1 | 0.1 | 0 | 0 | 0 | 0 | 0.59 | 0 | -0.2 | 0.79 | 0.028 | 0 | 0.027 | 179 | 0 | 0 | 178 | 0 | 1.1 | 0 | -0.1 | 0.1 | -0.1 | 0.1 | 0 | 0 | 0 | 0 | 0.71 | 0 | -0.15 | 0.86 | 0.026 | 0 | 0.025 | PreCW-Front-GasDHW-ElecDry | Appl-CW-Front-GasDHW-ElecDry-Tier3AnyMFm2003CZ12DEER2017 | 0
42958.3843 | Appl-CW-Front-GasDHW-ElecDry-Tier3 | MFm | 2003 | CZ13 | rDXGF | -1 | Household | 1 | 1073.2 | 196 | 0 | 0 | 194 | 0 | 1.8 | 0 | -0.1 | 0.1 | -0.1 | 0.2 | 0 | 0 | 0 | 0 | 0.57 | 0 | -0.18 | 0.76 | 0.027 | 0 | 0.027 | 179 | 0 | 0 | 177 | 0 | 1.5 | 0 | -0.1 | 0.1 | -0.1 | 0.1 | 0 | 0 | 0 | 0 | 0.68 | 0 | -0.14 | 0.82 | 0.025 | 0 | 0.025 | PreCW-Front-GasDHW-ElecDry | Appl-CW-Front-GasDHW-ElecDry-Tier3AnyMFm2003CZ13DEER2017 | 0
42958.3843 | Appl-CW-Front-GasDHW-ElecDry-Tier3 | MFm | 2003 | CZ14 | rDXGF | -1 | Household | 1 | 1094.6 | 196 | 0 | 0 | 194 | 0 | 2 | 0 | -0.1 | 0.2 | -0.1 | 0.2 | 0 | 0 | 0 | 0 | 0.58 | 0 | -0.2 | 0.77 | 0.028 | 0 | 0.027 | 179 | 0 | 0 | 178 | 0 | 1.6 | 0 | -0.1 | 0.1 | -0.1 | 0.2 | 0 | 0 | 0 | 0 | 0.69 | 0 | -0.15 | 0.84 | 0.025 | 0 | 0.025 | PreCW-Front-GasDHW-ElecDry | Appl-CW-Front-GasDHW-ElecDry-Tier3AnyMFm2003CZ14DEER2017 | 0
42958.3843 | Appl-CW-Front-GasDHW-ElecDry-Tier3 | MFm | 2003 | CZ15 | rDXGF | -1 | Household | 1 | 1094.6 | 196 | 0 | 0 | 194 | 0 | 2.5 | 0 | -0.1 | 0.2 | 0 | 0.3 | 0 | 0 | 0 | 0 | 0.54 | 0 | -0.09 | 0.63 | 0.028 | 0 | 0.027 | 180 | 0 | 0 | 177 | 0 | 2 | 0 | -0.1 | 0.2 | 0 | 0.2 | 0 | 0 | 0 | 0 | 0.62 | 0 | -0.06 | 0.69 | 0.026 | 0 | 0.025 | PreCW-Front-GasDHW-ElecDry | Appl-CW-Front-GasDHW-ElecDry-Tier3AnyMFm2003CZ15DEER2017 | 0
42958.3843 | Appl-CW-Front-GasDHW-ElecDry-Tier3 | MFm | 2003 | CZ16 | rDXGF | -1 | Household | 1 | 998.7 | 195 | 0 | 0 | 194 | 0 | 1.2 | 0 | -0.1 | 0.1 | -0.1 | 0.2 | 0 | 0 | 0 | 0 | 0.63 | 0 | -0.25 | 0.89 | 0.028 | 0 | 0.027 | 178 | 0 | 0 | 177 | 0 | 0.9 | 0 | 0 | 0.1 | -0.1 | 0.1 | 0 | 0 | 0 | 0 | 0.77 | 0 | -0.19 | 0.96 | 0.026 | 0 | 0.025 | PreCW-Front-GasDHW-ElecDry | Appl-CW-Front-GasDHW-ElecDry-Tier3AnyMFm2003CZ16DEER2017 | 0
42958.3843 | Appl-CW-Front-GasDHW-ElecDry-Tier3 | MFm | 2007 | CZ01 | rDXGF | -1 | Household | 1 | 998.7 | 193 | 0 | 0 | 194 | 0 | 0 | 0 | -0.1 | -0.2 | -0.2 | 0 | 0 | 0 | 0 | 0 | 0.54 | 0 | -0.36 | 0.9 | 0.027 | 0 | 0.027 | 177 | 0 | 0 | 177 | 0 | 0 | 0 | -0.1 | -0.2 | -0.2 | 0 | 0 | 0 | 0 | 0 | 0.7 | 0 | -0.28 | 0.97 | 0.025 | 0 | 0.025 | PreCW-Front-GasDHW-ElecDry | Appl-CW-Front-GasDHW-ElecDry-Tier3AnyMFm2007CZ01DEER2017 | 0
42958.3843 | Appl-CW-Front-GasDHW-ElecDry-Tier3 | MFm | 2007 | CZ02 | rDXGF | -1 | Household | 1 | 1073.2 | 195 | 0 | 0 | 194 | 0 | 1.3 | 0 | 0 | 0.3 | 0 | 0.3 | 0 | 0 | 0 | 0 | 0.76 | 0 | -0.07 | 0.83 | 0.028 | 0 | 0.027 | 178 | 0 | 0 | 178 | 0 | 0.7 | 0 | 0 | 0.1 | 0 | 0.2 | 0 | 0 | 0 | 0 | 0.77 | 0 | -0.12 | 0.9 | 0.025 | 0 | 0.025 | PreCW-Front-GasDHW-ElecDry | Appl-CW-Front-GasDHW-ElecDry-Tier3AnyMFm2007CZ02DEER2017 | 0
42958.3843 | Appl-CW-Front-GasDHW-ElecDry-Tier3 | MFm | 2007 | CZ03 | rDXGF | -1 | Household | 1 | 998.7 | 194 | 0 | 0 | 194 | 0 | 0.1 | 0 | -0.1 | -0.1 | -0.1 | 0 | 0 | 0 | 0 | 0 | 0.57 | 0 | -0.27 | 0.84 | 0.027 | 0 | 0.026 | 177 | 0 | 0 | 178 | 0 | 0.1 | 0 | -0.1 | -0.1 | -0.1 | 0 | 0 | 0 | 0 | 0 | 0.71 | 0 | -0.2 | 0.91 | 0.024 | 0 | 0.024 | PreCW-Front-GasDHW-ElecDry | Appl-CW-Front-GasDHW-ElecDry-Tier3AnyMFm2007CZ03DEER2017 | 0
42958.3843 | Appl-CW-Front-GasDHW-ElecDry-Tier3 | MFm | 2007 | CZ04 | rDXGF | -1 | Household | 1 | 998.7 | 195 | 0 | 0 | 194 | 0 | 1 | 0 | 0 | 0.1 | -0.1 | 0.2 | 0 | 0 | 0 | 0 | 0.64 | 0 | -0.16 | 0.81 | 0.028 | 0 | 0.026 | 178 | 0 | 0 | 178 | 0 | 0.8 | 0 | 0 | 0.1 | 0 | 0.2 | 0 | 0 | 0 | 0 | 0.75 | 0 | -0.12 | 0.88 | 0.026 | 0 | 0.024 | PreCW-Front-GasDHW-ElecDry | Appl-CW-Front-GasDHW-ElecDry-Tier3AnyMFm2007CZ04DEER2017 | 0
42958.3843 | Appl-CW-Front-GasDHW-ElecDry-Tier3 | MFm | 2007 | CZ05 | rDXGF | -1 | Household | 1 | 998.7 | 194 | 0 | 0 | 194 | 0 | 0.2 | 0 | -0.1 | -0.1 | -0.1 | 0.1 | 0 | 0 | 0 | 0 | 0.61 | 0 | -0.23 | 0.85 | 0.028 | 0 | 0.026 | 178 | 0 | 0 | 178 | 0 | 0.1 | 0 | 0 | -0.1 | 0 | 0 | 0 | 0 | 0 | 0 | 0.74 | 0 | -0.17 | 0.92 | 0.025 | 0 | 0.024 | PreCW-Front-GasDHW-ElecDry | Appl-CW-Front-GasDHW-ElecDry-Tier3AnyMFm2007CZ05DEER2017 | 0
42958.3843 | Appl-CW-Front-GasDHW-ElecDry-Tier3 | MFm | 2007 | CZ06 | rDXGF | -1 | Household | 1 | 1206 | 195 | 0 | 0 | 194 | 0 | 0.9 | 0 | 0 | 0.1 | -0.1 | 0.1 | 0 | 0 | 0 | 0 | 0.61 | 0 | -0.18 | 0.78 | 0.028 | 0 | 0.027 | 178 | 0 | 0 | 178 | 0 | 0.7 | 0 | 0 | 0.1 | -0.1 | 0.1 | 0 | 0 | 0 | 0 | 0.72 | 0 | -0.14 | 0.85 | 0.025 | 0 | 0.025 | PreCW-Front-GasDHW-ElecDry | Appl-CW-Front-GasDHW-ElecDry-Tier3AnyMFm2007CZ06DEER2017 | 0
42958.3843 | Appl-CW-Front-GasDHW-ElecDry-Tier3 | MFm | 2007 | CZ07 | rDXGF | -1 | Household | 1 | 1206 | 195 | 0 | 0 | 194 | 0 | 1.1 | 0 | 0 | 0.1 | 0 | 0.2 | 0 | 0 | 0 | 0 | 0.6 | 0 | -0.17 | 0.77 | 0.027 | 0 | 0.027 | 180 | 0 | 0 | 178 | 0 | 2.3 | 0 | 0.1 | 0.5 | 0.1 | 0.4 | 0 | 0 | 0 | 0 | 0.96 | 0 | 0.12 | 0.84 | 0.028 | 0 | 0.025 | PreCW-Front-GasDHW-ElecDry | Appl-CW-Front-GasDHW-ElecDry-Tier3AnyMFm2007CZ07DEER2017 | 0
42958.3843 | Appl-CW-Front-GasDHW-ElecDry-Tier3 | MFm | 2007 | CZ08 | rDXGF | -1 | Household | 1 | 1206 | 192 | 0 | 0 | 194 | 0 | -1.4 | 0 | -0.1 | -0.5 | -0.1 | -0.2 | 0 | 0 | 0 | 0 | 0.5 | 0 | -0.26 | 0.76 | 0.023 | 0 | 0.026 | 175 | 0 | 0 | 178 | 0 | -1.7 | 0 | -0.1 | -0.5 | -0.1 | -0.3 | 0 | 0 | 0 | 0 | 0.6 | 0 | -0.23 | 0.83 | 0.021 | 0 | 0.024 | PreCW-Front-GasDHW-ElecDry | Appl-CW-Front-GasDHW-ElecDry-Tier3AnyMFm2007CZ08DEER2017 | 0
42958.3843 | Appl-CW-Front-GasDHW-ElecDry-Tier3 | MFm | 2007 | CZ09 | rDXGF | -1 | Household | 1 | 1126.6 | 195 | 0 | 0 | 194 | 0 | 1 | 0 | 0 | 0.1 | -0.1 | 0.2 | 0 | 0 | 0 | 0 | 0.6 | 0 | -0.17 | 0.76 | 0.028 | 0 | 0.027 | 178 | 0 | 0 | 178 | 0 | 0.8 | 0 | 0 | 0.1 | -0.1 | 0.2 | 0 | 0 | 0 | 0 | 0.7 | 0 | -0.13 | 0.83 | 0.026 | 0 | 0.024 | PreCW-Front-GasDHW-ElecDry | Appl-CW-Front-GasDHW-ElecDry-Tier3AnyMFm2007CZ09DEER2017 | 0
42958.3843 | Appl-CW-Front-GasDHW-ElecDry-Tier3 | MFm | 2007 | CZ10 | rDXGF | -1 | Household | 1 | 1073.2 | 196 | 0 | 0 | 194 | 0 | 1.7 | 0 | 0 | 0.2 | -0.1 | 0.3 | 0 | 0 | 0 | 0 | 0.64 | 0 | -0.11 | 0.75 | 0.029 | 0 | 0.027 | 181 | 0 | 0 | 178 | 0 | 2.8 | 0 | 0.1 | 0.5 | 0 | 0.5 | 0 | 0 | 0 | 0 | 0.81 | 0 | -0.01 | 0.82 | 0.029 | 0 | 0.025 | PreCW-Front-GasDHW-ElecDry | Appl-CW-Front-GasDHW-ElecDry-Tier3AnyMFm2007CZ10DEER2017 | 0
42958.3843 | Appl-CW-Front-GasDHW-ElecDry-Tier3 | MFm | 2007 | CZ11 | rDXGF | -1 | Household | 1 | 1073.2 | 195 | 0 | 0 | 194 | 0 | 1.4 | 0 | -0.1 | 0.2 | -0.1 | 0.3 | 0 | 0 | 0 | 0 | 0.56 | 0 | -0.21 | 0.77 | 0.027 | 0 | 0.027 | 179 | 0 | 0 | 178 | 0 | 1.2 | 0 | -0.1 | 0.2 | -0.1 | 0.2 | 0 | 0 | 0 | 0 | 0.68 | 0 | -0.16 | 0.84 | 0.025 | 0 | 0.025 | PreCW-Front-GasDHW-ElecDry | Appl-CW-Front-GasDHW-ElecDry-Tier3AnyMFm2007CZ11DEER2017 | 0
42958.3843 | Appl-CW-Front-GasDHW-ElecDry-Tier3 | MFm | 2007 | CZ12 | rDXGF | -1 | Household | 1 | 1073.2 | 195 | 0 | 0 | 194 | 0 | 1.3 | 0 | -0.1 | 0.1 | -0.1 | 0.2 | 0 | 0 | 0 | 0 | 0.6 | 0 | -0.19 | 0.79 | 0.027 | 0 | 0.027 | 179 | 0 | 0 | 177 | 0 | 1 | 0 | -0.1 | 0.1 | -0.1 | 0.2 | 0 | 0 | 0 | 0 | 0.72 | 0 | -0.14 | 0.86 | 0.025 | 0 | 0.025 | PreCW-Front-GasDHW-ElecDry | Appl-CW-Front-GasDHW-ElecDry-Tier3AnyMFm2007CZ12DEER2017 | 0
42958.3843 | Appl-CW-Front-GasDHW-ElecDry-Tier3 | MFm | 2007 | CZ13 | rDXGF | -1 | Household | 1 | 1073.2 | 195 | 0 | 0 | 194 | 0 | 1.5 | 0 | -0.1 | 0.1 | -0.1 | 0.2 | 0 | 0 | 0 | 0 | 0.57 | 0 | -0.19 | 0.76 | 0.028 | 0 | 0.027 | 179 | 0 | 0 | 178 | 0 | 1.2 | 0 | 0 | 0.1 | -0.1 | 0.2 | 0 | 0 | 0 | 0 | 0.68 | 0 | -0.14 | 0.83 | 0.026 | 0 | 0.025 | PreCW-Front-GasDHW-ElecDry | Appl-CW-Front-GasDHW-ElecDry-Tier3AnyMFm2007CZ13DEER2017 | 0
42958.3843 | Appl-CW-Front-GasDHW-ElecDry-Tier3 | MFm | 2007 | CZ14 | rDXGF | -1 | Household | 1 | 1094.6 | 196 | 0 | 0 | 194 | 0 | 1.8 | 0 | 0 | 0.2 | -0.1 | 0.3 | 0 | 0 | 0 | 0 | 0.58 | 0 | -0.2 | 0.78 | 0.027 | 0 | 0.027 | 179 | 0 | 0 | 177 | 0 | 1.4 | 0 | 0 | 0.2 | -0.1 | 0.3 | 0 | 0 | 0 | 0 | 0.69 | 0 | -0.15 | 0.84 | 0.025 | 0 | 0.025 | PreCW-Front-GasDHW-ElecDry | Appl-CW-Front-GasDHW-ElecDry-Tier3AnyMFm2007CZ14DEER2017 | 0
42958.3843 | Appl-CW-Front-GasDHW-ElecDry-Tier3 | MFm | 2007 | CZ15 | rDXGF | -1 | Household | 1 | 1094.6 | 196 | 0 | 0 | 194 | 0 | 2 | 0 | 0 | 0.3 | 0 | 0.3 | 0 | 0 | 0 | 0 | 0.55 | 0 | -0.09 | 0.63 | 0.027 | 0 | 0.027 | 179 | 0 | 0 | 178 | 0 | 1.6 | 0 | 0 | 0.2 | 0 | 0.3 | 0 | 0 | 0 | 0 | 0.62 | 0 | -0.06 | 0.69 | 0.025 | 0 | 0.025 | PreCW-Front-GasDHW-ElecDry | Appl-CW-Front-GasDHW-ElecDry-Tier3AnyMFm2007CZ15DEER2017 | 0
42958.3843 | Appl-CW-Front-GasDHW-ElecDry-Tier3 | MFm | 2007 | CZ16 | rDXGF | -1 | Household | 1 | 998.7 | 195 | 0 | 0 | 194 | 0 | 1 | 0 | -0.1 | 0.1 | -0.1 | 0.2 | 0 | 0 | 0 | 0 | 0.63 | 0 | -0.26 | 0.89 | 0.027 | 0 | 0.027 | 178 | 0 | 0 | 178 | 0 | 0.8 | 0 | -0.1 | 0.1 | -0.1 | 0.2 | 0 | 0 | 0 | 0 | 0.77 | 0 | -0.2 | 0.96 | 0.025 | 0 | 0.025 | PreCW-Front-GasDHW-ElecDry | Appl-CW-Front-GasDHW-ElecDry-Tier3AnyMFm2007CZ16DEER2017 | 0
42958.3843 | Appl-CW-Front-GasDHW-ElecDry-Tier3 | MFm | 2011 | CZ01 | rDXGF | -1 | Household | 1 | 998.7 | 193 | 0 | 0 | 194 | 0 | 0 | 0 | -0.2 | -0.2 | -0.2 | 0 | 0 | 0 | 0 | 0 | 0.55 | 0 | -0.34 | 0.89 | 0.027 | 0 | 0.027 | 177 | 0 | 0 | 178 | 0 | 0 | 0 | -0.2 | -0.1 | -0.2 | 0 | 0 | 0 | 0 | 0 | 0.71 | 0 | -0.26 | 0.97 | 0.025 | 0 | 0.025 | PreCW-Front-GasDHW-ElecDry | Appl-CW-Front-GasDHW-ElecDry-Tier3AnyMFm2011CZ01DEER2017 | 0
42958.3843 | Appl-CW-Front-GasDHW-ElecDry-Tier3 | MFm | 2011 | CZ02 | rDXGF | -1 | Household | 1 | 1073.2 | 195 | 0 | 0 | 194 | 0 | 0.8 | 0 | 0 | 0 | -0.1 | 0.2 | 0 | 0 | 0 | 0 | 0.65 | 0 | -0.18 | 0.83 | 0.028 | 0 | 0.027 | 178 | 0 | 0 | 178 | 0 | 0.6 | 0 | 0 | 0 | -0.1 | 0.1 | 0 | 0 | 0 | 0 | 0.76 | 0 | -0.14 | 0.9 | 0.025 | 0 | 0.025 | PreCW-Front-GasDHW-ElecDry | Appl-CW-Front-GasDHW-ElecDry-Tier3AnyMFm2011CZ02DEER2017 | 0
42958.3843 | Appl-CW-Front-GasDHW-ElecDry-Tier3 | MFm | 2011 | CZ03 | rDXGF | -1 | Household | 1 | 998.7 | 194 | 0 | 0 | 194 | 0 | 0.1 | 0 | 0 | -0.1 | -0.1 | 0 | 0 | 0 | 0 | 0 | 0.63 | 0 | -0.2 | 0.83 | 0.027 | 0 | 0.027 | 178 | 0 | 0 | 178 | 0 | 0.1 | 0 | 0 | 0 | 0 | 0 | 0 | 0 | 0 | 0 | 0.76 | 0 | -0.14 | 0.9 | 0.025 | 0 | 0.024 | PreCW-Front-GasDHW-ElecDry | Appl-CW-Front-GasDHW-ElecDry-Tier3AnyMFm2011CZ03DEER2017 | 0
42958.3843 | Appl-CW-Front-GasDHW-ElecDry-Tier3 | MFm | 2011 | CZ04 | rDXGF | -1 | Household | 1 | 998.7 | 195 | 0 | 0 | 194 | 0 | 1.4 | 0 | -0.1 | 0.2 | -0.1 | 0.3 | 0 | 0 | 0 | 0 | 0.67 | 0 | -0.14 | 0.8 | 0.028 | 0 | 0.027 | 179 | 0 | 0 | 178 | 0 | 1.1 | 0 | -0.1 | 0.1 | -0.1 | 0.2 | 0 | 0 | 0 | 0 | 0.77 | 0 | -0.1 | 0.87 | 0.025 | 0 | 0.025 | PreCW-Front-GasDHW-ElecDry | Appl-CW-Front-GasDHW-ElecDry-Tier3AnyMFm2011CZ04DEER2017 | 0
42958.3843 | Appl-CW-Front-GasDHW-ElecDry-Tier3 | MFm | 2011 | CZ05 | rDXGF | -1 | Household | 1 | 998.7 | 194 | 0 | 0 | 194 | 0 | 0.2 | 0 | -0.1 | 0 | -0.1 | 0 | 0 | 0 | 0 | 0 | 0.62 | 0 | -0.22 | 0.84 | 0.027 | 0 | 0.027 | 178 | 0 | 0 | 178 | 0 | 0.1 | 0 | -0.1 | 0 | 0 | 0 | 0 | 0 | 0 | 0 | 0.75 | 0 | -0.17 | 0.92 | 0.025 | 0 | 0.025 | PreCW-Front-GasDHW-ElecDry | Appl-CW-Front-GasDHW-ElecDry-Tier3AnyMFm2011CZ05DEER2017 | 0
42958.3843 | Appl-CW-Front-GasDHW-ElecDry-Tier3 | MFm | 2011 | CZ06 | rDXGF | -1 | Household | 1 | 1206 | 195 | 0 | 0 | 194 | 0 | 0.9 | 0 | -0.1 | 0.1 | -0.1 | 0.1 | 0 | 0 | 0 | 0 | 0.6 | 0 | -0.18 | 0.78 | 0.027 | 0 | 0.027 | 178 | 0 | 0 | 178 | 0 | 0.7 | 0 | 0 | 0 | 0 | 0.1 | 0 | 0 | 0 | 0 | 0.71 | 0 | -0.13 | 0.85 | 0.025 | 0 | 0.025 | PreCW-Front-GasDHW-ElecDry | Appl-CW-Front-GasDHW-ElecDry-Tier3AnyMFm2011CZ06DEER2017 | 0
42958.3843 | Appl-CW-Front-GasDHW-ElecDry-Tier3 | MFm | 2011 | CZ07 | rDXGF | -1 | Household | 1 | 1206 | 195 | 0 | 0 | 194 | 0 | 1.6 | 0 | 0 | 0.3 | -0.1 | 0.3 | 0 | 0 | 0 | 0 | 0.63 | 0 | -0.14 | 0.77 | 0.027 | 0 | 0.027 | 179 | 0 | 0 | 178 | 0 | 1.3 | 0 | 0 | 0.2 | 0 | 0.3 | 0 | 0 | 0 | 0 | 0.73 | 0 | -0.1 | 0.84 | 0.025 | 0 | 0.025 | PreCW-Front-GasDHW-ElecDry | Appl-CW-Front-GasDHW-ElecDry-Tier3AnyMFm2011CZ07DEER2017 | 0
42958.3843 | Appl-CW-Front-GasDHW-ElecDry-Tier3 | MFm | 2011 | CZ08 | rDXGF | -1 | Household | 1 | 1206 | 195 | 0 | 0 | 194 | 0 | 1.5 | 0 | 0 | 0.2 | -0.1 | 0.2 | 0 | 0 | 0 | 0 | 0.64 | 0 | -0.12 | 0.77 | 0.027 | 0 | 0.027 | 179 | 0 | 0 | 178 | 0 | 1.1 | 0 | 0 | 0.2 | -0.1 | 0.2 | 0 | 0 | 0 | 0 | 0.74 | 0 | -0.09 | 0.83 | 0.025 | 0 | 0.025 | PreCW-Front-GasDHW-ElecDry | Appl-CW-Front-GasDHW-ElecDry-Tier3AnyMFm2011CZ08DEER2017 | 0
42958.3843 | Appl-CW-Front-GasDHW-ElecDry-Tier3 | MFm | 2011 | CZ09 | rDXGF | -1 | Household | 1 | 1126.6 | 195 | 0 | 0 | 194 | 0 | 1.2 | 0 | -0.1 | 0.2 | -0.1 | 0.2 | 0 | 0 | 0 | 0 | 0.62 | 0 | -0.15 | 0.76 | 0.027 | 0 | 0.026 | 178 | 0 | 0 | 178 | 0 | 0.9 | 0 | -0.1 | 0.1 | 0 | 0.2 | 0 | 0 | 0 | 0 | 0.72 | 0 | -0.11 | 0.82 | 0.025 | 0 | 0.024 | PreCW-Front-GasDHW-ElecDry | Appl-CW-Front-GasDHW-ElecDry-Tier3AnyMFm2011CZ09DEER2017 | 0
42958.3843 | Appl-CW-Front-GasDHW-ElecDry-Tier3 | MFm | 2011 | CZ10 | rDXGF | -1 | Household | 1 | 1073.2 | 195 | 0 | 0 | 194 | 0 | 1.3 | 0 | 0 | 0.1 | -0.1 | 0.1 | 0 | 0 | 0 | 0 | 0.64 | 0 | -0.12 | 0.76 | 0.028 | 0 | 0.027 | 179 | 0 | 0 | 178 | 0 | 1 | 0 | 0 | 0.1 | -0.1 | 0.1 | 0 | 0 | 0 | 0 | 0.73 | 0 | -0.09 | 0.82 | 0.025 | 0 | 0.025 | PreCW-Front-GasDHW-ElecDry | Appl-CW-Front-GasDHW-ElecDry-Tier3AnyMFm2011CZ10DEER2017 | 0
42958.3843 | Appl-CW-Front-GasDHW-ElecDry-Tier3 | MFm | 2011 | CZ11 | rDXGF | -1 | Household | 1 | 1073.2 | 195 | 0 | 0 | 194 | 0 | 1.3 | 0 | -0.1 | 0.1 | -0.1 | 0.2 | 0 | 0 | 0 | 0 | 0.57 | 0 | -0.2 | 0.77 | 0.027 | 0 | 0.027 | 179 | 0 | 0 | 178 | 0 | 1.2 | 0 | -0.1 | 0.1 | -0.1 | 0.2 | 0 | 0 | 0 | 0 | 0.69 | 0 | -0.15 | 0.84 | 0.025 | 0 | 0.025 | PreCW-Front-GasDHW-ElecDry | Appl-CW-Front-GasDHW-ElecDry-Tier3AnyMFm2011CZ11DEER2017 | 0
42958.3843 | Appl-CW-Front-GasDHW-ElecDry-Tier3 | MFm | 2011 | CZ12 | rDXGF | -1 | Household | 1 | 1073.2 | 195 | 0 | 0 | 194 | 0 | 1.2 | 0 | -0.1 | 0.1 | -0.1 | 0.2 | 0 | 0 | 0 | 0 | 0.62 | 0 | -0.17 | 0.79 | 0.028 | 0 | 0.027 | 179 | 0 | 0 | 178 | 0 | 1 | 0 | -0.1 | 0.1 | -0.1 | 0.2 | 0 | 0 | 0 | 0 | 0.73 | 0 | -0.13 | 0.86 | 0.026 | 0 | 0.024 | PreCW-Front-GasDHW-ElecDry | Appl-CW-Front-GasDHW-ElecDry-Tier3AnyMFm2011CZ12DEER2017 | 0
42958.3843 | Appl-CW-Front-GasDHW-ElecDry-Tier3 | MFm | 2011 | CZ13 | rDXGF | -1 | Household | 1 | 1073.2 | 195 | 0 | 0 | 194 | 0 | 1.7 | 0 | -0.1 | 0.1 | -0.1 | 0.3 | 0 | 0 | 0 | 0 | 0.57 | 0 | -0.18 | 0.76 | 0.028 | 0 | 0.027 | 179 | 0 | 0 | 177 | 0 | 1.3 | 0 | -0.1 | 0.1 | -0.1 | 0.2 | 0 | 0 | 0 | 0 | 0.68 | 0 | -0.14 | 0.82 | 0.025 | 0 | 0.025 | PreCW-Front-GasDHW-ElecDry | Appl-CW-Front-GasDHW-ElecDry-Tier3AnyMFm2011CZ13DEER2017 | 0
42958.3843 | Appl-CW-Front-GasDHW-ElecDry-Tier3 | MFm | 2011 | CZ14 | rDXGF | -1 | Household | 1 | 1094.6 | 195 | 0 | 0 | 194 | 0 | 1.7 | 0 | -0.1 | 0.2 | -0.1 | 0.3 | 0 | 0 | 0 | 0 | 0.58 | 0 | -0.19 | 0.77 | 0.027 | 0 | 0.027 | 179 | 0 | 0 | 177 | 0 | 1.4 | 0 | -0.1 | 0.2 | -0.1 | 0.3 | 0 | 0 | 0 | 0 | 0.69 | 0 | -0.14 | 0.84 | 0.025 | 0 | 0.025 | PreCW-Front-GasDHW-ElecDry | Appl-CW-Front-GasDHW-ElecDry-Tier3AnyMFm2011CZ14DEER2017 | 0
42958.3843 | Appl-CW-Front-GasDHW-ElecDry-Tier3 | MFm | 2011 | CZ15 | rDXGF | -1 | Household | 1 | 1094.6 | 196 | 0 | 0 | 194 | 0 | 2.2 | 0 | 0 | 0.2 | 0 | 0.3 | 0 | 0 | 0 | 0 | 0.55 | 0 | -0.08 | 0.64 | 0.027 | 0 | 0.027 | 179 | 0 | 0 | 177 | 0 | 1.7 | 0 | 0 | 0.2 | 0 | 0.3 | 0 | 0 | 0 | 0 | 0.63 | 0 | -0.06 | 0.69 | 0.025 | 0 | 0.025 | PreCW-Front-GasDHW-ElecDry | Appl-CW-Front-GasDHW-ElecDry-Tier3AnyMFm2011CZ15DEER2017 | 0
42958.3843 | Appl-CW-Front-GasDHW-ElecDry-Tier3 | MFm | 2011 | CZ16 | rDXGF | -1 | Household | 1 | 998.7 | 195 | 0 | 0 | 194 | 0 | 1.2 | 0 | -0.1 | 0.1 | -0.1 | 0.2 | 0 | 0 | 0 | 0 | 0.63 | 0 | -0.26 | 0.89 | 0.027 | 0 | 0.027 | 178 | 0 | 0 | 178 | 0 | 0.9 | 0 | -0.1 | 0.1 | -0.1 | 0.2 | 0 | 0 | 0 | 0 | 0.77 | 0 | -0.19 | 0.96 | 0.025 | 0 | 0.025 | PreCW-Front-GasDHW-ElecDry | Appl-CW-Front-GasDHW-ElecDry-Tier3AnyMFm2011CZ16DEER2017 | 0
42958.3843 | Appl-CW-Front-GasDHW-ElecDry-Tier3 | MFm | 2015 | CZ01 | rDXGF | -1 | Household | 1 | 998.7 | 193 | 0 | 0 | 194 | 0 | 0 | 0 | -0.2 | -0.1 | -0.2 | 0 | 0 | 0 | 0 | 0 | 0.56 | 0 | -0.33 | 0.89 | 0.027 | 0 | 0.026 | 177 | 0 | 0 | 178 | 0 | 0 | 0 | -0.1 | -0.1 | -0.1 | 0 | 0 | 0 | 0 | 0 | 0.73 | 0 | -0.23 | 0.97 | 0.025 | 0 | 0.024 | PreCW-Front-GasDHW-ElecDry | Appl-CW-Front-GasDHW-ElecDry-Tier3AnyMFm2015CZ01DEER2017 | 0
42958.3843 | Appl-CW-Front-GasDHW-ElecDry-Tier3 | MFm | 2015 | CZ02 | rDXGF | -1 | Household | 1 | 1073.2 | 194 | 0 | 0 | 194 | 0 | 0.8 | 0 | 0 | 0.1 | -0.1 | 0.2 | 0 | 0 | 0 | 0 | 0.64 | 0 | -0.19 | 0.83 | 0.028 | 0 | 0.027 | 178 | 0 | 0 | 178 | 0 | 0.6 | 0 | 0 | 0.1 | -0.1 | 0.1 | 0 | 0 | 0 | 0 | 0.76 | 0 | -0.14 | 0.9 | 0.025 | 0 | 0.025 | PreCW-Front-GasDHW-ElecDry | Appl-CW-Front-GasDHW-ElecDry-Tier3AnyMFm2015CZ02DEER2017 | 0
42958.3843 | Appl-CW-Front-GasDHW-ElecDry-Tier3 | MFm | 2015 | CZ03 | rDXGF | -1 | Household | 1 | 998.7 | 194 | 0 | 0 | 194 | 0 | 0.2 | 0 | -0.1 | 0 | 0 | 0 | 0 | 0 | 0 | 0 | 0.68 | 0 | -0.15 | 0.83 | 0.027 | 0 | 0.026 | 178 | 0 | 0 | 178 | 0 | 0.1 | 0 | 0 | 0 | 0 | 0 | 0 | 0 | 0 | 0 | 0.81 | 0 | -0.09 | 0.91 | 0.025 | 0 | 0.024 | PreCW-Front-GasDHW-ElecDry | Appl-CW-Front-GasDHW-ElecDry-Tier3AnyMFm2015CZ03DEER2017 | 0
42958.3843 | Appl-CW-Front-GasDHW-ElecDry-Tier3 | MFm | 2015 | CZ04 | rDXGF | -1 | Household | 1 | 998.7 | 195 | 0 | 0 | 194 | 0 | 1 | 0 | 0 | 0.2 | 0 | 0.2 | 0 | 0 | 0 | 0 | 0.66 | 0 | -0.14 | 0.8 | 0.027 | 0 | 0.026 | 178 | 0 | 0 | 178 | 0 | 0.8 | 0 | 0 | 0.1 | 0 | 0.2 | 0 | 0 | 0 | 0 | 0.76 | 0 | -0.11 | 0.87 | 0.025 | 0 | 0.024 | PreCW-Front-GasDHW-ElecDry | Appl-CW-Front-GasDHW-ElecDry-Tier3AnyMFm2015CZ04DEER2017 | 0
42958.3843 | Appl-CW-Front-GasDHW-ElecDry-Tier3 | MFm | 2015 | CZ05 | rDXGF | -1 | Household | 1 | 998.7 | 194 | 0 | 0 | 194 | 0 | 0.3 | 0 | 0 | 0 | -0.1 | 0 | 0 | 0 | 0 | 0 | 0.69 | 0 | -0.16 | 0.84 | 0.027 | 0 | 0.026 | 178 | 0 | 0 | 178 | 0 | 0.2 | 0 | 0 | 0 | -0.1 | 0 | 0 | 0 | 0 | 0 | 0.8 | 0 | -0.12 | 0.92 | 0.025 | 0 | 0.024 | PreCW-Front-GasDHW-ElecDry | Appl-CW-Front-GasDHW-ElecDry-Tier3AnyMFm2015CZ05DEER2017 | 0
42958.3843 | Appl-CW-Front-GasDHW-ElecDry-Tier3 | MFm | 2015 | CZ06 | rDXGF | -1 | Household | 1 | 1206 | 195 | 0 | 0 | 194 | 0 | 0.8 | 0 | -0.1 | 0.1 | 0 | 0.2 | 0 | 0 | 0 | 0 | 0.59 | 0 | -0.19 | 0.78 | 0.028 | 0 | 0.027 | 178 | 0 | 0 | 178 | 0 | 0.7 | 0 | -0.1 | 0.1 | 0 | 0.1 | 0 | 0 | 0 | 0 | 0.71 | 0 | -0.14 | 0.85 | 0.025 | 0 | 0.025 | PreCW-Front-GasDHW-ElecDry | Appl-CW-Front-GasDHW-ElecDry-Tier3AnyMFm2015CZ06DEER2017 | 0
42958.3843 | Appl-CW-Front-GasDHW-ElecDry-Tier3 | MFm | 2015 | CZ07 | rDXGF | -1 | Household | 1 | 1206 | 195 | 0 | 0 | 194 | 0 | 1.2 | 0 | 0 | 0.2 | -0.1 | 0.2 | 0 | 0 | 0 | 0 | 0.62 | 0 | -0.16 | 0.77 | 0.027 | 0 | 0.027 | 179 | 0 | 0 | 178 | 0 | 0.9 | 0 | 0 | 0.1 | -0.1 | 0.2 | 0 | 0 | 0 | 0 | 0.73 | 0 | -0.12 | 0.84 | 0.025 | 0 | 0.025 | PreCW-Front-GasDHW-ElecDry | Appl-CW-Front-GasDHW-ElecDry-Tier3AnyMFm2015CZ07DEER2017 | 0
42958.3843 | Appl-CW-Front-GasDHW-ElecDry-Tier3 | MFm | 2015 | CZ08 | rDXGF | -1 | Household | 1 | 1206 | 196 | 0 | 0 | 194 | 0 | 2 | 0 | 0 | 0.3 | 0 | 0.3 | 0 | 0 | 0 | 0 | 0.65 | 0 | -0.12 | 0.76 | 0.029 | 0 | 0.026 | 179 | 0 | 0 | 178 | 0 | 1.7 | 0 | 0 | 0.2 | 0 | 0.2 | 0 | 0 | 0 | 0 | 0.75 | 0 | -0.08 | 0.82 | 0.026 | 0 | 0.024 | PreCW-Front-GasDHW-ElecDry | Appl-CW-Front-GasDHW-ElecDry-Tier3AnyMFm2015CZ08DEER2017 | 0
42958.3843 | Appl-CW-Front-GasDHW-ElecDry-Tier3 | MFm | 2015 | CZ09 | rDXGF | -1 | Household | 1 | 1126.6 | 195 | 0 | 0 | 194 | 0 | 1.1 | 0 | 0 | 0.1 | -0.1 | 0.2 | 0 | 0 | 0 | 0 | 0.62 | 0 | -0.14 | 0.76 | 0.028 | 0 | 0.026 | 179 | 0 | 0 | 178 | 0 | 0.9 | 0 | 0 | 0.1 | -0.1 | 0.2 | 0 | 0 | 0 | 0 | 0.72 | 0 | -0.11 | 0.82 | 0.026 | 0 | 0.024 | PreCW-Front-GasDHW-ElecDry | Appl-CW-Front-GasDHW-ElecDry-Tier3AnyMFm2015CZ09DEER2017 | 0
42958.3843 | Appl-CW-Front-GasDHW-ElecDry-Tier3 | MFm | 2015 | CZ10 | rDXGF | -1 | Household | 1 | 1073.2 | 196 | 0 | 0 | 194 | 0 | 1.7 | 0 | -0.1 | 0.2 | 0 | 0.2 | 0 | 0 | 0 | 0 | 0.64 | 0 | -0.11 | 0.75 | 0.029 | 0 | 0.027 | 179 | 0 | 0 | 178 | 0 | 1.3 | 0 | -0.1 | 0.2 | 0 | 0.2 | 0 | 0 | 0 | 0 | 0.73 | 0 | -0.08 | 0.82 | 0.026 | 0 | 0.025 | PreCW-Front-GasDHW-ElecDry | Appl-CW-Front-GasDHW-ElecDry-Tier3AnyMFm2015CZ10DEER2017 | 0
42958.3843 | Appl-CW-Front-GasDHW-ElecDry-Tier3 | MFm | 2015 | CZ11 | rDXGF | -1 | Household | 1 | 1073.2 | 195 | 0 | 0 | 194 | 0 | 1.4 | 0 | -0.1 | 0.1 | -0.1 | 0.2 | 0 | 0 | 0 | 0 | 0.58 | 0 | -0.19 | 0.76 | 0.028 | 0 | 0.027 | 179 | 0 | 0 | 177 | 0 | 1.2 | 0 | -0.1 | 0.1 | -0.1 | 0.2 | 0 | 0 | 0 | 0 | 0.69 | 0 | -0.14 | 0.83 | 0.025 | 0 | 0.025 | PreCW-Front-GasDHW-ElecDry | Appl-CW-Front-GasDHW-ElecDry-Tier3AnyMFm2015CZ11DEER2017 | 0
42958.3843 | Appl-CW-Front-GasDHW-ElecDry-Tier3 | MFm | 2015 | CZ12 | rDXGF | -1 | Household | 1 | 1073.2 | 195 | 0 | 0 | 194 | 0 | 1.2 | 0 | -0.1 | 0.1 | 0 | 0.2 | 0 | 0 | 0 | 0 | 0.61 | 0 | -0.17 | 0.79 | 0.028 | 0 | 0.027 | 178 | 0 | 0 | 177 | 0 | 0.9 | 0 | 0 | 0 | 0 | 0.2 | 0 | 0 | 0 | 0 | 0.73 | 0 | -0.13 | 0.86 | 0.025 | 0 | 0.025 | PreCW-Front-GasDHW-ElecDry | Appl-CW-Front-GasDHW-ElecDry-Tier3AnyMFm2015CZ12DEER2017 | 0
42958.3843 | Appl-CW-Front-GasDHW-ElecDry-Tier3 | MFm | 2015 | CZ13 | rDXGF | -1 | Household | 1 | 1073.2 | 195 | 0 | 0 | 194 | 0 | 1.5 | 0 | -0.1 | 0.2 | -0.1 | 0.3 | 0 | 0 | 0 | 0 | 0.58 | 0 | -0.18 | 0.76 | 0.028 | 0 | 0.027 | 179 | 0 | 0 | 178 | 0 | 1.2 | 0 | -0.1 | 0.1 | -0.1 | 0.2 | 0 | 0 | 0 | 0 | 0.69 | 0 | -0.13 | 0.82 | 0.025 | 0 | 0.025 | PreCW-Front-GasDHW-ElecDry | Appl-CW-Front-GasDHW-ElecDry-Tier3AnyMFm2015CZ13DEER2017 | 0
42958.3843 | Appl-CW-Front-GasDHW-ElecDry-Tier3 | MFm | 2015 | CZ14 | rDXGF | -1 | Household | 1 | 1094.6 | 195 | 0 | 0 | 194 | 0 | 1.6 | 0 | 0 | 0.2 | -0.1 | 0.2 | 0 | 0 | 0 | 0 | 0.57 | 0 | -0.2 | 0.77 | 0.028 | 0 | 0.027 | 179 | 0 | 0 | 177 | 0 | 1.3 | 0 | 0 | 0.2 | 0 | 0.2 | 0 | 0 | 0 | 0 | 0.69 | 0 | -0.15 | 0.84 | 0.025 | 0 | 0.025 | PreCW-Front-GasDHW-ElecDry | Appl-CW-Front-GasDHW-ElecDry-Tier3AnyMFm2015CZ14DEER2017 | 0
42958.3843 | Appl-CW-Front-GasDHW-ElecDry-Tier3 | MFm | 2015 | CZ15 | rDXGF | -1 | Household | 1 | 1094.6 | 196 | 0 | 0 | 194 | 0 | 1.9 | 0 | 0 | 0.2 | 0 | 0.3 | 0 | 0 | 0 | 0 | 0.55 | 0 | -0.09 | 0.64 | 0.027 | 0 | 0.027 | 179 | 0 | 0 | 178 | 0 | 1.5 | 0 | 0 | 0.2 | 0 | 0.2 | 0 | 0 | 0 | 0 | 0.63 | 0 | -0.07 | 0.69 | 0.025 | 0 | 0.025 | PreCW-Front-GasDHW-ElecDry | Appl-CW-Front-GasDHW-ElecDry-Tier3AnyMFm2015CZ15DEER2017 | 0
42958.3843 | Appl-CW-Front-GasDHW-ElecDry-Tier3 | MFm | 2015 | CZ16 | rDXGF | -1 | Household | 1 | 998.7 | 195 | 0 | 0 | 194 | 0 | 1 | 0 | -0.1 | 0.1 | -0.2 | 0.1 | 0 | 0 | 0 | 0 | 0.62 | 0 | -0.28 | 0.89 | 0.028 | 0 | 0.027 | 178 | 0 | 0 | 178 | 0 | 0.9 | 0 | -0.1 | 0.1 | -0.1 | 0.1 | 0 | 0 | 0 | 0 | 0.76 | 0 | -0.21 | 0.97 | 0.026 | 0 | 0.025 | PreCW-Front-GasDHW-ElecDry | Appl-CW-Front-GasDHW-ElecDry-Tier3AnyMFm2015CZ16DEER2017 | 0
42958.3843 | Appl-CW-Front-GasDHW-ElecDry-Tier3 | MFm | 2017 | CZ01 | rDXGF | -1 | Household | 1 | 998.7 | 194 | 0 | 0 | 194 | 0 | 0 | 0 | -0.1 | 0 | -0.1 | 0 | 0 | 0 | 0 | 0 | 0.67 | 0 | -0.22 | 0.89 | 0.027 | 0 | 0.027 | 178 | 0 | 0 | 178 | 0 | 0 | 0 | -0.1 | 0 | -0.1 | 0 | 0 | 0 | 0 | 0 | 0.81 | 0 | -0.15 | 0.97 | 0.024 | 0 | 0.024 | PreCW-Front-GasDHW-ElecDry | Appl-CW-Front-GasDHW-ElecDry-Tier3AnyMFm2017CZ01DEER2017 | 0
42958.3843 | Appl-CW-Front-GasDHW-ElecDry-Tier3 | MFm | 2017 | CZ02 | rDXGF | -1 | Household | 1 | 1073.2 | 195 | 0 | 0 | 194 | 0 | 1 | 0 | -0.1 | 0.1 | 0 | 0.2 | 0 | 0 | 0 | 0 | 0.72 | 0 | -0.11 | 0.83 | 0.028 | 0 | 0.027 | 177 | 0 | 0 | 178 | 0 | -0.1 | 0 | -0.2 | -0.2 | -0.1 | 0 | 0 | 0 | 0 | 0 | 0.65 | 0 | -0.25 | 0.9 | 0.025 | 0 | 0.025 | PreCW-Front-GasDHW-ElecDry | Appl-CW-Front-GasDHW-ElecDry-Tier3AnyMFm2017CZ02DEER2017 | 0
42958.3843 | Appl-CW-Front-GasDHW-ElecDry-Tier3 | MFm | 2017 | CZ03 | rDXGF | -1 | Household | 1 | 998.7 | 194 | 0 | 0 | 194 | 0 | 0.1 | 0 | -0.1 | -0.1 | -0.1 | 0 | 0 | 0 | 0 | 0 | 0.55 | 0 | -0.28 | 0.83 | 0.027 | 0 | 0.026 | 178 | 0 | 0 | 178 | 0 | 0.2 | 0 | 0 | 0.1 | 0 | 0 | 0 | 0 | 0 | 0 | 0.83 | 0 | -0.07 | 0.9 | 0.025 | 0 | 0.024 | PreCW-Front-GasDHW-ElecDry | Appl-CW-Front-GasDHW-ElecDry-Tier3AnyMFm2017CZ03DEER2017 | 0
42958.3843 | Appl-CW-Front-GasDHW-ElecDry-Tier3 | MFm | 2017 | CZ04 | rDXGF | -1 | Household | 1 | 998.7 | 195 | 0 | 0 | 194 | 0 | 0.8 | 0 | -0.1 | 0.1 | 0 | 0.1 | 0 | 0 | 0 | 0 | 0.67 | 0 | -0.13 | 0.81 | 0.027 | 0 | 0.026 | 178 | 0 | 0 | 178 | 0 | 0.7 | 0 | -0.1 | 0.1 | 0 | 0.1 | 0 | 0 | 0 | 0 | 0.77 | 0 | -0.1 | 0.88 | 0.025 | 0 | 0.024 | PreCW-Front-GasDHW-ElecDry | Appl-CW-Front-GasDHW-ElecDry-Tier3AnyMFm2017CZ04DEER2017 | 0
42958.3843 | Appl-CW-Front-GasDHW-ElecDry-Tier3 | MFm | 2017 | CZ05 | rDXGF | -1 | Household | 1 | 998.7 | 194 | 0 | 0 | 194 | 0 | 0.4 | 0 | 0 | 0 | -0.1 | 0.1 | 0 | 0 | 0 | 0 | 0.7 | 0 | -0.14 | 0.84 | 0.027 | 0 | 0.027 | 178 | 0 | 0 | 178 | 0 | 0.2 | 0 | 0 | 0 | -0.1 | 0.1 | 0 | 0 | 0 | 0 | 0.79 | 0 | -0.12 | 0.91 | 0.025 | 0 | 0.024 | PreCW-Front-GasDHW-ElecDry | Appl-CW-Front-GasDHW-ElecDry-Tier3AnyMFm2017CZ05DEER2017 | 0
42958.3843 | Appl-CW-Front-GasDHW-ElecDry-Tier3 | MFm | 2017 | CZ06 | rDXGF | -1 | Household | 1 | 1206 | 195 | 0 | 0 | 194 | 0 | 0.8 | 0 | 0 | 0.1 | -0.1 | 0.2 | 0 | 0 | 0 | 0 | 0.62 | 0 | -0.17 | 0.79 | 0.028 | 0 | 0.027 | 178 | 0 | 0 | 178 | 0 | 0.5 | 0 | 0 | 0.1 | -0.1 | 0.1 | 0 | 0 | 0 | 0 | 0.72 | 0 | -0.14 | 0.85 | 0.025 | 0 | 0.025 | PreCW-Front-GasDHW-ElecDry | Appl-CW-Front-GasDHW-ElecDry-Tier3AnyMFm2017CZ06DEER2017 | 0
42958.3843 | Appl-CW-Front-GasDHW-ElecDry-Tier3 | MFm | 2017 | CZ07 | rDXGF | -1 | Household | 1 | 1206 | 195 | 0 | 0 | 194 | 0 | 1.4 | 0 | -0.1 | 0.2 | 0 | 0.2 | 0 | 0 | 0 | 0 | 0.63 | 0 | -0.15 | 0.77 | 0.027 | 0 | 0.027 | 179 | 0 | 0 | 178 | 0 | 1.1 | 0 | -0.1 | 0.2 | 0 | 0.2 | 0 | 0 | 0 | 0 | 0.73 | 0 | -0.11 | 0.84 | 0.025 | 0 | 0.025 | PreCW-Front-GasDHW-ElecDry | Appl-CW-Front-GasDHW-ElecDry-Tier3AnyMFm2017CZ07DEER2017 | 0
42958.3843 | Appl-CW-Front-GasDHW-ElecDry-Tier3 | MFm | 2017 | CZ08 | rDXGF | -1 | Household | 1 | 1206 | 195 | 0 | 0 | 194 | 0 | 1.3 | 0 | 0 | 0.2 | -0.1 | 0.2 | 0 | 0 | 0 | 0 | 0.64 | 0 | -0.12 | 0.76 | 0.028 | 0 | 0.027 | 179 | 0 | 0 | 178 | 0 | 1.1 | 0 | 0 | 0.1 | 0 | 0.2 | 0 | 0 | 0 | 0 | 0.74 | 0 | -0.09 | 0.83 | 0.026 | 0 | 0.025 | PreCW-Front-GasDHW-ElecDry | Appl-CW-Front-GasDHW-ElecDry-Tier3AnyMFm2017CZ08DEER2017 | 0
42958.3843 | Appl-CW-Front-GasDHW-ElecDry-Tier3 | MFm | 2017 | CZ09 | rDXGF | -1 | Household | 1 | 1126.6 | 195 | 0 | 0 | 194 | 0 | 1.1 | 0 | -0.1 | 0.1 | 0 | 0.2 | 0 | 0 | 0 | 0 | 0.62 | 0 | -0.14 | 0.76 | 0.027 | 0 | 0.027 | 178 | 0 | 0 | 177 | 0 | 0.8 | 0 | 0 | 0.1 | 0 | 0.1 | 0 | 0 | 0 | 0 | 0.72 | 0 | -0.11 | 0.83 | 0.025 | 0 | 0.025 | PreCW-Front-GasDHW-ElecDry | Appl-CW-Front-GasDHW-ElecDry-Tier3AnyMFm2017CZ09DEER2017 | 0
42958.3843 | Appl-CW-Front-GasDHW-ElecDry-Tier3 | MFm | 2017 | CZ10 | rDXGF | -1 | Household | 1 | 1073.2 | 195 | 0 | 0 | 194 | 0 | 1.2 | 0 | 0 | 0.2 | -0.1 | 0.1 | 0 | 0 | 0 | 0 | 0.65 | 0 | -0.11 | 0.76 | 0.027 | 0 | 0.027 | 179 | 0 | 0 | 178 | 0 | 0.9 | 0 | 0 | 0.1 | -0.1 | 0.1 | 0 | 0 | 0 | 0 | 0.74 | 0 | -0.08 | 0.82 | 0.025 | 0 | 0.025 | PreCW-Front-GasDHW-ElecDry | Appl-CW-Front-GasDHW-ElecDry-Tier3AnyMFm2017CZ10DEER2017 | 0
42958.3843 | Appl-CW-Front-GasDHW-ElecDry-Tier3 | MFm | 2017 | CZ11 | rDXGF | -1 | Household | 1 | 1073.2 | 196 | 0 | 0 | 194 | 0 | 2.2 | 0 | 0 | 0.3 | 0 | 0.3 | 0 | 0 | 0 | 0 | 0.62 | 0 | -0.15 | 0.77 | 0.029 | 0 | 0.027 | 179 | 0 | 0 | 177 | 0 | 1.6 | 0 | 0 | 0.2 | 0 | 0.2 | 0 | 0 | 0 | 0 | 0.72 | 0 | -0.12 | 0.84 | 0.026 | 0 | 0.025 | PreCW-Front-GasDHW-ElecDry | Appl-CW-Front-GasDHW-ElecDry-Tier3AnyMFm2017CZ11DEER2017 | 0
42958.3843 | Appl-CW-Front-GasDHW-ElecDry-Tier3 | MFm | 2017 | CZ12 | rDXGF | -1 | Household | 1 | 1073.2 | 195 | 0 | 0 | 194 | 0 | 1.3 | 0 | 0 | 0.1 | -0.1 | 0.3 | 0 | 0 | 0 | 0 | 0.64 | 0 | -0.16 | 0.79 | 0.028 | 0 | 0.027 | 179 | 0 | 0 | 178 | 0 | 1 | 0 | 0 | 0.1 | -0.1 | 0.2 | 0 | 0 | 0 | 0 | 0.75 | 0 | -0.12 | 0.86 | 0.025 | 0 | 0.024 | PreCW-Front-GasDHW-ElecDry | Appl-CW-Front-GasDHW-ElecDry-Tier3AnyMFm2017CZ12DEER2017 | 0
42958.3843 | Appl-CW-Front-GasDHW-ElecDry-Tier3 | MFm | 2017 | CZ13 | rDXGF | -1 | Household | 1 | 1073.2 | 195 | 0 | 0 | 194 | 0 | 1.4 | 0 | 0 | 0.2 | -0.1 | 0.2 | 0 | 0 | 0 | 0 | 0.58 | 0 | -0.17 | 0.76 | 0.027 | 0 | 0.027 | 179 | 0 | 0 | 178 | 0 | 1.1 | 0 | 0 | 0.2 | -0.1 | 0.2 | 0 | 0 | 0 | 0 | 0.69 | 0 | -0.13 | 0.82 | 0.025 | 0 | 0.025 | PreCW-Front-GasDHW-ElecDry | Appl-CW-Front-GasDHW-ElecDry-Tier3AnyMFm2017CZ13DEER2017 | 0
42958.3843 | Appl-CW-Front-GasDHW-ElecDry-Tier3 | MFm | 2017 | CZ14 | rDXGF | -1 | Household | 1 | 1094.6 | 195 | 0 | 0 | 194 | 0 | 1.7 | 0 | -0.1 | 0.1 | 0 | 0.3 | 0 | 0 | 0 | 0 | 0.58 | 0 | -0.19 | 0.78 | 0.028 | 0 | 0.027 | 179 | 0 | 0 | 178 | 0 | 1.4 | 0 | 0 | 0.1 | 0 | 0.2 | 0 | 0 | 0 | 0 | 0.7 | 0 | -0.14 | 0.84 | 0.025 | 0 | 0.025 | PreCW-Front-GasDHW-ElecDry | Appl-CW-Front-GasDHW-ElecDry-Tier3AnyMFm2017CZ14DEER2017 | 0
42958.3843 | Appl-CW-Front-GasDHW-ElecDry-Tier3 | MFm | 2017 | CZ15 | rDXGF | -1 | Household | 1 | 1094.6 | 196 | 0 | 0 | 194 | 0 | 1.8 | 0 | -0.1 | 0.2 | 0 | 0.2 | 0 | 0 | 0 | 0 | 0.56 | 0 | -0.09 | 0.64 | 0.027 | 0 | 0.027 | 179 | 0 | 0 | 177 | 0 | 1.4 | 0 | -0.1 | 0.2 | 0 | 0.2 | 0 | 0 | 0 | 0 | 0.63 | 0 | -0.07 | 0.69 | 0.025 | 0 | 0.025 | PreCW-Front-GasDHW-ElecDry | Appl-CW-Front-GasDHW-ElecDry-Tier3AnyMFm2017CZ15DEER2017 | 0
42958.3843 | Appl-CW-Front-GasDHW-ElecDry-Tier3 | MFm | 2017 | CZ16 | rDXGF | -1 | Household | 1 | 998.7 | 195 | 0 | 0 | 194 | 0 | 0.9 | 0 | -0.1 | 0 | -0.1 | 0.1 | 0 | 0 | 0 | 0 | 0.62 | 0 | -0.27 | 0.89 | 0.027 | 0 | 0.027 | 178 | 0 | 0 | 178 | 0 | 0.7 | 0 | -0.1 | 0 | -0.1 | 0.1 | 0 | 0 | 0 | 0 | 0.77 | 0 | -0.2 | 0.97 | 0.025 | 0 | 0.025 | PreCW-Front-GasDHW-ElecDry | Appl-CW-Front-GasDHW-ElecDry-Tier3AnyMFm2017CZ16DEER2017 | 0
42958.3843 | Appl-CW-Front-GasDHW-ElecDry-Tier3 | SFm | 1975 | CZ01 | rDXGF | -1 | Household | 1 | 1591 | 240 | 0 | 0 | 240 | 0 | 0 | 0 | -0.1 | -0.3 | -0.3 | 0 | 0 | 0 | 0 | 0 | 0.61 | 0 | -0.51 | 1.11 | 0.033 | 0 | 0.033 | 220 | 0 | 0 | 220 | 0 | 0 | 0 | -0.1 | -0.2 | -0.2 | 0 | 0 | 0 | 0 | 0 | 0.82 | 0 | -0.38 | 1.21 | 0.03 | 0 | 0.031 | PreCW-Front-GasDHW-ElecDry | Appl-CW-Front-GasDHW-ElecDry-Tier3AnySFm1975CZ01DEER2017 | 0
42958.3843 | Appl-CW-Front-GasDHW-ElecDry-Tier3 | SFm | 1975 | CZ02 | rDXGF | -1 | Household | 1 | 1591 | 241 | 0 | 0 | 240 | 0 | 1 | 0 | 0 | -0.2 | -0.2 | 0.1 | 0 | 0 | 0 | 0 | 0.56 | 0 | -0.47 | 1.03 | 0.037 | 0 | 0.033 | 221 | 0 | 0 | 220 | 0 | 0.8 | 0 | 0 | -0.1 | -0.1 | 0.1 | 0 | 0 | 0 | 0 | 0.76 | 0 | -0.36 | 1.12 | 0.033 | 0 | 0.031 | PreCW-Front-GasDHW-ElecDry | Appl-CW-Front-GasDHW-ElecDry-Tier3AnySFm1975CZ02DEER2017 | 0
42958.3843 | Appl-CW-Front-GasDHW-ElecDry-Tier3 | SFm | 1975 | CZ03 | rDXGF | -1 | Household | 1 | 1591 | 240 | 0 | 0 | 240 | 0 | 0.2 | 0 | -0.1 | -0.2 | -0.3 | 0 | 0 | 0 | 0 | 0 | 0.57 | 0 | -0.46 | 1.04 | 0.036 | 0 | 0.033 | 220 | 0 | 0 | 220 | 0 | 0.3 | 0 | 0 | -0.2 | -0.2 | 0 | 0 | 0 | 0 | 0 | 0.77 | 0 | -0.34 | 1.13 | 0.032 | 0 | 0.03 | PreCW-Front-GasDHW-ElecDry | Appl-CW-Front-GasDHW-ElecDry-Tier3AnySFm1975CZ03DEER2017 | 0
42958.3843 | Appl-CW-Front-GasDHW-ElecDry-Tier3 | SFm | 1975 | CZ04 | rDXGF | -1 | Household | 1 | 1591 | 242 | 0 | 0 | 240 | 0 | 1.5 | 0 | -0.1 | 0 | -0.2 | 0.2 | 0 | 0 | 0 | 0 | 0.64 | 0 | -0.36 | 1 | 0.036 | 0 | 0.034 | 221 | 0 | 0 | 220 | 0 | 1.2 | 0 | 0 | 0 | -0.1 | 0.1 | 0 | 0 | 0 | 0 | 0.81 | 0 | -0.28 | 1.09 | 0.032 | 0 | 0.031 | PreCW-Front-GasDHW-ElecDry | Appl-CW-Front-GasDHW-ElecDry-Tier3AnySFm1975CZ04DEER2017 | 0
42958.3843 | Appl-CW-Front-GasDHW-ElecDry-Tier3 | SFm | 1975 | CZ05 | rDXGF | -1 | Household | 1 | 1591 | 240 | 0 | 0 | 240 | 0 | 0.5 | 0 | 0 | -0.2 | -0.3 | 0.1 | 0 | 0 | 0 | 0 | 0.51 | 0 | -0.53 | 1.05 | 0.035 | 0 | 0.033 | 220 | 0 | 0 | 220 | 0 | 0.4 | 0 | 0 | -0.2 | -0.2 | 0.1 | 0 | 0 | 0 | 0 | 0.74 | 0 | -0.39 | 1.14 | 0.032 | 0 | 0.03 | PreCW-Front-GasDHW-ElecDry | Appl-CW-Front-GasDHW-ElecDry-Tier3AnySFm1975CZ05DEER2017 | 0
42958.3843 | Appl-CW-Front-GasDHW-ElecDry-Tier3 | SFm | 1975 | CZ06 | rDXGF | -1 | Household | 1 | 1528 | 242 | 0 | 0 | 240 | 0 | 1.6 | 0 | -0.1 | 0.1 | -0.1 | 0.2 | 0 | 0 | 0 | 0 | 0.69 | 0 | -0.28 | 0.97 | 0.035 | 0 | 0.033 | 221 | 0 | 0 | 220 | 0 | 1.3 | 0 | -0.1 | 0.1 | -0.1 | 0.2 | 0 | 0 | 0 | 0 | 0.84 | 0 | -0.21 | 1.05 | 0.032 | 0 | 0.03 | PreCW-Front-GasDHW-ElecDry | Appl-CW-Front-GasDHW-ElecDry-Tier3AnySFm1975CZ06DEER2017 | 0
42958.3843 | Appl-CW-Front-GasDHW-ElecDry-Tier3 | SFm | 1975 | CZ07 | rDXGF | -1 | Household | 1 | 1528 | 241 | 0 | 0 | 240 | 0 | 1.1 | 0 | 0 | 0 | -0.1 | 0.1 | 0 | 0 | 0 | 0 | 0.65 | 0 | -0.31 | 0.96 | 0.035 | 0 | 0.033 | 221 | 0 | 0 | 220 | 0 | 0.7 | 0 | 0 | -0.1 | -0.1 | 0.1 | 0 | 0 | 0 | 0 | 0.81 | 0 | -0.23 | 1.04 | 0.032 | 0 | 0.031 | PreCW-Front-GasDHW-ElecDry | Appl-CW-Front-GasDHW-ElecDry-Tier3AnySFm1975CZ07DEER2017 | 0
42958.3843 | Appl-CW-Front-GasDHW-ElecDry-Tier3 | SFm | 1975 | CZ08 | rDXGF | -1 | Household | 1 | 1528 | 242 | 0 | 0 | 240 | 0 | 2.1 | 0 | -0.1 | 0.1 | -0.1 | 0.3 | 0 | 0 | 0 | 0 | 0.65 | 0 | -0.3 | 0.95 | 0.036 | 0 | 0.033 | 222 | 0 | 0 | 220 | 0 | 1.6 | 0 | 0 | 0.1 | -0.1 | 0.2 | 0 | 0 | 0 | 0 | 0.8 | 0 | -0.22 | 1.03 | 0.033 | 0 | 0.03 | PreCW-Front-GasDHW-ElecDry | Appl-CW-Front-GasDHW-ElecDry-Tier3AnySFm1975CZ08DEER2017 | 0
42958.3843 | Appl-CW-Front-GasDHW-ElecDry-Tier3 | SFm | 1975 | CZ09 | rDXGF | -1 | Household | 1 | 1636 | 243 | 0 | 0 | 240 | 0 | 2.6 | 0 | 0 | 0.2 | -0.2 | 0.3 | 0 | 0 | 0 | 0 | 0.62 | 0 | -0.32 | 0.95 | 0.035 | 0 | 0.033 | 222 | 0 | 0 | 220 | 0 | 1.9 | 0 | 0 | 0.1 | -0.2 | 0.2 | 0 | 0 | 0 | 0 | 0.78 | 0 | -0.25 | 1.03 | 0.032 | 0 | 0.03 | PreCW-Front-GasDHW-ElecDry | Appl-CW-Front-GasDHW-ElecDry-Tier3AnySFm1975CZ09DEER2017 | 0
42958.3843 | Appl-CW-Front-GasDHW-ElecDry-Tier3 | SFm | 1975 | CZ10 | rDXGF | -1 | Household | 1 | 1636 | 242 | 0 | 0 | 240 | 0 | 1.9 | 0 | -0.1 | 0.1 | -0.2 | 0.2 | 0 | 0 | 0 | 0 | 0.57 | 0 | -0.38 | 0.94 | 0.036 | 0 | 0.033 | 222 | 0 | 0 | 220 | 0 | 1.5 | 0 | -0.1 | 0.1 | -0.1 | 0.1 | 0 | 0 | 0 | 0 | 0.74 | 0 | -0.28 | 1.02 | 0.032 | 0 | 0.03 | PreCW-Front-GasDHW-ElecDry | Appl-CW-Front-GasDHW-ElecDry-Tier3AnySFm1975CZ10DEER2017 | 0
42958.3843 | Appl-CW-Front-GasDHW-ElecDry-Tier3 | SFm | 1975 | CZ11 | rDXGF | -1 | Household | 1 | 1528 | 242 | 0 | 0 | 240 | 0 | 2.3 | 0 | 0 | 0 | -0.2 | 0.3 | 0 | 0 | 0 | 0 | 0.57 | 0 | -0.39 | 0.95 | 0.036 | 0 | 0.033 | 222 | 0 | 0 | 220 | 0 | 1.7 | 0 | 0 | 0 | -0.1 | 0.2 | 0 | 0 | 0 | 0 | 0.75 | 0 | -0.29 | 1.03 | 0.032 | 0 | 0.03 | PreCW-Front-GasDHW-ElecDry | Appl-CW-Front-GasDHW-ElecDry-Tier3AnySFm1975CZ11DEER2017 | 0
42958.3843 | Appl-CW-Front-GasDHW-ElecDry-Tier3 | SFm | 1975 | CZ12 | rDXGF | -1 | Household | 1 | 1528 | 242 | 0 | 0 | 240 | 0 | 1.8 | 0 | -0.1 | 0 | -0.2 | 0.3 | 0 | 0 | 0 | 0 | 0.57 | 0 | -0.42 | 0.98 | 0.036 | 0 | 0.033 | 221 | 0 | 0 | 220 | 0 | 1.4 | 0 | -0.1 | 0 | -0.2 | 0.2 | 0 | 0 | 0 | 0 | 0.76 | 0 | -0.31 | 1.07 | 0.032 | 0 | 0.03 | PreCW-Front-GasDHW-ElecDry | Appl-CW-Front-GasDHW-ElecDry-Tier3AnySFm1975CZ12DEER2017 | 0
42958.3843 | Appl-CW-Front-GasDHW-ElecDry-Tier3 | SFm | 1975 | CZ13 | rDXGF | -1 | Household | 1 | 1528 | 243 | 0 | 0 | 240 | 0 | 2.7 | 0 | 0 | 0 | -0.2 | 0.3 | 0 | 0 | 0 | 0 | 0.52 | 0 | -0.42 | 0.95 | 0.036 | 0 | 0.033 | 222 | 0 | 0 | 220 | 0 | 2.1 | 0 | 0 | 0 | -0.1 | 0.2 | 0 | 0 | 0 | 0 | 0.71 | 0 | -0.32 | 1.02 | 0.033 | 0 | 0.03 | PreCW-Front-GasDHW-ElecDry | Appl-CW-Front-GasDHW-ElecDry-Tier3AnySFm1975CZ13DEER2017 | 0
42958.3843 | Appl-CW-Front-GasDHW-ElecDry-Tier3 | SFm | 1975 | CZ14 | rDXGF | -1 | Household | 1 | 1555 | 243 | 0 | 0 | 240 | 0 | 3 | 0 | 0 | 0.2 | -0.2 | 0.3 | 0 | 0 | 0 | 0 | 0.59 | 0 | -0.37 | 0.96 | 0.034 | 0 | 0.033 | 222 | 0 | 0 | 220 | 0 | 2.3 | 0 | 0 | 0.1 | -0.1 | 0.3 | 0 | 0 | 0 | 0 | 0.77 | 0 | -0.28 | 1.04 | 0.031 | 0 | 0.03 | PreCW-Front-GasDHW-ElecDry | Appl-CW-Front-GasDHW-ElecDry-Tier3AnySFm1975CZ14DEER2017 | 0
42958.3843 | Appl-CW-Front-GasDHW-ElecDry-Tier3 | SFm | 1975 | CZ15 | rDXGF | -1 | Household | 1 | 1555 | 244 | 0 | 0 | 240 | 0 | 3.5 | 0 | 0 | 0.2 | -0.1 | 0.4 | 0 | 0 | 0 | 0 | 0.6 | 0 | -0.19 | 0.8 | 0.035 | 0 | 0.033 | 223 | 0 | 0 | 220 | 0 | 2.6 | 0 | 0 | 0.1 | -0.1 | 0.3 | 0 | 0 | 0 | 0 | 0.71 | 0 | -0.15 | 0.86 | 0.031 | 0 | 0.03 | PreCW-Front-GasDHW-ElecDry | Appl-CW-Front-GasDHW-ElecDry-Tier3AnySFm1975CZ15DEER2017 | 0
42958.3843 | Appl-CW-Front-GasDHW-ElecDry-Tier3 | SFm | 1975 | CZ16 | rDXGF | -1 | Household | 1 | 1591 | 242 | 0 | 0 | 240 | 0 | 1.8 | 0 | -0.1 | 0 | -0.2 | 0.3 | 0 | 0 | 0 | 0 | 0.67 | 0 | -0.43 | 1.11 | 0.035 | 0 | 0.033 | 221 | 0 | 0 | 220 | 0 | 1.4 | 0 | -0.1 | 0 | -0.2 | 0.2 | 0 | 0 | 0 | 0 | 0.87 | 0 | -0.33 | 1.2 | 0.031 | 0 | 0.03 | PreCW-Front-GasDHW-ElecDry | Appl-CW-Front-GasDHW-ElecDry-Tier3AnySFm1975CZ16DEER2017 | 0
42958.3843 | Appl-CW-Front-GasDHW-ElecDry-Tier3 | SFm | 1985 | CZ01 | rDXGF | -1 | Household | 1 | 1904 | 240 | 0 | 0 | 240 | 0 | 0 | 0 | -0.2 | -0.3 | -0.3 | 0 | 0 | 0 | 0 | 0 | 0.44 | 0 | -0.67 | 1.11 | 0.034 | 0 | 0.033 | 220 | 0 | 0 | 220 | 0 | 0 | 0 | -0.1 | -0.2 | -0.2 | 0 | 0 | 0 | 0 | 0 | 0.7 | 0 | -0.5 | 1.21 | 0.031 | 0 | 0.03 | PreCW-Front-GasDHW-ElecDry | Appl-CW-Front-GasDHW-ElecDry-Tier3AnySFm1985CZ01DEER2017 | 0
42958.3843 | Appl-CW-Front-GasDHW-ElecDry-Tier3 | SFm | 1985 | CZ02 | rDXGF | -1 | Household | 1 | 1904 | 241 | 0 | 0 | 240 | 0 | 0.9 | 0 | -0.1 | -0.1 | -0.3 | 0.1 | 0 | 0 | 0 | 0 | 0.46 | 0 | -0.58 | 1.03 | 0.035 | 0 | 0.033 | 220 | 0 | 0 | 220 | 0 | 0.7 | 0 | 0 | -0.1 | -0.2 | 0 | 0 | 0 | 0 | 0 | 0.69 | 0 | -0.43 | 1.12 | 0.032 | 0 | 0.03 | PreCW-Front-GasDHW-ElecDry | Appl-CW-Front-GasDHW-ElecDry-Tier3AnySFm1985CZ02DEER2017 | 0
42958.3843 | Appl-CW-Front-GasDHW-ElecDry-Tier3 | SFm | 1985 | CZ03 | rDXGF | -1 | Household | 1 | 1904 | 240 | 0 | 0 | 240 | 0 | 0.6 | 0 | -0.1 | -0.3 | -0.4 | 0.1 | 0 | 0 | 0 | 0 | 0.43 | 0 | -0.61 | 1.04 | 0.035 | 0 | 0.033 | 220 | 0 | 0 | 220 | 0 | 0.3 | 0 | -0.1 | -0.2 | -0.3 | 0.1 | 0 | 0 | 0 | 0 | 0.67 | 0 | -0.46 | 1.13 | 0.032 | 0 | 0.03 | PreCW-Front-GasDHW-ElecDry | Appl-CW-Front-GasDHW-ElecDry-Tier3AnySFm1985CZ03DEER2017 | 0
42958.3843 | Appl-CW-Front-GasDHW-ElecDry-Tier3 | SFm | 1985 | CZ04 | rDXGF | -1 | Household | 1 | 1904 | 241 | 0 | 0 | 240 | 0 | 1.6 | 0 | -0.1 | -0.1 | -0.2 | 0.2 | 0 | 0 | 0 | 0 | 0.54 | 0 | -0.47 | 1.01 | 0.032 | 0 | 0.033 | 221 | 0 | 0 | 220 | 0 | 1.2 | 0 | -0.1 | -0.1 | -0.1 | 0.2 | 0 | 0 | 0 | 0 | 0.74 | 0 | -0.35 | 1.09 | 0.029 | 0 | 0.031 | PreCW-Front-GasDHW-ElecDry | Appl-CW-Front-GasDHW-ElecDry-Tier3AnySFm1985CZ04DEER2017 | 0
42958.3843 | Appl-CW-Front-GasDHW-ElecDry-Tier3 | SFm | 1985 | CZ05 | rDXGF | -1 | Household | 1 | 1904 | 240 | 0 | 0 | 240 | 0 | 0.7 | 0 | -0.1 | -0.3 | -0.3 | 0 | 0 | 0 | 0 | 0 | 0.4 | 0 | -0.66 | 1.05 | 0.036 | 0 | 0.033 | 220 | 0 | 0 | 220 | 0 | 0.6 | 0 | 0 | -0.2 | -0.2 | 0 | 0 | 0 | 0 | 0 | 0.65 | 0 | -0.5 | 1.14 | 0.033 | 0 | 0.03 | PreCW-Front-GasDHW-ElecDry | Appl-CW-Front-GasDHW-ElecDry-Tier3AnySFm1985CZ05DEER2017 | 0
42958.3843 | Appl-CW-Front-GasDHW-ElecDry-Tier3 | SFm | 1985 | CZ06 | rDXGF | -1 | Household | 1 | 2064 | 241 | 0 | 0 | 240 | 0 | 1.3 | 0 | 0 | 0 | -0.2 | 0.2 | 0 | 0 | 0 | 0 | 0.62 | 0 | -0.36 | 0.98 | 0.036 | 0 | 0.033 | 221 | 0 | 0 | 220 | 0 | 0.9 | 0 | 0 | 0 | -0.1 | 0.1 | 0 | 0 | 0 | 0 | 0.79 | 0 | -0.27 | 1.06 | 0.033 | 0 | 0.03 | PreCW-Front-GasDHW-ElecDry | Appl-CW-Front-GasDHW-ElecDry-Tier3AnySFm1985CZ06DEER2017 | 0
42958.3843 | Appl-CW-Front-GasDHW-ElecDry-Tier3 | SFm | 1985 | CZ07 | rDXGF | -1 | Household | 1 | 2064 | 242 | 0 | 0 | 240 | 0 | 1.7 | 0 | 0 | 0.1 | -0.2 | 0.3 | 0 | 0 | 0 | 0 | 0.65 | 0 | -0.32 | 0.97 | 0.035 | 0 | 0.033 | 221 | 0 | 0 | 220 | 0 | 1.4 | 0 | 0 | 0.1 | -0.2 | 0.2 | 0 | 0 | 0 | 0 | 0.81 | 0 | -0.24 | 1.05 | 0.032 | 0 | 0.03 | PreCW-Front-GasDHW-ElecDry | Appl-CW-Front-GasDHW-ElecDry-Tier3AnySFm1985CZ07DEER2017 | 0
42958.3843 | Appl-CW-Front-GasDHW-ElecDry-Tier3 | SFm | 1985 | CZ08 | rDXGF | -1 | Household | 1 | 2064 | 242 | 0 | 0 | 240 | 0 | 2.4 | 0 | 0 | 0.1 | -0.2 | 0.3 | 0 | 0 | 0 | 0 | 0.61 | 0 | -0.34 | 0.95 | 0.035 | 0 | 0.033 | 222 | 0 | 0 | 220 | 0 | 1.8 | 0 | 0 | 0.1 | -0.1 | 0.2 | 0 | 0 | 0 | 0 | 0.78 | 0 | -0.25 | 1.03 | 0.032 | 0 | 0.03 | PreCW-Front-GasDHW-ElecDry | Appl-CW-Front-GasDHW-ElecDry-Tier3AnySFm1985CZ08DEER2017 | 0
42958.3843 | Appl-CW-Front-GasDHW-ElecDry-Tier3 | SFm | 1985 | CZ09 | rDXGF | -1 | Household | 1 | 1811 | 243 | 0 | 0 | 240 | 0 | 2.6 | 0 | -0.1 | 0.2 | -0.2 | 0.3 | 0 | 0 | 0 | 0 | 0.64 | 0 | -0.3 | 0.95 | 0.035 | 0 | 0.033 | 222 | 0 | 0 | 220 | 0 | 2.1 | 0 | -0.1 | 0.2 | -0.1 | 0.3 | 0 | 0 | 0 | 0 | 0.81 | 0 | -0.22 | 1.03 | 0.032 | 0 | 0.031 | PreCW-Front-GasDHW-ElecDry | Appl-CW-Front-GasDHW-ElecDry-Tier3AnySFm1985CZ09DEER2017 | 0
42958.3843 | Appl-CW-Front-GasDHW-ElecDry-Tier3 | SFm | 1985 | CZ10 | rDXGF | -1 | Household | 1 | 1811 | 242 | 0 | 0 | 240 | 0 | 2.2 | 0 | 0 | 0 | -0.2 | 0.2 | 0 | 0 | 0 | 0 | 0.55 | 0 | -0.4 | 0.94 | 0.036 | 0 | 0.033 | 222 | 0 | 0 | 220 | 0 | 1.7 | 0 | 0 | 0 | -0.2 | 0.2 | 0 | 0 | 0 | 0 | 0.73 | 0 | -0.3 | 1.02 | 0.033 | 0 | 0.03 | PreCW-Front-GasDHW-ElecDry | Appl-CW-Front-GasDHW-ElecDry-Tier3AnySFm1985CZ10DEER2017 | 0
42958.3843 | Appl-CW-Front-GasDHW-ElecDry-Tier3 | SFm | 1985 | CZ11 | rDXGF | -1 | Household | 1 | 1704 | 243 | 0 | 0 | 240 | 0 | 2.6 | 0 | -0.1 | 0 | -0.2 | 0.3 | 0 | 0 | 0 | 0 | 0.46 | 0 | -0.49 | 0.96 | 0.035 | 0 | 0.033 | 222 | 0 | 0 | 220 | 0 | 2 | 0 | -0.1 | 0 | -0.2 | 0.3 | 0 | 0 | 0 | 0 | 0.66 | 0 | -0.37 | 1.04 | 0.031 | 0 | 0.03 | PreCW-Front-GasDHW-ElecDry | Appl-CW-Front-GasDHW-ElecDry-Tier3AnySFm1985CZ11DEER2017 | 0
42958.3843 | Appl-CW-Front-GasDHW-ElecDry-Tier3 | SFm | 1985 | CZ12 | rDXGF | -1 | Household | 1 | 1704 | 242 | 0 | 0 | 240 | 0 | 2.2 | 0 | -0.1 | 0 | -0.3 | 0.3 | 0 | 0 | 0 | 0 | 0.5 | 0 | -0.49 | 0.99 | 0.036 | 0 | 0.033 | 222 | 0 | 0 | 220 | 0 | 1.8 | 0 | -0.1 | 0 | -0.2 | 0.2 | 0 | 0 | 0 | 0 | 0.7 | 0 | -0.37 | 1.07 | 0.033 | 0 | 0.03 | PreCW-Front-GasDHW-ElecDry | Appl-CW-Front-GasDHW-ElecDry-Tier3AnySFm1985CZ12DEER2017 | 0
42958.3843 | Appl-CW-Front-GasDHW-ElecDry-Tier3 | SFm | 1985 | CZ13 | rDXGF | -1 | Household | 1 | 1704 | 243 | 0 | 0 | 240 | 0 | 2.8 | 0 | 0 | 0.1 | -0.3 | 0.4 | 0 | 0 | 0 | 0 | 0.46 | 0 | -0.49 | 0.94 | 0.035 | 0 | 0.034 | 222 | 0 | 0 | 220 | 0 | 2.1 | 0 | 0 | 0.1 | -0.2 | 0.3 | 0 | 0 | 0 | 0 | 0.67 | 0 | -0.36 | 1.02 | 0.032 | 0 | 0.031 | PreCW-Front-GasDHW-ElecDry | Appl-CW-Front-GasDHW-ElecDry-Tier3AnySFm1985CZ13DEER2017 | 0
42958.3843 | Appl-CW-Front-GasDHW-ElecDry-Tier3 | SFm | 1985 | CZ14 | rDXGF | -1 | Household | 1 | 1741 | 243 | 0 | 0 | 240 | 0 | 3 | 0 | 0 | 0.1 | -0.2 | 0.4 | 0 | 0 | 0 | 0 | 0.5 | 0 | -0.46 | 0.96 | 0.034 | 0 | 0.034 | 222 | 0 | 0 | 220 | 0 | 2.3 | 0 | 0 | 0 | -0.2 | 0.3 | 0 | 0 | 0 | 0 | 0.69 | 0 | -0.35 | 1.04 | 0.031 | 0 | 0.031 | PreCW-Front-GasDHW-ElecDry | Appl-CW-Front-GasDHW-ElecDry-Tier3AnySFm1985CZ14DEER2017 | 0
42958.3843 | Appl-CW-Front-GasDHW-ElecDry-Tier3 | SFm | 1985 | CZ15 | rDXGF | -1 | Household | 1 | 1741 | 244 | 0 | 0 | 240 | 0 | 4 | 0 | 0 | 0.3 | -0.1 | 0.5 | 0 | 0 | 0 | 0 | 0.58 | 0 | -0.21 | 0.79 | 0.034 | 0 | 0.034 | 223 | 0 | 0 | 220 | 0 | 2.7 | 0 | 0 | 0.2 | 0 | 0.3 | 0 | 0 | 0 | 0 | 0.7 | 0 | -0.16 | 0.86 | 0.031 | 0 | 0.031 | PreCW-Front-GasDHW-ElecDry | Appl-CW-Front-GasDHW-ElecDry-Tier3AnySFm1985CZ15DEER2017 | 0
42958.3843 | Appl-CW-Front-GasDHW-ElecDry-Tier3 | SFm | 1985 | CZ16 | rDXGF | -1 | Household | 1 | 1904 | 241 | 0 | 0 | 240 | 0 | 1.7 | 0 | -0.1 | 0 | -0.3 | 0.2 | 0 | 0 | 0 | 0 | 0.57 | 0 | -0.53 | 1.11 | 0.036 | 0 | 0.033 | 221 | 0 | 0 | 220 | 0 | 1.3 | 0 | 0 | 0 | -0.3 | 0.2 | 0 | 0 | 0 | 0 | 0.8 | 0 | -0.4 | 1.2 | 0.033 | 0 | 0.03 | PreCW-Front-GasDHW-ElecDry | Appl-CW-Front-GasDHW-ElecDry-Tier3AnySFm1985CZ16DEER2017 | 0
42958.3843 | Appl-CW-Front-GasDHW-ElecDry-Tier3 | SFm | 1996 | CZ01 | rDXGF | -1 | Household | 1 | 2193 | 240 | 0 | 0 | 240 | 0 | 0 | 0 | -0.1 | -0.3 | -0.3 | 0 | 0 | 0 | 0 | 0 | 0.68 | 0 | -0.43 | 1.11 | 0.033 | 0 | 0.033 | 220 | 0 | 0 | 220 | 0 | 0 | 0 | -0.1 | -0.2 | -0.2 | 0 | 0 | 0 | 0 | 0 | 0.87 | 0 | -0.33 | 1.2 | 0.03 | 0 | 0.03 | PreCW-Front-GasDHW-ElecDry | Appl-CW-Front-GasDHW-ElecDry-Tier3AnySFm1996CZ01DEER2017 | 0
42958.3843 | Appl-CW-Front-GasDHW-ElecDry-Tier3 | SFm | 1996 | CZ02 | rDXGF | -1 | Household | 1 | 2193 | 241 | 0 | 0 | 240 | 0 | 1 | 0 | -0.1 | -0.1 | -0.2 | 0.1 | 0 | 0 | 0 | 0 | 0.62 | 0 | -0.41 | 1.04 | 0.035 | 0 | 0.033 | 221 | 0 | 0 | 220 | 0 | 0.8 | 0 | -0.1 | -0.1 | -0.2 | 0.1 | 0 | 0 | 0 | 0 | 0.81 | 0 | -0.31 | 1.12 | 0.032 | 0 | 0.03 | PreCW-Front-GasDHW-ElecDry | Appl-CW-Front-GasDHW-ElecDry-Tier3AnySFm1996CZ02DEER2017 | 0
42958.3843 | Appl-CW-Front-GasDHW-ElecDry-Tier3 | SFm | 1996 | CZ03 | rDXGF | -1 | Household | 1 | 2193 | 240 | 0 | 0 | 240 | 0 | 0.5 | 0 | -0.1 | -0.2 | -0.2 | 0.1 | 0 | 0 | 0 | 0 | 0.6 | 0 | -0.43 | 1.04 | 0.036 | 0 | 0.034 | 220 | 0 | 0 | 220 | 0 | 0.3 | 0 | -0.1 | -0.2 | -0.2 | 0 | 0 | 0 | 0 | 0 | 0.79 | 0 | -0.33 | 1.12 | 0.032 | 0 | 0.031 | PreCW-Front-GasDHW-ElecDry | Appl-CW-Front-GasDHW-ElecDry-Tier3AnySFm1996CZ03DEER2017 | 0
42958.3843 | Appl-CW-Front-GasDHW-ElecDry-Tier3 | SFm | 1996 | CZ04 | rDXGF | -1 | Household | 1 | 2193 | 242 | 0 | 0 | 240 | 0 | 1.6 | 0 | -0.1 | 0 | -0.2 | 0.2 | 0 | 0 | 0 | 0 | 0.62 | 0 | -0.39 | 1 | 0.035 | 0 | 0.033 | 221 | 0 | 0 | 220 | 0 | 1.3 | 0 | 0 | 0 | -0.2 | 0.1 | 0 | 0 | 0 | 0 | 0.79 | 0 | -0.3 | 1.09 | 0.032 | 0 | 0.03 | PreCW-Front-GasDHW-ElecDry | Appl-CW-Front-GasDHW-ElecDry-Tier3AnySFm1996CZ04DEER2017 | 0
42958.3843 | Appl-CW-Front-GasDHW-ElecDry-Tier3 | SFm | 1996 | CZ05 | rDXGF | -1 | Household | 1 | 2193 | 240 | 0 | 0 | 240 | 0 | 0.3 | 0 | 0 | -0.3 | -0.4 | 0.1 | 0 | 0 | 0 | 0 | 0.41 | 0 | -0.64 | 1.05 | 0.035 | 0 | 0.033 | 220 | 0 | 0 | 220 | 0 | 0.3 | 0 | 0 | -0.2 | -0.3 | 0 | 0 | 0 | 0 | 0 | 0.65 | 0 | -0.49 | 1.14 | 0.032 | 0 | 0.03 | PreCW-Front-GasDHW-ElecDry | Appl-CW-Front-GasDHW-ElecDry-Tier3AnySFm1996CZ05DEER2017 | 0
42958.3843 | Appl-CW-Front-GasDHW-ElecDry-Tier3 | SFm | 1996 | CZ06 | rDXGF | -1 | Household | 1 | 2297 | 241 | 0 | 0 | 240 | 0 | 1.4 | 0 | 0 | 0 | -0.2 | 0.2 | 0 | 0 | 0 | 0 | 0.67 | 0 | -0.3 | 0.98 | 0.035 | 0 | 0.033 | 221 | 0 | 0 | 220 | 0 | 1.3 | 0 | 0 | 0.1 | -0.1 | 0.2 | 0 | 0 | 0 | 0 | 0.83 | 0 | -0.23 | 1.06 | 0.032 | 0 | 0.031 | PreCW-Front-GasDHW-ElecDry | Appl-CW-Front-GasDHW-ElecDry-Tier3AnySFm1996CZ06DEER2017 | 0
42958.3843 | Appl-CW-Front-GasDHW-ElecDry-Tier3 | SFm | 1996 | CZ07 | rDXGF | -1 | Household | 1 | 2297 | 242 | 0 | 0 | 240 | 0 | 1.7 | 0 | -0.1 | 0.1 | -0.1 | 0.2 | 0 | 0 | 0 | 0 | 0.71 | 0 | -0.26 | 0.96 | 0.035 | 0 | 0.033 | 222 | 0 | 0 | 220 | 0 | 1.8 | 0 | -0.1 | 0.1 | -0.1 | 0.2 | 0 | 0 | 0 | 0 | 0.85 | 0 | -0.19 | 1.04 | 0.032 | 0 | 0.03 | PreCW-Front-GasDHW-ElecDry | Appl-CW-Front-GasDHW-ElecDry-Tier3AnySFm1996CZ07DEER2017 | 0
42958.3843 | Appl-CW-Front-GasDHW-ElecDry-Tier3 | SFm | 1996 | CZ08 | rDXGF | -1 | Household | 1 | 2297 | 242 | 0 | 0 | 240 | 0 | 2.1 | 0 | 0 | 0.2 | -0.1 | 0.2 | 0 | 0 | 0 | 0 | 0.68 | 0 | -0.27 | 0.95 | 0.034 | 0 | 0.033 | 222 | 0 | 0 | 220 | 0 | 1.6 | 0 | 0 | 0.2 | -0.1 | 0.2 | 0 | 0 | 0 | 0 | 0.83 | 0 | -0.2 | 1.03 | 0.031 | 0 | 0.03 | PreCW-Front-GasDHW-ElecDry | Appl-CW-Front-GasDHW-ElecDry-Tier3AnySFm1996CZ08DEER2017 | 0
42958.3843 | Appl-CW-Front-GasDHW-ElecDry-Tier3 | SFm | 1996 | CZ09 | rDXGF | -1 | Household | 1 | 2186 | 242 | 0 | 0 | 240 | 0 | 2.2 | 0 | -0.1 | 0.1 | -0.1 | 0.2 | 0 | 0 | 0 | 0 | 0.65 | 0 | -0.29 | 0.95 | 0.035 | 0 | 0.033 | 222 | 0 | 0 | 220 | 0 | 1.7 | 0 | 0 | 0.1 | -0.1 | 0.2 | 0 | 0 | 0 | 0 | 0.8 | 0 | -0.22 | 1.03 | 0.032 | 0 | 0.031 | PreCW-Front-GasDHW-ElecDry | Appl-CW-Front-GasDHW-ElecDry-Tier3AnySFm1996CZ09DEER2017 | 0
42958.3843 | Appl-CW-Front-GasDHW-ElecDry-Tier3 | SFm | 1996 | CZ10 | rDXGF | -1 | Household | 1 | 2186 | 243 | 0 | 0 | 240 | 0 | 2.6 | 0 | 0 | 0.1 | -0.2 | 0.3 | 0 | 0 | 0 | 0 | 0.59 | 0 | -0.35 | 0.94 | 0.034 | 0 | 0.033 | 222 | 0 | 0 | 220 | 0 | 2 | 0 | 0 | 0.1 | -0.1 | 0.3 | 0 | 0 | 0 | 0 | 0.75 | 0 | -0.27 | 1.02 | 0.032 | 0 | 0.03 | PreCW-Front-GasDHW-ElecDry | Appl-CW-Front-GasDHW-ElecDry-Tier3AnySFm1996CZ10DEER2017 | 0
42958.3843 | Appl-CW-Front-GasDHW-ElecDry-Tier3 | SFm | 1996 | CZ11 | rDXGF | -1 | Household | 1 | 2032 | 243 | 0 | 0 | 240 | 0 | 2.6 | 0 | 0 | 0 | -0.2 | 0.3 | 0 | 0 | 0 | 0 | 0.55 | 0 | -0.41 | 0.96 | 0.035 | 0 | 0.033 | 222 | 0 | 0 | 220 | 0 | 1.9 | 0 | 0 | 0 | -0.2 | 0.2 | 0 | 0 | 0 | 0 | 0.73 | 0 | -0.3 | 1.04 | 0.032 | 0 | 0.03 | PreCW-Front-GasDHW-ElecDry | Appl-CW-Front-GasDHW-ElecDry-Tier3AnySFm1996CZ11DEER2017 | 0
42958.3843 | Appl-CW-Front-GasDHW-ElecDry-Tier3 | SFm | 1996 | CZ12 | rDXGF | -1 | Household | 1 | 2032 | 242 | 0 | 0 | 240 | 0 | 2 | 0 | 0 | 0 | -0.2 | 0.2 | 0 | 0 | 0 | 0 | 0.59 | 0 | -0.39 | 0.98 | 0.036 | 0 | 0.034 | 222 | 0 | 0 | 220 | 0 | 1.6 | 0 | 0 | 0 | -0.2 | 0.2 | 0 | 0 | 0 | 0 | 0.77 | 0 | -0.3 | 1.06 | 0.032 | 0 | 0.031 | PreCW-Front-GasDHW-ElecDry | Appl-CW-Front-GasDHW-ElecDry-Tier3AnySFm1996CZ12DEER2017 | 0
42958.3843 | Appl-CW-Front-GasDHW-ElecDry-Tier3 | SFm | 1996 | CZ13 | rDXGF | -1 | Household | 1 | 2032 | 243 | 0 | 0 | 240 | 0 | 2.7 | 0 | -0.1 | 0.1 | -0.3 | 0.3 | 0 | 0 | 0 | 0 | 0.51 | 0 | -0.44 | 0.94 | 0.036 | 0 | 0.034 | 222 | 0 | 0 | 220 | 0 | 2 | 0 | -0.1 | 0 | -0.2 | 0.3 | 0 | 0 | 0 | 0 | 0.7 | 0 | -0.33 | 1.02 | 0.033 | 0 | 0.031 | PreCW-Front-GasDHW-ElecDry | Appl-CW-Front-GasDHW-ElecDry-Tier3AnySFm1996CZ13DEER2017 | 0
42958.3843 | Appl-CW-Front-GasDHW-ElecDry-Tier3 | SFm | 1996 | CZ14 | rDXGF | -1 | Household | 1 | 1758 | 243 | 0 | 0 | 240 | 0 | 2.9 | 0 | -0.1 | 0.1 | -0.2 | 0.4 | 0 | 0 | 0 | 0 | 0.54 | 0 | -0.41 | 0.96 | 0.035 | 0 | 0.033 | 222 | 0 | 0 | 220 | 0 | 2.3 | 0 | -0.1 | 0.1 | -0.1 | 0.3 | 0 | 0 | 0 | 0 | 0.73 | 0 | -0.31 | 1.04 | 0.031 | 0 | 0.03 | PreCW-Front-GasDHW-ElecDry | Appl-CW-Front-GasDHW-ElecDry-Tier3AnySFm1996CZ14DEER2017 | 0
42958.3843 | Appl-CW-Front-GasDHW-ElecDry-Tier3 | SFm | 1996 | CZ15 | rDXGF | -1 | Household | 1 | 1758 | 244 | 0 | 0 | 240 | 0 | 4 | 0 | 0 | 0.3 | -0.1 | 0.5 | 0 | 0 | 0 | 0 | 0.59 | 0 | -0.2 | 0.8 | 0.035 | 0 | 0.033 | 223 | 0 | 0 | 220 | 0 | 3.1 | 0 | 0 | 0.2 | 0 | 0.4 | 0 | 0 | 0 | 0 | 0.71 | 0 | -0.15 | 0.86 | 0.031 | 0 | 0.03 | PreCW-Front-GasDHW-ElecDry | Appl-CW-Front-GasDHW-ElecDry-Tier3AnySFm1996CZ15DEER2017 | 0
42958.3843 | Appl-CW-Front-GasDHW-ElecDry-Tier3 | SFm | 1996 | CZ16 | rDXGF | -1 | Household | 1 | 2193 | 242 | 0 | 0 | 240 | 0 | 1.5 | 0 | 0 | 0 | -0.2 | 0.2 | 0 | 0 | 0 | 0 | 0.77 | 0 | -0.34 | 1.11 | 0.035 | 0 | 0.034 | 221 | 0 | 0 | 220 | 0 | 1.1 | 0 | 0 | 0 | -0.2 | 0.2 | 0 | 0 | 0 | 0 | 0.94 | 0 | -0.25 | 1.2 | 0.032 | 0 | 0.031 | PreCW-Front-GasDHW-ElecDry | Appl-CW-Front-GasDHW-ElecDry-Tier3AnySFm1996CZ16DEER2017 | 0
42958.3843 | Appl-CW-Front-GasDHW-ElecDry-Tier3 | SFm | 2003 | CZ01 | rDXGF | -1 | Household | 1 | 2295.6 | 240 | 0 | 0 | 240 | 0 | 0 | 0 | -0.1 | -0.2 | -0.2 | 0 | 0 | 0 | 0 | 0 | 0.65 | 0 | -0.47 | 1.11 | 0.033 | 0 | 0.033 | 220 | 0 | 0 | 220 | 0 | 0 | 0 | -0.1 | -0.2 | -0.2 | 0 | 0 | 0 | 0 | 0 | 0.86 | 0 | -0.35 | 1.2 | 0.03 | 0 | 0.03 | PreCW-Front-GasDHW-ElecDry | Appl-CW-Front-GasDHW-ElecDry-Tier3AnySFm2003CZ01DEER2017 | 0
42958.3843 | Appl-CW-Front-GasDHW-ElecDry-Tier3 | SFm | 2003 | CZ02 | rDXGF | -1 | Household | 1 | 1948.8 | 241 | 0 | 0 | 240 | 0 | 1.2 | 0 | 0 | 0 | -0.3 | 0.1 | 0 | 0 | 0 | 0 | 0.61 | 0 | -0.42 | 1.03 | 0.035 | 0 | 0.033 | 221 | 0 | 0 | 220 | 0 | 0.9 | 0 | 0 | 0 | -0.2 | 0.1 | 0 | 0 | 0 | 0 | 0.8 | 0 | -0.31 | 1.12 | 0.032 | 0 | 0.03 | PreCW-Front-GasDHW-ElecDry | Appl-CW-Front-GasDHW-ElecDry-Tier3AnySFm2003CZ02DEER2017 | 0
42958.3843 | Appl-CW-Front-GasDHW-ElecDry-Tier3 | SFm | 2003 | CZ03 | rDXGF | -1 | Household | 1 | 2295.6 | 240 | 0 | 0 | 240 | 0 | 0.5 | 0 | 0 | -0.2 | -0.2 | 0.1 | 0 | 0 | 0 | 0 | 0.58 | 0 | -0.46 | 1.04 | 0.035 | 0 | 0.033 | 220 | 0 | 0 | 220 | 0 | 0.3 | 0 | 0 | -0.2 | -0.1 | 0.1 | 0 | 0 | 0 | 0 | 0.78 | 0 | -0.35 | 1.13 | 0.032 | 0 | 0.03 | PreCW-Front-GasDHW-ElecDry | Appl-CW-Front-GasDHW-ElecDry-Tier3AnySFm2003CZ03DEER2017 | 0
42958.3843 | Appl-CW-Front-GasDHW-ElecDry-Tier3 | SFm | 2003 | CZ04 | rDXGF | -1 | Household | 1 | 2295.6 | 242 | 0 | 0 | 240 | 0 | 1.8 | 0 | -0.1 | 0.1 | -0.2 | 0.2 | 0 | 0 | 0 | 0 | 0.64 | 0 | -0.36 | 1 | 0.036 | 0 | 0.033 | 221 | 0 | 0 | 220 | 0 | 1.4 | 0 | -0.1 | 0.1 | -0.2 | 0.1 | 0 | 0 | 0 | 0 | 0.82 | 0 | -0.27 | 1.09 | 0.032 | 0 | 0.031 | PreCW-Front-GasDHW-ElecDry | Appl-CW-Front-GasDHW-ElecDry-Tier3AnySFm2003CZ04DEER2017 | 0
42958.3843 | Appl-CW-Front-GasDHW-ElecDry-Tier3 | SFm | 2003 | CZ05 | rDXGF | -1 | Household | 1 | 2295.6 | 240 | 0 | 0 | 240 | 0 | 0.3 | 0 | 0 | -0.2 | -0.3 | 0.1 | 0 | 0 | 0 | 0 | 0.47 | 0 | -0.58 | 1.05 | 0.035 | 0 | 0.033 | 220 | 0 | 0 | 220 | 0 | 0.2 | 0 | 0 | -0.2 | -0.2 | 0 | 0 | 0 | 0 | 0 | 0.71 | 0 | -0.43 | 1.14 | 0.032 | 0 | 0.03 | PreCW-Front-GasDHW-ElecDry | Appl-CW-Front-GasDHW-ElecDry-Tier3AnySFm2003CZ05DEER2017 | 0
42958.3843 | Appl-CW-Front-GasDHW-ElecDry-Tier3 | SFm | 2003 | CZ06 | rDXGF | -1 | Household | 1 | 2392.9 | 243 | 0 | 0 | 240 | 0 | 2.6 | 0 | -0.1 | 0.2 | -0.1 | 0.3 | 0 | 0 | 0 | 0 | 0.74 | 0 | -0.24 | 0.97 | 0.035 | 0 | 0.033 | 222 | 0 | 0 | 220 | 0 | 1.4 | 0 | -0.1 | 0.1 | -0.1 | 0.2 | 0 | 0 | 0 | 0 | 0.88 | 0 | -0.18 | 1.05 | 0.032 | 0 | 0.031 | PreCW-Front-GasDHW-ElecDry | Appl-CW-Front-GasDHW-ElecDry-Tier3AnySFm2003CZ06DEER2017 | 0
42958.3843 | Appl-CW-Front-GasDHW-ElecDry-Tier3 | SFm | 2003 | CZ07 | rDXGF | -1 | Household | 1 | 2392.9 | 242 | 0 | 0 | 240 | 0 | 2 | 0 | -0.1 | 0.2 | -0.1 | 0.3 | 0 | 0 | 0 | 0 | 0.65 | 0 | -0.32 | 0.96 | 0.035 | 0 | 0.033 | 222 | 0 | 0 | 220 | 0 | 1.5 | 0 | -0.1 | 0.1 | -0.1 | 0.2 | 0 | 0 | 0 | 0 | 0.81 | 0 | -0.25 | 1.05 | 0.032 | 0 | 0.03 | PreCW-Front-GasDHW-ElecDry | Appl-CW-Front-GasDHW-ElecDry-Tier3AnySFm2003CZ07DEER2017 | 0
42958.3843 | Appl-CW-Front-GasDHW-ElecDry-Tier3 | SFm | 2003 | CZ08 | rDXGF | -1 | Household | 1 | 2392.9 | 244 | 0 | 0 | 240 | 0 | 4 | 0 | 0 | 0.4 | -0.1 | 0.6 | 0 | 0 | 0 | 0 | 0.72 | 0 | -0.22 | 0.95 | 0.036 | 0 | 0.033 | 223 | 0 | 0 | 220 | 0 | 2.7 | 0 | 0 | 0.3 | -0.1 | 0.4 | 0 | 0 | 0 | 0 | 0.87 | 0 | -0.15 | 1.03 | 0.033 | 0 | 0.031 | PreCW-Front-GasDHW-ElecDry | Appl-CW-Front-GasDHW-ElecDry-Tier3AnySFm2003CZ08DEER2017 | 0
42958.3843 | Appl-CW-Front-GasDHW-ElecDry-Tier3 | SFm | 2003 | CZ09 | rDXGF | -1 | Household | 1 | 2422.9 | 242 | 0 | 0 | 240 | 0 | 2.4 | 0 | 0 | 0.1 | -0.1 | 0.3 | 0 | 0 | 0 | 0 | 0.65 | 0 | -0.3 | 0.95 | 0.035 | 0 | 0.033 | 222 | 0 | 0 | 220 | 0 | 1.7 | 0 | 0 | 0.1 | -0.1 | 0.2 | 0 | 0 | 0 | 0 | 0.8 | 0 | -0.23 | 1.03 | 0.032 | 0 | 0.03 | PreCW-Front-GasDHW-ElecDry | Appl-CW-Front-GasDHW-ElecDry-Tier3AnySFm2003CZ09DEER2017 | 0
42958.3843 | Appl-CW-Front-GasDHW-ElecDry-Tier3 | SFm | 2003 | CZ10 | rDXGF | -1 | Household | 1 | 1948.8 | 243 | 0 | 0 | 240 | 0 | 2.8 | 0 | -0.1 | 0.1 | -0.2 | 0.3 | 0 | 0 | 0 | 0 | 0.58 | 0 | -0.36 | 0.94 | 0.035 | 0 | 0.033 | 222 | 0 | 0 | 220 | 0 | 2.2 | 0 | -0.1 | 0.1 | -0.1 | 0.2 | 0 | 0 | 0 | 0 | 0.75 | 0 | -0.27 | 1.02 | 0.032 | 0 | 0.03 | PreCW-Front-GasDHW-ElecDry | Appl-CW-Front-GasDHW-ElecDry-Tier3AnySFm2003CZ10DEER2017 | 0
42958.3843 | Appl-CW-Front-GasDHW-ElecDry-Tier3 | SFm | 2003 | CZ11 | rDXGF | -1 | Household | 1 | 1948.8 | 242 | 0 | 0 | 240 | 0 | 2.4 | 0 | 0 | 0 | -0.2 | 0.2 | 0 | 0 | 0 | 0 | 0.56 | 0 | -0.4 | 0.96 | 0.035 | 0 | 0.033 | 222 | 0 | 0 | 220 | 0 | 1.8 | 0 | 0 | 0 | -0.1 | 0.2 | 0 | 0 | 0 | 0 | 0.74 | 0 | -0.29 | 1.04 | 0.032 | 0 | 0.03 | PreCW-Front-GasDHW-ElecDry | Appl-CW-Front-GasDHW-ElecDry-Tier3AnySFm2003CZ11DEER2017 | 0
42958.3843 | Appl-CW-Front-GasDHW-ElecDry-Tier3 | SFm | 2003 | CZ12 | rDXGF | -1 | Household | 1 | 1948.8 | 242 | 0 | 0 | 240 | 0 | 1.6 | 0 | 0 | 0 | -0.2 | 0.2 | 0 | 0 | 0 | 0 | 0.6 | 0 | -0.38 | 0.99 | 0.035 | 0 | 0.033 | 221 | 0 | 0 | 220 | 0 | 1.2 | 0 | 0 | 0 | -0.2 | 0.2 | 0 | 0 | 0 | 0 | 0.78 | 0 | -0.29 | 1.07 | 0.032 | 0 | 0.031 | PreCW-Front-GasDHW-ElecDry | Appl-CW-Front-GasDHW-ElecDry-Tier3AnySFm2003CZ12DEER2017 | 0
42958.3843 | Appl-CW-Front-GasDHW-ElecDry-Tier3 | SFm | 2003 | CZ13 | rDXGF | -1 | Household | 1 | 1948.8 | 242 | 0 | 0 | 240 | 0 | 2.2 | 0 | -0.1 | 0.1 | -0.2 | 0.2 | 0 | 0 | 0 | 0 | 0.55 | 0 | -0.4 | 0.95 | 0.035 | 0 | 0.033 | 222 | 0 | 0 | 220 | 0 | 1.7 | 0 | -0.1 | 0.1 | -0.2 | 0.2 | 0 | 0 | 0 | 0 | 0.73 | 0 | -0.3 | 1.03 | 0.032 | 0 | 0.03 | PreCW-Front-GasDHW-ElecDry | Appl-CW-Front-GasDHW-ElecDry-Tier3AnySFm2003CZ13DEER2017 | 0
42958.3843 | Appl-CW-Front-GasDHW-ElecDry-Tier3 | SFm | 2003 | CZ14 | rDXGF | -1 | Household | 1 | 2160.9 | 243 | 0 | 0 | 240 | 0 | 2.8 | 0 | 0 | 0.2 | -0.2 | 0.4 | 0 | 0 | 0 | 0 | 0.56 | 0 | -0.41 | 0.96 | 0.034 | 0 | 0.033 | 222 | 0 | 0 | 220 | 0 | 2.2 | 0 | 0 | 0.2 | -0.2 | 0.3 | 0 | 0 | 0 | 0 | 0.74 | 0 | -0.3 | 1.04 | 0.031 | 0 | 0.03 | PreCW-Front-GasDHW-ElecDry | Appl-CW-Front-GasDHW-ElecDry-Tier3AnySFm2003CZ14DEER2017 | 0
42958.3843 | Appl-CW-Front-GasDHW-ElecDry-Tier3 | SFm | 2003 | CZ15 | rDXGF | -1 | Household | 1 | 2160.9 | 243 | 0 | 0 | 240 | 0 | 3.2 | 0 | 0 | 0.2 | -0.1 | 0.4 | 0 | 0 | 0 | 0 | 0.6 | 0 | -0.19 | 0.79 | 0.034 | 0 | 0.034 | 223 | 0 | 0 | 220 | 0 | 2.4 | 0 | 0 | 0.2 | -0.1 | 0.3 | 0 | 0 | 0 | 0 | 0.72 | 0 | -0.14 | 0.86 | 0.031 | 0 | 0.031 | PreCW-Front-GasDHW-ElecDry | Appl-CW-Front-GasDHW-ElecDry-Tier3AnySFm2003CZ15DEER2017 | 0
42958.3843 | Appl-CW-Front-GasDHW-ElecDry-Tier3 | SFm | 2003 | CZ16 | rDXGF | -1 | Household | 1 | 2295.6 | 241 | 0 | 0 | 240 | 0 | 1.4 | 0 | -0.1 | 0 | -0.1 | 0.2 | 0 | 0 | 0 | 0 | 0.77 | 0 | -0.34 | 1.11 | 0.035 | 0 | 0.033 | 221 | 0 | 0 | 220 | 0 | 1.2 | 0 | -0.1 | 0 | -0.1 | 0.2 | 0 | 0 | 0 | 0 | 0.95 | 0 | -0.25 | 1.2 | 0.032 | 0 | 0.03 | PreCW-Front-GasDHW-ElecDry | Appl-CW-Front-GasDHW-ElecDry-Tier3AnySFm2003CZ16DEER2017 | 0
42958.3843 | Appl-CW-Front-GasDHW-ElecDry-Tier3 | SFm | 2007 | CZ01 | rDXGF | -1 | Household | 1 | 2295.6 | 240 | 0 | 0 | 240 | 0 | 0 | 0 | -0.1 | -0.2 | -0.2 | 0 | 0 | 0 | 0 | 0 | 0.65 | 0 | -0.47 | 1.11 | 0.034 | 0 | 0.033 | 220 | 0 | 0 | 220 | 0 | 0 | 0 | -0.1 | -0.2 | -0.2 | 0 | 0 | 0 | 0 | 0 | 0.86 | 0 | -0.35 | 1.2 | 0.031 | 0 | 0.03 | PreCW-Front-GasDHW-ElecDry | Appl-CW-Front-GasDHW-ElecDry-Tier3AnySFm2007CZ01DEER2017 | 0
42958.3843 | Appl-CW-Front-GasDHW-ElecDry-Tier3 | SFm | 2007 | CZ02 | rDXGF | -1 | Household | 1 | 1948.8 | 241 | 0 | 0 | 240 | 0 | 1.1 | 0 | -0.1 | -0.1 | -0.2 | 0.1 | 0 | 0 | 0 | 0 | 0.52 | 0 | -0.5 | 1.04 | 0.035 | 0 | 0.034 | 221 | 0 | 0 | 220 | 0 | 0.9 | 0 | -0.1 | 0 | -0.1 | 0.1 | 0 | 0 | 0 | 0 | 0.74 | 0 | -0.37 | 1.13 | 0.032 | 0 | 0.031 | PreCW-Front-GasDHW-ElecDry | Appl-CW-Front-GasDHW-ElecDry-Tier3AnySFm2007CZ02DEER2017 | 0
42958.3843 | Appl-CW-Front-GasDHW-ElecDry-Tier3 | SFm | 2007 | CZ03 | rDXGF | -1 | Household | 1 | 2295.6 | 240 | 0 | 0 | 240 | 0 | 0.4 | 0 | -0.1 | -0.2 | -0.2 | 0.1 | 0 | 0 | 0 | 0 | 0.57 | 0 | -0.47 | 1.04 | 0.035 | 0 | 0.033 | 220 | 0 | 0 | 220 | 0 | 0.3 | 0 | -0.1 | -0.2 | -0.1 | 0.1 | 0 | 0 | 0 | 0 | 0.77 | 0 | -0.35 | 1.12 | 0.032 | 0 | 0.031 | PreCW-Front-GasDHW-ElecDry | Appl-CW-Front-GasDHW-ElecDry-Tier3AnySFm2007CZ03DEER2017 | 0
42958.3843 | Appl-CW-Front-GasDHW-ElecDry-Tier3 | SFm | 2007 | CZ04 | rDXGF | -1 | Household | 1 | 2295.6 | 241 | 0 | 0 | 240 | 0 | 1.4 | 0 | -0.1 | 0 | -0.2 | 0.2 | 0 | 0 | 0 | 0 | 0.61 | 0 | -0.39 | 1.01 | 0.035 | 0 | 0.033 | 221 | 0 | 0 | 220 | 0 | 1.1 | 0 | -0.1 | 0 | -0.2 | 0.2 | 0 | 0 | 0 | 0 | 0.8 | 0 | -0.28 | 1.09 | 0.032 | 0 | 0.031 | PreCW-Front-GasDHW-ElecDry | Appl-CW-Front-GasDHW-ElecDry-Tier3AnySFm2007CZ04DEER2017 | 0
42958.3843 | Appl-CW-Front-GasDHW-ElecDry-Tier3 | SFm | 2007 | CZ05 | rDXGF | -1 | Household | 1 | 2295.6 | 240 | 0 | 0 | 240 | 0 | 0.3 | 0 | -0.1 | -0.2 | -0.2 | 0 | 0 | 0 | 0 | 0 | 0.53 | 0 | -0.53 | 1.05 | 0.035 | 0 | 0.033 | 220 | 0 | 0 | 220 | 0 | 0.2 | 0 | -0.1 | -0.2 | -0.2 | 0 | 0 | 0 | 0 | 0 | 0.74 | 0 | -0.41 | 1.14 | 0.032 | 0 | 0.03 | PreCW-Front-GasDHW-ElecDry | Appl-CW-Front-GasDHW-ElecDry-Tier3AnySFm2007CZ05DEER2017 | 0
42958.3843 | Appl-CW-Front-GasDHW-ElecDry-Tier3 | SFm | 2007 | CZ06 | rDXGF | -1 | Household | 1 | 2392.9 | 242 | 0 | 0 | 240 | 0 | 2 | 0 | -0.1 | 0.2 | -0.1 | 0.4 | 0 | 0 | 0 | 0 | 0.67 | 0 | -0.3 | 0.98 | 0.035 | 0 | 0.033 | 221 | 0 | 0 | 220 | 0 | 1.1 | 0 | -0.1 | 0.1 | -0.1 | 0.2 | 0 | 0 | 0 | 0 | 0.84 | 0 | -0.22 | 1.06 | 0.032 | 0 | 0.03 | PreCW-Front-GasDHW-ElecDry | Appl-CW-Front-GasDHW-ElecDry-Tier3AnySFm2007CZ06DEER2017 | 0
42958.3843 | Appl-CW-Front-GasDHW-ElecDry-Tier3 | SFm | 2007 | CZ07 | rDXGF | -1 | Household | 1 | 2392.9 | 243 | 0 | 0 | 240 | 0 | 2.5 | 0 | 0 | 0.4 | -0.1 | 0.5 | 0 | 0 | 0 | 0 | 0.69 | 0 | -0.27 | 0.96 | 0.035 | 0 | 0.033 | 222 | 0 | 0 | 220 | 0 | 2.1 | 0 | 0 | 0.3 | -0.1 | 0.4 | 0 | 0 | 0 | 0 | 0.83 | 0 | -0.21 | 1.04 | 0.032 | 0 | 0.03 | PreCW-Front-GasDHW-ElecDry | Appl-CW-Front-GasDHW-ElecDry-Tier3AnySFm2007CZ07DEER2017 | 0
42958.3843 | Appl-CW-Front-GasDHW-ElecDry-Tier3 | SFm | 2007 | CZ08 | rDXGF | -1 | Household | 1 | 2392.9 | 243 | 0 | 0 | 240 | 0 | 2.9 | 0 | 0 | 0.4 | -0.1 | 0.5 | 0 | 0 | 0 | 0 | 0.74 | 0 | -0.22 | 0.95 | 0.035 | 0 | 0.033 | 223 | 0 | 0 | 220 | 0 | 2.4 | 0 | 0 | 0.4 | 0 | 0.4 | 0 | 0 | 0 | 0 | 0.89 | 0 | -0.14 | 1.03 | 0.033 | 0 | 0.03 | PreCW-Front-GasDHW-ElecDry | Appl-CW-Front-GasDHW-ElecDry-Tier3AnySFm2007CZ08DEER2017 | 0
42958.3843 | Appl-CW-Front-GasDHW-ElecDry-Tier3 | SFm | 2007 | CZ09 | rDXGF | -1 | Household | 1 | 2422.9 | 242 | 0 | 0 | 240 | 0 | 2 | 0 | 0 | 0.2 | -0.1 | 0.3 | 0 | 0 | 0 | 0 | 0.67 | 0 | -0.28 | 0.95 | 0.034 | 0 | 0.034 | 222 | 0 | 0 | 220 | 0 | 1.5 | 0 | 0 | 0.2 | -0.1 | 0.3 | 0 | 0 | 0 | 0 | 0.82 | 0 | -0.21 | 1.03 | 0.031 | 0 | 0.031 | PreCW-Front-GasDHW-ElecDry | Appl-CW-Front-GasDHW-ElecDry-Tier3AnySFm2007CZ09DEER2017 | 0
42958.3843 | Appl-CW-Front-GasDHW-ElecDry-Tier3 | SFm | 2007 | CZ10 | rDXGF | -1 | Household | 1 | 1948.8 | 242 | 0 | 0 | 240 | 0 | 2.3 | 0 | 0 | 0.2 | -0.2 | 0.3 | 0 | 0 | 0 | 0 | 0.59 | 0 | -0.36 | 0.94 | 0.034 | 0 | 0.033 | 222 | 0 | 0 | 220 | 0 | 1.8 | 0 | 0 | 0.2 | -0.2 | 0.2 | 0 | 0 | 0 | 0 | 0.76 | 0 | -0.27 | 1.02 | 0.031 | 0 | 0.03 | PreCW-Front-GasDHW-ElecDry | Appl-CW-Front-GasDHW-ElecDry-Tier3AnySFm2007CZ10DEER2017 | 0
42958.3843 | Appl-CW-Front-GasDHW-ElecDry-Tier3 | SFm | 2007 | CZ11 | rDXGF | -1 | Household | 1 | 1948.8 | 242 | 0 | 0 | 240 | 0 | 2 | 0 | 0 | 0.1 | -0.2 | 0.3 | 0 | 0 | 0 | 0 | 0.55 | 0 | -0.41 | 0.95 | 0.034 | 0 | 0.033 | 222 | 0 | 0 | 220 | 0 | 1.5 | 0 | 0 | 0.1 | -0.2 | 0.2 | 0 | 0 | 0 | 0 | 0.72 | 0 | -0.32 | 1.03 | 0.031 | 0 | 0.031 | PreCW-Front-GasDHW-ElecDry | Appl-CW-Front-GasDHW-ElecDry-Tier3AnySFm2007CZ11DEER2017 | 0
42958.3843 | Appl-CW-Front-GasDHW-ElecDry-Tier3 | SFm | 2007 | CZ12 | rDXGF | -1 | Household | 1 | 1948.8 | 242 | 0 | 0 | 240 | 0 | 1.6 | 0 | -0.1 | 0.1 | -0.2 | 0.3 | 0 | 0 | 0 | 0 | 0.61 | 0 | -0.37 | 0.99 | 0.034 | 0 | 0.033 | 221 | 0 | 0 | 220 | 0 | 1.3 | 0 | -0.1 | 0.1 | -0.1 | 0.2 | 0 | 0 | 0 | 0 | 0.79 | 0 | -0.28 | 1.07 | 0.031 | 0 | 0.03 | PreCW-Front-GasDHW-ElecDry | Appl-CW-Front-GasDHW-ElecDry-Tier3AnySFm2007CZ12DEER2017 | 0
42958.3843 | Appl-CW-Front-GasDHW-ElecDry-Tier3 | SFm | 2007 | CZ13 | rDXGF | -1 | Household | 1 | 1948.8 | 243 | 0 | 0 | 240 | 0 | 2.5 | 0 | -0.1 | 0.2 | -0.2 | 0.4 | 0 | 0 | 0 | 0 | 0.59 | 0 | -0.34 | 0.94 | 0.035 | 0 | 0.033 | 222 | 0 | 0 | 220 | 0 | 2.1 | 0 | 0 | 0.2 | -0.2 | 0.4 | 0 | 0 | 0 | 0 | 0.76 | 0 | -0.26 | 1.02 | 0.032 | 0 | 0.03 | PreCW-Front-GasDHW-ElecDry | Appl-CW-Front-GasDHW-ElecDry-Tier3AnySFm2007CZ13DEER2017 | 0
42958.3843 | Appl-CW-Front-GasDHW-ElecDry-Tier3 | SFm | 2007 | CZ14 | rDXGF | -1 | Household | 1 | 2160.9 | 243 | 0 | 0 | 240 | 0 | 2.5 | 0 | -0.1 | 0.1 | -0.2 | 0.4 | 0 | 0 | 0 | 0 | 0.52 | 0 | -0.45 | 0.96 | 0.034 | 0 | 0.033 | 222 | 0 | 0 | 220 | 0 | 1.9 | 0 | 0 | 0.1 | -0.2 | 0.3 | 0 | 0 | 0 | 0 | 0.71 | 0 | -0.34 | 1.04 | 0.031 | 0 | 0.03 | PreCW-Front-GasDHW-ElecDry | Appl-CW-Front-GasDHW-ElecDry-Tier3AnySFm2007CZ14DEER2017 | 0
42958.3843 | Appl-CW-Front-GasDHW-ElecDry-Tier3 | SFm | 2007 | CZ15 | rDXGF | -1 | Household | 1 | 2160.9 | 243 | 0 | 0 | 240 | 0 | 3 | 0 | 0 | 0.3 | -0.1 | 0.4 | 0 | 0 | 0 | 0 | 0.62 | 0 | -0.18 | 0.79 | 0.034 | 0 | 0.033 | 223 | 0 | 0 | 220 | 0 | 2.4 | 0 | 0 | 0.3 | -0.1 | 0.3 | 0 | 0 | 0 | 0 | 0.73 | 0 | -0.13 | 0.85 | 0.031 | 0 | 0.03 | PreCW-Front-GasDHW-ElecDry | Appl-CW-Front-GasDHW-ElecDry-Tier3AnySFm2007CZ15DEER2017 | 0
42958.3843 | Appl-CW-Front-GasDHW-ElecDry-Tier3 | SFm | 2007 | CZ16 | rDXGF | -1 | Household | 1 | 2295.6 | 241 | 0 | 0 | 240 | 0 | 0.8 | 0 | 0 | 0 | -0.1 | 0.1 | 0 | 0 | 0 | 0 | 0.77 | 0 | -0.33 | 1.11 | 0.034 | 0 | 0.033 | 221 | 0 | 0 | 220 | 0 | 0.6 | 0 | 0 | 0 | -0.1 | 0.1 | 0 | 0 | 0 | 0 | 0.95 | 0 | -0.25 | 1.2 | 0.031 | 0 | 0.03 | PreCW-Front-GasDHW-ElecDry | Appl-CW-Front-GasDHW-ElecDry-Tier3AnySFm2007CZ16DEER2017 | 0
42958.3843 | Appl-CW-Front-GasDHW-ElecDry-Tier3 | SFm | 2011 | CZ01 | rDXGF | -1 | Household | 1 | 2295.6 | 240 | 0 | 0 | 240 | 0 | 0 | 0 | -0.1 | -0.2 | -0.2 | 0 | 0 | 0 | 0 | 0 | 0.68 | 0 | -0.43 | 1.11 | 0.033 | 0 | 0.034 | 220 | 0 | 0 | 220 | 0 | 0 | 0 | -0.1 | -0.2 | -0.2 | 0 | 0 | 0 | 0 | 0 | 0.88 | 0 | -0.33 | 1.2 | 0.03 | 0 | 0.031 | PreCW-Front-GasDHW-ElecDry | Appl-CW-Front-GasDHW-ElecDry-Tier3AnySFm2011CZ01DEER2017 | 0
42958.3843 | Appl-CW-Front-GasDHW-ElecDry-Tier3 | SFm | 2011 | CZ02 | rDXGF | -1 | Household | 1 | 1948.8 | 241 | 0 | 0 | 240 | 0 | 1.1 | 0 | -0.1 | 0 | -0.3 | 0.2 | 0 | 0 | 0 | 0 | 0.56 | 0 | -0.48 | 1.04 | 0.035 | 0 | 0.033 | 221 | 0 | 0 | 220 | 0 | 0.8 | 0 | 0 | 0 | -0.2 | 0.1 | 0 | 0 | 0 | 0 | 0.76 | 0 | -0.36 | 1.12 | 0.032 | 0 | 0.031 | PreCW-Front-GasDHW-ElecDry | Appl-CW-Front-GasDHW-ElecDry-Tier3AnySFm2011CZ02DEER2017 | 0
42958.3843 | Appl-CW-Front-GasDHW-ElecDry-Tier3 | SFm | 2011 | CZ03 | rDXGF | -1 | Household | 1 | 2295.6 | 240 | 0 | 0 | 240 | 0 | 0.6 | 0 | -0.1 | -0.1 | -0.2 | 0.1 | 0 | 0 | 0 | 0 | 0.58 | 0 | -0.46 | 1.04 | 0.035 | 0 | 0.033 | 220 | 0 | 0 | 220 | 0 | 0.5 | 0 | -0.1 | 0 | -0.1 | 0.1 | 0 | 0 | 0 | 0 | 0.78 | 0 | -0.34 | 1.13 | 0.032 | 0 | 0.031 | PreCW-Front-GasDHW-ElecDry | Appl-CW-Front-GasDHW-ElecDry-Tier3AnySFm2011CZ03DEER2017 | 0
42958.3843 | Appl-CW-Front-GasDHW-ElecDry-Tier3 | SFm | 2011 | CZ04 | rDXGF | -1 | Household | 1 | 2295.6 | 242 | 0 | 0 | 240 | 0 | 1.8 | 0 | -0.1 | 0.1 | -0.2 | 0.3 | 0 | 0 | 0 | 0 | 0.62 | 0 | -0.38 | 1 | 0.036 | 0 | 0.033 | 222 | 0 | 0 | 220 | 0 | 1.5 | 0 | -0.1 | 0.1 | -0.1 | 0.3 | 0 | 0 | 0 | 0 | 0.81 | 0 | -0.29 | 1.08 | 0.032 | 0 | 0.03 | PreCW-Front-GasDHW-ElecDry | Appl-CW-Front-GasDHW-ElecDry-Tier3AnySFm2011CZ04DEER2017 | 0
42958.3843 | Appl-CW-Front-GasDHW-ElecDry-Tier3 | SFm | 2011 | CZ05 | rDXGF | -1 | Household | 1 | 2295.6 | 240 | 0 | 0 | 240 | 0 | 0.1 | 0 | 0 | -0.2 | -0.2 | 0 | 0 | 0 | 0 | 0 | 0.55 | 0 | -0.5 | 1.05 | 0.035 | 0 | 0.033 | 220 | 0 | 0 | 220 | 0 | 0.1 | 0 | 0 | -0.2 | -0.1 | 0 | 0 | 0 | 0 | 0 | 0.78 | 0 | -0.36 | 1.14 | 0.031 | 0 | 0.031 | PreCW-Front-GasDHW-ElecDry | Appl-CW-Front-GasDHW-ElecDry-Tier3AnySFm2011CZ05DEER2017 | 0
42958.3843 | Appl-CW-Front-GasDHW-ElecDry-Tier3 | SFm | 2011 | CZ06 | rDXGF | -1 | Household | 1 | 2392.9 | 241 | 0 | 0 | 240 | 0 | 1.3 | 0 | 0 | 0.1 | -0.2 | 0.2 | 0 | 0 | 0 | 0 | 0.63 | 0 | -0.34 | 0.98 | 0.035 | 0 | 0.033 | 221 | 0 | 0 | 220 | 0 | 0.9 | 0 | 0 | 0.1 | -0.1 | 0.1 | 0 | 0 | 0 | 0 | 0.8 | 0 | -0.25 | 1.06 | 0.032 | 0 | 0.03 | PreCW-Front-GasDHW-ElecDry | Appl-CW-Front-GasDHW-ElecDry-Tier3AnySFm2011CZ06DEER2017 | 0
42958.3843 | Appl-CW-Front-GasDHW-ElecDry-Tier3 | SFm | 2011 | CZ07 | rDXGF | -1 | Household | 1 | 2392.9 | 242 | 0 | 0 | 240 | 0 | 2 | 0 | 0 | 0.3 | -0.1 | 0.3 | 0 | 0 | 0 | 0 | 0.75 | 0 | -0.22 | 0.96 | 0.034 | 0 | 0.033 | 222 | 0 | 0 | 220 | 0 | 1.5 | 0 | 0 | 0.2 | 0 | 0.2 | 0 | 0 | 0 | 0 | 0.89 | 0 | -0.16 | 1.04 | 0.03 | 0 | 0.03 | PreCW-Front-GasDHW-ElecDry | Appl-CW-Front-GasDHW-ElecDry-Tier3AnySFm2011CZ07DEER2017 | 0
42958.3843 | Appl-CW-Front-GasDHW-ElecDry-Tier3 | SFm | 2011 | CZ08 | rDXGF | -1 | Household | 1 | 2392.9 | 243 | 0 | 0 | 240 | 0 | 3 | 0 | 0 | 0.4 | -0.1 | 0.6 | 0 | 0 | 0 | 0 | 0.74 | 0 | -0.21 | 0.95 | 0.034 | 0 | 0.034 | 223 | 0 | 0 | 220 | 0 | 2.5 | 0 | 0 | 0.4 | -0.1 | 0.5 | 0 | 0 | 0 | 0 | 0.87 | 0 | -0.15 | 1.03 | 0.031 | 0 | 0.031 | PreCW-Front-GasDHW-ElecDry | Appl-CW-Front-GasDHW-ElecDry-Tier3AnySFm2011CZ08DEER2017 | 0
42958.3843 | Appl-CW-Front-GasDHW-ElecDry-Tier3 | SFm | 2011 | CZ09 | rDXGF | -1 | Household | 1 | 2422.9 | 242 | 0 | 0 | 240 | 0 | 1.7 | 0 | -0.1 | 0.1 | -0.2 | 0.3 | 0 | 0 | 0 | 0 | 0.71 | 0 | -0.25 | 0.95 | 0.034 | 0 | 0.033 | 221 | 0 | 0 | 220 | 0 | 1.2 | 0 | -0.1 | 0.1 | -0.1 | 0.2 | 0 | 0 | 0 | 0 | 0.85 | 0 | -0.19 | 1.03 | 0.031 | 0 | 0.03 | PreCW-Front-GasDHW-ElecDry | Appl-CW-Front-GasDHW-ElecDry-Tier3AnySFm2011CZ09DEER2017 | 0
42958.3843 | Appl-CW-Front-GasDHW-ElecDry-Tier3 | SFm | 2011 | CZ10 | rDXGF | -1 | Household | 1 | 1948.8 | 243 | 0 | 0 | 240 | 0 | 2.4 | 0 | -0.1 | 0.2 | -0.2 | 0.4 | 0 | 0 | 0 | 0 | 0.59 | 0 | -0.36 | 0.95 | 0.034 | 0 | 0.033 | 222 | 0 | 0 | 220 | 0 | 1.9 | 0 | -0.1 | 0.1 | -0.2 | 0.3 | 0 | 0 | 0 | 0 | 0.75 | 0 | -0.27 | 1.02 | 0.031 | 0 | 0.03 | PreCW-Front-GasDHW-ElecDry | Appl-CW-Front-GasDHW-ElecDry-Tier3AnySFm2011CZ10DEER2017 | 0
42958.3843 | Appl-CW-Front-GasDHW-ElecDry-Tier3 | SFm | 2011 | CZ11 | rDXGF | -1 | Household | 1 | 1948.8 | 242 | 0 | 0 | 240 | 0 | 2.1 | 0 | 0 | 0.1 | -0.2 | 0.3 | 0 | 0 | 0 | 0 | 0.55 | 0 | -0.4 | 0.96 | 0.034 | 0 | 0.033 | 222 | 0 | 0 | 220 | 0 | 1.6 | 0 | 0 | 0.1 | -0.2 | 0.2 | 0 | 0 | 0 | 0 | 0.74 | 0 | -0.29 | 1.04 | 0.031 | 0 | 0.03 | PreCW-Front-GasDHW-ElecDry | Appl-CW-Front-GasDHW-ElecDry-Tier3AnySFm2011CZ11DEER2017 | 0
42958.3843 | Appl-CW-Front-GasDHW-ElecDry-Tier3 | SFm | 2011 | CZ12 | rDXGF | -1 | Household | 1 | 1948.8 | 242 | 0 | 0 | 240 | 0 | 1.6 | 0 | -0.1 | 0.1 | -0.2 | 0.3 | 0 | 0 | 0 | 0 | 0.63 | 0 | -0.35 | 0.99 | 0.034 | 0 | 0.033 | 221 | 0 | 0 | 220 | 0 | 1.3 | 0 | -0.1 | 0.1 | -0.2 | 0.2 | 0 | 0 | 0 | 0 | 0.8 | 0 | -0.27 | 1.07 | 0.031 | 0 | 0.03 | PreCW-Front-GasDHW-ElecDry | Appl-CW-Front-GasDHW-ElecDry-Tier3AnySFm2011CZ12DEER2017 | 0
42958.3843 | Appl-CW-Front-GasDHW-ElecDry-Tier3 | SFm | 2011 | CZ13 | rDXGF | -1 | Household | 1 | 1948.8 | 242 | 0 | 0 | 240 | 0 | 2.4 | 0 | -0.1 | 0.2 | -0.2 | 0.3 | 0 | 0 | 0 | 0 | 0.61 | 0 | -0.33 | 0.94 | 0.035 | 0 | 0.033 | 222 | 0 | 0 | 220 | 0 | 1.9 | 0 | -0.1 | 0.2 | -0.2 | 0.3 | 0 | 0 | 0 | 0 | 0.77 | 0 | -0.25 | 1.02 | 0.032 | 0 | 0.03 | PreCW-Front-GasDHW-ElecDry | Appl-CW-Front-GasDHW-ElecDry-Tier3AnySFm2011CZ13DEER2017 | 0
42958.3843 | Appl-CW-Front-GasDHW-ElecDry-Tier3 | SFm | 2011 | CZ14 | rDXGF | -1 | Household | 1 | 2160.9 | 243 | 0 | 0 | 240 | 0 | 2.5 | 0 | 0 | 0.2 | -0.2 | 0.4 | 0 | 0 | 0 | 0 | 0.56 | 0 | -0.41 | 0.96 | 0.034 | 0 | 0.033 | 222 | 0 | 0 | 220 | 0 | 1.9 | 0 | 0 | 0.2 | -0.1 | 0.3 | 0 | 0 | 0 | 0 | 0.74 | 0 | -0.31 | 1.04 | 0.031 | 0 | 0.03 | PreCW-Front-GasDHW-ElecDry | Appl-CW-Front-GasDHW-ElecDry-Tier3AnySFm2011CZ14DEER2017 | 0
42958.3843 | Appl-CW-Front-GasDHW-ElecDry-Tier3 | SFm | 2011 | CZ15 | rDXGF | -1 | Household | 1 | 2160.9 | 243 | 0 | 0 | 240 | 0 | 2.8 | 0 | 0 | 0.3 | -0.1 | 0.4 | 0 | 0 | 0 | 0 | 0.61 | 0 | -0.19 | 0.8 | 0.034 | 0 | 0.033 | 222 | 0 | 0 | 220 | 0 | 2.2 | 0 | 0 | 0.2 | -0.1 | 0.3 | 0 | 0 | 0 | 0 | 0.73 | 0 | -0.13 | 0.86 | 0.032 | 0 | 0.03 | PreCW-Front-GasDHW-ElecDry | Appl-CW-Front-GasDHW-ElecDry-Tier3AnySFm2011CZ15DEER2017 | 0
42958.3843 | Appl-CW-Front-GasDHW-ElecDry-Tier3 | SFm | 2011 | CZ16 | rDXGF | -1 | Household | 1 | 2295.6 | 241 | 0 | 0 | 240 | 0 | 1 | 0 | -0.1 | 0 | -0.2 | 0.2 | 0 | 0 | 0 | 0 | 0.78 | 0 | -0.33 | 1.1 | 0.034 | 0 | 0.033 | 221 | 0 | 0 | 220 | 0 | 0.8 | 0 | -0.1 | 0 | -0.1 | 0.1 | 0 | 0 | 0 | 0 | 0.95 | 0 | -0.26 | 1.2 | 0.031 | 0 | 0.03 | PreCW-Front-GasDHW-ElecDry | Appl-CW-Front-GasDHW-ElecDry-Tier3AnySFm2011CZ16DEER2017 | 0
42958.3843 | Appl-CW-Front-GasDHW-ElecDry-Tier3 | SFm | 2015 | CZ01 | rDXGF | -1 | Household | 1 | 2295.6 | 240 | 0 | 0 | 240 | 0 | 0 | 0 | -0.1 | -0.2 | -0.2 | 0 | 0 | 0 | 0 | 0 | 0.7 | 0 | -0.41 | 1.11 | 0.033 | 0 | 0.033 | 220 | 0 | 0 | 220 | 0 | 0 | 0 | -0.1 | -0.1 | -0.1 | 0 | 0 | 0 | 0 | 0 | 0.9 | 0 | -0.31 | 1.2 | 0.03 | 0 | 0.03 | PreCW-Front-GasDHW-ElecDry | Appl-CW-Front-GasDHW-ElecDry-Tier3AnySFm2015CZ01DEER2017 | 0
42958.3843 | Appl-CW-Front-GasDHW-ElecDry-Tier3 | SFm | 2015 | CZ02 | rDXGF | -1 | Household | 1 | 1948.8 | 241 | 0 | 0 | 240 | 0 | 1.1 | 0 | -0.1 | -0.1 | -0.2 | 0.1 | 0 | 0 | 0 | 0 | 0.55 | 0 | -0.48 | 1.04 | 0.035 | 0 | 0.034 | 221 | 0 | 0 | 220 | 0 | 0.8 | 0 | -0.1 | -0.1 | -0.1 | 0.1 | 0 | 0 | 0 | 0 | 0.75 | 0 | -0.37 | 1.12 | 0.032 | 0 | 0.031 | PreCW-Front-GasDHW-ElecDry | Appl-CW-Front-GasDHW-ElecDry-Tier3AnySFm2015CZ02DEER2017 | 0
42958.3843 | Appl-CW-Front-GasDHW-ElecDry-Tier3 | SFm | 2015 | CZ03 | rDXGF | -1 | Household | 1 | 2295.6 | 240 | 0 | 0 | 240 | 0 | 0.3 | 0 | 0 | -0.1 | -0.2 | 0.1 | 0 | 0 | 0 | 0 | 0.65 | 0 | -0.39 | 1.03 | 0.034 | 0 | 0.033 | 220 | 0 | 0 | 220 | 0 | 0.3 | 0 | 0 | -0.1 | -0.2 | 0.1 | 0 | 0 | 0 | 0 | 0.83 | 0 | -0.3 | 1.12 | 0.031 | 0 | 0.03 | PreCW-Front-GasDHW-ElecDry | Appl-CW-Front-GasDHW-ElecDry-Tier3AnySFm2015CZ03DEER2017 | 0
42958.3843 | Appl-CW-Front-GasDHW-ElecDry-Tier3 | SFm | 2015 | CZ04 | rDXGF | -1 | Household | 1 | 2295.6 | 241 | 0 | 0 | 240 | 0 | 1.2 | 0 | 0 | 0 | -0.2 | 0.2 | 0 | 0 | 0 | 0 | 0.61 | 0 | -0.4 | 1 | 0.035 | 0 | 0.033 | 221 | 0 | 0 | 220 | 0 | 0.9 | 0 | 0 | 0 | -0.1 | 0.1 | 0 | 0 | 0 | 0 | 0.79 | 0 | -0.3 | 1.09 | 0.032 | 0 | 0.03 | PreCW-Front-GasDHW-ElecDry | Appl-CW-Front-GasDHW-ElecDry-Tier3AnySFm2015CZ04DEER2017 | 0
42958.3843 | Appl-CW-Front-GasDHW-ElecDry-Tier3 | SFm | 2015 | CZ05 | rDXGF | -1 | Household | 1 | 2295.6 | 240 | 0 | 0 | 240 | 0 | 0.5 | 0 | 0 | 0 | -0.1 | 0.1 | 0 | 0 | 0 | 0 | 0.61 | 0 | -0.44 | 1.05 | 0.034 | 0 | 0.034 | 220 | 0 | 0 | 220 | 0 | 0.2 | 0 | 0 | 0 | -0.1 | 0 | 0 | 0 | 0 | 0 | 0.81 | 0 | -0.32 | 1.14 | 0.031 | 0 | 0.031 | PreCW-Front-GasDHW-ElecDry | Appl-CW-Front-GasDHW-ElecDry-Tier3AnySFm2015CZ05DEER2017 | 0
42958.3843 | Appl-CW-Front-GasDHW-ElecDry-Tier3 | SFm | 2015 | CZ06 | rDXGF | -1 | Household | 1 | 2392.9 | 240 | 0 | 0 | 240 | 0 | 0.4 | 0 | 0 | -0.1 | -0.1 | 0.1 | 0 | 0 | 0 | 0 | 0.63 | 0 | -0.34 | 0.98 | 0.035 | 0 | 0.033 | 220 | 0 | 0 | 220 | 0 | 0.2 | 0 | 0 | -0.1 | -0.1 | 0 | 0 | 0 | 0 | 0 | 0.8 | 0 | -0.26 | 1.06 | 0.032 | 0 | 0.03 | PreCW-Front-GasDHW-ElecDry | Appl-CW-Front-GasDHW-ElecDry-Tier3AnySFm2015CZ06DEER2017 | 0
42958.3843 | Appl-CW-Front-GasDHW-ElecDry-Tier3 | SFm | 2015 | CZ07 | rDXGF | -1 | Household | 1 | 2392.9 | 242 | 0 | 0 | 240 | 0 | 2 | 0 | 0 | 0.2 | -0.1 | 0.3 | 0 | 0 | 0 | 0 | 0.7 | 0 | -0.27 | 0.96 | 0.033 | 0 | 0.033 | 221 | 0 | 0 | 220 | 0 | 1.2 | 0 | 0 | 0.1 | -0.1 | 0.2 | 0 | 0 | 0 | 0 | 0.84 | 0 | -0.21 | 1.04 | 0.03 | 0 | 0.031 | PreCW-Front-GasDHW-ElecDry | Appl-CW-Front-GasDHW-ElecDry-Tier3AnySFm2015CZ07DEER2017 | 0
42958.3843 | Appl-CW-Front-GasDHW-ElecDry-Tier3 | SFm | 2015 | CZ08 | rDXGF | -1 | Household | 1 | 2392.9 | 242 | 0 | 0 | 240 | 0 | 1 | 0 | 0 | 0.7 | -0.1 | 0.8 | 0 | 0 | 0 | 0 | 0.73 | 0 | -0.22 | 0.95 | 0.034 | 0 | 0.033 | 223 | 0 | 0 | 220 | 0 | 2.3 | 0 | 0 | 0.4 | 0 | 0.4 | 0 | 0 | 0 | 0 | 1 | 0 | -0.03 | 1.03 | 0.034 | 0 | 0.03 | PreCW-Front-GasDHW-ElecDry | Appl-CW-Front-GasDHW-ElecDry-Tier3AnySFm2015CZ08DEER2017 | 0
42958.3843 | Appl-CW-Front-GasDHW-ElecDry-Tier3 | SFm | 2015 | CZ09 | rDXGF | -1 | Household | 1 | 2422.9 | 241 | 0 | 0 | 240 | 0 | 1 | 0 | 0 | 0.5 | -0.1 | 0.7 | 0 | 0 | 0 | 0 | 0.7 | 0 | -0.25 | 0.95 | 0.034 | 0 | 0.034 | 221 | 0 | 0 | 220 | 0 | 0.9 | 0 | 0 | 0.4 | -0.1 | 0.5 | 0 | 0 | 0 | 0 | 0.84 | 0 | -0.19 | 1.03 | 0.031 | 0 | 0.031 | PreCW-Front-GasDHW-ElecDry | Appl-CW-Front-GasDHW-ElecDry-Tier3AnySFm2015CZ09DEER2017 | 0
42958.3843 | Appl-CW-Front-GasDHW-ElecDry-Tier3 | SFm | 2015 | CZ10 | rDXGF | -1 | Household | 1 | 1948.8 | 242 | 0 | 0 | 240 | 0 | 1.5 | 0 | -0.1 | 0.2 | -0.1 | 0.4 | 0 | 0 | 0 | 0 | 0.6 | 0 | -0.35 | 0.95 | 0.034 | 0 | 0.033 | 221 | 0 | 0 | 220 | 0 | 1.2 | 0 | -0.1 | 0.2 | -0.1 | 0.3 | 0 | 0 | 0 | 0 | 0.76 | 0 | -0.26 | 1.03 | 0.031 | 0 | 0.03 | PreCW-Front-GasDHW-ElecDry | Appl-CW-Front-GasDHW-ElecDry-Tier3AnySFm2015CZ10DEER2017 | 0
42958.3843 | Appl-CW-Front-GasDHW-ElecDry-Tier3 | SFm | 2015 | CZ11 | rDXGF | -1 | Household | 1 | 1948.8 | 242 | 0 | 0 | 240 | 0 | 1.6 | 0 | -0.1 | 0.1 | -0.2 | 0.3 | 0 | 0 | 0 | 0 | 0.55 | 0 | -0.41 | 0.95 | 0.034 | 0 | 0.033 | 221 | 0 | 0 | 220 | 0 | 1.2 | 0 | -0.1 | 0.1 | -0.1 | 0.2 | 0 | 0 | 0 | 0 | 0.73 | 0 | -0.31 | 1.03 | 0.031 | 0 | 0.03 | PreCW-Front-GasDHW-ElecDry | Appl-CW-Front-GasDHW-ElecDry-Tier3AnySFm2015CZ11DEER2017 | 0
42958.3843 | Appl-CW-Front-GasDHW-ElecDry-Tier3 | SFm | 2015 | CZ12 | rDXGF | -1 | Household | 1 | 1948.8 | 241 | 0 | 0 | 240 | 0 | 1 | 0 | -0.1 | 0.2 | -0.1 | 0.3 | 0 | 0 | 0 | 0 | 0.64 | 0 | -0.35 | 0.98 | 0.035 | 0 | 0.033 | 221 | 0 | 0 | 220 | 0 | 0.8 | 0 | 0 | 0.2 | -0.1 | 0.2 | 0 | 0 | 0 | 0 | 0.81 | 0 | -0.26 | 1.06 | 0.032 | 0 | 0.031 | PreCW-Front-GasDHW-ElecDry | Appl-CW-Front-GasDHW-ElecDry-Tier3AnySFm2015CZ12DEER2017 | 0
42958.3843 | Appl-CW-Front-GasDHW-ElecDry-Tier3 | SFm | 2015 | CZ13 | rDXGF | -1 | Household | 1 | 1948.8 | 242 | 0 | 0 | 240 | 0 | 1.6 | 0 | -0.1 | 0.3 | -0.1 | 0.5 | 0 | 0 | 0 | 0 | 0.62 | 0 | -0.32 | 0.94 | 0.035 | 0 | 0.033 | 221 | 0 | 0 | 220 | 0 | 1.2 | 0 | -0.1 | 0.2 | -0.1 | 0.4 | 0 | 0 | 0 | 0 | 0.78 | 0 | -0.24 | 1.02 | 0.032 | 0 | 0.03 | PreCW-Front-GasDHW-ElecDry | Appl-CW-Front-GasDHW-ElecDry-Tier3AnySFm2015CZ13DEER2017 | 0
42958.3843 | Appl-CW-Front-GasDHW-ElecDry-Tier3 | SFm | 2015 | CZ14 | rDXGF | -1 | Household | 1 | 2160.9 | 242 | 0 | 0 | 240 | 0 | 2.3 | 0 | -0.1 | 0.3 | -0.2 | 0.4 | 0 | 0 | 0 | 0 | 0.54 | 0 | -0.42 | 0.96 | 0.035 | 0 | 0.033 | 222 | 0 | 0 | 220 | 0 | 1.8 | 0 | 0 | 0.2 | -0.2 | 0.2 | 0 | 0 | 0 | 0 | 0.72 | 0 | -0.32 | 1.04 | 0.032 | 0 | 0.03 | PreCW-Front-GasDHW-ElecDry | Appl-CW-Front-GasDHW-ElecDry-Tier3AnySFm2015CZ14DEER2017 | 0
42958.3843 | Appl-CW-Front-GasDHW-ElecDry-Tier3 | SFm | 2015 | CZ15 | rDXGF | -1 | Household | 1 | 2160.9 | 243 | 0 | 0 | 240 | 0 | 2.9 | 0 | 0 | 0.3 | -0.1 | 0.4 | 0 | 0 | 0 | 0 | 0.61 | 0 | -0.18 | 0.79 | 0.034 | 0 | 0.033 | 222 | 0 | 0 | 220 | 0 | 2 | 0 | 0 | 0.2 | -0.1 | 0.3 | 0 | 0 | 0 | 0 | 0.72 | 0 | -0.14 | 0.86 | 0.031 | 0 | 0.03 | PreCW-Front-GasDHW-ElecDry | Appl-CW-Front-GasDHW-ElecDry-Tier3AnySFm2015CZ15DEER2017 | 0
42958.3843 | Appl-CW-Front-GasDHW-ElecDry-Tier3 | SFm | 2015 | CZ16 | rDXGF | -1 | Household | 1 | 2295.6 | 240 | 0 | 0 | 240 | 0 | 0.5 | 0 | 0 | 0 | -0.1 | 0.1 | 0 | 0 | 0 | 0 | 0.73 | 0 | -0.38 | 1.1 | 0.034 | 0 | 0.033 | 220 | 0 | 0 | 220 | 0 | 0.4 | 0 | 0 | 0 | -0.1 | 0.1 | 0 | 0 | 0 | 0 | 0.91 | 0 | -0.29 | 1.19 | 0.031 | 0 | 0.03 | PreCW-Front-GasDHW-ElecDry | Appl-CW-Front-GasDHW-ElecDry-Tier3AnySFm2015CZ16DEER2017 | 0
42958.3843 | Appl-CW-Front-GasDHW-ElecDry-Tier3 | SFm | 2017 | CZ01 | rDXGF | -1 | Household | 1 | 2295.6 | 240 | 0 | 0 | 240 | 0 | 0 | 0 | -0.1 | -0.2 | -0.2 | 0 | 0 | 0 | 0 | 0 | 0.72 | 0 | -0.39 | 1.1 | 0.033 | 0 | 0.033 | 220 | 0 | 0 | 220 | 0 | 0 | 0 | -0.1 | -0.1 | -0.1 | 0 | 0 | 0 | 0 | 0 | 0.91 | 0 | -0.3 | 1.2 | 0.031 | 0 | 0.03 | PreCW-Front-GasDHW-ElecDry | Appl-CW-Front-GasDHW-ElecDry-Tier3AnySFm2017CZ01DEER2017 | 0
42958.3843 | Appl-CW-Front-GasDHW-ElecDry-Tier3 | SFm | 2017 | CZ02 | rDXGF | -1 | Household | 1 | 1948.8 | 241 | 0 | 0 | 240 | 0 | 1 | 0 | -0.1 | -0.1 | -0.2 | 0.2 | 0 | 0 | 0 | 0 | 0.56 | 0 | -0.47 | 1.04 | 0.035 | 0 | 0.033 | 221 | 0 | 0 | 220 | 0 | 0.7 | 0 | 0 | -0.1 | -0.2 | 0.1 | 0 | 0 | 0 | 0 | 0.77 | 0 | -0.35 | 1.12 | 0.032 | 0 | 0.031 | PreCW-Front-GasDHW-ElecDry | Appl-CW-Front-GasDHW-ElecDry-Tier3AnySFm2017CZ02DEER2017 | 0
42958.3843 | Appl-CW-Front-GasDHW-ElecDry-Tier3 | SFm | 2017 | CZ03 | rDXGF | -1 | Household | 1 | 2295.6 | 240 | 0 | 0 | 240 | 0 | 0.6 | 0 | -0.1 | -0.1 | -0.1 | 0.1 | 0 | 0 | 0 | 0 | 0.66 | 0 | -0.38 | 1.04 | 0.034 | 0 | 0.033 | 220 | 0 | 0 | 220 | 0 | 0.4 | 0 | 0 | -0.1 | -0.1 | 0.1 | 0 | 0 | 0 | 0 | 0.84 | 0 | -0.28 | 1.12 | 0.031 | 0 | 0.03 | PreCW-Front-GasDHW-ElecDry | Appl-CW-Front-GasDHW-ElecDry-Tier3AnySFm2017CZ03DEER2017 | 0
42958.3843 | Appl-CW-Front-GasDHW-ElecDry-Tier3 | SFm | 2017 | CZ04 | rDXGF | -1 | Household | 1 | 2295.6 | 241 | 0 | 0 | 240 | 0 | 1.2 | 0 | 0 | 0.1 | -0.1 | 0.2 | 0 | 0 | 0 | 0 | 0.63 | 0 | -0.37 | 1 | 0.035 | 0 | 0.033 | 221 | 0 | 0 | 220 | 0 | 0.9 | 0 | 0 | 0.1 | -0.1 | 0.2 | 0 | 0 | 0 | 0 | 0.8 | 0 | -0.28 | 1.09 | 0.031 | 0 | 0.03 | PreCW-Front-GasDHW-ElecDry | Appl-CW-Front-GasDHW-ElecDry-Tier3AnySFm2017CZ04DEER2017 | 0
42958.3843 | Appl-CW-Front-GasDHW-ElecDry-Tier3 | SFm | 2017 | CZ05 | rDXGF | -1 | Household | 1 | 2295.6 | 240 | 0 | 0 | 240 | 0 | 0.4 | 0 | -0.1 | -0.1 | -0.2 | 0 | 0 | 0 | 0 | 0 | 0.65 | 0 | -0.4 | 1.05 | 0.034 | 0 | 0.034 | 220 | 0 | 0 | 220 | 0 | 0.3 | 0 | -0.1 | -0.1 | -0.2 | 0 | 0 | 0 | 0 | 0 | 0.83 | 0 | -0.31 | 1.14 | 0.031 | 0 | 0.031 | PreCW-Front-GasDHW-ElecDry | Appl-CW-Front-GasDHW-ElecDry-Tier3AnySFm2017CZ05DEER2017 | 0
42958.3843 | Appl-CW-Front-GasDHW-ElecDry-Tier3 | SFm | 2017 | CZ06 | rDXGF | -1 | Household | 1 | 2392.9 | 241 | 0 | 0 | 240 | 0 | 0.8 | 0 | -0.1 | 0 | -0.2 | 0.1 | 0 | 0 | 0 | 0 | 0.64 | 0 | -0.32 | 0.98 | 0.037 | 0 | 0.033 | 220 | 0 | 0 | 220 | 0 | 0.5 | 0 | -0.1 | 0 | -0.1 | 0.1 | 0 | 0 | 0 | 0 | 0.81 | 0 | -0.24 | 1.06 | 0.034 | 0 | 0.03 | PreCW-Front-GasDHW-ElecDry | Appl-CW-Front-GasDHW-ElecDry-Tier3AnySFm2017CZ06DEER2017 | 0
42958.3843 | Appl-CW-Front-GasDHW-ElecDry-Tier3 | SFm | 2017 | CZ07 | rDXGF | -1 | Household | 1 | 2392.9 | 242 | 0 | 0 | 240 | 0 | 1.8 | 0 | -0.1 | 0.2 | -0.1 | 0.3 | 0 | 0 | 0 | 0 | 0.71 | 0 | -0.25 | 0.97 | 0.035 | 0 | 0.033 | 221 | 0 | 0 | 220 | 0 | 1.4 | 0 | -0.1 | 0.2 | 0 | 0.2 | 0 | 0 | 0 | 0 | 0.86 | 0 | -0.19 | 1.05 | 0.032 | 0 | 0.03 | PreCW-Front-GasDHW-ElecDry | Appl-CW-Front-GasDHW-ElecDry-Tier3AnySFm2017CZ07DEER2017 | 0
42958.3843 | Appl-CW-Front-GasDHW-ElecDry-Tier3 | SFm | 2017 | CZ08 | rDXGF | -1 | Household | 1 | 2392.9 | 242 | 0 | 0 | 240 | 0 | 1.2 | 0 | 0 | 0.5 | -0.1 | 0.5 | 0 | 0 | 0 | 0 | 0.75 | 0 | -0.21 | 0.95 | 0.034 | 0 | 0.034 | 221 | 0 | 0 | 220 | 0 | 0.8 | 0 | 0 | 0.4 | -0.1 | 0.4 | 0 | 0 | 0 | 0 | 0.88 | 0 | -0.15 | 1.03 | 0.031 | 0 | 0.031 | PreCW-Front-GasDHW-ElecDry | Appl-CW-Front-GasDHW-ElecDry-Tier3AnySFm2017CZ08DEER2017 | 0
42958.3843 | Appl-CW-Front-GasDHW-ElecDry-Tier3 | SFm | 2017 | CZ09 | rDXGF | -1 | Household | 1 | 2422.9 | 240 | 0 | 0 | 240 | 0 | 1.8 | 0 | 0 | -2.2 | -0.1 | -2.1 | 0 | 0 | 0 | 0 | 0.62 | 0 | -0.33 | 0.95 | 0.034 | 0 | 0.033 | 221 | 0 | 0 | 220 | 0 | 0.8 | 0 | 0 | 0.3 | -0.1 | 0.3 | 0 | 0 | 0 | 0 | 0.79 | 0 | -0.24 | 1.03 | 0.031 | 0 | 0.031 | PreCW-Front-GasDHW-ElecDry | Appl-CW-Front-GasDHW-ElecDry-Tier3AnySFm2017CZ09DEER2017 | 0
42958.3843 | Appl-CW-Front-GasDHW-ElecDry-Tier3 | SFm | 2017 | CZ10 | rDXGF | -1 | Household | 1 | 1948.8 | 241 | 0 | 0 | 240 | 0 | 0.5 | 0 | 0 | 0.7 | -0.1 | 0.9 | 0 | 0 | 0 | 0 | 0.62 | 0 | -0.33 | 0.94 | 0.034 | 0 | 0.034 | 221 | 0 | 0 | 220 | 0 | 0.3 | 0 | 0 | 0.6 | -0.1 | 0.8 | 0 | 0 | 0 | 0 | 0.78 | 0 | -0.25 | 1.02 | 0.031 | 0 | 0.031 | PreCW-Front-GasDHW-ElecDry | Appl-CW-Front-GasDHW-ElecDry-Tier3AnySFm2017CZ10DEER2017 | 0
42958.3843 | Appl-CW-Front-GasDHW-ElecDry-Tier3 | SFm | 2017 | CZ11 | rDXGF | -1 | Household | 1 | 1948.8 | 242 | 0 | 0 | 240 | 0 | 1.5 | 0 | 0 | 0.2 | -0.1 | 0.4 | 0 | 0 | 0 | 0 | 0.57 | 0 | -0.38 | 0.95 | 0.035 | 0 | 0.033 | 221 | 0 | 0 | 220 | 0 | 1.2 | 0 | 0 | 0.1 | -0.1 | 0.3 | 0 | 0 | 0 | 0 | 0.74 | 0 | -0.29 | 1.03 | 0.032 | 0 | 0.03 | PreCW-Front-GasDHW-ElecDry | Appl-CW-Front-GasDHW-ElecDry-Tier3AnySFm2017CZ11DEER2017 | 0
42958.3843 | Appl-CW-Front-GasDHW-ElecDry-Tier3 | SFm | 2017 | CZ12 | rDXGF | -1 | Household | 1 | 1948.8 | 241 | 0 | 0 | 240 | 0 | 0.9 | 0 | -0.1 | 0.1 | -0.2 | 0.3 | 0 | 0 | 0 | 0 | 0.65 | 0 | -0.33 | 0.98 | 0.035 | 0 | 0.033 | 221 | 0 | 0 | 220 | 0 | 0.7 | 0 | -0.1 | 0.1 | -0.1 | 0.2 | 0 | 0 | 0 | 0 | 0.82 | 0 | -0.25 | 1.06 | 0.032 | 0 | 0.03 | PreCW-Front-GasDHW-ElecDry | Appl-CW-Front-GasDHW-ElecDry-Tier3AnySFm2017CZ12DEER2017 | 0
42958.3843 | Appl-CW-Front-GasDHW-ElecDry-Tier3 | SFm | 2017 | CZ13 | rDXGF | -1 | Household | 1 | 1948.8 | 242 | 0 | 0 | 240 | 0 | 1.6 | 0 | -0.1 | 0.2 | -0.2 | 0.4 | 0 | 0 | 0 | 0 | 0.62 | 0 | -0.33 | 0.94 | 0.035 | 0 | 0.033 | 222 | 0 | 0 | 220 | 0 | 1.3 | 0 | -0.1 | 0.2 | -0.1 | 0.3 | 0 | 0 | 0 | 0 | 0.78 | 0 | -0.25 | 1.02 | 0.032 | 0 | 0.03 | PreCW-Front-GasDHW-ElecDry | Appl-CW-Front-GasDHW-ElecDry-Tier3AnySFm2017CZ13DEER2017 | 0
42958.3843 | Appl-CW-Front-GasDHW-ElecDry-Tier3 | SFm | 2017 | CZ14 | rDXGF | -1 | Household | 1 | 2160.9 | 242 | 0 | 0 | 240 | 0 | 2.2 | 0 | 0 | 0.2 | -0.1 | 0.3 | 0 | 0 | 0 | 0 | 0.55 | 0 | -0.42 | 0.96 | 0.034 | 0 | 0.033 | 222 | 0 | 0 | 220 | 0 | 1.7 | 0 | 0 | 0.2 | -0.1 | 0.3 | 0 | 0 | 0 | 0 | 0.73 | 0 | -0.32 | 1.04 | 0.031 | 0 | 0.03 | PreCW-Front-GasDHW-ElecDry | Appl-CW-Front-GasDHW-ElecDry-Tier3AnySFm2017CZ14DEER2017 | 0
42958.3843 | Appl-CW-Front-GasDHW-ElecDry-Tier3 | SFm | 2017 | CZ15 | rDXGF | -1 | Household | 1 | 2160.9 | 243 | 0 | 0 | 240 | 0 | 3.1 | 0 | -0.1 | 0.3 | -0.1 | 0.4 | 0 | 0 | 0 | 0 | 0.61 | 0 | -0.18 | 0.79 | 0.034 | 0 | 0.033 | 223 | 0 | 0 | 220 | 0 | 2.6 | 0 | -0.1 | 0.3 | -0.1 | 0.4 | 0 | 0 | 0 | 0 | 0.72 | 0 | -0.14 | 0.86 | 0.031 | 0 | 0.03 | PreCW-Front-GasDHW-ElecDry | Appl-CW-Front-GasDHW-ElecDry-Tier3AnySFm2017CZ15DEER2017 | 0
42958.3843 | Appl-CW-Front-GasDHW-ElecDry-Tier3 | SFm | 2017 | CZ16 | rDXGF | -1 | Household | 1 | 2295.6 | 240 | 0 | 0 | 240 | 0 | 0.5 | 0 | 0 | -0.1 | -0.2 | 0.1 | 0 | 0 | 0 | 0 | 0.72 | 0 | -0.39 | 1.1 | 0.034 | 0 | 0.033 | 220 | 0 | 0 | 220 | 0 | 0.3 | 0 | 0 | -0.1 | -0.1 | 0.1 | 0 | 0 | 0 | 0 | 0.91 | 0 | -0.29 | 1.2 | 0.031 | 0 | 0.03 | PreCW-Front-GasDHW-ElecDry | Appl-CW-Front-GasDHW-ElecDry-Tier3AnySFm2017CZ16DEER2017 | 0
42958.3843 | Appl-CW-Front-GasDHW-GasDry-Tier1 | DMo | MH00 | CZ01 | rDXGF | -1 | Household | 1 | 1242 | -5.2 | 0 | 0 | -4.9 | 0 | 0 | 0 | -0.1 | -0.2 | -0.2 | 0 | 0 | 0 | 0 | 0 | 4.94 | 5.21 | -0.49 | 0.22 | -0.001 | 0 | -0.001 | -5.9 | 0 | 0 | -5.6 | 0 | 0 | 0 | -0.1 | -0.2 | -0.2 | 0 | 0 | 0 | 0 | 0 | 4.53 | 4.63 | -0.4 | 0.29 | -0.001 | 0 | -0.001 | PreCW-Front-GasDHW-GasDry | Appl-CW-Front-GasDHW-GasDry-Tier1AnyDMoMH00CZ01DEER2017 | 0
42958.3843 | Appl-CW-Front-GasDHW-GasDry-Tier1 | DMo | MH00 | CZ02 | rDXGF | -1 | Household | 1 | 1242 | -3.2 | 0 | 0 | -4.9 | 0 | 1.9 | 0 | 0 | 0 | -0.2 | 0.2 | 0 | 0 | 0 | 0 | 5.01 | 5.21 | -0.4 | 0.2 | 0.003 | 0 | -0.001 | -4.4 | 0 | 0 | -5.7 | 0 | 1.5 | 0 | 0 | 0 | -0.2 | 0.2 | 0 | 0 | 0 | 0 | 4.58 | 4.63 | -0.32 | 0.27 | 0.002 | 0 | -0.001 | PreCW-Front-GasDHW-GasDry | Appl-CW-Front-GasDHW-GasDry-Tier1AnyDMoMH00CZ02DEER2017 | 0
42958.3843 | Appl-CW-Front-GasDHW-GasDry-Tier1 | DMo | MH00 | CZ03 | rDXGF | -1 | Household | 1 | 1242 | -4.4 | 0 | 0 | -5 | 0 | 0.9 | 0 | -0.1 | -0.2 | -0.3 | 0.1 | 0 | 0 | 0 | 0 | 4.91 | 5.21 | -0.5 | 0.2 | 0.002 | 0 | 0 | -5.4 | 0 | 0 | -5.7 | 0 | 0.5 | 0 | -0.1 | -0.2 | -0.2 | 0.1 | 0 | 0 | 0 | 0 | 4.5 | 4.63 | -0.4 | 0.27 | 0.002 | 0 | 0 | PreCW-Front-GasDHW-GasDry | Appl-CW-Front-GasDHW-GasDry-Tier1AnyDMoMH00CZ03DEER2017 | 0
42958.3843 | Appl-CW-Front-GasDHW-GasDry-Tier1 | DMo | MH00 | CZ04 | rDXGF | -1 | Household | 1 | 1242 | -4 | 0 | 0 | -5 | 0 | 1.2 | 0 | -0.1 | -0.2 | -0.3 | 0.1 | 0 | 0 | 0 | 0 | 4.95 | 5.21 | -0.45 | 0.2 | 0.002 | 0 | -0.001 | -5.2 | 0 | 0 | -5.7 | 0 | 0.8 | 0 | 0 | -0.2 | -0.2 | 0.1 | 0 | 0 | 0 | 0 | 4.52 | 4.63 | -0.36 | 0.27 | 0.001 | 0 | -0.001 | PreCW-Front-GasDHW-GasDry | Appl-CW-Front-GasDHW-GasDry-Tier1AnyDMoMH00CZ04DEER2017 | 0
42958.3843 | Appl-CW-Front-GasDHW-GasDry-Tier1 | DMo | MH00 | CZ05 | rDXGF | -1 | Household | 1 | 1242 | -4.8 | 0 | 0 | -5 | 0 | 0.6 | 0 | 0 | -0.3 | -0.5 | 0.1 | 0 | 0 | 0 | 0 | 4.71 | 5.21 | -0.71 | 0.21 | 0.001 | 0 | -0.001 | -5.5 | 0 | 0 | -5.7 | 0 | 0.5 | 0 | 0 | -0.3 | -0.4 | 0.1 | 0 | 0 | 0 | 0 | 4.33 | 4.63 | -0.58 | 0.28 | 0.001 | 0 | -0.001 | PreCW-Front-GasDHW-GasDry | Appl-CW-Front-GasDHW-GasDry-Tier1AnyDMoMH00CZ05DEER2017 | 0
42958.3843 | Appl-CW-Front-GasDHW-GasDry-Tier1 | DMo | MH00 | CZ06 | rDXGF | -1 | Household | 1 | 1242 | -2.6 | 0 | 0 | -5 | 0 | 2.3 | 0 | 0 | 0.1 | -0.2 | 0.3 | 0 | 0 | 0 | 0 | 5.02 | 5.21 | -0.37 | 0.2 | 0.002 | 0 | -0.001 | -3.7 | 0 | 0 | -5.7 | 0 | 1.9 | 0 | 0 | 0.1 | -0.2 | 0.2 | 0 | 0 | 0 | 0 | 4.58 | 4.63 | -0.3 | 0.26 | 0.001 | 0 | -0.001 | PreCW-Front-GasDHW-GasDry | Appl-CW-Front-GasDHW-GasDry-Tier1AnyDMoMH00CZ06DEER2017 | 0
42958.3843 | Appl-CW-Front-GasDHW-GasDry-Tier1 | DMo | MH00 | CZ07 | rDXGF | -1 | Household | 1 | 1242 | -2.2 | 0 | 0 | -4.9 | 0 | 2.6 | 0 | 0 | 0.2 | -0.2 | 0.4 | 0 | 0 | 0 | 0 | 5.09 | 5.21 | -0.3 | 0.19 | 0 | 0 | -0.001 | -3.5 | 0 | 0 | -5.7 | 0 | 2 | 0 | 0 | 0.1 | -0.2 | 0.3 | 0 | 0 | 0 | 0 | 4.64 | 4.63 | -0.25 | 0.25 | 0.001 | 0 | -0.001 | PreCW-Front-GasDHW-GasDry | Appl-CW-Front-GasDHW-GasDry-Tier1AnyDMoMH00CZ07DEER2017 | 0
42958.3843 | Appl-CW-Front-GasDHW-GasDry-Tier1 | DMo | MH00 | CZ08 | rDXGF | -1 | Household | 1 | 1242 | -1.8 | 0 | 0 | -4.9 | 0 | 3 | 0 | -0.1 | 0.2 | -0.2 | 0.4 | 0 | 0 | 0 | 0 | 5.08 | 5.21 | -0.31 | 0.19 | 0.001 | 0 | 0 | -3.2 | 0 | 0 | -5.7 | 0 | 2.4 | 0 | 0 | 0.2 | -0.1 | 0.3 | 0 | 0 | 0 | 0 | 4.64 | 4.63 | -0.24 | 0.25 | 0.001 | 0 | 0 | PreCW-Front-GasDHW-GasDry | Appl-CW-Front-GasDHW-GasDry-Tier1AnyDMoMH00CZ08DEER2017 | 0
42958.3843 | Appl-CW-Front-GasDHW-GasDry-Tier1 | DMo | MH00 | CZ09 | rDXGF | -1 | Household | 1 | 1242 | -0.8 | 0 | 0 | -4.9 | 0 | 3.9 | 0 | 0 | 0.3 | -0.2 | 0.5 | 0 | 0 | 0 | 0 | 5.04 | 5.21 | -0.36 | 0.18 | 0.002 | 0 | 0 | -2.3 | 0 | 0 | -5.7 | 0 | 3.3 | 0 | 0 | 0.3 | -0.1 | 0.4 | 0 | 0 | 0 | 0 | 4.59 | 4.63 | -0.29 | 0.25 | 0.002 | 0 | 0 | PreCW-Front-GasDHW-GasDry | Appl-CW-Front-GasDHW-GasDry-Tier1AnyDMoMH00CZ09DEER2017 | 0
42958.3843 | Appl-CW-Front-GasDHW-GasDry-Tier1 | DMo | MH00 | CZ10 | rDXGF | -1 | Household | 1 | 1242 | -0.3 | 0 | 0 | -4.9 | 0 | 4.3 | 0 | 0 | 0.4 | -0.2 | 0.6 | 0 | 0 | 0 | 0 | 5.08 | 5.21 | -0.32 | 0.18 | 0.001 | 0 | -0.001 | -1.8 | 0 | 0 | -5.7 | 0 | 3.6 | 0 | 0 | 0.3 | -0.1 | 0.5 | 0 | 0 | 0 | 0 | 4.62 | 4.63 | -0.25 | 0.25 | 0.001 | 0 | -0.001 | PreCW-Front-GasDHW-GasDry | Appl-CW-Front-GasDHW-GasDry-Tier1AnyDMoMH00CZ10DEER2017 | 0
42958.3843 | Appl-CW-Front-GasDHW-GasDry-Tier1 | DMo | MH00 | CZ11 | rDXGF | -1 | Household | 1 | 1242 | -1.8 | 0 | 0 | -5 | 0 | 3.1 | 0 | 0 | 0.1 | -0.2 | 0.4 | 0 | 0 | 0 | 0 | 5.01 | 5.21 | -0.39 | 0.19 | 0.002 | 0 | -0.001 | -3.2 | 0 | 0 | -5.8 | 0 | 2.5 | 0 | 0 | 0.1 | -0.2 | 0.3 | 0 | 0 | 0 | 0 | 4.57 | 4.63 | -0.32 | 0.25 | 0.001 | 0 | -0.001 | PreCW-Front-GasDHW-GasDry | Appl-CW-Front-GasDHW-GasDry-Tier1AnyDMoMH00CZ11DEER2017 | 0
42958.3843 | Appl-CW-Front-GasDHW-GasDry-Tier1 | DMo | MH00 | CZ12 | rDXGF | -1 | Household | 1 | 1242 | -1.8 | 0 | 0 | -5 | 0 | 3.1 | 0 | -0.1 | 0.1 | -0.3 | 0.4 | 0 | 0 | 0 | 0 | 4.98 | 5.21 | -0.43 | 0.2 | 0.002 | 0 | -0.001 | -3.2 | 0 | 0 | -5.8 | 0 | 2.4 | 0 | 0 | 0.1 | -0.2 | 0.3 | 0 | 0 | 0 | 0 | 4.55 | 4.63 | -0.34 | 0.26 | 0.001 | 0 | -0.001 | PreCW-Front-GasDHW-GasDry | Appl-CW-Front-GasDHW-GasDry-Tier1AnyDMoMH00CZ12DEER2017 | 0
42958.3843 | Appl-CW-Front-GasDHW-GasDry-Tier1 | DMo | MH00 | CZ13 | rDXGF | -1 | Household | 1 | 1242 | -0.9 | 0 | 0 | -5 | 0 | 3.9 | 0 | 0 | 0.2 | -0.3 | 0.4 | 0 | 0 | 0 | 0 | 4.99 | 5.21 | -0.4 | 0.19 | 0.001 | 0 | 0 | -2.4 | 0 | 0 | -5.7 | 0 | 3.2 | 0 | 0 | 0.2 | -0.2 | 0.4 | 0 | 0 | 0 | 0 | 4.55 | 4.63 | -0.32 | 0.25 | 0.001 | 0 | 0 | PreCW-Front-GasDHW-GasDry | Appl-CW-Front-GasDHW-GasDry-Tier1AnyDMoMH00CZ13DEER2017 | 0
42958.3843 | Appl-CW-Front-GasDHW-GasDry-Tier1 | DMo | MH00 | CZ14 | rDXGF | -1 | Household | 1 | 1242 | -1.4 | 0 | 0 | -4.9 | 0 | 3.5 | 0 | -0.1 | 0.1 | -0.2 | 0.5 | 0 | 0 | 0 | 0 | 4.98 | 5.21 | -0.41 | 0.19 | 0.001 | 0 | -0.001 | -2.8 | 0 | 0 | -5.7 | 0 | 2.9 | 0 | 0 | 0.1 | -0.2 | 0.4 | 0 | 0 | 0 | 0 | 4.55 | 4.63 | -0.33 | 0.26 | 0.001 | 0 | -0.001 | PreCW-Front-GasDHW-GasDry | Appl-CW-Front-GasDHW-GasDry-Tier1AnyDMoMH00CZ14DEER2017 | 0
42958.3843 | Appl-CW-Front-GasDHW-GasDry-Tier1 | DMo | MH00 | CZ15 | rDXGF | -1 | Household | 1 | 1242 | 0.9 | 0 | 0 | -5 | 0 | 5.4 | 0 | -0.1 | 0.5 | -0.1 | 0.6 | 0 | 0 | 0 | 0 | 5.22 | 5.21 | -0.14 | 0.16 | 0.001 | 0 | -0.001 | -0.9 | 0 | 0 | -5.7 | 0 | 4.5 | 0 | -0.1 | 0.4 | -0.1 | 0.5 | 0 | 0 | 0 | 0 | 4.72 | 4.63 | -0.12 | 0.21 | 0.001 | 0 | -0.001 | PreCW-Front-GasDHW-GasDry | Appl-CW-Front-GasDHW-GasDry-Tier1AnyDMoMH00CZ15DEER2017 | 0
42958.3843 | Appl-CW-Front-GasDHW-GasDry-Tier1 | DMo | MH00 | CZ16 | rDXGF | -1 | Household | 1 | 1242 | -2.9 | 0 | 0 | -5 | 0 | 2 | 0 | 0 | 0 | -0.2 | 0.2 | 0 | 0 | 0 | 0 | 5.03 | 5.21 | -0.39 | 0.21 | 0.004 | 0 | -0.001 | -4 | 0 | 0 | -5.7 | 0 | 1.6 | 0 | 0 | 0 | -0.2 | 0.2 | 0 | 0 | 0 | 0 | 4.6 | 4.63 | -0.31 | 0.29 | 0.004 | 0 | -0.001 | PreCW-Front-GasDHW-GasDry | Appl-CW-Front-GasDHW-GasDry-Tier1AnyDMoMH00CZ16DEER2017 | 0
42958.3843 | Appl-CW-Front-GasDHW-GasDry-Tier1 | DMo | MH06 | CZ01 | rDXGF | -1 | Household | 1 | 1242 | -5.3 | 0 | 0 | -4.9 | 0 | 0 | 0 | 0 | -0.4 | -0.4 | 0 | 0 | 0 | 0 | 0 | 4.82 | 5.21 | -0.6 | 0.22 | -0.001 | 0 | -0.001 | -6 | 0 | 0 | -5.7 | 0 | 0 | 0 | 0 | -0.3 | -0.3 | 0 | 0 | 0 | 0 | 0 | 4.43 | 4.63 | -0.48 | 0.29 | -0.001 | 0 | -0.001 | PreCW-Front-GasDHW-GasDry | Appl-CW-Front-GasDHW-GasDry-Tier1AnyDMoMH06CZ01DEER2017 | 0
42958.3843 | Appl-CW-Front-GasDHW-GasDry-Tier1 | DMo | MH06 | CZ02 | rDXGF | -1 | Household | 1 | 1242 | -2.9 | 0 | 0 | -5 | 0 | 2.1 | 0 | -0.1 | 0.1 | -0.3 | 0.4 | 0 | 0 | 0 | 0 | 4.96 | 5.21 | -0.45 | 0.2 | 0.001 | 0 | 0 | -4.1 | 0 | 0 | -5.7 | 0 | 1.6 | 0 | -0.1 | 0.1 | -0.2 | 0.3 | 0 | 0 | 0 | 0 | 4.54 | 4.63 | -0.36 | 0.27 | 0.001 | 0 | -0.001 | PreCW-Front-GasDHW-GasDry | Appl-CW-Front-GasDHW-GasDry-Tier1AnyDMoMH06CZ02DEER2017 | 0
42958.3843 | Appl-CW-Front-GasDHW-GasDry-Tier1 | DMo | MH06 | CZ03 | rDXGF | -1 | Household | 1 | 1242 | -3.7 | 0 | 0 | -4.9 | 0 | 1.2 | 0 | 0 | 0.1 | -0.2 | 0.3 | 0 | 0 | 0 | 0 | 5.11 | 5.21 | -0.3 | 0.21 | 0.002 | 0 | -0.001 | -4.7 | 0 | 0 | -5.7 | 0 | 1 | 0 | 0 | 0.1 | -0.2 | 0.2 | 0 | 0 | 0 | 0 | 4.67 | 4.63 | -0.24 | 0.28 | 0.002 | 0 | -0.001 | PreCW-Front-GasDHW-GasDry | Appl-CW-Front-GasDHW-GasDry-Tier1AnyDMoMH06CZ03DEER2017 | 0
42958.3843 | Appl-CW-Front-GasDHW-GasDry-Tier1 | DMo | MH06 | CZ04 | rDXGF | -1 | Household | 1 | 1242 | -2.8 | 0 | 0 | -5 | 0 | 2 | 0 | -0.1 | 0.1 | -0.3 | 0.4 | 0 | 0 | 0 | 0 | 5.03 | 5.21 | -0.38 | 0.2 | 0.001 | 0 | -0.001 | -3.9 | 0 | 0 | -5.8 | 0 | 1.7 | 0 | 0 | 0.1 | -0.2 | 0.3 | 0 | 0 | 0 | 0 | 4.58 | 4.63 | -0.31 | 0.27 | 0.001 | 0 | -0.001 | PreCW-Front-GasDHW-GasDry | Appl-CW-Front-GasDHW-GasDry-Tier1AnyDMoMH06CZ04DEER2017 | 0
42958.3843 | Appl-CW-Front-GasDHW-GasDry-Tier1 | DMo | MH06 | CZ05 | rDXGF | -1 | Household | 1 | 1242 | -4.3 | 0 | 0 | -4.9 | 0 | 0.8 | 0 | 0 | -0.1 | -0.2 | 0.1 | 0 | 0 | 0 | 0 | 4.92 | 5.21 | -0.49 | 0.2 | 0.001 | 0 | -0.001 | -5.2 | 0 | 0 | -5.6 | 0 | 0.6 | 0 | 0 | -0.1 | -0.2 | 0.1 | 0 | 0 | 0 | 0 | 4.51 | 4.63 | -0.39 | 0.27 | 0.001 | 0 | -0.001 | PreCW-Front-GasDHW-GasDry | Appl-CW-Front-GasDHW-GasDry-Tier1AnyDMoMH06CZ05DEER2017 | 0
42958.3843 | Appl-CW-Front-GasDHW-GasDry-Tier1 | DMo | MH06 | CZ06 | rDXGF | -1 | Household | 1 | 1242 | -2.3 | 0 | 0 | -4.9 | 0 | 2.3 | 0 | 0 | 0.3 | 0 | 0.4 | 0 | 0 | 0 | 0 | 5.33 | 5.21 | -0.06 | 0.19 | 0.001 | 0 | -0.001 | -3.5 | 0 | 0 | -5.7 | 0 | 2 | 0 | 0 | 0.3 | 0 | 0.3 | 0 | 0 | 0 | 0 | 4.83 | 4.63 | -0.05 | 0.25 | 0 | 0 | -0.001 | PreCW-Front-GasDHW-GasDry | Appl-CW-Front-GasDHW-GasDry-Tier1AnyDMoMH06CZ06DEER2017 | 0
42958.3843 | Appl-CW-Front-GasDHW-GasDry-Tier1 | DMo | MH06 | CZ07 | rDXGF | -1 | Household | 1 | 1242 | -1.5 | 0 | 0 | -4.9 | 0 | 3 | 0 | 0 | 0.5 | -0.1 | 0.6 | 0 | 0 | 0 | 0 | 5.26 | 5.21 | -0.13 | 0.19 | 0.001 | 0 | 0 | -2.8 | 0 | 0 | -5.7 | 0 | 2.5 | 0 | 0 | 0.4 | -0.1 | 0.5 | 0 | 0 | 0 | 0 | 4.78 | 4.63 | -0.11 | 0.25 | 0.001 | 0 | 0 | PreCW-Front-GasDHW-GasDry | Appl-CW-Front-GasDHW-GasDry-Tier1AnyDMoMH06CZ07DEER2017 | 0
42958.3843 | Appl-CW-Front-GasDHW-GasDry-Tier1 | DMo | MH06 | CZ08 | rDXGF | -1 | Household | 1 | 1242 | -1 | 0 | 0 | -5 | 0 | 3.4 | 0 | -0.1 | 0.5 | -0.1 | 0.6 | 0 | 0 | 0 | 0 | 5.18 | 5.21 | -0.21 | 0.19 | 0.001 | 0 | -0.001 | -2.5 | 0 | 0 | -5.7 | 0 | 2.8 | 0 | -0.1 | 0.4 | -0.1 | 0.5 | 0 | 0 | 0 | 0 | 4.71 | 4.63 | -0.17 | 0.25 | 0 | 0 | -0.001 | PreCW-Front-GasDHW-GasDry | Appl-CW-Front-GasDHW-GasDry-Tier1AnyDMoMH06CZ08DEER2017 | 0
42958.3843 | Appl-CW-Front-GasDHW-GasDry-Tier1 | DMo | MH06 | CZ09 | rDXGF | -1 | Household | 1 | 1242 | -2.4 | 0 | 0 | -5 | 0 | 2.4 | 0 | -0.1 | 0.2 | -0.2 | 0.4 | 0 | 0 | 0 | 0 | 5.13 | 5.21 | -0.26 | 0.19 | 0.001 | 0 | -0.001 | -3.7 | 0 | 0 | -5.7 | 0 | 1.9 | 0 | 0 | 0.2 | -0.2 | 0.3 | 0 | 0 | 0 | 0 | 4.67 | 4.63 | -0.2 | 0.25 | 0.001 | 0 | -0.001 | PreCW-Front-GasDHW-GasDry | Appl-CW-Front-GasDHW-GasDry-Tier1AnyDMoMH06CZ09DEER2017 | 0
42958.3843 | Appl-CW-Front-GasDHW-GasDry-Tier1 | DMo | MH06 | CZ10 | rDXGF | -1 | Household | 1 | 1242 | -1.5 | 0 | 0 | -5 | 0 | 3.2 | 0 | 0 | 0.4 | -0.2 | 0.5 | 0 | 0 | 0 | 0 | 5.07 | 5.21 | -0.32 | 0.18 | 0.001 | 0 | -0.001 | -2.9 | 0 | 0 | -5.7 | 0 | 2.6 | 0 | 0 | 0.3 | -0.2 | 0.4 | 0 | 0 | 0 | 0 | 4.62 | 4.63 | -0.26 | 0.25 | 0 | 0 | -0.001 | PreCW-Front-GasDHW-GasDry | Appl-CW-Front-GasDHW-GasDry-Tier1AnyDMoMH06CZ10DEER2017 | 0
42958.3843 | Appl-CW-Front-GasDHW-GasDry-Tier1 | DMo | MH06 | CZ11 | rDXGF | -1 | Household | 1 | 1242 | -2.2 | 0 | 0 | -5 | 0 | 2.7 | 0 | 0 | 0.2 | -0.2 | 0.4 | 0 | 0 | 0 | 0 | 5.08 | 5.21 | -0.31 | 0.19 | 0.002 | 0 | -0.001 | -3.5 | 0 | 0 | -5.7 | 0 | 2.1 | 0 | 0 | 0.2 | -0.2 | 0.3 | 0 | 0 | 0 | 0 | 4.63 | 4.63 | -0.25 | 0.25 | 0.001 | 0 | -0.001 | PreCW-Front-GasDHW-GasDry | Appl-CW-Front-GasDHW-GasDry-Tier1AnyDMoMH06CZ11DEER2017 | 0
42958.3843 | Appl-CW-Front-GasDHW-GasDry-Tier1 | DMo | MH06 | CZ12 | rDXGF | -1 | Household | 1 | 1242 | -2.5 | 0 | 0 | -5 | 0 | 2.4 | 0 | -0.1 | 0.1 | -0.2 | 0.3 | 0 | 0 | 0 | 0 | 4.99 | 5.21 | -0.42 | 0.2 | 0.001 | 0 | 0 | -3.6 | 0 | 0 | -5.7 | 0 | 2 | 0 | -0.1 | 0.1 | -0.2 | 0.3 | 0 | 0 | 0 | 0 | 4.56 | 4.63 | -0.33 | 0.26 | 0.001 | 0 | 0 | PreCW-Front-GasDHW-GasDry | Appl-CW-Front-GasDHW-GasDry-Tier1AnyDMoMH06CZ12DEER2017 | 0
42958.3843 | Appl-CW-Front-GasDHW-GasDry-Tier1 | DMo | MH06 | CZ13 | rDXGF | -1 | Household | 1 | 1242 | -1.7 | 0 | 0 | -5 | 0 | 3 | 0 | -0.1 | 0.2 | -0.2 | 0.5 | 0 | 0 | 0 | 0 | 5.04 | 5.21 | -0.35 | 0.18 | 0.001 | 0 | -0.001 | -3.1 | 0 | 0 | -5.7 | 0 | 2.4 | 0 | -0.1 | 0.2 | -0.1 | 0.4 | 0 | 0 | 0 | 0 | 4.59 | 4.63 | -0.28 | 0.25 | 0 | 0 | -0.001 | PreCW-Front-GasDHW-GasDry | Appl-CW-Front-GasDHW-GasDry-Tier1AnyDMoMH06CZ13DEER2017 | 0
42958.3843 | Appl-CW-Front-GasDHW-GasDry-Tier1 | DMo | MH06 | CZ14 | rDXGF | -1 | Household | 1 | 1242 | -1.6 | 0 | 0 | -4.9 | 0 | 3.1 | 0 | 0 | 0.3 | -0.2 | 0.5 | 0 | 0 | 0 | 0 | 5.02 | 5.21 | -0.38 | 0.19 | 0 | 0 | 0 | -3 | 0 | 0 | -5.7 | 0 | 2.5 | 0 | 0 | 0.2 | -0.2 | 0.4 | 0 | 0 | 0 | 0 | 4.58 | 4.63 | -0.3 | 0.25 | 0 | 0 | 0 | PreCW-Front-GasDHW-GasDry | Appl-CW-Front-GasDHW-GasDry-Tier1AnyDMoMH06CZ14DEER2017 | 0
42958.3843 | Appl-CW-Front-GasDHW-GasDry-Tier1 | DMo | MH06 | CZ15 | rDXGF | -1 | Household | 1 | 1242 | -0.2 | 0 | 0 | -4.9 | 0 | 4.3 | 0 | -0.1 | 0.5 | -0.1 | 0.6 | 0 | 0 | 0 | 0 | 5.24 | 5.21 | -0.12 | 0.15 | 0.001 | 0 | -0.001 | -2 | 0 | 0 | -5.7 | 0 | 3.3 | 0 | -0.1 | 0.4 | -0.1 | 0.4 | 0 | 0 | 0 | 0 | 4.74 | 4.63 | -0.1 | 0.21 | 0.001 | 0 | -0.001 | PreCW-Front-GasDHW-GasDry | Appl-CW-Front-GasDHW-GasDry-Tier1AnyDMoMH06CZ15DEER2017 | 0
42958.3843 | Appl-CW-Front-GasDHW-GasDry-Tier1 | DMo | MH06 | CZ16 | rDXGF | -1 | Household | 1 | 1242 | -3.4 | 0 | 0 | -4.9 | 0 | 1.6 | 0 | 0 | 0 | -0.3 | 0.3 | 0 | 0 | 0 | 0 | 5.04 | 5.21 | -0.39 | 0.22 | 0.001 | 0 | -0.001 | -4.4 | 0 | 0 | -5.6 | 0 | 1.3 | 0 | 0 | 0 | -0.2 | 0.3 | 0 | 0 | 0 | 0 | 4.6 | 4.63 | -0.32 | 0.29 | 0.001 | 0 | -0.001 | PreCW-Front-GasDHW-GasDry | Appl-CW-Front-GasDHW-GasDry-Tier1AnyDMoMH06CZ16DEER2017 | 0
42958.3843 | Appl-CW-Front-GasDHW-GasDry-Tier1 | DMo | MH15 | CZ01 | rDXGF | -1 | Household | 1 | 1242 | -5.2 | 0 | 0 | -4.8 | 0 | 0 | 0 | -0.1 | -0.3 | -0.3 | 0 | 0 | 0 | 0 | 0 | 4.87 | 5.21 | -0.55 | 0.22 | -0.001 | 0 | -0.001 | -5.9 | 0 | 0 | -5.6 | 0 | 0 | 0 | -0.1 | -0.2 | -0.2 | 0 | 0 | 0 | 0 | 0 | 4.47 | 4.63 | -0.45 | 0.29 | -0.001 | 0 | -0.001 | PreCW-Front-GasDHW-GasDry | Appl-CW-Front-GasDHW-GasDry-Tier1AnyDMoMH15CZ01DEER2017 | 0
42958.3843 | Appl-CW-Front-GasDHW-GasDry-Tier1 | DMo | MH15 | CZ02 | rDXGF | -1 | Household | 1 | 1242 | -3.2 | 0 | 0 | -5 | 0 | 1.8 | 0 | -0.1 | 0.1 | -0.2 | 0.2 | 0 | 0 | 0 | 0 | 4.96 | 5.21 | -0.45 | 0.2 | 0.001 | 0 | -0.001 | -4.3 | 0 | 0 | -5.7 | 0 | 1.4 | 0 | -0.1 | 0.1 | -0.1 | 0.2 | 0 | 0 | 0 | 0 | 4.54 | 4.63 | -0.36 | 0.27 | 0.001 | 0 | -0.001 | PreCW-Front-GasDHW-GasDry | Appl-CW-Front-GasDHW-GasDry-Tier1AnyDMoMH15CZ02DEER2017 | 0
42958.3843 | Appl-CW-Front-GasDHW-GasDry-Tier1 | DMo | MH15 | CZ03 | rDXGF | -1 | Household | 1 | 1242 | -4.4 | 0 | 0 | -5 | 0 | 0.8 | 0 | 0 | -0.1 | -0.3 | 0.1 | 0 | 0 | 0 | 0 | 4.94 | 5.21 | -0.46 | 0.21 | 0.001 | 0 | -0.001 | -5.3 | 0 | 0 | -5.7 | 0 | 0.6 | 0 | 0 | -0.1 | -0.2 | 0.1 | 0 | 0 | 0 | 0 | 4.53 | 4.63 | -0.37 | 0.28 | 0.001 | 0 | -0.001 | PreCW-Front-GasDHW-GasDry | Appl-CW-Front-GasDHW-GasDry-Tier1AnyDMoMH15CZ03DEER2017 | 0
42958.3843 | Appl-CW-Front-GasDHW-GasDry-Tier1 | DMo | MH15 | CZ04 | rDXGF | -1 | Household | 1 | 1242 | -3 | 0 | 0 | -5 | 0 | 1.9 | 0 | -0.1 | 0.2 | -0.2 | 0.3 | 0 | 0 | 0 | 0 | 5.01 | 5.21 | -0.39 | 0.2 | 0.001 | 0 | -0.001 | -4.2 | 0 | 0 | -5.7 | 0 | 1.5 | 0 | -0.1 | 0.1 | -0.2 | 0.2 | 0 | 0 | 0 | 0 | 4.58 | 4.63 | -0.31 | 0.27 | 0.001 | 0 | -0.001 | PreCW-Front-GasDHW-GasDry | Appl-CW-Front-GasDHW-GasDry-Tier1AnyDMoMH15CZ04DEER2017 | 0
42958.3843 | Appl-CW-Front-GasDHW-GasDry-Tier1 | DMo | MH15 | CZ05 | rDXGF | -1 | Household | 1 | 1242 | -4.2 | 0 | 0 | -4.9 | 0 | 0.9 | 0 | 0 | -0.1 | -0.3 | 0.2 | 0 | 0 | 0 | 0 | 4.91 | 5.21 | -0.51 | 0.2 | 0.002 | 0 | 0 | -5.3 | 0 | 0 | -5.7 | 0 | 0.6 | 0 | 0 | -0.1 | -0.2 | 0.1 | 0 | 0 | 0 | 0 | 4.47 | 4.63 | -0.43 | 0.27 | 0.001 | 0 | -0.001 | PreCW-Front-GasDHW-GasDry | Appl-CW-Front-GasDHW-GasDry-Tier1AnyDMoMH15CZ05DEER2017 | 0
42958.3843 | Appl-CW-Front-GasDHW-GasDry-Tier1 | DMo | MH15 | CZ06 | rDXGF | -1 | Household | 1 | 1242 | -2.5 | 0 | 0 | -5 | 0 | 2.2 | 0 | 0 | 0.2 | -0.1 | 0.4 | 0 | 0 | 0 | 0 | 5.05 | 5.21 | -0.34 | 0.19 | 0.001 | 0 | -0.001 | -3.6 | 0 | 0 | -5.7 | 0 | 1.9 | 0 | 0 | 0.2 | -0.1 | 0.3 | 0 | 0 | 0 | 0 | 4.6 | 4.63 | -0.27 | 0.25 | 0.001 | 0 | -0.001 | PreCW-Front-GasDHW-GasDry | Appl-CW-Front-GasDHW-GasDry-Tier1AnyDMoMH15CZ06DEER2017 | 0
42958.3843 | Appl-CW-Front-GasDHW-GasDry-Tier1 | DMo | MH15 | CZ07 | rDXGF | -1 | Household | 1 | 1242 | -2 | 0 | 0 | -5 | 0 | 2.6 | 0 | -0.1 | 0.4 | -0.1 | 0.4 | 0 | 0 | 0 | 0 | 5.25 | 5.21 | -0.15 | 0.19 | 0.001 | 0 | -0.001 | -3.2 | 0 | 0 | -5.7 | 0 | 2.2 | 0 | -0.1 | 0.3 | -0.1 | 0.3 | 0 | 0 | 0 | 0 | 4.76 | 4.63 | -0.12 | 0.25 | 0.001 | 0 | -0.001 | PreCW-Front-GasDHW-GasDry | Appl-CW-Front-GasDHW-GasDry-Tier1AnyDMoMH15CZ07DEER2017 | 0
42958.3843 | Appl-CW-Front-GasDHW-GasDry-Tier1 | DMo | MH15 | CZ08 | rDXGF | -1 | Household | 1 | 1242 | -1.4 | 0 | 0 | -5 | 0 | 3.1 | 0 | 0 | 0.4 | -0.1 | 0.5 | 0 | 0 | 0 | 0 | 5.18 | 5.21 | -0.21 | 0.19 | 0.001 | 0 | 0 | -2.8 | 0 | 0 | -5.7 | 0 | 2.6 | 0 | 0 | 0.3 | -0.1 | 0.4 | 0 | 0 | 0 | 0 | 4.71 | 4.63 | -0.17 | 0.25 | 0.001 | 0 | 0 | PreCW-Front-GasDHW-GasDry | Appl-CW-Front-GasDHW-GasDry-Tier1AnyDMoMH15CZ08DEER2017 | 0
42958.3843 | Appl-CW-Front-GasDHW-GasDry-Tier1 | DMo | MH15 | CZ09 | rDXGF | -1 | Household | 1 | 1242 | -3.1 | 0 | 0 | -5 | 0 | 1.8 | 0 | 0 | 0.1 | -0.1 | 0.3 | 0 | 0 | 0 | 0 | 5.12 | 5.21 | -0.28 | 0.19 | 0.001 | 0 | -0.001 | -4.3 | 0 | 0 | -5.7 | 0 | 1.4 | 0 | 0 | 0.1 | -0.1 | 0.3 | 0 | 0 | 0 | 0 | 4.67 | 4.63 | -0.21 | 0.25 | 0 | 0 | -0.001 | PreCW-Front-GasDHW-GasDry | Appl-CW-Front-GasDHW-GasDry-Tier1AnyDMoMH15CZ09DEER2017 | 0
42958.3843 | Appl-CW-Front-GasDHW-GasDry-Tier1 | DMo | MH15 | CZ10 | rDXGF | -1 | Household | 1 | 1242 | -1.9 | 0 | 0 | -4.9 | 0 | 2.9 | 0 | 0 | 0.3 | -0.2 | 0.5 | 0 | 0 | 0 | 0 | 5.1 | 5.21 | -0.29 | 0.18 | 0 | 0 | -0.001 | -3.1 | 0 | 0 | -5.7 | 0 | 2.4 | 0 | 0 | 0.2 | -0.1 | 0.4 | 0 | 0 | 0 | 0 | 4.64 | 4.63 | -0.24 | 0.25 | 0 | 0 | -0.001 | PreCW-Front-GasDHW-GasDry | Appl-CW-Front-GasDHW-GasDry-Tier1AnyDMoMH15CZ10DEER2017 | 0
42958.3843 | Appl-CW-Front-GasDHW-GasDry-Tier1 | DMo | MH15 | CZ11 | rDXGF | -1 | Household | 1 | 1242 | -2.2 | 0 | 0 | -5 | 0 | 2.6 | 0 | 0 | 0.3 | -0.2 | 0.4 | 0 | 0 | 0 | 0 | 5.04 | 5.21 | -0.36 | 0.19 | 0 | 0 | -0.001 | -3.5 | 0 | 0 | -5.7 | 0 | 2.1 | 0 | 0 | 0.2 | -0.2 | 0.3 | 0 | 0 | 0 | 0 | 4.59 | 4.63 | -0.29 | 0.25 | 0 | 0 | -0.001 | PreCW-Front-GasDHW-GasDry | Appl-CW-Front-GasDHW-GasDry-Tier1AnyDMoMH15CZ11DEER2017 | 0
42958.3843 | Appl-CW-Front-GasDHW-GasDry-Tier1 | DMo | MH15 | CZ12 | rDXGF | -1 | Household | 1 | 1242 | -2.6 | 0 | 0 | -5 | 0 | 2.2 | 0 | -0.1 | 0.1 | -0.2 | 0.3 | 0 | 0 | 0 | 0 | 5.02 | 5.21 | -0.38 | 0.2 | 0.001 | 0 | -0.001 | -3.8 | 0 | 0 | -5.7 | 0 | 1.7 | 0 | -0.1 | 0.1 | -0.2 | 0.3 | 0 | 0 | 0 | 0 | 4.59 | 4.63 | -0.31 | 0.26 | 0.001 | 0 | -0.001 | PreCW-Front-GasDHW-GasDry | Appl-CW-Front-GasDHW-GasDry-Tier1AnyDMoMH15CZ12DEER2017 | 0
42958.3843 | Appl-CW-Front-GasDHW-GasDry-Tier1 | DMo | MH15 | CZ13 | rDXGF | -1 | Household | 1 | 1242 | -1.9 | 0 | 0 | -5 | 0 | 2.8 | 0 | -0.1 | 0.2 | -0.2 | 0.4 | 0 | 0 | 0 | 0 | 5.05 | 5.21 | -0.34 | 0.18 | 0.001 | 0 | 0 | -3.3 | 0 | 0 | -5.7 | 0 | 2.3 | 0 | -0.1 | 0.2 | -0.1 | 0.3 | 0 | 0 | 0 | 0 | 4.6 | 4.63 | -0.28 | 0.25 | 0 | 0 | 0 | PreCW-Front-GasDHW-GasDry | Appl-CW-Front-GasDHW-GasDry-Tier1AnyDMoMH15CZ13DEER2017 | 0
42958.3843 | Appl-CW-Front-GasDHW-GasDry-Tier1 | DMo | MH15 | CZ14 | rDXGF | -1 | Household | 1 | 1242 | -1.8 | 0 | 0 | -5 | 0 | 3 | 0 | 0 | 0.2 | -0.2 | 0.5 | 0 | 0 | 0 | 0 | 5 | 5.21 | -0.4 | 0.19 | 0.001 | 0 | -0.001 | -3.2 | 0 | 0 | -5.7 | 0 | 2.4 | 0 | 0 | 0.2 | -0.2 | 0.4 | 0 | 0 | 0 | 0 | 4.56 | 4.63 | -0.32 | 0.25 | 0.001 | 0 | -0.001 | PreCW-Front-GasDHW-GasDry | Appl-CW-Front-GasDHW-GasDry-Tier1AnyDMoMH15CZ14DEER2017 | 0
42958.3843 | Appl-CW-Front-GasDHW-GasDry-Tier1 | DMo | MH15 | CZ15 | rDXGF | -1 | Household | 1 | 1242 | 0.3 | 0 | 0 | -5 | 0 | 4.7 | 0 | -0.1 | 0.6 | 0 | 0.7 | 0 | 0 | 0 | 0 | 5.23 | 5.21 | -0.13 | 0.15 | 0.001 | 0 | -0.001 | -1.4 | 0 | 0 | -5.7 | 0 | 3.8 | 0 | -0.1 | 0.5 | 0 | 0.5 | 0 | 0 | 0 | 0 | 4.74 | 4.63 | -0.1 | 0.21 | 0.001 | 0 | -0.001 | PreCW-Front-GasDHW-GasDry | Appl-CW-Front-GasDHW-GasDry-Tier1AnyDMoMH15CZ15DEER2017 | 0
42958.3843 | Appl-CW-Front-GasDHW-GasDry-Tier1 | DMo | MH15 | CZ16 | rDXGF | -1 | Household | 1 | 1242 | -3.7 | 0 | 0 | -4.9 | 0 | 1.3 | 0 | 0 | 0 | -0.2 | 0.2 | 0 | 0 | 0 | 0 | 5.03 | 5.21 | -0.39 | 0.22 | 0.001 | 0 | -0.001 | -4.6 | 0 | 0 | -5.6 | 0 | 1.1 | 0 | 0 | 0 | -0.1 | 0.2 | 0 | 0 | 0 | 0 | 4.6 | 4.63 | -0.32 | 0.29 | 0 | 0 | -0.001 | PreCW-Front-GasDHW-GasDry | Appl-CW-Front-GasDHW-GasDry-Tier1AnyDMoMH15CZ16DEER2017 | 0
42958.3843 | Appl-CW-Front-GasDHW-GasDry-Tier1 | DMo | MH72 | CZ01 | rDXGF | -1 | Household | 1 | 1196 | -5.2 | 0 | 0 | -4.9 | 0 | 0 | 0 | -0.1 | -0.2 | -0.2 | 0 | 0 | 0 | 0 | 0 | 4.99 | 5.21 | -0.44 | 0.22 | -0.001 | 0 | 0 | -5.9 | 0 | 0 | -5.7 | 0 | 0 | 0 | 0 | -0.2 | -0.2 | 0 | 0 | 0 | 0 | 0 | 4.57 | 4.63 | -0.35 | 0.29 | -0.001 | 0 | 0 | PreCW-Front-GasDHW-GasDry | Appl-CW-Front-GasDHW-GasDry-Tier1AnyDMoMH72CZ01DEER2017 | 0
42958.3843 | Appl-CW-Front-GasDHW-GasDry-Tier1 | DMo | MH72 | CZ02 | rDXGF | -1 | Household | 1 | 1196 | -3.1 | 0 | 0 | -4.9 | 0 | 1.9 | 0 | 0 | 0 | -0.3 | 0.2 | 0 | 0 | 0 | 0 | 5 | 5.21 | -0.4 | 0.2 | 0.002 | 0 | -0.001 | -4.2 | 0 | 0 | -5.7 | 0 | 1.5 | 0 | 0 | 0 | -0.2 | 0.2 | 0 | 0 | 0 | 0 | 4.58 | 4.63 | -0.31 | 0.27 | 0.002 | 0 | -0.001 | PreCW-Front-GasDHW-GasDry | Appl-CW-Front-GasDHW-GasDry-Tier1AnyDMoMH72CZ02DEER2017 | 0
42958.3843 | Appl-CW-Front-GasDHW-GasDry-Tier1 | DMo | MH72 | CZ03 | rDXGF | -1 | Household | 1 | 1196 | -3.2 | 0 | 0 | -4.9 | 0 | 1.7 | 0 | 0 | 0.1 | -0.3 | 0.2 | 0 | 0 | 0 | 0 | 5 | 5.21 | -0.4 | 0.2 | 0.002 | 0 | -0.001 | -4.4 | 0 | 0 | -5.7 | 0 | 1.3 | 0 | 0 | 0 | -0.2 | 0.2 | 0 | 0 | 0 | 0 | 4.57 | 4.63 | -0.33 | 0.27 | 0.001 | 0 | -0.001 | PreCW-Front-GasDHW-GasDry | Appl-CW-Front-GasDHW-GasDry-Tier1AnyDMoMH72CZ03DEER2017 | 0
42958.3843 | Appl-CW-Front-GasDHW-GasDry-Tier1 | DMo | MH72 | CZ04 | rDXGF | -1 | Household | 1 | 1196 | -2.6 | 0 | 0 | -5 | 0 | 2.4 | 0 | 0 | 0.1 | -0.2 | 0.3 | 0 | 0 | 0 | 0 | 5.06 | 5.21 | -0.34 | 0.2 | 0.001 | 0 | 0 | -3.7 | 0 | 0 | -5.7 | 0 | 2 | 0 | 0 | 0.1 | -0.2 | 0.2 | 0 | 0 | 0 | 0 | 4.61 | 4.63 | -0.28 | 0.27 | 0.001 | 0 | 0 | PreCW-Front-GasDHW-GasDry | Appl-CW-Front-GasDHW-GasDry-Tier1AnyDMoMH72CZ04DEER2017 | 0
42958.3843 | Appl-CW-Front-GasDHW-GasDry-Tier1 | DMo | MH72 | CZ05 | rDXGF | -1 | Household | 1 | 1196 | -5.1 | 0 | 0 | -4.9 | 0 | 0.1 | 0 | 0 | -0.3 | -0.3 | 0 | 0 | 0 | 0 | 0 | 4.88 | 5.21 | -0.54 | 0.21 | 0 | 0 | 0 | -6 | 0 | 0 | -5.7 | 0 | -0.1 | 0 | 0 | -0.2 | -0.3 | 0 | 0 | 0 | 0 | 0 | 4.46 | 4.63 | -0.45 | 0.28 | 0 | 0 | 0 | PreCW-Front-GasDHW-GasDry | Appl-CW-Front-GasDHW-GasDry-Tier1AnyDMoMH72CZ05DEER2017 | 0
42958.3843 | Appl-CW-Front-GasDHW-GasDry-Tier1 | DMo | MH72 | CZ06 | rDXGF | -1 | Household | 1 | 1196 | -2.2 | 0 | 0 | -4.9 | 0 | 2.6 | 0 | 0 | 0.2 | -0.2 | 0.4 | 0 | 0 | 0 | 0 | 5.15 | 5.21 | -0.25 | 0.2 | 0.001 | 0 | 0 | -3.4 | 0 | 0 | -5.7 | 0 | 2.2 | 0 | 0 | 0.2 | -0.2 | 0.3 | 0 | 0 | 0 | 0 | 4.69 | 4.63 | -0.2 | 0.26 | 0 | 0 | 0 | PreCW-Front-GasDHW-GasDry | Appl-CW-Front-GasDHW-GasDry-Tier1AnyDMoMH72CZ06DEER2017 | 0
42958.3843 | Appl-CW-Front-GasDHW-GasDry-Tier1 | DMo | MH72 | CZ07 | rDXGF | -1 | Household | 1 | 1196 | -1.8 | 0 | 0 | -4.9 | 0 | 2.9 | 0 | 0 | 0.2 | -0.2 | 0.4 | 0 | 0 | 0 | 0 | 5.15 | 5.21 | -0.25 | 0.19 | 0.001 | 0 | -0.001 | -3 | 0 | 0 | -5.7 | 0 | 2.5 | 0 | 0 | 0.2 | -0.1 | 0.3 | 0 | 0 | 0 | 0 | 4.7 | 4.63 | -0.19 | 0.25 | 0.001 | 0 | -0.001 | PreCW-Front-GasDHW-GasDry | Appl-CW-Front-GasDHW-GasDry-Tier1AnyDMoMH72CZ07DEER2017 | 0
42958.3843 | Appl-CW-Front-GasDHW-GasDry-Tier1 | DMo | MH72 | CZ08 | rDXGF | -1 | Household | 1 | 1196 | -1.2 | 0 | 0 | -5 | 0 | 3.5 | 0 | -0.1 | 0.3 | -0.1 | 0.4 | 0 | 0 | 0 | 0 | 5.17 | 5.21 | -0.22 | 0.19 | 0.001 | 0 | -0.001 | -2.7 | 0 | 0 | -5.7 | 0 | 2.8 | 0 | -0.1 | 0.2 | -0.1 | 0.3 | 0 | 0 | 0 | 0 | 4.7 | 4.63 | -0.18 | 0.25 | 0.001 | 0 | -0.001 | PreCW-Front-GasDHW-GasDry | Appl-CW-Front-GasDHW-GasDry-Tier1AnyDMoMH72CZ08DEER2017 | 0
42958.3843 | Appl-CW-Front-GasDHW-GasDry-Tier1 | DMo | MH72 | CZ09 | rDXGF | -1 | Household | 1 | 1196 | -1.1 | 0 | 0 | -5 | 0 | 3.6 | 0 | 0 | 0.3 | -0.1 | 0.5 | 0 | 0 | 0 | 0 | 5.17 | 5.21 | -0.22 | 0.18 | 0.001 | 0 | -0.001 | -2.7 | 0 | 0 | -5.7 | 0 | 2.8 | 0 | 0 | 0.3 | -0.1 | 0.4 | 0 | 0 | 0 | 0 | 4.71 | 4.63 | -0.17 | 0.25 | 0 | 0 | -0.001 | PreCW-Front-GasDHW-GasDry | Appl-CW-Front-GasDHW-GasDry-Tier1AnyDMoMH72CZ09DEER2017 | 0
42958.3843 | Appl-CW-Front-GasDHW-GasDry-Tier1 | DMo | MH72 | CZ10 | rDXGF | -1 | Household | 1 | 1196 | -2.1 | 0 | 0 | -5 | 0 | 2.7 | 0 | 0 | 0.2 | -0.2 | 0.4 | 0 | 0 | 0 | 0 | 5.14 | 5.21 | -0.24 | 0.18 | 0.001 | 0 | -0.001 | -2.8 | 0 | 0 | -5.7 | 0 | 2.7 | 0 | 0 | 0.2 | -0.1 | 0.4 | 0 | 0 | 0 | 0 | 4.67 | 4.63 | -0.2 | 0.25 | 0.001 | 0 | -0.001 | PreCW-Front-GasDHW-GasDry | Appl-CW-Front-GasDHW-GasDry-Tier1AnyDMoMH72CZ10DEER2017 | 0
42958.3843 | Appl-CW-Front-GasDHW-GasDry-Tier1 | DMo | MH72 | CZ11 | rDXGF | -1 | Household | 1 | 1196 | -1.9 | 0 | 0 | -4.9 | 0 | 3 | 0 | 0 | 0.2 | -0.2 | 0.3 | 0 | 0 | 0 | 0 | 5.1 | 5.21 | -0.3 | 0.19 | 0.002 | 0 | 0 | -3.2 | 0 | 0 | -5.7 | 0 | 2.4 | 0 | 0 | 0.2 | -0.2 | 0.3 | 0 | 0 | 0 | 0 | 4.64 | 4.63 | -0.25 | 0.25 | 0.001 | 0 | 0 | PreCW-Front-GasDHW-GasDry | Appl-CW-Front-GasDHW-GasDry-Tier1AnyDMoMH72CZ11DEER2017 | 0
42958.3843 | Appl-CW-Front-GasDHW-GasDry-Tier1 | DMo | MH72 | CZ12 | rDXGF | -1 | Household | 1 | 1196 | -1.6 | 0 | 0 | -4.9 | 0 | 3.3 | 0 | 0 | 0.2 | -0.3 | 0.4 | 0 | 0 | 0 | 0 | 5.04 | 5.21 | -0.36 | 0.2 | 0.003 | 0 | -0.001 | -2.9 | 0 | 0 | -5.7 | 0 | 2.8 | 0 | 0 | 0.2 | -0.2 | 0.4 | 0 | 0 | 0 | 0 | 4.59 | 4.63 | -0.29 | 0.26 | 0.002 | 0 | -0.001 | PreCW-Front-GasDHW-GasDry | Appl-CW-Front-GasDHW-GasDry-Tier1AnyDMoMH72CZ12DEER2017 | 0
42958.3843 | Appl-CW-Front-GasDHW-GasDry-Tier1 | DMo | MH72 | CZ13 | rDXGF | -1 | Household | 1 | 1196 | -1.4 | 0 | 0 | -5 | 0 | 3.4 | 0 | 0 | 0.3 | -0.2 | 0.4 | 0 | 0 | 0 | 0 | 5.06 | 5.21 | -0.34 | 0.19 | 0.001 | 0 | 0 | -2.8 | 0 | 0 | -5.7 | 0 | 2.8 | 0 | 0 | 0.2 | -0.2 | 0.3 | 0 | 0 | 0 | 0 | 4.61 | 4.63 | -0.27 | 0.25 | 0.001 | 0 | -0.001 | PreCW-Front-GasDHW-GasDry | Appl-CW-Front-GasDHW-GasDry-Tier1AnyDMoMH72CZ13DEER2017 | 0
42958.3843 | Appl-CW-Front-GasDHW-GasDry-Tier1 | DMo | MH72 | CZ14 | rDXGF | -1 | Household | 1 | 1196 | -1.3 | 0 | 0 | -4.9 | 0 | 3.4 | 0 | -0.1 | 0.2 | -0.2 | 0.4 | 0 | 0 | 0 | 0 | 5.09 | 5.21 | -0.3 | 0.19 | 0.001 | 0 | 0 | -2.9 | 0 | 0 | -5.7 | 0 | 2.7 | 0 | -0.1 | 0.2 | -0.2 | 0.3 | 0 | 0 | 0 | 0 | 4.64 | 4.63 | -0.24 | 0.26 | 0 | 0 | 0 | PreCW-Front-GasDHW-GasDry | Appl-CW-Front-GasDHW-GasDry-Tier1AnyDMoMH72CZ14DEER2017 | 0
42958.3843 | Appl-CW-Front-GasDHW-GasDry-Tier1 | DMo | MH72 | CZ15 | rDXGF | -1 | Household | 1 | 1196 | -0.7 | 0 | 0 | -5 | 0 | 3.9 | 0 | 0 | 0.4 | -0.1 | 0.4 | 0 | 0 | 0 | 0 | 5.24 | 5.21 | -0.11 | 0.16 | 0.001 | 0 | -0.001 | -2.3 | 0 | 0 | -5.7 | 0 | 3.2 | 0 | 0 | 0.3 | -0.1 | 0.3 | 0 | 0 | 0 | 0 | 4.74 | 4.63 | -0.09 | 0.21 | 0 | 0 | -0.001 | PreCW-Front-GasDHW-GasDry | Appl-CW-Front-GasDHW-GasDry-Tier1AnyDMoMH72CZ15DEER2017 | 0
42958.3843 | Appl-CW-Front-GasDHW-GasDry-Tier1 | DMo | MH72 | CZ16 | rDXGF | -1 | Household | 1 | 1196 | -2.8 | 0 | 0 | -4.9 | 0 | 2.1 | 0 | -0.1 | 0 | -0.2 | 0.3 | 0 | 0 | 0 | 0 | 4.99 | 5.21 | -0.43 | 0.21 | 0.002 | 0 | 0 | -4 | 0 | 0 | -5.7 | 0 | 1.7 | 0 | -0.1 | 0 | -0.2 | 0.3 | 0 | 0 | 0 | 0 | 4.57 | 4.63 | -0.35 | 0.29 | 0.001 | 0 | 0 | PreCW-Front-GasDHW-GasDry | Appl-CW-Front-GasDHW-GasDry-Tier1AnyDMoMH72CZ16DEER2017 | 0
42958.3843 | Appl-CW-Front-GasDHW-GasDry-Tier1 | DMo | MH85 | CZ01 | rDXGF | -1 | Household | 1 | 1242 | -5.3 | 0 | 0 | -4.9 | 0 | 0 | 0 | -0.1 | -0.3 | -0.3 | 0 | 0 | 0 | 0 | 0 | 4.82 | 5.21 | -0.6 | 0.22 | -0.001 | 0 | -0.001 | -5.9 | 0 | 0 | -5.7 | 0 | 0 | 0 | -0.1 | -0.3 | -0.3 | 0 | 0 | 0 | 0 | 0 | 4.43 | 4.63 | -0.48 | 0.29 | -0.001 | 0 | -0.001 | PreCW-Front-GasDHW-GasDry | Appl-CW-Front-GasDHW-GasDry-Tier1AnyDMoMH85CZ01DEER2017 | 0
42958.3843 | Appl-CW-Front-GasDHW-GasDry-Tier1 | DMo | MH85 | CZ02 | rDXGF | -1 | Household | 1 | 1242 | -3.4 | 0 | 0 | -4.9 | 0 | 1.7 | 0 | 0 | -0.1 | -0.3 | 0.2 | 0 | 0 | 0 | 0 | 4.89 | 5.21 | -0.52 | 0.2 | 0.003 | 0 | 0 | -4.4 | 0 | 0 | -5.7 | 0 | 1.5 | 0 | 0 | -0.1 | -0.3 | 0.2 | 0 | 0 | 0 | 0 | 4.47 | 4.63 | -0.42 | 0.27 | 0.002 | 0 | -0.001 | PreCW-Front-GasDHW-GasDry | Appl-CW-Front-GasDHW-GasDry-Tier1AnyDMoMH85CZ02DEER2017 | 0
42958.3843 | Appl-CW-Front-GasDHW-GasDry-Tier1 | DMo | MH85 | CZ03 | rDXGF | -1 | Household | 1 | 1242 | -3.6 | 0 | 0 | -5 | 0 | 1.6 | 0 | 0 | -0.1 | -0.3 | 0.2 | 0 | 0 | 0 | 0 | 4.9 | 5.21 | -0.52 | 0.2 | 0.001 | 0 | 0 | -4.9 | 0 | 0 | -5.8 | 0 | 1 | 0 | 0 | -0.1 | -0.2 | 0.2 | 0 | 0 | 0 | 0 | 4.49 | 4.63 | -0.41 | 0.27 | 0.001 | 0 | 0 | PreCW-Front-GasDHW-GasDry | Appl-CW-Front-GasDHW-GasDry-Tier1AnyDMoMH85CZ03DEER2017 | 0
42958.3843 | Appl-CW-Front-GasDHW-GasDry-Tier1 | DMo | MH85 | CZ04 | rDXGF | -1 | Household | 1 | 1242 | -2.2 | 0 | 0 | -4.9 | 0 | 2.7 | 0 | 0 | 0.1 | -0.3 | 0.3 | 0 | 0 | 0 | 0 | 4.98 | 5.21 | -0.42 | 0.2 | 0.001 | 0 | -0.001 | -3.4 | 0 | 0 | -5.7 | 0 | 2.3 | 0 | 0 | 0.1 | -0.2 | 0.3 | 0 | 0 | 0 | 0 | 4.55 | 4.63 | -0.34 | 0.27 | 0.001 | 0 | -0.001 | PreCW-Front-GasDHW-GasDry | Appl-CW-Front-GasDHW-GasDry-Tier1AnyDMoMH85CZ04DEER2017 | 0
42958.3843 | Appl-CW-Front-GasDHW-GasDry-Tier1 | DMo | MH85 | CZ05 | rDXGF | -1 | Household | 1 | 1242 | -4.3 | 0 | 0 | -5 | 0 | 0.9 | 0 | -0.1 | -0.2 | -0.3 | 0.1 | 0 | 0 | 0 | 0 | 4.86 | 5.21 | -0.55 | 0.21 | 0.002 | 0 | -0.001 | -5.1 | 0 | 0 | -5.7 | 0 | 0.8 | 0 | 0 | -0.2 | -0.3 | 0.1 | 0 | 0 | 0 | 0 | 4.45 | 4.63 | -0.45 | 0.28 | 0.002 | 0 | -0.001 | PreCW-Front-GasDHW-GasDry | Appl-CW-Front-GasDHW-GasDry-Tier1AnyDMoMH85CZ05DEER2017 | 0
42958.3843 | Appl-CW-Front-GasDHW-GasDry-Tier1 | DMo | MH85 | CZ06 | rDXGF | -1 | Household | 1 | 1242 | -4.3 | 0 | 0 | -5 | 0 | 0.8 | 0 | 0 | 0 | -0.2 | 0.1 | 0 | 0 | 0 | 0 | 5.07 | 5.21 | -0.34 | 0.2 | -0.001 | 0 | -0.001 | -2.7 | 0 | 0 | -5.7 | 0 | 2.8 | 0 | 0 | 0.3 | -0.1 | 0.4 | 0 | 0 | 0 | 0 | 4.62 | 4.63 | -0.27 | 0.26 | 0 | 0 | -0.001 | PreCW-Front-GasDHW-GasDry | Appl-CW-Front-GasDHW-GasDry-Tier1AnyDMoMH85CZ06DEER2017 | 0
42958.3843 | Appl-CW-Front-GasDHW-GasDry-Tier1 | DMo | MH85 | CZ07 | rDXGF | -1 | Household | 1 | 1242 | -2.1 | 0 | 0 | -4.9 | 0 | 2.6 | 0 | 0 | 0.2 | -0.1 | 0.3 | 0 | 0 | 0 | 0 | 5.11 | 5.21 | -0.29 | 0.19 | 0.002 | 0 | 0 | -3.5 | 0 | 0 | -5.7 | 0 | 2.1 | 0 | 0 | 0.2 | -0.1 | 0.3 | 0 | 0 | 0 | 0 | 4.65 | 4.63 | -0.23 | 0.25 | 0.001 | 0 | -0.001 | PreCW-Front-GasDHW-GasDry | Appl-CW-Front-GasDHW-GasDry-Tier1AnyDMoMH85CZ07DEER2017 | 0
42958.3843 | Appl-CW-Front-GasDHW-GasDry-Tier1 | DMo | MH85 | CZ08 | rDXGF | -1 | Household | 1 | 1242 | -1.6 | 0 | 0 | -4.9 | 0 | 3.2 | 0 | -0.1 | 0.2 | -0.2 | 0.5 | 0 | 0 | 0 | 0 | 5.1 | 5.21 | -0.29 | 0.19 | 0.001 | 0 | 0 | -3 | 0 | 0 | -5.7 | 0 | 2.6 | 0 | -0.1 | 0.2 | -0.2 | 0.4 | 0 | 0 | 0 | 0 | 4.64 | 4.63 | -0.23 | 0.25 | 0 | 0 | -0.001 | PreCW-Front-GasDHW-GasDry | Appl-CW-Front-GasDHW-GasDry-Tier1AnyDMoMH85CZ08DEER2017 | 0
42958.3843 | Appl-CW-Front-GasDHW-GasDry-Tier1 | DMo | MH85 | CZ09 | rDXGF | -1 | Household | 1 | 1242 | -2.2 | 0 | 0 | -5 | 0 | 2.7 | 0 | 0 | 0.2 | -0.2 | 0.4 | 0 | 0 | 0 | 0 | 5.07 | 5.21 | -0.33 | 0.18 | 0.001 | 0 | -0.001 | -3.4 | 0 | 0 | -5.7 | 0 | 2.3 | 0 | 0 | 0.1 | -0.2 | 0.3 | 0 | 0 | 0 | 0 | 4.61 | 4.63 | -0.27 | 0.25 | 0 | 0 | -0.001 | PreCW-Front-GasDHW-GasDry | Appl-CW-Front-GasDHW-GasDry-Tier1AnyDMoMH85CZ09DEER2017 | 0
42958.3843 | Appl-CW-Front-GasDHW-GasDry-Tier1 | DMo | MH85 | CZ10 | rDXGF | -1 | Household | 1 | 1242 | -1.6 | 0 | 0 | -5 | 0 | 3.2 | 0 | -0.1 | 0.2 | -0.2 | 0.3 | 0 | 0 | 0 | 0 | 5.09 | 5.21 | -0.31 | 0.18 | 0.001 | 0 | -0.001 | -3 | 0 | 0 | -5.8 | 0 | 2.6 | 0 | -0.1 | 0.2 | -0.2 | 0.3 | 0 | 0 | 0 | 0 | 4.63 | 4.63 | -0.24 | 0.25 | 0.001 | 0 | -0.001 | PreCW-Front-GasDHW-GasDry | Appl-CW-Front-GasDHW-GasDry-Tier1AnyDMoMH85CZ10DEER2017 | 0
42958.3843 | Appl-CW-Front-GasDHW-GasDry-Tier1 | DMo | MH85 | CZ11 | rDXGF | -1 | Household | 1 | 1242 | -1.7 | 0 | 0 | -5 | 0 | 3.2 | 0 | 0 | 0.2 | -0.3 | 0.4 | 0 | 0 | 0 | 0 | 4.99 | 5.21 | -0.41 | 0.19 | 0.001 | 0 | -0.001 | -3 | 0 | 0 | -5.7 | 0 | 2.6 | 0 | 0 | 0.1 | -0.2 | 0.3 | 0 | 0 | 0 | 0 | 4.55 | 4.63 | -0.33 | 0.25 | 0.001 | 0 | -0.001 | PreCW-Front-GasDHW-GasDry | Appl-CW-Front-GasDHW-GasDry-Tier1AnyDMoMH85CZ11DEER2017 | 0
42958.3843 | Appl-CW-Front-GasDHW-GasDry-Tier1 | DMo | MH85 | CZ12 | rDXGF | -1 | Household | 1 | 1242 | -2.3 | 0 | 0 | -5 | 0 | 2.7 | 0 | 0 | 0.1 | -0.3 | 0.4 | 0 | 0 | 0 | 0 | 4.95 | 5.21 | -0.45 | 0.2 | 0.002 | 0 | 0 | -3.6 | 0 | 0 | -5.7 | 0 | 2.2 | 0 | 0 | 0.1 | -0.2 | 0.3 | 0 | 0 | 0 | 0 | 4.52 | 4.63 | -0.36 | 0.26 | 0.001 | 0 | 0 | PreCW-Front-GasDHW-GasDry | Appl-CW-Front-GasDHW-GasDry-Tier1AnyDMoMH85CZ12DEER2017 | 0
42958.3843 | Appl-CW-Front-GasDHW-GasDry-Tier1 | DMo | MH85 | CZ13 | rDXGF | -1 | Household | 1 | 1242 | -1.3 | 0 | 0 | -4.9 | 0 | 3.6 | 0 | 0 | 0.2 | -0.2 | 0.5 | 0 | 0 | 0 | 0 | 4.98 | 5.21 | -0.41 | 0.19 | 0.002 | 0 | -0.001 | -2.6 | 0 | 0 | -5.7 | 0 | 3 | 0 | 0 | 0.2 | -0.2 | 0.4 | 0 | 0 | 0 | 0 | 4.55 | 4.63 | -0.33 | 0.25 | 0.001 | 0 | -0.001 | PreCW-Front-GasDHW-GasDry | Appl-CW-Front-GasDHW-GasDry-Tier1AnyDMoMH85CZ13DEER2017 | 0
42958.3843 | Appl-CW-Front-GasDHW-GasDry-Tier1 | DMo | MH85 | CZ14 | rDXGF | -1 | Household | 1 | 1242 | -1.2 | 0 | 0 | -5 | 0 | 3.6 | 0 | -0.1 | 0.2 | -0.3 | 0.4 | 0 | 0 | 0 | 0 | 4.99 | 5.21 | -0.41 | 0.19 | 0.001 | 0 | 0 | -2.8 | 0 | 0 | -5.7 | 0 | 2.8 | 0 | 0 | 0.2 | -0.2 | 0.3 | 0 | 0 | 0 | 0 | 4.56 | 4.63 | -0.33 | 0.26 | 0 | 0 | -0.001 | PreCW-Front-GasDHW-GasDry | Appl-CW-Front-GasDHW-GasDry-Tier1AnyDMoMH85CZ14DEER2017 | 0
42958.3843 | Appl-CW-Front-GasDHW-GasDry-Tier1 | DMo | MH85 | CZ15 | rDXGF | -1 | Household | 1 | 1242 | -0.1 | 0 | 0 | -5 | 0 | 4.5 | 0 | 0 | 0.4 | -0.1 | 0.5 | 0 | 0 | 0 | 0 | 5.21 | 5.21 | -0.15 | 0.16 | 0.001 | 0 | 0 | -1.8 | 0 | 0 | -5.7 | 0 | 3.7 | 0 | 0 | 0.4 | -0.1 | 0.4 | 0 | 0 | 0 | 0 | 4.71 | 4.63 | -0.12 | 0.21 | 0 | 0 | 0 | PreCW-Front-GasDHW-GasDry | Appl-CW-Front-GasDHW-GasDry-Tier1AnyDMoMH85CZ15DEER2017 | 0
42958.3843 | Appl-CW-Front-GasDHW-GasDry-Tier1 | DMo | MH85 | CZ16 | rDXGF | -1 | Household | 1 | 1242 | -3.2 | 0 | 0 | -4.9 | 0 | 1.8 | 0 | -0.1 | 0 | -0.3 | 0.2 | 0 | 0 | 0 | 0 | 4.87 | 5.21 | -0.55 | 0.21 | 0.002 | 0 | -0.001 | -4.3 | 0 | 0 | -5.7 | 0 | 1.5 | 0 | -0.1 | 0 | -0.3 | 0.2 | 0 | 0 | 0 | 0 | 4.48 | 4.63 | -0.44 | 0.29 | 0.001 | 0 | -0.001 | PreCW-Front-GasDHW-GasDry | Appl-CW-Front-GasDHW-GasDry-Tier1AnyDMoMH85CZ16DEER2017 | 0
42958.3843 | Appl-CW-Front-GasDHW-GasDry-Tier1 | MFm | 1975 | CZ01 | rDXGF | -1 | Household | 1 | 1070.2 | -5.5 | 0 | 0 | -5 | 0 | 0 | 0 | -0.2 | -0.3 | -0.2 | 0 | 0 | 0 | 0 | 0 | 4.99 | 5.27 | -0.51 | 0.22 | 0 | 0 | -0.001 | -6.2 | 0 | 0 | -5.7 | 0 | 0 | 0 | -0.1 | -0.2 | -0.2 | 0 | 0 | 0 | 0 | 0 | 4.57 | 4.69 | -0.42 | 0.29 | 0 | 0 | -0.001 | PreCW-Front-GasDHW-GasDry | Appl-CW-Front-GasDHW-GasDry-Tier1AnyMFm1975CZ01DEER2017 | 0
42958.3843 | Appl-CW-Front-GasDHW-GasDry-Tier1 | MFm | 1975 | CZ02 | rDXGF | -1 | Household | 1 | 1070.2 | -4.4 | 0 | 0 | -5 | 0 | 0.7 | 0 | 0 | 0 | -0.2 | 0.1 | 0 | 0 | 0 | 0 | 5.13 | 5.27 | -0.34 | 0.2 | 0.002 | 0 | 0 | -5.3 | 0 | 0 | -5.8 | 0 | 0.5 | 0 | 0 | 0 | -0.1 | 0.1 | 0 | 0 | 0 | 0 | 4.69 | 4.69 | -0.27 | 0.27 | 0.001 | 0 | 0 | PreCW-Front-GasDHW-GasDry | Appl-CW-Front-GasDHW-GasDry-Tier1AnyMFm1975CZ02DEER2017 | 0
42958.3843 | Appl-CW-Front-GasDHW-GasDry-Tier1 | MFm | 1975 | CZ03 | rDXGF | -1 | Household | 1 | 1070.2 | -4.7 | 0 | 0 | -5 | 0 | 0.5 | 0 | -0.1 | -0.1 | -0.1 | 0.1 | 0 | 0 | 0 | 0 | 5.18 | 5.27 | -0.29 | 0.2 | 0 | 0 | -0.001 | -5.6 | 0 | 0 | -5.7 | 0 | 0.4 | 0 | 0 | -0.1 | -0.1 | 0.1 | 0 | 0 | 0 | 0 | 4.71 | 4.69 | -0.25 | 0.27 | 0 | 0 | -0.001 | PreCW-Front-GasDHW-GasDry | Appl-CW-Front-GasDHW-GasDry-Tier1AnyMFm1975CZ03DEER2017 | 0
42958.3843 | Appl-CW-Front-GasDHW-GasDry-Tier1 | MFm | 1975 | CZ04 | rDXGF | -1 | Household | 1 | 1070.2 | -4.3 | 0 | 0 | -5 | 0 | 0.8 | 0 | -0.1 | -0.1 | -0.2 | 0.1 | 0 | 0 | 0 | 0 | 5.18 | 5.27 | -0.29 | 0.19 | 0.001 | 0 | 0 | -5.1 | 0 | 0 | -5.8 | 0 | 0.7 | 0 | -0.1 | -0.1 | -0.1 | 0.1 | 0 | 0 | 0 | 0 | 4.72 | 4.69 | -0.23 | 0.26 | 0 | 0 | -0.001 | PreCW-Front-GasDHW-GasDry | Appl-CW-Front-GasDHW-GasDry-Tier1AnyMFm1975CZ04DEER2017 | 0
42958.3843 | Appl-CW-Front-GasDHW-GasDry-Tier1 | MFm | 1975 | CZ05 | rDXGF | -1 | Household | 1 | 1070.2 | -5.2 | 0 | 0 | -5 | 0 | 0.1 | 0 | -0.1 | -0.2 | -0.2 | 0.1 | 0 | 0 | 0 | 0 | 5.03 | 5.27 | -0.45 | 0.2 | 0 | 0 | -0.001 | -6 | 0 | 0 | -5.7 | 0 | 0.1 | 0 | -0.1 | -0.2 | -0.2 | 0.1 | 0 | 0 | 0 | 0 | 4.61 | 4.69 | -0.36 | 0.27 | -0.001 | 0 | -0.001 | PreCW-Front-GasDHW-GasDry | Appl-CW-Front-GasDHW-GasDry-Tier1AnyMFm1975CZ05DEER2017 | 0
42958.3843 | Appl-CW-Front-GasDHW-GasDry-Tier1 | MFm | 1975 | CZ06 | rDXGF | -1 | Household | 1 | 1047.7 | -3.5 | 0 | 0 | -4.9 | 0 | 1.5 | 0 | 0 | 0.1 | -0.1 | 0.1 | 0 | 0 | 0 | 0 | 5.21 | 5.27 | -0.26 | 0.18 | 0 | 0 | -0.001 | -4.5 | 0 | 0 | -5.7 | 0 | 1.2 | 0 | 0 | 0.1 | -0.1 | 0.1 | 0 | 0 | 0 | 0 | 4.74 | 4.69 | -0.21 | 0.25 | 0 | 0 | -0.001 | PreCW-Front-GasDHW-GasDry | Appl-CW-Front-GasDHW-GasDry-Tier1AnyMFm1975CZ06DEER2017 | 0
42958.3843 | Appl-CW-Front-GasDHW-GasDry-Tier1 | MFm | 1975 | CZ07 | rDXGF | -1 | Household | 1 | 1047.7 | -1.1 | 0 | 0 | -4.9 | 0 | 3.3 | 0 | 0 | 0.6 | 0 | 0.6 | 0 | 0 | 0 | 0 | 5.49 | 5.27 | 0.04 | 0.18 | 0.003 | 0 | -0.001 | -2.7 | 0 | 0 | -5.7 | 0 | 2.6 | 0 | 0 | 0.4 | 0 | 0.4 | 0 | 0 | 0 | 0 | 4.91 | 4.69 | -0.03 | 0.25 | 0.002 | 0 | -0.001 | PreCW-Front-GasDHW-GasDry | Appl-CW-Front-GasDHW-GasDry-Tier1AnyMFm1975CZ07DEER2017 | 0
42958.3843 | Appl-CW-Front-GasDHW-GasDry-Tier1 | MFm | 1975 | CZ08 | rDXGF | -1 | Household | 1 | 1047.7 | -3.3 | 0 | 0 | -5 | 0 | 1.6 | 0 | -0.1 | 0.1 | -0.1 | 0.2 | 0 | 0 | 0 | 0 | 5.26 | 5.27 | -0.19 | 0.18 | 0.001 | 0 | -0.001 | -4.4 | 0 | 0 | -5.7 | 0 | 1.3 | 0 | -0.1 | 0 | 0 | 0.2 | 0 | 0 | 0 | 0 | 4.77 | 4.69 | -0.16 | 0.24 | 0.001 | 0 | -0.001 | PreCW-Front-GasDHW-GasDry | Appl-CW-Front-GasDHW-GasDry-Tier1AnyMFm1975CZ08DEER2017 | 0
42958.3843 | Appl-CW-Front-GasDHW-GasDry-Tier1 | MFm | 1975 | CZ09 | rDXGF | -1 | Household | 1 | 1216.8 | -2.8 | 0 | 0 | -5 | 0 | 2.1 | 0 | 0 | 0.2 | -0.1 | 0.3 | 0 | 0 | 0 | 0 | 5.22 | 5.27 | -0.24 | 0.18 | 0 | 0 | -0.001 | -4 | 0 | 0 | -5.8 | 0 | 1.7 | 0 | 0 | 0.1 | -0.1 | 0.2 | 0 | 0 | 0 | 0 | 4.74 | 4.69 | -0.19 | 0.25 | 0 | 0 | -0.001 | PreCW-Front-GasDHW-GasDry | Appl-CW-Front-GasDHW-GasDry-Tier1AnyMFm1975CZ09DEER2017 | 0
42958.3843 | Appl-CW-Front-GasDHW-GasDry-Tier1 | MFm | 1975 | CZ10 | rDXGF | -1 | Household | 1 | 1216.8 | -3.3 | 0 | 0 | -5 | 0 | 1.7 | 0 | 0 | 0.1 | -0.1 | 0.2 | 0 | 0 | 0 | 0 | 5.19 | 5.27 | -0.27 | 0.19 | 0.002 | 0 | -0.001 | -4.3 | 0 | 0 | -5.8 | 0 | 1.4 | 0 | 0 | 0.1 | -0.1 | 0.2 | 0 | 0 | 0 | 0 | 4.72 | 4.69 | -0.22 | 0.25 | 0.001 | 0 | -0.001 | PreCW-Front-GasDHW-GasDry | Appl-CW-Front-GasDHW-GasDry-Tier1AnyMFm1975CZ10DEER2017 | 0
42958.3843 | Appl-CW-Front-GasDHW-GasDry-Tier1 | MFm | 1975 | CZ11 | rDXGF | -1 | Household | 1 | 1098.9 | -3.4 | 0 | 0 | -5 | 0 | 1.7 | 0 | 0 | 0 | -0.2 | 0.2 | 0 | 0 | 0 | 0 | 5.15 | 5.27 | -0.32 | 0.19 | 0.001 | 0 | -0.001 | -4.5 | 0 | 0 | -5.8 | 0 | 1.4 | 0 | 0 | 0 | -0.2 | 0.2 | 0 | 0 | 0 | 0 | 4.69 | 4.69 | -0.26 | 0.25 | 0.001 | 0 | -0.001 | PreCW-Front-GasDHW-GasDry | Appl-CW-Front-GasDHW-GasDry-Tier1AnyMFm1975CZ11DEER2017 | 0
42958.3843 | Appl-CW-Front-GasDHW-GasDry-Tier1 | MFm | 1975 | CZ12 | rDXGF | -1 | Household | 1 | 1098.9 | -3.7 | 0 | 0 | -5 | 0 | 1.4 | 0 | -0.1 | 0 | -0.2 | 0.2 | 0 | 0 | 0 | 0 | 5.13 | 5.27 | -0.34 | 0.19 | 0.001 | 0 | -0.001 | -4.7 | 0 | 0 | -5.7 | 0 | 1 | 0 | -0.1 | 0 | -0.2 | 0.1 | 0 | 0 | 0 | 0 | 4.68 | 4.69 | -0.27 | 0.26 | 0.001 | 0 | -0.001 | PreCW-Front-GasDHW-GasDry | Appl-CW-Front-GasDHW-GasDry-Tier1AnyMFm1975CZ12DEER2017 | 0
42958.3843 | Appl-CW-Front-GasDHW-GasDry-Tier1 | MFm | 1975 | CZ13 | rDXGF | -1 | Household | 1 | 1098.9 | -2.9 | 0 | 0 | -5 | 0 | 2.1 | 0 | 0 | 0.1 | -0.2 | 0.3 | 0 | 0 | 0 | 0 | 5.16 | 5.27 | -0.3 | 0.18 | 0.001 | 0 | -0.001 | -4.1 | 0 | 0 | -5.8 | 0 | 1.7 | 0 | 0 | 0.1 | -0.1 | 0.2 | 0 | 0 | 0 | 0 | 4.7 | 4.69 | -0.24 | 0.25 | 0.001 | 0 | -0.001 | PreCW-Front-GasDHW-GasDry | Appl-CW-Front-GasDHW-GasDry-Tier1AnyMFm1975CZ13DEER2017 | 0
42958.3843 | Appl-CW-Front-GasDHW-GasDry-Tier1 | MFm | 1975 | CZ14 | rDXGF | -1 | Household | 1 | 1409.4 | -1.3 | 0 | 0 | -5 | 0 | 3.5 | 0 | -0.1 | 0.3 | -0.1 | 0.4 | 0 | 0 | 0 | 0 | 5.23 | 5.27 | -0.24 | 0.19 | 0.002 | 0 | -0.001 | -2.5 | 0 | 0 | -5.8 | 0 | 3 | 0 | -0.1 | 0.3 | -0.1 | 0.4 | 0 | 0 | 0 | 0 | 4.76 | 4.69 | -0.18 | 0.26 | 0.002 | 0 | -0.001 | PreCW-Front-GasDHW-GasDry | Appl-CW-Front-GasDHW-GasDry-Tier1AnyMFm1975CZ14DEER2017 | 0
42958.3843 | Appl-CW-Front-GasDHW-GasDry-Tier1 | MFm | 1975 | CZ15 | rDXGF | -1 | Household | 1 | 1409.4 | -1.3 | 0 | 0 | -5 | 0 | 3.5 | 0 | 0 | 0.3 | 0 | 0.3 | 0 | 0 | 0 | 0 | 5.3 | 5.27 | -0.13 | 0.15 | 0.001 | 0 | -0.001 | -2.7 | 0 | 0 | -5.8 | 0 | 2.9 | 0 | 0 | 0.2 | 0 | 0.3 | 0 | 0 | 0 | 0 | 4.8 | 4.69 | -0.11 | 0.2 | 0.001 | 0 | -0.001 | PreCW-Front-GasDHW-GasDry | Appl-CW-Front-GasDHW-GasDry-Tier1AnyMFm1975CZ15DEER2017 | 0
42958.3843 | Appl-CW-Front-GasDHW-GasDry-Tier1 | MFm | 1975 | CZ16 | rDXGF | -1 | Household | 1 | 1070.2 | -3.9 | 0 | 0 | -5 | 0 | 1.2 | 0 | -0.1 | 0 | -0.2 | 0.2 | 0 | 0 | 0 | 0 | 5.15 | 5.27 | -0.35 | 0.21 | 0.001 | 0 | -0.001 | -4.9 | 0 | 0 | -5.8 | 0 | 1 | 0 | -0.1 | 0 | -0.1 | 0.1 | 0 | 0 | 0 | 0 | 4.7 | 4.69 | -0.28 | 0.29 | 0.001 | 0 | -0.001 | PreCW-Front-GasDHW-GasDry | Appl-CW-Front-GasDHW-GasDry-Tier1AnyMFm1975CZ16DEER2017 | 0
42958.3843 | Appl-CW-Front-GasDHW-GasDry-Tier1 | MFm | 1985 | CZ01 | rDXGF | -1 | Household | 1 | 1152 | -5.4 | 0 | 0 | -5 | 0 | 0 | 0 | -0.1 | -0.3 | -0.3 | 0 | 0 | 0 | 0 | 0 | 4.92 | 5.27 | -0.58 | 0.21 | -0.001 | 0 | -0.001 | -6.1 | 0 | 0 | -5.8 | 0 | 0 | 0 | -0.1 | -0.2 | -0.2 | 0 | 0 | 0 | 0 | 0 | 4.52 | 4.69 | -0.47 | 0.29 | -0.001 | 0 | -0.001 | PreCW-Front-GasDHW-GasDry | Appl-CW-Front-GasDHW-GasDry-Tier1AnyMFm1985CZ01DEER2017 | 0
42958.3843 | Appl-CW-Front-GasDHW-GasDry-Tier1 | MFm | 1985 | CZ02 | rDXGF | -1 | Household | 1 | 1152 | -6.7 | 0 | 0 | -5 | 0 | -0.7 | 0 | -0.2 | -0.7 | -0.6 | -0.1 | 0 | 0 | 0 | 0 | 4.51 | 5.27 | -0.97 | 0.21 | -0.006 | 0 | -0.001 | -7.6 | 0 | 0 | -5.8 | 0 | -0.9 | 0 | -0.2 | -0.7 | -0.6 | -0.1 | 0 | 0 | 0 | 0 | 4.06 | 4.69 | -0.9 | 0.28 | -0.006 | 0 | -0.001 | PreCW-Front-GasDHW-GasDry | Appl-CW-Front-GasDHW-GasDry-Tier1AnyMFm1985CZ02DEER2017 | 0
42958.3843 | Appl-CW-Front-GasDHW-GasDry-Tier1 | MFm | 1985 | CZ03 | rDXGF | -1 | Household | 1 | 1152 | -5 | 0 | 0 | -5 | 0 | 0.3 | 0 | 0 | -0.1 | -0.2 | 0 | 0 | 0 | 0 | 0 | 5.11 | 5.27 | -0.37 | 0.21 | 0 | 0 | 0 | -5.7 | 0 | 0 | -5.8 | 0 | 0.2 | 0 | 0 | -0.1 | -0.2 | 0 | 0 | 0 | 0 | 0 | 4.67 | 4.69 | -0.3 | 0.28 | 0 | 0 | 0 | PreCW-Front-GasDHW-GasDry | Appl-CW-Front-GasDHW-GasDry-Tier1AnyMFm1985CZ03DEER2017 | 0
42958.3843 | Appl-CW-Front-GasDHW-GasDry-Tier1 | MFm | 1985 | CZ04 | rDXGF | -1 | Household | 1 | 1152 | -4.5 | 0 | 0 | -5 | 0 | 0.7 | 0 | -0.1 | -0.1 | -0.2 | 0.1 | 0 | 0 | 0 | 0 | 5.2 | 5.27 | -0.28 | 0.19 | 0.001 | 0 | -0.001 | -5.4 | 0 | 0 | -5.8 | 0 | 0.5 | 0 | -0.1 | -0.1 | -0.1 | 0.1 | 0 | 0 | 0 | 0 | 4.73 | 4.69 | -0.22 | 0.26 | 0 | 0 | -0.001 | PreCW-Front-GasDHW-GasDry | Appl-CW-Front-GasDHW-GasDry-Tier1AnyMFm1985CZ04DEER2017 | 0
42958.3843 | Appl-CW-Front-GasDHW-GasDry-Tier1 | MFm | 1985 | CZ05 | rDXGF | -1 | Household | 1 | 1152 | -5 | 0 | 0 | -5.1 | 0 | 0.3 | 0 | -0.1 | -0.2 | -0.2 | 0 | 0 | 0 | 0 | 0 | 5.05 | 5.27 | -0.43 | 0.21 | 0 | 0 | 0 | -5.8 | 0 | 0 | -5.8 | 0 | 0.2 | 0 | -0.1 | -0.2 | -0.2 | 0 | 0 | 0 | 0 | 0 | 4.62 | 4.69 | -0.34 | 0.28 | 0 | 0 | 0 | PreCW-Front-GasDHW-GasDry | Appl-CW-Front-GasDHW-GasDry-Tier1AnyMFm1985CZ05DEER2017 | 0
42958.3843 | Appl-CW-Front-GasDHW-GasDry-Tier1 | MFm | 1985 | CZ06 | rDXGF | -1 | Household | 1 | 1295.2 | -4.9 | 0 | 0 | -5 | 0 | 0.5 | 0 | -0.1 | -0.3 | -0.3 | 0.1 | 0 | 0 | 0 | 0 | 4.96 | 5.27 | -0.49 | 0.18 | -0.002 | 0 | -0.001 | -5.9 | 0 | 0 | -5.7 | 0 | 0.2 | 0 | -0.1 | -0.3 | -0.3 | 0 | 0 | 0 | 0 | 0 | 4.49 | 4.69 | -0.45 | 0.25 | -0.002 | 0 | -0.001 | PreCW-Front-GasDHW-GasDry | Appl-CW-Front-GasDHW-GasDry-Tier1AnyMFm1985CZ06DEER2017 | 0
42958.3843 | Appl-CW-Front-GasDHW-GasDry-Tier1 | MFm | 1985 | CZ07 | rDXGF | -1 | Household | 1 | 1295.2 | -3.8 | 0 | 0 | -5 | 0 | 1.1 | 0 | 0 | 0.1 | -0.1 | 0.2 | 0 | 0 | 0 | 0 | 5.27 | 5.27 | -0.2 | 0.18 | 0 | 0 | 0 | -4.8 | 0 | 0 | -5.7 | 0 | 0.9 | 0 | 0 | 0.1 | -0.1 | 0.2 | 0 | 0 | 0 | 0 | 4.79 | 4.69 | -0.15 | 0.24 | 0 | 0 | 0 | PreCW-Front-GasDHW-GasDry | Appl-CW-Front-GasDHW-GasDry-Tier1AnyMFm1985CZ07DEER2017 | 0
42958.3843 | Appl-CW-Front-GasDHW-GasDry-Tier1 | MFm | 1985 | CZ08 | rDXGF | -1 | Household | 1 | 1295.2 | -2.5 | 0 | 0 | -5 | 0 | 2.2 | 0 | 0 | 0.3 | -0.1 | 0.3 | 0 | 0 | 0 | 0 | 5.33 | 5.27 | -0.13 | 0.18 | 0.001 | 0 | -0.001 | -4.3 | 0 | 0 | -5.8 | 0 | 1.4 | 0 | 0 | 0.1 | -0.1 | 0.2 | 0 | 0 | 0 | 0 | 4.76 | 4.69 | -0.18 | 0.24 | 0 | 0 | -0.001 | PreCW-Front-GasDHW-GasDry | Appl-CW-Front-GasDHW-GasDry-Tier1AnyMFm1985CZ08DEER2017 | 0
42958.3843 | Appl-CW-Front-GasDHW-GasDry-Tier1 | MFm | 1985 | CZ09 | rDXGF | -1 | Household | 1 | 1438.9 | -2.9 | 0 | 0 | -5.1 | 0 | 2 | 0 | 0 | 0.2 | -0.1 | 0.2 | 0 | 0 | 0 | 0 | 5.21 | 5.27 | -0.26 | 0.19 | 0 | 0 | -0.001 | -4 | 0 | 0 | -5.8 | 0 | 1.7 | 0 | 0 | 0.1 | -0.1 | 0.2 | 0 | 0 | 0 | 0 | 4.74 | 4.69 | -0.21 | 0.25 | 0 | 0 | -0.001 | PreCW-Front-GasDHW-GasDry | Appl-CW-Front-GasDHW-GasDry-Tier1AnyMFm1985CZ09DEER2017 | 0
42958.3843 | Appl-CW-Front-GasDHW-GasDry-Tier1 | MFm | 1985 | CZ10 | rDXGF | -1 | Household | 1 | 1438.9 | -5.9 | 0 | 0 | -5 | 0 | -0.3 | 0 | -0.1 | -0.4 | -0.3 | -0.1 | 0 | 0 | 0 | 0 | 4.79 | 5.27 | -0.66 | 0.18 | -0.005 | 0 | -0.001 | -3.5 | 0 | 0 | -5.8 | 0 | 2.1 | 0 | 0 | 0.2 | 0 | 0.2 | 0 | 0 | 0 | 0 | 4.81 | 4.69 | -0.12 | 0.24 | 0.002 | 0 | -0.001 | PreCW-Front-GasDHW-GasDry | Appl-CW-Front-GasDHW-GasDry-Tier1AnyMFm1985CZ10DEER2017 | 0
42958.3843 | Appl-CW-Front-GasDHW-GasDry-Tier1 | MFm | 1985 | CZ11 | rDXGF | -1 | Household | 1 | 1150 | -3.4 | 0 | 0 | -5.1 | 0 | 1.7 | 0 | -0.1 | 0 | -0.1 | 0.2 | 0 | 0 | 0 | 0 | 5.14 | 5.27 | -0.32 | 0.18 | 0.001 | 0 | 0 | -4.4 | 0 | 0 | -5.8 | 0 | 1.4 | 0 | -0.1 | 0 | -0.1 | 0.2 | 0 | 0 | 0 | 0 | 4.69 | 4.69 | -0.25 | 0.25 | 0 | 0 | -0.001 | PreCW-Front-GasDHW-GasDry | Appl-CW-Front-GasDHW-GasDry-Tier1AnyMFm1985CZ11DEER2017 | 0
42958.3843 | Appl-CW-Front-GasDHW-GasDry-Tier1 | MFm | 1985 | CZ12 | rDXGF | -1 | Household | 1 | 1150 | -4.1 | 0 | 0 | -5 | 0 | 1.1 | 0 | -0.1 | 0 | -0.1 | 0.1 | 0 | 0 | 0 | 0 | 5.14 | 5.27 | -0.33 | 0.19 | 0.001 | 0 | -0.001 | -5.1 | 0 | 0 | -5.8 | 0 | 0.8 | 0 | -0.1 | 0 | -0.1 | 0.1 | 0 | 0 | 0 | 0 | 4.69 | 4.69 | -0.26 | 0.25 | 0.001 | 0 | -0.001 | PreCW-Front-GasDHW-GasDry | Appl-CW-Front-GasDHW-GasDry-Tier1AnyMFm1985CZ12DEER2017 | 0
42958.3843 | Appl-CW-Front-GasDHW-GasDry-Tier1 | MFm | 1985 | CZ13 | rDXGF | -1 | Household | 1 | 1150 | -2.9 | 0 | 0 | -5.1 | 0 | 2.2 | 0 | 0 | 0 | -0.2 | 0.2 | 0 | 0 | 0 | 0 | 5.13 | 5.27 | -0.33 | 0.18 | 0.001 | 0 | -0.001 | -4.1 | 0 | 0 | -5.8 | 0 | 1.7 | 0 | 0 | 0 | -0.1 | 0.2 | 0 | 0 | 0 | 0 | 4.67 | 4.69 | -0.26 | 0.25 | 0.001 | 0 | -0.001 | PreCW-Front-GasDHW-GasDry | Appl-CW-Front-GasDHW-GasDry-Tier1AnyMFm1985CZ13DEER2017 | 0
42958.3843 | Appl-CW-Front-GasDHW-GasDry-Tier1 | MFm | 1985 | CZ14 | rDXGF | -1 | Household | 1 | 1407.2 | -2.9 | 0 | 0 | -5.1 | 0 | 2.1 | 0 | 0 | 0.1 | -0.1 | 0.2 | 0 | 0 | 0 | 0 | 5.19 | 5.27 | -0.27 | 0.18 | 0 | 0 | 0 | -4.1 | 0 | 0 | -5.8 | 0 | 1.7 | 0 | 0 | 0.1 | -0.1 | 0.2 | 0 | 0 | 0 | 0 | 4.72 | 4.69 | -0.22 | 0.25 | 0 | 0 | 0 | PreCW-Front-GasDHW-GasDry | Appl-CW-Front-GasDHW-GasDry-Tier1AnyMFm1985CZ14DEER2017 | 0
42958.3843 | Appl-CW-Front-GasDHW-GasDry-Tier1 | MFm | 1985 | CZ15 | rDXGF | -1 | Household | 1 | 1407.2 | -1.6 | 0 | 0 | -5.1 | 0 | 3.3 | 0 | 0 | 0.2 | -0.1 | 0.3 | 0 | 0 | 0 | 0 | 5.3 | 5.27 | -0.14 | 0.15 | 0.001 | 0 | 0 | -3 | 0 | 0 | -5.8 | 0 | 2.7 | 0 | 0 | 0.2 | -0.1 | 0.3 | 0 | 0 | 0 | 0 | 4.79 | 4.69 | -0.11 | 0.2 | 0 | 0 | -0.001 | PreCW-Front-GasDHW-GasDry | Appl-CW-Front-GasDHW-GasDry-Tier1AnyMFm1985CZ15DEER2017 | 0
42958.3843 | Appl-CW-Front-GasDHW-GasDry-Tier1 | MFm | 1985 | CZ16 | rDXGF | -1 | Household | 1 | 1152 | -3.5 | 0 | 0 | -5.1 | 0 | 1.6 | 0 | -0.1 | 0 | -0.2 | 0.2 | 0 | 0 | 0 | 0 | 5.13 | 5.27 | -0.36 | 0.21 | 0.001 | 0 | -0.001 | -4.5 | 0 | 0 | -5.8 | 0 | 1.3 | 0 | -0.1 | 0 | -0.1 | 0.1 | 0 | 0 | 0 | 0 | 4.69 | 4.69 | -0.29 | 0.29 | 0 | 0 | -0.001 | PreCW-Front-GasDHW-GasDry | Appl-CW-Front-GasDHW-GasDry-Tier1AnyMFm1985CZ16DEER2017 | 0
42958.3843 | Appl-CW-Front-GasDHW-GasDry-Tier1 | MFm | 1996 | CZ01 | rDXGF | -1 | Household | 1 | 981.6 | -5.8 | 0 | 0 | -5 | 0 | 0.1 | 0 | -0.3 | -0.5 | -0.5 | 0 | 0 | 0 | 0 | 0 | 4.84 | 5.27 | -0.66 | 0.22 | 0 | 0 | -0.001 | -6.1 | 0 | 0 | -5.7 | 0 | 0.1 | 0 | -0.2 | -0.2 | -0.2 | 0 | 0 | 0 | 0 | 0 | 4.64 | 4.69 | -0.34 | 0.29 | 0 | 0 | -0.001 | PreCW-Front-GasDHW-GasDry | Appl-CW-Front-GasDHW-GasDry-Tier1AnyMFm1996CZ01DEER2017 | 0
42958.3843 | Appl-CW-Front-GasDHW-GasDry-Tier1 | MFm | 1996 | CZ02 | rDXGF | -1 | Household | 1 | 981.6 | -4.2 | 0 | 0 | -5 | 0 | 0.9 | 0 | -0.1 | 0 | -0.2 | 0.1 | 0 | 0 | 0 | 0 | 5.19 | 5.27 | -0.29 | 0.19 | 0.001 | 0 | -0.001 | -5.1 | 0 | 0 | -5.7 | 0 | 0.7 | 0 | -0.1 | 0 | -0.1 | 0.1 | 0 | 0 | 0 | 0 | 4.73 | 4.69 | -0.23 | 0.26 | 0.001 | 0 | -0.001 | PreCW-Front-GasDHW-GasDry | Appl-CW-Front-GasDHW-GasDry-Tier1AnyMFm1996CZ02DEER2017 | 0
42958.3843 | Appl-CW-Front-GasDHW-GasDry-Tier1 | MFm | 1996 | CZ03 | rDXGF | -1 | Household | 1 | 981.6 | -4.8 | 0 | 0 | -5 | 0 | 0.4 | 0 | -0.1 | -0.1 | -0.2 | 0 | 0 | 0 | 0 | 0 | 5.14 | 5.27 | -0.34 | 0.2 | 0 | 0 | 0 | -5.6 | 0 | 0 | -5.8 | 0 | 0.3 | 0 | -0.1 | 0 | -0.2 | 0 | 0 | 0 | 0 | 0 | 4.69 | 4.69 | -0.28 | 0.27 | 0 | 0 | -0.001 | PreCW-Front-GasDHW-GasDry | Appl-CW-Front-GasDHW-GasDry-Tier1AnyMFm1996CZ03DEER2017 | 0
42958.3843 | Appl-CW-Front-GasDHW-GasDry-Tier1 | MFm | 1996 | CZ04 | rDXGF | -1 | Household | 1 | 981.6 | -4.4 | 0 | 0 | -4.9 | 0 | 0.8 | 0 | -0.1 | -0.1 | -0.1 | 0.1 | 0 | 0 | 0 | 0 | 5.24 | 5.27 | -0.23 | 0.18 | 0 | 0 | -0.001 | -5.2 | 0 | 0 | -5.7 | 0 | 0.7 | 0 | 0 | 0 | 0 | 0.1 | 0 | 0 | 0 | 0 | 4.8 | 4.69 | -0.15 | 0.25 | 0 | 0 | -0.001 | PreCW-Front-GasDHW-GasDry | Appl-CW-Front-GasDHW-GasDry-Tier1AnyMFm1996CZ04DEER2017 | 0
42958.3843 | Appl-CW-Front-GasDHW-GasDry-Tier1 | MFm | 1996 | CZ05 | rDXGF | -1 | Household | 1 | 981.6 | -4.9 | 0 | 0 | -4.9 | 0 | 0.3 | 0 | -0.1 | -0.1 | -0.2 | 0 | 0 | 0 | 0 | 0 | 5.13 | 5.27 | -0.35 | 0.19 | -0.001 | 0 | -0.001 | -5.7 | 0 | 0 | -5.7 | 0 | 0.2 | 0 | 0 | -0.1 | -0.2 | 0 | 0 | 0 | 0 | 0 | 4.68 | 4.69 | -0.28 | 0.27 | -0.001 | 0 | -0.001 | PreCW-Front-GasDHW-GasDry | Appl-CW-Front-GasDHW-GasDry-Tier1AnyMFm1996CZ05DEER2017 | 0
42958.3843 | Appl-CW-Front-GasDHW-GasDry-Tier1 | MFm | 1996 | CZ06 | rDXGF | -1 | Household | 1 | 1169.1 | -3.5 | 0 | 0 | -5 | 0 | 1.4 | 0 | -0.1 | 0.1 | -0.1 | 0.2 | 0 | 0 | 0 | 0 | 5.2 | 5.27 | -0.26 | 0.18 | 0.001 | 0 | -0.001 | -4.4 | 0 | 0 | -5.8 | 0 | 1.3 | 0 | -0.1 | 0.1 | -0.1 | 0.2 | 0 | 0 | 0 | 0 | 4.74 | 4.69 | -0.21 | 0.25 | 0.001 | 0 | -0.001 | PreCW-Front-GasDHW-GasDry | Appl-CW-Front-GasDHW-GasDry-Tier1AnyMFm1996CZ06DEER2017 | 0
42958.3843 | Appl-CW-Front-GasDHW-GasDry-Tier1 | MFm | 1996 | CZ07 | rDXGF | -1 | Household | 1 | 1169.1 | -3.4 | 0 | 0 | -4.9 | 0 | 1.4 | 0 | -0.1 | 0.2 | 0 | 0.2 | 0 | 0 | 0 | 0 | 5.34 | 5.27 | -0.12 | 0.18 | 0.001 | 0 | -0.001 | -4.5 | 0 | 0 | -5.7 | 0 | 1.1 | 0 | -0.1 | 0.2 | 0 | 0.2 | 0 | 0 | 0 | 0 | 4.84 | 4.69 | -0.09 | 0.25 | 0 | 0 | -0.001 | PreCW-Front-GasDHW-GasDry | Appl-CW-Front-GasDHW-GasDry-Tier1AnyMFm1996CZ07DEER2017 | 0
42958.3843 | Appl-CW-Front-GasDHW-GasDry-Tier1 | MFm | 1996 | CZ08 | rDXGF | -1 | Household | 1 | 1169.1 | -3.2 | 0 | 0 | -5 | 0 | 1.7 | 0 | 0 | 0.1 | -0.1 | 0.2 | 0 | 0 | 0 | 0 | 5.27 | 5.27 | -0.19 | 0.17 | 0.001 | 0 | -0.001 | -4.3 | 0 | 0 | -5.7 | 0 | 1.4 | 0 | 0 | 0.1 | -0.1 | 0.2 | 0 | 0 | 0 | 0 | 4.78 | 4.69 | -0.16 | 0.24 | 0.001 | 0 | -0.001 | PreCW-Front-GasDHW-GasDry | Appl-CW-Front-GasDHW-GasDry-Tier1AnyMFm1996CZ08DEER2017 | 0
42958.3843 | Appl-CW-Front-GasDHW-GasDry-Tier1 | MFm | 1996 | CZ09 | rDXGF | -1 | Household | 1 | 1093.6 | -2.5 | 0 | 0 | -4.9 | 0 | 2.3 | 0 | -0.1 | 0.2 | -0.1 | 0.3 | 0 | 0 | 0 | 0 | 5.27 | 5.27 | -0.19 | 0.18 | 0 | 0 | -0.001 | -3.7 | 0 | 0 | -5.7 | 0 | 1.9 | 0 | -0.1 | 0.1 | -0.1 | 0.3 | 0 | 0 | 0 | 0 | 4.78 | 4.69 | -0.15 | 0.25 | 0 | 0 | -0.001 | PreCW-Front-GasDHW-GasDry | Appl-CW-Front-GasDHW-GasDry-Tier1AnyMFm1996CZ09DEER2017 | 0
42958.3843 | Appl-CW-Front-GasDHW-GasDry-Tier1 | MFm | 1996 | CZ10 | rDXGF | -1 | Household | 1 | 1093.6 | -3.9 | 0 | 0 | -4.9 | 0 | 1.1 | 0 | -0.1 | 0 | -0.1 | 0.1 | 0 | 0 | 0 | 0 | 5.17 | 5.27 | -0.28 | 0.18 | 0.002 | 0 | -0.001 | -5 | 0 | 0 | -5.7 | 0 | 0.9 | 0 | -0.1 | 0 | -0.1 | 0.1 | 0 | 0 | 0 | 0 | 4.71 | 4.69 | -0.22 | 0.24 | 0.002 | 0 | -0.001 | PreCW-Front-GasDHW-GasDry | Appl-CW-Front-GasDHW-GasDry-Tier1AnyMFm1996CZ10DEER2017 | 0
42958.3843 | Appl-CW-Front-GasDHW-GasDry-Tier1 | MFm | 1996 | CZ11 | rDXGF | -1 | Household | 1 | 1031.9 | -2.7 | 0 | 0 | -5 | 0 | 2.1 | 0 | -0.1 | 0.1 | -0.1 | 0.2 | 0 | 0 | 0 | 0 | 5.23 | 5.27 | -0.23 | 0.17 | 0.001 | 0 | -0.001 | -5.3 | 0 | 0 | -5.8 | 0 | 0.5 | 0 | -0.1 | -0.1 | -0.1 | 0 | 0 | 0 | 0 | 0 | 4.72 | 4.69 | -0.22 | 0.24 | -0.001 | 0 | -0.001 | PreCW-Front-GasDHW-GasDry | Appl-CW-Front-GasDHW-GasDry-Tier1AnyMFm1996CZ11DEER2017 | 0
42958.3843 | Appl-CW-Front-GasDHW-GasDry-Tier1 | MFm | 1996 | CZ12 | rDXGF | -1 | Household | 1 | 1031.9 | -3.6 | 0 | 0 | -5 | 0 | 1.5 | 0 | -0.1 | 0 | -0.2 | 0.2 | 0 | 0 | 0 | 0 | 5.16 | 5.27 | -0.3 | 0.19 | 0.002 | 0 | -0.001 | -4.6 | 0 | 0 | -5.8 | 0 | 1.2 | 0 | -0.1 | 0 | -0.1 | 0.1 | 0 | 0 | 0 | 0 | 4.7 | 4.69 | -0.24 | 0.26 | 0.001 | 0 | -0.001 | PreCW-Front-GasDHW-GasDry | Appl-CW-Front-GasDHW-GasDry-Tier1AnyMFm1996CZ12DEER2017 | 0
42958.3843 | Appl-CW-Front-GasDHW-GasDry-Tier1 | MFm | 1996 | CZ13 | rDXGF | -1 | Household | 1 | 1031.9 | -2.8 | 0 | 0 | -5 | 0 | 2.2 | 0 | 0 | 0.1 | -0.1 | 0.2 | 0 | 0 | 0 | 0 | 5.19 | 5.27 | -0.26 | 0.18 | 0.002 | 0 | -0.001 | -3.9 | 0 | 0 | -5.7 | 0 | 1.9 | 0 | 0 | 0.1 | -0.1 | 0.2 | 0 | 0 | 0 | 0 | 4.72 | 4.69 | -0.21 | 0.25 | 0.001 | 0 | -0.001 | PreCW-Front-GasDHW-GasDry | Appl-CW-Front-GasDHW-GasDry-Tier1AnyMFm1996CZ13DEER2017 | 0
42958.3843 | Appl-CW-Front-GasDHW-GasDry-Tier1 | MFm | 1996 | CZ14 | rDXGF | -1 | Household | 1 | 1086 | -2.3 | 0 | 0 | -5 | 0 | 2.5 | 0 | -0.1 | 0.2 | -0.2 | 0.3 | 0 | 0 | 0 | 0 | 5.21 | 5.27 | -0.26 | 0.18 | 0 | 0 | 0 | -3.6 | 0 | 0 | -5.8 | 0 | 2 | 0 | 0 | 0.1 | -0.2 | 0.3 | 0 | 0 | 0 | 0 | 4.74 | 4.69 | -0.21 | 0.25 | 0 | 0 | 0 | PreCW-Front-GasDHW-GasDry | Appl-CW-Front-GasDHW-GasDry-Tier1AnyMFm1996CZ14DEER2017 | 0
42958.3843 | Appl-CW-Front-GasDHW-GasDry-Tier1 | MFm | 1996 | CZ15 | rDXGF | -1 | Household | 1 | 1086 | -1.7 | 0 | 0 | -5 | 0 | 3.1 | 0 | -0.1 | 0.2 | -0.1 | 0.3 | 0 | 0 | 0 | 0 | 5.31 | 5.27 | -0.12 | 0.15 | 0.001 | 0 | 0 | -3.1 | 0 | 0 | -5.8 | 0 | 2.4 | 0 | -0.1 | 0.2 | -0.1 | 0.2 | 0 | 0 | 0 | 0 | 4.8 | 4.69 | -0.1 | 0.21 | 0 | 0 | 0 | PreCW-Front-GasDHW-GasDry | Appl-CW-Front-GasDHW-GasDry-Tier1AnyMFm1996CZ15DEER2017 | 0
42958.3843 | Appl-CW-Front-GasDHW-GasDry-Tier1 | MFm | 1996 | CZ16 | rDXGF | -1 | Household | 1 | 981.6 | -3.5 | 0 | 0 | -5 | 0 | 1.6 | 0 | -0.2 | 0.1 | -0.2 | 0.2 | 0 | 0 | 0 | 0 | 5.12 | 5.27 | -0.36 | 0.21 | 0.001 | 0 | -0.001 | -4.5 | 0 | 0 | -5.8 | 0 | 1.3 | 0 | -0.1 | 0 | -0.2 | 0.1 | 0 | 0 | 0 | 0 | 4.68 | 4.69 | -0.29 | 0.29 | 0 | 0 | -0.001 | PreCW-Front-GasDHW-GasDry | Appl-CW-Front-GasDHW-GasDry-Tier1AnyMFm1996CZ16DEER2017 | 0
42958.3843 | Appl-CW-Front-GasDHW-GasDry-Tier1 | MFm | 2003 | CZ01 | rDXGF | -1 | Household | 1 | 998.7 | -5.2 | 0 | 0 | -4.9 | 0 | 0 | 0 | -0.1 | -0.2 | -0.2 | 0 | 0 | 0 | 0 | 0 | 5.12 | 5.27 | -0.36 | 0.21 | -0.001 | 0 | 0 | -5.9 | 0 | 0 | -5.7 | 0 | 0 | 0 | -0.1 | -0.2 | -0.2 | 0 | 0 | 0 | 0 | 0 | 4.7 | 4.69 | -0.28 | 0.28 | -0.001 | 0 | 0 | PreCW-Front-GasDHW-GasDry | Appl-CW-Front-GasDHW-GasDry-Tier1AnyMFm2003CZ01DEER2017 | 0
42958.3843 | Appl-CW-Front-GasDHW-GasDry-Tier1 | MFm | 2003 | CZ02 | rDXGF | -1 | Household | 1 | 1073.2 | -4.1 | 0 | 0 | -5 | 0 | 0.9 | 0 | -0.1 | 0 | -0.1 | 0.2 | 0 | 0 | 0 | 0 | 5.24 | 5.27 | -0.23 | 0.2 | 0.001 | 0 | -0.001 | -4.8 | 0 | 0 | -5.7 | 0 | 0.9 | 0 | -0.1 | 0.1 | -0.1 | 0.2 | 0 | 0 | 0 | 0 | 4.83 | 4.69 | -0.12 | 0.27 | 0.001 | 0 | -0.001 | PreCW-Front-GasDHW-GasDry | Appl-CW-Front-GasDHW-GasDry-Tier1AnyMFm2003CZ02DEER2017 | 0
42958.3843 | Appl-CW-Front-GasDHW-GasDry-Tier1 | MFm | 2003 | CZ03 | rDXGF | -1 | Household | 1 | 998.7 | -5.1 | 0 | 0 | -5 | 0 | 0.2 | 0 | -0.1 | -0.1 | -0.2 | 0.1 | 0 | 0 | 0 | 0 | 5.11 | 5.27 | -0.36 | 0.2 | 0 | 0 | -0.001 | -5.8 | 0 | 0 | -5.7 | 0 | 0.1 | 0 | -0.1 | -0.1 | -0.2 | 0.1 | 0 | 0 | 0 | 0 | 4.67 | 4.69 | -0.29 | 0.27 | -0.001 | 0 | -0.001 | PreCW-Front-GasDHW-GasDry | Appl-CW-Front-GasDHW-GasDry-Tier1AnyMFm2003CZ03DEER2017 | 0
42958.3843 | Appl-CW-Front-GasDHW-GasDry-Tier1 | MFm | 2003 | CZ04 | rDXGF | -1 | Household | 1 | 998.7 | -3.4 | 0 | 0 | -4.9 | 0 | 1.5 | 0 | -0.1 | 0.1 | -0.1 | 0.2 | 0 | 0 | 0 | 0 | 5.23 | 5.27 | -0.24 | 0.19 | 0 | 0 | -0.001 | -4.5 | 0 | 0 | -5.7 | 0 | 1.2 | 0 | -0.1 | 0 | -0.1 | 0.2 | 0 | 0 | 0 | 0 | 4.76 | 4.69 | -0.19 | 0.26 | 0 | 0 | -0.001 | PreCW-Front-GasDHW-GasDry | Appl-CW-Front-GasDHW-GasDry-Tier1AnyMFm2003CZ04DEER2017 | 0
42958.3843 | Appl-CW-Front-GasDHW-GasDry-Tier1 | MFm | 2003 | CZ05 | rDXGF | -1 | Household | 1 | 998.7 | -4.9 | 0 | 0 | -4.9 | 0 | 0.2 | 0 | -0.2 | -0.1 | -0.2 | 0 | 0 | 0 | 0 | 0 | 5.1 | 5.27 | -0.37 | 0.2 | -0.001 | 0 | 0 | -5.7 | 0 | 0 | -5.7 | 0 | 0.2 | 0 | -0.1 | -0.1 | -0.2 | 0 | 0 | 0 | 0 | 0 | 4.66 | 4.69 | -0.3 | 0.27 | -0.001 | 0 | 0 | PreCW-Front-GasDHW-GasDry | Appl-CW-Front-GasDHW-GasDry-Tier1AnyMFm2003CZ05DEER2017 | 0
42958.3843 | Appl-CW-Front-GasDHW-GasDry-Tier1 | MFm | 2003 | CZ06 | rDXGF | -1 | Household | 1 | 1206 | -3.9 | 0 | 0 | -4.9 | 0 | 1.1 | 0 | 0 | 0 | -0.1 | 0.1 | 0 | 0 | 0 | 0 | 5.24 | 5.27 | -0.22 | 0.19 | 0.001 | 0 | 0 | -4.9 | 0 | 0 | -5.7 | 0 | 0.9 | 0 | 0 | 0 | -0.1 | 0.1 | 0 | 0 | 0 | 0 | 4.77 | 4.69 | -0.18 | 0.25 | 0.001 | 0 | -0.001 | PreCW-Front-GasDHW-GasDry | Appl-CW-Front-GasDHW-GasDry-Tier1AnyMFm2003CZ06DEER2017 | 0
42958.3843 | Appl-CW-Front-GasDHW-GasDry-Tier1 | MFm | 2003 | CZ07 | rDXGF | -1 | Household | 1 | 1206 | -3.3 | 0 | 0 | -5 | 0 | 1.7 | 0 | -0.1 | 0.1 | -0.1 | 0.3 | 0 | 0 | 0 | 0 | 5.24 | 5.27 | -0.21 | 0.18 | 0 | 0 | -0.001 | -4.4 | 0 | 0 | -5.7 | 0 | 1.3 | 0 | -0.1 | 0.1 | -0.1 | 0.2 | 0 | 0 | 0 | 0 | 4.77 | 4.69 | -0.17 | 0.24 | 0 | 0 | -0.001 | PreCW-Front-GasDHW-GasDry | Appl-CW-Front-GasDHW-GasDry-Tier1AnyMFm2003CZ07DEER2017 | 0
42958.3843 | Appl-CW-Front-GasDHW-GasDry-Tier1 | MFm | 2003 | CZ08 | rDXGF | -1 | Household | 1 | 1206 | -3.2 | 0 | 0 | -4.9 | 0 | 1.7 | 0 | -0.1 | 0.1 | -0.1 | 0.3 | 0 | 0 | 0 | 0 | 5.26 | 5.27 | -0.19 | 0.18 | 0.001 | 0 | 0 | -4.3 | 0 | 0 | -5.7 | 0 | 1.4 | 0 | -0.1 | 0.1 | -0.1 | 0.2 | 0 | 0 | 0 | 0 | 4.78 | 4.69 | -0.15 | 0.25 | 0 | 0 | 0 | PreCW-Front-GasDHW-GasDry | Appl-CW-Front-GasDHW-GasDry-Tier1AnyMFm2003CZ08DEER2017 | 0
42958.3843 | Appl-CW-Front-GasDHW-GasDry-Tier1 | MFm | 2003 | CZ09 | rDXGF | -1 | Household | 1 | 1126.6 | -8 | 0 | 0 | -5 | 0 | -2.1 | 0 | -0.2 | -0.7 | -0.4 | -0.3 | 0 | 0 | 0 | 0 | 4.93 | 5.27 | -0.53 | 0.18 | -0.005 | 0 | -0.001 | -9 | 0 | 0 | -5.8 | 0 | -2.4 | 0 | -0.2 | -0.7 | -0.3 | -0.3 | 0 | 0 | 0 | 0 | 4.45 | 4.69 | -0.48 | 0.25 | -0.006 | 0 | -0.001 | PreCW-Front-GasDHW-GasDry | Appl-CW-Front-GasDHW-GasDry-Tier1AnyMFm2003CZ09DEER2017 | 0
42958.3843 | Appl-CW-Front-GasDHW-GasDry-Tier1 | MFm | 2003 | CZ10 | rDXGF | -1 | Household | 1 | 1073.2 | -2.6 | 0 | 0 | -4.9 | 0 | 2.2 | 0 | 0 | 0.2 | 0 | 0.3 | 0 | 0 | 0 | 0 | 5.32 | 5.27 | -0.13 | 0.18 | 0.003 | 0 | -0.001 | -4.6 | 0 | 0 | -5.7 | 0 | 1.2 | 0 | 0 | 0.1 | 0 | 0.1 | 0 | 0 | 0 | 0 | 4.79 | 4.69 | -0.14 | 0.24 | 0.001 | 0 | -0.001 | PreCW-Front-GasDHW-GasDry | Appl-CW-Front-GasDHW-GasDry-Tier1AnyMFm2003CZ10DEER2017 | 0
42958.3843 | Appl-CW-Front-GasDHW-GasDry-Tier1 | MFm | 2003 | CZ11 | rDXGF | -1 | Household | 1 | 1073.2 | -2.8 | 0 | 0 | -5 | 0 | 2.2 | 0 | -0.1 | 0.1 | -0.1 | 0.2 | 0 | 0 | 0 | 0 | 5.19 | 5.27 | -0.28 | 0.18 | 0.001 | 0 | -0.001 | -3.9 | 0 | 0 | -5.8 | 0 | 1.8 | 0 | -0.1 | 0.1 | -0.1 | 0.2 | 0 | 0 | 0 | 0 | 4.72 | 4.69 | -0.23 | 0.25 | 0.001 | 0 | -0.001 | PreCW-Front-GasDHW-GasDry | Appl-CW-Front-GasDHW-GasDry-Tier1AnyMFm2003CZ11DEER2017 | 0
42958.3843 | Appl-CW-Front-GasDHW-GasDry-Tier1 | MFm | 2003 | CZ12 | rDXGF | -1 | Household | 1 | 1073.2 | -2.9 | 0 | 0 | -5 | 0 | 2 | 0 | -0.1 | 0.1 | -0.1 | 0.2 | 0 | 0 | 0 | 0 | 5.2 | 5.27 | -0.26 | 0.19 | 0.001 | 0 | 0 | -4.1 | 0 | 0 | -5.8 | 0 | 1.6 | 0 | -0.1 | 0.1 | -0.1 | 0.2 | 0 | 0 | 0 | 0 | 4.74 | 4.69 | -0.21 | 0.26 | 0.001 | 0 | -0.001 | PreCW-Front-GasDHW-GasDry | Appl-CW-Front-GasDHW-GasDry-Tier1AnyMFm2003CZ12DEER2017 | 0
42958.3843 | Appl-CW-Front-GasDHW-GasDry-Tier1 | MFm | 2003 | CZ13 | rDXGF | -1 | Household | 1 | 1073.2 | -2.7 | 0 | 0 | -5 | 0 | 2.2 | 0 | -0.1 | 0.1 | -0.2 | 0.3 | 0 | 0 | 0 | 0 | 5.22 | 5.27 | -0.24 | 0.18 | 0.001 | 0 | -0.001 | -3.9 | 0 | 0 | -5.8 | 0 | 1.7 | 0 | -0.1 | 0.1 | -0.1 | 0.2 | 0 | 0 | 0 | 0 | 4.74 | 4.69 | -0.2 | 0.24 | 0 | 0 | -0.001 | PreCW-Front-GasDHW-GasDry | Appl-CW-Front-GasDHW-GasDry-Tier1AnyMFm2003CZ13DEER2017 | 0
42958.3843 | Appl-CW-Front-GasDHW-GasDry-Tier1 | MFm | 2003 | CZ14 | rDXGF | -1 | Household | 1 | 1094.6 | -2.5 | 0 | 0 | -5.1 | 0 | 2.5 | 0 | -0.1 | 0.1 | -0.1 | 0.3 | 0 | 0 | 0 | 0 | 5.2 | 5.27 | -0.26 | 0.19 | 0.001 | 0 | 0 | -3.7 | 0 | 0 | -5.8 | 0 | 2 | 0 | -0.1 | 0.1 | -0.1 | 0.2 | 0 | 0 | 0 | 0 | 4.73 | 4.69 | -0.21 | 0.26 | 0 | 0 | 0 | PreCW-Front-GasDHW-GasDry | Appl-CW-Front-GasDHW-GasDry-Tier1AnyMFm2003CZ14DEER2017 | 0
42958.3843 | Appl-CW-Front-GasDHW-GasDry-Tier1 | MFm | 2003 | CZ15 | rDXGF | -1 | Household | 1 | 1094.6 | -1.7 | 0 | 0 | -5 | 0 | 3.1 | 0 | -0.1 | 0.3 | 0 | 0.3 | 0 | 0 | 0 | 0 | 5.31 | 5.27 | -0.12 | 0.15 | 0 | 0 | -0.001 | -3.1 | 0 | 0 | -5.8 | 0 | 2.5 | 0 | -0.1 | 0.2 | 0 | 0.2 | 0 | 0 | 0 | 0 | 4.8 | 4.69 | -0.1 | 0.2 | 0 | 0 | -0.001 | PreCW-Front-GasDHW-GasDry | Appl-CW-Front-GasDHW-GasDry-Tier1AnyMFm2003CZ15DEER2017 | 0
42958.3843 | Appl-CW-Front-GasDHW-GasDry-Tier1 | MFm | 2003 | CZ16 | rDXGF | -1 | Household | 1 | 998.7 | -3.4 | 0 | 0 | -5 | 0 | 1.7 | 0 | -0.1 | 0.1 | -0.2 | 0.2 | 0 | 0 | 0 | 0 | 5.15 | 5.27 | -0.34 | 0.21 | 0 | 0 | -0.001 | -4.5 | 0 | 0 | -5.7 | 0 | 1.3 | 0 | -0.1 | 0.1 | -0.2 | 0.1 | 0 | 0 | 0 | 0 | 4.7 | 4.69 | -0.27 | 0.29 | 0 | 0 | -0.001 | PreCW-Front-GasDHW-GasDry | Appl-CW-Front-GasDHW-GasDry-Tier1AnyMFm2003CZ16DEER2017 | 0
42958.3843 | Appl-CW-Front-GasDHW-GasDry-Tier1 | MFm | 2007 | CZ01 | rDXGF | -1 | Household | 1 | 998.7 | -5.5 | 0 | 0 | -4.9 | 0 | 0 | 0 | -0.2 | -0.3 | -0.3 | 0 | 0 | 0 | 0 | 0 | 4.99 | 5.27 | -0.5 | 0.21 | 0 | 0 | 0 | -6.2 | 0 | 0 | -5.7 | 0 | 0 | 0 | -0.2 | -0.2 | -0.3 | 0 | 0 | 0 | 0 | 0 | 4.6 | 4.69 | -0.38 | 0.29 | -0.001 | 0 | 0 | PreCW-Front-GasDHW-GasDry | Appl-CW-Front-GasDHW-GasDry-Tier1AnyMFm2007CZ01DEER2017 | 0
42958.3843 | Appl-CW-Front-GasDHW-GasDry-Tier1 | MFm | 2007 | CZ02 | rDXGF | -1 | Household | 1 | 1073.2 | -4.2 | 0 | 0 | -4.9 | 0 | 0.9 | 0 | -0.1 | 0 | -0.2 | 0.1 | 0 | 0 | 0 | 0 | 5.2 | 5.27 | -0.28 | 0.19 | 0.001 | 0 | -0.001 | -5.8 | 0 | 0 | -5.7 | 0 | 0.3 | 0 | -0.2 | -0.2 | -0.2 | 0 | 0 | 0 | 0 | 0 | 4.61 | 4.69 | -0.35 | 0.27 | 0 | 0 | -0.001 | PreCW-Front-GasDHW-GasDry | Appl-CW-Front-GasDHW-GasDry-Tier1AnyMFm2007CZ02DEER2017 | 0
42958.3843 | Appl-CW-Front-GasDHW-GasDry-Tier1 | MFm | 2007 | CZ03 | rDXGF | -1 | Household | 1 | 998.7 | -5.1 | 0 | 0 | -5 | 0 | 0.1 | 0 | -0.2 | -0.2 | -0.2 | 0 | 0 | 0 | 0 | 0 | 5.14 | 5.27 | -0.34 | 0.2 | -0.001 | 0 | -0.001 | -5.9 | 0 | 0 | -5.8 | 0 | 0.1 | 0 | -0.1 | -0.1 | -0.2 | 0 | 0 | 0 | 0 | 0 | 4.67 | 4.69 | -0.3 | 0.27 | -0.001 | 0 | -0.001 | PreCW-Front-GasDHW-GasDry | Appl-CW-Front-GasDHW-GasDry-Tier1AnyMFm2007CZ03DEER2017 | 0
42958.3843 | Appl-CW-Front-GasDHW-GasDry-Tier1 | MFm | 2007 | CZ04 | rDXGF | -1 | Household | 1 | 998.7 | -4.4 | 0 | 0 | -5 | 0 | 0.7 | 0 | -0.1 | 0 | -0.1 | 0.1 | 0 | 0 | 0 | 0 | 5.23 | 5.27 | -0.24 | 0.19 | -0.001 | 0 | -0.001 | -5.4 | 0 | 0 | -5.8 | 0 | 0.5 | 0 | 0 | 0 | -0.1 | 0 | 0 | 0 | 0 | 0 | 4.76 | 4.69 | -0.2 | 0.26 | -0.001 | 0 | -0.001 | PreCW-Front-GasDHW-GasDry | Appl-CW-Front-GasDHW-GasDry-Tier1AnyMFm2007CZ04DEER2017 | 0
42958.3843 | Appl-CW-Front-GasDHW-GasDry-Tier1 | MFm | 2007 | CZ05 | rDXGF | -1 | Household | 1 | 998.7 | -4.9 | 0 | 0 | -4.9 | 0 | 0.2 | 0 | -0.1 | -0.1 | -0.1 | 0.1 | 0 | 0 | 0 | 0 | 5.16 | 5.27 | -0.32 | 0.2 | 0 | 0 | 0 | -5.7 | 0 | 0 | -5.7 | 0 | 0.2 | 0 | -0.1 | 0 | -0.1 | 0.1 | 0 | 0 | 0 | 0 | 4.71 | 4.69 | -0.26 | 0.28 | 0 | 0 | 0 | PreCW-Front-GasDHW-GasDry | Appl-CW-Front-GasDHW-GasDry-Tier1AnyMFm2007CZ05DEER2017 | 0
42958.3843 | Appl-CW-Front-GasDHW-GasDry-Tier1 | MFm | 2007 | CZ06 | rDXGF | -1 | Household | 1 | 1206 | -3.8 | 0 | 0 | -4.9 | 0 | 1.1 | 0 | -0.1 | 0.1 | -0.2 | 0.2 | 0 | 0 | 0 | 0 | 5.22 | 5.27 | -0.25 | 0.19 | 0.001 | 0 | 0 | -4.8 | 0 | 0 | -5.7 | 0 | 0.9 | 0 | -0.1 | 0 | -0.1 | 0.2 | 0 | 0 | 0 | 0 | 4.75 | 4.69 | -0.2 | 0.25 | 0 | 0 | -0.001 | PreCW-Front-GasDHW-GasDry | Appl-CW-Front-GasDHW-GasDry-Tier1AnyMFm2007CZ06DEER2017 | 0
42958.3843 | Appl-CW-Front-GasDHW-GasDry-Tier1 | MFm | 2007 | CZ07 | rDXGF | -1 | Household | 1 | 1206 | -4.9 | 0 | 0 | -4.9 | 0 | 0.4 | 0 | -0.1 | -0.2 | -0.3 | 0 | 0 | 0 | 0 | 0 | 5.03 | 5.27 | -0.44 | 0.19 | -0.001 | 0 | -0.001 | -3.3 | 0 | 0 | -5.7 | 0 | 2.1 | 0 | 0 | 0.4 | 0 | 0.4 | 0 | 0 | 0 | 0 | 4.9 | 4.69 | -0.05 | 0.25 | 0.002 | 0 | -0.001 | PreCW-Front-GasDHW-GasDry | Appl-CW-Front-GasDHW-GasDry-Tier1AnyMFm2007CZ07DEER2017 | 0
42958.3843 | Appl-CW-Front-GasDHW-GasDry-Tier1 | MFm | 2007 | CZ08 | rDXGF | -1 | Household | 1 | 1206 | -7.6 | 0 | 0 | -5 | 0 | -2 | 0 | -0.1 | -0.6 | -0.2 | -0.3 | 0 | 0 | 0 | 0 | 5.1 | 5.27 | -0.36 | 0.18 | -0.006 | 0 | -0.001 | -8.7 | 0 | 0 | -5.8 | 0 | -2.3 | 0 | -0.1 | -0.6 | -0.1 | -0.4 | 0 | 0 | 0 | 0 | 4.62 | 4.69 | -0.31 | 0.24 | -0.006 | 0 | -0.001 | PreCW-Front-GasDHW-GasDry | Appl-CW-Front-GasDHW-GasDry-Tier1AnyMFm2007CZ08DEER2017 | 0
42958.3843 | Appl-CW-Front-GasDHW-GasDry-Tier1 | MFm | 2007 | CZ09 | rDXGF | -1 | Household | 1 | 1126.6 | -3.5 | 0 | 0 | -5 | 0 | 1.5 | 0 | -0.1 | 0.2 | -0.1 | 0.2 | 0 | 0 | 0 | 0 | 5.24 | 5.27 | -0.22 | 0.18 | 0 | 0 | -0.001 | -4.6 | 0 | 0 | -5.8 | 0 | 1.2 | 0 | 0 | 0.1 | 0 | 0.2 | 0 | 0 | 0 | 0 | 4.77 | 4.69 | -0.18 | 0.25 | 0 | 0 | -0.001 | PreCW-Front-GasDHW-GasDry | Appl-CW-Front-GasDHW-GasDry-Tier1AnyMFm2007CZ09DEER2017 | 0
42958.3843 | Appl-CW-Front-GasDHW-GasDry-Tier1 | MFm | 2007 | CZ10 | rDXGF | -1 | Household | 1 | 1073.2 | -4.3 | 0 | 0 | -5 | 0 | 0.8 | 0 | -0.1 | 0 | -0.1 | 0.1 | 0 | 0 | 0 | 0 | 5.24 | 5.27 | -0.23 | 0.18 | -0.001 | 0 | -0.001 | -7 | 0 | 0 | -5.7 | 0 | -0.8 | 0 | -0.1 | -0.4 | -0.1 | -0.1 | 0 | 0 | 0 | 0 | 4.67 | 4.69 | -0.27 | 0.24 | -0.004 | 0 | -0.001 | PreCW-Front-GasDHW-GasDry | Appl-CW-Front-GasDHW-GasDry-Tier1AnyMFm2007CZ10DEER2017 | 0
42958.3843 | Appl-CW-Front-GasDHW-GasDry-Tier1 | MFm | 2007 | CZ11 | rDXGF | -1 | Household | 1 | 1073.2 | -3 | 0 | 0 | -5.1 | 0 | 1.9 | 0 | -0.1 | 0.2 | -0.1 | 0.3 | 0 | 0 | 0 | 0 | 5.19 | 5.27 | -0.28 | 0.19 | 0 | 0 | -0.001 | -4.2 | 0 | 0 | -5.8 | 0 | 1.6 | 0 | 0 | 0.2 | -0.1 | 0.2 | 0 | 0 | 0 | 0 | 4.72 | 4.69 | -0.22 | 0.26 | 0 | 0 | -0.001 | PreCW-Front-GasDHW-GasDry | Appl-CW-Front-GasDHW-GasDry-Tier1AnyMFm2007CZ11DEER2017 | 0
42958.3843 | Appl-CW-Front-GasDHW-GasDry-Tier1 | MFm | 2007 | CZ12 | rDXGF | -1 | Household | 1 | 1073.2 | -3.3 | 0 | 0 | -5 | 0 | 1.6 | 0 | -0.1 | 0.2 | -0.2 | 0.3 | 0 | 0 | 0 | 0 | 5.21 | 5.27 | -0.25 | 0.19 | 0 | 0 | -0.001 | -4.4 | 0 | 0 | -5.7 | 0 | 1.3 | 0 | -0.1 | 0.2 | -0.2 | 0.2 | 0 | 0 | 0 | 0 | 4.74 | 4.69 | -0.2 | 0.26 | 0 | 0 | -0.001 | PreCW-Front-GasDHW-GasDry | Appl-CW-Front-GasDHW-GasDry-Tier1AnyMFm2007CZ12DEER2017 | 0
42958.3843 | Appl-CW-Front-GasDHW-GasDry-Tier1 | MFm | 2007 | CZ13 | rDXGF | -1 | Household | 1 | 1073.2 | -3 | 0 | 0 | -5.1 | 0 | 2 | 0 | -0.1 | 0.2 | -0.2 | 0.3 | 0 | 0 | 0 | 0 | 5.2 | 5.27 | -0.27 | 0.19 | 0 | 0 | 0 | -4 | 0 | 0 | -5.8 | 0 | 1.7 | 0 | -0.1 | 0.2 | -0.1 | 0.3 | 0 | 0 | 0 | 0 | 4.73 | 4.69 | -0.21 | 0.25 | 0 | 0 | -0.001 | PreCW-Front-GasDHW-GasDry | Appl-CW-Front-GasDHW-GasDry-Tier1AnyMFm2007CZ13DEER2017 | 0
42958.3843 | Appl-CW-Front-GasDHW-GasDry-Tier1 | MFm | 2007 | CZ14 | rDXGF | -1 | Household | 1 | 1094.6 | -2.7 | 0 | 0 | -5 | 0 | 2.2 | 0 | -0.1 | 0.2 | -0.1 | 0.4 | 0 | 0 | 0 | 0 | 5.21 | 5.27 | -0.26 | 0.19 | 0 | 0 | 0 | -3.8 | 0 | 0 | -5.7 | 0 | 1.9 | 0 | 0 | 0.2 | -0.1 | 0.3 | 0 | 0 | 0 | 0 | 4.74 | 4.69 | -0.21 | 0.25 | 0 | 0 | -0.001 | PreCW-Front-GasDHW-GasDry | Appl-CW-Front-GasDHW-GasDry-Tier1AnyMFm2007CZ14DEER2017 | 0
42958.3843 | Appl-CW-Front-GasDHW-GasDry-Tier1 | MFm | 2007 | CZ15 | rDXGF | -1 | Household | 1 | 1094.6 | -2.3 | 0 | 0 | -5 | 0 | 2.4 | 0 | 0 | 0.3 | -0.1 | 0.4 | 0 | 0 | 0 | 0 | 5.31 | 5.27 | -0.12 | 0.15 | 0 | 0 | -0.001 | -3.6 | 0 | 0 | -5.7 | 0 | 2 | 0 | 0 | 0.2 | -0.1 | 0.3 | 0 | 0 | 0 | 0 | 4.8 | 4.69 | -0.1 | 0.21 | 0 | 0 | -0.001 | PreCW-Front-GasDHW-GasDry | Appl-CW-Front-GasDHW-GasDry-Tier1AnyMFm2007CZ15DEER2017 | 0
42958.3843 | Appl-CW-Front-GasDHW-GasDry-Tier1 | MFm | 2007 | CZ16 | rDXGF | -1 | Household | 1 | 998.7 | -3.9 | 0 | 0 | -5.1 | 0 | 1.3 | 0 | -0.2 | 0.1 | -0.2 | 0.2 | 0 | 0 | 0 | 0 | 5.14 | 5.27 | -0.35 | 0.22 | 0 | 0 | -0.001 | -4.8 | 0 | 0 | -5.8 | 0 | 1 | 0 | -0.1 | 0.1 | -0.2 | 0.2 | 0 | 0 | 0 | 0 | 4.7 | 4.69 | -0.28 | 0.29 | 0 | 0 | -0.001 | PreCW-Front-GasDHW-GasDry | Appl-CW-Front-GasDHW-GasDry-Tier1AnyMFm2007CZ16DEER2017 | 0
42958.3843 | Appl-CW-Front-GasDHW-GasDry-Tier1 | MFm | 2011 | CZ01 | rDXGF | -1 | Household | 1 | 998.7 | -5.4 | 0 | 0 | -4.9 | 0 | 0 | 0 | -0.2 | -0.3 | -0.4 | 0 | 0 | 0 | 0 | 0 | 4.98 | 5.27 | -0.51 | 0.21 | -0.001 | 0 | 0 | -6 | 0 | 0 | -5.7 | 0 | 0 | 0 | -0.1 | -0.2 | -0.3 | 0 | 0 | 0 | 0 | 0 | 4.62 | 4.69 | -0.37 | 0.29 | -0.001 | 0 | -0.001 | PreCW-Front-GasDHW-GasDry | Appl-CW-Front-GasDHW-GasDry-Tier1AnyMFm2011CZ01DEER2017 | 0
42958.3843 | Appl-CW-Front-GasDHW-GasDry-Tier1 | MFm | 2011 | CZ02 | rDXGF | -1 | Household | 1 | 1073.2 | -4 | 0 | 0 | -4.9 | 0 | 1 | 0 | -0.1 | 0 | -0.1 | 0.1 | 0 | 0 | 0 | 0 | 5.23 | 5.27 | -0.25 | 0.2 | 0.001 | 0 | -0.001 | -4.9 | 0 | 0 | -5.7 | 0 | 0.8 | 0 | -0.1 | 0 | -0.1 | 0.1 | 0 | 0 | 0 | 0 | 4.76 | 4.69 | -0.2 | 0.27 | 0.001 | 0 | -0.001 | PreCW-Front-GasDHW-GasDry | Appl-CW-Front-GasDHW-GasDry-Tier1AnyMFm2011CZ02DEER2017 | 0
42958.3843 | Appl-CW-Front-GasDHW-GasDry-Tier1 | MFm | 2011 | CZ03 | rDXGF | -1 | Household | 1 | 998.7 | -5 | 0 | 0 | -4.9 | 0 | 0.1 | 0 | -0.2 | -0.1 | -0.1 | 0 | 0 | 0 | 0 | 0 | 5.14 | 5.27 | -0.34 | 0.2 | -0.001 | 0 | -0.001 | -5.8 | 0 | 0 | -5.7 | 0 | 0.1 | 0 | -0.1 | -0.1 | -0.1 | 0 | 0 | 0 | 0 | 0 | 4.69 | 4.69 | -0.27 | 0.27 | -0.001 | 0 | -0.001 | PreCW-Front-GasDHW-GasDry | Appl-CW-Front-GasDHW-GasDry-Tier1AnyMFm2011CZ03DEER2017 | 0
42958.3843 | Appl-CW-Front-GasDHW-GasDry-Tier1 | MFm | 2011 | CZ04 | rDXGF | -1 | Household | 1 | 998.7 | -5.2 | 0 | 0 | -4.9 | 0 | 0 | 0 | -0.1 | -0.1 | -0.2 | -0.1 | 0 | 0 | 0 | 0 | 5.24 | 5.27 | -0.23 | 0.19 | -0.003 | 0 | 0 | -6.2 | 0 | 0 | -5.6 | 0 | -0.3 | 0 | -0.1 | -0.1 | -0.1 | -0.1 | 0 | 0 | 0 | 0 | 4.76 | 4.69 | -0.19 | 0.25 | -0.003 | 0 | 0 | PreCW-Front-GasDHW-GasDry | Appl-CW-Front-GasDHW-GasDry-Tier1AnyMFm2011CZ04DEER2017 | 0
42958.3843 | Appl-CW-Front-GasDHW-GasDry-Tier1 | MFm | 2011 | CZ05 | rDXGF | -1 | Household | 1 | 998.7 | -4.9 | 0 | 0 | -4.9 | 0 | 0.3 | 0 | -0.1 | -0.1 | -0.1 | 0 | 0 | 0 | 0 | 0 | 5.17 | 5.27 | -0.3 | 0.2 | 0 | 0 | -0.001 | -5.7 | 0 | 0 | -5.7 | 0 | 0.2 | 0 | 0 | 0 | -0.1 | 0 | 0 | 0 | 0 | 0 | 4.71 | 4.69 | -0.24 | 0.27 | 0 | 0 | -0.001 | PreCW-Front-GasDHW-GasDry | Appl-CW-Front-GasDHW-GasDry-Tier1AnyMFm2011CZ05DEER2017 | 0
42958.3843 | Appl-CW-Front-GasDHW-GasDry-Tier1 | MFm | 2011 | CZ06 | rDXGF | -1 | Household | 1 | 1206 | -3.8 | 0 | 0 | -4.9 | 0 | 1.1 | 0 | -0.1 | 0.1 | -0.1 | 0.2 | 0 | 0 | 0 | 0 | 5.21 | 5.27 | -0.25 | 0.19 | 0 | 0 | -0.001 | -4.8 | 0 | 0 | -5.7 | 0 | 0.8 | 0 | -0.1 | 0.1 | -0.1 | 0.2 | 0 | 0 | 0 | 0 | 4.74 | 4.69 | -0.2 | 0.26 | 0 | 0 | -0.001 | PreCW-Front-GasDHW-GasDry | Appl-CW-Front-GasDHW-GasDry-Tier1AnyMFm2011CZ06DEER2017 | 0
42958.3843 | Appl-CW-Front-GasDHW-GasDry-Tier1 | MFm | 2011 | CZ07 | rDXGF | -1 | Household | 1 | 1206 | -2.4 | 0 | 0 | -5 | 0 | 2.2 | 0 | 0 | 0.3 | -0.1 | 0.4 | 0 | 0 | 0 | 0 | 5.27 | 5.27 | -0.2 | 0.19 | 0 | 0 | -0.001 | -3.8 | 0 | 0 | -5.7 | 0 | 1.7 | 0 | 0 | 0.3 | -0.1 | 0.3 | 0 | 0 | 0 | 0 | 4.79 | 4.69 | -0.16 | 0.25 | 0 | 0 | -0.001 | PreCW-Front-GasDHW-GasDry | Appl-CW-Front-GasDHW-GasDry-Tier1AnyMFm2011CZ07DEER2017 | 0
42958.3843 | Appl-CW-Front-GasDHW-GasDry-Tier1 | MFm | 2011 | CZ08 | rDXGF | -1 | Household | 1 | 1206 | -2.5 | 0 | 0 | -5 | 0 | 2.3 | 0 | 0 | 0.3 | -0.1 | 0.4 | 0 | 0 | 0 | 0 | 5.3 | 5.27 | -0.16 | 0.18 | 0.001 | 0 | 0 | -6.2 | 0 | 0 | -5.7 | 0 | -0.3 | 0 | 0 | -0.2 | -0.1 | 0 | 0 | 0 | 0 | 0 | 4.73 | 4.69 | -0.2 | 0.25 | -0.003 | 0 | 0 | PreCW-Front-GasDHW-GasDry | Appl-CW-Front-GasDHW-GasDry-Tier1AnyMFm2011CZ08DEER2017 | 0
42958.3843 | Appl-CW-Front-GasDHW-GasDry-Tier1 | MFm | 2011 | CZ09 | rDXGF | -1 | Household | 1 | 1126.6 | -3.2 | 0 | 0 | -5 | 0 | 1.7 | 0 | -0.1 | 0.2 | -0.1 | 0.3 | 0 | 0 | 0 | 0 | 5.27 | 5.27 | -0.18 | 0.19 | 0.001 | 0 | -0.001 | -4.3 | 0 | 0 | -5.8 | 0 | 1.4 | 0 | -0.1 | 0.1 | -0.1 | 0.2 | 0 | 0 | 0 | 0 | 4.79 | 4.69 | -0.14 | 0.25 | 0 | 0 | -0.001 | PreCW-Front-GasDHW-GasDry | Appl-CW-Front-GasDHW-GasDry-Tier1AnyMFm2011CZ09DEER2017 | 0
42958.3843 | Appl-CW-Front-GasDHW-GasDry-Tier1 | MFm | 2011 | CZ10 | rDXGF | -1 | Household | 1 | 1073.2 | -3.2 | 0 | 0 | -4.9 | 0 | 1.6 | 0 | 0 | 0.2 | 0 | 0.3 | 0 | 0 | 0 | 0 | 5.29 | 5.27 | -0.17 | 0.18 | 0.001 | 0 | -0.001 | -4.3 | 0 | 0 | -5.7 | 0 | 1.3 | 0 | 0 | 0.2 | 0 | 0.2 | 0 | 0 | 0 | 0 | 4.8 | 4.69 | -0.14 | 0.24 | 0 | 0 | -0.001 | PreCW-Front-GasDHW-GasDry | Appl-CW-Front-GasDHW-GasDry-Tier1AnyMFm2011CZ10DEER2017 | 0
42958.3843 | Appl-CW-Front-GasDHW-GasDry-Tier1 | MFm | 2011 | CZ11 | rDXGF | -1 | Household | 1 | 1073.2 | -3.3 | 0 | 0 | -5.1 | 0 | 1.7 | 0 | -0.1 | 0.1 | -0.2 | 0.3 | 0 | 0 | 0 | 0 | 5.19 | 5.27 | -0.27 | 0.19 | 0 | 0 | -0.001 | -4.5 | 0 | 0 | -5.8 | 0 | 1.4 | 0 | -0.1 | 0.1 | -0.1 | 0.2 | 0 | 0 | 0 | 0 | 4.72 | 4.69 | -0.22 | 0.26 | -0.001 | 0 | -0.001 | PreCW-Front-GasDHW-GasDry | Appl-CW-Front-GasDHW-GasDry-Tier1AnyMFm2011CZ11DEER2017 | 0
42958.3843 | Appl-CW-Front-GasDHW-GasDry-Tier1 | MFm | 2011 | CZ12 | rDXGF | -1 | Household | 1 | 1073.2 | -3.3 | 0 | 0 | -5 | 0 | 1.6 | 0 | 0 | 0.2 | -0.1 | 0.2 | 0 | 0 | 0 | 0 | 5.23 | 5.27 | -0.23 | 0.19 | 0 | 0 | -0.001 | -4.4 | 0 | 0 | -5.8 | 0 | 1.3 | 0 | 0 | 0.2 | -0.1 | 0.2 | 0 | 0 | 0 | 0 | 4.76 | 4.69 | -0.19 | 0.26 | 0 | 0 | -0.001 | PreCW-Front-GasDHW-GasDry | Appl-CW-Front-GasDHW-GasDry-Tier1AnyMFm2011CZ12DEER2017 | 0
42958.3843 | Appl-CW-Front-GasDHW-GasDry-Tier1 | MFm | 2011 | CZ13 | rDXGF | -1 | Household | 1 | 1073.2 | -2.8 | 0 | 0 | -5 | 0 | 2 | 0 | -0.1 | 0.2 | -0.2 | 0.3 | 0 | 0 | 0 | 0 | 5.21 | 5.27 | -0.25 | 0.18 | 0.001 | 0 | -0.001 | -3.9 | 0 | 0 | -5.7 | 0 | 1.7 | 0 | -0.1 | 0.2 | -0.1 | 0.2 | 0 | 0 | 0 | 0 | 4.74 | 4.69 | -0.2 | 0.25 | 0 | 0 | -0.001 | PreCW-Front-GasDHW-GasDry | Appl-CW-Front-GasDHW-GasDry-Tier1AnyMFm2011CZ13DEER2017 | 0
42958.3843 | Appl-CW-Front-GasDHW-GasDry-Tier1 | MFm | 2011 | CZ14 | rDXGF | -1 | Household | 1 | 1094.6 | -2.9 | 0 | 0 | -5 | 0 | 2 | 0 | 0 | 0.2 | -0.1 | 0.4 | 0 | 0 | 0 | 0 | 5.2 | 5.27 | -0.26 | 0.19 | 0 | 0 | -0.001 | -4 | 0 | 0 | -5.8 | 0 | 1.7 | 0 | 0 | 0.2 | -0.1 | 0.3 | 0 | 0 | 0 | 0 | 4.73 | 4.69 | -0.21 | 0.26 | 0 | 0 | -0.001 | PreCW-Front-GasDHW-GasDry | Appl-CW-Front-GasDHW-GasDry-Tier1AnyMFm2011CZ14DEER2017 | 0
42958.3843 | Appl-CW-Front-GasDHW-GasDry-Tier1 | MFm | 2011 | CZ15 | rDXGF | -1 | Household | 1 | 1094.6 | -2.1 | 0 | 0 | -5 | 0 | 2.7 | 0 | -0.1 | 0.4 | 0 | 0.4 | 0 | 0 | 0 | 0 | 5.32 | 5.27 | -0.11 | 0.15 | 0 | 0 | -0.001 | -3.3 | 0 | 0 | -5.7 | 0 | 2.2 | 0 | -0.1 | 0.3 | 0 | 0.3 | 0 | 0 | 0 | 0 | 4.81 | 4.69 | -0.09 | 0.21 | 0 | 0 | -0.001 | PreCW-Front-GasDHW-GasDry | Appl-CW-Front-GasDHW-GasDry-Tier1AnyMFm2011CZ15DEER2017 | 0
42958.3843 | Appl-CW-Front-GasDHW-GasDry-Tier1 | MFm | 2011 | CZ16 | rDXGF | -1 | Household | 1 | 998.7 | -3.7 | 0 | 0 | -5 | 0 | 1.3 | 0 | -0.2 | 0 | -0.2 | 0.3 | 0 | 0 | 0 | 0 | 5.14 | 5.27 | -0.35 | 0.22 | 0 | 0 | -0.001 | -4.7 | 0 | 0 | -5.7 | 0 | 1.1 | 0 | -0.1 | 0 | -0.1 | 0.3 | 0 | 0 | 0 | 0 | 4.7 | 4.69 | -0.28 | 0.29 | 0 | 0 | -0.001 | PreCW-Front-GasDHW-GasDry | Appl-CW-Front-GasDHW-GasDry-Tier1AnyMFm2011CZ16DEER2017 | 0
42958.3843 | Appl-CW-Front-GasDHW-GasDry-Tier1 | MFm | 2015 | CZ01 | rDXGF | -1 | Household | 1 | 998.7 | -5.2 | 0 | 0 | -4.9 | 0 | 0 | 0 | -0.1 | -0.2 | -0.2 | 0 | 0 | 0 | 0 | 0 | 5.08 | 5.27 | -0.41 | 0.21 | 0 | 0 | -0.001 | -5.9 | 0 | 0 | -5.7 | 0 | 0 | 0 | -0.1 | -0.2 | -0.2 | 0 | 0 | 0 | 0 | 0 | 4.64 | 4.69 | -0.35 | 0.28 | 0 | 0 | -0.001 | PreCW-Front-GasDHW-GasDry | Appl-CW-Front-GasDHW-GasDry-Tier1AnyMFm2015CZ01DEER2017 | 0
42958.3843 | Appl-CW-Front-GasDHW-GasDry-Tier1 | MFm | 2015 | CZ02 | rDXGF | -1 | Household | 1 | 1073.2 | -4 | 0 | 0 | -4.9 | 0 | 0.9 | 0 | -0.1 | 0.1 | -0.1 | 0.1 | 0 | 0 | 0 | 0 | 5.21 | 5.27 | -0.26 | 0.2 | 0 | 0 | -0.001 | -4.9 | 0 | 0 | -5.7 | 0 | 0.8 | 0 | -0.1 | 0.1 | -0.1 | 0.1 | 0 | 0 | 0 | 0 | 4.75 | 4.69 | -0.2 | 0.27 | 0 | 0 | -0.001 | PreCW-Front-GasDHW-GasDry | Appl-CW-Front-GasDHW-GasDry-Tier1AnyMFm2015CZ02DEER2017 | 0
42958.3843 | Appl-CW-Front-GasDHW-GasDry-Tier1 | MFm | 2015 | CZ03 | rDXGF | -1 | Household | 1 | 998.7 | -5 | 0 | 0 | -4.9 | 0 | 0.1 | 0 | -0.1 | -0.1 | -0.1 | 0 | 0 | 0 | 0 | 0 | 5.2 | 5.27 | -0.27 | 0.2 | 0 | 0 | -0.001 | -5.8 | 0 | 0 | -5.7 | 0 | 0.1 | 0 | -0.1 | 0 | -0.1 | 0 | 0 | 0 | 0 | 0 | 4.73 | 4.69 | -0.23 | 0.27 | -0.001 | 0 | -0.001 | PreCW-Front-GasDHW-GasDry | Appl-CW-Front-GasDHW-GasDry-Tier1AnyMFm2015CZ03DEER2017 | 0
42958.3843 | Appl-CW-Front-GasDHW-GasDry-Tier1 | MFm | 2015 | CZ04 | rDXGF | -1 | Household | 1 | 998.7 | -3 | 0 | 0 | -4.9 | 0 | 1.8 | 0 | -0.1 | 0.2 | -0.1 | 0.3 | 0 | 0 | 0 | 0 | 5.28 | 5.27 | -0.18 | 0.19 | 0.001 | 0 | -0.001 | -4 | 0 | 0 | -5.7 | 0 | 1.5 | 0 | 0 | 0.2 | 0 | 0.2 | 0 | 0 | 0 | 0 | 4.8 | 4.69 | -0.14 | 0.26 | 0.001 | 0 | -0.001 | PreCW-Front-GasDHW-GasDry | Appl-CW-Front-GasDHW-GasDry-Tier1AnyMFm2015CZ04DEER2017 | 0
42958.3843 | Appl-CW-Front-GasDHW-GasDry-Tier1 | MFm | 2015 | CZ05 | rDXGF | -1 | Household | 1 | 998.7 | -4.5 | 0 | 0 | -4.8 | 0 | 0.4 | 0 | -0.1 | 0 | 0 | 0.1 | 0 | 0 | 0 | 0 | 5.26 | 5.27 | -0.21 | 0.2 | 0 | 0 | -0.001 | -5.3 | 0 | 0 | -5.6 | 0 | 0.3 | 0 | -0.1 | 0 | 0 | 0 | 0 | 0 | 0 | 0 | 4.79 | 4.69 | -0.17 | 0.27 | -0.001 | 0 | -0.001 | PreCW-Front-GasDHW-GasDry | Appl-CW-Front-GasDHW-GasDry-Tier1AnyMFm2015CZ05DEER2017 | 0
42958.3843 | Appl-CW-Front-GasDHW-GasDry-Tier1 | MFm | 2015 | CZ06 | rDXGF | -1 | Household | 1 | 1206 | -3.8 | 0 | 0 | -4.9 | 0 | 1 | 0 | -0.1 | 0 | -0.1 | 0.1 | 0 | 0 | 0 | 0 | 5.21 | 5.27 | -0.25 | 0.19 | 0.001 | 0 | -0.001 | -4.8 | 0 | 0 | -5.7 | 0 | 0.9 | 0 | -0.1 | 0 | -0.1 | 0.1 | 0 | 0 | 0 | 0 | 4.74 | 4.69 | -0.2 | 0.26 | 0 | 0 | -0.001 | PreCW-Front-GasDHW-GasDry | Appl-CW-Front-GasDHW-GasDry-Tier1AnyMFm2015CZ06DEER2017 | 0
42958.3843 | Appl-CW-Front-GasDHW-GasDry-Tier1 | MFm | 2015 | CZ07 | rDXGF | -1 | Household | 1 | 1206 | -3.4 | 0 | 0 | -5 | 0 | 1.5 | 0 | -0.1 | 0.1 | -0.1 | 0.2 | 0 | 0 | 0 | 0 | 5.26 | 5.27 | -0.21 | 0.19 | 0 | 0 | 0 | -4.5 | 0 | 0 | -5.7 | 0 | 1.2 | 0 | -0.1 | 0.1 | -0.1 | 0.2 | 0 | 0 | 0 | 0 | 4.78 | 4.69 | -0.17 | 0.25 | 0 | 0 | -0.001 | PreCW-Front-GasDHW-GasDry | Appl-CW-Front-GasDHW-GasDry-Tier1AnyMFm2015CZ07DEER2017 | 0
42958.3843 | Appl-CW-Front-GasDHW-GasDry-Tier1 | MFm | 2015 | CZ08 | rDXGF | -1 | Household | 1 | 1206 | -3.1 | 0 | 0 | -4.9 | 0 | 1.7 | 0 | 0 | 0.2 | 0 | 0.3 | 0 | 0 | 0 | 0 | 5.28 | 5.27 | -0.18 | 0.18 | 0.001 | 0 | -0.001 | -4.1 | 0 | 0 | -5.7 | 0 | 1.5 | 0 | 0 | 0.2 | 0 | 0.2 | 0 | 0 | 0 | 0 | 4.79 | 4.69 | -0.15 | 0.25 | 0 | 0 | -0.001 | PreCW-Front-GasDHW-GasDry | Appl-CW-Front-GasDHW-GasDry-Tier1AnyMFm2015CZ08DEER2017 | 0
42958.3843 | Appl-CW-Front-GasDHW-GasDry-Tier1 | MFm | 2015 | CZ09 | rDXGF | -1 | Household | 1 | 1126.6 | -3.4 | 0 | 0 | -5 | 0 | 1.5 | 0 | 0 | 0.1 | -0.1 | 0.2 | 0 | 0 | 0 | 0 | 5.27 | 5.27 | -0.2 | 0.18 | 0 | 0 | -0.001 | -4.6 | 0 | 0 | -5.7 | 0 | 1.1 | 0 | 0 | 0.1 | -0.1 | 0.2 | 0 | 0 | 0 | 0 | 4.78 | 4.69 | -0.17 | 0.25 | 0 | 0 | -0.001 | PreCW-Front-GasDHW-GasDry | Appl-CW-Front-GasDHW-GasDry-Tier1AnyMFm2015CZ09DEER2017 | 0
42958.3843 | Appl-CW-Front-GasDHW-GasDry-Tier1 | MFm | 2015 | CZ10 | rDXGF | -1 | Household | 1 | 1073.2 | -4.6 | 0 | 0 | -4.9 | 0 | 0.5 | 0 | -0.1 | 0 | 0 | 0.1 | 0 | 0 | 0 | 0 | 5.25 | 5.27 | -0.2 | 0.18 | -0.001 | 0 | 0 | -5.6 | 0 | 0 | -5.7 | 0 | 0.2 | 0 | -0.1 | -0.1 | 0 | 0.1 | 0 | 0 | 0 | 0 | 4.76 | 4.69 | -0.17 | 0.25 | -0.002 | 0 | -0.001 | PreCW-Front-GasDHW-GasDry | Appl-CW-Front-GasDHW-GasDry-Tier1AnyMFm2015CZ10DEER2017 | 0
42958.3843 | Appl-CW-Front-GasDHW-GasDry-Tier1 | MFm | 2015 | CZ11 | rDXGF | -1 | Household | 1 | 1073.2 | -3.2 | 0 | 0 | -5 | 0 | 1.7 | 0 | -0.1 | 0.1 | -0.1 | 0.2 | 0 | 0 | 0 | 0 | 5.2 | 5.27 | -0.25 | 0.18 | 0 | 0 | 0 | -4.3 | 0 | 0 | -5.7 | 0 | 1.5 | 0 | -0.1 | 0.1 | -0.1 | 0.2 | 0 | 0 | 0 | 0 | 4.73 | 4.69 | -0.2 | 0.25 | -0.001 | 0 | 0 | PreCW-Front-GasDHW-GasDry | Appl-CW-Front-GasDHW-GasDry-Tier1AnyMFm2015CZ11DEER2017 | 0
42958.3843 | Appl-CW-Front-GasDHW-GasDry-Tier1 | MFm | 2015 | CZ12 | rDXGF | -1 | Household | 1 | 1073.2 | -3.6 | 0 | 0 | -5 | 0 | 1.4 | 0 | -0.1 | 0.1 | -0.1 | 0.2 | 0 | 0 | 0 | 0 | 5.23 | 5.27 | -0.24 | 0.19 | 0 | 0 | -0.001 | -4.6 | 0 | 0 | -5.7 | 0 | 1.1 | 0 | -0.1 | 0.1 | -0.1 | 0.1 | 0 | 0 | 0 | 0 | 4.76 | 4.69 | -0.19 | 0.26 | 0 | 0 | -0.001 | PreCW-Front-GasDHW-GasDry | Appl-CW-Front-GasDHW-GasDry-Tier1AnyMFm2015CZ12DEER2017 | 0
42958.3843 | Appl-CW-Front-GasDHW-GasDry-Tier1 | MFm | 2015 | CZ13 | rDXGF | -1 | Household | 1 | 1073.2 | -3 | 0 | 0 | -5 | 0 | 1.9 | 0 | -0.1 | 0.1 | -0.1 | 0.3 | 0 | 0 | 0 | 0 | 5.21 | 5.27 | -0.25 | 0.19 | 0.001 | 0 | 0 | -4.1 | 0 | 0 | -5.7 | 0 | 1.5 | 0 | -0.1 | 0.1 | -0.1 | 0.2 | 0 | 0 | 0 | 0 | 4.74 | 4.69 | -0.2 | 0.25 | 0 | 0 | 0 | PreCW-Front-GasDHW-GasDry | Appl-CW-Front-GasDHW-GasDry-Tier1AnyMFm2015CZ13DEER2017 | 0
42958.3843 | Appl-CW-Front-GasDHW-GasDry-Tier1 | MFm | 2015 | CZ14 | rDXGF | -1 | Household | 1 | 1094.6 | -3 | 0 | 0 | -5 | 0 | 2 | 0 | -0.1 | 0.2 | -0.1 | 0.3 | 0 | 0 | 0 | 0 | 5.2 | 5.27 | -0.27 | 0.19 | 0.001 | 0 | 0 | -4.1 | 0 | 0 | -5.7 | 0 | 1.7 | 0 | 0 | 0.1 | -0.1 | 0.2 | 0 | 0 | 0 | 0 | 4.73 | 4.69 | -0.21 | 0.26 | 0 | 0 | 0 | PreCW-Front-GasDHW-GasDry | Appl-CW-Front-GasDHW-GasDry-Tier1AnyMFm2015CZ14DEER2017 | 0
42958.3843 | Appl-CW-Front-GasDHW-GasDry-Tier1 | MFm | 2015 | CZ15 | rDXGF | -1 | Household | 1 | 1094.6 | -2.3 | 0 | 0 | -5 | 0 | 2.4 | 0 | -0.1 | 0.3 | 0 | 0.3 | 0 | 0 | 0 | 0 | 5.32 | 5.27 | -0.12 | 0.15 | 0 | 0 | 0 | -3.6 | 0 | 0 | -5.8 | 0 | 2 | 0 | -0.1 | 0.2 | 0 | 0.2 | 0 | 0 | 0 | 0 | 4.81 | 4.69 | -0.09 | 0.21 | 0 | 0 | 0 | PreCW-Front-GasDHW-GasDry | Appl-CW-Front-GasDHW-GasDry-Tier1AnyMFm2015CZ15DEER2017 | 0
42958.3843 | Appl-CW-Front-GasDHW-GasDry-Tier1 | MFm | 2015 | CZ16 | rDXGF | -1 | Household | 1 | 998.7 | -4 | 0 | 0 | -5.1 | 0 | 1.2 | 0 | -0.1 | 0 | -0.1 | 0.2 | 0 | 0 | 0 | 0 | 5.12 | 5.27 | -0.38 | 0.22 | 0 | 0 | -0.001 | -4.9 | 0 | 0 | -5.8 | 0 | 1 | 0 | -0.1 | 0 | -0.1 | 0.2 | 0 | 0 | 0 | 0 | 4.68 | 4.69 | -0.3 | 0.29 | 0 | 0 | -0.001 | PreCW-Front-GasDHW-GasDry | Appl-CW-Front-GasDHW-GasDry-Tier1AnyMFm2015CZ16DEER2017 | 0
42958.3843 | Appl-CW-Front-GasDHW-GasDry-Tier1 | MFm | 2017 | CZ01 | rDXGF | -1 | Household | 1 | 998.7 | -5.3 | 0 | 0 | -4.9 | 0 | 0 | 0 | -0.2 | -0.2 | -0.3 | 0 | 0 | 0 | 0 | 0 | 4.98 | 5.27 | -0.51 | 0.21 | -0.001 | 0 | -0.001 | -5.8 | 0 | 0 | -5.6 | 0 | 0 | 0 | -0.1 | 0 | -0.1 | 0 | 0 | 0 | 0 | 0 | 4.74 | 4.69 | -0.24 | 0.28 | -0.001 | 0 | -0.001 | PreCW-Front-GasDHW-GasDry | Appl-CW-Front-GasDHW-GasDry-Tier1AnyMFm2017CZ01DEER2017 | 0
42958.3843 | Appl-CW-Front-GasDHW-GasDry-Tier1 | MFm | 2017 | CZ02 | rDXGF | -1 | Household | 1 | 1073.2 | -4 | 0 | 0 | -4.9 | 0 | 1 | 0 | -0.1 | 0 | -0.2 | 0.2 | 0 | 0 | 0 | 0 | 5.22 | 5.27 | -0.25 | 0.2 | 0.001 | 0 | -0.001 | -4.9 | 0 | 0 | -5.7 | 0 | 0.8 | 0 | -0.1 | 0 | -0.1 | 0.1 | 0 | 0 | 0 | 0 | 4.75 | 4.69 | -0.2 | 0.27 | 0 | 0 | -0.001 | PreCW-Front-GasDHW-GasDry | Appl-CW-Front-GasDHW-GasDry-Tier1AnyMFm2017CZ02DEER2017 | 0
42958.3843 | Appl-CW-Front-GasDHW-GasDry-Tier1 | MFm | 2017 | CZ03 | rDXGF | -1 | Household | 1 | 998.7 | -5.5 | 0 | 0 | -4.9 | 0 | -0.2 | 0 | -0.1 | -0.2 | -0.2 | 0 | 0 | 0 | 0 | 0 | 5.07 | 5.27 | -0.4 | 0.2 | 0 | 0 | -0.001 | -6.4 | 0 | 0 | -5.7 | 0 | -0.3 | 0 | -0.1 | -0.2 | -0.2 | 0 | 0 | 0 | 0 | 0 | 4.5 | 4.69 | -0.46 | 0.27 | 0 | 0 | -0.001 | PreCW-Front-GasDHW-GasDry | Appl-CW-Front-GasDHW-GasDry-Tier1AnyMFm2017CZ03DEER2017 | 0
42958.3843 | Appl-CW-Front-GasDHW-GasDry-Tier1 | MFm | 2017 | CZ04 | rDXGF | -1 | Household | 1 | 998.7 | -3.7 | 0 | 0 | -4.9 | 0 | 1.1 | 0 | -0.1 | 0.1 | -0.1 | 0.2 | 0 | 0 | 0 | 0 | 5.29 | 5.27 | -0.18 | 0.19 | 0 | 0 | -0.001 | -4.7 | 0 | 0 | -5.7 | 0 | 0.9 | 0 | -0.1 | 0.1 | 0 | 0.1 | 0 | 0 | 0 | 0 | 4.81 | 4.69 | -0.14 | 0.26 | 0 | 0 | -0.001 | PreCW-Front-GasDHW-GasDry | Appl-CW-Front-GasDHW-GasDry-Tier1AnyMFm2017CZ04DEER2017 | 0
42958.3843 | Appl-CW-Front-GasDHW-GasDry-Tier1 | MFm | 2017 | CZ05 | rDXGF | -1 | Household | 1 | 998.7 | -4.5 | 0 | 0 | -4.8 | 0 | 0.4 | 0 | 0 | 0 | -0.1 | 0.1 | 0 | 0 | 0 | 0 | 5.27 | 5.27 | -0.21 | 0.19 | 0 | 0 | -0.001 | -5.2 | 0 | 0 | -5.6 | 0 | 0.4 | 0 | 0 | 0 | -0.1 | 0.1 | 0 | 0 | 0 | 0 | 4.81 | 4.69 | -0.15 | 0.27 | 0 | 0 | -0.001 | PreCW-Front-GasDHW-GasDry | Appl-CW-Front-GasDHW-GasDry-Tier1AnyMFm2017CZ05DEER2017 | 0
42958.3843 | Appl-CW-Front-GasDHW-GasDry-Tier1 | MFm | 2017 | CZ06 | rDXGF | -1 | Household | 1 | 1206 | -3.8 | 0 | 0 | -5 | 0 | 1.1 | 0 | -0.1 | 0.1 | -0.1 | 0.1 | 0 | 0 | 0 | 0 | 5.23 | 5.27 | -0.23 | 0.18 | 0.001 | 0 | -0.001 | -4.8 | 0 | 0 | -5.8 | 0 | 0.9 | 0 | -0.1 | 0.1 | -0.1 | 0.1 | 0 | 0 | 0 | 0 | 4.76 | 4.69 | -0.18 | 0.25 | 0 | 0 | -0.001 | PreCW-Front-GasDHW-GasDry | Appl-CW-Front-GasDHW-GasDry-Tier1AnyMFm2017CZ06DEER2017 | 0
42958.3843 | Appl-CW-Front-GasDHW-GasDry-Tier1 | MFm | 2017 | CZ07 | rDXGF | -1 | Household | 1 | 1206 | -3.2 | 0 | 0 | -5 | 0 | 1.6 | 0 | 0 | 0.2 | -0.1 | 0.3 | 0 | 0 | 0 | 0 | 5.26 | 5.27 | -0.2 | 0.19 | 0 | 0 | 0 | -4.3 | 0 | 0 | -5.8 | 0 | 1.3 | 0 | 0 | 0.2 | 0 | 0.2 | 0 | 0 | 0 | 0 | 4.78 | 4.69 | -0.16 | 0.25 | 0 | 0 | -0.001 | PreCW-Front-GasDHW-GasDry | Appl-CW-Front-GasDHW-GasDry-Tier1AnyMFm2017CZ07DEER2017 | 0
42958.3843 | Appl-CW-Front-GasDHW-GasDry-Tier1 | MFm | 2017 | CZ08 | rDXGF | -1 | Household | 1 | 1206 | -3.1 | 0 | 0 | -5 | 0 | 1.7 | 0 | 0 | 0.2 | -0.1 | 0.2 | 0 | 0 | 0 | 0 | 5.29 | 5.27 | -0.16 | 0.18 | -0.001 | 0 | 0 | -4.3 | 0 | 0 | -5.7 | 0 | 1.4 | 0 | 0 | 0.1 | -0.1 | 0.2 | 0 | 0 | 0 | 0 | 4.8 | 4.69 | -0.13 | 0.24 | -0.001 | 0 | 0 | PreCW-Front-GasDHW-GasDry | Appl-CW-Front-GasDHW-GasDry-Tier1AnyMFm2017CZ08DEER2017 | 0
42958.3843 | Appl-CW-Front-GasDHW-GasDry-Tier1 | MFm | 2017 | CZ09 | rDXGF | -1 | Household | 1 | 1126.6 | -3.4 | 0 | 0 | -4.9 | 0 | 1.5 | 0 | -0.1 | 0.2 | 0 | 0.3 | 0 | 0 | 0 | 0 | 5.26 | 5.27 | -0.19 | 0.18 | 0 | 0 | 0 | -4.5 | 0 | 0 | -5.7 | 0 | 1.2 | 0 | -0.1 | 0.2 | 0 | 0.2 | 0 | 0 | 0 | 0 | 4.78 | 4.69 | -0.15 | 0.24 | 0 | 0 | 0 | PreCW-Front-GasDHW-GasDry | Appl-CW-Front-GasDHW-GasDry-Tier1AnyMFm2017CZ09DEER2017 | 0
42958.3843 | Appl-CW-Front-GasDHW-GasDry-Tier1 | MFm | 2017 | CZ10 | rDXGF | -1 | Household | 1 | 1073.2 | -3.3 | 0 | 0 | -5 | 0 | 1.5 | 0 | 0 | 0.1 | 0 | 0.2 | 0 | 0 | 0 | 0 | 5.31 | 5.27 | -0.15 | 0.17 | 0 | 0 | -0.001 | -4.4 | 0 | 0 | -5.7 | 0 | 1.2 | 0 | 0 | 0.1 | 0 | 0.2 | 0 | 0 | 0 | 0 | 4.82 | 4.69 | -0.12 | 0.24 | 0 | 0 | -0.001 | PreCW-Front-GasDHW-GasDry | Appl-CW-Front-GasDHW-GasDry-Tier1AnyMFm2017CZ10DEER2017 | 0
42958.3843 | Appl-CW-Front-GasDHW-GasDry-Tier1 | MFm | 2017 | CZ11 | rDXGF | -1 | Household | 1 | 1073.2 | -4.2 | 0 | 0 | -5 | 0 | 0.9 | 0 | -0.1 | 0 | -0.1 | 0.1 | 0 | 0 | 0 | 0 | 5.18 | 5.27 | -0.28 | 0.18 | -0.001 | 0 | -0.001 | -5.3 | 0 | 0 | -5.8 | 0 | 0.6 | 0 | -0.1 | 0 | -0.1 | 0.1 | 0 | 0 | 0 | 0 | 4.7 | 4.69 | -0.23 | 0.25 | -0.001 | 0 | -0.001 | PreCW-Front-GasDHW-GasDry | Appl-CW-Front-GasDHW-GasDry-Tier1AnyMFm2017CZ11DEER2017 | 0
42958.3843 | Appl-CW-Front-GasDHW-GasDry-Tier1 | MFm | 2017 | CZ12 | rDXGF | -1 | Household | 1 | 1073.2 | -2.8 | 0 | 0 | -5 | 0 | 1.9 | 0 | 0 | 0.3 | 0 | 0.3 | 0 | 0 | 0 | 0 | 5.27 | 5.27 | -0.19 | 0.19 | 0.001 | 0 | -0.001 | -4 | 0 | 0 | -5.8 | 0 | 1.5 | 0 | 0 | 0.2 | 0 | 0.2 | 0 | 0 | 0 | 0 | 4.79 | 4.69 | -0.16 | 0.26 | 0.001 | 0 | -0.001 | PreCW-Front-GasDHW-GasDry | Appl-CW-Front-GasDHW-GasDry-Tier1AnyMFm2017CZ12DEER2017 | 0
42958.3843 | Appl-CW-Front-GasDHW-GasDry-Tier1 | MFm | 2017 | CZ13 | rDXGF | -1 | Household | 1 | 1073.2 | -3.1 | 0 | 0 | -5 | 0 | 1.9 | 0 | -0.1 | 0.2 | -0.1 | 0.3 | 0 | 0 | 0 | 0 | 5.23 | 5.27 | -0.24 | 0.18 | 0 | 0 | 0 | -4.2 | 0 | 0 | -5.7 | 0 | 1.5 | 0 | -0.1 | 0.1 | 0 | 0.3 | 0 | 0 | 0 | 0 | 4.75 | 4.69 | -0.19 | 0.25 | 0 | 0 | -0.001 | PreCW-Front-GasDHW-GasDry | Appl-CW-Front-GasDHW-GasDry-Tier1AnyMFm2017CZ13DEER2017 | 0
42958.3843 | Appl-CW-Front-GasDHW-GasDry-Tier1 | MFm | 2017 | CZ14 | rDXGF | -1 | Household | 1 | 1094.6 | -2.4 | 0 | 0 | -5 | 0 | 2.4 | 0 | -0.1 | 0.3 | -0.1 | 0.4 | 0 | 0 | 0 | 0 | 5.23 | 5.27 | -0.23 | 0.18 | 0 | 0 | 0 | -3.6 | 0 | 0 | -5.8 | 0 | 2.1 | 0 | -0.1 | 0.3 | 0 | 0.3 | 0 | 0 | 0 | 0 | 4.76 | 4.69 | -0.18 | 0.25 | 0 | 0 | -0.001 | PreCW-Front-GasDHW-GasDry | Appl-CW-Front-GasDHW-GasDry-Tier1AnyMFm2017CZ14DEER2017 | 0
42958.3843 | Appl-CW-Front-GasDHW-GasDry-Tier1 | MFm | 2017 | CZ15 | rDXGF | -1 | Household | 1 | 1094.6 | -1.3 | 0 | 0 | -5 | 0 | 3.4 | 0 | -0.1 | 0.4 | 0 | 0.4 | 0 | 0 | 0 | 0 | 5.33 | 5.27 | -0.1 | 0.15 | 0.001 | 0 | 0 | 19.2 | 0 | 0 | -5.6 | 0 | 21.9 | 0 | 0 | 2.9 | 0.1 | 2.8 | 0 | 0 | 0 | 0 | 5 | 4.69 | 0.11 | 0.2 | 0.011 | 0 | -0.001 | PreCW-Front-GasDHW-GasDry | Appl-CW-Front-GasDHW-GasDry-Tier1AnyMFm2017CZ15DEER2017 | 0
42958.3843 | Appl-CW-Front-GasDHW-GasDry-Tier1 | MFm | 2017 | CZ16 | rDXGF | -1 | Household | 1 | 998.7 | -4 | 0 | 0 | -5.1 | 0 | 1.2 | 0 | -0.1 | 0.1 | -0.2 | 0.2 | 0 | 0 | 0 | 0 | 5.13 | 5.27 | -0.36 | 0.21 | 0 | 0 | -0.001 | -4.9 | 0 | 0 | -5.8 | 0 | 1 | 0 | -0.1 | 0.1 | -0.1 | 0.2 | 0 | 0 | 0 | 0 | 4.69 | 4.69 | -0.29 | 0.29 | 0 | 0 | -0.001 | PreCW-Front-GasDHW-GasDry | Appl-CW-Front-GasDHW-GasDry-Tier1AnyMFm2017CZ16DEER2017 | 0
42958.3843 | Appl-CW-Front-GasDHW-GasDry-Tier1 | SFm | 1975 | CZ01 | rDXGF | -1 | Household | 1 | 1591 | -6.7 | 0 | 0 | -6.3 | 0 | 0 | 0 | -0.1 | -0.4 | -0.4 | 0 | 0 | 0 | 0 | 0 | 6.13 | 6.54 | -0.67 | 0.27 | -0.001 | 0 | -0.001 | -7.6 | 0 | 0 | -7.2 | 0 | 0 | 0 | -0.1 | -0.3 | -0.3 | 0 | 0 | 0 | 0 | 0 | 5.64 | 5.81 | -0.54 | 0.36 | -0.001 | 0 | -0.001 | PreCW-Front-GasDHW-GasDry | Appl-CW-Front-GasDHW-GasDry-Tier1AnySFm1975CZ01DEER2017 | 0
42958.3843 | Appl-CW-Front-GasDHW-GasDry-Tier1 | SFm | 1975 | CZ02 | rDXGF | -1 | Household | 1 | 1591 | -5.1 | 0 | 0 | -6.3 | 0 | 1.3 | 0 | 0 | -0.2 | -0.3 | 0.1 | 0 | 0 | 0 | 0 | 6.16 | 6.54 | -0.63 | 0.25 | 0.003 | 0 | -0.001 | -6.2 | 0 | 0 | -7.2 | 0 | 1.1 | 0 | 0 | -0.2 | -0.2 | 0.1 | 0 | 0 | 0 | 0 | 5.65 | 5.81 | -0.51 | 0.34 | 0.002 | 0 | -0.001 | PreCW-Front-GasDHW-GasDry | Appl-CW-Front-GasDHW-GasDry-Tier1AnySFm1975CZ02DEER2017 | 0
42958.3843 | Appl-CW-Front-GasDHW-GasDry-Tier1 | SFm | 1975 | CZ03 | rDXGF | -1 | Household | 1 | 1591 | -6.3 | 0 | 0 | -6.3 | 0 | 0.3 | 0 | -0.1 | -0.3 | -0.3 | 0.1 | 0 | 0 | 0 | 0 | 6.19 | 6.54 | -0.61 | 0.25 | 0.003 | 0 | -0.001 | -7.3 | 0 | 0 | -7.2 | 0 | 0.2 | 0 | -0.1 | -0.3 | -0.2 | 0 | 0 | 0 | 0 | 0 | 5.66 | 5.81 | -0.5 | 0.33 | 0.002 | 0 | -0.001 | PreCW-Front-GasDHW-GasDry | Appl-CW-Front-GasDHW-GasDry-Tier1AnySFm1975CZ03DEER2017 | 0
42958.3843 | Appl-CW-Front-GasDHW-GasDry-Tier1 | SFm | 1975 | CZ04 | rDXGF | -1 | Household | 1 | 1591 | -4.3 | 0 | 0 | -6.3 | 0 | 2 | 0 | -0.1 | 0 | -0.3 | 0.3 | 0 | 0 | 0 | 0 | 6.31 | 6.54 | -0.48 | 0.24 | 0.003 | 0 | 0 | -5.6 | 0 | 0 | -7.2 | 0 | 1.6 | 0 | -0.1 | 0 | -0.2 | 0.2 | 0 | 0 | 0 | 0 | 5.76 | 5.81 | -0.39 | 0.32 | 0.002 | 0 | -0.001 | PreCW-Front-GasDHW-GasDry | Appl-CW-Front-GasDHW-GasDry-Tier1AnySFm1975CZ04DEER2017 | 0
42958.3843 | Appl-CW-Front-GasDHW-GasDry-Tier1 | SFm | 1975 | CZ05 | rDXGF | -1 | Household | 1 | 1591 | -6.2 | 0 | 0 | -6.3 | 0 | 0.5 | 0 | -0.1 | -0.3 | -0.3 | 0.1 | 0 | 0 | 0 | 0 | 6.08 | 6.54 | -0.72 | 0.25 | 0.002 | 0 | -0.001 | -7.1 | 0 | 0 | -7.2 | 0 | 0.4 | 0 | -0.1 | -0.3 | -0.3 | 0.1 | 0 | 0 | 0 | 0 | 5.59 | 5.81 | -0.58 | 0.34 | 0.002 | 0 | -0.001 | PreCW-Front-GasDHW-GasDry | Appl-CW-Front-GasDHW-GasDry-Tier1AnySFm1975CZ05DEER2017 | 0
42958.3843 | Appl-CW-Front-GasDHW-GasDry-Tier1 | SFm | 1975 | CZ06 | rDXGF | -1 | Household | 1 | 1528 | -4.2 | 0 | 0 | -6.3 | 0 | 2 | 0 | -0.1 | 0.1 | -0.2 | 0.2 | 0 | 0 | 0 | 0 | 6.41 | 6.54 | -0.37 | 0.24 | 0.002 | 0 | -0.001 | -5.6 | 0 | 0 | -7.2 | 0 | 1.6 | 0 | -0.1 | 0 | -0.1 | 0.2 | 0 | 0 | 0 | 0 | 5.84 | 5.81 | -0.29 | 0.32 | 0.001 | 0 | -0.001 | PreCW-Front-GasDHW-GasDry | Appl-CW-Front-GasDHW-GasDry-Tier1AnySFm1975CZ06DEER2017 | 0
42958.3843 | Appl-CW-Front-GasDHW-GasDry-Tier1 | SFm | 1975 | CZ07 | rDXGF | -1 | Household | 1 | 1528 | -4.7 | 0 | 0 | -6.2 | 0 | 1.7 | 0 | 0 | 0 | -0.2 | 0.2 | 0 | 0 | 0 | 0 | 6.36 | 6.54 | -0.41 | 0.24 | 0.001 | 0 | -0.001 | -6 | 0 | 0 | -7.2 | 0 | 1.3 | 0 | 0 | 0 | -0.2 | 0.2 | 0 | 0 | 0 | 0 | 5.8 | 5.81 | -0.32 | 0.32 | 0.001 | 0 | -0.001 | PreCW-Front-GasDHW-GasDry | Appl-CW-Front-GasDHW-GasDry-Tier1AnySFm1975CZ07DEER2017 | 0
42958.3843 | Appl-CW-Front-GasDHW-GasDry-Tier1 | SFm | 1975 | CZ08 | rDXGF | -1 | Household | 1 | 1528 | -3.5 | 0 | 0 | -6.3 | 0 | 2.7 | 0 | -0.1 | 0.2 | -0.2 | 0.4 | 0 | 0 | 0 | 0 | 6.39 | 6.54 | -0.38 | 0.23 | 0.002 | 0 | -0.001 | -4.9 | 0 | 0 | -7.2 | 0 | 2.2 | 0 | -0.1 | 0.2 | -0.1 | 0.3 | 0 | 0 | 0 | 0 | 5.82 | 5.81 | -0.31 | 0.31 | 0.001 | 0 | -0.001 | PreCW-Front-GasDHW-GasDry | Appl-CW-Front-GasDHW-GasDry-Tier1AnySFm1975CZ08DEER2017 | 0
42958.3843 | Appl-CW-Front-GasDHW-GasDry-Tier1 | SFm | 1975 | CZ09 | rDXGF | -1 | Household | 1 | 1636 | -2.9 | 0 | 0 | -6.2 | 0 | 3.2 | 0 | 0 | 0.1 | -0.2 | 0.4 | 0 | 0 | 0 | 0 | 6.35 | 6.54 | -0.43 | 0.23 | 0.001 | 0 | -0.001 | -4.3 | 0 | 0 | -7.2 | 0 | 2.7 | 0 | 0 | 0.1 | -0.1 | 0.4 | 0 | 0 | 0 | 0 | 5.78 | 5.81 | -0.35 | 0.31 | 0.001 | 0 | -0.001 | PreCW-Front-GasDHW-GasDry | Appl-CW-Front-GasDHW-GasDry-Tier1AnySFm1975CZ09DEER2017 | 0
42958.3843 | Appl-CW-Front-GasDHW-GasDry-Tier1 | SFm | 1975 | CZ10 | rDXGF | -1 | Household | 1 | 1636 | -3.8 | 0 | 0 | -6.3 | 0 | 2.5 | 0 | 0 | 0 | -0.3 | 0.3 | 0 | 0 | 0 | 0 | 6.26 | 6.54 | -0.5 | 0.22 | 0.002 | 0 | -0.001 | -5.2 | 0 | 0 | -7.2 | 0 | 2 | 0 | 0 | 0 | -0.2 | 0.2 | 0 | 0 | 0 | 0 | 5.71 | 5.81 | -0.4 | 0.3 | 0.001 | 0 | -0.001 | PreCW-Front-GasDHW-GasDry | Appl-CW-Front-GasDHW-GasDry-Tier1AnySFm1975CZ10DEER2017 | 0
42958.3843 | Appl-CW-Front-GasDHW-GasDry-Tier1 | SFm | 1975 | CZ11 | rDXGF | -1 | Household | 1 | 1528 | -2.7 | 0 | 0 | -6.3 | 0 | 3.4 | 0 | 0 | 0.1 | -0.3 | 0.4 | 0 | 0 | 0 | 0 | 6.25 | 6.54 | -0.52 | 0.23 | 0.003 | 0 | -0.001 | -4.2 | 0 | 0 | -7.2 | 0 | 2.9 | 0 | 0 | 0.1 | -0.2 | 0.3 | 0 | 0 | 0 | 0 | 5.71 | 5.81 | -0.41 | 0.31 | 0.002 | 0 | -0.001 | PreCW-Front-GasDHW-GasDry | Appl-CW-Front-GasDHW-GasDry-Tier1AnySFm1975CZ11DEER2017 | 0
42958.3843 | Appl-CW-Front-GasDHW-GasDry-Tier1 | SFm | 1975 | CZ12 | rDXGF | -1 | Household | 1 | 1528 | -4 | 0 | 0 | -6.2 | 0 | 2.4 | 0 | -0.1 | -0.1 | -0.3 | 0.3 | 0 | 0 | 0 | 0 | 6.24 | 6.54 | -0.54 | 0.24 | 0.003 | 0 | -0.001 | -5.4 | 0 | 0 | -7.2 | 0 | 1.9 | 0 | -0.1 | 0 | -0.3 | 0.2 | 0 | 0 | 0 | 0 | 5.7 | 5.81 | -0.43 | 0.32 | 0.002 | 0 | -0.001 | PreCW-Front-GasDHW-GasDry | Appl-CW-Front-GasDHW-GasDry-Tier1AnySFm1975CZ12DEER2017 | 0
42958.3843 | Appl-CW-Front-GasDHW-GasDry-Tier1 | SFm | 1975 | CZ13 | rDXGF | -1 | Household | 1 | 1528 | -2.9 | 0 | 0 | -6.3 | 0 | 3.4 | 0 | 0 | 0.1 | -0.3 | 0.4 | 0 | 0 | 0 | 0 | 6.22 | 6.54 | -0.56 | 0.23 | 0.002 | 0 | -0.001 | -4.5 | 0 | 0 | -7.3 | 0 | 2.8 | 0 | 0 | 0.1 | -0.2 | 0.3 | 0 | 0 | 0 | 0 | 5.68 | 5.81 | -0.45 | 0.31 | 0.001 | 0 | -0.001 | PreCW-Front-GasDHW-GasDry | Appl-CW-Front-GasDHW-GasDry-Tier1AnySFm1975CZ13DEER2017 | 0
42958.3843 | Appl-CW-Front-GasDHW-GasDry-Tier1 | SFm | 1975 | CZ14 | rDXGF | -1 | Household | 1 | 1555 | -2.3 | 0 | 0 | -6.3 | 0 | 3.8 | 0 | -0.1 | 0.1 | -0.3 | 0.4 | 0 | 0 | 0 | 0 | 6.28 | 6.54 | -0.5 | 0.24 | 0.001 | 0 | -0.001 | -4.1 | 0 | 0 | -7.2 | 0 | 3 | 0 | 0 | 0.1 | -0.2 | 0.3 | 0 | 0 | 0 | 0 | 5.73 | 5.81 | -0.4 | 0.32 | 0.001 | 0 | -0.001 | PreCW-Front-GasDHW-GasDry | Appl-CW-Front-GasDHW-GasDry-Tier1AnySFm1975CZ14DEER2017 | 0
42958.3843 | Appl-CW-Front-GasDHW-GasDry-Tier1 | SFm | 1975 | CZ15 | rDXGF | -1 | Household | 1 | 1555 | -1.6 | 0 | 0 | -6.3 | 0 | 4.6 | 0 | -0.1 | 0.3 | -0.1 | 0.4 | 0 | 0 | 0 | 0 | 6.49 | 6.54 | -0.24 | 0.19 | 0 | 0 | -0.001 | -3.4 | 0 | 0 | -7.2 | 0 | 3.7 | 0 | -0.1 | 0.2 | -0.1 | 0.3 | 0 | 0 | 0 | 0 | 5.88 | 5.81 | -0.2 | 0.26 | 0 | 0 | -0.001 | PreCW-Front-GasDHW-GasDry | Appl-CW-Front-GasDHW-GasDry-Tier1AnySFm1975CZ15DEER2017 | 0
42958.3843 | Appl-CW-Front-GasDHW-GasDry-Tier1 | SFm | 1975 | CZ16 | rDXGF | -1 | Household | 1 | 1591 | -4 | 0 | 0 | -6.3 | 0 | 2.3 | 0 | -0.1 | 0 | -0.4 | 0.3 | 0 | 0 | 0 | 0 | 6.23 | 6.54 | -0.58 | 0.27 | 0.001 | 0 | -0.001 | -5.5 | 0 | 0 | -7.2 | 0 | 1.8 | 0 | -0.1 | 0 | -0.3 | 0.2 | 0 | 0 | 0 | 0 | 5.72 | 5.81 | -0.47 | 0.36 | 0.001 | 0 | -0.001 | PreCW-Front-GasDHW-GasDry | Appl-CW-Front-GasDHW-GasDry-Tier1AnySFm1975CZ16DEER2017 | 0
42958.3843 | Appl-CW-Front-GasDHW-GasDry-Tier1 | SFm | 1985 | CZ01 | rDXGF | -1 | Household | 1 | 1904 | -6.9 | 0 | 0 | -6.2 | 0 | 0 | 0 | -0.3 | -0.5 | -0.5 | 0 | 0 | 0 | 0 | 0 | 5.93 | 6.54 | -0.88 | 0.27 | 0 | 0 | -0.001 | -7.7 | 0 | 0 | -7.1 | 0 | 0 | 0 | -0.2 | -0.4 | -0.4 | 0 | 0 | 0 | 0 | 0 | 5.47 | 5.81 | -0.71 | 0.36 | -0.001 | 0 | -0.001 | PreCW-Front-GasDHW-GasDry | Appl-CW-Front-GasDHW-GasDry-Tier1AnySFm1985CZ01DEER2017 | 0
42958.3843 | Appl-CW-Front-GasDHW-GasDry-Tier1 | SFm | 1985 | CZ02 | rDXGF | -1 | Household | 1 | 1904 | -5.4 | 0 | 0 | -6.3 | 0 | 1.2 | 0 | -0.1 | -0.2 | -0.4 | 0.1 | 0 | 0 | 0 | 0 | 6.05 | 6.54 | -0.74 | 0.25 | 0.002 | 0 | -0.001 | -6.5 | 0 | 0 | -7.2 | 0 | 1 | 0 | -0.1 | -0.2 | -0.4 | 0.1 | 0 | 0 | 0 | 0 | 5.56 | 5.81 | -0.59 | 0.34 | 0.001 | 0 | -0.001 | PreCW-Front-GasDHW-GasDry | Appl-CW-Front-GasDHW-GasDry-Tier1AnySFm1985CZ02DEER2017 | 0
42958.3843 | Appl-CW-Front-GasDHW-GasDry-Tier1 | SFm | 1985 | CZ03 | rDXGF | -1 | Household | 1 | 1904 | -5.9 | 0 | 0 | -6.3 | 0 | 0.8 | 0 | -0.2 | -0.3 | -0.4 | 0.1 | 0 | 0 | 0 | 0 | 5.99 | 6.54 | -0.81 | 0.25 | 0.002 | 0 | -0.001 | -7 | 0 | 0 | -7.2 | 0 | 0.6 | 0 | -0.1 | -0.2 | -0.3 | 0.1 | 0 | 0 | 0 | 0 | 5.51 | 5.81 | -0.65 | 0.34 | 0.001 | 0 | -0.001 | PreCW-Front-GasDHW-GasDry | Appl-CW-Front-GasDHW-GasDry-Tier1AnySFm1985CZ03DEER2017 | 0
42958.3843 | Appl-CW-Front-GasDHW-GasDry-Tier1 | SFm | 1985 | CZ04 | rDXGF | -1 | Household | 1 | 1904 | -4.4 | 0 | 0 | -6.3 | 0 | 2.1 | 0 | -0.1 | -0.1 | -0.3 | 0.3 | 0 | 0 | 0 | 0 | 6.16 | 6.54 | -0.62 | 0.25 | 0.003 | 0 | -0.001 | -5.7 | 0 | 0 | -7.2 | 0 | 1.7 | 0 | -0.1 | -0.1 | -0.3 | 0.3 | 0 | 0 | 0 | 0 | 5.64 | 5.81 | -0.5 | 0.33 | 0.002 | 0 | -0.001 | PreCW-Front-GasDHW-GasDry | Appl-CW-Front-GasDHW-GasDry-Tier1AnySFm1985CZ04DEER2017 | 0
42958.3843 | Appl-CW-Front-GasDHW-GasDry-Tier1 | SFm | 1985 | CZ05 | rDXGF | -1 | Household | 1 | 1904 | -6.1 | 0 | 0 | -6.3 | 0 | 0.8 | 0 | -0.1 | -0.3 | -0.5 | 0.1 | 0 | 0 | 0 | 0 | 5.94 | 6.54 | -0.86 | 0.26 | 0.003 | 0 | -0.001 | -6.9 | 0 | 0 | -7.2 | 0 | 0.7 | 0 | -0.1 | -0.2 | -0.4 | 0.1 | 0 | 0 | 0 | 0 | 5.47 | 5.81 | -0.69 | 0.35 | 0.002 | 0 | -0.001 | PreCW-Front-GasDHW-GasDry | Appl-CW-Front-GasDHW-GasDry-Tier1AnySFm1985CZ05DEER2017 | 0
42958.3843 | Appl-CW-Front-GasDHW-GasDry-Tier1 | SFm | 1985 | CZ06 | rDXGF | -1 | Household | 1 | 2064 | -4.6 | 0 | 0 | -6.3 | 0 | 1.8 | 0 | 0 | 0 | -0.2 | 0.3 | 0 | 0 | 0 | 0 | 6.31 | 6.54 | -0.47 | 0.24 | 0.002 | 0 | -0.001 | -5.9 | 0 | 0 | -7.2 | 0 | 1.4 | 0 | 0 | 0 | -0.2 | 0.2 | 0 | 0 | 0 | 0 | 5.76 | 5.81 | -0.38 | 0.32 | 0.001 | 0 | -0.001 | PreCW-Front-GasDHW-GasDry | Appl-CW-Front-GasDHW-GasDry-Tier1AnySFm1985CZ06DEER2017 | 0
42958.3843 | Appl-CW-Front-GasDHW-GasDry-Tier1 | SFm | 1985 | CZ07 | rDXGF | -1 | Household | 1 | 2064 | -4.2 | 0 | 0 | -6.2 | 0 | 2 | 0 | -0.1 | 0.1 | -0.2 | 0.3 | 0 | 0 | 0 | 0 | 6.35 | 6.54 | -0.42 | 0.23 | 0.001 | 0 | -0.001 | -5.4 | 0 | 0 | -7.2 | 0 | 1.7 | 0 | -0.1 | 0.1 | -0.1 | 0.3 | 0 | 0 | 0 | 0 | 5.8 | 5.81 | -0.33 | 0.32 | 0.001 | 0 | -0.001 | PreCW-Front-GasDHW-GasDry | Appl-CW-Front-GasDHW-GasDry-Tier1AnySFm1985CZ07DEER2017 | 0
42958.3843 | Appl-CW-Front-GasDHW-GasDry-Tier1 | SFm | 1985 | CZ08 | rDXGF | -1 | Household | 1 | 2064 | -3.1 | 0 | 0 | -6.3 | 0 | 3.1 | 0 | 0 | 0.2 | -0.2 | 0.4 | 0 | 0 | 0 | 0 | 6.32 | 6.54 | -0.45 | 0.23 | 0.001 | 0 | -0.001 | -4.7 | 0 | 0 | -7.3 | 0 | 2.4 | 0 | 0 | 0.1 | -0.2 | 0.3 | 0 | 0 | 0 | 0 | 5.76 | 5.81 | -0.36 | 0.31 | 0 | 0 | -0.001 | PreCW-Front-GasDHW-GasDry | Appl-CW-Front-GasDHW-GasDry-Tier1AnySFm1985CZ08DEER2017 | 0
42958.3843 | Appl-CW-Front-GasDHW-GasDry-Tier1 | SFm | 1985 | CZ09 | rDXGF | -1 | Household | 1 | 1811 | -3.1 | 0 | 0 | -6.3 | 0 | 3.1 | 0 | -0.1 | 0.1 | -0.2 | 0.4 | 0 | 0 | 0 | 0 | 6.35 | 6.54 | -0.42 | 0.22 | 0.002 | 0 | -0.001 | -4.7 | 0 | 0 | -7.2 | 0 | 2.5 | 0 | -0.1 | 0.1 | -0.2 | 0.3 | 0 | 0 | 0 | 0 | 5.8 | 5.81 | -0.33 | 0.3 | 0.002 | 0 | -0.001 | PreCW-Front-GasDHW-GasDry | Appl-CW-Front-GasDHW-GasDry-Tier1AnySFm1985CZ09DEER2017 | 0
42958.3843 | Appl-CW-Front-GasDHW-GasDry-Tier1 | SFm | 1985 | CZ10 | rDXGF | -1 | Household | 1 | 1811 | -3.5 | 0 | 0 | -6.3 | 0 | 2.8 | 0 | 0 | 0 | -0.3 | 0.4 | 0 | 0 | 0 | 0 | 6.25 | 6.54 | -0.53 | 0.23 | 0.002 | 0 | -0.001 | -4.9 | 0 | 0 | -7.2 | 0 | 2.3 | 0 | 0 | 0 | -0.3 | 0.3 | 0 | 0 | 0 | 0 | 5.7 | 5.81 | -0.42 | 0.3 | 0.002 | 0 | -0.001 | PreCW-Front-GasDHW-GasDry | Appl-CW-Front-GasDHW-GasDry-Tier1AnySFm1985CZ10DEER2017 | 0
42958.3843 | Appl-CW-Front-GasDHW-GasDry-Tier1 | SFm | 1985 | CZ11 | rDXGF | -1 | Household | 1 | 1704 | -2.8 | 0 | 0 | -6.3 | 0 | 3.6 | 0 | -0.1 | 0.1 | -0.3 | 0.4 | 0 | 0 | 0 | 0 | 6.13 | 6.54 | -0.63 | 0.24 | 0.001 | 0 | -0.001 | -4.3 | 0 | 0 | -7.2 | 0 | 2.9 | 0 | -0.1 | 0.1 | -0.3 | 0.3 | 0 | 0 | 0 | 0 | 5.61 | 5.81 | -0.52 | 0.32 | 0.001 | 0 | -0.001 | PreCW-Front-GasDHW-GasDry | Appl-CW-Front-GasDHW-GasDry-Tier1AnySFm1985CZ11DEER2017 | 0
42958.3843 | Appl-CW-Front-GasDHW-GasDry-Tier1 | SFm | 1985 | CZ12 | rDXGF | -1 | Household | 1 | 1704 | -4.3 | 0 | 0 | -6.3 | 0 | 2.1 | 0 | 0 | -0.1 | -0.4 | 0.2 | 0 | 0 | 0 | 0 | 6.14 | 6.54 | -0.64 | 0.24 | 0.002 | 0 | -0.001 | -5.5 | 0 | 0 | -7.2 | 0 | 1.8 | 0 | 0 | -0.1 | -0.3 | 0.2 | 0 | 0 | 0 | 0 | 5.63 | 5.81 | -0.51 | 0.32 | 0.001 | 0 | -0.001 | PreCW-Front-GasDHW-GasDry | Appl-CW-Front-GasDHW-GasDry-Tier1AnySFm1985CZ12DEER2017 | 0
42958.3843 | Appl-CW-Front-GasDHW-GasDry-Tier1 | SFm | 1985 | CZ13 | rDXGF | -1 | Household | 1 | 1704 | -2.6 | 0 | 0 | -6.3 | 0 | 3.7 | 0 | 0 | 0.1 | -0.3 | 0.4 | 0 | 0 | 0 | 0 | 6.15 | 6.54 | -0.63 | 0.23 | 0.002 | 0 | 0 | -4.4 | 0 | 0 | -7.3 | 0 | 2.8 | 0 | 0 | 0.1 | -0.2 | 0.3 | 0 | 0 | 0 | 0 | 5.63 | 5.81 | -0.5 | 0.31 | 0.002 | 0 | -0.001 | PreCW-Front-GasDHW-GasDry | Appl-CW-Front-GasDHW-GasDry-Tier1AnySFm1985CZ13DEER2017 | 0
42958.3843 | Appl-CW-Front-GasDHW-GasDry-Tier1 | SFm | 1985 | CZ14 | rDXGF | -1 | Household | 1 | 1741 | -2.6 | 0 | 0 | -6.3 | 0 | 3.7 | 0 | 0 | 0.1 | -0.3 | 0.4 | 0 | 0 | 0 | 0 | 6.15 | 6.54 | -0.62 | 0.24 | 0.001 | 0 | 0 | -4.2 | 0 | 0 | -7.2 | 0 | 2.9 | 0 | 0 | 0.1 | -0.3 | 0.3 | 0 | 0 | 0 | 0 | 5.63 | 5.81 | -0.49 | 0.32 | 0.001 | 0 | -0.001 | PreCW-Front-GasDHW-GasDry | Appl-CW-Front-GasDHW-GasDry-Tier1AnySFm1985CZ14DEER2017 | 0
42958.3843 | Appl-CW-Front-GasDHW-GasDry-Tier1 | SFm | 1985 | CZ15 | rDXGF | -1 | Household | 1 | 1741 | -0.8 | 0 | 0 | -6.2 | 0 | 5.1 | 0 | 0 | 0.4 | -0.1 | 0.5 | 0 | 0 | 0 | 0 | 6.46 | 6.54 | -0.28 | 0.19 | 0.001 | 0 | 0 | -2.6 | 0 | 0 | -7.2 | 0 | 4.2 | 0 | 0 | 0.3 | -0.1 | 0.4 | 0 | 0 | 0 | 0 | 5.87 | 5.81 | -0.21 | 0.26 | 0.001 | 0 | -0.001 | PreCW-Front-GasDHW-GasDry | Appl-CW-Front-GasDHW-GasDry-Tier1AnySFm1985CZ15DEER2017 | 0
42958.3843 | Appl-CW-Front-GasDHW-GasDry-Tier1 | SFm | 1985 | CZ16 | rDXGF | -1 | Household | 1 | 1904 | -4.4 | 0 | 0 | -6.3 | 0 | 2.1 | 0 | -0.1 | -0.1 | -0.4 | 0.3 | 0 | 0 | 0 | 0 | 6.1 | 6.54 | -0.7 | 0.27 | 0.001 | 0 | -0.001 | -5.7 | 0 | 0 | -7.2 | 0 | 1.7 | 0 | -0.1 | 0 | -0.3 | 0.3 | 0 | 0 | 0 | 0 | 5.61 | 5.81 | -0.57 | 0.36 | 0.001 | 0 | -0.001 | PreCW-Front-GasDHW-GasDry | Appl-CW-Front-GasDHW-GasDry-Tier1AnySFm1985CZ16DEER2017 | 0
42958.3843 | Appl-CW-Front-GasDHW-GasDry-Tier1 | SFm | 1996 | CZ01 | rDXGF | -1 | Household | 1 | 2193 | -6.6 | 0 | 0 | -6.2 | 0 | 0 | 0 | -0.1 | -0.3 | -0.3 | 0 | 0 | 0 | 0 | 0 | 6.24 | 6.54 | -0.56 | 0.27 | -0.001 | 0 | -0.001 | -7.5 | 0 | 0 | -7.1 | 0 | 0 | 0 | -0.1 | -0.2 | -0.2 | 0 | 0 | 0 | 0 | 0 | 5.72 | 5.81 | -0.46 | 0.36 | -0.001 | 0 | -0.001 | PreCW-Front-GasDHW-GasDry | Appl-CW-Front-GasDHW-GasDry-Tier1AnySFm1996CZ01DEER2017 | 0
42958.3843 | Appl-CW-Front-GasDHW-GasDry-Tier1 | SFm | 1996 | CZ02 | rDXGF | -1 | Household | 1 | 2193 | -5.7 | 0 | 0 | -6.3 | 0 | 0.8 | 0 | -0.1 | -0.2 | -0.3 | 0.1 | 0 | 0 | 0 | 0 | 6.2 | 6.54 | -0.61 | 0.25 | 0.001 | 0 | -0.001 | -6.5 | 0 | 0 | -7.2 | 0 | 0.8 | 0 | -0.1 | -0.1 | -0.2 | 0.1 | 0 | 0 | 0 | 0 | 5.66 | 5.81 | -0.5 | 0.34 | 0.001 | 0 | -0.001 | PreCW-Front-GasDHW-GasDry | Appl-CW-Front-GasDHW-GasDry-Tier1AnySFm1996CZ02DEER2017 | 0
42958.3843 | Appl-CW-Front-GasDHW-GasDry-Tier1 | SFm | 1996 | CZ03 | rDXGF | -1 | Household | 1 | 2193 | -5.9 | 0 | 0 | -6.3 | 0 | 0.7 | 0 | -0.1 | -0.3 | -0.3 | 0.1 | 0 | 0 | 0 | 0 | 6.21 | 6.54 | -0.58 | 0.25 | 0.002 | 0 | -0.001 | -7.1 | 0 | 0 | -7.2 | 0 | 0.4 | 0 | -0.1 | -0.2 | -0.3 | 0 | 0 | 0 | 0 | 0 | 5.69 | 5.81 | -0.46 | 0.34 | 0.001 | 0 | -0.001 | PreCW-Front-GasDHW-GasDry | Appl-CW-Front-GasDHW-GasDry-Tier1AnySFm1996CZ03DEER2017 | 0
42958.3843 | Appl-CW-Front-GasDHW-GasDry-Tier1 | SFm | 1996 | CZ04 | rDXGF | -1 | Household | 1 | 2193 | -4.5 | 0 | 0 | -6.3 | 0 | 1.9 | 0 | -0.1 | -0.1 | -0.2 | 0.3 | 0 | 0 | 0 | 0 | 6.26 | 6.54 | -0.52 | 0.24 | 0.002 | 0 | -0.001 | -5.9 | 0 | 0 | -7.2 | 0 | 1.4 | 0 | -0.1 | -0.1 | -0.2 | 0.2 | 0 | 0 | 0 | 0 | 5.72 | 5.81 | -0.41 | 0.33 | 0.002 | 0 | -0.001 | PreCW-Front-GasDHW-GasDry | Appl-CW-Front-GasDHW-GasDry-Tier1AnySFm1996CZ04DEER2017 | 0
42958.3843 | Appl-CW-Front-GasDHW-GasDry-Tier1 | SFm | 1996 | CZ05 | rDXGF | -1 | Household | 1 | 2193 | -6.3 | 0 | 0 | -6.3 | 0 | 0.4 | 0 | -0.1 | -0.4 | -0.4 | 0.1 | 0 | 0 | 0 | 0 | 5.98 | 6.54 | -0.82 | 0.26 | 0.002 | 0 | -0.001 | -7.2 | 0 | 0 | -7.2 | 0 | 0.3 | 0 | 0 | -0.3 | -0.3 | 0.1 | 0 | 0 | 0 | 0 | 5.5 | 5.81 | -0.66 | 0.35 | 0.001 | 0 | -0.001 | PreCW-Front-GasDHW-GasDry | Appl-CW-Front-GasDHW-GasDry-Tier1AnySFm1996CZ05DEER2017 | 0
42958.3843 | Appl-CW-Front-GasDHW-GasDry-Tier1 | SFm | 1996 | CZ06 | rDXGF | -1 | Household | 1 | 2297 | -8.8 | 0 | 0 | -6.3 | 0 | -2 | 0 | 0 | -0.5 | -0.2 | -0.3 | 0 | 0 | 0 | 0 | 6.38 | 6.54 | -0.39 | 0.24 | 0.005 | 0 | -0.001 | -6.1 | 0 | 0 | -7.2 | 0 | 1.2 | 0 | 0 | -0.1 | -0.2 | 0.1 | 0 | 0 | 0 | 0 | 5.81 | 5.81 | -0.32 | 0.32 | 0 | 0 | -0.001 | PreCW-Front-GasDHW-GasDry | Appl-CW-Front-GasDHW-GasDry-Tier1AnySFm1996CZ06DEER2017 | 0
42958.3843 | Appl-CW-Front-GasDHW-GasDry-Tier1 | SFm | 1996 | CZ07 | rDXGF | -1 | Household | 1 | 2297 | -4.1 | 0 | 0 | -6.2 | 0 | 2 | 0 | 0 | 0.1 | -0.2 | 0.3 | 0 | 0 | 0 | 0 | 6.44 | 6.54 | -0.34 | 0.24 | 0.001 | 0 | -0.001 | -5.4 | 0 | 0 | -7.2 | 0 | 1.7 | 0 | 0 | 0.1 | -0.2 | 0.3 | 0 | 0 | 0 | 0 | 5.86 | 5.81 | -0.27 | 0.32 | 0 | 0 | -0.001 | PreCW-Front-GasDHW-GasDry | Appl-CW-Front-GasDHW-GasDry-Tier1AnySFm1996CZ07DEER2017 | 0
42958.3843 | Appl-CW-Front-GasDHW-GasDry-Tier1 | SFm | 1996 | CZ08 | rDXGF | -1 | Household | 1 | 2297 | -6.1 | 0 | 0 | -6.3 | 0 | 0.5 | 0 | 0 | -0.2 | -0.2 | 0 | 0 | 0 | 0 | 0 | 6.43 | 6.54 | -0.35 | 0.24 | -0.001 | 0 | -0.001 | -4.7 | 0 | 0 | -7.2 | 0 | 2.4 | 0 | 0 | 0.1 | -0.2 | 0.3 | 0 | 0 | 0 | 0 | 5.84 | 5.81 | -0.28 | 0.31 | 0 | 0 | -0.001 | PreCW-Front-GasDHW-GasDry | Appl-CW-Front-GasDHW-GasDry-Tier1AnySFm1996CZ08DEER2017 | 0
42958.3843 | Appl-CW-Front-GasDHW-GasDry-Tier1 | SFm | 1996 | CZ09 | rDXGF | -1 | Household | 1 | 2186 | -3.3 | 0 | 0 | -6.3 | 0 | 2.9 | 0 | -0.1 | 0.2 | -0.2 | 0.4 | 0 | 0 | 0 | 0 | 6.39 | 6.54 | -0.38 | 0.23 | 0.001 | 0 | -0.001 | -4.8 | 0 | 0 | -7.2 | 0 | 2.3 | 0 | -0.1 | 0.1 | -0.1 | 0.3 | 0 | 0 | 0 | 0 | 5.82 | 5.81 | -0.31 | 0.31 | 0.001 | 0 | -0.001 | PreCW-Front-GasDHW-GasDry | Appl-CW-Front-GasDHW-GasDry-Tier1AnySFm1996CZ09DEER2017 | 0
42958.3843 | Appl-CW-Front-GasDHW-GasDry-Tier1 | SFm | 1996 | CZ10 | rDXGF | -1 | Household | 1 | 2186 | -3 | 0 | 0 | -6.3 | 0 | 3.1 | 0 | -0.1 | 0.2 | -0.3 | 0.3 | 0 | 0 | 0 | 0 | 6.3 | 6.54 | -0.47 | 0.23 | 0.002 | 0 | -0.001 | -4.4 | 0 | 0 | -7.2 | 0 | 2.6 | 0 | 0 | 0.2 | -0.2 | 0.3 | 0 | 0 | 0 | 0 | 5.75 | 5.81 | -0.37 | 0.31 | 0.001 | 0 | -0.001 | PreCW-Front-GasDHW-GasDry | Appl-CW-Front-GasDHW-GasDry-Tier1AnySFm1996CZ10DEER2017 | 0
42958.3843 | Appl-CW-Front-GasDHW-GasDry-Tier1 | SFm | 1996 | CZ11 | rDXGF | -1 | Household | 1 | 2032 | -2.8 | 0 | 0 | -6.3 | 0 | 3.4 | 0 | 0 | 0.1 | -0.2 | 0.4 | 0 | 0 | 0 | 0 | 6.22 | 6.54 | -0.55 | 0.23 | 0.002 | 0 | -0.001 | -4.3 | 0 | 0 | -7.2 | 0 | 2.9 | 0 | 0 | 0.1 | -0.2 | 0.3 | 0 | 0 | 0 | 0 | 5.68 | 5.81 | -0.44 | 0.31 | 0.001 | 0 | -0.001 | PreCW-Front-GasDHW-GasDry | Appl-CW-Front-GasDHW-GasDry-Tier1AnySFm1996CZ11DEER2017 | 0
42958.3843 | Appl-CW-Front-GasDHW-GasDry-Tier1 | SFm | 1996 | CZ12 | rDXGF | -1 | Household | 1 | 2032 | -3.8 | 0 | 0 | -6.2 | 0 | 2.6 | 0 | 0 | 0 | -0.2 | 0.3 | 0 | 0 | 0 | 0 | 6.24 | 6.54 | -0.54 | 0.24 | 0.002 | 0 | -0.001 | -5.2 | 0 | 0 | -7.2 | 0 | 2.1 | 0 | 0 | 0 | -0.2 | 0.3 | 0 | 0 | 0 | 0 | 5.7 | 5.81 | -0.43 | 0.32 | 0.001 | 0 | -0.001 | PreCW-Front-GasDHW-GasDry | Appl-CW-Front-GasDHW-GasDry-Tier1AnySFm1996CZ12DEER2017 | 0
42958.3843 | Appl-CW-Front-GasDHW-GasDry-Tier1 | SFm | 1996 | CZ13 | rDXGF | -1 | Household | 1 | 2032 | -2.5 | 0 | 0 | -6.4 | 0 | 3.7 | 0 | -0.1 | 0.2 | -0.3 | 0.5 | 0 | 0 | 0 | 0 | 6.19 | 6.54 | -0.59 | 0.23 | 0.002 | 0 | 0 | -3.9 | 0 | 0 | -7.3 | 0 | 3.3 | 0 | -0.1 | 0.2 | -0.2 | 0.4 | 0 | 0 | 0 | 0 | 5.66 | 5.81 | -0.47 | 0.31 | 0.001 | 0 | -0.001 | PreCW-Front-GasDHW-GasDry | Appl-CW-Front-GasDHW-GasDry-Tier1AnySFm1996CZ13DEER2017 | 0
42958.3843 | Appl-CW-Front-GasDHW-GasDry-Tier1 | SFm | 1996 | CZ14 | rDXGF | -1 | Household | 1 | 1758 | -2.7 | 0 | 0 | -6.3 | 0 | 3.5 | 0 | -0.1 | 0.1 | -0.3 | 0.4 | 0 | 0 | 0 | 0 | 6.21 | 6.54 | -0.56 | 0.24 | 0 | 0 | -0.001 | -4.4 | 0 | 0 | -7.2 | 0 | 2.8 | 0 | -0.1 | 0.1 | -0.2 | 0.3 | 0 | 0 | 0 | 0 | 5.68 | 5.81 | -0.45 | 0.32 | 0 | 0 | -0.001 | PreCW-Front-GasDHW-GasDry | Appl-CW-Front-GasDHW-GasDry-Tier1AnySFm1996CZ14DEER2017 | 0
42958.3843 | Appl-CW-Front-GasDHW-GasDry-Tier1 | SFm | 1996 | CZ15 | rDXGF | -1 | Household | 1 | 1758 | -0.6 | 0 | 0 | -6.3 | 0 | 5.3 | 0 | 0 | 0.5 | -0.1 | 0.6 | 0 | 0 | 0 | 0 | 6.46 | 6.54 | -0.27 | 0.19 | 0.001 | 0 | -0.001 | -2.6 | 0 | 0 | -7.2 | 0 | 4.3 | 0 | 0 | 0.4 | -0.1 | 0.5 | 0 | 0 | 0 | 0 | 5.85 | 5.81 | -0.22 | 0.26 | 0.001 | 0 | -0.001 | PreCW-Front-GasDHW-GasDry | Appl-CW-Front-GasDHW-GasDry-Tier1AnySFm1996CZ15DEER2017 | 0
42958.3843 | Appl-CW-Front-GasDHW-GasDry-Tier1 | SFm | 1996 | CZ16 | rDXGF | -1 | Household | 1 | 2193 | -4.3 | 0 | 0 | -6.3 | 0 | 2 | 0 | -0.1 | 0 | -0.3 | 0.3 | 0 | 0 | 0 | 0 | 6.35 | 6.54 | -0.46 | 0.26 | 0 | 0 | 0 | -5.7 | 0 | 0 | -7.2 | 0 | 1.6 | 0 | 0 | 0 | -0.2 | 0.2 | 0 | 0 | 0 | 0 | 5.81 | 5.81 | -0.37 | 0.36 | 0.001 | 0 | -0.001 | PreCW-Front-GasDHW-GasDry | Appl-CW-Front-GasDHW-GasDry-Tier1AnySFm1996CZ16DEER2017 | 0
42958.3843 | Appl-CW-Front-GasDHW-GasDry-Tier1 | SFm | 2003 | CZ01 | rDXGF | -1 | Household | 1 | 2295.6 | -6.6 | 0 | 0 | -6.2 | 0 | 0 | 0 | -0.1 | -0.3 | -0.3 | 0 | 0 | 0 | 0 | 0 | 6.2 | 6.54 | -0.62 | 0.27 | -0.001 | 0 | -0.001 | -7.5 | 0 | 0 | -7.2 | 0 | 0 | 0 | -0.1 | -0.3 | -0.3 | 0 | 0 | 0 | 0 | 0 | 5.69 | 5.81 | -0.49 | 0.36 | -0.001 | 0 | -0.001 | PreCW-Front-GasDHW-GasDry | Appl-CW-Front-GasDHW-GasDry-Tier1AnySFm2003CZ01DEER2017 | 0
42958.3843 | Appl-CW-Front-GasDHW-GasDry-Tier1 | SFm | 2003 | CZ02 | rDXGF | -1 | Household | 1 | 1948.8 | -4.9 | 0 | 0 | -6.2 | 0 | 1.6 | 0 | -0.1 | -0.1 | -0.3 | 0.2 | 0 | 0 | 0 | 0 | 6.23 | 6.54 | -0.56 | 0.25 | 0.002 | 0 | -0.001 | -6.1 | 0 | 0 | -7.2 | 0 | 1.3 | 0 | -0.1 | -0.1 | -0.2 | 0.2 | 0 | 0 | 0 | 0 | 5.71 | 5.81 | -0.45 | 0.34 | 0.001 | 0 | -0.001 | PreCW-Front-GasDHW-GasDry | Appl-CW-Front-GasDHW-GasDry-Tier1AnySFm2003CZ02DEER2017 | 0
42958.3843 | Appl-CW-Front-GasDHW-GasDry-Tier1 | SFm | 2003 | CZ03 | rDXGF | -1 | Household | 1 | 2295.6 | -6 | 0 | 0 | -6.3 | 0 | 0.6 | 0 | -0.1 | -0.3 | -0.3 | 0.1 | 0 | 0 | 0 | 0 | 6.18 | 6.54 | -0.61 | 0.26 | 0.002 | 0 | -0.001 | -6.9 | 0 | 0 | -7.2 | 0 | 0.5 | 0 | 0 | -0.2 | -0.2 | 0.1 | 0 | 0 | 0 | 0 | 5.67 | 5.81 | -0.49 | 0.34 | 0.001 | 0 | -0.001 | PreCW-Front-GasDHW-GasDry | Appl-CW-Front-GasDHW-GasDry-Tier1AnySFm2003CZ03DEER2017 | 0
42958.3843 | Appl-CW-Front-GasDHW-GasDry-Tier1 | SFm | 2003 | CZ04 | rDXGF | -1 | Household | 1 | 2295.6 | -3.9 | 0 | 0 | -6.3 | 0 | 2.4 | 0 | 0 | 0.1 | -0.2 | 0.3 | 0 | 0 | 0 | 0 | 6.3 | 6.54 | -0.49 | 0.24 | 0.001 | 0 | -0.001 | -5.4 | 0 | 0 | -7.2 | 0 | 1.9 | 0 | 0 | 0.1 | -0.2 | 0.2 | 0 | 0 | 0 | 0 | 5.76 | 5.81 | -0.39 | 0.33 | 0.001 | 0 | -0.001 | PreCW-Front-GasDHW-GasDry | Appl-CW-Front-GasDHW-GasDry-Tier1AnySFm2003CZ04DEER2017 | 0
42958.3843 | Appl-CW-Front-GasDHW-GasDry-Tier1 | SFm | 2003 | CZ05 | rDXGF | -1 | Household | 1 | 2295.6 | -6.2 | 0 | 0 | -6.3 | 0 | 0.5 | 0 | -0.1 | -0.3 | -0.4 | 0.1 | 0 | 0 | 0 | 0 | 6.04 | 6.54 | -0.75 | 0.26 | 0.002 | 0 | -0.001 | -7.2 | 0 | 0 | -7.2 | 0 | 0.4 | 0 | 0 | -0.3 | -0.3 | 0.1 | 0 | 0 | 0 | 0 | 5.55 | 5.81 | -0.61 | 0.35 | 0.001 | 0 | -0.001 | PreCW-Front-GasDHW-GasDry | Appl-CW-Front-GasDHW-GasDry-Tier1AnySFm2003CZ05DEER2017 | 0
42958.3843 | Appl-CW-Front-GasDHW-GasDry-Tier1 | SFm | 2003 | CZ06 | rDXGF | -1 | Household | 1 | 2392.9 | -3.5 | 0 | 0 | -6.2 | 0 | 2.7 | 0 | -0.1 | 0.2 | -0.2 | 0.4 | 0 | 0 | 0 | 0 | 6.44 | 6.54 | -0.35 | 0.24 | -0.001 | 0 | -0.001 | -4.4 | 0 | 0 | -7.2 | 0 | 2.6 | 0 | -0.1 | 0.2 | -0.2 | 0.4 | 0 | 0 | 0 | 0 | 5.87 | 5.81 | -0.28 | 0.32 | 0.001 | 0 | -0.001 | PreCW-Front-GasDHW-GasDry | Appl-CW-Front-GasDHW-GasDry-Tier1AnySFm2003CZ06DEER2017 | 0
42958.3843 | Appl-CW-Front-GasDHW-GasDry-Tier1 | SFm | 2003 | CZ07 | rDXGF | -1 | Household | 1 | 2392.9 | -3.5 | 0 | 0 | -6.3 | 0 | 2.7 | 0 | -0.1 | 0.1 | -0.2 | 0.4 | 0 | 0 | 0 | 0 | 6.36 | 6.54 | -0.42 | 0.23 | 0.002 | 0 | -0.001 | -5 | 0 | 0 | -7.3 | 0 | 2.2 | 0 | -0.1 | 0.1 | -0.2 | 0.4 | 0 | 0 | 0 | 0 | 5.8 | 5.81 | -0.33 | 0.31 | 0.001 | 0 | -0.001 | PreCW-Front-GasDHW-GasDry | Appl-CW-Front-GasDHW-GasDry-Tier1AnySFm2003CZ07DEER2017 | 0
42958.3843 | Appl-CW-Front-GasDHW-GasDry-Tier1 | SFm | 2003 | CZ08 | rDXGF | -1 | Household | 1 | 2392.9 | -1.3 | 0 | 0 | -6.3 | 0 | 4.6 | 0 | -0.1 | 0.5 | -0.1 | 0.6 | 0 | 0 | 0 | 0 | 6.43 | 6.54 | -0.34 | 0.23 | 0.001 | 0 | -0.001 | -3 | 0 | 0 | -7.2 | 0 | 3.9 | 0 | -0.1 | 0.4 | -0.1 | 0.5 | 0 | 0 | 0 | 0 | 5.86 | 5.81 | -0.27 | 0.31 | 0.001 | 0 | -0.001 | PreCW-Front-GasDHW-GasDry | Appl-CW-Front-GasDHW-GasDry-Tier1AnySFm2003CZ08DEER2017 | 0
42958.3843 | Appl-CW-Front-GasDHW-GasDry-Tier1 | SFm | 2003 | CZ09 | rDXGF | -1 | Household | 1 | 2422.9 | -3.3 | 0 | 0 | -6.3 | 0 | 2.9 | 0 | -0.1 | 0.1 | -0.2 | 0.3 | 0 | 0 | 0 | 0 | 6.38 | 6.54 | -0.4 | 0.23 | 0 | 0 | -0.001 | -4.9 | 0 | 0 | -7.2 | 0 | 2.3 | 0 | -0.1 | 0.1 | -0.2 | 0.2 | 0 | 0 | 0 | 0 | 5.81 | 5.81 | -0.32 | 0.31 | 0 | 0 | -0.001 | PreCW-Front-GasDHW-GasDry | Appl-CW-Front-GasDHW-GasDry-Tier1AnySFm2003CZ09DEER2017 | 0
42958.3843 | Appl-CW-Front-GasDHW-GasDry-Tier1 | SFm | 2003 | CZ10 | rDXGF | -1 | Household | 1 | 1948.8 | -2.9 | 0 | 0 | -6.3 | 0 | 3.3 | 0 | -0.1 | 0.2 | -0.3 | 0.4 | 0 | 0 | 0 | 0 | 6.3 | 6.54 | -0.47 | 0.23 | 0 | 0 | -0.001 | -4.4 | 0 | 0 | -7.2 | 0 | 2.7 | 0 | -0.1 | 0.2 | -0.2 | 0.4 | 0 | 0 | 0 | 0 | 5.74 | 5.81 | -0.38 | 0.31 | 0 | 0 | -0.001 | PreCW-Front-GasDHW-GasDry | Appl-CW-Front-GasDHW-GasDry-Tier1AnySFm2003CZ10DEER2017 | 0
42958.3843 | Appl-CW-Front-GasDHW-GasDry-Tier1 | SFm | 2003 | CZ11 | rDXGF | -1 | Household | 1 | 1948.8 | -3.1 | 0 | 0 | -6.3 | 0 | 3.1 | 0 | 0 | 0.1 | -0.3 | 0.4 | 0 | 0 | 0 | 0 | 6.24 | 6.54 | -0.53 | 0.23 | 0.002 | 0 | -0.001 | -4.8 | 0 | 0 | -7.2 | 0 | 2.4 | 0 | 0 | 0.1 | -0.2 | 0.3 | 0 | 0 | 0 | 0 | 5.7 | 5.81 | -0.43 | 0.32 | 0.001 | 0 | -0.001 | PreCW-Front-GasDHW-GasDry | Appl-CW-Front-GasDHW-GasDry-Tier1AnySFm2003CZ11DEER2017 | 0
42958.3843 | Appl-CW-Front-GasDHW-GasDry-Tier1 | SFm | 2003 | CZ12 | rDXGF | -1 | Household | 1 | 1948.8 | -4.2 | 0 | 0 | -6.3 | 0 | 2.2 | 0 | -0.1 | 0 | -0.3 | 0.2 | 0 | 0 | 0 | 0 | 6.26 | 6.54 | -0.52 | 0.24 | 0.002 | 0 | -0.001 | -5.5 | 0 | 0 | -7.3 | 0 | 1.7 | 0 | 0 | 0 | -0.3 | 0.2 | 0 | 0 | 0 | 0 | 5.72 | 5.81 | -0.41 | 0.33 | 0.002 | 0 | -0.001 | PreCW-Front-GasDHW-GasDry | Appl-CW-Front-GasDHW-GasDry-Tier1AnySFm2003CZ12DEER2017 | 0
42958.3843 | Appl-CW-Front-GasDHW-GasDry-Tier1 | SFm | 2003 | CZ13 | rDXGF | -1 | Household | 1 | 1948.8 | -3.3 | 0 | 0 | -6.3 | 0 | 2.9 | 0 | -0.1 | 0 | -0.2 | 0.4 | 0 | 0 | 0 | 0 | 6.24 | 6.54 | -0.53 | 0.23 | 0.002 | 0 | -0.001 | -4.8 | 0 | 0 | -7.2 | 0 | 2.4 | 0 | -0.1 | 0 | -0.2 | 0.3 | 0 | 0 | 0 | 0 | 5.7 | 5.81 | -0.42 | 0.31 | 0.001 | 0 | -0.001 | PreCW-Front-GasDHW-GasDry | Appl-CW-Front-GasDHW-GasDry-Tier1AnySFm2003CZ13DEER2017 | 0
42958.3843 | Appl-CW-Front-GasDHW-GasDry-Tier1 | SFm | 2003 | CZ14 | rDXGF | -1 | Household | 1 | 2160.9 | -2.6 | 0 | 0 | -6.3 | 0 | 3.5 | 0 | -0.1 | 0.1 | -0.3 | 0.5 | 0 | 0 | 0 | 0 | 6.24 | 6.54 | -0.54 | 0.24 | 0.001 | 0 | -0.001 | -4.3 | 0 | 0 | -7.3 | 0 | 2.8 | 0 | 0 | 0.1 | -0.3 | 0.4 | 0 | 0 | 0 | 0 | 5.7 | 5.81 | -0.44 | 0.32 | 0 | 0 | -0.001 | PreCW-Front-GasDHW-GasDry | Appl-CW-Front-GasDHW-GasDry-Tier1AnySFm2003CZ14DEER2017 | 0
42958.3843 | Appl-CW-Front-GasDHW-GasDry-Tier1 | SFm | 2003 | CZ15 | rDXGF | -1 | Household | 1 | 2160.9 | -1.2 | 0 | 0 | -6.3 | 0 | 4.7 | 0 | 0 | 0.4 | -0.2 | 0.5 | 0 | 0 | 0 | 0 | 6.47 | 6.54 | -0.26 | 0.19 | 0.001 | 0 | -0.001 | -3 | 0 | 0 | -7.2 | 0 | 3.8 | 0 | 0 | 0.3 | -0.2 | 0.4 | 0 | 0 | 0 | 0 | 5.86 | 5.81 | -0.21 | 0.26 | 0 | 0 | -0.001 | PreCW-Front-GasDHW-GasDry | Appl-CW-Front-GasDHW-GasDry-Tier1AnySFm2003CZ15DEER2017 | 0
42958.3843 | Appl-CW-Front-GasDHW-GasDry-Tier1 | SFm | 2003 | CZ16 | rDXGF | -1 | Household | 1 | 2295.6 | -4.6 | 0 | 0 | -6.2 | 0 | 1.7 | 0 | -0.1 | 0 | -0.2 | 0.2 | 0 | 0 | 0 | 0 | 6.37 | 6.54 | -0.44 | 0.26 | 0.002 | 0 | -0.001 | -5.7 | 0 | 0 | -7.1 | 0 | 1.5 | 0 | -0.1 | 0 | -0.2 | 0.2 | 0 | 0 | 0 | 0 | 5.82 | 5.81 | -0.36 | 0.36 | 0.001 | 0 | -0.001 | PreCW-Front-GasDHW-GasDry | Appl-CW-Front-GasDHW-GasDry-Tier1AnySFm2003CZ16DEER2017 | 0
42958.3843 | Appl-CW-Front-GasDHW-GasDry-Tier1 | SFm | 2007 | CZ01 | rDXGF | -1 | Household | 1 | 2295.6 | -6.6 | 0 | 0 | -6.2 | 0 | 0 | 0 | -0.2 | -0.3 | -0.3 | 0 | 0 | 0 | 0 | 0 | 6.2 | 6.54 | -0.62 | 0.27 | 0 | 0 | -0.001 | -7.5 | 0 | 0 | -7.1 | 0 | 0 | 0 | -0.1 | -0.3 | -0.3 | 0 | 0 | 0 | 0 | 0 | 5.69 | 5.81 | -0.5 | 0.36 | -0.001 | 0 | -0.001 | PreCW-Front-GasDHW-GasDry | Appl-CW-Front-GasDHW-GasDry-Tier1AnySFm2007CZ01DEER2017 | 0
42958.3843 | Appl-CW-Front-GasDHW-GasDry-Tier1 | SFm | 2007 | CZ02 | rDXGF | -1 | Household | 1 | 1948.8 | -5.2 | 0 | 0 | -6.3 | 0 | 1.4 | 0 | -0.1 | -0.1 | -0.3 | 0.2 | 0 | 0 | 0 | 0 | 6.13 | 6.54 | -0.66 | 0.26 | 0.001 | 0 | 0 | -6.3 | 0 | 0 | -7.3 | 0 | 1.1 | 0 | -0.1 | -0.1 | -0.3 | 0.2 | 0 | 0 | 0 | 0 | 5.62 | 5.81 | -0.53 | 0.34 | 0 | 0 | -0.001 | PreCW-Front-GasDHW-GasDry | Appl-CW-Front-GasDHW-GasDry-Tier1AnySFm2007CZ02DEER2017 | 0
42958.3843 | Appl-CW-Front-GasDHW-GasDry-Tier1 | SFm | 2007 | CZ03 | rDXGF | -1 | Household | 1 | 2295.6 | -6 | 0 | 0 | -6.3 | 0 | 0.5 | 0 | 0 | -0.2 | -0.3 | 0.1 | 0 | 0 | 0 | 0 | 6.19 | 6.54 | -0.61 | 0.25 | 0.001 | 0 | -0.001 | -7 | 0 | 0 | -7.2 | 0 | 0.4 | 0 | 0 | -0.1 | -0.2 | 0.1 | 0 | 0 | 0 | 0 | 5.67 | 5.81 | -0.5 | 0.34 | 0.001 | 0 | -0.001 | PreCW-Front-GasDHW-GasDry | Appl-CW-Front-GasDHW-GasDry-Tier1AnySFm2007CZ03DEER2017 | 0
42958.3843 | Appl-CW-Front-GasDHW-GasDry-Tier1 | SFm | 2007 | CZ04 | rDXGF | -1 | Household | 1 | 2295.6 | -4.6 | 0 | 0 | -6.3 | 0 | 1.7 | 0 | -0.1 | 0 | -0.3 | 0.2 | 0 | 0 | 0 | 0 | 6.27 | 6.54 | -0.53 | 0.25 | 0.002 | 0 | -0.001 | -5.9 | 0 | 0 | -7.2 | 0 | 1.4 | 0 | -0.1 | 0 | -0.3 | 0.2 | 0 | 0 | 0 | 0 | 5.73 | 5.81 | -0.43 | 0.33 | 0.001 | 0 | -0.001 | PreCW-Front-GasDHW-GasDry | Appl-CW-Front-GasDHW-GasDry-Tier1AnySFm2007CZ04DEER2017 | 0
42958.3843 | Appl-CW-Front-GasDHW-GasDry-Tier1 | SFm | 2007 | CZ05 | rDXGF | -1 | Household | 1 | 2295.6 | -6.3 | 0 | 0 | -6.3 | 0 | 0.3 | 0 | -0.1 | -0.3 | -0.4 | 0 | 0 | 0 | 0 | 0 | 6.08 | 6.54 | -0.71 | 0.26 | 0.001 | 0 | -0.001 | -7.3 | 0 | 0 | -7.2 | 0 | 0.2 | 0 | -0.1 | -0.3 | -0.3 | 0 | 0 | 0 | 0 | 0 | 5.57 | 5.81 | -0.58 | 0.35 | 0 | 0 | -0.001 | PreCW-Front-GasDHW-GasDry | Appl-CW-Front-GasDHW-GasDry-Tier1AnySFm2007CZ05DEER2017 | 0
42958.3843 | Appl-CW-Front-GasDHW-GasDry-Tier1 | SFm | 2007 | CZ06 | rDXGF | -1 | Household | 1 | 2392.9 | -3.8 | 0 | 0 | -6.3 | 0 | 2.3 | 0 | -0.1 | 0.2 | -0.2 | 0.4 | 0 | 0 | 0 | 0 | 6.37 | 6.54 | -0.4 | 0.24 | 0.001 | 0 | -0.001 | -5 | 0 | 0 | -7.2 | 0 | 1.9 | 0 | -0.1 | 0.1 | -0.2 | 0.3 | 0 | 0 | 0 | 0 | 5.81 | 5.81 | -0.32 | 0.32 | 0 | 0 | -0.001 | PreCW-Front-GasDHW-GasDry | Appl-CW-Front-GasDHW-GasDry-Tier1AnySFm2007CZ06DEER2017 | 0
42958.3843 | Appl-CW-Front-GasDHW-GasDry-Tier1 | SFm | 2007 | CZ07 | rDXGF | -1 | Household | 1 | 2392.9 | -3 | 0 | 0 | -6.2 | 0 | 3 | 0 | 0 | 0.4 | -0.2 | 0.5 | 0 | 0 | 0 | 0 | 6.42 | 6.54 | -0.37 | 0.23 | 0.002 | 0 | -0.001 | -4.4 | 0 | 0 | -7.2 | 0 | 2.6 | 0 | 0 | 0.3 | -0.1 | 0.4 | 0 | 0 | 0 | 0 | 5.85 | 5.81 | -0.29 | 0.31 | 0.002 | 0 | -0.001 | PreCW-Front-GasDHW-GasDry | Appl-CW-Front-GasDHW-GasDry-Tier1AnySFm2007CZ07DEER2017 | 0
42958.3843 | Appl-CW-Front-GasDHW-GasDry-Tier1 | SFm | 2007 | CZ08 | rDXGF | -1 | Household | 1 | 2392.9 | -3.1 | 0 | 0 | -6.3 | 0 | 2.9 | 0 | 0 | 0.3 | -0.2 | 0.5 | 0 | 0 | 0 | 0 | 6.44 | 6.54 | -0.33 | 0.23 | 0 | 0 | -0.001 | -4.6 | 0 | 0 | -7.2 | 0 | 2.4 | 0 | 0 | 0.3 | -0.1 | 0.4 | 0 | 0 | 0 | 0 | 5.86 | 5.81 | -0.26 | 0.31 | 0 | 0 | -0.001 | PreCW-Front-GasDHW-GasDry | Appl-CW-Front-GasDHW-GasDry-Tier1AnySFm2007CZ08DEER2017 | 0
42958.3843 | Appl-CW-Front-GasDHW-GasDry-Tier1 | SFm | 2007 | CZ09 | rDXGF | -1 | Household | 1 | 2422.9 | -3.8 | 0 | 0 | -6.3 | 0 | 2.4 | 0 | 0 | 0.2 | -0.2 | 0.4 | 0 | 0 | 0 | 0 | 6.4 | 6.54 | -0.37 | 0.23 | 0 | 0 | -0.001 | -5.3 | 0 | 0 | -7.2 | 0 | 1.9 | 0 | 0 | 0.1 | -0.2 | 0.3 | 0 | 0 | 0 | 0 | 5.83 | 5.81 | -0.29 | 0.31 | 0 | 0 | -0.001 | PreCW-Front-GasDHW-GasDry | Appl-CW-Front-GasDHW-GasDry-Tier1AnySFm2007CZ09DEER2017 | 0
42958.3843 | Appl-CW-Front-GasDHW-GasDry-Tier1 | SFm | 2007 | CZ10 | rDXGF | -1 | Household | 1 | 1948.8 | -3.2 | 0 | 0 | -6.2 | 0 | 2.9 | 0 | -0.1 | 0.2 | -0.2 | 0.5 | 0 | 0 | 0 | 0 | 6.29 | 6.54 | -0.49 | 0.23 | 0 | 0 | -0.001 | -4.8 | 0 | 0 | -7.2 | 0 | 2.3 | 0 | -0.1 | 0.2 | -0.2 | 0.4 | 0 | 0 | 0 | 0 | 5.74 | 5.81 | -0.39 | 0.31 | -0.001 | 0 | -0.001 | PreCW-Front-GasDHW-GasDry | Appl-CW-Front-GasDHW-GasDry-Tier1AnySFm2007CZ10DEER2017 | 0
42958.3843 | Appl-CW-Front-GasDHW-GasDry-Tier1 | SFm | 2007 | CZ11 | rDXGF | -1 | Household | 1 | 1948.8 | -3.9 | 0 | 0 | -6.3 | 0 | 2.4 | 0 | -0.1 | 0.1 | -0.2 | 0.4 | 0 | 0 | 0 | 0 | 6.23 | 6.54 | -0.55 | 0.23 | 0.001 | 0 | -0.001 | -5.3 | 0 | 0 | -7.2 | 0 | 1.9 | 0 | 0 | 0 | -0.2 | 0.3 | 0 | 0 | 0 | 0 | 5.69 | 5.81 | -0.44 | 0.31 | 0 | 0 | -0.001 | PreCW-Front-GasDHW-GasDry | Appl-CW-Front-GasDHW-GasDry-Tier1AnySFm2007CZ11DEER2017 | 0
42958.3843 | Appl-CW-Front-GasDHW-GasDry-Tier1 | SFm | 2007 | CZ12 | rDXGF | -1 | Household | 1 | 1948.8 | -4.2 | 0 | 0 | -6.2 | 0 | 2.1 | 0 | -0.1 | 0 | -0.3 | 0.3 | 0 | 0 | 0 | 0 | 6.29 | 6.54 | -0.49 | 0.24 | 0.001 | 0 | -0.001 | -5.5 | 0 | 0 | -7.2 | 0 | 1.7 | 0 | -0.1 | 0 | -0.2 | 0.2 | 0 | 0 | 0 | 0 | 5.74 | 5.81 | -0.39 | 0.32 | 0 | 0 | -0.001 | PreCW-Front-GasDHW-GasDry | Appl-CW-Front-GasDHW-GasDry-Tier1AnySFm2007CZ12DEER2017 | 0
42958.3843 | Appl-CW-Front-GasDHW-GasDry-Tier1 | SFm | 2007 | CZ13 | rDXGF | -1 | Household | 1 | 1948.8 | -3.2 | 0 | 0 | -6.3 | 0 | 2.9 | 0 | -0.1 | 0.3 | -0.2 | 0.5 | 0 | 0 | 0 | 0 | 6.31 | 6.54 | -0.46 | 0.23 | 0 | 0 | -0.001 | -4.6 | 0 | 0 | -7.3 | 0 | 2.4 | 0 | -0.1 | 0.2 | -0.2 | 0.4 | 0 | 0 | 0 | 0 | 5.75 | 5.81 | -0.37 | 0.31 | 0 | 0 | -0.001 | PreCW-Front-GasDHW-GasDry | Appl-CW-Front-GasDHW-GasDry-Tier1AnySFm2007CZ13DEER2017 | 0
42958.3843 | Appl-CW-Front-GasDHW-GasDry-Tier1 | SFm | 2007 | CZ14 | rDXGF | -1 | Household | 1 | 2160.9 | -3.2 | 0 | 0 | -6.3 | 0 | 3 | 0 | -0.1 | 0.2 | -0.3 | 0.5 | 0 | 0 | 0 | 0 | 6.21 | 6.54 | -0.57 | 0.24 | 0 | 0 | -0.001 | -4.7 | 0 | 0 | -7.3 | 0 | 2.4 | 0 | -0.1 | 0.2 | -0.2 | 0.4 | 0 | 0 | 0 | 0 | 5.67 | 5.81 | -0.47 | 0.32 | 0 | 0 | -0.001 | PreCW-Front-GasDHW-GasDry | Appl-CW-Front-GasDHW-GasDry-Tier1AnySFm2007CZ14DEER2017 | 0
42958.3843 | Appl-CW-Front-GasDHW-GasDry-Tier1 | SFm | 2007 | CZ15 | rDXGF | -1 | Household | 1 | 2160.9 | -2 | 0 | 0 | -6.3 | 0 | 3.9 | 0 | 0 | 0.4 | -0.1 | 0.5 | 0 | 0 | 0 | 0 | 6.5 | 6.54 | -0.24 | 0.2 | 0.001 | 0 | -0.001 | -3.8 | 0 | 0 | -7.2 | 0 | 3.1 | 0 | 0 | 0.3 | -0.1 | 0.4 | 0 | 0 | 0 | 0 | 5.88 | 5.81 | -0.19 | 0.26 | 0 | 0 | -0.001 | PreCW-Front-GasDHW-GasDry | Appl-CW-Front-GasDHW-GasDry-Tier1AnySFm2007CZ15DEER2017 | 0
42958.3843 | Appl-CW-Front-GasDHW-GasDry-Tier1 | SFm | 2007 | CZ16 | rDXGF | -1 | Household | 1 | 2295.6 | -5.3 | 0 | 0 | -6.2 | 0 | 1 | 0 | -0.1 | 0 | -0.2 | 0.2 | 0 | 0 | 0 | 0 | 6.37 | 6.54 | -0.45 | 0.27 | 0.001 | 0 | -0.001 | -6.4 | 0 | 0 | -7.1 | 0 | 0.8 | 0 | -0.1 | 0 | -0.2 | 0.1 | 0 | 0 | 0 | 0 | 5.82 | 5.81 | -0.36 | 0.36 | 0.001 | 0 | -0.001 | PreCW-Front-GasDHW-GasDry | Appl-CW-Front-GasDHW-GasDry-Tier1AnySFm2007CZ16DEER2017 | 0
42958.3843 | Appl-CW-Front-GasDHW-GasDry-Tier1 | SFm | 2011 | CZ01 | rDXGF | -1 | Household | 1 | 2295.6 | -6.7 | 0 | 0 | -6.2 | 0 | 0 | 0 | -0.1 | -0.2 | -0.2 | 0 | 0 | 0 | 0 | 0 | 6.23 | 6.54 | -0.58 | 0.27 | -0.001 | 0 | -0.001 | -7.5 | 0 | 0 | -7.2 | 0 | 0 | 0 | -0.1 | -0.2 | -0.2 | 0 | 0 | 0 | 0 | 0 | 5.72 | 5.81 | -0.46 | 0.36 | -0.001 | 0 | -0.001 | PreCW-Front-GasDHW-GasDry | Appl-CW-Front-GasDHW-GasDry-Tier1AnySFm2011CZ01DEER2017 | 0
42958.3843 | Appl-CW-Front-GasDHW-GasDry-Tier1 | SFm | 2011 | CZ02 | rDXGF | -1 | Household | 1 | 1948.8 | -5 | 0 | 0 | -6.3 | 0 | 1.5 | 0 | -0.1 | 0 | -0.3 | 0.3 | 0 | 0 | 0 | 0 | 6.14 | 6.54 | -0.65 | 0.26 | 0.001 | 0 | -0.001 | -6.2 | 0 | 0 | -7.2 | 0 | 1.2 | 0 | -0.1 | 0 | -0.2 | 0.2 | 0 | 0 | 0 | 0 | 5.64 | 5.81 | -0.52 | 0.34 | 0 | 0 | -0.001 | PreCW-Front-GasDHW-GasDry | Appl-CW-Front-GasDHW-GasDry-Tier1AnySFm2011CZ02DEER2017 | 0
42958.3843 | Appl-CW-Front-GasDHW-GasDry-Tier1 | SFm | 2011 | CZ03 | rDXGF | -1 | Household | 1 | 2295.6 | -6 | 0 | 0 | -6.3 | 0 | 0.6 | 0 | -0.1 | -0.2 | -0.3 | 0.1 | 0 | 0 | 0 | 0 | 6.2 | 6.54 | -0.59 | 0.25 | 0.001 | 0 | -0.001 | -6.9 | 0 | 0 | -7.2 | 0 | 0.5 | 0 | -0.1 | -0.1 | -0.2 | 0.1 | 0 | 0 | 0 | 0 | 5.67 | 5.81 | -0.48 | 0.34 | 0 | 0 | -0.001 | PreCW-Front-GasDHW-GasDry | Appl-CW-Front-GasDHW-GasDry-Tier1AnySFm2011CZ03DEER2017 | 0
42958.3843 | Appl-CW-Front-GasDHW-GasDry-Tier1 | SFm | 2011 | CZ04 | rDXGF | -1 | Household | 1 | 2295.6 | -4.1 | 0 | 0 | -6.3 | 0 | 2.2 | 0 | 0 | 0.1 | -0.2 | 0.3 | 0 | 0 | 0 | 0 | 6.28 | 6.54 | -0.51 | 0.25 | 0.002 | 0 | -0.001 | -5.3 | 0 | 0 | -7.2 | 0 | 1.9 | 0 | 0 | 0.1 | -0.2 | 0.3 | 0 | 0 | 0 | 0 | 5.74 | 5.81 | -0.41 | 0.33 | 0.001 | 0 | -0.001 | PreCW-Front-GasDHW-GasDry | Appl-CW-Front-GasDHW-GasDry-Tier1AnySFm2011CZ04DEER2017 | 0
42958.3843 | Appl-CW-Front-GasDHW-GasDry-Tier1 | SFm | 2011 | CZ05 | rDXGF | -1 | Household | 1 | 2295.6 | -6.4 | 0 | 0 | -6.3 | 0 | 0.2 | 0 | -0.1 | -0.2 | -0.3 | 0 | 0 | 0 | 0 | 0 | 6.11 | 6.54 | -0.69 | 0.26 | 0.001 | 0 | -0.001 | -7.3 | 0 | 0 | -7.2 | 0 | 0.2 | 0 | -0.1 | -0.2 | -0.3 | 0 | 0 | 0 | 0 | 0 | 5.62 | 5.81 | -0.53 | 0.35 | 0.001 | 0 | -0.001 | PreCW-Front-GasDHW-GasDry | Appl-CW-Front-GasDHW-GasDry-Tier1AnySFm2011CZ05DEER2017 | 0
42958.3843 | Appl-CW-Front-GasDHW-GasDry-Tier1 | SFm | 2011 | CZ06 | rDXGF | -1 | Household | 1 | 2392.9 | -4.7 | 0 | 0 | -6.3 | 0 | 1.6 | 0 | 0 | 0 | -0.2 | 0.3 | 0 | 0 | 0 | 0 | 6.33 | 6.54 | -0.46 | 0.24 | 0.001 | 0 | -0.001 | -5.9 | 0 | 0 | -7.2 | 0 | 1.3 | 0 | 0 | 0 | -0.1 | 0.2 | 0 | 0 | 0 | 0 | 5.77 | 5.81 | -0.37 | 0.32 | 0.001 | 0 | -0.001 | PreCW-Front-GasDHW-GasDry | Appl-CW-Front-GasDHW-GasDry-Tier1AnySFm2011CZ06DEER2017 | 0
42958.3843 | Appl-CW-Front-GasDHW-GasDry-Tier1 | SFm | 2011 | CZ07 | rDXGF | -1 | Household | 1 | 2392.9 | -3.1 | 0 | 0 | -6.3 | 0 | 2.8 | 0 | 0 | 0.4 | -0.1 | 0.5 | 0 | 0 | 0 | 0 | 6.49 | 6.54 | -0.29 | 0.24 | 0 | 0 | -0.001 | -4.7 | 0 | 0 | -7.2 | 0 | 2.2 | 0 | 0 | 0.3 | -0.1 | 0.4 | 0 | 0 | 0 | 0 | 5.9 | 5.81 | -0.23 | 0.32 | 0 | 0 | -0.001 | PreCW-Front-GasDHW-GasDry | Appl-CW-Front-GasDHW-GasDry-Tier1AnySFm2011CZ07DEER2017 | 0
42958.3843 | Appl-CW-Front-GasDHW-GasDry-Tier1 | SFm | 2011 | CZ08 | rDXGF | -1 | Household | 1 | 2392.9 | -2.8 | 0 | 0 | -6.3 | 0 | 3.1 | 0 | 0 | 0.4 | -0.2 | 0.5 | 0 | 0 | 0 | 0 | 6.49 | 6.54 | -0.29 | 0.23 | 0.001 | 0 | 0 | -4.4 | 0 | 0 | -7.2 | 0 | 2.4 | 0 | 0 | 0.3 | -0.1 | 0.4 | 0 | 0 | 0 | 0 | 5.89 | 5.81 | -0.24 | 0.31 | 0.001 | 0 | -0.001 | PreCW-Front-GasDHW-GasDry | Appl-CW-Front-GasDHW-GasDry-Tier1AnySFm2011CZ08DEER2017 | 0
42958.3843 | Appl-CW-Front-GasDHW-GasDry-Tier1 | SFm | 2011 | CZ09 | rDXGF | -1 | Household | 1 | 2422.9 | -3.7 | 0 | 0 | -6.3 | 0 | 2.4 | 0 | -0.1 | 0.3 | -0.1 | 0.4 | 0 | 0 | 0 | 0 | 6.42 | 6.54 | -0.36 | 0.24 | 0 | 0 | -0.001 | -5.2 | 0 | 0 | -7.3 | 0 | 1.9 | 0 | -0.1 | 0.2 | -0.1 | 0.3 | 0 | 0 | 0 | 0 | 5.84 | 5.81 | -0.29 | 0.32 | -0.001 | 0 | -0.001 | PreCW-Front-GasDHW-GasDry | Appl-CW-Front-GasDHW-GasDry-Tier1AnySFm2011CZ09DEER2017 | 0
42958.3843 | Appl-CW-Front-GasDHW-GasDry-Tier1 | SFm | 2011 | CZ10 | rDXGF | -1 | Household | 1 | 1948.8 | -3.4 | 0 | 0 | -6.3 | 0 | 2.8 | 0 | -0.1 | 0.2 | -0.2 | 0.4 | 0 | 0 | 0 | 0 | 6.3 | 6.54 | -0.47 | 0.23 | 0 | 0 | -0.001 | -4.9 | 0 | 0 | -7.3 | 0 | 2.3 | 0 | -0.1 | 0.2 | -0.1 | 0.3 | 0 | 0 | 0 | 0 | 5.75 | 5.81 | -0.38 | 0.31 | 0 | 0 | -0.001 | PreCW-Front-GasDHW-GasDry | Appl-CW-Front-GasDHW-GasDry-Tier1AnySFm2011CZ10DEER2017 | 0
42958.3843 | Appl-CW-Front-GasDHW-GasDry-Tier1 | SFm | 2011 | CZ11 | rDXGF | -1 | Household | 1 | 1948.8 | -3.4 | 0 | 0 | -6.3 | 0 | 2.8 | 0 | -0.1 | 0.1 | -0.2 | 0.5 | 0 | 0 | 0 | 0 | 6.25 | 6.54 | -0.53 | 0.24 | 0 | 0 | -0.001 | -4.9 | 0 | 0 | -7.2 | 0 | 2.3 | 0 | -0.1 | 0.1 | -0.2 | 0.4 | 0 | 0 | 0 | 0 | 5.71 | 5.81 | -0.42 | 0.32 | -0.001 | 0 | -0.001 | PreCW-Front-GasDHW-GasDry | Appl-CW-Front-GasDHW-GasDry-Tier1AnySFm2011CZ11DEER2017 | 0
42958.3843 | Appl-CW-Front-GasDHW-GasDry-Tier1 | SFm | 2011 | CZ12 | rDXGF | -1 | Household | 1 | 1948.8 | -4.2 | 0 | 0 | -6.3 | 0 | 2.1 | 0 | 0 | 0.1 | -0.2 | 0.3 | 0 | 0 | 0 | 0 | 6.31 | 6.54 | -0.46 | 0.24 | 0.001 | 0 | -0.001 | -5.5 | 0 | 0 | -7.2 | 0 | 1.7 | 0 | 0 | 0.1 | -0.2 | 0.3 | 0 | 0 | 0 | 0 | 5.76 | 5.81 | -0.37 | 0.32 | 0 | 0 | -0.001 | PreCW-Front-GasDHW-GasDry | Appl-CW-Front-GasDHW-GasDry-Tier1AnySFm2011CZ12DEER2017 | 0
42958.3843 | Appl-CW-Front-GasDHW-GasDry-Tier1 | SFm | 2011 | CZ13 | rDXGF | -1 | Household | 1 | 1948.8 | -3.4 | 0 | 0 | -6.2 | 0 | 2.8 | 0 | -0.1 | 0.2 | -0.2 | 0.4 | 0 | 0 | 0 | 0 | 6.32 | 6.54 | -0.46 | 0.23 | 0 | 0 | -0.001 | -4.8 | 0 | 0 | -7.2 | 0 | 2.3 | 0 | -0.1 | 0.2 | -0.1 | 0.3 | 0 | 0 | 0 | 0 | 5.76 | 5.81 | -0.36 | 0.31 | 0 | 0 | -0.001 | PreCW-Front-GasDHW-GasDry | Appl-CW-Front-GasDHW-GasDry-Tier1AnySFm2011CZ13DEER2017 | 0
42958.3843 | Appl-CW-Front-GasDHW-GasDry-Tier1 | SFm | 2011 | CZ14 | rDXGF | -1 | Household | 1 | 2160.9 | -3.1 | 0 | 0 | -6.3 | 0 | 3 | 0 | 0 | 0.2 | -0.3 | 0.5 | 0 | 0 | 0 | 0 | 6.25 | 6.54 | -0.53 | 0.24 | 0 | 0 | -0.001 | -4.7 | 0 | 0 | -7.3 | 0 | 2.4 | 0 | 0 | 0.2 | -0.2 | 0.4 | 0 | 0 | 0 | 0 | 5.7 | 5.81 | -0.43 | 0.32 | 0 | 0 | -0.001 | PreCW-Front-GasDHW-GasDry | Appl-CW-Front-GasDHW-GasDry-Tier1AnySFm2011CZ14DEER2017 | 0
42958.3843 | Appl-CW-Front-GasDHW-GasDry-Tier1 | SFm | 2011 | CZ15 | rDXGF | -1 | Household | 1 | 2160.9 | -1.9 | 0 | 0 | -6.3 | 0 | 4 | 0 | 0 | 0.4 | -0.1 | 0.6 | 0 | 0 | 0 | 0 | 6.49 | 6.54 | -0.24 | 0.2 | 0 | 0 | -0.001 | -3.9 | 0 | 0 | -7.3 | 0 | 3 | 0 | 0 | 0.3 | -0.1 | 0.4 | 0 | 0 | 0 | 0 | 5.89 | 5.81 | -0.19 | 0.26 | 0 | 0 | -0.001 | PreCW-Front-GasDHW-GasDry | Appl-CW-Front-GasDHW-GasDry-Tier1AnySFm2011CZ15DEER2017 | 0
42958.3843 | Appl-CW-Front-GasDHW-GasDry-Tier1 | SFm | 2011 | CZ16 | rDXGF | -1 | Household | 1 | 2295.6 | -5.1 | 0 | 0 | -6.3 | 0 | 1.2 | 0 | 0 | 0 | -0.2 | 0.2 | 0 | 0 | 0 | 0 | 6.38 | 6.54 | -0.43 | 0.27 | 0.001 | 0 | -0.001 | -6.2 | 0 | 0 | -7.2 | 0 | 1 | 0 | 0 | 0 | -0.2 | 0.2 | 0 | 0 | 0 | 0 | 5.83 | 5.81 | -0.35 | 0.36 | 0 | 0 | -0.001 | PreCW-Front-GasDHW-GasDry | Appl-CW-Front-GasDHW-GasDry-Tier1AnySFm2011CZ16DEER2017 | 0
42958.3843 | Appl-CW-Front-GasDHW-GasDry-Tier1 | SFm | 2015 | CZ01 | rDXGF | -1 | Household | 1 | 2295.6 | -6.5 | 0 | 0 | -6.2 | 0 | 0 | 0 | -0.1 | -0.3 | -0.3 | 0 | 0 | 0 | 0 | 0 | 6.26 | 6.54 | -0.54 | 0.27 | -0.001 | 0 | -0.001 | -7.4 | 0 | 0 | -7.2 | 0 | 0 | 0 | -0.1 | -0.2 | -0.2 | 0 | 0 | 0 | 0 | 0 | 5.74 | 5.81 | -0.44 | 0.36 | -0.001 | 0 | -0.001 | PreCW-Front-GasDHW-GasDry | Appl-CW-Front-GasDHW-GasDry-Tier1AnySFm2015CZ01DEER2017 | 0
42958.3843 | Appl-CW-Front-GasDHW-GasDry-Tier1 | SFm | 2015 | CZ02 | rDXGF | -1 | Household | 1 | 1948.8 | -5.1 | 0 | 0 | -6.3 | 0 | 1.4 | 0 | -0.1 | -0.1 | -0.3 | 0.2 | 0 | 0 | 0 | 0 | 6.15 | 6.54 | -0.65 | 0.25 | 0.001 | 0 | 0 | -6.2 | 0 | 0 | -7.2 | 0 | 1.2 | 0 | -0.1 | -0.1 | -0.2 | 0.2 | 0 | 0 | 0 | 0 | 5.63 | 5.81 | -0.52 | 0.34 | 0.001 | 0 | -0.001 | PreCW-Front-GasDHW-GasDry | Appl-CW-Front-GasDHW-GasDry-Tier1AnySFm2015CZ02DEER2017 | 0
42958.3843 | Appl-CW-Front-GasDHW-GasDry-Tier1 | SFm | 2015 | CZ03 | rDXGF | -1 | Household | 1 | 2295.6 | -5.7 | 0 | 0 | -6.3 | 0 | 0.8 | 0 | 0 | -0.1 | -0.2 | 0.1 | 0 | 0 | 0 | 0 | 6.29 | 6.54 | -0.5 | 0.25 | 0.001 | 0 | -0.001 | -6.9 | 0 | 0 | -7.2 | 0 | 0.5 | 0 | 0 | -0.1 | -0.1 | 0.1 | 0 | 0 | 0 | 0 | 5.75 | 5.81 | -0.4 | 0.34 | 0 | 0 | -0.001 | PreCW-Front-GasDHW-GasDry | Appl-CW-Front-GasDHW-GasDry-Tier1AnySFm2015CZ03DEER2017 | 0
42958.3843 | Appl-CW-Front-GasDHW-GasDry-Tier1 | SFm | 2015 | CZ04 | rDXGF | -1 | Household | 1 | 2295.6 | -4.9 | 0 | 0 | -6.3 | 0 | 1.5 | 0 | 0 | 0 | -0.2 | 0.3 | 0 | 0 | 0 | 0 | 6.27 | 6.54 | -0.52 | 0.25 | 0.002 | 0 | -0.001 | -6 | 0 | 0 | -7.2 | 0 | 1.3 | 0 | 0 | 0 | -0.2 | 0.2 | 0 | 0 | 0 | 0 | 5.73 | 5.81 | -0.42 | 0.33 | 0.001 | 0 | -0.001 | PreCW-Front-GasDHW-GasDry | Appl-CW-Front-GasDHW-GasDry-Tier1AnySFm2015CZ04DEER2017 | 0
42958.3843 | Appl-CW-Front-GasDHW-GasDry-Tier1 | SFm | 2015 | CZ05 | rDXGF | -1 | Household | 1 | 2295.6 | -5.8 | 0 | 0 | -6.2 | 0 | 0.6 | 0 | -0.1 | -0.1 | -0.2 | 0.1 | 0 | 0 | 0 | 0 | 6.2 | 6.54 | -0.6 | 0.26 | 0.001 | 0 | -0.001 | -6.8 | 0 | 0 | -7.2 | 0 | 0.6 | 0 | 0 | -0.1 | -0.2 | 0.1 | 0 | 0 | 0 | 0 | 5.69 | 5.81 | -0.47 | 0.35 | 0.001 | 0 | -0.001 | PreCW-Front-GasDHW-GasDry | Appl-CW-Front-GasDHW-GasDry-Tier1AnySFm2015CZ05DEER2017 | 0
42958.3843 | Appl-CW-Front-GasDHW-GasDry-Tier1 | SFm | 2015 | CZ06 | rDXGF | -1 | Household | 1 | 2392.9 | -5.6 | 0 | 0 | -6.3 | 0 | 0.7 | 0 | 0 | 0 | -0.2 | 0.1 | 0 | 0 | 0 | 0 | 6.32 | 6.54 | -0.46 | 0.24 | 0.001 | 0 | -0.001 | -6.8 | 0 | 0 | -7.2 | 0 | 0.5 | 0 | 0 | 0 | -0.2 | 0.1 | 0 | 0 | 0 | 0 | 5.76 | 5.81 | -0.37 | 0.32 | 0 | 0 | -0.001 | PreCW-Front-GasDHW-GasDry | Appl-CW-Front-GasDHW-GasDry-Tier1AnySFm2015CZ06DEER2017 | 0
42958.3843 | Appl-CW-Front-GasDHW-GasDry-Tier1 | SFm | 2015 | CZ07 | rDXGF | -1 | Household | 1 | 2392.9 | -1.6 | 0 | 0 | -6.2 | 0 | 4.1 | 0 | 0 | 0.6 | -0.1 | 0.7 | 0 | 0 | 0 | 0 | 6.57 | 6.54 | -0.21 | 0.24 | 0.002 | 0 | -0.001 | -3.9 | 0 | 0 | -7.1 | 0 | 2.9 | 0 | 0 | 0.4 | -0.1 | 0.5 | 0 | 0 | 0 | 0 | 5.9 | 5.81 | -0.23 | 0.32 | 0 | 0 | -0.001 | PreCW-Front-GasDHW-GasDry | Appl-CW-Front-GasDHW-GasDry-Tier1AnySFm2015CZ07DEER2017 | 0
42958.3843 | Appl-CW-Front-GasDHW-GasDry-Tier1 | SFm | 2015 | CZ08 | rDXGF | -1 | Household | 1 | 2392.9 | -4 | 0 | 0 | -6.3 | 0 | 1.4 | 0 | -0.1 | 0.9 | -0.1 | 1 | 0 | 0 | 0 | 0 | 6.47 | 6.54 | -0.31 | 0.23 | 0.001 | 0 | -0.001 | -5.5 | 0 | 0 | -7.2 | 0 | 1.1 | 0 | -0.1 | 0.7 | -0.1 | 0.8 | 0 | 0 | 0 | 0 | 5.89 | 5.81 | -0.25 | 0.31 | 0 | 0 | -0.001 | PreCW-Front-GasDHW-GasDry | Appl-CW-Front-GasDHW-GasDry-Tier1AnySFm2015CZ08DEER2017 | 0
42958.3843 | Appl-CW-Front-GasDHW-GasDry-Tier1 | SFm | 2015 | CZ09 | rDXGF | -1 | Household | 1 | 2422.9 | -4.5 | 0 | 0 | -6.3 | 0 | 1.4 | 0 | 0 | 0.5 | -0.2 | 0.6 | 0 | 0 | 0 | 0 | 6.41 | 6.54 | -0.36 | 0.24 | 0 | 0 | -0.001 | -5.8 | 0 | 0 | -7.2 | 0 | 1.2 | 0 | 0 | 0.4 | -0.2 | 0.4 | 0 | 0 | 0 | 0 | 5.85 | 5.81 | -0.28 | 0.31 | 0 | 0 | -0.001 | PreCW-Front-GasDHW-GasDry | Appl-CW-Front-GasDHW-GasDry-Tier1AnySFm2015CZ09DEER2017 | 0
42958.3843 | Appl-CW-Front-GasDHW-GasDry-Tier1 | SFm | 2015 | CZ10 | rDXGF | -1 | Household | 1 | 1948.8 | -4.1 | 0 | 0 | -6.3 | 0 | 2 | 0 | 0 | 0.3 | -0.2 | 0.5 | 0 | 0 | 0 | 0 | 6.31 | 6.54 | -0.46 | 0.24 | 0.001 | 0 | -0.001 | -5.4 | 0 | 0 | -7.2 | 0 | 1.6 | 0 | 0 | 0.3 | -0.2 | 0.4 | 0 | 0 | 0 | 0 | 5.76 | 5.81 | -0.37 | 0.31 | 0.001 | 0 | -0.001 | PreCW-Front-GasDHW-GasDry | Appl-CW-Front-GasDHW-GasDry-Tier1AnySFm2015CZ10DEER2017 | 0
42958.3843 | Appl-CW-Front-GasDHW-GasDry-Tier1 | SFm | 2015 | CZ11 | rDXGF | -1 | Household | 1 | 1948.8 | -4.3 | 0 | 0 | -6.3 | 0 | 2 | 0 | -0.1 | 0.1 | -0.3 | 0.3 | 0 | 0 | 0 | 0 | 6.26 | 6.54 | -0.52 | 0.23 | 0.001 | 0 | -0.001 | -5.5 | 0 | 0 | -7.3 | 0 | 1.6 | 0 | -0.1 | 0.1 | -0.2 | 0.2 | 0 | 0 | 0 | 0 | 5.71 | 5.81 | -0.42 | 0.31 | 0 | 0 | -0.001 | PreCW-Front-GasDHW-GasDry | Appl-CW-Front-GasDHW-GasDry-Tier1AnySFm2015CZ11DEER2017 | 0
42958.3843 | Appl-CW-Front-GasDHW-GasDry-Tier1 | SFm | 2015 | CZ12 | rDXGF | -1 | Household | 1 | 1948.8 | -4.8 | 0 | 0 | -6.2 | 0 | 1.4 | 0 | -0.1 | 0.2 | -0.2 | 0.4 | 0 | 0 | 0 | 0 | 6.32 | 6.54 | -0.46 | 0.24 | 0.001 | 0 | -0.001 | -6.1 | 0 | 0 | -7.2 | 0 | 1.1 | 0 | -0.1 | 0.1 | -0.1 | 0.2 | 0 | 0 | 0 | 0 | 5.76 | 5.81 | -0.37 | 0.32 | 0 | 0 | -0.001 | PreCW-Front-GasDHW-GasDry | Appl-CW-Front-GasDHW-GasDry-Tier1AnySFm2015CZ12DEER2017 | 0
42958.3843 | Appl-CW-Front-GasDHW-GasDry-Tier1 | SFm | 2015 | CZ13 | rDXGF | -1 | Household | 1 | 1948.8 | -3.9 | 0 | 0 | -6.3 | 0 | 2.1 | 0 | -0.1 | 0.4 | -0.2 | 0.6 | 0 | 0 | 0 | 0 | 6.34 | 6.54 | -0.44 | 0.23 | 0.001 | 0 | -0.001 | -5.3 | 0 | 0 | -7.2 | 0 | 1.7 | 0 | -0.1 | 0.4 | -0.1 | 0.5 | 0 | 0 | 0 | 0 | 5.78 | 5.81 | -0.35 | 0.31 | 0.001 | 0 | -0.001 | PreCW-Front-GasDHW-GasDry | Appl-CW-Front-GasDHW-GasDry-Tier1AnySFm2015CZ13DEER2017 | 0
42958.3843 | Appl-CW-Front-GasDHW-GasDry-Tier1 | SFm | 2015 | CZ14 | rDXGF | -1 | Household | 1 | 2160.9 | -3.5 | 0 | 0 | -6.3 | 0 | 2.6 | 0 | -0.1 | 0.3 | -0.2 | 0.5 | 0 | 0 | 0 | 0 | 6.24 | 6.54 | -0.54 | 0.23 | 0.001 | 0 | -0.001 | -4.9 | 0 | 0 | -7.2 | 0 | 2.2 | 0 | -0.1 | 0.2 | -0.2 | 0.3 | 0 | 0 | 0 | 0 | 5.68 | 5.81 | -0.46 | 0.31 | 0.001 | 0 | -0.001 | PreCW-Front-GasDHW-GasDry | Appl-CW-Front-GasDHW-GasDry-Tier1AnySFm2015CZ14DEER2017 | 0
42958.3843 | Appl-CW-Front-GasDHW-GasDry-Tier1 | SFm | 2015 | CZ15 | rDXGF | -1 | Household | 1 | 2160.9 | -2.3 | 0 | 0 | -6.3 | 0 | 3.7 | 0 | 0 | 0.4 | -0.1 | 0.5 | 0 | 0 | 0 | 0 | 6.49 | 6.54 | -0.25 | 0.2 | 0 | 0 | -0.001 | -3.9 | 0 | 0 | -7.2 | 0 | 3.1 | 0 | 0 | 0.4 | -0.1 | 0.4 | 0 | 0 | 0 | 0 | 5.88 | 5.81 | -0.2 | 0.26 | 0 | 0 | -0.001 | PreCW-Front-GasDHW-GasDry | Appl-CW-Front-GasDHW-GasDry-Tier1AnySFm2015CZ15DEER2017 | 0
42958.3843 | Appl-CW-Front-GasDHW-GasDry-Tier1 | SFm | 2015 | CZ16 | rDXGF | -1 | Household | 1 | 2295.6 | -5.7 | 0 | 0 | -6.3 | 0 | 0.7 | 0 | -0.1 | -0.1 | -0.2 | 0.1 | 0 | 0 | 0 | 0 | 6.3 | 6.54 | -0.52 | 0.27 | 0.001 | 0 | -0.001 | -6.7 | 0 | 0 | -7.2 | 0 | 0.6 | 0 | -0.1 | -0.1 | -0.2 | 0.1 | 0 | 0 | 0 | 0 | 5.77 | 5.81 | -0.41 | 0.36 | 0.001 | 0 | -0.001 | PreCW-Front-GasDHW-GasDry | Appl-CW-Front-GasDHW-GasDry-Tier1AnySFm2015CZ16DEER2017 | 0
42958.3843 | Appl-CW-Front-GasDHW-GasDry-Tier1 | SFm | 2017 | CZ01 | rDXGF | -1 | Household | 1 | 2295.6 | -6.5 | 0 | 0 | -6.2 | 0 | 0 | 0 | -0.1 | -0.2 | -0.2 | 0 | 0 | 0 | 0 | 0 | 6.3 | 6.54 | -0.51 | 0.27 | -0.001 | 0 | -0.001 | -7.3 | 0 | 0 | -7.2 | 0 | 0 | 0 | -0.1 | -0.2 | -0.2 | 0 | 0 | 0 | 0 | 0 | 5.76 | 5.81 | -0.41 | 0.36 | -0.001 | 0 | -0.001 | PreCW-Front-GasDHW-GasDry | Appl-CW-Front-GasDHW-GasDry-Tier1AnySFm2017CZ01DEER2017 | 0
42958.3843 | Appl-CW-Front-GasDHW-GasDry-Tier1 | SFm | 2017 | CZ02 | rDXGF | -1 | Household | 1 | 1948.8 | -5.2 | 0 | 0 | -6.3 | 0 | 1.2 | 0 | -0.1 | -0.1 | -0.2 | 0.2 | 0 | 0 | 0 | 0 | 6.17 | 6.54 | -0.63 | 0.26 | 0.002 | 0 | -0.001 | -6.3 | 0 | 0 | -7.2 | 0 | 1 | 0 | -0.1 | -0.1 | -0.2 | 0.2 | 0 | 0 | 0 | 0 | 5.65 | 5.81 | -0.5 | 0.34 | 0.001 | 0 | -0.001 | PreCW-Front-GasDHW-GasDry | Appl-CW-Front-GasDHW-GasDry-Tier1AnySFm2017CZ02DEER2017 | 0
42958.3843 | Appl-CW-Front-GasDHW-GasDry-Tier1 | SFm | 2017 | CZ03 | rDXGF | -1 | Household | 1 | 2295.6 | -5.8 | 0 | 0 | -6.3 | 0 | 0.7 | 0 | -0.1 | -0.1 | -0.2 | 0.2 | 0 | 0 | 0 | 0 | 6.28 | 6.54 | -0.51 | 0.25 | 0.001 | 0 | -0.001 | -6.8 | 0 | 0 | -7.2 | 0 | 0.6 | 0 | -0.1 | -0.1 | -0.2 | 0.1 | 0 | 0 | 0 | 0 | 5.74 | 5.81 | -0.41 | 0.34 | 0.001 | 0 | -0.001 | PreCW-Front-GasDHW-GasDry | Appl-CW-Front-GasDHW-GasDry-Tier1AnySFm2017CZ03DEER2017 | 0
42958.3843 | Appl-CW-Front-GasDHW-GasDry-Tier1 | SFm | 2017 | CZ04 | rDXGF | -1 | Household | 1 | 2295.6 | -4.9 | 0 | 0 | -6.3 | 0 | 1.4 | 0 | 0 | 0 | -0.2 | 0.3 | 0 | 0 | 0 | 0 | 6.28 | 6.54 | -0.51 | 0.25 | 0.001 | 0 | -0.001 | -6.1 | 0 | 0 | -7.2 | 0 | 1.2 | 0 | 0 | 0 | -0.2 | 0.2 | 0 | 0 | 0 | 0 | 5.74 | 5.81 | -0.41 | 0.33 | 0.001 | 0 | -0.001 | PreCW-Front-GasDHW-GasDry | Appl-CW-Front-GasDHW-GasDry-Tier1AnySFm2017CZ04DEER2017 | 0
42958.3843 | Appl-CW-Front-GasDHW-GasDry-Tier1 | SFm | 2017 | CZ05 | rDXGF | -1 | Household | 1 | 2295.6 | -6.1 | 0 | 0 | -6.2 | 0 | 0.4 | 0 | -0.1 | -0.2 | -0.2 | 0 | 0 | 0 | 0 | 0 | 6.25 | 6.54 | -0.55 | 0.26 | 0.001 | 0 | -0.001 | -7 | 0 | 0 | -7.1 | 0 | 0.3 | 0 | -0.1 | -0.1 | -0.2 | 0 | 0 | 0 | 0 | 0 | 5.73 | 5.81 | -0.43 | 0.35 | 0 | 0 | -0.001 | PreCW-Front-GasDHW-GasDry | Appl-CW-Front-GasDHW-GasDry-Tier1AnySFm2017CZ05DEER2017 | 0
42958.3843 | Appl-CW-Front-GasDHW-GasDry-Tier1 | SFm | 2017 | CZ06 | rDXGF | -1 | Household | 1 | 2392.9 | -5.4 | 0 | 0 | -6.3 | 0 | 0.9 | 0 | -0.1 | -0.1 | -0.1 | 0.2 | 0 | 0 | 0 | 0 | 6.33 | 6.54 | -0.46 | 0.24 | 0.004 | 0 | -0.001 | -6.5 | 0 | 0 | -7.3 | 0 | 0.8 | 0 | -0.1 | -0.1 | -0.1 | 0.1 | 0 | 0 | 0 | 0 | 5.77 | 5.81 | -0.37 | 0.32 | 0.003 | 0 | -0.001 | PreCW-Front-GasDHW-GasDry | Appl-CW-Front-GasDHW-GasDry-Tier1AnySFm2017CZ06DEER2017 | 0
42958.3843 | Appl-CW-Front-GasDHW-GasDry-Tier1 | SFm | 2017 | CZ07 | rDXGF | -1 | Household | 1 | 2392.9 | -4.3 | 0 | 0 | -6.3 | 0 | 1.8 | 0 | -0.1 | 0.2 | -0.1 | 0.3 | 0 | 0 | 0 | 0 | 6.45 | 6.54 | -0.33 | 0.23 | -0.001 | 0 | -0.001 | -5.3 | 0 | 0 | -7.2 | 0 | 1.7 | 0 | -0.1 | 0.2 | -0.1 | 0.2 | 0 | 0 | 0 | 0 | 5.87 | 5.81 | -0.25 | 0.31 | -0.001 | 0 | -0.001 | PreCW-Front-GasDHW-GasDry | Appl-CW-Front-GasDHW-GasDry-Tier1AnySFm2017CZ07DEER2017 | 0
42958.3843 | Appl-CW-Front-GasDHW-GasDry-Tier1 | SFm | 2017 | CZ08 | rDXGF | -1 | Household | 1 | 2392.9 | -4.2 | 0 | 0 | -6.3 | 0 | 1.5 | 0 | 0 | 0.7 | -0.2 | 0.8 | 0 | 0 | 0 | 0 | 6.49 | 6.54 | -0.28 | 0.24 | 0 | 0 | 0 | -5.5 | 0 | 0 | -7.2 | 0 | 1.4 | 0 | 0 | 0.3 | -0.1 | 0.5 | 0 | 0 | 0 | 0 | 5.9 | 5.81 | -0.23 | 0.32 | 0 | 0 | -0.001 | PreCW-Front-GasDHW-GasDry | Appl-CW-Front-GasDHW-GasDry-Tier1AnySFm2017CZ08DEER2017 | 0
42958.3843 | Appl-CW-Front-GasDHW-GasDry-Tier1 | SFm | 2017 | CZ09 | rDXGF | -1 | Household | 1 | 2422.9 | -6.3 | 0 | 0 | -6.2 | 0 | 1.9 | 0 | 0 | -1.9 | -0.2 | -1.8 | 0 | 0 | 0 | 0 | 6.36 | 6.54 | -0.41 | 0.23 | 0.001 | 0 | -0.001 | -7.5 | 0 | 0 | -7.2 | 0 | 1.6 | 0 | 0 | -2 | -0.1 | -1.9 | 0 | 0 | 0 | 0 | 5.78 | 5.81 | -0.35 | 0.3 | 0.001 | 0 | -0.001 | PreCW-Front-GasDHW-GasDry | Appl-CW-Front-GasDHW-GasDry-Tier1AnySFm2017CZ09DEER2017 | 0
42958.3843 | Appl-CW-Front-GasDHW-GasDry-Tier1 | SFm | 2017 | CZ10 | rDXGF | -1 | Household | 1 | 1948.8 | -4.7 | 0 | 0 | -6.4 | 0 | 0.9 | 0 | 0 | 0.8 | -0.2 | 1 | 0 | 0 | 0 | 0 | 6.33 | 6.54 | -0.44 | 0.23 | 0.001 | 0 | 0 | -5.9 | 0 | 0 | -7.3 | 0 | 0.6 | 0 | 0 | 0.8 | -0.1 | 0.9 | 0 | 0 | 0 | 0 | 5.77 | 5.81 | -0.35 | 0.31 | 0 | 0 | -0.001 | PreCW-Front-GasDHW-GasDry | Appl-CW-Front-GasDHW-GasDry-Tier1AnySFm2017CZ10DEER2017 | 0
42958.3843 | Appl-CW-Front-GasDHW-GasDry-Tier1 | SFm | 2017 | CZ11 | rDXGF | -1 | Household | 1 | 1948.8 | -4.2 | 0 | 0 | -6.3 | 0 | 2 | 0 | -0.1 | 0.3 | -0.2 | 0.5 | 0 | 0 | 0 | 0 | 6.26 | 6.54 | -0.51 | 0.23 | 0.001 | 0 | -0.001 | -5.5 | 0 | 0 | -7.2 | 0 | 1.6 | 0 | 0 | 0.3 | -0.2 | 0.5 | 0 | 0 | 0 | 0 | 5.71 | 5.81 | -0.41 | 0.31 | 0.001 | 0 | -0.001 | PreCW-Front-GasDHW-GasDry | Appl-CW-Front-GasDHW-GasDry-Tier1AnySFm2017CZ11DEER2017 | 0
42958.3843 | Appl-CW-Front-GasDHW-GasDry-Tier1 | SFm | 2017 | CZ12 | rDXGF | -1 | Household | 1 | 1948.8 | -4.9 | 0 | 0 | -6.2 | 0 | 1.3 | 0 | -0.1 | 0.2 | -0.2 | 0.3 | 0 | 0 | 0 | 0 | 6.34 | 6.54 | -0.44 | 0.24 | 0.001 | 0 | -0.001 | -6.2 | 0 | 0 | -7.2 | 0 | 1.1 | 0 | -0.1 | 0.2 | -0.2 | 0.3 | 0 | 0 | 0 | 0 | 5.78 | 5.81 | -0.36 | 0.32 | 0.001 | 0 | -0.001 | PreCW-Front-GasDHW-GasDry | Appl-CW-Front-GasDHW-GasDry-Tier1AnySFm2017CZ12DEER2017 | 0
42958.3843 | Appl-CW-Front-GasDHW-GasDry-Tier1 | SFm | 2017 | CZ13 | rDXGF | -1 | Household | 1 | 1948.8 | -3.9 | 0 | 0 | -6.3 | 0 | 1.8 | 0 | -0.1 | 0.6 | -0.1 | 0.8 | 0 | 0 | 0 | 0 | 6.33 | 6.54 | -0.44 | 0.23 | 0 | 0 | -0.001 | -5.3 | 0 | 0 | -7.2 | 0 | 1.7 | 0 | -0.1 | 0.3 | -0.1 | 0.5 | 0 | 0 | 0 | 0 | 5.77 | 5.81 | -0.36 | 0.31 | 0 | 0 | -0.001 | PreCW-Front-GasDHW-GasDry | Appl-CW-Front-GasDHW-GasDry-Tier1AnySFm2017CZ13DEER2017 | 0
42958.3843 | Appl-CW-Front-GasDHW-GasDry-Tier1 | SFm | 2017 | CZ14 | rDXGF | -1 | Household | 1 | 2160.9 | -3.6 | 0 | 0 | -6.3 | 0 | 2.6 | 0 | -0.1 | 0.2 | -0.2 | 0.5 | 0 | 0 | 0 | 0 | 6.23 | 6.54 | -0.55 | 0.24 | 0.001 | 0 | -0.001 | -5 | 0 | 0 | -7.2 | 0 | 2.1 | 0 | -0.1 | 0.2 | -0.2 | 0.4 | 0 | 0 | 0 | 0 | 5.71 | 5.81 | -0.43 | 0.32 | 0 | 0 | -0.001 | PreCW-Front-GasDHW-GasDry | Appl-CW-Front-GasDHW-GasDry-Tier1AnySFm2017CZ14DEER2017 | 0
42958.3843 | Appl-CW-Front-GasDHW-GasDry-Tier1 | SFm | 2017 | CZ15 | rDXGF | -1 | Household | 1 | 2160.9 | -2 | 0 | 0 | -6.3 | 0 | 3.8 | 0 | -0.1 | 0.4 | -0.1 | 0.5 | 0 | 0 | 0 | 0 | 6.5 | 6.54 | -0.24 | 0.19 | 0.001 | 0 | -0.001 | -3.5 | 0 | 0 | -7.2 | 0 | 3.3 | 0 | -0.1 | 0.3 | -0.1 | 0.4 | 0 | 0 | 0 | 0 | 5.88 | 5.81 | -0.2 | 0.26 | 0.001 | 0 | -0.001 | PreCW-Front-GasDHW-GasDry | Appl-CW-Front-GasDHW-GasDry-Tier1AnySFm2017CZ15DEER2017 | 0
42958.3843 | Appl-CW-Front-GasDHW-GasDry-Tier1 | SFm | 2017 | CZ16 | rDXGF | -1 | Household | 1 | 2295.6 | -6.3 | 0 | 0 | -6.3 | 0 | 0.2 | 0 | -0.1 | -0.2 | -0.2 | 0 | 0 | 0 | 0 | 0 | 6.3 | 6.54 | -0.51 | 0.27 | 0 | 0 | -0.001 | -6.8 | 0 | 0 | -7.2 | 0 | 0.5 | 0 | 0 | -0.1 | -0.2 | 0.1 | 0 | 0 | 0 | 0 | 5.76 | 5.81 | -0.41 | 0.36 | 0 | 0 | -0.001 | PreCW-Front-GasDHW-GasDry | Appl-CW-Front-GasDHW-GasDry-Tier1AnySFm2017CZ16DEER2017 | 0
42958.3843 | Appl-CW-Front-GasDHW-GasDry-Tier2 | DMo | MH00 | CZ01 | rDXGF | -1 | Household | 1 | 1242 | 3.3 | 0 | 0 | 3.9 | 0 | 0 | 0 | -0.1 | -0.5 | -0.5 | 0 | 0 | 0 | 0 | 0 | 6.18 | 6.94 | -0.98 | 0.22 | 0 | 0 | 0 | 2.6 | 0 | 0 | 3.2 | 0 | 0 | 0 | -0.1 | -0.5 | -0.5 | 0 | 0 | 0 | 0 | 0 | 5.77 | 6.36 | -0.89 | 0.29 | 0 | 0 | 0 | PreCW-Front-GasDHW-GasDry | Appl-CW-Front-GasDHW-GasDry-Tier2AnyDMoMH00CZ01DEER2017 | 0
42958.3843 | Appl-CW-Front-GasDHW-GasDry-Tier2 | DMo | MH00 | CZ02 | rDXGF | -1 | Household | 1 | 1242 | 7.4 | 0 | 0 | 3.9 | 0 | 3.7 | 0 | -0.1 | 0 | -0.5 | 0.4 | 0 | 0 | 0 | 0 | 6.32 | 6.94 | -0.82 | 0.2 | 0 | 0 | 0.001 | 6.2 | 0 | 0 | 3.1 | 0 | 3.3 | 0 | -0.1 | 0 | -0.5 | 0.4 | 0 | 0 | 0 | 0 | 5.89 | 6.36 | -0.74 | 0.27 | -0.001 | 0 | 0.001 | PreCW-Front-GasDHW-GasDry | Appl-CW-Front-GasDHW-GasDry-Tier2AnyDMoMH00CZ02DEER2017 | 0
42958.3843 | Appl-CW-Front-GasDHW-GasDry-Tier2 | DMo | MH00 | CZ03 | rDXGF | -1 | Household | 1 | 1242 | 5.1 | 0 | 0 | 3.8 | 0 | 1.9 | 0 | -0.2 | -0.4 | -0.6 | 0.3 | 0 | 0 | 0 | 0 | 6.16 | 6.94 | -0.99 | 0.2 | 0.006 | 0 | 0.001 | 4.1 | 0 | 0 | 3.1 | 0 | 1.5 | 0 | -0.2 | -0.4 | -0.5 | 0.3 | 0 | 0 | 0 | 0 | 5.75 | 6.36 | -0.89 | 0.27 | 0.006 | 0 | 0.001 | PreCW-Front-GasDHW-GasDry | Appl-CW-Front-GasDHW-GasDry-Tier2AnyDMoMH00CZ03DEER2017 | 0
42958.3843 | Appl-CW-Front-GasDHW-GasDry-Tier2 | DMo | MH00 | CZ04 | rDXGF | -1 | Household | 1 | 1242 | 8.7 | 0 | 0 | 3.8 | 0 | 4.9 | 0 | -0.2 | 0.1 | -0.6 | 0.6 | 0 | 0 | 0 | 0 | 6.26 | 6.94 | -0.87 | 0.2 | 0.011 | 0 | 0 | 7.5 | 0 | 0 | 3.1 | 0 | 4.5 | 0 | -0.1 | 0.1 | -0.5 | 0.6 | 0 | 0 | 0 | 0 | 5.83 | 6.36 | -0.78 | 0.27 | 0.01 | 0 | 0 | PreCW-Front-GasDHW-GasDry | Appl-CW-Front-GasDHW-GasDry-Tier2AnyDMoMH00CZ04DEER2017 | 0
42958.3843 | Appl-CW-Front-GasDHW-GasDry-Tier2 | DMo | MH00 | CZ05 | rDXGF | -1 | Household | 1 | 1242 | 4.2 | 0 | 0 | 3.8 | 0 | 1.3 | 0 | -0.1 | -0.6 | -0.9 | 0.2 | 0 | 0 | 0 | 0 | 5.74 | 6.94 | -1.41 | 0.21 | 0.004 | 0 | 0.001 | 3.5 | 0 | 0 | 3.1 | 0 | 1.2 | 0 | -0.1 | -0.6 | -0.8 | 0.2 | 0 | 0 | 0 | 0 | 5.36 | 6.36 | -1.28 | 0.28 | 0.004 | 0 | 0.001 | PreCW-Front-GasDHW-GasDry | Appl-CW-Front-GasDHW-GasDry-Tier2AnyDMoMH00CZ05DEER2017 | 0
42958.3843 | Appl-CW-Front-GasDHW-GasDry-Tier2 | DMo | MH00 | CZ06 | rDXGF | -1 | Household | 1 | 1242 | 7.9 | 0 | 0 | 3.8 | 0 | 4.1 | 0 | -0.1 | 0.2 | -0.4 | 0.6 | 0 | 0 | 0 | 0 | 6.39 | 6.94 | -0.73 | 0.2 | 0.004 | 0 | 0 | 6.8 | 0 | 0 | 3.1 | 0 | 3.7 | 0 | -0.1 | 0.2 | -0.4 | 0.5 | 0 | 0 | 0 | 0 | 5.95 | 6.36 | -0.66 | 0.26 | 0.003 | 0 | 0 | PreCW-Front-GasDHW-GasDry | Appl-CW-Front-GasDHW-GasDry-Tier2AnyDMoMH00CZ06DEER2017 | 0
42958.3843 | Appl-CW-Front-GasDHW-GasDry-Tier2 | DMo | MH00 | CZ07 | rDXGF | -1 | Household | 1 | 1242 | 8.7 | 0 | 0 | 3.8 | 0 | 4.7 | 0 | 0 | 0.3 | -0.3 | 0.7 | 0 | 0 | 0 | 0 | 6.54 | 6.94 | -0.59 | 0.19 | 0.004 | 0 | 0 | 7.4 | 0 | 0 | 3 | 0 | 4.1 | 0 | 0 | 0.2 | -0.3 | 0.6 | 0 | 0 | 0 | 0 | 6.09 | 6.36 | -0.54 | 0.25 | 0.005 | 0 | 0 | PreCW-Front-GasDHW-GasDry | Appl-CW-Front-GasDHW-GasDry-Tier2AnyDMoMH00CZ07DEER2017 | 0
42958.3843 | Appl-CW-Front-GasDHW-GasDry-Tier2 | DMo | MH00 | CZ08 | rDXGF | -1 | Household | 1 | 1242 | 9.9 | 0 | 0 | 3.8 | 0 | 5.8 | 0 | -0.1 | 0.4 | -0.4 | 0.8 | 0 | 0 | 0 | 0 | 6.52 | 6.94 | -0.61 | 0.19 | 0.004 | 0 | 0.001 | 8.5 | 0 | 0 | 3 | 0 | 5.2 | 0 | 0 | 0.4 | -0.3 | 0.7 | 0 | 0 | 0 | 0 | 6.08 | 6.36 | -0.54 | 0.25 | 0.004 | 0 | 0.001 | PreCW-Front-GasDHW-GasDry | Appl-CW-Front-GasDHW-GasDry-Tier2AnyDMoMH00CZ08DEER2017 | 0
42958.3843 | Appl-CW-Front-GasDHW-GasDry-Tier2 | DMo | MH00 | CZ09 | rDXGF | -1 | Household | 1 | 1242 | 9.2 | 0 | 0 | 3.8 | 0 | 5.2 | 0 | 0 | 0.2 | -0.4 | 0.7 | 0 | 0 | 0 | 0 | 6.44 | 6.94 | -0.69 | 0.18 | 0.005 | 0 | 0.001 | 7.7 | 0 | 0 | 3 | 0 | 4.6 | 0 | 0 | 0.2 | -0.3 | 0.6 | 0 | 0 | 0 | 0 | 5.99 | 6.36 | -0.62 | 0.25 | 0.005 | 0 | 0.001 | PreCW-Front-GasDHW-GasDry | Appl-CW-Front-GasDHW-GasDry-Tier2AnyDMoMH00CZ09DEER2017 | 0
42958.3843 | Appl-CW-Front-GasDHW-GasDry-Tier2 | DMo | MH00 | CZ10 | rDXGF | -1 | Household | 1 | 1242 | 12.3 | 0 | 0 | 3.8 | 0 | 7.9 | 0 | -0.1 | 0.6 | -0.4 | 1 | 0 | 0 | 0 | 0 | 6.51 | 6.94 | -0.62 | 0.18 | 0.004 | 0 | 0 | 10.8 | 0 | 0 | 3 | 0 | 7.2 | 0 | -0.1 | 0.5 | -0.3 | 0.9 | 0 | 0 | 0 | 0 | 6.05 | 6.36 | -0.55 | 0.25 | 0.004 | 0 | 0 | PreCW-Front-GasDHW-GasDry | Appl-CW-Front-GasDHW-GasDry-Tier2AnyDMoMH00CZ10DEER2017 | 0
42958.3843 | Appl-CW-Front-GasDHW-GasDry-Tier2 | DMo | MH00 | CZ11 | rDXGF | -1 | Household | 1 | 1242 | 10.1 | 0 | 0 | 3.8 | 0 | 6.2 | 0 | -0.1 | 0.2 | -0.4 | 0.8 | 0 | 0 | 0 | 0 | 6.35 | 6.94 | -0.78 | 0.19 | 0.005 | 0 | 0 | 8.7 | 0 | 0 | 3 | 0 | 5.6 | 0 | -0.1 | 0.2 | -0.4 | 0.7 | 0 | 0 | 0 | 0 | 5.91 | 6.36 | -0.71 | 0.25 | 0.004 | 0 | 0 | PreCW-Front-GasDHW-GasDry | Appl-CW-Front-GasDHW-GasDry-Tier2AnyDMoMH00CZ11DEER2017 | 0
42958.3843 | Appl-CW-Front-GasDHW-GasDry-Tier2 | DMo | MH00 | CZ12 | rDXGF | -1 | Household | 1 | 1242 | 10 | 0 | 0 | 3.8 | 0 | 6.1 | 0 | -0.1 | 0.2 | -0.5 | 0.8 | 0 | 0 | 0 | 0 | 6.29 | 6.94 | -0.85 | 0.2 | 0.006 | 0 | 0 | 8.6 | 0 | 0 | 3 | 0 | 5.4 | 0 | 0 | 0.2 | -0.4 | 0.7 | 0 | 0 | 0 | 0 | 5.86 | 6.36 | -0.76 | 0.26 | 0.005 | 0 | 0 | PreCW-Front-GasDHW-GasDry | Appl-CW-Front-GasDHW-GasDry-Tier2AnyDMoMH00CZ12DEER2017 | 0
42958.3843 | Appl-CW-Front-GasDHW-GasDry-Tier2 | DMo | MH00 | CZ13 | rDXGF | -1 | Household | 1 | 1242 | 11.3 | 0 | 0 | 3.7 | 0 | 7.3 | 0 | -0.1 | 0.3 | -0.5 | 0.8 | 0 | 0 | 0 | 0 | 6.31 | 6.94 | -0.82 | 0.19 | 0.005 | 0 | 0.001 | 9.8 | 0 | 0 | 3 | 0 | 6.6 | 0 | -0.1 | 0.3 | -0.4 | 0.8 | 0 | 0 | 0 | 0 | 5.87 | 6.36 | -0.74 | 0.25 | 0.005 | 0 | 0.001 | PreCW-Front-GasDHW-GasDry | Appl-CW-Front-GasDHW-GasDry-Tier2AnyDMoMH00CZ13DEER2017 | 0
42958.3843 | Appl-CW-Front-GasDHW-GasDry-Tier2 | DMo | MH00 | CZ14 | rDXGF | -1 | Household | 1 | 1242 | 10.8 | 0 | 0 | 3.8 | 0 | 6.9 | 0 | -0.1 | 0.3 | -0.5 | 0.9 | 0 | 0 | 0 | 0 | 6.31 | 6.94 | -0.81 | 0.19 | 0.004 | 0 | 0 | 9.4 | 0 | 0 | 3 | 0 | 6.3 | 0 | 0 | 0.3 | -0.5 | 0.8 | 0 | 0 | 0 | 0 | 5.88 | 6.36 | -0.73 | 0.26 | 0.004 | 0 | 0 | PreCW-Front-GasDHW-GasDry | Appl-CW-Front-GasDHW-GasDry-Tier2AnyDMoMH00CZ14DEER2017 | 0
42958.3843 | Appl-CW-Front-GasDHW-GasDry-Tier2 | DMo | MH00 | CZ15 | rDXGF | -1 | Household | 1 | 1242 | 14.9 | 0 | 0 | 3.8 | 0 | 10.2 | 0 | -0.1 | 1 | -0.2 | 1.1 | 0 | 0 | 0 | 0 | 6.81 | 6.94 | -0.28 | 0.16 | 0.004 | 0 | 0 | 13.1 | 0 | 0 | 3.1 | 0 | 9.3 | 0 | -0.1 | 0.9 | -0.2 | 1 | 0 | 0 | 0 | 0 | 6.31 | 6.36 | -0.26 | 0.21 | 0.004 | 0 | 0 | PreCW-Front-GasDHW-GasDry | Appl-CW-Front-GasDHW-GasDry-Tier2AnyDMoMH00CZ15DEER2017 | 0
42958.3843 | Appl-CW-Front-GasDHW-GasDry-Tier2 | DMo | MH00 | CZ16 | rDXGF | -1 | Household | 1 | 1242 | 7.8 | 0 | 0 | 3.8 | 0 | 3.9 | 0 | -0.1 | 0.1 | -0.5 | 0.5 | 0 | 0 | 0 | 0 | 6.37 | 6.94 | -0.79 | 0.21 | 0.008 | 0 | 0 | 6.7 | 0 | 0 | 3.1 | 0 | 3.5 | 0 | -0.1 | 0.1 | -0.5 | 0.5 | 0 | 0 | 0 | 0 | 5.94 | 6.36 | -0.71 | 0.29 | 0.008 | 0 | 0 | PreCW-Front-GasDHW-GasDry | Appl-CW-Front-GasDHW-GasDry-Tier2AnyDMoMH00CZ16DEER2017 | 0
42958.3843 | Appl-CW-Front-GasDHW-GasDry-Tier2 | DMo | MH06 | CZ01 | rDXGF | -1 | Household | 1 | 1242 | 3.2 | 0 | 0 | 4 | 0 | 0 | 0 | -0.1 | -0.7 | -0.7 | 0 | 0 | 0 | 0 | 0 | 5.96 | 6.94 | -1.2 | 0.22 | 0 | 0 | 0 | 2.5 | 0 | 0 | 3.2 | 0 | 0 | 0 | -0.1 | -0.6 | -0.6 | 0 | 0 | 0 | 0 | 0 | 5.57 | 6.36 | -1.08 | 0.29 | 0 | 0 | 0 | PreCW-Front-GasDHW-GasDry | Appl-CW-Front-GasDHW-GasDry-Tier2AnyDMoMH06CZ01DEER2017 | 0
42958.3843 | Appl-CW-Front-GasDHW-GasDry-Tier2 | DMo | MH06 | CZ02 | rDXGF | -1 | Household | 1 | 1242 | 7.7 | 0 | 0 | 3.8 | 0 | 4 | 0 | -0.1 | 0.1 | -0.6 | 0.7 | 0 | 0 | 0 | 0 | 6.21 | 6.94 | -0.93 | 0.2 | 0.004 | 0 | 0.001 | 6.5 | 0 | 0 | 3.1 | 0 | 3.5 | 0 | -0.1 | 0.1 | -0.5 | 0.6 | 0 | 0 | 0 | 0 | 5.79 | 6.36 | -0.84 | 0.27 | 0.004 | 0 | 0 | PreCW-Front-GasDHW-GasDry | Appl-CW-Front-GasDHW-GasDry-Tier2AnyDMoMH06CZ02DEER2017 | 0
42958.3843 | Appl-CW-Front-GasDHW-GasDry-Tier2 | DMo | MH06 | CZ03 | rDXGF | -1 | Household | 1 | 1242 | 5.9 | 0 | 0 | 3.9 | 0 | 2 | 0 | 0 | 0.1 | -0.3 | 0.4 | 0 | 0 | 0 | 0 | 6.55 | 6.94 | -0.59 | 0.21 | 0.004 | 0 | 0 | 4.9 | 0 | 0 | 3.1 | 0 | 1.8 | 0 | 0 | 0.1 | -0.3 | 0.3 | 0 | 0 | 0 | 0 | 6.11 | 6.36 | -0.53 | 0.28 | 0.004 | 0 | 0 | PreCW-Front-GasDHW-GasDry | Appl-CW-Front-GasDHW-GasDry-Tier2AnyDMoMH06CZ03DEER2017 | 0
42958.3843 | Appl-CW-Front-GasDHW-GasDry-Tier2 | DMo | MH06 | CZ04 | rDXGF | -1 | Household | 1 | 1242 | 8.1 | 0 | 0 | 3.8 | 0 | 4.1 | 0 | -0.1 | 0.2 | -0.5 | 0.7 | 0 | 0 | 0 | 0 | 6.41 | 6.94 | -0.74 | 0.2 | 0.003 | 0 | 0 | 7 | 0 | 0 | 3 | 0 | 3.8 | 0 | 0 | 0.2 | -0.4 | 0.6 | 0 | 0 | 0 | 0 | 5.96 | 6.36 | -0.67 | 0.27 | 0.003 | 0 | 0 | PreCW-Front-GasDHW-GasDry | Appl-CW-Front-GasDHW-GasDry-Tier2AnyDMoMH06CZ04DEER2017 | 0
42958.3843 | Appl-CW-Front-GasDHW-GasDry-Tier2 | DMo | MH06 | CZ05 | rDXGF | -1 | Household | 1 | 1242 | 5.8 | 0 | 0 | 3.9 | 0 | 2.2 | 0 | -0.1 | -0.2 | -0.5 | 0.3 | 0 | 0 | 0 | 0 | 6.17 | 6.94 | -0.97 | 0.2 | 0.004 | 0 | 0.001 | 4.9 | 0 | 0 | 3.2 | 0 | 2 | 0 | -0.1 | -0.2 | -0.5 | 0.3 | 0 | 0 | 0 | 0 | 5.76 | 6.36 | -0.87 | 0.27 | 0.004 | 0 | 0.001 | PreCW-Front-GasDHW-GasDry | Appl-CW-Front-GasDHW-GasDry-Tier2AnyDMoMH06CZ05DEER2017 | 0
42958.3843 | Appl-CW-Front-GasDHW-GasDry-Tier2 | DMo | MH06 | CZ06 | rDXGF | -1 | Household | 1 | 1242 | 8.4 | 0 | 0 | 4 | 0 | 3.9 | 0 | 0 | 0.6 | 0 | 0.7 | 0 | 0 | 0 | 0 | 7.02 | 6.94 | -0.12 | 0.19 | 0.003 | 0 | 0 | 7.2 | 0 | 0 | 3.2 | 0 | 3.6 | 0 | 0 | 0.6 | 0 | 0.6 | 0 | 0 | 0 | 0 | 6.52 | 6.36 | -0.11 | 0.25 | 0.002 | 0 | 0 | PreCW-Front-GasDHW-GasDry | Appl-CW-Front-GasDHW-GasDry-Tier2AnyDMoMH06CZ06DEER2017 | 0
42958.3843 | Appl-CW-Front-GasDHW-GasDry-Tier2 | DMo | MH06 | CZ07 | rDXGF | -1 | Household | 1 | 1242 | 11 | 0 | 0 | 3.9 | 0 | 6.2 | 0 | 0 | 1 | -0.1 | 1.2 | 0 | 0 | 0 | 0 | 6.86 | 6.94 | -0.27 | 0.19 | 0.003 | 0 | 0.001 | 9.7 | 0 | 0 | 3.1 | 0 | 5.7 | 0 | 0 | 0.9 | -0.1 | 1.1 | 0 | 0 | 0 | 0 | 6.38 | 6.36 | -0.25 | 0.25 | 0.003 | 0 | 0.001 | PreCW-Front-GasDHW-GasDry | Appl-CW-Front-GasDHW-GasDry-Tier2AnyDMoMH06CZ07DEER2017 | 0
42958.3843 | Appl-CW-Front-GasDHW-GasDry-Tier2 | DMo | MH06 | CZ08 | rDXGF | -1 | Household | 1 | 1242 | 10.5 | 0 | 0 | 3.8 | 0 | 5.9 | 0 | -0.1 | 0.9 | -0.2 | 1 | 0 | 0 | 0 | 0 | 6.7 | 6.94 | -0.43 | 0.19 | 0.004 | 0 | 0 | 9 | 0 | 0 | 3.1 | 0 | 5.3 | 0 | -0.1 | 0.8 | -0.2 | 0.9 | 0 | 0 | 0 | 0 | 6.23 | 6.36 | -0.39 | 0.25 | 0.003 | 0 | 0 | PreCW-Front-GasDHW-GasDry | Appl-CW-Front-GasDHW-GasDry-Tier2AnyDMoMH06CZ08DEER2017 | 0
42958.3843 | Appl-CW-Front-GasDHW-GasDry-Tier2 | DMo | MH06 | CZ09 | rDXGF | -1 | Household | 1 | 1242 | 9.7 | 0 | 0 | 3.8 | 0 | 5.3 | 0 | -0.1 | 0.6 | -0.3 | 0.9 | 0 | 0 | 0 | 0 | 6.62 | 6.94 | -0.5 | 0.19 | 0.003 | 0 | 0 | 8.4 | 0 | 0 | 3.1 | 0 | 4.8 | 0 | 0 | 0.6 | -0.3 | 0.8 | 0 | 0 | 0 | 0 | 6.16 | 6.36 | -0.44 | 0.25 | 0.003 | 0 | 0 | PreCW-Front-GasDHW-GasDry | Appl-CW-Front-GasDHW-GasDry-Tier2AnyDMoMH06CZ09DEER2017 | 0
42958.3843 | Appl-CW-Front-GasDHW-GasDry-Tier2 | DMo | MH06 | CZ10 | rDXGF | -1 | Household | 1 | 1242 | 10.4 | 0 | 0 | 3.7 | 0 | 6.1 | 0 | -0.1 | 0.7 | -0.3 | 1 | 0 | 0 | 0 | 0 | 6.49 | 6.94 | -0.63 | 0.18 | 0.003 | 0 | 0.001 | 9 | 0 | 0 | 3 | 0 | 5.5 | 0 | -0.1 | 0.6 | -0.3 | 0.9 | 0 | 0 | 0 | 0 | 6.04 | 6.36 | -0.57 | 0.25 | 0.002 | 0 | 0.001 | PreCW-Front-GasDHW-GasDry | Appl-CW-Front-GasDHW-GasDry-Tier2AnyDMoMH06CZ10DEER2017 | 0
42958.3843 | Appl-CW-Front-GasDHW-GasDry-Tier2 | DMo | MH06 | CZ11 | rDXGF | -1 | Household | 1 | 1242 | 9.5 | 0 | 0 | 3.8 | 0 | 5.4 | 0 | -0.1 | 0.4 | -0.4 | 0.8 | 0 | 0 | 0 | 0 | 6.48 | 6.94 | -0.64 | 0.19 | 0.005 | 0 | 0.001 | 8.2 | 0 | 0 | 3.1 | 0 | 4.8 | 0 | -0.1 | 0.4 | -0.4 | 0.7 | 0 | 0 | 0 | 0 | 6.03 | 6.36 | -0.58 | 0.25 | 0.004 | 0 | 0.001 | PreCW-Front-GasDHW-GasDry | Appl-CW-Front-GasDHW-GasDry-Tier2AnyDMoMH06CZ11DEER2017 | 0
42958.3843 | Appl-CW-Front-GasDHW-GasDry-Tier2 | DMo | MH06 | CZ12 | rDXGF | -1 | Household | 1 | 1242 | 8.4 | 0 | 0 | 3.8 | 0 | 4.5 | 0 | -0.1 | 0.2 | -0.4 | 0.7 | 0 | 0 | 0 | 0 | 6.31 | 6.94 | -0.82 | 0.2 | 0.004 | 0 | 0.001 | 7.3 | 0 | 0 | 3.1 | 0 | 4.1 | 0 | -0.1 | 0.2 | -0.4 | 0.7 | 0 | 0 | 0 | 0 | 5.88 | 6.36 | -0.73 | 0.26 | 0.004 | 0 | 0.001 | PreCW-Front-GasDHW-GasDry | Appl-CW-Front-GasDHW-GasDry-Tier2AnyDMoMH06CZ12DEER2017 | 0
42958.3843 | Appl-CW-Front-GasDHW-GasDry-Tier2 | DMo | MH06 | CZ13 | rDXGF | -1 | Household | 1 | 1242 | 10.6 | 0 | 0 | 3.8 | 0 | 6.3 | 0 | -0.1 | 0.6 | -0.4 | 1 | 0 | 0 | 0 | 0 | 6.43 | 6.94 | -0.7 | 0.18 | 0.004 | 0 | 0.001 | 9.2 | 0 | 0 | 3.1 | 0 | 5.7 | 0 | -0.1 | 0.6 | -0.3 | 0.9 | 0 | 0 | 0 | 0 | 5.98 | 6.36 | -0.63 | 0.25 | 0.003 | 0 | 0.001 | PreCW-Front-GasDHW-GasDry | Appl-CW-Front-GasDHW-GasDry-Tier2AnyDMoMH06CZ13DEER2017 | 0
42958.3843 | Appl-CW-Front-GasDHW-GasDry-Tier2 | DMo | MH06 | CZ14 | rDXGF | -1 | Household | 1 | 1242 | 10.2 | 0 | 0 | 3.8 | 0 | 6 | 0 | 0 | 0.6 | -0.4 | 1 | 0 | 0 | 0 | 0 | 6.39 | 6.94 | -0.74 | 0.19 | 0.003 | 0 | 0.001 | 8.8 | 0 | 0 | 3 | 0 | 5.4 | 0 | 0 | 0.5 | -0.4 | 0.9 | 0 | 0 | 0 | 0 | 5.95 | 6.36 | -0.66 | 0.25 | 0.003 | 0 | 0.001 | PreCW-Front-GasDHW-GasDry | Appl-CW-Front-GasDHW-GasDry-Tier2AnyDMoMH06CZ14DEER2017 | 0
42958.3843 | Appl-CW-Front-GasDHW-GasDry-Tier2 | DMo | MH06 | CZ15 | rDXGF | -1 | Household | 1 | 1242 | 12.8 | 0 | 0 | 3.8 | 0 | 8.1 | 0 | -0.1 | 1 | -0.1 | 1.2 | 0 | 0 | 0 | 0 | 6.84 | 6.94 | -0.25 | 0.15 | 0.003 | 0 | 0 | 11 | 0 | 0 | 3 | 0 | 7.1 | 0 | -0.1 | 0.9 | -0.1 | 1 | 0 | 0 | 0 | 0 | 6.34 | 6.36 | -0.23 | 0.21 | 0.003 | 0 | 0 | PreCW-Front-GasDHW-GasDry | Appl-CW-Front-GasDHW-GasDry-Tier2AnyDMoMH06CZ15DEER2017 | 0
42958.3843 | Appl-CW-Front-GasDHW-GasDry-Tier2 | DMo | MH06 | CZ16 | rDXGF | -1 | Household | 1 | 1242 | 6.5 | 0 | 0 | 3.9 | 0 | 2.7 | 0 | -0.1 | 0 | -0.5 | 0.5 | 0 | 0 | 0 | 0 | 6.39 | 6.94 | -0.77 | 0.22 | 0.003 | 0 | 0.001 | 5.5 | 0 | 0 | 3.2 | 0 | 2.4 | 0 | -0.1 | 0 | -0.4 | 0.5 | 0 | 0 | 0 | 0 | 5.95 | 6.36 | -0.7 | 0.29 | 0.003 | 0 | 0.001 | PreCW-Front-GasDHW-GasDry | Appl-CW-Front-GasDHW-GasDry-Tier2AnyDMoMH06CZ16DEER2017 | 0
42958.3843 | Appl-CW-Front-GasDHW-GasDry-Tier2 | DMo | MH15 | CZ01 | rDXGF | -1 | Household | 1 | 1242 | 3.3 | 0 | 0 | 4 | 0 | 0 | 0 | -0.1 | -0.6 | -0.6 | 0 | 0 | 0 | 0 | 0 | 6.06 | 6.94 | -1.1 | 0.22 | 0 | 0 | 0 | 2.6 | 0 | 0 | 3.2 | 0 | 0 | 0 | -0.1 | -0.5 | -0.5 | 0 | 0 | 0 | 0 | 0 | 5.66 | 6.36 | -1 | 0.29 | 0 | 0 | 0 | PreCW-Front-GasDHW-GasDry | Appl-CW-Front-GasDHW-GasDry-Tier2AnyDMoMH15CZ01DEER2017 | 0
42958.3843 | Appl-CW-Front-GasDHW-GasDry-Tier2 | DMo | MH15 | CZ02 | rDXGF | -1 | Household | 1 | 1242 | 7.4 | 0 | 0 | 3.8 | 0 | 3.6 | 0 | -0.1 | 0.1 | -0.5 | 0.5 | 0 | 0 | 0 | 0 | 6.22 | 6.94 | -0.93 | 0.2 | 0.001 | 0 | 0.001 | 6.3 | 0 | 0 | 3.1 | 0 | 3.2 | 0 | -0.1 | 0.1 | -0.4 | 0.5 | 0 | 0 | 0 | 0 | 5.8 | 6.36 | -0.84 | 0.27 | 0.001 | 0 | 0.001 | PreCW-Front-GasDHW-GasDry | Appl-CW-Front-GasDHW-GasDry-Tier2AnyDMoMH15CZ02DEER2017 | 0
42958.3843 | Appl-CW-Front-GasDHW-GasDry-Tier2 | DMo | MH15 | CZ03 | rDXGF | -1 | Household | 1 | 1242 | 5.1 | 0 | 0 | 3.8 | 0 | 1.6 | 0 | -0.1 | -0.2 | -0.5 | 0.3 | 0 | 0 | 0 | 0 | 6.24 | 6.94 | -0.9 | 0.21 | 0.004 | 0 | 0.001 | 4.2 | 0 | 0 | 3.1 | 0 | 1.4 | 0 | -0.1 | -0.2 | -0.4 | 0.3 | 0 | 0 | 0 | 0 | 5.83 | 6.36 | -0.81 | 0.28 | 0.004 | 0 | 0.001 | PreCW-Front-GasDHW-GasDry | Appl-CW-Front-GasDHW-GasDry-Tier2AnyDMoMH15CZ03DEER2017 | 0
42958.3843 | Appl-CW-Front-GasDHW-GasDry-Tier2 | DMo | MH15 | CZ04 | rDXGF | -1 | Household | 1 | 1242 | 7.9 | 0 | 0 | 3.8 | 0 | 3.9 | 0 | -0.1 | 0.3 | -0.4 | 0.7 | 0 | 0 | 0 | 0 | 6.36 | 6.94 | -0.78 | 0.2 | 0.004 | 0 | 0 | 6.7 | 0 | 0 | 3.1 | 0 | 3.5 | 0 | -0.1 | 0.2 | -0.4 | 0.6 | 0 | 0 | 0 | 0 | 5.93 | 6.36 | -0.7 | 0.27 | 0.004 | 0 | 0 | PreCW-Front-GasDHW-GasDry | Appl-CW-Front-GasDHW-GasDry-Tier2AnyDMoMH15CZ04DEER2017 | 0
42958.3843 | Appl-CW-Front-GasDHW-GasDry-Tier2 | DMo | MH15 | CZ05 | rDXGF | -1 | Household | 1 | 1242 | 5 | 0 | 0 | 3.9 | 0 | 1.6 | 0 | -0.1 | -0.2 | -0.5 | 0.3 | 0 | 0 | 0 | 0 | 6.1 | 6.94 | -1.06 | 0.2 | 0.005 | 0 | 0.001 | 3.9 | 0 | 0 | 3.1 | 0 | 1.3 | 0 | -0.1 | -0.2 | -0.4 | 0.2 | 0 | 0 | 0 | 0 | 5.66 | 6.36 | -0.98 | 0.27 | 0.004 | 0 | 0 | PreCW-Front-GasDHW-GasDry | Appl-CW-Front-GasDHW-GasDry-Tier2AnyDMoMH15CZ05DEER2017 | 0
42958.3843 | Appl-CW-Front-GasDHW-GasDry-Tier2 | DMo | MH15 | CZ06 | rDXGF | -1 | Household | 1 | 1242 | 8.9 | 0 | 0 | 3.8 | 0 | 4.6 | 0 | 0 | 0.4 | -0.3 | 0.8 | 0 | 0 | 0 | 0 | 6.47 | 6.94 | -0.66 | 0.19 | 0.003 | 0 | 0.001 | 7.8 | 0 | 0 | 3.1 | 0 | 4.3 | 0 | 0 | 0.4 | -0.3 | 0.7 | 0 | 0 | 0 | 0 | 6.02 | 6.36 | -0.59 | 0.25 | 0.003 | 0 | 0.001 | PreCW-Front-GasDHW-GasDry | Appl-CW-Front-GasDHW-GasDry-Tier2AnyDMoMH15CZ06DEER2017 | 0
42958.3843 | Appl-CW-Front-GasDHW-GasDry-Tier2 | DMo | MH15 | CZ07 | rDXGF | -1 | Household | 1 | 1242 | 9.5 | 0 | 0 | 3.8 | 0 | 4.9 | 0 | -0.1 | 0.7 | -0.1 | 0.8 | 0 | 0 | 0 | 0 | 6.81 | 6.94 | -0.32 | 0.19 | 0.003 | 0 | 0.001 | 8.3 | 0 | 0 | 3.1 | 0 | 4.5 | 0 | -0.1 | 0.6 | -0.1 | 0.7 | 0 | 0 | 0 | 0 | 6.32 | 6.36 | -0.29 | 0.25 | 0.003 | 0 | 0.001 | PreCW-Front-GasDHW-GasDry | Appl-CW-Front-GasDHW-GasDry-Tier2AnyDMoMH15CZ07DEER2017 | 0
42958.3843 | Appl-CW-Front-GasDHW-GasDry-Tier2 | DMo | MH15 | CZ08 | rDXGF | -1 | Household | 1 | 1242 | 10.2 | 0 | 0 | 3.8 | 0 | 5.7 | 0 | 0 | 0.7 | -0.2 | 1 | 0 | 0 | 0 | 0 | 6.69 | 6.94 | -0.43 | 0.19 | 0.003 | 0 | 0.001 | 8.8 | 0 | 0 | 3.1 | 0 | 5.2 | 0 | 0 | 0.6 | -0.2 | 0.9 | 0 | 0 | 0 | 0 | 6.22 | 6.36 | -0.39 | 0.25 | 0.003 | 0 | 0.001 | PreCW-Front-GasDHW-GasDry | Appl-CW-Front-GasDHW-GasDry-Tier2AnyDMoMH15CZ08DEER2017 | 0
42958.3843 | Appl-CW-Front-GasDHW-GasDry-Tier2 | DMo | MH15 | CZ09 | rDXGF | -1 | Household | 1 | 1242 | 9.4 | 0 | 0 | 3.8 | 0 | 5.1 | 0 | -0.1 | 0.5 | -0.2 | 0.8 | 0 | 0 | 0 | 0 | 6.59 | 6.94 | -0.54 | 0.19 | 0.003 | 0 | 0 | 8.2 | 0 | 0 | 3.1 | 0 | 4.7 | 0 | -0.1 | 0.5 | -0.2 | 0.8 | 0 | 0 | 0 | 0 | 6.14 | 6.36 | -0.47 | 0.25 | 0.002 | 0 | 0 | PreCW-Front-GasDHW-GasDry | Appl-CW-Front-GasDHW-GasDry-Tier2AnyDMoMH15CZ09DEER2017 | 0
42958.3843 | Appl-CW-Front-GasDHW-GasDry-Tier2 | DMo | MH15 | CZ10 | rDXGF | -1 | Household | 1 | 1242 | 9.8 | 0 | 0 | 3.8 | 0 | 5.6 | 0 | 0 | 0.6 | -0.3 | 0.9 | 0 | 0 | 0 | 0 | 6.55 | 6.94 | -0.58 | 0.18 | 0.003 | 0 | 0 | 8.6 | 0 | 0 | 3 | 0 | 5.1 | 0 | 0 | 0.5 | -0.2 | 0.8 | 0 | 0 | 0 | 0 | 6.09 | 6.36 | -0.53 | 0.25 | 0.003 | 0 | 0 | PreCW-Front-GasDHW-GasDry | Appl-CW-Front-GasDHW-GasDry-Tier2AnyDMoMH15CZ10DEER2017 | 0
42958.3843 | Appl-CW-Front-GasDHW-GasDry-Tier2 | DMo | MH15 | CZ11 | rDXGF | -1 | Household | 1 | 1242 | 9 | 0 | 0 | 3.8 | 0 | 4.9 | 0 | 0 | 0.4 | -0.3 | 0.8 | 0 | 0 | 0 | 0 | 6.41 | 6.94 | -0.73 | 0.19 | 0.003 | 0 | 0.001 | 7.7 | 0 | 0 | 3.1 | 0 | 4.4 | 0 | 0 | 0.3 | -0.3 | 0.7 | 0 | 0 | 0 | 0 | 5.96 | 6.36 | -0.66 | 0.25 | 0.003 | 0 | 0.001 | PreCW-Front-GasDHW-GasDry | Appl-CW-Front-GasDHW-GasDry-Tier2AnyDMoMH15CZ11DEER2017 | 0
42958.3843 | Appl-CW-Front-GasDHW-GasDry-Tier2 | DMo | MH15 | CZ12 | rDXGF | -1 | Household | 1 | 1242 | 8.3 | 0 | 0 | 3.7 | 0 | 4.3 | 0 | -0.1 | 0.2 | -0.4 | 0.6 | 0 | 0 | 0 | 0 | 6.38 | 6.94 | -0.75 | 0.2 | 0.004 | 0 | 0 | 7.1 | 0 | 0 | 3 | 0 | 3.8 | 0 | -0.1 | 0.2 | -0.4 | 0.6 | 0 | 0 | 0 | 0 | 5.95 | 6.36 | -0.68 | 0.26 | 0.004 | 0 | 0 | PreCW-Front-GasDHW-GasDry | Appl-CW-Front-GasDHW-GasDry-Tier2AnyDMoMH15CZ12DEER2017 | 0
42958.3843 | Appl-CW-Front-GasDHW-GasDry-Tier2 | DMo | MH15 | CZ13 | rDXGF | -1 | Household | 1 | 1242 | 10.4 | 0 | 0 | 3.8 | 0 | 6 | 0 | -0.1 | 0.6 | -0.4 | 0.9 | 0 | 0 | 0 | 0 | 6.46 | 6.94 | -0.66 | 0.18 | 0.004 | 0 | 0.001 | 9 | 0 | 0 | 3.1 | 0 | 5.5 | 0 | -0.1 | 0.6 | -0.3 | 0.8 | 0 | 0 | 0 | 0 | 6.01 | 6.36 | -0.6 | 0.25 | 0.003 | 0 | 0.001 | PreCW-Front-GasDHW-GasDry | Appl-CW-Front-GasDHW-GasDry-Tier2AnyDMoMH15CZ13DEER2017 | 0
42958.3843 | Appl-CW-Front-GasDHW-GasDry-Tier2 | DMo | MH15 | CZ14 | rDXGF | -1 | Household | 1 | 1242 | 9.8 | 0 | 0 | 3.7 | 0 | 5.7 | 0 | -0.1 | 0.4 | -0.3 | 0.9 | 0 | 0 | 0 | 0 | 6.37 | 6.94 | -0.77 | 0.19 | 0.003 | 0 | 0 | 8.4 | 0 | 0 | 3 | 0 | 5.1 | 0 | -0.1 | 0.4 | -0.3 | 0.8 | 0 | 0 | 0 | 0 | 5.93 | 6.36 | -0.69 | 0.25 | 0.003 | 0 | 0 | PreCW-Front-GasDHW-GasDry | Appl-CW-Front-GasDHW-GasDry-Tier2AnyDMoMH15CZ14DEER2017 | 0
42958.3843 | Appl-CW-Front-GasDHW-GasDry-Tier2 | DMo | MH15 | CZ15 | rDXGF | -1 | Household | 1 | 1242 | 13 | 0 | 0 | 3.7 | 0 | 8.2 | 0 | -0.1 | 1 | -0.1 | 1.2 | 0 | 0 | 0 | 0 | 6.83 | 6.94 | -0.26 | 0.15 | 0.003 | 0 | 0 | 11.3 | 0 | 0 | 3 | 0 | 7.3 | 0 | -0.1 | 0.9 | -0.1 | 1 | 0 | 0 | 0 | 0 | 6.34 | 6.36 | -0.23 | 0.21 | 0.003 | 0 | 0 | PreCW-Front-GasDHW-GasDry | Appl-CW-Front-GasDHW-GasDry-Tier2AnyDMoMH15CZ15DEER2017 | 0
42958.3843 | Appl-CW-Front-GasDHW-GasDry-Tier2 | DMo | MH15 | CZ16 | rDXGF | -1 | Household | 1 | 1242 | 6.3 | 0 | 0 | 3.9 | 0 | 2.6 | 0 | -0.1 | 0 | -0.4 | 0.4 | 0 | 0 | 0 | 0 | 6.37 | 6.94 | -0.79 | 0.22 | 0.002 | 0 | 0.001 | 5.4 | 0 | 0 | 3.2 | 0 | 2.4 | 0 | -0.1 | 0 | -0.3 | 0.4 | 0 | 0 | 0 | 0 | 5.94 | 6.36 | -0.72 | 0.29 | 0.001 | 0 | 0.001 | PreCW-Front-GasDHW-GasDry | Appl-CW-Front-GasDHW-GasDry-Tier2AnyDMoMH15CZ16DEER2017 | 0
42958.3843 | Appl-CW-Front-GasDHW-GasDry-Tier2 | DMo | MH72 | CZ01 | rDXGF | -1 | Household | 1 | 1196 | 3.4 | 0 | 0 | 4 | 0 | 0 | 0 | -0.1 | -0.5 | -0.5 | 0 | 0 | 0 | 0 | 0 | 6.3 | 6.94 | -0.86 | 0.22 | 0 | 0 | 0.001 | 2.7 | 0 | 0 | 3.2 | 0 | 0 | 0 | 0 | -0.5 | -0.5 | 0 | 0 | 0 | 0 | 0 | 5.88 | 6.36 | -0.77 | 0.29 | 0 | 0 | 0.001 | PreCW-Front-GasDHW-GasDry | Appl-CW-Front-GasDHW-GasDry-Tier2AnyDMoMH72CZ01DEER2017 | 0
42958.3843 | Appl-CW-Front-GasDHW-GasDry-Tier2 | DMo | MH72 | CZ02 | rDXGF | -1 | Household | 1 | 1196 | 7.3 | 0 | 0 | 3.8 | 0 | 3.6 | 0 | -0.1 | 0 | -0.5 | 0.4 | 0 | 0 | 0 | 0 | 6.33 | 6.94 | -0.81 | 0.2 | 0.006 | 0 | 0 | 6.2 | 0 | 0 | 3 | 0 | 3.2 | 0 | -0.1 | 0 | -0.4 | 0.4 | 0 | 0 | 0 | 0 | 5.91 | 6.36 | -0.72 | 0.27 | 0.006 | 0 | 0 | PreCW-Front-GasDHW-GasDry | Appl-CW-Front-GasDHW-GasDry-Tier2AnyDMoMH72CZ02DEER2017 | 0
42958.3843 | Appl-CW-Front-GasDHW-GasDry-Tier2 | DMo | MH72 | CZ03 | rDXGF | -1 | Household | 1 | 1196 | 6.9 | 0 | 0 | 3.8 | 0 | 3.1 | 0 | -0.1 | 0 | -0.5 | 0.4 | 0 | 0 | 0 | 0 | 6.35 | 6.94 | -0.79 | 0.2 | 0.005 | 0 | 0 | 5.7 | 0 | 0 | 3 | 0 | 2.7 | 0 | -0.1 | -0.1 | -0.4 | 0.4 | 0 | 0 | 0 | 0 | 5.92 | 6.36 | -0.72 | 0.27 | 0.004 | 0 | 0 | PreCW-Front-GasDHW-GasDry | Appl-CW-Front-GasDHW-GasDry-Tier2AnyDMoMH72CZ03DEER2017 | 0
42958.3843 | Appl-CW-Front-GasDHW-GasDry-Tier2 | DMo | MH72 | CZ04 | rDXGF | -1 | Household | 1 | 1196 | 7.9 | 0 | 0 | 3.8 | 0 | 4.1 | 0 | 0 | 0.2 | -0.4 | 0.5 | 0 | 0 | 0 | 0 | 6.47 | 6.94 | -0.66 | 0.2 | 0.005 | 0 | 0.001 | 6.8 | 0 | 0 | 3.1 | 0 | 3.7 | 0 | 0 | 0.2 | -0.4 | 0.4 | 0 | 0 | 0 | 0 | 6.02 | 6.36 | -0.6 | 0.27 | 0.005 | 0 | 0.001 | PreCW-Front-GasDHW-GasDry | Appl-CW-Front-GasDHW-GasDry-Tier2AnyDMoMH72CZ04DEER2017 | 0
42958.3843 | Appl-CW-Front-GasDHW-GasDry-Tier2 | DMo | MH72 | CZ05 | rDXGF | -1 | Household | 1 | 1196 | 4.5 | 0 | 0 | 3.9 | 0 | 1.1 | 0 | -0.1 | -0.5 | -0.6 | 0.1 | 0 | 0 | 0 | 0 | 6.14 | 6.94 | -1.01 | 0.21 | 0.003 | 0 | 0.001 | 3.6 | 0 | 0 | 3.1 | 0 | 0.9 | 0 | -0.1 | -0.4 | -0.6 | 0.1 | 0 | 0 | 0 | 0 | 5.72 | 6.36 | -0.92 | 0.28 | 0.003 | 0 | 0.001 | PreCW-Front-GasDHW-GasDry | Appl-CW-Front-GasDHW-GasDry-Tier2AnyDMoMH72CZ05DEER2017 | 0
42958.3843 | Appl-CW-Front-GasDHW-GasDry-Tier2 | DMo | MH72 | CZ06 | rDXGF | -1 | Household | 1 | 1196 | 9.3 | 0 | 0 | 3.9 | 0 | 5.1 | 0 | 0 | 0.4 | -0.3 | 0.7 | 0 | 0 | 0 | 0 | 6.65 | 6.94 | -0.47 | 0.2 | 0.004 | 0 | 0.001 | 8.1 | 0 | 0 | 3.1 | 0 | 4.7 | 0 | 0 | 0.4 | -0.3 | 0.6 | 0 | 0 | 0 | 0 | 6.19 | 6.36 | -0.42 | 0.26 | 0.003 | 0 | 0.001 | PreCW-Front-GasDHW-GasDry | Appl-CW-Front-GasDHW-GasDry-Tier2AnyDMoMH72CZ06DEER2017 | 0
42958.3843 | Appl-CW-Front-GasDHW-GasDry-Tier2 | DMo | MH72 | CZ07 | rDXGF | -1 | Household | 1 | 1196 | 9.7 | 0 | 0 | 3.9 | 0 | 5.4 | 0 | 0 | 0.5 | -0.3 | 0.8 | 0 | 0 | 0 | 0 | 6.62 | 6.94 | -0.51 | 0.19 | 0.003 | 0 | 0 | 8.5 | 0 | 0 | 3.1 | 0 | 5 | 0 | 0 | 0.5 | -0.2 | 0.7 | 0 | 0 | 0 | 0 | 6.17 | 6.36 | -0.45 | 0.25 | 0.003 | 0 | 0 | PreCW-Front-GasDHW-GasDry | Appl-CW-Front-GasDHW-GasDry-Tier2AnyDMoMH72CZ07DEER2017 | 0
42958.3843 | Appl-CW-Front-GasDHW-GasDry-Tier2 | DMo | MH72 | CZ08 | rDXGF | -1 | Household | 1 | 1196 | 10.6 | 0 | 0 | 3.8 | 0 | 6.3 | 0 | -0.1 | 0.6 | -0.2 | 0.8 | 0 | 0 | 0 | 0 | 6.68 | 6.94 | -0.45 | 0.19 | 0.004 | 0 | 0.001 | 9.1 | 0 | 0 | 3.1 | 0 | 5.6 | 0 | -0.1 | 0.5 | -0.2 | 0.7 | 0 | 0 | 0 | 0 | 6.21 | 6.36 | -0.41 | 0.25 | 0.004 | 0 | 0.001 | PreCW-Front-GasDHW-GasDry | Appl-CW-Front-GasDHW-GasDry-Tier2AnyDMoMH72CZ08DEER2017 | 0
42958.3843 | Appl-CW-Front-GasDHW-GasDry-Tier2 | DMo | MH72 | CZ09 | rDXGF | -1 | Household | 1 | 1196 | 11.3 | 0 | 0 | 3.8 | 0 | 7 | 0 | -0.1 | 0.6 | -0.2 | 0.9 | 0 | 0 | 0 | 0 | 6.65 | 6.94 | -0.48 | 0.18 | 0.004 | 0 | 0.001 | 9.7 | 0 | 0 | 3.1 | 0 | 6.2 | 0 | -0.1 | 0.6 | -0.2 | 0.8 | 0 | 0 | 0 | 0 | 6.19 | 6.36 | -0.43 | 0.25 | 0.003 | 0 | 0.001 | PreCW-Front-GasDHW-GasDry | Appl-CW-Front-GasDHW-GasDry-Tier2AnyDMoMH72CZ09DEER2017 | 0
42958.3843 | Appl-CW-Front-GasDHW-GasDry-Tier2 | DMo | MH72 | CZ10 | rDXGF | -1 | Household | 1 | 1196 | 10.1 | 0 | 0 | 3.8 | 0 | 5.9 | 0 | 0 | 0.4 | -0.3 | 0.7 | 0 | 0 | 0 | 0 | 6.63 | 6.94 | -0.49 | 0.18 | 0.005 | 0 | 0 | 9.4 | 0 | 0 | 3.1 | 0 | 5.9 | 0 | 0 | 0.4 | -0.2 | 0.7 | 0 | 0 | 0 | 0 | 6.16 | 6.36 | -0.45 | 0.25 | 0.005 | 0 | 0 | PreCW-Front-GasDHW-GasDry | Appl-CW-Front-GasDHW-GasDry-Tier2AnyDMoMH72CZ10DEER2017 | 0
42958.3843 | Appl-CW-Front-GasDHW-GasDry-Tier2 | DMo | MH72 | CZ11 | rDXGF | -1 | Household | 1 | 1196 | 10.1 | 0 | 0 | 3.8 | 0 | 6 | 0 | 0 | 0.3 | -0.3 | 0.7 | 0 | 0 | 0 | 0 | 6.51 | 6.94 | -0.62 | 0.19 | 0.005 | 0 | 0.001 | 8.8 | 0 | 0 | 3 | 0 | 5.4 | 0 | 0 | 0.3 | -0.3 | 0.7 | 0 | 0 | 0 | 0 | 6.05 | 6.36 | -0.57 | 0.25 | 0.004 | 0 | 0.001 | PreCW-Front-GasDHW-GasDry | Appl-CW-Front-GasDHW-GasDry-Tier2AnyDMoMH72CZ11DEER2017 | 0
42958.3843 | Appl-CW-Front-GasDHW-GasDry-Tier2 | DMo | MH72 | CZ12 | rDXGF | -1 | Household | 1 | 1196 | 9.7 | 0 | 0 | 3.8 | 0 | 5.7 | 0 | -0.1 | 0.3 | -0.5 | 0.7 | 0 | 0 | 0 | 0 | 6.41 | 6.94 | -0.73 | 0.2 | 0.007 | 0 | 0 | 8.4 | 0 | 0 | 3 | 0 | 5.2 | 0 | -0.1 | 0.3 | -0.4 | 0.7 | 0 | 0 | 0 | 0 | 5.96 | 6.36 | -0.66 | 0.26 | 0.006 | 0 | 0 | PreCW-Front-GasDHW-GasDry | Appl-CW-Front-GasDHW-GasDry-Tier2AnyDMoMH72CZ12DEER2017 | 0
42958.3843 | Appl-CW-Front-GasDHW-GasDry-Tier2 | DMo | MH72 | CZ13 | rDXGF | -1 | Household | 1 | 1196 | 11 | 0 | 0 | 3.7 | 0 | 6.8 | 0 | -0.1 | 0.5 | -0.4 | 0.8 | 0 | 0 | 0 | 0 | 6.45 | 6.94 | -0.68 | 0.19 | 0.004 | 0 | 0.001 | 9.6 | 0 | 0 | 3 | 0 | 6.2 | 0 | -0.1 | 0.4 | -0.4 | 0.7 | 0 | 0 | 0 | 0 | 6 | 6.36 | -0.61 | 0.25 | 0.004 | 0 | 0 | PreCW-Front-GasDHW-GasDry | Appl-CW-Front-GasDHW-GasDry-Tier2AnyDMoMH72CZ13DEER2017 | 0
42958.3843 | Appl-CW-Front-GasDHW-GasDry-Tier2 | DMo | MH72 | CZ14 | rDXGF | -1 | Household | 1 | 1196 | 11.1 | 0 | 0 | 3.8 | 0 | 6.9 | 0 | -0.1 | 0.4 | -0.3 | 0.8 | 0 | 0 | 0 | 0 | 6.51 | 6.94 | -0.62 | 0.19 | 0.004 | 0 | 0.001 | 9.5 | 0 | 0 | 3 | 0 | 6.2 | 0 | -0.1 | 0.4 | -0.3 | 0.7 | 0 | 0 | 0 | 0 | 6.06 | 6.36 | -0.56 | 0.26 | 0.003 | 0 | 0.001 | PreCW-Front-GasDHW-GasDry | Appl-CW-Front-GasDHW-GasDry-Tier2AnyDMoMH72CZ14DEER2017 | 0
42958.3843 | Appl-CW-Front-GasDHW-GasDry-Tier2 | DMo | MH72 | CZ15 | rDXGF | -1 | Household | 1 | 1196 | 12.6 | 0 | 0 | 3.8 | 0 | 8.1 | 0 | 0 | 0.7 | -0.2 | 0.9 | 0 | 0 | 0 | 0 | 6.86 | 6.94 | -0.23 | 0.16 | 0.004 | 0 | 0 | 11 | 0 | 0 | 3.1 | 0 | 7.4 | 0 | 0 | 0.6 | -0.2 | 0.8 | 0 | 0 | 0 | 0 | 6.36 | 6.36 | -0.21 | 0.21 | 0.003 | 0 | 0 | PreCW-Front-GasDHW-GasDry | Appl-CW-Front-GasDHW-GasDry-Tier2AnyDMoMH72CZ15DEER2017 | 0
42958.3843 | Appl-CW-Front-GasDHW-GasDry-Tier2 | DMo | MH72 | CZ16 | rDXGF | -1 | Household | 1 | 1196 | 7.9 | 0 | 0 | 3.8 | 0 | 4.2 | 0 | -0.1 | 0 | -0.5 | 0.5 | 0 | 0 | 0 | 0 | 6.27 | 6.94 | -0.89 | 0.21 | 0.004 | 0 | 0.001 | 6.7 | 0 | 0 | 3 | 0 | 3.8 | 0 | -0.1 | 0 | -0.5 | 0.5 | 0 | 0 | 0 | 0 | 5.85 | 6.36 | -0.81 | 0.29 | 0.003 | 0 | 0.001 | PreCW-Front-GasDHW-GasDry | Appl-CW-Front-GasDHW-GasDry-Tier2AnyDMoMH72CZ16DEER2017 | 0
42958.3843 | Appl-CW-Front-GasDHW-GasDry-Tier2 | DMo | MH85 | CZ01 | rDXGF | -1 | Household | 1 | 1242 | 3.1 | 0 | 0 | 4 | 0 | 0 | 0 | -0.2 | -0.6 | -0.6 | 0 | 0 | 0 | 0 | 0 | 5.96 | 6.94 | -1.21 | 0.22 | 0 | 0 | 0 | 2.5 | 0 | 0 | 3.2 | 0 | 0 | 0 | -0.2 | -0.6 | -0.6 | 0 | 0 | 0 | 0 | 0 | 5.57 | 6.36 | -1.09 | 0.29 | 0 | 0 | 0 | PreCW-Front-GasDHW-GasDry | Appl-CW-Front-GasDHW-GasDry-Tier2AnyDMoMH85CZ01DEER2017 | 0
42958.3843 | Appl-CW-Front-GasDHW-GasDry-Tier2 | DMo | MH85 | CZ02 | rDXGF | -1 | Household | 1 | 1242 | 7.2 | 0 | 0 | 3.8 | 0 | 3.6 | 0 | -0.1 | -0.2 | -0.6 | 0.4 | 0 | 0 | 0 | 0 | 6.11 | 6.94 | -1.04 | 0.2 | 0.008 | 0 | 0.001 | 6.2 | 0 | 0 | 3 | 0 | 3.4 | 0 | -0.1 | -0.2 | -0.6 | 0.4 | 0 | 0 | 0 | 0 | 5.69 | 6.36 | -0.94 | 0.27 | 0.007 | 0 | 0 | PreCW-Front-GasDHW-GasDry | Appl-CW-Front-GasDHW-GasDry-Tier2AnyDMoMH85CZ02DEER2017 | 0
42958.3843 | Appl-CW-Front-GasDHW-GasDry-Tier2 | DMo | MH85 | CZ03 | rDXGF | -1 | Household | 1 | 1242 | 6 | 0 | 0 | 3.8 | 0 | 2.7 | 0 | -0.1 | -0.3 | -0.6 | 0.3 | 0 | 0 | 0 | 0 | 6.11 | 6.94 | -1.05 | 0.2 | 0.005 | 0 | 0.001 | 4.7 | 0 | 0 | 3 | 0 | 2.1 | 0 | -0.1 | -0.3 | -0.5 | 0.3 | 0 | 0 | 0 | 0 | 5.7 | 6.36 | -0.94 | 0.27 | 0.005 | 0 | 0.001 | PreCW-Front-GasDHW-GasDry | Appl-CW-Front-GasDHW-GasDry-Tier2AnyDMoMH85CZ03DEER2017 | 0
42958.3843 | Appl-CW-Front-GasDHW-GasDry-Tier2 | DMo | MH85 | CZ04 | rDXGF | -1 | Household | 1 | 1242 | 8.3 | 0 | 0 | 3.8 | 0 | 4.5 | 0 | -0.1 | 0.1 | -0.5 | 0.6 | 0 | 0 | 0 | 0 | 6.31 | 6.94 | -0.83 | 0.2 | 0.004 | 0 | 0 | 7.1 | 0 | 0 | 3 | 0 | 4.1 | 0 | -0.1 | 0.1 | -0.4 | 0.6 | 0 | 0 | 0 | 0 | 5.88 | 6.36 | -0.75 | 0.27 | 0.004 | 0 | 0 | PreCW-Front-GasDHW-GasDry | Appl-CW-Front-GasDHW-GasDry-Tier2AnyDMoMH85CZ04DEER2017 | 0
42958.3843 | Appl-CW-Front-GasDHW-GasDry-Tier2 | DMo | MH85 | CZ05 | rDXGF | -1 | Household | 1 | 1242 | 4.5 | 0 | 0 | 3.8 | 0 | 1.3 | 0 | -0.2 | -0.5 | -0.6 | 0.2 | 0 | 0 | 0 | 0 | 6.01 | 6.94 | -1.14 | 0.21 | 0.008 | 0 | 0.001 | 3.7 | 0 | 0 | 3.1 | 0 | 1.2 | 0 | -0.1 | -0.5 | -0.6 | 0.2 | 0 | 0 | 0 | 0 | 5.6 | 6.36 | -1.04 | 0.28 | 0.008 | 0 | 0.001 | PreCW-Front-GasDHW-GasDry | Appl-CW-Front-GasDHW-GasDry-Tier2AnyDMoMH85CZ05DEER2017 | 0
42958.3843 | Appl-CW-Front-GasDHW-GasDry-Tier2 | DMo | MH85 | CZ06 | rDXGF | -1 | Household | 1 | 1242 | 8.4 | 0 | 0 | 3.8 | 0 | 4.4 | 0 | 0 | 0.3 | -0.4 | 0.6 | 0 | 0 | 0 | 0 | 6.47 | 6.94 | -0.67 | 0.2 | 0.002 | 0 | 0 | 10 | 0 | 0 | 3.1 | 0 | 6.4 | 0 | 0 | 0.6 | -0.3 | 0.9 | 0 | 0 | 0 | 0 | 6.02 | 6.36 | -0.6 | 0.26 | 0.003 | 0 | 0 | PreCW-Front-GasDHW-GasDry | Appl-CW-Front-GasDHW-GasDry-Tier2AnyDMoMH85CZ06DEER2017 | 0
42958.3843 | Appl-CW-Front-GasDHW-GasDry-Tier2 | DMo | MH85 | CZ07 | rDXGF | -1 | Household | 1 | 1242 | 9.8 | 0 | 0 | 3.9 | 0 | 5.5 | 0 | 0 | 0.4 | -0.3 | 0.7 | 0 | 0 | 0 | 0 | 6.57 | 6.94 | -0.57 | 0.19 | 0.004 | 0 | 0.001 | 8.4 | 0 | 0 | 3.1 | 0 | 5 | 0 | 0 | 0.4 | -0.3 | 0.7 | 0 | 0 | 0 | 0 | 6.11 | 6.36 | -0.51 | 0.25 | 0.003 | 0 | 0 | PreCW-Front-GasDHW-GasDry | Appl-CW-Front-GasDHW-GasDry-Tier2AnyDMoMH85CZ07DEER2017 | 0
42958.3843 | Appl-CW-Front-GasDHW-GasDry-Tier2 | DMo | MH85 | CZ08 | rDXGF | -1 | Household | 1 | 1242 | 10.1 | 0 | 0 | 3.8 | 0 | 6 | 0 | -0.1 | 0.4 | -0.3 | 0.8 | 0 | 0 | 0 | 0 | 6.56 | 6.94 | -0.57 | 0.19 | 0.004 | 0 | 0.001 | 8.7 | 0 | 0 | 3 | 0 | 5.4 | 0 | -0.1 | 0.4 | -0.3 | 0.7 | 0 | 0 | 0 | 0 | 6.1 | 6.36 | -0.51 | 0.25 | 0.003 | 0 | 0 | PreCW-Front-GasDHW-GasDry | Appl-CW-Front-GasDHW-GasDry-Tier2AnyDMoMH85CZ08DEER2017 | 0
42958.3843 | Appl-CW-Front-GasDHW-GasDry-Tier2 | DMo | MH85 | CZ09 | rDXGF | -1 | Household | 1 | 1242 | 9.9 | 0 | 0 | 3.7 | 0 | 5.8 | 0 | -0.1 | 0.4 | -0.4 | 0.8 | 0 | 0 | 0 | 0 | 6.48 | 6.94 | -0.65 | 0.18 | 0.004 | 0 | 0 | 8.7 | 0 | 0 | 3 | 0 | 5.4 | 0 | -0.1 | 0.3 | -0.4 | 0.7 | 0 | 0 | 0 | 0 | 6.02 | 6.36 | -0.59 | 0.25 | 0.003 | 0 | 0 | PreCW-Front-GasDHW-GasDry | Appl-CW-Front-GasDHW-GasDry-Tier2AnyDMoMH85CZ09DEER2017 | 0
42958.3843 | Appl-CW-Front-GasDHW-GasDry-Tier2 | DMo | MH85 | CZ10 | rDXGF | -1 | Household | 1 | 1242 | 10.8 | 0 | 0 | 3.8 | 0 | 6.6 | 0 | -0.1 | 0.4 | -0.3 | 0.8 | 0 | 0 | 0 | 0 | 6.52 | 6.94 | -0.61 | 0.18 | 0.004 | 0 | 0 | 9.4 | 0 | 0 | 3 | 0 | 6 | 0 | -0.1 | 0.4 | -0.3 | 0.8 | 0 | 0 | 0 | 0 | 6.06 | 6.36 | -0.54 | 0.25 | 0.004 | 0 | 0 | PreCW-Front-GasDHW-GasDry | Appl-CW-Front-GasDHW-GasDry-Tier2AnyDMoMH85CZ10DEER2017 | 0
42958.3843 | Appl-CW-Front-GasDHW-GasDry-Tier2 | DMo | MH85 | CZ11 | rDXGF | -1 | Household | 1 | 1242 | 9.9 | 0 | 0 | 3.7 | 0 | 6.1 | 0 | -0.1 | 0.3 | -0.5 | 0.8 | 0 | 0 | 0 | 0 | 6.31 | 6.94 | -0.82 | 0.19 | 0.004 | 0 | 0 | 8.6 | 0 | 0 | 3 | 0 | 5.5 | 0 | -0.1 | 0.2 | -0.4 | 0.7 | 0 | 0 | 0 | 0 | 5.87 | 6.36 | -0.74 | 0.25 | 0.004 | 0 | 0 | PreCW-Front-GasDHW-GasDry | Appl-CW-Front-GasDHW-GasDry-Tier2AnyDMoMH85CZ11DEER2017 | 0
42958.3843 | Appl-CW-Front-GasDHW-GasDry-Tier2 | DMo | MH85 | CZ12 | rDXGF | -1 | Household | 1 | 1242 | 9.2 | 0 | 0 | 3.8 | 0 | 5.4 | 0 | -0.1 | 0.1 | -0.6 | 0.7 | 0 | 0 | 0 | 0 | 6.23 | 6.94 | -0.91 | 0.2 | 0.006 | 0 | 0.001 | 7.9 | 0 | 0 | 3.1 | 0 | 4.9 | 0 | -0.1 | 0.1 | -0.5 | 0.6 | 0 | 0 | 0 | 0 | 5.8 | 6.36 | -0.82 | 0.26 | 0.005 | 0 | 0.001 | PreCW-Front-GasDHW-GasDry | Appl-CW-Front-GasDHW-GasDry-Tier2AnyDMoMH85CZ12DEER2017 | 0
42958.3843 | Appl-CW-Front-GasDHW-GasDry-Tier2 | DMo | MH85 | CZ13 | rDXGF | -1 | Household | 1 | 1242 | 10.8 | 0 | 0 | 3.8 | 0 | 6.8 | 0 | -0.1 | 0.3 | -0.4 | 0.9 | 0 | 0 | 0 | 0 | 6.33 | 6.94 | -0.8 | 0.19 | 0.005 | 0 | 0 | 9.5 | 0 | 0 | 3 | 0 | 6.2 | 0 | -0.1 | 0.3 | -0.4 | 0.8 | 0 | 0 | 0 | 0 | 5.9 | 6.36 | -0.72 | 0.25 | 0.004 | 0 | 0 | PreCW-Front-GasDHW-GasDry | Appl-CW-Front-GasDHW-GasDry-Tier2AnyDMoMH85CZ13DEER2017 | 0
42958.3843 | Appl-CW-Front-GasDHW-GasDry-Tier2 | DMo | MH85 | CZ14 | rDXGF | -1 | Household | 1 | 1242 | 11.2 | 0 | 0 | 3.7 | 0 | 7.2 | 0 | -0.1 | 0.3 | -0.5 | 0.8 | 0 | 0 | 0 | 0 | 6.3 | 6.94 | -0.83 | 0.19 | 0.004 | 0 | 0.001 | 9.6 | 0 | 0 | 3 | 0 | 6.4 | 0 | 0 | 0.3 | -0.4 | 0.7 | 0 | 0 | 0 | 0 | 5.87 | 6.36 | -0.75 | 0.26 | 0.003 | 0 | 0 | PreCW-Front-GasDHW-GasDry | Appl-CW-Front-GasDHW-GasDry-Tier2AnyDMoMH85CZ14DEER2017 | 0
42958.3843 | Appl-CW-Front-GasDHW-GasDry-Tier2 | DMo | MH85 | CZ15 | rDXGF | -1 | Household | 1 | 1242 | 13.3 | 0 | 0 | 3.8 | 0 | 8.7 | 0 | -0.1 | 0.7 | -0.2 | 1 | 0 | 0 | 0 | 0 | 6.79 | 6.94 | -0.31 | 0.16 | 0.004 | 0 | 0.001 | 11.6 | 0 | 0 | 3.1 | 0 | 7.9 | 0 | -0.1 | 0.7 | -0.2 | 0.9 | 0 | 0 | 0 | 0 | 6.29 | 6.36 | -0.28 | 0.21 | 0.003 | 0 | 0.001 | PreCW-Front-GasDHW-GasDry | Appl-CW-Front-GasDHW-GasDry-Tier2AnyDMoMH85CZ15DEER2017 | 0
42958.3843 | Appl-CW-Front-GasDHW-GasDry-Tier2 | DMo | MH85 | CZ16 | rDXGF | -1 | Household | 1 | 1242 | 7.1 | 0 | 0 | 3.8 | 0 | 3.6 | 0 | -0.2 | -0.1 | -0.6 | 0.5 | 0 | 0 | 0 | 0 | 6.07 | 6.94 | -1.09 | 0.21 | 0.005 | 0 | 0.001 | 6 | 0 | 0 | 3 | 0 | 3.3 | 0 | -0.2 | -0.1 | -0.6 | 0.5 | 0 | 0 | 0 | 0 | 5.68 | 6.36 | -0.98 | 0.29 | 0.004 | 0 | 0.001 | PreCW-Front-GasDHW-GasDry | Appl-CW-Front-GasDHW-GasDry-Tier2AnyDMoMH85CZ16DEER2017 | 0
42958.3843 | Appl-CW-Front-GasDHW-GasDry-Tier2 | MFm | 1975 | CZ01 | rDXGF | -1 | Household | 1 | 1070.2 | 3.1 | 0 | 0 | 3.9 | 0 | 0 | 0 | -0.4 | -0.6 | -0.5 | 0 | 0 | 0 | 0 | 0 | 6.23 | 7.03 | -1.01 | 0.21 | 0.001 | 0 | 0 | 2.4 | 0 | 0 | 3.2 | 0 | 0 | 0 | -0.3 | -0.5 | -0.5 | 0 | 0 | 0 | 0 | 0 | 5.81 | 6.45 | -0.92 | 0.28 | 0.001 | 0 | 0 | PreCW-Front-GasDHW-GasDry | Appl-CW-Front-GasDHW-GasDry-Tier2AnyMFm1975CZ01DEER2017 | 0
42958.3843 | Appl-CW-Front-GasDHW-GasDry-Tier2 | MFm | 1975 | CZ02 | rDXGF | -1 | Household | 1 | 1070.2 | 5.1 | 0 | 0 | 3.9 | 0 | 1.5 | 0 | -0.1 | -0.1 | -0.4 | 0.2 | 0 | 0 | 0 | 0 | 6.55 | 7.03 | -0.67 | 0.19 | 0.005 | 0 | 0.001 | 4.2 | 0 | 0 | 3.1 | 0 | 1.3 | 0 | -0.1 | -0.1 | -0.3 | 0.2 | 0 | 0 | 0 | 0 | 6.11 | 6.45 | -0.6 | 0.26 | 0.004 | 0 | 0.001 | PreCW-Front-GasDHW-GasDry | Appl-CW-Front-GasDHW-GasDry-Tier2AnyMFm1975CZ02DEER2017 | 0
42958.3843 | Appl-CW-Front-GasDHW-GasDry-Tier2 | MFm | 1975 | CZ03 | rDXGF | -1 | Household | 1 | 1070.2 | 4.3 | 0 | 0 | 3.9 | 0 | 0.8 | 0 | -0.2 | -0.2 | -0.3 | 0.1 | 0 | 0 | 0 | 0 | 6.58 | 7.03 | -0.64 | 0.19 | 0.002 | 0 | 0 | 3.4 | 0 | 0 | 3.2 | 0 | 0.7 | 0 | -0.1 | -0.2 | -0.3 | 0.1 | 0 | 0 | 0 | 0 | 6.11 | 6.45 | -0.6 | 0.26 | 0.002 | 0 | 0 | PreCW-Front-GasDHW-GasDry | Appl-CW-Front-GasDHW-GasDry-Tier2AnyMFm1975CZ03DEER2017 | 0
42958.3843 | Appl-CW-Front-GasDHW-GasDry-Tier2 | MFm | 1975 | CZ04 | rDXGF | -1 | Household | 1 | 1070.2 | 5.3 | 0 | 0 | 3.9 | 0 | 1.7 | 0 | -0.2 | -0.1 | -0.3 | 0.2 | 0 | 0 | 0 | 0 | 6.64 | 7.03 | -0.58 | 0.18 | 0.004 | 0 | 0.001 | 4.5 | 0 | 0 | 3.1 | 0 | 1.6 | 0 | -0.2 | -0.1 | -0.2 | 0.2 | 0 | 0 | 0 | 0 | 6.18 | 6.45 | -0.52 | 0.25 | 0.003 | 0 | 0 | PreCW-Front-GasDHW-GasDry | Appl-CW-Front-GasDHW-GasDry-Tier2AnyMFm1975CZ04DEER2017 | 0
42958.3843 | Appl-CW-Front-GasDHW-GasDry-Tier2 | MFm | 1975 | CZ05 | rDXGF | -1 | Household | 1 | 1070.2 | 3.5 | 0 | 0 | 3.9 | 0 | 0.2 | 0 | -0.2 | -0.4 | -0.4 | 0.1 | 0 | 0 | 0 | 0 | 6.34 | 7.03 | -0.89 | 0.19 | 0.001 | 0 | 0 | 2.7 | 0 | 0 | 3.2 | 0 | 0.2 | 0 | -0.2 | -0.4 | -0.4 | 0.1 | 0 | 0 | 0 | 0 | 5.92 | 6.45 | -0.8 | 0.26 | 0 | 0 | 0 | PreCW-Front-GasDHW-GasDry | Appl-CW-Front-GasDHW-GasDry-Tier2AnyMFm1975CZ05DEER2017 | 0
42958.3843 | Appl-CW-Front-GasDHW-GasDry-Tier2 | MFm | 1975 | CZ06 | rDXGF | -1 | Household | 1 | 1047.7 | 6.6 | 0 | 0 | 4 | 0 | 2.7 | 0 | -0.1 | 0.2 | -0.3 | 0.3 | 0 | 0 | 0 | 0 | 6.71 | 7.03 | -0.5 | 0.17 | 0.003 | 0 | 0 | 5.6 | 0 | 0 | 3.2 | 0 | 2.4 | 0 | -0.1 | 0.2 | -0.3 | 0.3 | 0 | 0 | 0 | 0 | 6.24 | 6.45 | -0.45 | 0.24 | 0.003 | 0 | 0 | PreCW-Front-GasDHW-GasDry | Appl-CW-Front-GasDHW-GasDry-Tier2AnyMFm1975CZ06DEER2017 | 0
42958.3843 | Appl-CW-Front-GasDHW-GasDry-Tier2 | MFm | 1975 | CZ07 | rDXGF | -1 | Household | 1 | 1047.7 | 6.7 | 0 | 0 | 4 | 0 | 2.8 | 0 | -0.1 | 0.1 | -0.3 | 0.5 | 0 | 0 | 0 | 0 | 6.7 | 7.03 | -0.5 | 0.17 | 0.004 | 0 | 0 | 5.1 | 0 | 0 | 3.2 | 0 | 2.1 | 0 | -0.1 | -0.1 | -0.3 | 0.3 | 0 | 0 | 0 | 0 | 6.12 | 6.45 | -0.57 | 0.24 | 0.003 | 0 | 0 | PreCW-Front-GasDHW-GasDry | Appl-CW-Front-GasDHW-GasDry-Tier2AnyMFm1975CZ07DEER2017 | 0
42958.3843 | Appl-CW-Front-GasDHW-GasDry-Tier2 | MFm | 1975 | CZ08 | rDXGF | -1 | Household | 1 | 1047.7 | 7.2 | 0 | 0 | 3.9 | 0 | 3.1 | 0 | -0.1 | 0.2 | -0.2 | 0.4 | 0 | 0 | 0 | 0 | 6.82 | 7.03 | -0.38 | 0.17 | 0.004 | 0 | 0 | 6.1 | 0 | 0 | 3.2 | 0 | 2.8 | 0 | -0.1 | 0.1 | -0.1 | 0.4 | 0 | 0 | 0 | 0 | 6.33 | 6.45 | -0.35 | 0.23 | 0.004 | 0 | 0 | PreCW-Front-GasDHW-GasDry | Appl-CW-Front-GasDHW-GasDry-Tier2AnyMFm1975CZ08DEER2017 | 0
42958.3843 | Appl-CW-Front-GasDHW-GasDry-Tier2 | MFm | 1975 | CZ09 | rDXGF | -1 | Household | 1 | 1216.8 | 8.1 | 0 | 0 | 3.9 | 0 | 4.1 | 0 | -0.1 | 0.3 | -0.2 | 0.5 | 0 | 0 | 0 | 0 | 6.74 | 7.03 | -0.48 | 0.17 | 0.003 | 0 | 0.001 | 6.9 | 0 | 0 | 3.1 | 0 | 3.7 | 0 | -0.1 | 0.2 | -0.2 | 0.4 | 0 | 0 | 0 | 0 | 6.26 | 6.45 | -0.43 | 0.24 | 0.003 | 0 | 0.001 | PreCW-Front-GasDHW-GasDry | Appl-CW-Front-GasDHW-GasDry-Tier2AnyMFm1975CZ09DEER2017 | 0
42958.3843 | Appl-CW-Front-GasDHW-GasDry-Tier2 | MFm | 1975 | CZ10 | rDXGF | -1 | Household | 1 | 1216.8 | 7.2 | 0 | 0 | 3.9 | 0 | 3.3 | 0 | -0.1 | 0.1 | -0.2 | 0.4 | 0 | 0 | 0 | 0 | 6.68 | 7.03 | -0.53 | 0.18 | 0.005 | 0 | 0 | 6.2 | 0 | 0 | 3.1 | 0 | 3 | 0 | -0.1 | 0.1 | -0.2 | 0.4 | 0 | 0 | 0 | 0 | 6.21 | 6.45 | -0.48 | 0.24 | 0.004 | 0 | 0 | PreCW-Front-GasDHW-GasDry | Appl-CW-Front-GasDHW-GasDry-Tier2AnyMFm1975CZ10DEER2017 | 0
42958.3843 | Appl-CW-Front-GasDHW-GasDry-Tier2 | MFm | 1975 | CZ11 | rDXGF | -1 | Household | 1 | 1098.9 | 7 | 0 | 0 | 3.9 | 0 | 3.3 | 0 | -0.1 | 0 | -0.3 | 0.3 | 0 | 0 | 0 | 0 | 6.58 | 7.03 | -0.63 | 0.18 | 0.004 | 0 | 0 | 5.9 | 0 | 0 | 3.1 | 0 | 3 | 0 | -0.1 | 0 | -0.3 | 0.3 | 0 | 0 | 0 | 0 | 6.12 | 6.45 | -0.57 | 0.24 | 0.004 | 0 | 0 | PreCW-Front-GasDHW-GasDry | Appl-CW-Front-GasDHW-GasDry-Tier2AnyMFm1975CZ11DEER2017 | 0
42958.3843 | Appl-CW-Front-GasDHW-GasDry-Tier2 | MFm | 1975 | CZ12 | rDXGF | -1 | Household | 1 | 1098.9 | 6.2 | 0 | 0 | 3.9 | 0 | 2.6 | 0 | -0.1 | 0 | -0.3 | 0.3 | 0 | 0 | 0 | 0 | 6.55 | 7.03 | -0.67 | 0.18 | 0.004 | 0 | 0 | 5.2 | 0 | 0 | 3.2 | 0 | 2.2 | 0 | -0.1 | 0 | -0.3 | 0.2 | 0 | 0 | 0 | 0 | 6.1 | 6.45 | -0.6 | 0.25 | 0.004 | 0 | 0 | PreCW-Front-GasDHW-GasDry | Appl-CW-Front-GasDHW-GasDry-Tier2AnyMFm1975CZ12DEER2017 | 0
42958.3843 | Appl-CW-Front-GasDHW-GasDry-Tier2 | MFm | 1975 | CZ13 | rDXGF | -1 | Household | 1 | 1098.9 | 8 | 0 | 0 | 3.9 | 0 | 4.1 | 0 | -0.1 | 0.2 | -0.3 | 0.5 | 0 | 0 | 0 | 0 | 6.63 | 7.03 | -0.59 | 0.17 | 0.004 | 0 | 0 | 6.8 | 0 | 0 | 3.1 | 0 | 3.7 | 0 | -0.1 | 0.2 | -0.2 | 0.4 | 0 | 0 | 0 | 0 | 6.17 | 6.45 | -0.53 | 0.24 | 0.004 | 0 | 0 | PreCW-Front-GasDHW-GasDry | Appl-CW-Front-GasDHW-GasDry-Tier2AnyMFm1975CZ13DEER2017 | 0
42958.3843 | Appl-CW-Front-GasDHW-GasDry-Tier2 | MFm | 1975 | CZ14 | rDXGF | -1 | Household | 1 | 1409.4 | 8.5 | 0 | 0 | 3.8 | 0 | 4.6 | 0 | -0.1 | 0.2 | -0.3 | 0.5 | 0 | 0 | 0 | 0 | 6.61 | 7.03 | -0.61 | 0.18 | 0.002 | 0 | 0.001 | 7.3 | 0 | 0 | 3 | 0 | 4.1 | 0 | -0.1 | 0.2 | -0.3 | 0.5 | 0 | 0 | 0 | 0 | 6.14 | 6.45 | -0.55 | 0.25 | 0.002 | 0 | 0.001 | PreCW-Front-GasDHW-GasDry | Appl-CW-Front-GasDHW-GasDry-Tier2AnyMFm1975CZ14DEER2017 | 0
42958.3843 | Appl-CW-Front-GasDHW-GasDry-Tier2 | MFm | 1975 | CZ15 | rDXGF | -1 | Household | 1 | 1409.4 | 11 | 0 | 0 | 3.8 | 0 | 6.7 | 0 | 0 | 0.6 | -0.1 | 0.7 | 0 | 0 | 0 | 0 | 6.92 | 7.03 | -0.27 | 0.15 | 0.003 | 0 | 0 | 9.6 | 0 | 0 | 3 | 0 | 6.1 | 0 | 0 | 0.5 | -0.1 | 0.7 | 0 | 0 | 0 | 0 | 6.42 | 6.45 | -0.25 | 0.2 | 0.003 | 0 | 0 | PreCW-Front-GasDHW-GasDry | Appl-CW-Front-GasDHW-GasDry-Tier2AnyMFm1975CZ15DEER2017 | 0
42958.3843 | Appl-CW-Front-GasDHW-GasDry-Tier2 | MFm | 1975 | CZ16 | rDXGF | -1 | Household | 1 | 1070.2 | 6.1 | 0 | 0 | 3.9 | 0 | 2.3 | 0 | -0.2 | 0 | -0.4 | 0.4 | 0 | 0 | 0 | 0 | 6.55 | 7.03 | -0.69 | 0.2 | 0.003 | 0 | 0 | 5.1 | 0 | 0 | 3.1 | 0 | 2.1 | 0 | -0.2 | 0 | -0.3 | 0.3 | 0 | 0 | 0 | 0 | 6.1 | 6.45 | -0.62 | 0.28 | 0.003 | 0 | 0 | PreCW-Front-GasDHW-GasDry | Appl-CW-Front-GasDHW-GasDry-Tier2AnyMFm1975CZ16DEER2017 | 0
42958.3843 | Appl-CW-Front-GasDHW-GasDry-Tier2 | MFm | 1985 | CZ01 | rDXGF | -1 | Household | 1 | 1152 | 3 | 0 | 0 | 3.9 | 0 | 0 | 0 | -0.3 | -0.6 | -0.6 | 0 | 0 | 0 | 0 | 0 | 6.11 | 7.03 | -1.14 | 0.2 | 0 | 0 | 0 | 2.3 | 0 | 0 | 3.1 | 0 | 0 | 0 | -0.3 | -0.5 | -0.5 | 0 | 0 | 0 | 0 | 0 | 5.71 | 6.45 | -1.03 | 0.28 | 0 | 0 | 0 | PreCW-Front-GasDHW-GasDry | Appl-CW-Front-GasDHW-GasDry-Tier2AnyMFm1985CZ01DEER2017 | 0
42958.3843 | Appl-CW-Front-GasDHW-GasDry-Tier2 | MFm | 1985 | CZ02 | rDXGF | -1 | Household | 1 | 1152 | 3.3 | 0 | 0 | 3.9 | 0 | 0.4 | 0 | -0.2 | -0.7 | -0.7 | 0 | 0 | 0 | 0 | 0 | 6.04 | 7.03 | -1.19 | 0.2 | -0.002 | 0 | 0 | 2.4 | 0 | 0 | 3.1 | 0 | 0.2 | 0 | -0.2 | -0.7 | -0.7 | 0 | 0 | 0 | 0 | 0 | 5.59 | 6.45 | -1.12 | 0.27 | -0.002 | 0 | 0 | PreCW-Front-GasDHW-GasDry | Appl-CW-Front-GasDHW-GasDry-Tier2AnyMFm1985CZ02DEER2017 | 0
42958.3843 | Appl-CW-Front-GasDHW-GasDry-Tier2 | MFm | 1985 | CZ03 | rDXGF | -1 | Household | 1 | 1152 | 4 | 0 | 0 | 3.9 | 0 | 0.6 | 0 | -0.1 | -0.3 | -0.3 | 0.1 | 0 | 0 | 0 | 0 | 6.5 | 7.03 | -0.73 | 0.2 | 0.002 | 0 | 0.001 | 3.3 | 0 | 0 | 3.1 | 0 | 0.5 | 0 | -0.1 | -0.3 | -0.3 | 0.1 | 0 | 0 | 0 | 0 | 6.06 | 6.45 | -0.66 | 0.27 | 0.002 | 0 | 0.001 | PreCW-Front-GasDHW-GasDry | Appl-CW-Front-GasDHW-GasDry-Tier2AnyMFm1985CZ03DEER2017 | 0
42958.3843 | Appl-CW-Front-GasDHW-GasDry-Tier2 | MFm | 1985 | CZ04 | rDXGF | -1 | Household | 1 | 1152 | 4.9 | 0 | 0 | 4 | 0 | 1.3 | 0 | -0.2 | -0.1 | -0.3 | 0.2 | 0 | 0 | 0 | 0 | 6.67 | 7.03 | -0.55 | 0.18 | 0.003 | 0 | 0 | 4 | 0 | 0 | 3.2 | 0 | 1.1 | 0 | -0.2 | -0.1 | -0.2 | 0.2 | 0 | 0 | 0 | 0 | 6.2 | 6.45 | -0.49 | 0.25 | 0.002 | 0 | 0 | PreCW-Front-GasDHW-GasDry | Appl-CW-Front-GasDHW-GasDry-Tier2AnyMFm1985CZ04DEER2017 | 0
42958.3843 | Appl-CW-Front-GasDHW-GasDry-Tier2 | MFm | 1985 | CZ05 | rDXGF | -1 | Household | 1 | 1152 | 4.1 | 0 | 0 | 3.9 | 0 | 0.6 | 0 | -0.1 | -0.2 | -0.3 | 0.1 | 0 | 0 | 0 | 0 | 6.56 | 7.03 | -0.67 | 0.2 | 0.002 | 0 | 0.001 | 3.3 | 0 | 0 | 3.2 | 0 | 0.5 | 0 | -0.1 | -0.2 | -0.3 | 0.1 | 0 | 0 | 0 | 0 | 6.13 | 6.45 | -0.58 | 0.27 | 0.002 | 0 | 0.001 | PreCW-Front-GasDHW-GasDry | Appl-CW-Front-GasDHW-GasDry-Tier2AnyMFm1985CZ05DEER2017 | 0
42958.3843 | Appl-CW-Front-GasDHW-GasDry-Tier2 | MFm | 1985 | CZ06 | rDXGF | -1 | Household | 1 | 1295.2 | 6 | 0 | 0 | 3.9 | 0 | 2.2 | 0 | -0.1 | 0 | -0.2 | 0.3 | 0 | 0 | 0 | 0 | 6.78 | 7.03 | -0.42 | 0.17 | 0.004 | 0 | 0 | 5 | 0 | 0 | 3.2 | 0 | 1.9 | 0 | -0.1 | 0 | -0.2 | 0.2 | 0 | 0 | 0 | 0 | 6.31 | 6.45 | -0.38 | 0.24 | 0.004 | 0 | 0 | PreCW-Front-GasDHW-GasDry | Appl-CW-Front-GasDHW-GasDry-Tier2AnyMFm1985CZ06DEER2017 | 0
42958.3843 | Appl-CW-Front-GasDHW-GasDry-Tier2 | MFm | 1985 | CZ07 | rDXGF | -1 | Household | 1 | 1295.2 | 6 | 0 | 0 | 3.9 | 0 | 2 | 0 | -0.1 | 0.1 | -0.2 | 0.3 | 0 | 0 | 0 | 0 | 6.81 | 7.03 | -0.4 | 0.17 | 0.002 | 0 | 0.001 | 5 | 0 | 0 | 3.2 | 0 | 1.8 | 0 | -0.1 | 0.1 | -0.2 | 0.3 | 0 | 0 | 0 | 0 | 6.33 | 6.45 | -0.35 | 0.23 | 0.002 | 0 | 0.001 | PreCW-Front-GasDHW-GasDry | Appl-CW-Front-GasDHW-GasDry-Tier2AnyMFm1985CZ07DEER2017 | 0
42958.3843 | Appl-CW-Front-GasDHW-GasDry-Tier2 | MFm | 1985 | CZ08 | rDXGF | -1 | Household | 1 | 1295.2 | 8.1 | 0 | 0 | 3.9 | 0 | 3.8 | 0 | -0.1 | 0.4 | -0.2 | 0.5 | 0 | 0 | 0 | 0 | 6.86 | 7.03 | -0.34 | 0.17 | 0.004 | 0 | 0.001 | 6.3 | 0 | 0 | 3.1 | 0 | 3 | 0 | -0.1 | 0.2 | -0.2 | 0.4 | 0 | 0 | 0 | 0 | 6.29 | 6.45 | -0.39 | 0.23 | 0.003 | 0 | 0.001 | PreCW-Front-GasDHW-GasDry | Appl-CW-Front-GasDHW-GasDry-Tier2AnyMFm1985CZ08DEER2017 | 0
42958.3843 | Appl-CW-Front-GasDHW-GasDry-Tier2 | MFm | 1985 | CZ09 | rDXGF | -1 | Household | 1 | 1438.9 | 8 | 0 | 0 | 3.8 | 0 | 3.9 | 0 | -0.1 | 0.3 | -0.3 | 0.5 | 0 | 0 | 0 | 0 | 6.7 | 7.03 | -0.51 | 0.18 | 0.003 | 0 | 0.001 | 6.9 | 0 | 0 | 3.1 | 0 | 3.6 | 0 | -0.1 | 0.2 | -0.3 | 0.5 | 0 | 0 | 0 | 0 | 6.23 | 6.45 | -0.46 | 0.24 | 0.003 | 0 | 0.001 | PreCW-Front-GasDHW-GasDry | Appl-CW-Front-GasDHW-GasDry-Tier2AnyMFm1985CZ09DEER2017 | 0
42958.3843 | Appl-CW-Front-GasDHW-GasDry-Tier2 | MFm | 1985 | CZ10 | rDXGF | -1 | Household | 1 | 1438.9 | 5 | 0 | 0 | 3.9 | 0 | 1.6 | 0 | -0.2 | -0.3 | -0.5 | 0.1 | 0 | 0 | 0 | 0 | 6.32 | 7.03 | -0.89 | 0.18 | -0.002 | 0 | 0 | 7.4 | 0 | 0 | 3.1 | 0 | 4 | 0 | -0.1 | 0.3 | -0.2 | 0.4 | 0 | 0 | 0 | 0 | 6.34 | 6.45 | -0.35 | 0.24 | 0.005 | 0 | 0 | PreCW-Front-GasDHW-GasDry | Appl-CW-Front-GasDHW-GasDry-Tier2AnyMFm1985CZ10DEER2017 | 0
42958.3843 | Appl-CW-Front-GasDHW-GasDry-Tier2 | MFm | 1985 | CZ11 | rDXGF | -1 | Household | 1 | 1150 | 7 | 0 | 0 | 3.8 | 0 | 3.3 | 0 | -0.1 | 0 | -0.3 | 0.3 | 0 | 0 | 0 | 0 | 6.58 | 7.03 | -0.63 | 0.18 | 0.004 | 0 | 0.001 | 6 | 0 | 0 | 3.1 | 0 | 3 | 0 | -0.1 | 0 | -0.3 | 0.3 | 0 | 0 | 0 | 0 | 6.13 | 6.45 | -0.56 | 0.25 | 0.003 | 0 | 0 | PreCW-Front-GasDHW-GasDry | Appl-CW-Front-GasDHW-GasDry-Tier2AnyMFm1985CZ11DEER2017 | 0
42958.3843 | Appl-CW-Front-GasDHW-GasDry-Tier2 | MFm | 1985 | CZ12 | rDXGF | -1 | Household | 1 | 1150 | 5.8 | 0 | 0 | 3.9 | 0 | 2.2 | 0 | -0.1 | -0.1 | -0.3 | 0.2 | 0 | 0 | 0 | 0 | 6.57 | 7.03 | -0.64 | 0.19 | 0.003 | 0 | 0 | 4.8 | 0 | 0 | 3.1 | 0 | 1.9 | 0 | -0.1 | -0.1 | -0.3 | 0.2 | 0 | 0 | 0 | 0 | 6.12 | 6.45 | -0.57 | 0.25 | 0.003 | 0 | 0 | PreCW-Front-GasDHW-GasDry | Appl-CW-Front-GasDHW-GasDry-Tier2AnyMFm1985CZ12DEER2017 | 0
42958.3843 | Appl-CW-Front-GasDHW-GasDry-Tier2 | MFm | 1985 | CZ13 | rDXGF | -1 | Household | 1 | 1150 | 7.9 | 0 | 0 | 3.8 | 0 | 4.1 | 0 | -0.1 | 0.1 | -0.4 | 0.5 | 0 | 0 | 0 | 0 | 6.56 | 7.03 | -0.66 | 0.17 | 0.004 | 0 | 0.001 | 6.7 | 0 | 0 | 3.1 | 0 | 3.6 | 0 | -0.1 | 0.1 | -0.3 | 0.5 | 0 | 0 | 0 | 0 | 6.1 | 6.45 | -0.59 | 0.24 | 0.004 | 0 | 0.001 | PreCW-Front-GasDHW-GasDry | Appl-CW-Front-GasDHW-GasDry-Tier2AnyMFm1985CZ13DEER2017 | 0
42958.3843 | Appl-CW-Front-GasDHW-GasDry-Tier2 | MFm | 1985 | CZ14 | rDXGF | -1 | Household | 1 | 1407.2 | 8.1 | 0 | 0 | 3.8 | 0 | 4.2 | 0 | 0 | 0.2 | -0.3 | 0.4 | 0 | 0 | 0 | 0 | 6.67 | 7.03 | -0.55 | 0.18 | 0.003 | 0 | 0.001 | 6.9 | 0 | 0 | 3.1 | 0 | 3.8 | 0 | 0 | 0.2 | -0.3 | 0.4 | 0 | 0 | 0 | 0 | 6.2 | 6.45 | -0.5 | 0.25 | 0.003 | 0 | 0.001 | PreCW-Front-GasDHW-GasDry | Appl-CW-Front-GasDHW-GasDry-Tier2AnyMFm1985CZ14DEER2017 | 0
42958.3843 | Appl-CW-Front-GasDHW-GasDry-Tier2 | MFm | 1985 | CZ15 | rDXGF | -1 | Household | 1 | 1407.2 | 10.6 | 0 | 0 | 3.8 | 0 | 6.4 | 0 | 0 | 0.5 | -0.1 | 0.6 | 0 | 0 | 0 | 0 | 6.92 | 7.03 | -0.27 | 0.15 | 0.003 | 0 | 0.001 | 9.2 | 0 | 0 | 3.1 | 0 | 5.8 | 0 | 0 | 0.5 | -0.1 | 0.6 | 0 | 0 | 0 | 0 | 6.41 | 6.45 | -0.24 | 0.2 | 0.002 | 0 | 0 | PreCW-Front-GasDHW-GasDry | Appl-CW-Front-GasDHW-GasDry-Tier2AnyMFm1985CZ15DEER2017 | 0
42958.3843 | Appl-CW-Front-GasDHW-GasDry-Tier2 | MFm | 1985 | CZ16 | rDXGF | -1 | Household | 1 | 1152 | 6.7 | 0 | 0 | 3.8 | 0 | 3 | 0 | -0.2 | 0 | -0.4 | 0.4 | 0 | 0 | 0 | 0 | 6.52 | 7.03 | -0.71 | 0.21 | 0.003 | 0 | 0 | 5.7 | 0 | 0 | 3.1 | 0 | 2.7 | 0 | -0.2 | 0 | -0.3 | 0.3 | 0 | 0 | 0 | 0 | 6.08 | 6.45 | -0.64 | 0.29 | 0.002 | 0 | 0 | PreCW-Front-GasDHW-GasDry | Appl-CW-Front-GasDHW-GasDry-Tier2AnyMFm1985CZ16DEER2017 | 0
42958.3843 | Appl-CW-Front-GasDHW-GasDry-Tier2 | MFm | 1996 | CZ01 | rDXGF | -1 | Household | 1 | 981.6 | 2.8 | 0 | 0 | 4 | 0 | 0.1 | 0 | -0.4 | -0.7 | -0.7 | 0 | 0 | 0 | 0 | 0 | 6.2 | 7.03 | -1.05 | 0.2 | 0.001 | 0 | 0 | 2.5 | 0 | 0 | 3.3 | 0 | 0.1 | 0 | -0.3 | -0.4 | -0.4 | 0 | 0 | 0 | 0 | 0 | 6 | 6.45 | -0.73 | 0.27 | 0.001 | 0 | 0 | PreCW-Front-GasDHW-GasDry | Appl-CW-Front-GasDHW-GasDry-Tier2AnyMFm1996CZ01DEER2017 | 0
42958.3843 | Appl-CW-Front-GasDHW-GasDry-Tier2 | MFm | 1996 | CZ02 | rDXGF | -1 | Household | 1 | 981.6 | 5.5 | 0 | 0 | 4 | 0 | 1.7 | 0 | -0.2 | 0 | -0.3 | 0.2 | 0 | 0 | 0 | 0 | 6.67 | 7.03 | -0.55 | 0.18 | 0.004 | 0 | 0 | 4.6 | 0 | 0 | 3.3 | 0 | 1.5 | 0 | -0.2 | 0 | -0.2 | 0.2 | 0 | 0 | 0 | 0 | 6.21 | 6.45 | -0.49 | 0.25 | 0.004 | 0 | 0 | PreCW-Front-GasDHW-GasDry | Appl-CW-Front-GasDHW-GasDry-Tier2AnyMFm1996CZ02DEER2017 | 0
42958.3843 | Appl-CW-Front-GasDHW-GasDry-Tier2 | MFm | 1996 | CZ03 | rDXGF | -1 | Household | 1 | 981.6 | 4.7 | 0 | 0 | 4 | 0 | 1 | 0 | -0.1 | -0.1 | -0.2 | 0.1 | 0 | 0 | 0 | 0 | 6.7 | 7.03 | -0.52 | 0.19 | 0.002 | 0 | 0.001 | 3.9 | 0 | 0 | 3.2 | 0 | 0.9 | 0 | -0.1 | 0 | -0.2 | 0.1 | 0 | 0 | 0 | 0 | 6.25 | 6.45 | -0.46 | 0.26 | 0.002 | 0 | 0 | PreCW-Front-GasDHW-GasDry | Appl-CW-Front-GasDHW-GasDry-Tier2AnyMFm1996CZ03DEER2017 | 0
42958.3843 | Appl-CW-Front-GasDHW-GasDry-Tier2 | MFm | 1996 | CZ04 | rDXGF | -1 | Household | 1 | 981.6 | 5.2 | 0 | 0 | 4.1 | 0 | 1.4 | 0 | -0.2 | -0.1 | -0.3 | 0.2 | 0 | 0 | 0 | 0 | 6.74 | 7.03 | -0.47 | 0.17 | 0.002 | 0 | 0 | 4.4 | 0 | 0 | 3.3 | 0 | 1.3 | 0 | -0.1 | 0 | -0.2 | 0.2 | 0 | 0 | 0 | 0 | 6.3 | 6.45 | -0.39 | 0.24 | 0.002 | 0 | 0 | PreCW-Front-GasDHW-GasDry | Appl-CW-Front-GasDHW-GasDry-Tier2AnyMFm1996CZ04DEER2017 | 0
42958.3843 | Appl-CW-Front-GasDHW-GasDry-Tier2 | MFm | 1996 | CZ05 | rDXGF | -1 | Household | 1 | 981.6 | 4.1 | 0 | 0 | 4.1 | 0 | 0.5 | 0 | -0.3 | -0.2 | -0.3 | 0 | 0 | 0 | 0 | 0 | 6.53 | 7.03 | -0.69 | 0.18 | 0 | 0 | 0.001 | 3.3 | 0 | 0 | 3.3 | 0 | 0.4 | 0 | -0.2 | -0.2 | -0.3 | 0 | 0 | 0 | 0 | 0 | 6.08 | 6.45 | -0.62 | 0.26 | 0 | 0 | 0.001 | PreCW-Front-GasDHW-GasDry | Appl-CW-Front-GasDHW-GasDry-Tier2AnyMFm1996CZ05DEER2017 | 0
42958.3843 | Appl-CW-Front-GasDHW-GasDry-Tier2 | MFm | 1996 | CZ06 | rDXGF | -1 | Household | 1 | 1169.1 | 6.8 | 0 | 0 | 4 | 0 | 2.7 | 0 | -0.2 | 0.2 | -0.2 | 0.3 | 0 | 0 | 0 | 0 | 6.7 | 7.03 | -0.5 | 0.17 | 0.004 | 0 | 0.001 | 5.9 | 0 | 0 | 3.2 | 0 | 2.6 | 0 | -0.2 | 0.2 | -0.2 | 0.3 | 0 | 0 | 0 | 0 | 6.24 | 6.45 | -0.45 | 0.24 | 0.004 | 0 | 0.001 | PreCW-Front-GasDHW-GasDry | Appl-CW-Front-GasDHW-GasDry-Tier2AnyMFm1996CZ06DEER2017 | 0
42958.3843 | Appl-CW-Front-GasDHW-GasDry-Tier2 | MFm | 1996 | CZ07 | rDXGF | -1 | Household | 1 | 1169.1 | 6.9 | 0 | 0 | 4.1 | 0 | 2.7 | 0 | -0.1 | 0.3 | -0.1 | 0.4 | 0 | 0 | 0 | 0 | 6.97 | 7.03 | -0.24 | 0.16 | 0.003 | 0 | 0 | 5.8 | 0 | 0 | 3.3 | 0 | 2.4 | 0 | -0.1 | 0.3 | -0.1 | 0.4 | 0 | 0 | 0 | 0 | 6.47 | 6.45 | -0.21 | 0.23 | 0.002 | 0 | 0 | PreCW-Front-GasDHW-GasDry | Appl-CW-Front-GasDHW-GasDry-Tier2AnyMFm1996CZ07DEER2017 | 0
42958.3843 | Appl-CW-Front-GasDHW-GasDry-Tier2 | MFm | 1996 | CZ08 | rDXGF | -1 | Household | 1 | 1169.1 | 7.3 | 0 | 0 | 4 | 0 | 3.1 | 0 | -0.1 | 0.2 | -0.2 | 0.4 | 0 | 0 | 0 | 0 | 6.82 | 7.03 | -0.38 | 0.16 | 0.003 | 0 | 0 | 6.2 | 0 | 0 | 3.3 | 0 | 2.8 | 0 | -0.1 | 0.2 | -0.2 | 0.4 | 0 | 0 | 0 | 0 | 6.33 | 6.45 | -0.35 | 0.23 | 0.003 | 0 | 0 | PreCW-Front-GasDHW-GasDry | Appl-CW-Front-GasDHW-GasDry-Tier2AnyMFm1996CZ08DEER2017 | 0
42958.3843 | Appl-CW-Front-GasDHW-GasDry-Tier2 | MFm | 1996 | CZ09 | rDXGF | -1 | Household | 1 | 1093.6 | 8.8 | 0 | 0 | 4 | 0 | 4.5 | 0 | -0.1 | 0.4 | -0.1 | 0.6 | 0 | 0 | 0 | 0 | 6.84 | 7.03 | -0.37 | 0.17 | 0.003 | 0 | 0 | 7.6 | 0 | 0 | 3.2 | 0 | 4.1 | 0 | -0.1 | 0.3 | -0.1 | 0.6 | 0 | 0 | 0 | 0 | 6.35 | 6.45 | -0.33 | 0.24 | 0.003 | 0 | 0 | PreCW-Front-GasDHW-GasDry | Appl-CW-Front-GasDHW-GasDry-Tier2AnyMFm1996CZ09DEER2017 | 0
42958.3843 | Appl-CW-Front-GasDHW-GasDry-Tier2 | MFm | 1996 | CZ10 | rDXGF | -1 | Household | 1 | 1093.6 | 6.1 | 0 | 0 | 4 | 0 | 2.2 | 0 | -0.1 | 0 | -0.2 | 0.3 | 0 | 0 | 0 | 0 | 6.65 | 7.03 | -0.55 | 0.17 | 0.005 | 0 | 0.001 | 5 | 0 | 0 | 3.2 | 0 | 2 | 0 | -0.1 | 0 | -0.2 | 0.3 | 0 | 0 | 0 | 0 | 6.19 | 6.45 | -0.49 | 0.23 | 0.005 | 0 | 0.001 | PreCW-Front-GasDHW-GasDry | Appl-CW-Front-GasDHW-GasDry-Tier2AnyMFm1996CZ10DEER2017 | 0
42958.3843 | Appl-CW-Front-GasDHW-GasDry-Tier2 | MFm | 1996 | CZ11 | rDXGF | -1 | Household | 1 | 1031.9 | 8.6 | 0 | 0 | 4 | 0 | 4.4 | 0 | -0.2 | 0.3 | -0.2 | 0.5 | 0 | 0 | 0 | 0 | 6.76 | 7.03 | -0.44 | 0.16 | 0.004 | 0 | 0 | 6 | 0 | 0 | 3.2 | 0 | 2.8 | 0 | -0.2 | 0.1 | -0.2 | 0.3 | 0 | 0 | 0 | 0 | 6.25 | 6.45 | -0.43 | 0.23 | 0.002 | 0 | 0 | PreCW-Front-GasDHW-GasDry | Appl-CW-Front-GasDHW-GasDry-Tier2AnyMFm1996CZ11DEER2017 | 0
42958.3843 | Appl-CW-Front-GasDHW-GasDry-Tier2 | MFm | 1996 | CZ12 | rDXGF | -1 | Household | 1 | 1031.9 | 6.8 | 0 | 0 | 4 | 0 | 3 | 0 | -0.2 | 0.1 | -0.3 | 0.4 | 0 | 0 | 0 | 0 | 6.61 | 7.03 | -0.6 | 0.18 | 0.005 | 0 | 0.001 | 5.8 | 0 | 0 | 3.2 | 0 | 2.7 | 0 | -0.2 | 0.1 | -0.2 | 0.3 | 0 | 0 | 0 | 0 | 6.15 | 6.45 | -0.54 | 0.25 | 0.004 | 0 | 0.001 | PreCW-Front-GasDHW-GasDry | Appl-CW-Front-GasDHW-GasDry-Tier2AnyMFm1996CZ12DEER2017 | 0
42958.3843 | Appl-CW-Front-GasDHW-GasDry-Tier2 | MFm | 1996 | CZ13 | rDXGF | -1 | Household | 1 | 1031.9 | 8.3 | 0 | 0 | 3.9 | 0 | 4.3 | 0 | -0.1 | 0.2 | -0.2 | 0.5 | 0 | 0 | 0 | 0 | 6.68 | 7.03 | -0.52 | 0.17 | 0.005 | 0 | 0.001 | 7.2 | 0 | 0 | 3.2 | 0 | 4 | 0 | -0.1 | 0.2 | -0.2 | 0.5 | 0 | 0 | 0 | 0 | 6.21 | 6.45 | -0.47 | 0.24 | 0.004 | 0 | 0.001 | PreCW-Front-GasDHW-GasDry | Appl-CW-Front-GasDHW-GasDry-Tier2AnyMFm1996CZ13DEER2017 | 0
42958.3843 | Appl-CW-Front-GasDHW-GasDry-Tier2 | MFm | 1996 | CZ14 | rDXGF | -1 | Household | 1 | 1086 | 9.1 | 0 | 0 | 3.9 | 0 | 5 | 0 | -0.2 | 0.4 | -0.3 | 0.6 | 0 | 0 | 0 | 0 | 6.72 | 7.03 | -0.5 | 0.18 | 0.002 | 0 | 0.001 | 7.8 | 0 | 0 | 3.1 | 0 | 4.5 | 0 | -0.1 | 0.3 | -0.3 | 0.6 | 0 | 0 | 0 | 0 | 6.25 | 6.45 | -0.45 | 0.25 | 0.002 | 0 | 0.001 | PreCW-Front-GasDHW-GasDry | Appl-CW-Front-GasDHW-GasDry-Tier2AnyMFm1996CZ14DEER2017 | 0
42958.3843 | Appl-CW-Front-GasDHW-GasDry-Tier2 | MFm | 1996 | CZ15 | rDXGF | -1 | Household | 1 | 1086 | 10.2 | 0 | 0 | 3.9 | 0 | 6 | 0 | -0.1 | 0.5 | -0.1 | 0.6 | 0 | 0 | 0 | 0 | 6.94 | 7.03 | -0.24 | 0.14 | 0.003 | 0 | 0.001 | 8.8 | 0 | 0 | 3.1 | 0 | 5.3 | 0 | -0.1 | 0.5 | -0.1 | 0.5 | 0 | 0 | 0 | 0 | 6.43 | 6.45 | -0.22 | 0.2 | 0.002 | 0 | 0.001 | PreCW-Front-GasDHW-GasDry | Appl-CW-Front-GasDHW-GasDry-Tier2AnyMFm1996CZ15DEER2017 | 0
42958.3843 | Appl-CW-Front-GasDHW-GasDry-Tier2 | MFm | 1996 | CZ16 | rDXGF | -1 | Household | 1 | 981.6 | 6.9 | 0 | 0 | 3.9 | 0 | 3.2 | 0 | -0.3 | 0.1 | -0.4 | 0.5 | 0 | 0 | 0 | 0 | 6.52 | 7.03 | -0.72 | 0.21 | 0.004 | 0 | 0 | 5.9 | 0 | 0 | 3.1 | 0 | 2.9 | 0 | -0.2 | 0 | -0.4 | 0.4 | 0 | 0 | 0 | 0 | 6.08 | 6.45 | -0.65 | 0.29 | 0.003 | 0 | 0 | PreCW-Front-GasDHW-GasDry | Appl-CW-Front-GasDHW-GasDry-Tier2AnyMFm1996CZ16DEER2017 | 0
42958.3843 | Appl-CW-Front-GasDHW-GasDry-Tier2 | MFm | 2003 | CZ01 | rDXGF | -1 | Household | 1 | 998.7 | 3.3 | 0 | 0 | 4 | 0 | 0.1 | 0 | -0.3 | -0.5 | -0.5 | 0 | 0 | 0 | 0 | 0 | 6.4 | 7.03 | -0.83 | 0.2 | 0.001 | 0 | 0.001 | 2.6 | 0 | 0 | 3.2 | 0 | 0.1 | 0 | -0.3 | -0.5 | -0.5 | 0 | 0 | 0 | 0 | 0 | 5.98 | 6.45 | -0.75 | 0.27 | 0.001 | 0 | 0.001 | PreCW-Front-GasDHW-GasDry | Appl-CW-Front-GasDHW-GasDry-Tier2AnyMFm2003CZ01DEER2017 | 0
42958.3843 | Appl-CW-Front-GasDHW-GasDry-Tier2 | MFm | 2003 | CZ02 | rDXGF | -1 | Household | 1 | 1073.2 | 5.6 | 0 | 0 | 4 | 0 | 1.8 | 0 | -0.2 | -0.1 | -0.2 | 0.3 | 0 | 0 | 0 | 0 | 6.75 | 7.03 | -0.47 | 0.18 | 0.004 | 0 | 0.001 | 4.9 | 0 | 0 | 3.3 | 0 | 1.8 | 0 | -0.2 | 0 | -0.2 | 0.3 | 0 | 0 | 0 | 0 | 6.34 | 6.45 | -0.36 | 0.25 | 0.004 | 0 | 0.001 | PreCW-Front-GasDHW-GasDry | Appl-CW-Front-GasDHW-GasDry-Tier2AnyMFm2003CZ02DEER2017 | 0
42958.3843 | Appl-CW-Front-GasDHW-GasDry-Tier2 | MFm | 2003 | CZ03 | rDXGF | -1 | Household | 1 | 998.7 | 3.7 | 0 | 0 | 3.9 | 0 | 0.4 | 0 | -0.3 | -0.3 | -0.4 | 0.1 | 0 | 0 | 0 | 0 | 6.49 | 7.03 | -0.73 | 0.19 | 0.002 | 0 | 0 | 3 | 0 | 0 | 3.2 | 0 | 0.3 | 0 | -0.3 | -0.3 | -0.4 | 0.1 | 0 | 0 | 0 | 0 | 6.05 | 6.45 | -0.66 | 0.26 | 0.001 | 0 | 0 | PreCW-Front-GasDHW-GasDry | Appl-CW-Front-GasDHW-GasDry-Tier2AnyMFm2003CZ03DEER2017 | 0
42958.3843 | Appl-CW-Front-GasDHW-GasDry-Tier2 | MFm | 2003 | CZ04 | rDXGF | -1 | Household | 1 | 998.7 | 6.7 | 0 | 0 | 4 | 0 | 2.7 | 0 | -0.2 | 0.1 | -0.2 | 0.4 | 0 | 0 | 0 | 0 | 6.75 | 7.03 | -0.47 | 0.17 | 0.003 | 0 | 0.001 | 5.6 | 0 | 0 | 3.2 | 0 | 2.4 | 0 | -0.2 | 0 | -0.2 | 0.4 | 0 | 0 | 0 | 0 | 6.28 | 6.45 | -0.42 | 0.24 | 0.003 | 0 | 0.001 | PreCW-Front-GasDHW-GasDry | Appl-CW-Front-GasDHW-GasDry-Tier2AnyMFm2003CZ04DEER2017 | 0
42958.3843 | Appl-CW-Front-GasDHW-GasDry-Tier2 | MFm | 2003 | CZ05 | rDXGF | -1 | Household | 1 | 998.7 | 4.1 | 0 | 0 | 4.1 | 0 | 0.5 | 0 | -0.3 | -0.3 | -0.4 | 0.1 | 0 | 0 | 0 | 0 | 6.48 | 7.03 | -0.74 | 0.18 | 0.001 | 0 | 0.001 | 3.3 | 0 | 0 | 3.3 | 0 | 0.5 | 0 | -0.2 | -0.3 | -0.4 | 0.1 | 0 | 0 | 0 | 0 | 6.04 | 6.45 | -0.67 | 0.25 | 0.001 | 0 | 0.001 | PreCW-Front-GasDHW-GasDry | Appl-CW-Front-GasDHW-GasDry-Tier2AnyMFm2003CZ05DEER2017 | 0
42958.3843 | Appl-CW-Front-GasDHW-GasDry-Tier2 | MFm | 2003 | CZ06 | rDXGF | -1 | Household | 1 | 1206 | 6 | 0 | 0 | 4 | 0 | 2 | 0 | -0.1 | 0.1 | -0.2 | 0.3 | 0 | 0 | 0 | 0 | 6.77 | 7.03 | -0.44 | 0.17 | 0.004 | 0 | 0.001 | 5 | 0 | 0 | 3.2 | 0 | 1.8 | 0 | -0.1 | 0.1 | -0.2 | 0.3 | 0 | 0 | 0 | 0 | 6.3 | 6.45 | -0.4 | 0.23 | 0.004 | 0 | 0 | PreCW-Front-GasDHW-GasDry | Appl-CW-Front-GasDHW-GasDry-Tier2AnyMFm2003CZ06DEER2017 | 0
42958.3843 | Appl-CW-Front-GasDHW-GasDry-Tier2 | MFm | 2003 | CZ07 | rDXGF | -1 | Household | 1 | 1206 | 7.3 | 0 | 0 | 3.9 | 0 | 3.2 | 0 | -0.1 | 0.2 | -0.2 | 0.5 | 0 | 0 | 0 | 0 | 6.79 | 7.03 | -0.42 | 0.17 | 0.002 | 0 | 0 | 6.2 | 0 | 0 | 3.2 | 0 | 2.8 | 0 | -0.1 | 0.2 | -0.2 | 0.4 | 0 | 0 | 0 | 0 | 6.32 | 6.45 | -0.38 | 0.23 | 0.002 | 0 | 0 | PreCW-Front-GasDHW-GasDry | Appl-CW-Front-GasDHW-GasDry-Tier2AnyMFm2003CZ07DEER2017 | 0
42958.3843 | Appl-CW-Front-GasDHW-GasDry-Tier2 | MFm | 2003 | CZ08 | rDXGF | -1 | Household | 1 | 1206 | 7.4 | 0 | 0 | 4 | 0 | 3.3 | 0 | -0.1 | 0.2 | -0.2 | 0.5 | 0 | 0 | 0 | 0 | 6.82 | 7.03 | -0.39 | 0.17 | 0.004 | 0 | 0.001 | 6.3 | 0 | 0 | 3.2 | 0 | 3 | 0 | -0.1 | 0.2 | -0.2 | 0.4 | 0 | 0 | 0 | 0 | 6.34 | 6.45 | -0.35 | 0.24 | 0.003 | 0 | 0.001 | PreCW-Front-GasDHW-GasDry | Appl-CW-Front-GasDHW-GasDry-Tier2AnyMFm2003CZ08DEER2017 | 0
42958.3843 | Appl-CW-Front-GasDHW-GasDry-Tier2 | MFm | 2003 | CZ09 | rDXGF | -1 | Household | 1 | 1126.6 | 7.1 | 0 | 0 | 4 | 0 | 3.3 | 0 | -0.2 | 0.1 | -0.3 | 0.4 | 0 | 0 | 0 | 0 | 6.76 | 7.03 | -0.45 | 0.17 | 0.004 | 0 | 0 | 6.1 | 0 | 0 | 3.2 | 0 | 3 | 0 | -0.2 | 0.1 | -0.2 | 0.4 | 0 | 0 | 0 | 0 | 6.28 | 6.45 | -0.4 | 0.24 | 0.003 | 0 | 0 | PreCW-Front-GasDHW-GasDry | Appl-CW-Front-GasDHW-GasDry-Tier2AnyMFm2003CZ09DEER2017 | 0
42958.3843 | Appl-CW-Front-GasDHW-GasDry-Tier2 | MFm | 2003 | CZ10 | rDXGF | -1 | Household | 1 | 1073.2 | 7.1 | 0 | 0 | 4 | 0 | 3 | 0 | -0.1 | 0.2 | -0.1 | 0.4 | 0 | 0 | 0 | 0 | 6.87 | 7.03 | -0.33 | 0.16 | 0.005 | 0 | 0.001 | 5.1 | 0 | 0 | 3.2 | 0 | 2 | 0 | -0.1 | 0.1 | -0.1 | 0.2 | 0 | 0 | 0 | 0 | 6.34 | 6.45 | -0.34 | 0.22 | 0.003 | 0 | 0.001 | PreCW-Front-GasDHW-GasDry | Appl-CW-Front-GasDHW-GasDry-Tier2AnyMFm2003CZ10DEER2017 | 0
42958.3843 | Appl-CW-Front-GasDHW-GasDry-Tier2 | MFm | 2003 | CZ11 | rDXGF | -1 | Household | 1 | 1073.2 | 8.1 | 0 | 0 | 3.9 | 0 | 4.2 | 0 | -0.2 | 0.2 | -0.3 | 0.5 | 0 | 0 | 0 | 0 | 6.67 | 7.03 | -0.55 | 0.17 | 0.003 | 0 | 0 | 7 | 0 | 0 | 3.1 | 0 | 3.8 | 0 | -0.2 | 0.2 | -0.3 | 0.5 | 0 | 0 | 0 | 0 | 6.2 | 6.45 | -0.5 | 0.24 | 0.003 | 0 | 0 | PreCW-Front-GasDHW-GasDry | Appl-CW-Front-GasDHW-GasDry-Tier2AnyMFm2003CZ11DEER2017 | 0
42958.3843 | Appl-CW-Front-GasDHW-GasDry-Tier2 | MFm | 2003 | CZ12 | rDXGF | -1 | Household | 1 | 1073.2 | 7.5 | 0 | 0 | 4 | 0 | 3.6 | 0 | -0.2 | 0.1 | -0.3 | 0.4 | 0 | 0 | 0 | 0 | 6.7 | 7.03 | -0.51 | 0.18 | 0.003 | 0 | 0.001 | 6.3 | 0 | 0 | 3.2 | 0 | 3.2 | 0 | -0.2 | 0.1 | -0.3 | 0.4 | 0 | 0 | 0 | 0 | 6.24 | 6.45 | -0.46 | 0.25 | 0.003 | 0 | 0 | PreCW-Front-GasDHW-GasDry | Appl-CW-Front-GasDHW-GasDry-Tier2AnyMFm2003CZ12DEER2017 | 0
42958.3843 | Appl-CW-Front-GasDHW-GasDry-Tier2 | MFm | 2003 | CZ13 | rDXGF | -1 | Household | 1 | 1073.2 | 8.3 | 0 | 0 | 3.9 | 0 | 4.3 | 0 | -0.2 | 0.2 | -0.3 | 0.5 | 0 | 0 | 0 | 0 | 6.73 | 7.03 | -0.48 | 0.18 | 0.004 | 0 | 0 | 7.1 | 0 | 0 | 3.1 | 0 | 3.8 | 0 | -0.2 | 0.2 | -0.2 | 0.4 | 0 | 0 | 0 | 0 | 6.25 | 6.45 | -0.44 | 0.24 | 0.003 | 0 | 0 | PreCW-Front-GasDHW-GasDry | Appl-CW-Front-GasDHW-GasDry-Tier2AnyMFm2003CZ13DEER2017 | 0
42958.3843 | Appl-CW-Front-GasDHW-GasDry-Tier2 | MFm | 2003 | CZ14 | rDXGF | -1 | Household | 1 | 1094.6 | 8.8 | 0 | 0 | 3.8 | 0 | 4.8 | 0 | -0.2 | 0.3 | -0.2 | 0.6 | 0 | 0 | 0 | 0 | 6.69 | 7.03 | -0.52 | 0.18 | 0.003 | 0 | 0.001 | 7.6 | 0 | 0 | 3.1 | 0 | 4.3 | 0 | -0.2 | 0.3 | -0.2 | 0.5 | 0 | 0 | 0 | 0 | 6.22 | 6.45 | -0.47 | 0.25 | 0.002 | 0 | 0.001 | PreCW-Front-GasDHW-GasDry | Appl-CW-Front-GasDHW-GasDry-Tier2AnyMFm2003CZ14DEER2017 | 0
42958.3843 | Appl-CW-Front-GasDHW-GasDry-Tier2 | MFm | 2003 | CZ15 | rDXGF | -1 | Household | 1 | 1094.6 | 10.3 | 0 | 0 | 3.9 | 0 | 6 | 0 | -0.1 | 0.6 | -0.1 | 0.6 | 0 | 0 | 0 | 0 | 6.94 | 7.03 | -0.24 | 0.14 | 0.003 | 0 | 0 | 8.9 | 0 | 0 | 3.1 | 0 | 5.4 | 0 | -0.1 | 0.5 | -0.1 | 0.5 | 0 | 0 | 0 | 0 | 6.43 | 6.45 | -0.22 | 0.19 | 0.003 | 0 | 0 | PreCW-Front-GasDHW-GasDry | Appl-CW-Front-GasDHW-GasDry-Tier2AnyMFm2003CZ15DEER2017 | 0
42958.3843 | Appl-CW-Front-GasDHW-GasDry-Tier2 | MFm | 2003 | CZ16 | rDXGF | -1 | Household | 1 | 998.7 | 6.9 | 0 | 0 | 3.9 | 0 | 3.2 | 0 | -0.2 | 0.1 | -0.4 | 0.5 | 0 | 0 | 0 | 0 | 6.56 | 7.03 | -0.68 | 0.2 | 0.003 | 0 | 0 | 5.8 | 0 | 0 | 3.2 | 0 | 2.8 | 0 | -0.2 | 0.1 | -0.4 | 0.4 | 0 | 0 | 0 | 0 | 6.11 | 6.45 | -0.61 | 0.28 | 0.003 | 0 | 0 | PreCW-Front-GasDHW-GasDry | Appl-CW-Front-GasDHW-GasDry-Tier2AnyMFm2003CZ16DEER2017 | 0
42958.3843 | Appl-CW-Front-GasDHW-GasDry-Tier2 | MFm | 2007 | CZ01 | rDXGF | -1 | Household | 1 | 998.7 | 3.1 | 0 | 0 | 4.1 | 0 | 0 | 0 | -0.4 | -0.6 | -0.5 | 0 | 0 | 0 | 0 | 0 | 6.28 | 7.03 | -0.96 | 0.2 | 0.001 | 0 | 0.001 | 2.4 | 0 | 0 | 3.3 | 0 | 0 | 0 | -0.4 | -0.5 | -0.5 | 0 | 0 | 0 | 0 | 0 | 5.89 | 6.45 | -0.84 | 0.28 | 0 | 0 | 0.001 | PreCW-Front-GasDHW-GasDry | Appl-CW-Front-GasDHW-GasDry-Tier2AnyMFm2007CZ01DEER2017 | 0
42958.3843 | Appl-CW-Front-GasDHW-GasDry-Tier2 | MFm | 2007 | CZ02 | rDXGF | -1 | Household | 1 | 1073.2 | 5.9 | 0 | 0 | 4 | 0 | 2 | 0 | -0.2 | 0.1 | -0.3 | 0.3 | 0 | 0 | 0 | 0 | 6.74 | 7.03 | -0.49 | 0.19 | 0.003 | 0 | 0 | 4.3 | 0 | 0 | 3.2 | 0 | 1.4 | 0 | -0.3 | -0.1 | -0.3 | 0.2 | 0 | 0 | 0 | 0 | 6.15 | 6.45 | -0.56 | 0.27 | 0.002 | 0 | 0 | PreCW-Front-GasDHW-GasDry | Appl-CW-Front-GasDHW-GasDry-Tier2AnyMFm2007CZ02DEER2017 | 0
42958.3843 | Appl-CW-Front-GasDHW-GasDry-Tier2 | MFm | 2007 | CZ03 | rDXGF | -1 | Household | 1 | 998.7 | 3.6 | 0 | 0 | 3.9 | 0 | 0.2 | 0 | -0.3 | -0.4 | -0.4 | 0 | 0 | 0 | 0 | 0 | 6.52 | 7.03 | -0.72 | 0.19 | 0.001 | 0 | 0.001 | 2.8 | 0 | 0 | 3.1 | 0 | 0.2 | 0 | -0.2 | -0.3 | -0.4 | 0 | 0 | 0 | 0 | 0 | 6.05 | 6.45 | -0.68 | 0.26 | 0.001 | 0 | 0.001 | PreCW-Front-GasDHW-GasDry | Appl-CW-Front-GasDHW-GasDry-Tier2AnyMFm2007CZ03DEER2017 | 0
42958.3843 | Appl-CW-Front-GasDHW-GasDry-Tier2 | MFm | 2007 | CZ04 | rDXGF | -1 | Household | 1 | 998.7 | 5.8 | 0 | 0 | 4 | 0 | 1.9 | 0 | -0.2 | 0.1 | -0.2 | 0.3 | 0 | 0 | 0 | 0 | 6.76 | 7.03 | -0.47 | 0.18 | 0.001 | 0 | 0.001 | 4.8 | 0 | 0 | 3.2 | 0 | 1.7 | 0 | -0.1 | 0.1 | -0.2 | 0.2 | 0 | 0 | 0 | 0 | 6.29 | 6.45 | -0.43 | 0.25 | 0.001 | 0 | 0.001 | PreCW-Front-GasDHW-GasDry | Appl-CW-Front-GasDHW-GasDry-Tier2AnyMFm2007CZ04DEER2017 | 0
42958.3843 | Appl-CW-Front-GasDHW-GasDry-Tier2 | MFm | 2007 | CZ05 | rDXGF | -1 | Household | 1 | 998.7 | 4.1 | 0 | 0 | 4.1 | 0 | 0.4 | 0 | -0.2 | -0.3 | -0.3 | 0.1 | 0 | 0 | 0 | 0 | 6.6 | 7.03 | -0.63 | 0.18 | 0.001 | 0 | 0.001 | 3.3 | 0 | 0 | 3.3 | 0 | 0.4 | 0 | -0.2 | -0.2 | -0.3 | 0.1 | 0 | 0 | 0 | 0 | 6.15 | 6.45 | -0.57 | 0.26 | 0.001 | 0 | 0.001 | PreCW-Front-GasDHW-GasDry | Appl-CW-Front-GasDHW-GasDry-Tier2AnyMFm2007CZ05DEER2017 | 0
42958.3843 | Appl-CW-Front-GasDHW-GasDry-Tier2 | MFm | 2007 | CZ06 | rDXGF | -1 | Household | 1 | 1206 | 6.1 | 0 | 0 | 4 | 0 | 2.1 | 0 | -0.2 | 0.2 | -0.3 | 0.4 | 0 | 0 | 0 | 0 | 6.73 | 7.03 | -0.49 | 0.18 | 0.003 | 0 | 0.001 | 5.1 | 0 | 0 | 3.2 | 0 | 1.9 | 0 | -0.2 | 0.1 | -0.2 | 0.4 | 0 | 0 | 0 | 0 | 6.26 | 6.45 | -0.44 | 0.24 | 0.002 | 0 | 0 | PreCW-Front-GasDHW-GasDry | Appl-CW-Front-GasDHW-GasDry-Tier2AnyMFm2007CZ06DEER2017 | 0
42958.3843 | Appl-CW-Front-GasDHW-GasDry-Tier2 | MFm | 2007 | CZ07 | rDXGF | -1 | Household | 1 | 1206 | 2.9 | 0 | 0 | 4 | 0 | -0.3 | 0 | -0.2 | -0.6 | -0.4 | -0.2 | 0 | 0 | 0 | 0 | 6.48 | 7.03 | -0.73 | 0.18 | -0.002 | 0 | 0 | 4.5 | 0 | 0 | 3.2 | 0 | 1.4 | 0 | -0.1 | 0 | -0.1 | 0.2 | 0 | 0 | 0 | 0 | 6.35 | 6.45 | -0.34 | 0.24 | 0.001 | 0 | 0 | PreCW-Front-GasDHW-GasDry | Appl-CW-Front-GasDHW-GasDry-Tier2AnyMFm2007CZ07DEER2017 | 0
42958.3843 | Appl-CW-Front-GasDHW-GasDry-Tier2 | MFm | 2007 | CZ08 | rDXGF | -1 | Household | 1 | 1206 | 7.5 | 0 | 0 | 3.9 | 0 | 3.3 | 0 | -0.1 | 0.4 | -0.2 | 0.6 | 0 | 0 | 0 | 0 | 6.82 | 7.03 | -0.4 | 0.18 | 0.002 | 0 | 0.001 | 6.4 | 0 | 0 | 3.1 | 0 | 3 | 0 | -0.1 | 0.4 | -0.1 | 0.5 | 0 | 0 | 0 | 0 | 6.34 | 6.45 | -0.35 | 0.24 | 0.002 | 0 | 0.001 | PreCW-Front-GasDHW-GasDry | Appl-CW-Front-GasDHW-GasDry-Tier2AnyMFm2007CZ08DEER2017 | 0
42958.3843 | Appl-CW-Front-GasDHW-GasDry-Tier2 | MFm | 2007 | CZ09 | rDXGF | -1 | Household | 1 | 1126.6 | 6.7 | 0 | 0 | 3.9 | 0 | 2.7 | 0 | -0.2 | 0.3 | -0.3 | 0.4 | 0 | 0 | 0 | 0 | 6.78 | 7.03 | -0.43 | 0.17 | 0.003 | 0 | 0 | 5.6 | 0 | 0 | 3.1 | 0 | 2.4 | 0 | -0.1 | 0.2 | -0.2 | 0.4 | 0 | 0 | 0 | 0 | 6.31 | 6.45 | -0.39 | 0.24 | 0.003 | 0 | 0 | PreCW-Front-GasDHW-GasDry | Appl-CW-Front-GasDHW-GasDry-Tier2AnyMFm2007CZ09DEER2017 | 0
42958.3843 | Appl-CW-Front-GasDHW-GasDry-Tier2 | MFm | 2007 | CZ10 | rDXGF | -1 | Household | 1 | 1073.2 | 7.9 | 0 | 0 | 4 | 0 | 3.6 | 0 | -0.1 | 0.4 | -0.2 | 0.5 | 0 | 0 | 0 | 0 | 6.88 | 7.03 | -0.33 | 0.17 | 0.004 | 0 | 0 | 5.2 | 0 | 0 | 3.3 | 0 | 2 | 0 | -0.1 | 0 | -0.2 | 0.3 | 0 | 0 | 0 | 0 | 6.31 | 6.45 | -0.37 | 0.23 | 0.001 | 0 | 0 | PreCW-Front-GasDHW-GasDry | Appl-CW-Front-GasDHW-GasDry-Tier2AnyMFm2007CZ10DEER2017 | 0
42958.3843 | Appl-CW-Front-GasDHW-GasDry-Tier2 | MFm | 2007 | CZ11 | rDXGF | -1 | Household | 1 | 1073.2 | 7.4 | 0 | 0 | 3.8 | 0 | 3.4 | 0 | -0.2 | 0.3 | -0.2 | 0.6 | 0 | 0 | 0 | 0 | 6.66 | 7.03 | -0.56 | 0.18 | 0.002 | 0 | 0 | 6.2 | 0 | 0 | 3.1 | 0 | 3.1 | 0 | -0.1 | 0.3 | -0.2 | 0.5 | 0 | 0 | 0 | 0 | 6.19 | 6.45 | -0.5 | 0.25 | 0.002 | 0 | 0 | PreCW-Front-GasDHW-GasDry | Appl-CW-Front-GasDHW-GasDry-Tier2AnyMFm2007CZ11DEER2017 | 0
42958.3843 | Appl-CW-Front-GasDHW-GasDry-Tier2 | MFm | 2007 | CZ12 | rDXGF | -1 | Household | 1 | 1073.2 | 7.2 | 0 | 0 | 3.9 | 0 | 3.2 | 0 | -0.2 | 0.3 | -0.3 | 0.6 | 0 | 0 | 0 | 0 | 6.71 | 7.03 | -0.5 | 0.18 | 0.002 | 0 | 0 | 6.1 | 0 | 0 | 3.2 | 0 | 2.9 | 0 | -0.2 | 0.3 | -0.3 | 0.5 | 0 | 0 | 0 | 0 | 6.24 | 6.45 | -0.45 | 0.25 | 0.002 | 0 | 0 | PreCW-Front-GasDHW-GasDry | Appl-CW-Front-GasDHW-GasDry-Tier2AnyMFm2007CZ12DEER2017 | 0
42958.3843 | Appl-CW-Front-GasDHW-GasDry-Tier2 | MFm | 2007 | CZ13 | rDXGF | -1 | Household | 1 | 1073.2 | 7.7 | 0 | 0 | 3.8 | 0 | 3.7 | 0 | -0.2 | 0.4 | -0.3 | 0.6 | 0 | 0 | 0 | 0 | 6.7 | 7.03 | -0.53 | 0.18 | 0.002 | 0 | 0.001 | 6.7 | 0 | 0 | 3.1 | 0 | 3.4 | 0 | -0.2 | 0.4 | -0.2 | 0.6 | 0 | 0 | 0 | 0 | 6.23 | 6.45 | -0.47 | 0.24 | 0.002 | 0 | 0 | PreCW-Front-GasDHW-GasDry | Appl-CW-Front-GasDHW-GasDry-Tier2AnyMFm2007CZ13DEER2017 | 0
42958.3843 | Appl-CW-Front-GasDHW-GasDry-Tier2 | MFm | 2007 | CZ14 | rDXGF | -1 | Household | 1 | 1094.6 | 8.2 | 0 | 0 | 3.8 | 0 | 4.1 | 0 | -0.2 | 0.4 | -0.2 | 0.7 | 0 | 0 | 0 | 0 | 6.7 | 7.03 | -0.52 | 0.19 | 0.002 | 0 | 0.001 | 7.1 | 0 | 0 | 3.1 | 0 | 3.8 | 0 | -0.1 | 0.4 | -0.2 | 0.6 | 0 | 0 | 0 | 0 | 6.23 | 6.45 | -0.47 | 0.25 | 0.002 | 0 | 0 | PreCW-Front-GasDHW-GasDry | Appl-CW-Front-GasDHW-GasDry-Tier2AnyMFm2007CZ14DEER2017 | 0
42958.3843 | Appl-CW-Front-GasDHW-GasDry-Tier2 | MFm | 2007 | CZ15 | rDXGF | -1 | Household | 1 | 1094.6 | 9 | 0 | 0 | 3.8 | 0 | 4.7 | 0 | -0.1 | 0.5 | -0.1 | 0.7 | 0 | 0 | 0 | 0 | 6.94 | 7.03 | -0.24 | 0.15 | 0.002 | 0 | 0 | 7.7 | 0 | 0 | 3.1 | 0 | 4.3 | 0 | -0.1 | 0.4 | -0.1 | 0.6 | 0 | 0 | 0 | 0 | 6.43 | 6.45 | -0.22 | 0.21 | 0.002 | 0 | 0 | PreCW-Front-GasDHW-GasDry | Appl-CW-Front-GasDHW-GasDry-Tier2AnyMFm2007CZ15DEER2017 | 0
42958.3843 | Appl-CW-Front-GasDHW-GasDry-Tier2 | MFm | 2007 | CZ16 | rDXGF | -1 | Household | 1 | 998.7 | 6.1 | 0 | 0 | 3.8 | 0 | 2.5 | 0 | -0.3 | 0.1 | -0.3 | 0.4 | 0 | 0 | 0 | 0 | 6.55 | 7.03 | -0.7 | 0.21 | 0.002 | 0 | 0 | 5.2 | 0 | 0 | 3.1 | 0 | 2.2 | 0 | -0.2 | 0.1 | -0.3 | 0.4 | 0 | 0 | 0 | 0 | 6.11 | 6.45 | -0.63 | 0.28 | 0.002 | 0 | 0 | PreCW-Front-GasDHW-GasDry | Appl-CW-Front-GasDHW-GasDry-Tier2AnyMFm2007CZ16DEER2017 | 0
42958.3843 | Appl-CW-Front-GasDHW-GasDry-Tier2 | MFm | 2011 | CZ01 | rDXGF | -1 | Household | 1 | 998.7 | 3.2 | 0 | 0 | 4.1 | 0 | 0 | 0 | -0.4 | -0.5 | -0.6 | 0 | 0 | 0 | 0 | 0 | 6.3 | 7.03 | -0.93 | 0.2 | 0 | 0 | 0.001 | 2.6 | 0 | 0 | 3.3 | 0 | 0 | 0 | -0.3 | -0.4 | -0.5 | 0 | 0 | 0 | 0 | 0 | 5.94 | 6.45 | -0.79 | 0.28 | 0 | 0 | 0 | PreCW-Front-GasDHW-GasDry | Appl-CW-Front-GasDHW-GasDry-Tier2AnyMFm2011CZ01DEER2017 | 0
42958.3843 | Appl-CW-Front-GasDHW-GasDry-Tier2 | MFm | 2011 | CZ02 | rDXGF | -1 | Household | 1 | 1073.2 | 6.2 | 0 | 0 | 4.1 | 0 | 2.2 | 0 | -0.2 | 0.1 | -0.3 | 0.4 | 0 | 0 | 0 | 0 | 6.75 | 7.03 | -0.47 | 0.19 | 0.003 | 0 | 0 | 5.3 | 0 | 0 | 3.3 | 0 | 2 | 0 | -0.2 | 0.1 | -0.3 | 0.4 | 0 | 0 | 0 | 0 | 6.28 | 6.45 | -0.42 | 0.26 | 0.003 | 0 | 0 | PreCW-Front-GasDHW-GasDry | Appl-CW-Front-GasDHW-GasDry-Tier2AnyMFm2011CZ02DEER2017 | 0
42958.3843 | Appl-CW-Front-GasDHW-GasDry-Tier2 | MFm | 2011 | CZ03 | rDXGF | -1 | Household | 1 | 998.7 | 3.9 | 0 | 0 | 4 | 0 | 0.3 | 0 | -0.2 | -0.2 | -0.3 | 0 | 0 | 0 | 0 | 0 | 6.6 | 7.03 | -0.62 | 0.19 | 0.001 | 0 | 0 | 3.1 | 0 | 0 | 3.2 | 0 | 0.3 | 0 | -0.1 | -0.2 | -0.3 | 0 | 0 | 0 | 0 | 0 | 6.15 | 6.45 | -0.55 | 0.26 | 0.001 | 0 | 0 | PreCW-Front-GasDHW-GasDry | Appl-CW-Front-GasDHW-GasDry-Tier2AnyMFm2011CZ03DEER2017 | 0
42958.3843 | Appl-CW-Front-GasDHW-GasDry-Tier2 | MFm | 2011 | CZ04 | rDXGF | -1 | Household | 1 | 998.7 | 5.7 | 0 | 0 | 4.1 | 0 | 1.7 | 0 | -0.1 | 0.1 | -0.2 | 0.2 | 0 | 0 | 0 | 0 | 6.81 | 7.03 | -0.41 | 0.18 | 0 | 0 | 0.001 | 4.7 | 0 | 0 | 3.4 | 0 | 1.4 | 0 | -0.1 | 0.1 | -0.1 | 0.2 | 0 | 0 | 0 | 0 | 6.33 | 6.45 | -0.37 | 0.24 | 0 | 0 | 0.001 | PreCW-Front-GasDHW-GasDry | Appl-CW-Front-GasDHW-GasDry-Tier2AnyMFm2011CZ04DEER2017 | 0
42958.3843 | Appl-CW-Front-GasDHW-GasDry-Tier2 | MFm | 2011 | CZ05 | rDXGF | -1 | Household | 1 | 998.7 | 4.2 | 0 | 0 | 4.2 | 0 | 0.5 | 0 | -0.2 | -0.2 | -0.3 | 0 | 0 | 0 | 0 | 0 | 6.6 | 7.03 | -0.62 | 0.19 | 0.002 | 0 | 0 | 3.4 | 0 | 0 | 3.4 | 0 | 0.4 | 0 | -0.1 | -0.1 | -0.3 | 0 | 0 | 0 | 0 | 0 | 6.14 | 6.45 | -0.56 | 0.26 | 0.002 | 0 | 0 | PreCW-Front-GasDHW-GasDry | Appl-CW-Front-GasDHW-GasDry-Tier2AnyMFm2011CZ05DEER2017 | 0
42958.3843 | Appl-CW-Front-GasDHW-GasDry-Tier2 | MFm | 2011 | CZ06 | rDXGF | -1 | Household | 1 | 1206 | 6.3 | 0 | 0 | 4 | 0 | 2.2 | 0 | -0.1 | 0.2 | -0.2 | 0.4 | 0 | 0 | 0 | 0 | 6.72 | 7.03 | -0.49 | 0.18 | 0.002 | 0 | 0 | 5.3 | 0 | 0 | 3.2 | 0 | 1.9 | 0 | -0.1 | 0.2 | -0.2 | 0.4 | 0 | 0 | 0 | 0 | 6.25 | 6.45 | -0.44 | 0.25 | 0.002 | 0 | 0 | PreCW-Front-GasDHW-GasDry | Appl-CW-Front-GasDHW-GasDry-Tier2AnyMFm2011CZ06DEER2017 | 0
42958.3843 | Appl-CW-Front-GasDHW-GasDry-Tier2 | MFm | 2011 | CZ07 | rDXGF | -1 | Household | 1 | 1206 | 8.3 | 0 | 0 | 4 | 0 | 3.8 | 0 | -0.1 | 0.5 | -0.2 | 0.7 | 0 | 0 | 0 | 0 | 6.83 | 7.03 | -0.38 | 0.18 | 0.002 | 0 | 0 | 6.9 | 0 | 0 | 3.3 | 0 | 3.3 | 0 | -0.1 | 0.5 | -0.2 | 0.6 | 0 | 0 | 0 | 0 | 6.35 | 6.45 | -0.34 | 0.24 | 0.002 | 0 | 0 | PreCW-Front-GasDHW-GasDry | Appl-CW-Front-GasDHW-GasDry-Tier2AnyMFm2011CZ07DEER2017 | 0
42958.3843 | Appl-CW-Front-GasDHW-GasDry-Tier2 | MFm | 2011 | CZ08 | rDXGF | -1 | Household | 1 | 1206 | 8.8 | 0 | 0 | 3.9 | 0 | 4.4 | 0 | -0.1 | 0.6 | -0.1 | 0.7 | 0 | 0 | 0 | 0 | 6.89 | 7.03 | -0.32 | 0.17 | 0.003 | 0 | 0.001 | 5.1 | 0 | 0 | 3.2 | 0 | 1.8 | 0 | -0.1 | 0.1 | -0.1 | 0.3 | 0 | 0 | 0 | 0 | 6.32 | 6.45 | -0.36 | 0.24 | -0.001 | 0 | 0.001 | PreCW-Front-GasDHW-GasDry | Appl-CW-Front-GasDHW-GasDry-Tier2AnyMFm2011CZ08DEER2017 | 0
42958.3843 | Appl-CW-Front-GasDHW-GasDry-Tier2 | MFm | 2011 | CZ09 | rDXGF | -1 | Household | 1 | 1126.6 | 7.4 | 0 | 0 | 4 | 0 | 3.2 | 0 | -0.1 | 0.4 | -0.2 | 0.6 | 0 | 0 | 0 | 0 | 6.83 | 7.03 | -0.38 | 0.18 | 0.003 | 0 | 0.001 | 6.3 | 0 | 0 | 3.2 | 0 | 2.9 | 0 | -0.1 | 0.3 | -0.2 | 0.5 | 0 | 0 | 0 | 0 | 6.35 | 6.45 | -0.34 | 0.24 | 0.002 | 0 | 0.001 | PreCW-Front-GasDHW-GasDry | Appl-CW-Front-GasDHW-GasDry-Tier2AnyMFm2011CZ09DEER2017 | 0
42958.3843 | Appl-CW-Front-GasDHW-GasDry-Tier2 | MFm | 2011 | CZ10 | rDXGF | -1 | Household | 1 | 1073.2 | 7.4 | 0 | 0 | 4 | 0 | 3.2 | 0 | -0.1 | 0.3 | -0.1 | 0.5 | 0 | 0 | 0 | 0 | 6.88 | 7.03 | -0.33 | 0.17 | 0.003 | 0 | 0 | 6.3 | 0 | 0 | 3.2 | 0 | 2.9 | 0 | -0.1 | 0.3 | -0.1 | 0.4 | 0 | 0 | 0 | 0 | 6.39 | 6.45 | -0.3 | 0.23 | 0.002 | 0 | 0 | PreCW-Front-GasDHW-GasDry | Appl-CW-Front-GasDHW-GasDry-Tier2AnyMFm2011CZ10DEER2017 | 0
42958.3843 | Appl-CW-Front-GasDHW-GasDry-Tier2 | MFm | 2011 | CZ11 | rDXGF | -1 | Household | 1 | 1073.2 | 7.6 | 0 | 0 | 3.9 | 0 | 3.5 | 0 | -0.2 | 0.3 | -0.3 | 0.6 | 0 | 0 | 0 | 0 | 6.7 | 7.03 | -0.52 | 0.18 | 0.002 | 0 | 0 | 6.4 | 0 | 0 | 3.2 | 0 | 3.2 | 0 | -0.2 | 0.3 | -0.2 | 0.5 | 0 | 0 | 0 | 0 | 6.23 | 6.45 | -0.47 | 0.25 | 0.001 | 0 | 0 | PreCW-Front-GasDHW-GasDry | Appl-CW-Front-GasDHW-GasDry-Tier2AnyMFm2011CZ11DEER2017 | 0
42958.3843 | Appl-CW-Front-GasDHW-GasDry-Tier2 | MFm | 2011 | CZ12 | rDXGF | -1 | Household | 1 | 1073.2 | 7.3 | 0 | 0 | 4 | 0 | 3.2 | 0 | -0.1 | 0.3 | -0.2 | 0.5 | 0 | 0 | 0 | 0 | 6.75 | 7.03 | -0.46 | 0.18 | 0.003 | 0 | 0 | 6.2 | 0 | 0 | 3.2 | 0 | 2.9 | 0 | -0.1 | 0.3 | -0.2 | 0.5 | 0 | 0 | 0 | 0 | 6.28 | 6.45 | -0.42 | 0.25 | 0.003 | 0 | 0 | PreCW-Front-GasDHW-GasDry | Appl-CW-Front-GasDHW-GasDry-Tier2AnyMFm2011CZ12DEER2017 | 0
42958.3843 | Appl-CW-Front-GasDHW-GasDry-Tier2 | MFm | 2011 | CZ13 | rDXGF | -1 | Household | 1 | 1073.2 | 8.1 | 0 | 0 | 3.9 | 0 | 3.9 | 0 | -0.2 | 0.4 | -0.3 | 0.6 | 0 | 0 | 0 | 0 | 6.72 | 7.03 | -0.49 | 0.17 | 0.003 | 0 | 0 | 7 | 0 | 0 | 3.2 | 0 | 3.6 | 0 | -0.2 | 0.4 | -0.2 | 0.5 | 0 | 0 | 0 | 0 | 6.25 | 6.45 | -0.44 | 0.24 | 0.002 | 0 | 0 | PreCW-Front-GasDHW-GasDry | Appl-CW-Front-GasDHW-GasDry-Tier2AnyMFm2011CZ13DEER2017 | 0
42958.3843 | Appl-CW-Front-GasDHW-GasDry-Tier2 | MFm | 2011 | CZ14 | rDXGF | -1 | Household | 1 | 1094.6 | 8.1 | 0 | 0 | 3.9 | 0 | 3.9 | 0 | -0.1 | 0.4 | -0.3 | 0.7 | 0 | 0 | 0 | 0 | 6.71 | 7.03 | -0.51 | 0.18 | 0.002 | 0 | 0 | 7 | 0 | 0 | 3.1 | 0 | 3.6 | 0 | -0.1 | 0.4 | -0.3 | 0.6 | 0 | 0 | 0 | 0 | 6.24 | 6.45 | -0.46 | 0.25 | 0.002 | 0 | 0 | PreCW-Front-GasDHW-GasDry | Appl-CW-Front-GasDHW-GasDry-Tier2AnyMFm2011CZ14DEER2017 | 0
42958.3843 | Appl-CW-Front-GasDHW-GasDry-Tier2 | MFm | 2011 | CZ15 | rDXGF | -1 | Household | 1 | 1094.6 | 9.2 | 0 | 0 | 3.9 | 0 | 4.9 | 0 | -0.1 | 0.6 | -0.1 | 0.7 | 0 | 0 | 0 | 0 | 6.96 | 7.03 | -0.22 | 0.14 | 0.002 | 0 | 0 | 8 | 0 | 0 | 3.2 | 0 | 4.4 | 0 | -0.1 | 0.5 | -0.1 | 0.6 | 0 | 0 | 0 | 0 | 6.45 | 6.45 | -0.2 | 0.2 | 0.002 | 0 | 0 | PreCW-Front-GasDHW-GasDry | Appl-CW-Front-GasDHW-GasDry-Tier2AnyMFm2011CZ15DEER2017 | 0
42958.3843 | Appl-CW-Front-GasDHW-GasDry-Tier2 | MFm | 2011 | CZ16 | rDXGF | -1 | Household | 1 | 998.7 | 6.3 | 0 | 0 | 3.9 | 0 | 2.5 | 0 | -0.3 | 0.1 | -0.4 | 0.5 | 0 | 0 | 0 | 0 | 6.56 | 7.03 | -0.69 | 0.21 | 0.002 | 0 | 0 | 5.3 | 0 | 0 | 3.2 | 0 | 2.3 | 0 | -0.2 | 0.1 | -0.3 | 0.5 | 0 | 0 | 0 | 0 | 6.12 | 6.45 | -0.62 | 0.28 | 0.002 | 0 | 0 | PreCW-Front-GasDHW-GasDry | Appl-CW-Front-GasDHW-GasDry-Tier2AnyMFm2011CZ16DEER2017 | 0
42958.3843 | Appl-CW-Front-GasDHW-GasDry-Tier2 | MFm | 2015 | CZ01 | rDXGF | -1 | Household | 1 | 998.7 | 3.5 | 0 | 0 | 4.2 | 0 | 0 | 0 | -0.3 | -0.4 | -0.3 | 0 | 0 | 0 | 0 | 0 | 6.48 | 7.03 | -0.75 | 0.2 | 0.001 | 0 | 0.001 | 2.8 | 0 | 0 | 3.4 | 0 | 0 | 0 | -0.3 | -0.4 | -0.3 | 0 | 0 | 0 | 0 | 0 | 6.04 | 6.45 | -0.69 | 0.27 | 0.001 | 0 | 0.001 | PreCW-Front-GasDHW-GasDry | Appl-CW-Front-GasDHW-GasDry-Tier2AnyMFm2015CZ01DEER2017 | 0
42958.3843 | Appl-CW-Front-GasDHW-GasDry-Tier2 | MFm | 2015 | CZ02 | rDXGF | -1 | Household | 1 | 1073.2 | 5.7 | 0 | 0 | 4.1 | 0 | 1.7 | 0 | -0.2 | 0.1 | -0.2 | 0.3 | 0 | 0 | 0 | 0 | 6.7 | 7.03 | -0.52 | 0.19 | 0.002 | 0 | 0 | 4.8 | 0 | 0 | 3.3 | 0 | 1.6 | 0 | -0.2 | 0.1 | -0.2 | 0.3 | 0 | 0 | 0 | 0 | 6.24 | 6.45 | -0.46 | 0.26 | 0.002 | 0 | 0 | PreCW-Front-GasDHW-GasDry | Appl-CW-Front-GasDHW-GasDry-Tier2AnyMFm2015CZ02DEER2017 | 0
42958.3843 | Appl-CW-Front-GasDHW-GasDry-Tier2 | MFm | 2015 | CZ03 | rDXGF | -1 | Household | 1 | 998.7 | 4.1 | 0 | 0 | 4.1 | 0 | 0.3 | 0 | -0.2 | -0.2 | -0.2 | 0 | 0 | 0 | 0 | 0 | 6.73 | 7.03 | -0.49 | 0.18 | 0.002 | 0 | 0.001 | 3.3 | 0 | 0 | 3.3 | 0 | 0.3 | 0 | -0.2 | -0.1 | -0.2 | 0 | 0 | 0 | 0 | 0 | 6.26 | 6.45 | -0.45 | 0.25 | 0.001 | 0 | 0.001 | PreCW-Front-GasDHW-GasDry | Appl-CW-Front-GasDHW-GasDry-Tier2AnyMFm2015CZ03DEER2017 | 0
42958.3843 | Appl-CW-Front-GasDHW-GasDry-Tier2 | MFm | 2015 | CZ04 | rDXGF | -1 | Household | 1 | 998.7 | 7.4 | 0 | 0 | 4.1 | 0 | 3.1 | 0 | -0.2 | 0.3 | -0.2 | 0.5 | 0 | 0 | 0 | 0 | 6.84 | 7.03 | -0.37 | 0.18 | 0.003 | 0 | 0.001 | 6.4 | 0 | 0 | 3.3 | 0 | 2.8 | 0 | -0.1 | 0.3 | -0.1 | 0.4 | 0 | 0 | 0 | 0 | 6.36 | 6.45 | -0.33 | 0.25 | 0.003 | 0 | 0.001 | PreCW-Front-GasDHW-GasDry | Appl-CW-Front-GasDHW-GasDry-Tier2AnyMFm2015CZ04DEER2017 | 0
42958.3843 | Appl-CW-Front-GasDHW-GasDry-Tier2 | MFm | 2015 | CZ05 | rDXGF | -1 | Household | 1 | 998.7 | 4.9 | 0 | 0 | 4.3 | 0 | 0.8 | 0 | -0.2 | 0 | -0.1 | 0.2 | 0 | 0 | 0 | 0 | 6.8 | 7.03 | -0.42 | 0.18 | 0.002 | 0 | 0.001 | 4.1 | 0 | 0 | 3.5 | 0 | 0.7 | 0 | -0.2 | 0 | -0.1 | 0.1 | 0 | 0 | 0 | 0 | 6.33 | 6.45 | -0.38 | 0.25 | 0.001 | 0 | 0.001 | PreCW-Front-GasDHW-GasDry | Appl-CW-Front-GasDHW-GasDry-Tier2AnyMFm2015CZ05DEER2017 | 0
42958.3843 | Appl-CW-Front-GasDHW-GasDry-Tier2 | MFm | 2015 | CZ06 | rDXGF | -1 | Household | 1 | 1206 | 6 | 0 | 0 | 4 | 0 | 1.8 | 0 | -0.1 | 0.1 | -0.2 | 0.3 | 0 | 0 | 0 | 0 | 6.72 | 7.03 | -0.49 | 0.18 | 0.003 | 0 | 0 | 5 | 0 | 0 | 3.2 | 0 | 1.7 | 0 | -0.1 | 0.1 | -0.2 | 0.3 | 0 | 0 | 0 | 0 | 6.25 | 6.45 | -0.44 | 0.25 | 0.002 | 0 | 0 | PreCW-Front-GasDHW-GasDry | Appl-CW-Front-GasDHW-GasDry-Tier2AnyMFm2015CZ06DEER2017 | 0
42958.3843 | Appl-CW-Front-GasDHW-GasDry-Tier2 | MFm | 2015 | CZ07 | rDXGF | -1 | Household | 1 | 1206 | 7.4 | 0 | 0 | 4 | 0 | 3.1 | 0 | -0.2 | 0.3 | -0.1 | 0.5 | 0 | 0 | 0 | 0 | 6.81 | 7.03 | -0.4 | 0.18 | 0.002 | 0 | 0.001 | 6.3 | 0 | 0 | 3.3 | 0 | 2.8 | 0 | -0.2 | 0.3 | -0.1 | 0.5 | 0 | 0 | 0 | 0 | 6.33 | 6.45 | -0.36 | 0.24 | 0.002 | 0 | 0 | PreCW-Front-GasDHW-GasDry | Appl-CW-Front-GasDHW-GasDry-Tier2AnyMFm2015CZ07DEER2017 | 0
42958.3843 | Appl-CW-Front-GasDHW-GasDry-Tier2 | MFm | 2015 | CZ08 | rDXGF | -1 | Household | 1 | 1206 | 8.3 | 0 | 0 | 4 | 0 | 3.9 | 0 | -0.1 | 0.5 | -0.1 | 0.7 | 0 | 0 | 0 | 0 | 6.88 | 7.03 | -0.33 | 0.17 | 0.004 | 0 | 0.001 | 7.3 | 0 | 0 | 3.2 | 0 | 3.7 | 0 | -0.1 | 0.5 | -0.1 | 0.6 | 0 | 0 | 0 | 0 | 6.39 | 6.45 | -0.3 | 0.24 | 0.003 | 0 | 0.001 | PreCW-Front-GasDHW-GasDry | Appl-CW-Front-GasDHW-GasDry-Tier2AnyMFm2015CZ08DEER2017 | 0
42958.3843 | Appl-CW-Front-GasDHW-GasDry-Tier2 | MFm | 2015 | CZ09 | rDXGF | -1 | Household | 1 | 1126.6 | 7.4 | 0 | 0 | 4 | 0 | 3.2 | 0 | -0.1 | 0.3 | -0.1 | 0.5 | 0 | 0 | 0 | 0 | 6.83 | 7.03 | -0.38 | 0.17 | 0.003 | 0 | 0.001 | 6.2 | 0 | 0 | 3.3 | 0 | 2.8 | 0 | -0.1 | 0.3 | -0.1 | 0.5 | 0 | 0 | 0 | 0 | 6.34 | 6.45 | -0.35 | 0.24 | 0.003 | 0 | 0.001 | PreCW-Front-GasDHW-GasDry | Appl-CW-Front-GasDHW-GasDry-Tier2AnyMFm2015CZ09DEER2017 | 0
42958.3843 | Appl-CW-Front-GasDHW-GasDry-Tier2 | MFm | 2015 | CZ10 | rDXGF | -1 | Household | 1 | 1073.2 | 6.6 | 0 | 0 | 4.1 | 0 | 2.5 | 0 | -0.1 | 0.3 | -0.1 | 0.4 | 0 | 0 | 0 | 0 | 6.87 | 7.03 | -0.33 | 0.17 | 0.002 | 0 | 0.001 | 5.6 | 0 | 0 | 3.3 | 0 | 2.2 | 0 | -0.1 | 0.2 | -0.1 | 0.4 | 0 | 0 | 0 | 0 | 6.38 | 6.45 | -0.3 | 0.24 | 0.001 | 0 | 0 | PreCW-Front-GasDHW-GasDry | Appl-CW-Front-GasDHW-GasDry-Tier2AnyMFm2015CZ10DEER2017 | 0
42958.3843 | Appl-CW-Front-GasDHW-GasDry-Tier2 | MFm | 2015 | CZ11 | rDXGF | -1 | Household | 1 | 1073.2 | 7.3 | 0 | 0 | 3.9 | 0 | 3.2 | 0 | -0.1 | 0.3 | -0.2 | 0.4 | 0 | 0 | 0 | 0 | 6.7 | 7.03 | -0.51 | 0.18 | 0.003 | 0 | 0.001 | 6.2 | 0 | 0 | 3.2 | 0 | 3 | 0 | -0.1 | 0.3 | -0.2 | 0.4 | 0 | 0 | 0 | 0 | 6.23 | 6.45 | -0.46 | 0.25 | 0.002 | 0 | 0.001 | PreCW-Front-GasDHW-GasDry | Appl-CW-Front-GasDHW-GasDry-Tier2AnyMFm2015CZ11DEER2017 | 0
42958.3843 | Appl-CW-Front-GasDHW-GasDry-Tier2 | MFm | 2015 | CZ12 | rDXGF | -1 | Household | 1 | 1073.2 | 6.6 | 0 | 0 | 3.9 | 0 | 2.7 | 0 | -0.2 | 0.2 | -0.2 | 0.4 | 0 | 0 | 0 | 0 | 6.75 | 7.03 | -0.47 | 0.18 | 0.003 | 0 | 0 | 5.6 | 0 | 0 | 3.2 | 0 | 2.4 | 0 | -0.2 | 0.2 | -0.2 | 0.3 | 0 | 0 | 0 | 0 | 6.28 | 6.45 | -0.42 | 0.25 | 0.003 | 0 | 0 | PreCW-Front-GasDHW-GasDry | Appl-CW-Front-GasDHW-GasDry-Tier2AnyMFm2015CZ12DEER2017 | 0
42958.3843 | Appl-CW-Front-GasDHW-GasDry-Tier2 | MFm | 2015 | CZ13 | rDXGF | -1 | Household | 1 | 1073.2 | 7.5 | 0 | 0 | 3.9 | 0 | 3.5 | 0 | -0.2 | 0.3 | -0.2 | 0.6 | 0 | 0 | 0 | 0 | 6.73 | 7.03 | -0.48 | 0.18 | 0.003 | 0 | 0.001 | 6.4 | 0 | 0 | 3.2 | 0 | 3.1 | 0 | -0.2 | 0.3 | -0.2 | 0.5 | 0 | 0 | 0 | 0 | 6.26 | 6.45 | -0.43 | 0.24 | 0.002 | 0 | 0.001 | PreCW-Front-GasDHW-GasDry | Appl-CW-Front-GasDHW-GasDry-Tier2AnyMFm2015CZ13DEER2017 | 0
42958.3843 | Appl-CW-Front-GasDHW-GasDry-Tier2 | MFm | 2015 | CZ14 | rDXGF | -1 | Household | 1 | 1094.6 | 8.3 | 0 | 0 | 3.9 | 0 | 4.2 | 0 | -0.2 | 0.5 | -0.2 | 0.7 | 0 | 0 | 0 | 0 | 6.71 | 7.03 | -0.52 | 0.18 | 0.003 | 0 | 0.001 | 7.2 | 0 | 0 | 3.2 | 0 | 3.9 | 0 | -0.1 | 0.4 | -0.2 | 0.6 | 0 | 0 | 0 | 0 | 6.24 | 6.45 | -0.46 | 0.25 | 0.002 | 0 | 0.001 | PreCW-Front-GasDHW-GasDry | Appl-CW-Front-GasDHW-GasDry-Tier2AnyMFm2015CZ14DEER2017 | 0
42958.3843 | Appl-CW-Front-GasDHW-GasDry-Tier2 | MFm | 2015 | CZ15 | rDXGF | -1 | Household | 1 | 1094.6 | 8.9 | 0 | 0 | 3.9 | 0 | 4.5 | 0 | -0.1 | 0.5 | -0.1 | 0.6 | 0 | 0 | 0 | 0 | 6.96 | 7.03 | -0.23 | 0.14 | 0.002 | 0 | 0.001 | 7.6 | 0 | 0 | 3.1 | 0 | 4.1 | 0 | -0.1 | 0.4 | -0.1 | 0.5 | 0 | 0 | 0 | 0 | 6.45 | 6.45 | -0.2 | 0.2 | 0.002 | 0 | 0.001 | PreCW-Front-GasDHW-GasDry | Appl-CW-Front-GasDHW-GasDry-Tier2AnyMFm2015CZ15DEER2017 | 0
42958.3843 | Appl-CW-Front-GasDHW-GasDry-Tier2 | MFm | 2015 | CZ16 | rDXGF | -1 | Household | 1 | 998.7 | 5.9 | 0 | 0 | 3.8 | 0 | 2.2 | 0 | -0.3 | 0.1 | -0.3 | 0.4 | 0 | 0 | 0 | 0 | 6.51 | 7.03 | -0.74 | 0.21 | 0.002 | 0 | 0 | 5 | 0 | 0 | 3.1 | 0 | 2 | 0 | -0.3 | 0.1 | -0.3 | 0.4 | 0 | 0 | 0 | 0 | 6.07 | 6.45 | -0.66 | 0.28 | 0.002 | 0 | 0 | PreCW-Front-GasDHW-GasDry | Appl-CW-Front-GasDHW-GasDry-Tier2AnyMFm2015CZ16DEER2017 | 0
42958.3843 | Appl-CW-Front-GasDHW-GasDry-Tier2 | MFm | 2017 | CZ01 | rDXGF | -1 | Household | 1 | 998.7 | 3.5 | 0 | 0 | 4.1 | 0 | 0.1 | 0 | -0.3 | -0.4 | -0.4 | 0 | 0 | 0 | 0 | 0 | 6.4 | 7.03 | -0.83 | 0.2 | 0.001 | 0 | 0 | 3 | 0 | 0 | 3.4 | 0 | 0.1 | 0 | -0.2 | -0.2 | -0.2 | 0 | 0 | 0 | 0 | 0 | 6.16 | 6.45 | -0.56 | 0.27 | 0.001 | 0 | 0 | PreCW-Front-GasDHW-GasDry | Appl-CW-Front-GasDHW-GasDry-Tier2AnyMFm2017CZ01DEER2017 | 0
42958.3843 | Appl-CW-Front-GasDHW-GasDry-Tier2 | MFm | 2017 | CZ02 | rDXGF | -1 | Household | 1 | 1073.2 | 5.8 | 0 | 0 | 4.1 | 0 | 1.8 | 0 | -0.2 | 0.1 | -0.3 | 0.3 | 0 | 0 | 0 | 0 | 6.73 | 7.03 | -0.49 | 0.19 | 0.003 | 0 | 0 | 4.9 | 0 | 0 | 3.3 | 0 | 1.6 | 0 | -0.2 | 0.1 | -0.2 | 0.2 | 0 | 0 | 0 | 0 | 6.26 | 6.45 | -0.44 | 0.26 | 0.002 | 0 | 0 | PreCW-Front-GasDHW-GasDry | Appl-CW-Front-GasDHW-GasDry-Tier2AnyMFm2017CZ02DEER2017 | 0
42958.3843 | Appl-CW-Front-GasDHW-GasDry-Tier2 | MFm | 2017 | CZ03 | rDXGF | -1 | Household | 1 | 998.7 | 4.1 | 0 | 0 | 4.1 | 0 | 0.4 | 0 | -0.1 | -0.2 | -0.2 | 0 | 0 | 0 | 0 | 0 | 6.72 | 7.03 | -0.5 | 0.19 | 0.001 | 0 | 0.001 | 3.2 | 0 | 0 | 3.3 | 0 | 0.3 | 0 | -0.1 | -0.2 | -0.2 | 0 | 0 | 0 | 0 | 0 | 6.15 | 6.45 | -0.56 | 0.26 | 0.001 | 0 | 0.001 | PreCW-Front-GasDHW-GasDry | Appl-CW-Front-GasDHW-GasDry-Tier2AnyMFm2017CZ03DEER2017 | 0
42958.3843 | Appl-CW-Front-GasDHW-GasDry-Tier2 | MFm | 2017 | CZ04 | rDXGF | -1 | Household | 1 | 998.7 | 6.4 | 0 | 0 | 4.2 | 0 | 2.2 | 0 | -0.1 | 0.2 | -0.2 | 0.4 | 0 | 0 | 0 | 0 | 6.87 | 7.03 | -0.35 | 0.17 | 0.002 | 0 | 0.001 | 5.4 | 0 | 0 | 3.4 | 0 | 2 | 0 | -0.1 | 0.2 | -0.1 | 0.3 | 0 | 0 | 0 | 0 | 6.39 | 6.45 | -0.31 | 0.24 | 0.002 | 0 | 0.001 | PreCW-Front-GasDHW-GasDry | Appl-CW-Front-GasDHW-GasDry-Tier2AnyMFm2017CZ04DEER2017 | 0
42958.3843 | Appl-CW-Front-GasDHW-GasDry-Tier2 | MFm | 2017 | CZ05 | rDXGF | -1 | Household | 1 | 998.7 | 4.9 | 0 | 0 | 4.3 | 0 | 0.8 | 0 | -0.1 | 0 | -0.2 | 0.1 | 0 | 0 | 0 | 0 | 6.81 | 7.03 | -0.41 | 0.17 | 0.002 | 0 | 0.001 | 4.2 | 0 | 0 | 3.5 | 0 | 0.8 | 0 | -0.1 | 0 | -0.2 | 0.1 | 0 | 0 | 0 | 0 | 6.35 | 6.45 | -0.35 | 0.25 | 0.002 | 0 | 0.001 | PreCW-Front-GasDHW-GasDry | Appl-CW-Front-GasDHW-GasDry-Tier2AnyMFm2017CZ05DEER2017 | 0
42958.3843 | Appl-CW-Front-GasDHW-GasDry-Tier2 | MFm | 2017 | CZ06 | rDXGF | -1 | Household | 1 | 1206 | 6 | 0 | 0 | 4 | 0 | 1.9 | 0 | -0.1 | 0.1 | -0.2 | 0.3 | 0 | 0 | 0 | 0 | 6.74 | 7.03 | -0.48 | 0.17 | 0.003 | 0 | 0 | 5 | 0 | 0 | 3.2 | 0 | 1.7 | 0 | -0.1 | 0.1 | -0.2 | 0.3 | 0 | 0 | 0 | 0 | 6.27 | 6.45 | -0.43 | 0.24 | 0.002 | 0 | 0 | PreCW-Front-GasDHW-GasDry | Appl-CW-Front-GasDHW-GasDry-Tier2AnyMFm2017CZ06DEER2017 | 0
42958.3843 | Appl-CW-Front-GasDHW-GasDry-Tier2 | MFm | 2017 | CZ07 | rDXGF | -1 | Household | 1 | 1206 | 7.5 | 0 | 0 | 4 | 0 | 3.2 | 0 | -0.1 | 0.4 | -0.2 | 0.6 | 0 | 0 | 0 | 0 | 6.82 | 7.03 | -0.39 | 0.18 | 0.002 | 0 | 0.001 | 6.4 | 0 | 0 | 3.2 | 0 | 2.9 | 0 | -0.1 | 0.4 | -0.1 | 0.5 | 0 | 0 | 0 | 0 | 6.34 | 6.45 | -0.35 | 0.24 | 0.002 | 0 | 0 | PreCW-Front-GasDHW-GasDry | Appl-CW-Front-GasDHW-GasDry-Tier2AnyMFm2017CZ07DEER2017 | 0
42958.3843 | Appl-CW-Front-GasDHW-GasDry-Tier2 | MFm | 2017 | CZ08 | rDXGF | -1 | Household | 1 | 1206 | 7.5 | 0 | 0 | 4 | 0 | 3.2 | 0 | 0 | 0.4 | -0.1 | 0.5 | 0 | 0 | 0 | 0 | 6.88 | 7.03 | -0.32 | 0.17 | 0.001 | 0 | 0.001 | 6.3 | 0 | 0 | 3.3 | 0 | 2.9 | 0 | 0 | 0.3 | -0.1 | 0.5 | 0 | 0 | 0 | 0 | 6.39 | 6.45 | -0.29 | 0.23 | 0.001 | 0 | 0.001 | PreCW-Front-GasDHW-GasDry | Appl-CW-Front-GasDHW-GasDry-Tier2AnyMFm2017CZ08DEER2017 | 0
42958.3843 | Appl-CW-Front-GasDHW-GasDry-Tier2 | MFm | 2017 | CZ09 | rDXGF | -1 | Household | 1 | 1126.6 | 6.9 | 0 | 0 | 4.1 | 0 | 2.7 | 0 | -0.1 | 0.3 | -0.1 | 0.5 | 0 | 0 | 0 | 0 | 6.83 | 7.03 | -0.37 | 0.17 | 0.002 | 0 | 0.001 | 5.8 | 0 | 0 | 3.3 | 0 | 2.4 | 0 | -0.1 | 0.3 | -0.1 | 0.4 | 0 | 0 | 0 | 0 | 6.35 | 6.45 | -0.33 | 0.23 | 0.002 | 0 | 0.001 | PreCW-Front-GasDHW-GasDry | Appl-CW-Front-GasDHW-GasDry-Tier2AnyMFm2017CZ09DEER2017 | 0
42958.3843 | Appl-CW-Front-GasDHW-GasDry-Tier2 | MFm | 2017 | CZ10 | rDXGF | -1 | Household | 1 | 1073.2 | 7.3 | 0 | 0 | 4 | 0 | 3 | 0 | -0.1 | 0.3 | -0.1 | 0.4 | 0 | 0 | 0 | 0 | 6.91 | 7.03 | -0.29 | 0.16 | 0.002 | 0 | 0 | 6.2 | 0 | 0 | 3.3 | 0 | 2.7 | 0 | -0.1 | 0.3 | -0.1 | 0.4 | 0 | 0 | 0 | 0 | 6.42 | 6.45 | -0.26 | 0.23 | 0.002 | 0 | 0 | PreCW-Front-GasDHW-GasDry | Appl-CW-Front-GasDHW-GasDry-Tier2AnyMFm2017CZ10DEER2017 | 0
42958.3843 | Appl-CW-Front-GasDHW-GasDry-Tier2 | MFm | 2017 | CZ11 | rDXGF | -1 | Household | 1 | 1073.2 | 7 | 0 | 0 | 3.9 | 0 | 3 | 0 | -0.2 | 0.2 | -0.2 | 0.4 | 0 | 0 | 0 | 0 | 6.71 | 7.03 | -0.51 | 0.18 | 0.002 | 0 | 0 | 5.9 | 0 | 0 | 3.1 | 0 | 2.7 | 0 | -0.2 | 0.2 | -0.2 | 0.4 | 0 | 0 | 0 | 0 | 6.23 | 6.45 | -0.46 | 0.25 | 0.002 | 0 | 0 | PreCW-Front-GasDHW-GasDry | Appl-CW-Front-GasDHW-GasDry-Tier2AnyMFm2017CZ11DEER2017 | 0
42958.3843 | Appl-CW-Front-GasDHW-GasDry-Tier2 | MFm | 2017 | CZ12 | rDXGF | -1 | Household | 1 | 1073.2 | 7.7 | 0 | 0 | 4 | 0 | 3.4 | 0 | -0.1 | 0.4 | -0.1 | 0.6 | 0 | 0 | 0 | 0 | 6.82 | 7.03 | -0.39 | 0.18 | 0.003 | 0 | 0 | 6.5 | 0 | 0 | 3.2 | 0 | 3 | 0 | -0.1 | 0.3 | -0.1 | 0.5 | 0 | 0 | 0 | 0 | 6.34 | 6.45 | -0.36 | 0.25 | 0.003 | 0 | 0 | PreCW-Front-GasDHW-GasDry | Appl-CW-Front-GasDHW-GasDry-Tier2AnyMFm2017CZ12DEER2017 | 0
42958.3843 | Appl-CW-Front-GasDHW-GasDry-Tier2 | MFm | 2017 | CZ13 | rDXGF | -1 | Household | 1 | 1073.2 | 7.5 | 0 | 0 | 3.9 | 0 | 3.5 | 0 | -0.2 | 0.4 | -0.2 | 0.5 | 0 | 0 | 0 | 0 | 6.75 | 7.03 | -0.47 | 0.17 | 0.002 | 0 | 0.001 | 6.4 | 0 | 0 | 3.2 | 0 | 3.1 | 0 | -0.2 | 0.3 | -0.1 | 0.5 | 0 | 0 | 0 | 0 | 6.27 | 6.45 | -0.42 | 0.24 | 0.002 | 0 | 0 | PreCW-Front-GasDHW-GasDry | Appl-CW-Front-GasDHW-GasDry-Tier2AnyMFm2017CZ13DEER2017 | 0
42958.3843 | Appl-CW-Front-GasDHW-GasDry-Tier2 | MFm | 2017 | CZ14 | rDXGF | -1 | Household | 1 | 1094.6 | 8.4 | 0 | 0 | 3.9 | 0 | 4.2 | 0 | -0.2 | 0.4 | -0.2 | 0.7 | 0 | 0 | 0 | 0 | 6.73 | 7.03 | -0.49 | 0.18 | 0.002 | 0 | 0.001 | 7.2 | 0 | 0 | 3.1 | 0 | 3.9 | 0 | -0.2 | 0.4 | -0.1 | 0.6 | 0 | 0 | 0 | 0 | 6.26 | 6.45 | -0.44 | 0.25 | 0.002 | 0 | 0 | PreCW-Front-GasDHW-GasDry | Appl-CW-Front-GasDHW-GasDry-Tier2AnyMFm2017CZ14DEER2017 | 0
42958.3843 | Appl-CW-Front-GasDHW-GasDry-Tier2 | MFm | 2017 | CZ15 | rDXGF | -1 | Household | 1 | 1094.6 | 10.1 | 0 | 0 | 3.9 | 0 | 5.7 | 0 | -0.1 | 0.7 | 0 | 0.7 | 0 | 0 | 0 | 0 | 6.98 | 7.03 | -0.21 | 0.14 | 0.003 | 0 | 0.001 | 30.6 | 0 | 0 | 3.3 | 0 | 24.2 | 0 | 0 | 3.2 | 0.1 | 3.1 | 0 | 0 | 0 | 0 | 6.65 | 6.45 | 0 | 0.19 | 0.013 | 0 | 0 | PreCW-Front-GasDHW-GasDry | Appl-CW-Front-GasDHW-GasDry-Tier2AnyMFm2017CZ15DEER2017 | 0
42958.3843 | Appl-CW-Front-GasDHW-GasDry-Tier2 | MFm | 2017 | CZ16 | rDXGF | -1 | Household | 1 | 998.7 | 5.8 | 0 | 0 | 3.8 | 0 | 2.2 | 0 | -0.2 | 0.1 | -0.3 | 0.3 | 0 | 0 | 0 | 0 | 6.53 | 7.03 | -0.72 | 0.21 | 0.002 | 0 | 0 | 4.9 | 0 | 0 | 3.1 | 0 | 2 | 0 | -0.2 | 0.1 | -0.2 | 0.3 | 0 | 0 | 0 | 0 | 6.09 | 6.45 | -0.65 | 0.29 | 0.002 | 0 | 0 | PreCW-Front-GasDHW-GasDry | Appl-CW-Front-GasDHW-GasDry-Tier2AnyMFm2017CZ16DEER2017 | 0
42958.3843 | Appl-CW-Front-GasDHW-GasDry-Tier2 | SFm | 1975 | CZ01 | rDXGF | -1 | Household | 1 | 1591 | 3.9 | 0 | 0 | 4.8 | 0 | 0 | 0 | -0.2 | -0.7 | -0.7 | 0 | 0 | 0 | 0 | 0 | 7.64 | 8.72 | -1.33 | 0.26 | 0.001 | 0 | 0 | 3 | 0 | 0 | 3.9 | 0 | 0 | 0 | -0.2 | -0.6 | -0.6 | 0 | 0 | 0 | 0 | 0 | 7.15 | 7.99 | -1.2 | 0.35 | 0.001 | 0 | 0 | PreCW-Front-GasDHW-GasDry | Appl-CW-Front-GasDHW-GasDry-Tier2AnySFm1975CZ01DEER2017 | 0
42958.3843 | Appl-CW-Front-GasDHW-GasDry-Tier2 | SFm | 1975 | CZ02 | rDXGF | -1 | Household | 1 | 1591 | 6.6 | 0 | 0 | 4.7 | 0 | 2.3 | 0 | -0.1 | -0.4 | -0.6 | 0.3 | 0 | 0 | 0 | 0 | 7.71 | 8.72 | -1.25 | 0.24 | 0.008 | 0 | 0 | 5.5 | 0 | 0 | 3.8 | 0 | 2.1 | 0 | -0.1 | -0.4 | -0.5 | 0.3 | 0 | 0 | 0 | 0 | 7.2 | 7.99 | -1.13 | 0.33 | 0.007 | 0 | 0 | PreCW-Front-GasDHW-GasDry | Appl-CW-Front-GasDHW-GasDry-Tier2AnySFm1975CZ02DEER2017 | 0
42958.3843 | Appl-CW-Front-GasDHW-GasDry-Tier2 | SFm | 1975 | CZ03 | rDXGF | -1 | Household | 1 | 1591 | 5.3 | 0 | 0 | 4.7 | 0 | 1.1 | 0 | -0.2 | -0.4 | -0.6 | 0.2 | 0 | 0 | 0 | 0 | 7.77 | 8.72 | -1.2 | 0.25 | 0.007 | 0 | 0 | 4.3 | 0 | 0 | 3.8 | 0 | 1 | 0 | -0.2 | -0.4 | -0.5 | 0.1 | 0 | 0 | 0 | 0 | 7.24 | 7.99 | -1.09 | 0.33 | 0.006 | 0 | 0 | PreCW-Front-GasDHW-GasDry | Appl-CW-Front-GasDHW-GasDry-Tier2AnySFm1975CZ03DEER2017 | 0
42958.3843 | Appl-CW-Front-GasDHW-GasDry-Tier2 | SFm | 1975 | CZ04 | rDXGF | -1 | Household | 1 | 1591 | 8.1 | 0 | 0 | 4.7 | 0 | 3.6 | 0 | -0.2 | -0.1 | -0.6 | 0.5 | 0 | 0 | 0 | 0 | 7.95 | 8.72 | -1 | 0.23 | 0.007 | 0 | 0.001 | 6.8 | 0 | 0 | 3.8 | 0 | 3.2 | 0 | -0.2 | -0.1 | -0.5 | 0.4 | 0 | 0 | 0 | 0 | 7.4 | 7.99 | -0.91 | 0.31 | 0.006 | 0 | 0 | PreCW-Front-GasDHW-GasDry | Appl-CW-Front-GasDHW-GasDry-Tier2AnySFm1975CZ04DEER2017 | 0
42958.3843 | Appl-CW-Front-GasDHW-GasDry-Tier2 | SFm | 1975 | CZ05 | rDXGF | -1 | Household | 1 | 1591 | 4.7 | 0 | 0 | 4.7 | 0 | 0.8 | 0 | -0.2 | -0.6 | -0.7 | 0.1 | 0 | 0 | 0 | 0 | 7.55 | 8.72 | -1.42 | 0.24 | 0.006 | 0 | 0 | 3.8 | 0 | 0 | 3.8 | 0 | 0.7 | 0 | -0.2 | -0.6 | -0.7 | 0.1 | 0 | 0 | 0 | 0 | 7.06 | 7.99 | -1.28 | 0.33 | 0.006 | 0 | 0 | PreCW-Front-GasDHW-GasDry | Appl-CW-Front-GasDHW-GasDry-Tier2AnySFm1975CZ05DEER2017 | 0
42958.3843 | Appl-CW-Front-GasDHW-GasDry-Tier2 | SFm | 1975 | CZ06 | rDXGF | -1 | Household | 1 | 1528 | 9.2 | 0 | 0 | 4.7 | 0 | 4.3 | 0 | -0.1 | 0.2 | -0.4 | 0.5 | 0 | 0 | 0 | 0 | 8.2 | 8.72 | -0.75 | 0.23 | 0.006 | 0 | 0.001 | 7.8 | 0 | 0 | 3.8 | 0 | 3.9 | 0 | -0.1 | 0.1 | -0.3 | 0.5 | 0 | 0 | 0 | 0 | 7.63 | 7.99 | -0.67 | 0.31 | 0.005 | 0 | 0.001 | PreCW-Front-GasDHW-GasDry | Appl-CW-Front-GasDHW-GasDry-Tier2AnySFm1975CZ06DEER2017 | 0
42958.3843 | Appl-CW-Front-GasDHW-GasDry-Tier2 | SFm | 1975 | CZ07 | rDXGF | -1 | Household | 1 | 1528 | 8 | 0 | 0 | 4.8 | 0 | 3.4 | 0 | -0.1 | 0.1 | -0.4 | 0.5 | 0 | 0 | 0 | 0 | 8.1 | 8.72 | -0.85 | 0.23 | 0.005 | 0 | 0 | 6.7 | 0 | 0 | 3.8 | 0 | 3 | 0 | -0.1 | 0.1 | -0.4 | 0.5 | 0 | 0 | 0 | 0 | 7.54 | 7.99 | -0.76 | 0.31 | 0.005 | 0 | 0 | PreCW-Front-GasDHW-GasDry | Appl-CW-Front-GasDHW-GasDry-Tier2AnySFm1975CZ07DEER2017 | 0
42958.3843 | Appl-CW-Front-GasDHW-GasDry-Tier2 | SFm | 1975 | CZ08 | rDXGF | -1 | Household | 1 | 1528 | 10 | 0 | 0 | 4.7 | 0 | 5.1 | 0 | -0.1 | 0.3 | -0.4 | 0.7 | 0 | 0 | 0 | 0 | 8.2 | 8.72 | -0.74 | 0.22 | 0.006 | 0 | 0.001 | 8.6 | 0 | 0 | 3.8 | 0 | 4.6 | 0 | -0.1 | 0.3 | -0.3 | 0.6 | 0 | 0 | 0 | 0 | 7.63 | 7.99 | -0.67 | 0.3 | 0.005 | 0 | 0.001 | PreCW-Front-GasDHW-GasDry | Appl-CW-Front-GasDHW-GasDry-Tier2AnySFm1975CZ08DEER2017 | 0
42958.3843 | Appl-CW-Front-GasDHW-GasDry-Tier2 | SFm | 1975 | CZ09 | rDXGF | -1 | Household | 1 | 1636 | 11.1 | 0 | 0 | 4.7 | 0 | 6.1 | 0 | -0.1 | 0.3 | -0.4 | 0.7 | 0 | 0 | 0 | 0 | 8.09 | 8.72 | -0.86 | 0.23 | 0.004 | 0 | 0.001 | 9.7 | 0 | 0 | 3.7 | 0 | 5.6 | 0 | -0.1 | 0.3 | -0.3 | 0.7 | 0 | 0 | 0 | 0 | 7.52 | 7.99 | -0.78 | 0.31 | 0.004 | 0 | 0.001 | PreCW-Front-GasDHW-GasDry | Appl-CW-Front-GasDHW-GasDry-Tier2AnySFm1975CZ09DEER2017 | 0
42958.3843 | Appl-CW-Front-GasDHW-GasDry-Tier2 | SFm | 1975 | CZ10 | rDXGF | -1 | Household | 1 | 1636 | 9.7 | 0 | 0 | 4.7 | 0 | 5 | 0 | -0.1 | 0.1 | -0.5 | 0.6 | 0 | 0 | 0 | 0 | 7.94 | 8.72 | -1 | 0.22 | 0.007 | 0 | 0.001 | 8.3 | 0 | 0 | 3.8 | 0 | 4.5 | 0 | -0.1 | 0.1 | -0.4 | 0.5 | 0 | 0 | 0 | 0 | 7.39 | 7.99 | -0.9 | 0.3 | 0.006 | 0 | 0.001 | PreCW-Front-GasDHW-GasDry | Appl-CW-Front-GasDHW-GasDry-Tier2AnySFm1975CZ10DEER2017 | 0
42958.3843 | Appl-CW-Front-GasDHW-GasDry-Tier2 | SFm | 1975 | CZ11 | rDXGF | -1 | Household | 1 | 1528 | 11.1 | 0 | 0 | 4.7 | 0 | 6.3 | 0 | -0.1 | 0.2 | -0.6 | 0.7 | 0 | 0 | 0 | 0 | 7.93 | 8.72 | -1.01 | 0.22 | 0.007 | 0 | 0.001 | 9.6 | 0 | 0 | 3.8 | 0 | 5.8 | 0 | -0.1 | 0.2 | -0.5 | 0.6 | 0 | 0 | 0 | 0 | 7.39 | 7.99 | -0.9 | 0.3 | 0.006 | 0 | 0.001 | PreCW-Front-GasDHW-GasDry | Appl-CW-Front-GasDHW-GasDry-Tier2AnySFm1975CZ11DEER2017 | 0
42958.3843 | Appl-CW-Front-GasDHW-GasDry-Tier2 | SFm | 1975 | CZ12 | rDXGF | -1 | Household | 1 | 1528 | 9.1 | 0 | 0 | 4.8 | 0 | 4.6 | 0 | -0.1 | -0.1 | -0.5 | 0.6 | 0 | 0 | 0 | 0 | 7.9 | 8.72 | -1.06 | 0.23 | 0.007 | 0 | 0 | 7.7 | 0 | 0 | 3.8 | 0 | 4.1 | 0 | -0.1 | 0 | -0.5 | 0.5 | 0 | 0 | 0 | 0 | 7.36 | 7.99 | -0.95 | 0.31 | 0.006 | 0 | 0 | PreCW-Front-GasDHW-GasDry | Appl-CW-Front-GasDHW-GasDry-Tier2AnySFm1975CZ12DEER2017 | 0
42958.3843 | Appl-CW-Front-GasDHW-GasDry-Tier2 | SFm | 1975 | CZ13 | rDXGF | -1 | Household | 1 | 1528 | 11.1 | 0 | 0 | 4.7 | 0 | 6.4 | 0 | -0.1 | 0.2 | -0.6 | 0.8 | 0 | 0 | 0 | 0 | 7.84 | 8.72 | -1.11 | 0.22 | 0.006 | 0 | 0.001 | 9.5 | 0 | 0 | 3.7 | 0 | 5.8 | 0 | -0.1 | 0.2 | -0.5 | 0.7 | 0 | 0 | 0 | 0 | 7.3 | 7.99 | -1 | 0.3 | 0.005 | 0 | 0.001 | PreCW-Front-GasDHW-GasDry | Appl-CW-Front-GasDHW-GasDry-Tier2AnySFm1975CZ13DEER2017 | 0
42958.3843 | Appl-CW-Front-GasDHW-GasDry-Tier2 | SFm | 1975 | CZ14 | rDXGF | -1 | Household | 1 | 1555 | 12.4 | 0 | 0 | 4.7 | 0 | 7.4 | 0 | -0.1 | 0.3 | -0.6 | 0.9 | 0 | 0 | 0 | 0 | 7.97 | 8.72 | -0.99 | 0.23 | 0.004 | 0 | 0.001 | 10.6 | 0 | 0 | 3.8 | 0 | 6.6 | 0 | 0 | 0.3 | -0.5 | 0.8 | 0 | 0 | 0 | 0 | 7.42 | 7.99 | -0.89 | 0.31 | 0.004 | 0 | 0.001 | PreCW-Front-GasDHW-GasDry | Appl-CW-Front-GasDHW-GasDry-Tier2AnySFm1975CZ14DEER2017 | 0
42958.3843 | Appl-CW-Front-GasDHW-GasDry-Tier2 | SFm | 1975 | CZ15 | rDXGF | -1 | Household | 1 | 1555 | 14.6 | 0 | 0 | 4.7 | 0 | 9.5 | 0 | -0.1 | 0.6 | -0.3 | 0.9 | 0 | 0 | 0 | 0 | 8.44 | 8.72 | -0.47 | 0.18 | 0.004 | 0 | 0 | 12.8 | 0 | 0 | 3.8 | 0 | 8.6 | 0 | -0.1 | 0.5 | -0.3 | 0.8 | 0 | 0 | 0 | 0 | 7.83 | 7.99 | -0.43 | 0.25 | 0.004 | 0 | 0 | PreCW-Front-GasDHW-GasDry | Appl-CW-Front-GasDHW-GasDry-Tier2AnySFm1975CZ15DEER2017 | 0
42958.3843 | Appl-CW-Front-GasDHW-GasDry-Tier2 | SFm | 1975 | CZ16 | rDXGF | -1 | Household | 1 | 1591 | 9 | 0 | 0 | 4.7 | 0 | 4.4 | 0 | -0.1 | 0 | -0.7 | 0.6 | 0 | 0 | 0 | 0 | 7.82 | 8.72 | -1.16 | 0.27 | 0.004 | 0 | 0 | 7.5 | 0 | 0 | 3.8 | 0 | 3.9 | 0 | -0.1 | 0 | -0.6 | 0.5 | 0 | 0 | 0 | 0 | 7.31 | 7.99 | -1.05 | 0.36 | 0.004 | 0 | 0 | PreCW-Front-GasDHW-GasDry | Appl-CW-Front-GasDHW-GasDry-Tier2AnySFm1975CZ16DEER2017 | 0
42958.3843 | Appl-CW-Front-GasDHW-GasDry-Tier2 | SFm | 1985 | CZ01 | rDXGF | -1 | Household | 1 | 1904 | 3.4 | 0 | 0 | 4.8 | 0 | 0 | 0 | -0.5 | -0.9 | -0.9 | 0 | 0 | 0 | 0 | 0 | 7.24 | 8.72 | -1.74 | 0.26 | 0.001 | 0 | 0.001 | 2.6 | 0 | 0 | 3.9 | 0 | 0 | 0 | -0.4 | -0.8 | -0.8 | 0 | 0 | 0 | 0 | 0 | 6.78 | 7.99 | -1.57 | 0.35 | 0 | 0 | 0.001 | PreCW-Front-GasDHW-GasDry | Appl-CW-Front-GasDHW-GasDry-Tier2AnySFm1985CZ01DEER2017 | 0
42958.3843 | Appl-CW-Front-GasDHW-GasDry-Tier2 | SFm | 1985 | CZ02 | rDXGF | -1 | Household | 1 | 1904 | 5.7 | 0 | 0 | 4.7 | 0 | 1.8 | 0 | -0.2 | -0.5 | -0.8 | 0.2 | 0 | 0 | 0 | 0 | 7.45 | 8.72 | -1.52 | 0.24 | 0.006 | 0 | 0 | 4.6 | 0 | 0 | 3.8 | 0 | 1.6 | 0 | -0.2 | -0.5 | -0.8 | 0.2 | 0 | 0 | 0 | 0 | 6.96 | 7.99 | -1.37 | 0.33 | 0.005 | 0 | 0 | PreCW-Front-GasDHW-GasDry | Appl-CW-Front-GasDHW-GasDry-Tier2AnySFm1985CZ02DEER2017 | 0
42958.3843 | Appl-CW-Front-GasDHW-GasDry-Tier2 | SFm | 1985 | CZ03 | rDXGF | -1 | Household | 1 | 1904 | 5.1 | 0 | 0 | 4.6 | 0 | 1.4 | 0 | -0.3 | -0.7 | -0.8 | 0.2 | 0 | 0 | 0 | 0 | 7.37 | 8.72 | -1.6 | 0.25 | 0.006 | 0 | 0.001 | 4 | 0 | 0 | 3.7 | 0 | 1.2 | 0 | -0.2 | -0.6 | -0.7 | 0.2 | 0 | 0 | 0 | 0 | 6.89 | 7.99 | -1.44 | 0.34 | 0.005 | 0 | 0.001 | PreCW-Front-GasDHW-GasDry | Appl-CW-Front-GasDHW-GasDry-Tier2AnySFm1985CZ03DEER2017 | 0
42958.3843 | Appl-CW-Front-GasDHW-GasDry-Tier2 | SFm | 1985 | CZ04 | rDXGF | -1 | Household | 1 | 1904 | 8.6 | 0 | 0 | 4.7 | 0 | 4.2 | 0 | -0.2 | -0.1 | -0.6 | 0.5 | 0 | 0 | 0 | 0 | 7.73 | 8.72 | -1.22 | 0.24 | 0.008 | 0 | 0 | 7.3 | 0 | 0 | 3.8 | 0 | 3.8 | 0 | -0.2 | -0.1 | -0.6 | 0.5 | 0 | 0 | 0 | 0 | 7.21 | 7.99 | -1.1 | 0.32 | 0.007 | 0 | 0 | PreCW-Front-GasDHW-GasDry | Appl-CW-Front-GasDHW-GasDry-Tier2AnySFm1985CZ04DEER2017 | 0
42958.3843 | Appl-CW-Front-GasDHW-GasDry-Tier2 | SFm | 1985 | CZ05 | rDXGF | -1 | Household | 1 | 1904 | 4.9 | 0 | 0 | 4.7 | 0 | 1.3 | 0 | -0.3 | -0.7 | -0.9 | 0.2 | 0 | 0 | 0 | 0 | 7.25 | 8.72 | -1.72 | 0.25 | 0.008 | 0 | 0 | 4.1 | 0 | 0 | 3.8 | 0 | 1.2 | 0 | -0.3 | -0.6 | -0.8 | 0.2 | 0 | 0 | 0 | 0 | 6.78 | 7.99 | -1.55 | 0.34 | 0.007 | 0 | 0 | PreCW-Front-GasDHW-GasDry | Appl-CW-Front-GasDHW-GasDry-Tier2AnySFm1985CZ05DEER2017 | 0
42958.3843 | Appl-CW-Front-GasDHW-GasDry-Tier2 | SFm | 1985 | CZ06 | rDXGF | -1 | Household | 1 | 2064 | 7.8 | 0 | 0 | 4.7 | 0 | 3.3 | 0 | -0.1 | -0.1 | -0.4 | 0.5 | 0 | 0 | 0 | 0 | 8.02 | 8.72 | -0.94 | 0.23 | 0.006 | 0 | 0 | 6.5 | 0 | 0 | 3.8 | 0 | 2.9 | 0 | -0.1 | -0.1 | -0.4 | 0.4 | 0 | 0 | 0 | 0 | 7.47 | 7.99 | -0.85 | 0.31 | 0.005 | 0 | 0 | PreCW-Front-GasDHW-GasDry | Appl-CW-Front-GasDHW-GasDry-Tier2AnySFm1985CZ06DEER2017 | 0
42958.3843 | Appl-CW-Front-GasDHW-GasDry-Tier2 | SFm | 1985 | CZ07 | rDXGF | -1 | Household | 1 | 2064 | 8.2 | 0 | 0 | 4.8 | 0 | 3.6 | 0 | -0.2 | 0.1 | -0.5 | 0.5 | 0 | 0 | 0 | 0 | 8.09 | 8.72 | -0.86 | 0.22 | 0.005 | 0 | 0.001 | 7 | 0 | 0 | 3.8 | 0 | 3.3 | 0 | -0.2 | 0.1 | -0.4 | 0.5 | 0 | 0 | 0 | 0 | 7.54 | 7.99 | -0.77 | 0.31 | 0.005 | 0 | 0.001 | PreCW-Front-GasDHW-GasDry | Appl-CW-Front-GasDHW-GasDry-Tier2AnySFm1985CZ07DEER2017 | 0
42958.3843 | Appl-CW-Front-GasDHW-GasDry-Tier2 | SFm | 1985 | CZ08 | rDXGF | -1 | Household | 1 | 2064 | 10.6 | 0 | 0 | 4.7 | 0 | 5.8 | 0 | -0.1 | 0.3 | -0.4 | 0.8 | 0 | 0 | 0 | 0 | 8.06 | 8.72 | -0.89 | 0.22 | 0.004 | 0 | 0.001 | 9 | 0 | 0 | 3.7 | 0 | 5.1 | 0 | -0.1 | 0.2 | -0.4 | 0.7 | 0 | 0 | 0 | 0 | 7.5 | 7.99 | -0.8 | 0.3 | 0.003 | 0 | 0.001 | PreCW-Front-GasDHW-GasDry | Appl-CW-Front-GasDHW-GasDry-Tier2AnySFm1985CZ08DEER2017 | 0
42958.3843 | Appl-CW-Front-GasDHW-GasDry-Tier2 | SFm | 1985 | CZ09 | rDXGF | -1 | Household | 1 | 1811 | 11.1 | 0 | 0 | 4.7 | 0 | 6.2 | 0 | -0.1 | 0.3 | -0.4 | 0.8 | 0 | 0 | 0 | 0 | 8.07 | 8.72 | -0.87 | 0.22 | 0.005 | 0 | 0 | 9.5 | 0 | 0 | 3.8 | 0 | 5.6 | 0 | -0.1 | 0.3 | -0.4 | 0.7 | 0 | 0 | 0 | 0 | 7.52 | 7.99 | -0.78 | 0.3 | 0.005 | 0 | 0 | PreCW-Front-GasDHW-GasDry | Appl-CW-Front-GasDHW-GasDry-Tier2AnySFm1985CZ09DEER2017 | 0
42958.3843 | Appl-CW-Front-GasDHW-GasDry-Tier2 | SFm | 1985 | CZ10 | rDXGF | -1 | Household | 1 | 1811 | 10.5 | 0 | 0 | 4.7 | 0 | 5.7 | 0 | -0.1 | 0.1 | -0.5 | 0.7 | 0 | 0 | 0 | 0 | 7.92 | 8.72 | -1.03 | 0.23 | 0.006 | 0 | 0 | 9.1 | 0 | 0 | 3.8 | 0 | 5.2 | 0 | -0.1 | 0.1 | -0.5 | 0.6 | 0 | 0 | 0 | 0 | 7.37 | 7.99 | -0.92 | 0.3 | 0.006 | 0 | 0 | PreCW-Front-GasDHW-GasDry | Appl-CW-Front-GasDHW-GasDry-Tier2AnySFm1985CZ10DEER2017 | 0
42958.3843 | Appl-CW-Front-GasDHW-GasDry-Tier2 | SFm | 1985 | CZ11 | rDXGF | -1 | Household | 1 | 1704 | 10.1 | 0 | 0 | 4.6 | 0 | 5.7 | 0 | -0.1 | 0 | -0.6 | 0.6 | 0 | 0 | 0 | 0 | 7.67 | 8.72 | -1.28 | 0.23 | 0.005 | 0 | 0.001 | 8.6 | 0 | 0 | 3.7 | 0 | 5 | 0 | -0.1 | 0 | -0.6 | 0.5 | 0 | 0 | 0 | 0 | 7.15 | 7.99 | -1.17 | 0.31 | 0.005 | 0 | 0.001 | PreCW-Front-GasDHW-GasDry | Appl-CW-Front-GasDHW-GasDry-Tier2AnySFm1985CZ11DEER2017 | 0
42958.3843 | Appl-CW-Front-GasDHW-GasDry-Tier2 | SFm | 1985 | CZ12 | rDXGF | -1 | Household | 1 | 1704 | 9.1 | 0 | 0 | 4.7 | 0 | 4.7 | 0 | -0.1 | -0.1 | -0.7 | 0.5 | 0 | 0 | 0 | 0 | 7.67 | 8.72 | -1.28 | 0.24 | 0.007 | 0 | 0.001 | 7.9 | 0 | 0 | 3.8 | 0 | 4.4 | 0 | -0.1 | -0.1 | -0.6 | 0.5 | 0 | 0 | 0 | 0 | 7.16 | 7.99 | -1.15 | 0.32 | 0.006 | 0 | 0.001 | PreCW-Front-GasDHW-GasDry | Appl-CW-Front-GasDHW-GasDry-Tier2AnySFm1985CZ12DEER2017 | 0
42958.3843 | Appl-CW-Front-GasDHW-GasDry-Tier2 | SFm | 1985 | CZ13 | rDXGF | -1 | Household | 1 | 1704 | 11.6 | 0 | 0 | 4.7 | 0 | 6.9 | 0 | -0.1 | 0.1 | -0.7 | 0.8 | 0 | 0 | 0 | 0 | 7.67 | 8.72 | -1.28 | 0.23 | 0.006 | 0 | 0.001 | 9.8 | 0 | 0 | 3.7 | 0 | 6 | 0 | -0.1 | 0.1 | -0.6 | 0.7 | 0 | 0 | 0 | 0 | 7.15 | 7.99 | -1.15 | 0.31 | 0.006 | 0 | 0 | PreCW-Front-GasDHW-GasDry | Appl-CW-Front-GasDHW-GasDry-Tier2AnySFm1985CZ13DEER2017 | 0
42958.3843 | Appl-CW-Front-GasDHW-GasDry-Tier2 | SFm | 1985 | CZ14 | rDXGF | -1 | Household | 1 | 1741 | 12.2 | 0 | 0 | 4.6 | 0 | 7.5 | 0 | -0.1 | 0.2 | -0.6 | 0.9 | 0 | 0 | 0 | 0 | 7.71 | 8.72 | -1.25 | 0.23 | 0.004 | 0 | 0.001 | 10.6 | 0 | 0 | 3.7 | 0 | 6.7 | 0 | -0.1 | 0.2 | -0.6 | 0.8 | 0 | 0 | 0 | 0 | 7.19 | 7.99 | -1.12 | 0.31 | 0.004 | 0 | 0 | PreCW-Front-GasDHW-GasDry | Appl-CW-Front-GasDHW-GasDry-Tier2AnySFm1985CZ14DEER2017 | 0
42958.3843 | Appl-CW-Front-GasDHW-GasDry-Tier2 | SFm | 1985 | CZ15 | rDXGF | -1 | Household | 1 | 1741 | 14.4 | 0 | 0 | 4.7 | 0 | 9.2 | 0 | 0 | 0.6 | -0.3 | 0.9 | 0 | 0 | 0 | 0 | 8.35 | 8.72 | -0.56 | 0.19 | 0.005 | 0 | 0.001 | 12.6 | 0 | 0 | 3.7 | 0 | 8.3 | 0 | 0 | 0.5 | -0.3 | 0.8 | 0 | 0 | 0 | 0 | 7.76 | 7.99 | -0.49 | 0.26 | 0.005 | 0 | 0 | PreCW-Front-GasDHW-GasDry | Appl-CW-Front-GasDHW-GasDry-Tier2AnySFm1985CZ15DEER2017 | 0
42958.3843 | Appl-CW-Front-GasDHW-GasDry-Tier2 | SFm | 1985 | CZ16 | rDXGF | -1 | Household | 1 | 1904 | 8.6 | 0 | 0 | 4.7 | 0 | 4.2 | 0 | -0.2 | -0.2 | -0.8 | 0.6 | 0 | 0 | 0 | 0 | 7.58 | 8.72 | -1.4 | 0.27 | 0.005 | 0 | 0.001 | 7.3 | 0 | 0 | 3.8 | 0 | 3.8 | 0 | -0.2 | -0.1 | -0.7 | 0.6 | 0 | 0 | 0 | 0 | 7.09 | 7.99 | -1.27 | 0.36 | 0.005 | 0 | 0.001 | PreCW-Front-GasDHW-GasDry | Appl-CW-Front-GasDHW-GasDry-Tier2AnySFm1985CZ16DEER2017 | 0
42958.3843 | Appl-CW-Front-GasDHW-GasDry-Tier2 | SFm | 1996 | CZ01 | rDXGF | -1 | Household | 1 | 2193 | 4 | 0 | 0 | 4.8 | 0 | 0 | 0 | -0.2 | -0.6 | -0.6 | 0 | 0 | 0 | 0 | 0 | 7.85 | 8.72 | -1.12 | 0.26 | 0.001 | 0 | 0.001 | 3.1 | 0 | 0 | 3.9 | 0 | 0 | 0 | -0.2 | -0.5 | -0.5 | 0 | 0 | 0 | 0 | 0 | 7.33 | 7.99 | -1.02 | 0.35 | 0.001 | 0 | 0.001 | PreCW-Front-GasDHW-GasDry | Appl-CW-Front-GasDHW-GasDry-Tier2AnySFm1996CZ01DEER2017 | 0
42958.3843 | Appl-CW-Front-GasDHW-GasDry-Tier2 | SFm | 1996 | CZ02 | rDXGF | -1 | Household | 1 | 2193 | 6.5 | 0 | 0 | 4.7 | 0 | 2.2 | 0 | -0.1 | -0.3 | -0.6 | 0.3 | 0 | 0 | 0 | 0 | 7.88 | 8.72 | -1.09 | 0.24 | 0.006 | 0 | 0.001 | 5.7 | 0 | 0 | 3.8 | 0 | 2.2 | 0 | -0.1 | -0.2 | -0.5 | 0.3 | 0 | 0 | 0 | 0 | 7.34 | 7.99 | -0.98 | 0.33 | 0.006 | 0 | 0.001 | PreCW-Front-GasDHW-GasDry | Appl-CW-Front-GasDHW-GasDry-Tier2AnySFm1996CZ02DEER2017 | 0
42958.3843 | Appl-CW-Front-GasDHW-GasDry-Tier2 | SFm | 1996 | CZ03 | rDXGF | -1 | Household | 1 | 2193 | 5.8 | 0 | 0 | 4.7 | 0 | 1.7 | 0 | -0.2 | -0.4 | -0.6 | 0.2 | 0 | 0 | 0 | 0 | 7.82 | 8.72 | -1.15 | 0.24 | -0.002 | 0 | 0.001 | 4.6 | 0 | 0 | 3.8 | 0 | 1.4 | 0 | -0.2 | -0.3 | -0.6 | 0.1 | 0 | 0 | 0 | 0 | 7.3 | 7.99 | -1.03 | 0.33 | -0.003 | 0 | 0.001 | PreCW-Front-GasDHW-GasDry | Appl-CW-Front-GasDHW-GasDry-Tier2AnySFm1996CZ03DEER2017 | 0
42958.3843 | Appl-CW-Front-GasDHW-GasDry-Tier2 | SFm | 1996 | CZ04 | rDXGF | -1 | Household | 1 | 2193 | 10 | 0 | 0 | 4.7 | 0 | 5.3 | 0 | -0.2 | 0.1 | -0.5 | 0.7 | 0 | 0 | 0 | 0 | 7.93 | 8.72 | -1.03 | 0.24 | 0.008 | 0 | 0 | 8.6 | 0 | 0 | 3.8 | 0 | 4.8 | 0 | -0.2 | 0.1 | -0.5 | 0.6 | 0 | 0 | 0 | 0 | 7.39 | 7.99 | -0.92 | 0.33 | 0.008 | 0 | 0 | PreCW-Front-GasDHW-GasDry | Appl-CW-Front-GasDHW-GasDry-Tier2AnySFm1996CZ04DEER2017 | 0
42958.3843 | Appl-CW-Front-GasDHW-GasDry-Tier2 | SFm | 1996 | CZ05 | rDXGF | -1 | Household | 1 | 2193 | 4.4 | 0 | 0 | 4.7 | 0 | 0.7 | 0 | -0.2 | -0.7 | -0.9 | 0.1 | 0 | 0 | 0 | 0 | 7.33 | 8.72 | -1.64 | 0.25 | 0.005 | 0 | 0 | 3.5 | 0 | 0 | 3.8 | 0 | 0.6 | 0 | -0.1 | -0.6 | -0.8 | 0.1 | 0 | 0 | 0 | 0 | 6.85 | 7.99 | -1.48 | 0.34 | 0.004 | 0 | 0 | PreCW-Front-GasDHW-GasDry | Appl-CW-Front-GasDHW-GasDry-Tier2AnySFm1996CZ05DEER2017 | 0
42958.3843 | Appl-CW-Front-GasDHW-GasDry-Tier2 | SFm | 1996 | CZ06 | rDXGF | -1 | Household | 1 | 2297 | 5.8 | 0 | 0 | 4.7 | 0 | 1.4 | 0 | 0 | -0.2 | -0.4 | 0.2 | 0 | 0 | 0 | 0 | 8.15 | 8.72 | -0.8 | 0.23 | 0.01 | 0 | 0 | 8.5 | 0 | 0 | 3.8 | 0 | 4.6 | 0 | 0 | 0.2 | -0.4 | 0.6 | 0 | 0 | 0 | 0 | 7.58 | 7.99 | -0.73 | 0.31 | 0.005 | 0 | 0 | PreCW-Front-GasDHW-GasDry | Appl-CW-Front-GasDHW-GasDry-Tier2AnySFm1996CZ06DEER2017 | 0
42958.3843 | Appl-CW-Front-GasDHW-GasDry-Tier2 | SFm | 1996 | CZ07 | rDXGF | -1 | Household | 1 | 2297 | 11.3 | 0 | 0 | 4.8 | 0 | 5.7 | 0 | 0.1 | 0.8 | 0 | 0.8 | 0 | 0 | 0 | 0 | 8.92 | 8.72 | -0.04 | 0.23 | 0.011 | 0 | 0.001 | 10 | 0 | 0 | 3.8 | 0 | 5.4 | 0 | 0.1 | 0.8 | 0 | 0.8 | 0 | 0 | 0 | 0 | 8.34 | 7.99 | 0.03 | 0.31 | 0.01 | 0 | 0.001 | PreCW-Front-GasDHW-GasDry | Appl-CW-Front-GasDHW-GasDry-Tier2AnySFm1996CZ07DEER2017 | 0
42958.3843 | Appl-CW-Front-GasDHW-GasDry-Tier2 | SFm | 1996 | CZ08 | rDXGF | -1 | Household | 1 | 2297 | 8.8 | 0 | 0 | 4.7 | 0 | 4.1 | 0 | 0 | 0.1 | -0.3 | 0.5 | 0 | 0 | 0 | 0 | 8.25 | 8.72 | -0.7 | 0.23 | -0.003 | 0 | 0.001 | 10.2 | 0 | 0 | 3.8 | 0 | 6 | 0 | 0 | 0.4 | -0.3 | 0.8 | 0 | 0 | 0 | 0 | 7.66 | 7.99 | -0.63 | 0.3 | -0.002 | 0 | 0.001 | PreCW-Front-GasDHW-GasDry | Appl-CW-Front-GasDHW-GasDry-Tier2AnySFm1996CZ08DEER2017 | 0
42958.3843 | Appl-CW-Front-GasDHW-GasDry-Tier2 | SFm | 1996 | CZ09 | rDXGF | -1 | Household | 1 | 2186 | 11 | 0 | 0 | 4.7 | 0 | 6 | 0 | -0.1 | 0.4 | -0.4 | 0.8 | 0 | 0 | 0 | 0 | 8.19 | 8.72 | -0.75 | 0.23 | 0.004 | 0 | 0 | 9.5 | 0 | 0 | 3.8 | 0 | 5.4 | 0 | -0.1 | 0.3 | -0.3 | 0.7 | 0 | 0 | 0 | 0 | 7.62 | 7.99 | -0.68 | 0.31 | 0.004 | 0 | 0 | PreCW-Front-GasDHW-GasDry | Appl-CW-Front-GasDHW-GasDry-Tier2AnySFm1996CZ09DEER2017 | 0
42958.3843 | Appl-CW-Front-GasDHW-GasDry-Tier2 | SFm | 1996 | CZ10 | rDXGF | -1 | Household | 1 | 2186 | 11.2 | 0 | 0 | 4.7 | 0 | 6.3 | 0 | -0.1 | 0.3 | -0.5 | 0.7 | 0 | 0 | 0 | 0 | 8.01 | 8.72 | -0.94 | 0.22 | 0.005 | 0 | 0 | 9.8 | 0 | 0 | 3.8 | 0 | 5.8 | 0 | 0 | 0.3 | -0.4 | 0.7 | 0 | 0 | 0 | 0 | 7.46 | 7.99 | -0.84 | 0.3 | 0.004 | 0 | 0 | PreCW-Front-GasDHW-GasDry | Appl-CW-Front-GasDHW-GasDry-Tier2AnySFm1996CZ10DEER2017 | 0
42958.3843 | Appl-CW-Front-GasDHW-GasDry-Tier2 | SFm | 1996 | CZ11 | rDXGF | -1 | Household | 1 | 2032 | 11 | 0 | 0 | 4.7 | 0 | 6.3 | 0 | -0.1 | 0.1 | -0.5 | 0.8 | 0 | 0 | 0 | 0 | 7.86 | 8.72 | -1.09 | 0.22 | 0.006 | 0 | 0 | 9.5 | 0 | 0 | 3.8 | 0 | 5.8 | 0 | -0.1 | 0.1 | -0.5 | 0.7 | 0 | 0 | 0 | 0 | 7.32 | 7.99 | -0.98 | 0.3 | 0.005 | 0 | 0 | PreCW-Front-GasDHW-GasDry | Appl-CW-Front-GasDHW-GasDry-Tier2AnySFm1996CZ11DEER2017 | 0
42958.3843 | Appl-CW-Front-GasDHW-GasDry-Tier2 | SFm | 1996 | CZ12 | rDXGF | -1 | Household | 1 | 2032 | 9.7 | 0 | 0 | 4.7 | 0 | 5.1 | 0 | -0.1 | 0.1 | -0.5 | 0.6 | 0 | 0 | 0 | 0 | 7.89 | 8.72 | -1.07 | 0.23 | 0.006 | 0 | 0.001 | 8.3 | 0 | 0 | 3.7 | 0 | 4.6 | 0 | -0.1 | 0.1 | -0.5 | 0.6 | 0 | 0 | 0 | 0 | 7.35 | 7.99 | -0.96 | 0.31 | 0.005 | 0 | 0.001 | PreCW-Front-GasDHW-GasDry | Appl-CW-Front-GasDHW-GasDry-Tier2AnySFm1996CZ12DEER2017 | 0
42958.3843 | Appl-CW-Front-GasDHW-GasDry-Tier2 | SFm | 1996 | CZ13 | rDXGF | -1 | Household | 1 | 2032 | 12.7 | 0 | 0 | 4.6 | 0 | 7.9 | 0 | -0.1 | 0.3 | -0.6 | 1 | 0 | 0 | 0 | 0 | 7.8 | 8.72 | -1.15 | 0.23 | 0.006 | 0 | 0.001 | 11.3 | 0 | 0 | 3.7 | 0 | 7.5 | 0 | -0.1 | 0.3 | -0.5 | 0.9 | 0 | 0 | 0 | 0 | 7.27 | 7.99 | -1.03 | 0.31 | 0.005 | 0 | 0 | PreCW-Front-GasDHW-GasDry | Appl-CW-Front-GasDHW-GasDry-Tier2AnySFm1996CZ13DEER2017 | 0
42958.3843 | Appl-CW-Front-GasDHW-GasDry-Tier2 | SFm | 1996 | CZ14 | rDXGF | -1 | Household | 1 | 1758 | 12.1 | 0 | 0 | 4.7 | 0 | 7.3 | 0 | -0.1 | 0.2 | -0.6 | 0.8 | 0 | 0 | 0 | 0 | 7.84 | 8.72 | -1.11 | 0.23 | 0.003 | 0 | 0.001 | 10.4 | 0 | 0 | 3.8 | 0 | 6.6 | 0 | -0.1 | 0.2 | -0.5 | 0.7 | 0 | 0 | 0 | 0 | 7.31 | 7.99 | -1 | 0.31 | 0.003 | 0 | 0.001 | PreCW-Front-GasDHW-GasDry | Appl-CW-Front-GasDHW-GasDry-Tier2AnySFm1996CZ14DEER2017 | 0
42958.3843 | Appl-CW-Front-GasDHW-GasDry-Tier2 | SFm | 1996 | CZ15 | rDXGF | -1 | Household | 1 | 1758 | 14.8 | 0 | 0 | 4.6 | 0 | 9.4 | 0 | -0.1 | 0.8 | -0.3 | 1 | 0 | 0 | 0 | 0 | 8.38 | 8.72 | -0.52 | 0.18 | 0.004 | 0 | 0.001 | 12.8 | 0 | 0 | 3.7 | 0 | 8.4 | 0 | -0.1 | 0.7 | -0.3 | 0.9 | 0 | 0 | 0 | 0 | 7.77 | 7.99 | -0.47 | 0.25 | 0.004 | 0 | 0.001 | PreCW-Front-GasDHW-GasDry | Appl-CW-Front-GasDHW-GasDry-Tier2AnySFm1996CZ15DEER2017 | 0
42958.3843 | Appl-CW-Front-GasDHW-GasDry-Tier2 | SFm | 1996 | CZ16 | rDXGF | -1 | Household | 1 | 2193 | 8.7 | 0 | 0 | 4.7 | 0 | 3.9 | 0 | -0.2 | 0.1 | -0.5 | 0.5 | 0 | 0 | 0 | 0 | 8.07 | 8.72 | -0.91 | 0.26 | 0.004 | 0 | 0.001 | 7.3 | 0 | 0 | 3.8 | 0 | 3.5 | 0 | -0.1 | 0.1 | -0.4 | 0.4 | 0 | 0 | 0 | 0 | 7.53 | 7.99 | -0.82 | 0.36 | 0.005 | 0 | 0 | PreCW-Front-GasDHW-GasDry | Appl-CW-Front-GasDHW-GasDry-Tier2AnySFm1996CZ16DEER2017 | 0
42958.3843 | Appl-CW-Front-GasDHW-GasDry-Tier2 | SFm | 2003 | CZ01 | rDXGF | -1 | Household | 1 | 2295.6 | 4 | 0 | 0 | 4.8 | 0 | 0 | 0 | -0.2 | -0.6 | -0.6 | 0 | 0 | 0 | 0 | 0 | 7.76 | 8.72 | -1.23 | 0.26 | 0.001 | 0 | 0.001 | 3.1 | 0 | 0 | 3.8 | 0 | 0 | 0 | -0.2 | -0.6 | -0.6 | 0 | 0 | 0 | 0 | 0 | 7.25 | 7.99 | -1.1 | 0.35 | 0.001 | 0 | 0.001 | PreCW-Front-GasDHW-GasDry | Appl-CW-Front-GasDHW-GasDry-Tier2AnySFm2003CZ01DEER2017 | 0
42958.3843 | Appl-CW-Front-GasDHW-GasDry-Tier2 | SFm | 2003 | CZ02 | rDXGF | -1 | Household | 1 | 1948.8 | 7.5 | 0 | 0 | 4.8 | 0 | 3.2 | 0 | -0.2 | -0.2 | -0.6 | 0.4 | 0 | 0 | 0 | 0 | 7.86 | 8.72 | -1.1 | 0.24 | 0.006 | 0 | 0.001 | 6.3 | 0 | 0 | 3.8 | 0 | 2.9 | 0 | -0.2 | -0.2 | -0.5 | 0.4 | 0 | 0 | 0 | 0 | 7.34 | 7.99 | -0.99 | 0.33 | 0.005 | 0 | 0.001 | PreCW-Front-GasDHW-GasDry | Appl-CW-Front-GasDHW-GasDry-Tier2AnySFm2003CZ02DEER2017 | 0
42958.3843 | Appl-CW-Front-GasDHW-GasDry-Tier2 | SFm | 2003 | CZ03 | rDXGF | -1 | Household | 1 | 2295.6 | 4.8 | 0 | 0 | 4.7 | 0 | 0.8 | 0 | -0.2 | -0.5 | -0.6 | 0.1 | 0 | 0 | 0 | 0 | 7.77 | 8.72 | -1.2 | 0.25 | 0.006 | 0 | 0.001 | 3.9 | 0 | 0 | 3.8 | 0 | 0.7 | 0 | -0.1 | -0.4 | -0.5 | 0.1 | 0 | 0 | 0 | 0 | 7.26 | 7.99 | -1.08 | 0.33 | 0.005 | 0 | 0.001 | PreCW-Front-GasDHW-GasDry | Appl-CW-Front-GasDHW-GasDry-Tier2AnySFm2003CZ03DEER2017 | 0
42958.3843 | Appl-CW-Front-GasDHW-GasDry-Tier2 | SFm | 2003 | CZ04 | rDXGF | -1 | Household | 1 | 2295.6 | 9.1 | 0 | 0 | 4.7 | 0 | 4.4 | 0 | -0.1 | 0.1 | -0.5 | 0.6 | 0 | 0 | 0 | 0 | 8 | 8.72 | -0.97 | 0.24 | 0.006 | 0 | 0 | 7.6 | 0 | 0 | 3.8 | 0 | 3.9 | 0 | -0.1 | 0.1 | -0.5 | 0.5 | 0 | 0 | 0 | 0 | 7.46 | 7.99 | -0.87 | 0.33 | 0.006 | 0 | 0 | PreCW-Front-GasDHW-GasDry | Appl-CW-Front-GasDHW-GasDry-Tier2AnySFm2003CZ04DEER2017 | 0
42958.3843 | Appl-CW-Front-GasDHW-GasDry-Tier2 | SFm | 2003 | CZ05 | rDXGF | -1 | Household | 1 | 2295.6 | 4.6 | 0 | 0 | 4.7 | 0 | 0.7 | 0 | -0.2 | -0.6 | -0.7 | 0.1 | 0 | 0 | 0 | 0 | 7.48 | 8.72 | -1.49 | 0.25 | 0.005 | 0 | 0.001 | 3.6 | 0 | 0 | 3.8 | 0 | 0.6 | 0 | -0.1 | -0.6 | -0.6 | 0.1 | 0 | 0 | 0 | 0 | 6.99 | 7.99 | -1.35 | 0.34 | 0.004 | 0 | 0.001 | PreCW-Front-GasDHW-GasDry | Appl-CW-Front-GasDHW-GasDry-Tier2AnySFm2003CZ05DEER2017 | 0
42958.3843 | Appl-CW-Front-GasDHW-GasDry-Tier2 | SFm | 2003 | CZ06 | rDXGF | -1 | Household | 1 | 2392.9 | 11.8 | 0 | 0 | 4.8 | 0 | 6.7 | 0 | -0.1 | 0.6 | -0.4 | 0.9 | 0 | 0 | 0 | 0 | 8.24 | 8.72 | -0.72 | 0.23 | 0.003 | 0 | 0 | 10.9 | 0 | 0 | 3.8 | 0 | 6.6 | 0 | -0.1 | 0.6 | -0.4 | 0.9 | 0 | 0 | 0 | 0 | 7.67 | 7.99 | -0.65 | 0.31 | 0.005 | 0 | 0 | PreCW-Front-GasDHW-GasDry | Appl-CW-Front-GasDHW-GasDry-Tier2AnySFm2003CZ06DEER2017 | 0
42958.3843 | Appl-CW-Front-GasDHW-GasDry-Tier2 | SFm | 2003 | CZ07 | rDXGF | -1 | Household | 1 | 2392.9 | 12.1 | 0 | 0 | 4.7 | 0 | 6.9 | 0 | -0.1 | 0.5 | -0.4 | 1 | 0 | 0 | 0 | 0 | 8.12 | 8.72 | -0.83 | 0.23 | 0.005 | 0 | 0.001 | 10.6 | 0 | 0 | 3.7 | 0 | 6.4 | 0 | -0.1 | 0.5 | -0.4 | 1 | 0 | 0 | 0 | 0 | 7.56 | 7.99 | -0.74 | 0.31 | 0.004 | 0 | 0.001 | PreCW-Front-GasDHW-GasDry | Appl-CW-Front-GasDHW-GasDry-Tier2AnySFm2003CZ07DEER2017 | 0
42958.3843 | Appl-CW-Front-GasDHW-GasDry-Tier2 | SFm | 2003 | CZ08 | rDXGF | -1 | Household | 1 | 2392.9 | 13.3 | 0 | 0 | 4.7 | 0 | 8 | 0 | -0.1 | 0.7 | -0.3 | 1.1 | 0 | 0 | 0 | 0 | 8.27 | 8.72 | -0.68 | 0.23 | 0.003 | 0 | 0 | 11.6 | 0 | 0 | 3.8 | 0 | 7.3 | 0 | -0.1 | 0.6 | -0.3 | 1 | 0 | 0 | 0 | 0 | 7.7 | 7.99 | -0.61 | 0.31 | 0.003 | 0 | 0 | PreCW-Front-GasDHW-GasDry | Appl-CW-Front-GasDHW-GasDry-Tier2AnySFm2003CZ08DEER2017 | 0
42958.3843 | Appl-CW-Front-GasDHW-GasDry-Tier2 | SFm | 2003 | CZ09 | rDXGF | -1 | Household | 1 | 2422.9 | 10.7 | 0 | 0 | 4.6 | 0 | 5.8 | 0 | -0.1 | 0.3 | -0.4 | 0.7 | 0 | 0 | 0 | 0 | 8.14 | 8.72 | -0.81 | 0.23 | 0.003 | 0 | 0.001 | 9.1 | 0 | 0 | 3.7 | 0 | 5.2 | 0 | -0.1 | 0.3 | -0.4 | 0.6 | 0 | 0 | 0 | 0 | 7.57 | 7.99 | -0.73 | 0.31 | 0.003 | 0 | 0.001 | PreCW-Front-GasDHW-GasDry | Appl-CW-Front-GasDHW-GasDry-Tier2AnySFm2003CZ09DEER2017 | 0
42958.3843 | Appl-CW-Front-GasDHW-GasDry-Tier2 | SFm | 2003 | CZ10 | rDXGF | -1 | Household | 1 | 1948.8 | 11.4 | 0 | 0 | 4.7 | 0 | 6.5 | 0 | -0.1 | 0.3 | -0.5 | 0.8 | 0 | 0 | 0 | 0 | 8 | 8.72 | -0.94 | 0.22 | 0.003 | 0 | 0.001 | 9.9 | 0 | 0 | 3.8 | 0 | 5.9 | 0 | -0.1 | 0.3 | -0.4 | 0.8 | 0 | 0 | 0 | 0 | 7.44 | 7.99 | -0.85 | 0.3 | 0.003 | 0 | 0.001 | PreCW-Front-GasDHW-GasDry | Appl-CW-Front-GasDHW-GasDry-Tier2AnySFm2003CZ10DEER2017 | 0
42958.3843 | Appl-CW-Front-GasDHW-GasDry-Tier2 | SFm | 2003 | CZ11 | rDXGF | -1 | Household | 1 | 1948.8 | 10.9 | 0 | 0 | 4.7 | 0 | 6.2 | 0 | -0.1 | 0.2 | -0.5 | 0.7 | 0 | 0 | 0 | 0 | 7.91 | 8.72 | -1.03 | 0.22 | 0.005 | 0 | 0.001 | 9.2 | 0 | 0 | 3.8 | 0 | 5.5 | 0 | -0.1 | 0.2 | -0.4 | 0.6 | 0 | 0 | 0 | 0 | 7.37 | 7.99 | -0.93 | 0.31 | 0.004 | 0 | 0.001 | PreCW-Front-GasDHW-GasDry | Appl-CW-Front-GasDHW-GasDry-Tier2AnySFm2003CZ11DEER2017 | 0
42958.3843 | Appl-CW-Front-GasDHW-GasDry-Tier2 | SFm | 2003 | CZ12 | rDXGF | -1 | Household | 1 | 1948.8 | 9 | 0 | 0 | 4.7 | 0 | 4.5 | 0 | -0.2 | 0 | -0.5 | 0.5 | 0 | 0 | 0 | 0 | 7.93 | 8.72 | -1.03 | 0.23 | 0.006 | 0 | 0 | 7.7 | 0 | 0 | 3.7 | 0 | 4 | 0 | -0.1 | 0 | -0.5 | 0.5 | 0 | 0 | 0 | 0 | 7.39 | 7.99 | -0.92 | 0.32 | 0.006 | 0 | 0 | PreCW-Front-GasDHW-GasDry | Appl-CW-Front-GasDHW-GasDry-Tier2AnySFm2003CZ12DEER2017 | 0
42958.3843 | Appl-CW-Front-GasDHW-GasDry-Tier2 | SFm | 2003 | CZ13 | rDXGF | -1 | Household | 1 | 1948.8 | 10.6 | 0 | 0 | 4.7 | 0 | 5.9 | 0 | -0.2 | 0.1 | -0.5 | 0.7 | 0 | 0 | 0 | 0 | 7.89 | 8.72 | -1.06 | 0.23 | 0.005 | 0 | 0.001 | 9.1 | 0 | 0 | 3.8 | 0 | 5.4 | 0 | -0.2 | 0.1 | -0.5 | 0.6 | 0 | 0 | 0 | 0 | 7.35 | 7.99 | -0.95 | 0.31 | 0.004 | 0 | 0.001 | PreCW-Front-GasDHW-GasDry | Appl-CW-Front-GasDHW-GasDry-Tier2AnySFm2003CZ13DEER2017 | 0
42958.3843 | Appl-CW-Front-GasDHW-GasDry-Tier2 | SFm | 2003 | CZ14 | rDXGF | -1 | Household | 1 | 2160.9 | 12 | 0 | 0 | 4.7 | 0 | 7.2 | 0 | -0.2 | 0.3 | -0.5 | 0.9 | 0 | 0 | 0 | 0 | 7.86 | 8.72 | -1.1 | 0.23 | 0.004 | 0 | 0 | 10.3 | 0 | 0 | 3.7 | 0 | 6.5 | 0 | -0.1 | 0.3 | -0.5 | 0.8 | 0 | 0 | 0 | 0 | 7.32 | 7.99 | -1 | 0.31 | 0.003 | 0 | 0 | PreCW-Front-GasDHW-GasDry | Appl-CW-Front-GasDHW-GasDry-Tier2AnySFm2003CZ14DEER2017 | 0
42958.3843 | Appl-CW-Front-GasDHW-GasDry-Tier2 | SFm | 2003 | CZ15 | rDXGF | -1 | Household | 1 | 2160.9 | 14.4 | 0 | 0 | 4.6 | 0 | 9.1 | 0 | -0.1 | 0.7 | -0.3 | 0.9 | 0 | 0 | 0 | 0 | 8.39 | 8.72 | -0.52 | 0.19 | 0.004 | 0 | 0.001 | 12.6 | 0 | 0 | 3.7 | 0 | 8.2 | 0 | -0.1 | 0.6 | -0.3 | 0.8 | 0 | 0 | 0 | 0 | 7.78 | 7.99 | -0.47 | 0.26 | 0.003 | 0 | 0.001 | PreCW-Front-GasDHW-GasDry | Appl-CW-Front-GasDHW-GasDry-Tier2AnySFm2003CZ15DEER2017 | 0
42958.3843 | Appl-CW-Front-GasDHW-GasDry-Tier2 | SFm | 2003 | CZ16 | rDXGF | -1 | Household | 1 | 2295.6 | 7.5 | 0 | 0 | 4.8 | 0 | 2.9 | 0 | -0.1 | 0 | -0.4 | 0.4 | 0 | 0 | 0 | 0 | 8.11 | 8.72 | -0.87 | 0.26 | 0.005 | 0 | 0.001 | 6.4 | 0 | 0 | 3.9 | 0 | 2.7 | 0 | -0.1 | 0 | -0.4 | 0.4 | 0 | 0 | 0 | 0 | 7.56 | 7.99 | -0.79 | 0.36 | 0.004 | 0 | 0.001 | PreCW-Front-GasDHW-GasDry | Appl-CW-Front-GasDHW-GasDry-Tier2AnySFm2003CZ16DEER2017 | 0
42958.3843 | Appl-CW-Front-GasDHW-GasDry-Tier2 | SFm | 2007 | CZ01 | rDXGF | -1 | Household | 1 | 2295.6 | 4 | 0 | 0 | 4.8 | 0 | 0 | 0 | -0.3 | -0.6 | -0.6 | 0 | 0 | 0 | 0 | 0 | 7.76 | 8.72 | -1.23 | 0.26 | 0.001 | 0 | 0.001 | 3.1 | 0 | 0 | 3.9 | 0 | 0 | 0 | -0.2 | -0.6 | -0.6 | 0 | 0 | 0 | 0 | 0 | 7.25 | 7.99 | -1.11 | 0.35 | 0 | 0 | 0.001 | PreCW-Front-GasDHW-GasDry | Appl-CW-Front-GasDHW-GasDry-Tier2AnySFm2007CZ01DEER2017 | 0
42958.3843 | Appl-CW-Front-GasDHW-GasDry-Tier2 | SFm | 2007 | CZ02 | rDXGF | -1 | Household | 1 | 1948.8 | 7.2 | 0 | 0 | 4.7 | 0 | 3 | 0 | -0.2 | -0.2 | -0.6 | 0.5 | 0 | 0 | 0 | 0 | 7.64 | 8.72 | -1.32 | 0.25 | 0.005 | 0 | 0.001 | 6.1 | 0 | 0 | 3.7 | 0 | 2.7 | 0 | -0.2 | -0.2 | -0.6 | 0.5 | 0 | 0 | 0 | 0 | 7.13 | 7.99 | -1.19 | 0.33 | 0.004 | 0 | 0 | PreCW-Front-GasDHW-GasDry | Appl-CW-Front-GasDHW-GasDry-Tier2AnySFm2007CZ02DEER2017 | 0
42958.3843 | Appl-CW-Front-GasDHW-GasDry-Tier2 | SFm | 2007 | CZ03 | rDXGF | -1 | Household | 1 | 2295.6 | 4.7 | 0 | 0 | 4.6 | 0 | 0.7 | 0 | -0.1 | -0.5 | -0.6 | 0.1 | 0 | 0 | 0 | 0 | 7.75 | 8.72 | -1.22 | 0.25 | 0.005 | 0 | 0 | 3.7 | 0 | 0 | 3.7 | 0 | 0.6 | 0 | -0.1 | -0.4 | -0.5 | 0.1 | 0 | 0 | 0 | 0 | 7.23 | 7.99 | -1.11 | 0.34 | 0.005 | 0 | 0 | PreCW-Front-GasDHW-GasDry | Appl-CW-Front-GasDHW-GasDry-Tier2AnySFm2007CZ03DEER2017 | 0
42958.3843 | Appl-CW-Front-GasDHW-GasDry-Tier2 | SFm | 2007 | CZ04 | rDXGF | -1 | Household | 1 | 2295.6 | 8.1 | 0 | 0 | 4.6 | 0 | 3.5 | 0 | -0.1 | 0 | -0.5 | 0.5 | 0 | 0 | 0 | 0 | 7.93 | 8.72 | -1.04 | 0.25 | 0.005 | 0 | 0 | 6.8 | 0 | 0 | 3.7 | 0 | 3.2 | 0 | -0.1 | 0 | -0.5 | 0.5 | 0 | 0 | 0 | 0 | 7.39 | 7.99 | -0.94 | 0.33 | 0.004 | 0 | 0 | PreCW-Front-GasDHW-GasDry | Appl-CW-Front-GasDHW-GasDry-Tier2AnySFm2007CZ04DEER2017 | 0
42958.3843 | Appl-CW-Front-GasDHW-GasDry-Tier2 | SFm | 2007 | CZ05 | rDXGF | -1 | Household | 1 | 2295.6 | 4.4 | 0 | 0 | 4.7 | 0 | 0.5 | 0 | -0.2 | -0.7 | -0.8 | 0.1 | 0 | 0 | 0 | 0 | 7.37 | 8.72 | -1.61 | 0.25 | 0.004 | 0 | 0.001 | 3.4 | 0 | 0 | 3.8 | 0 | 0.4 | 0 | -0.2 | -0.7 | -0.7 | 0.1 | 0 | 0 | 0 | 0 | 6.86 | 7.99 | -1.48 | 0.34 | 0.003 | 0 | 0.001 | PreCW-Front-GasDHW-GasDry | Appl-CW-Front-GasDHW-GasDry-Tier2AnySFm2007CZ05DEER2017 | 0
42958.3843 | Appl-CW-Front-GasDHW-GasDry-Tier2 | SFm | 2007 | CZ06 | rDXGF | -1 | Household | 1 | 2392.9 | 9.5 | 0 | 0 | 4.7 | 0 | 4.5 | 0 | -0.1 | 0.4 | -0.4 | 0.8 | 0 | 0 | 0 | 0 | 8.16 | 8.72 | -0.79 | 0.24 | 0.005 | 0 | 0 | 8.3 | 0 | 0 | 3.8 | 0 | 4.1 | 0 | -0.1 | 0.3 | -0.4 | 0.7 | 0 | 0 | 0 | 0 | 7.6 | 7.99 | -0.71 | 0.32 | 0.004 | 0 | 0 | PreCW-Front-GasDHW-GasDry | Appl-CW-Front-GasDHW-GasDry-Tier2AnySFm2007CZ06DEER2017 | 0
42958.3843 | Appl-CW-Front-GasDHW-GasDry-Tier2 | SFm | 2007 | CZ07 | rDXGF | -1 | Household | 1 | 2392.9 | 10.2 | 0 | 0 | 4.7 | 0 | 5 | 0 | 0 | 0.6 | -0.4 | 0.9 | 0 | 0 | 0 | 0 | 8.25 | 8.72 | -0.71 | 0.23 | 0.005 | 0 | 0 | 8.8 | 0 | 0 | 3.7 | 0 | 4.6 | 0 | 0 | 0.5 | -0.3 | 0.8 | 0 | 0 | 0 | 0 | 7.68 | 7.99 | -0.63 | 0.31 | 0.005 | 0 | 0 | PreCW-Front-GasDHW-GasDry | Appl-CW-Front-GasDHW-GasDry-Tier2AnySFm2007CZ07DEER2017 | 0
42958.3843 | Appl-CW-Front-GasDHW-GasDry-Tier2 | SFm | 2007 | CZ08 | rDXGF | -1 | Household | 1 | 2392.9 | 11 | 0 | 0 | 4.7 | 0 | 5.8 | 0 | -0.1 | 0.7 | -0.4 | 1 | 0 | 0 | 0 | 0 | 8.28 | 8.72 | -0.67 | 0.23 | 0.003 | 0 | 0.001 | 9.5 | 0 | 0 | 3.8 | 0 | 5.3 | 0 | -0.1 | 0.7 | -0.3 | 0.9 | 0 | 0 | 0 | 0 | 7.7 | 7.99 | -0.6 | 0.31 | 0.003 | 0 | 0.001 | PreCW-Front-GasDHW-GasDry | Appl-CW-Front-GasDHW-GasDry-Tier2AnySFm2007CZ08DEER2017 | 0
42958.3843 | Appl-CW-Front-GasDHW-GasDry-Tier2 | SFm | 2007 | CZ09 | rDXGF | -1 | Household | 1 | 2422.9 | 9.5 | 0 | 0 | 4.7 | 0 | 4.6 | 0 | -0.1 | 0.4 | -0.4 | 0.8 | 0 | 0 | 0 | 0 | 8.22 | 8.72 | -0.74 | 0.23 | 0.002 | 0 | 0.001 | 8 | 0 | 0 | 3.8 | 0 | 4.1 | 0 | -0.1 | 0.3 | -0.4 | 0.7 | 0 | 0 | 0 | 0 | 7.65 | 7.99 | -0.66 | 0.31 | 0.002 | 0 | 0.001 | PreCW-Front-GasDHW-GasDry | Appl-CW-Front-GasDHW-GasDry-Tier2AnySFm2007CZ09DEER2017 | 0
42958.3843 | Appl-CW-Front-GasDHW-GasDry-Tier2 | SFm | 2007 | CZ10 | rDXGF | -1 | Household | 1 | 1948.8 | 10.5 | 0 | 0 | 4.7 | 0 | 5.5 | 0 | -0.2 | 0.4 | -0.5 | 0.9 | 0 | 0 | 0 | 0 | 7.99 | 8.72 | -0.96 | 0.23 | 0.003 | 0 | 0 | 8.9 | 0 | 0 | 3.7 | 0 | 4.9 | 0 | -0.2 | 0.4 | -0.5 | 0.8 | 0 | 0 | 0 | 0 | 7.44 | 7.99 | -0.86 | 0.31 | 0.002 | 0 | 0 | PreCW-Front-GasDHW-GasDry | Appl-CW-Front-GasDHW-GasDry-Tier2AnySFm2007CZ10DEER2017 | 0
42958.3843 | Appl-CW-Front-GasDHW-GasDry-Tier2 | SFm | 2007 | CZ11 | rDXGF | -1 | Household | 1 | 1948.8 | 9.3 | 0 | 0 | 4.7 | 0 | 4.7 | 0 | -0.2 | 0.2 | -0.5 | 0.7 | 0 | 0 | 0 | 0 | 7.86 | 8.72 | -1.09 | 0.23 | 0.003 | 0 | 0 | 7.9 | 0 | 0 | 3.8 | 0 | 4.2 | 0 | -0.1 | 0.1 | -0.5 | 0.6 | 0 | 0 | 0 | 0 | 7.32 | 7.99 | -0.98 | 0.31 | 0.002 | 0 | 0 | PreCW-Front-GasDHW-GasDry | Appl-CW-Front-GasDHW-GasDry-Tier2AnySFm2007CZ11DEER2017 | 0
42958.3843 | Appl-CW-Front-GasDHW-GasDry-Tier2 | SFm | 2007 | CZ12 | rDXGF | -1 | Household | 1 | 1948.8 | 8.5 | 0 | 0 | 4.7 | 0 | 3.8 | 0 | -0.1 | 0.1 | -0.5 | 0.6 | 0 | 0 | 0 | 0 | 7.98 | 8.72 | -0.98 | 0.24 | 0.005 | 0 | 0.001 | 7.2 | 0 | 0 | 3.7 | 0 | 3.4 | 0 | -0.1 | 0.1 | -0.4 | 0.5 | 0 | 0 | 0 | 0 | 7.43 | 7.99 | -0.88 | 0.32 | 0.004 | 0 | 0.001 | PreCW-Front-GasDHW-GasDry | Appl-CW-Front-GasDHW-GasDry-Tier2AnySFm2007CZ12DEER2017 | 0
42958.3843 | Appl-CW-Front-GasDHW-GasDry-Tier2 | SFm | 2007 | CZ13 | rDXGF | -1 | Household | 1 | 1948.8 | 10.3 | 0 | 0 | 4.7 | 0 | 5.4 | 0 | -0.2 | 0.4 | -0.5 | 0.9 | 0 | 0 | 0 | 0 | 8.02 | 8.72 | -0.93 | 0.23 | 0.003 | 0 | 0.001 | 8.9 | 0 | 0 | 3.7 | 0 | 4.9 | 0 | -0.2 | 0.3 | -0.5 | 0.8 | 0 | 0 | 0 | 0 | 7.46 | 7.99 | -0.84 | 0.31 | 0.003 | 0 | 0.001 | PreCW-Front-GasDHW-GasDry | Appl-CW-Front-GasDHW-GasDry-Tier2AnySFm2007CZ13DEER2017 | 0
42958.3843 | Appl-CW-Front-GasDHW-GasDry-Tier2 | SFm | 2007 | CZ14 | rDXGF | -1 | Household | 1 | 2160.9 | 10.5 | 0 | 0 | 4.7 | 0 | 5.8 | 0 | -0.2 | 0.3 | -0.6 | 1 | 0 | 0 | 0 | 0 | 7.83 | 8.72 | -1.12 | 0.23 | 0.002 | 0 | 0.001 | 9 | 0 | 0 | 3.7 | 0 | 5.2 | 0 | -0.2 | 0.3 | -0.5 | 0.9 | 0 | 0 | 0 | 0 | 7.29 | 7.99 | -1.02 | 0.31 | 0.002 | 0 | 0.001 | PreCW-Front-GasDHW-GasDry | Appl-CW-Front-GasDHW-GasDry-Tier2AnySFm2007CZ14DEER2017 | 0
42958.3843 | Appl-CW-Front-GasDHW-GasDry-Tier2 | SFm | 2007 | CZ15 | rDXGF | -1 | Household | 1 | 2160.9 | 13.1 | 0 | 0 | 4.6 | 0 | 7.6 | 0 | 0 | 0.8 | -0.2 | 1 | 0 | 0 | 0 | 0 | 8.42 | 8.72 | -0.49 | 0.19 | 0.004 | 0 | 0.001 | 11.3 | 0 | 0 | 3.7 | 0 | 6.8 | 0 | 0 | 0.7 | -0.2 | 0.9 | 0 | 0 | 0 | 0 | 7.8 | 7.99 | -0.44 | 0.25 | 0.003 | 0 | 0.001 | PreCW-Front-GasDHW-GasDry | Appl-CW-Front-GasDHW-GasDry-Tier2AnySFm2007CZ15DEER2017 | 0
42958.3843 | Appl-CW-Front-GasDHW-GasDry-Tier2 | SFm | 2007 | CZ16 | rDXGF | -1 | Household | 1 | 2295.6 | 7.8 | 0 | 0 | 4.8 | 0 | 3.1 | 0 | -0.1 | 0.1 | -0.4 | 0.5 | 0 | 0 | 0 | 0 | 8.1 | 8.72 | -0.89 | 0.27 | 0.004 | 0 | 0.001 | 6.7 | 0 | 0 | 3.9 | 0 | 2.9 | 0 | -0.1 | 0.1 | -0.4 | 0.4 | 0 | 0 | 0 | 0 | 7.55 | 7.99 | -0.8 | 0.36 | 0.004 | 0 | 0.001 | PreCW-Front-GasDHW-GasDry | Appl-CW-Front-GasDHW-GasDry-Tier2AnySFm2007CZ16DEER2017 | 0
42958.3843 | Appl-CW-Front-GasDHW-GasDry-Tier2 | SFm | 2011 | CZ01 | rDXGF | -1 | Household | 1 | 2295.6 | 4 | 0 | 0 | 4.8 | 0 | 0 | 0 | -0.2 | -0.5 | -0.5 | 0 | 0 | 0 | 0 | 0 | 7.82 | 8.72 | -1.15 | 0.26 | 0.001 | 0 | 0.001 | 3.2 | 0 | 0 | 3.8 | 0 | 0 | 0 | -0.2 | -0.5 | -0.5 | 0 | 0 | 0 | 0 | 0 | 7.31 | 7.99 | -1.03 | 0.35 | 0.001 | 0 | 0.001 | PreCW-Front-GasDHW-GasDry | Appl-CW-Front-GasDHW-GasDry-Tier2AnySFm2011CZ01DEER2017 | 0
42958.3843 | Appl-CW-Front-GasDHW-GasDry-Tier2 | SFm | 2011 | CZ02 | rDXGF | -1 | Household | 1 | 1948.8 | 7.2 | 0 | 0 | 4.7 | 0 | 2.9 | 0 | -0.3 | -0.1 | -0.7 | 0.5 | 0 | 0 | 0 | 0 | 7.67 | 8.72 | -1.29 | 0.25 | 0.005 | 0 | 0 | 6 | 0 | 0 | 3.8 | 0 | 2.6 | 0 | -0.3 | -0.1 | -0.6 | 0.4 | 0 | 0 | 0 | 0 | 7.17 | 7.99 | -1.16 | 0.33 | 0.004 | 0 | 0 | PreCW-Front-GasDHW-GasDry | Appl-CW-Front-GasDHW-GasDry-Tier2AnySFm2011CZ02DEER2017 | 0
42958.3843 | Appl-CW-Front-GasDHW-GasDry-Tier2 | SFm | 2011 | CZ03 | rDXGF | -1 | Household | 1 | 2295.6 | 5.1 | 0 | 0 | 4.7 | 0 | 1.1 | 0 | -0.1 | -0.4 | -0.6 | 0.2 | 0 | 0 | 0 | 0 | 7.8 | 8.72 | -1.17 | 0.25 | 0.005 | 0 | 0 | 4.2 | 0 | 0 | 3.8 | 0 | 1 | 0 | -0.1 | -0.3 | -0.5 | 0.2 | 0 | 0 | 0 | 0 | 7.27 | 7.99 | -1.06 | 0.34 | 0.004 | 0 | 0 | PreCW-Front-GasDHW-GasDry | Appl-CW-Front-GasDHW-GasDry-Tier2AnySFm2011CZ03DEER2017 | 0
42958.3843 | Appl-CW-Front-GasDHW-GasDry-Tier2 | SFm | 2011 | CZ04 | rDXGF | -1 | Household | 1 | 2295.6 | 8.7 | 0 | 0 | 4.7 | 0 | 4 | 0 | -0.1 | 0.2 | -0.4 | 0.6 | 0 | 0 | 0 | 0 | 7.96 | 8.72 | -1 | 0.24 | 0.006 | 0 | 0.001 | 7.5 | 0 | 0 | 3.8 | 0 | 3.7 | 0 | -0.1 | 0.2 | -0.4 | 0.6 | 0 | 0 | 0 | 0 | 7.42 | 7.99 | -0.9 | 0.32 | 0.005 | 0 | 0.001 | PreCW-Front-GasDHW-GasDry | Appl-CW-Front-GasDHW-GasDry-Tier2AnySFm2011CZ04DEER2017 | 0
42958.3843 | Appl-CW-Front-GasDHW-GasDry-Tier2 | SFm | 2011 | CZ05 | rDXGF | -1 | Household | 1 | 2295.6 | 4.5 | 0 | 0 | 4.7 | 0 | 0.5 | 0 | -0.2 | -0.5 | -0.6 | 0.1 | 0 | 0 | 0 | 0 | 7.52 | 8.72 | -1.46 | 0.26 | 0.005 | 0 | 0 | 3.6 | 0 | 0 | 3.8 | 0 | 0.5 | 0 | -0.2 | -0.5 | -0.6 | 0.1 | 0 | 0 | 0 | 0 | 7.03 | 7.99 | -1.3 | 0.35 | 0.005 | 0 | 0 | PreCW-Front-GasDHW-GasDry | Appl-CW-Front-GasDHW-GasDry-Tier2AnySFm2011CZ05DEER2017 | 0
42958.3843 | Appl-CW-Front-GasDHW-GasDry-Tier2 | SFm | 2011 | CZ06 | rDXGF | -1 | Household | 1 | 2392.9 | 7.5 | 0 | 0 | 4.7 | 0 | 2.9 | 0 | -0.1 | 0.1 | -0.5 | 0.5 | 0 | 0 | 0 | 0 | 8.07 | 8.72 | -0.9 | 0.24 | 0.003 | 0 | 0.001 | 6.3 | 0 | 0 | 3.8 | 0 | 2.6 | 0 | -0.1 | 0.1 | -0.4 | 0.4 | 0 | 0 | 0 | 0 | 7.51 | 7.99 | -0.81 | 0.32 | 0.003 | 0 | 0.001 | PreCW-Front-GasDHW-GasDry | Appl-CW-Front-GasDHW-GasDry-Tier2AnySFm2011CZ06DEER2017 | 0
42958.3843 | Appl-CW-Front-GasDHW-GasDry-Tier2 | SFm | 2011 | CZ07 | rDXGF | -1 | Household | 1 | 2392.9 | 10.5 | 0 | 0 | 4.7 | 0 | 5.2 | 0 | 0 | 0.7 | -0.2 | 0.9 | 0 | 0 | 0 | 0 | 8.38 | 8.72 | -0.57 | 0.23 | 0.003 | 0 | 0.001 | 8.9 | 0 | 0 | 3.8 | 0 | 4.6 | 0 | 0 | 0.6 | -0.2 | 0.8 | 0 | 0 | 0 | 0 | 7.79 | 7.99 | -0.51 | 0.31 | 0.003 | 0 | 0.001 | PreCW-Front-GasDHW-GasDry | Appl-CW-Front-GasDHW-GasDry-Tier2AnySFm2011CZ07DEER2017 | 0
42958.3843 | Appl-CW-Front-GasDHW-GasDry-Tier2 | SFm | 2011 | CZ08 | rDXGF | -1 | Household | 1 | 2392.9 | 11.9 | 0 | 0 | 4.7 | 0 | 6.5 | 0 | 0 | 0.9 | -0.3 | 1.1 | 0 | 0 | 0 | 0 | 8.36 | 8.72 | -0.59 | 0.23 | 0.003 | 0 | 0.001 | 10.3 | 0 | 0 | 3.8 | 0 | 5.8 | 0 | 0 | 0.8 | -0.2 | 1 | 0 | 0 | 0 | 0 | 7.76 | 7.99 | -0.54 | 0.31 | 0.003 | 0 | 0 | PreCW-Front-GasDHW-GasDry | Appl-CW-Front-GasDHW-GasDry-Tier2AnySFm2011CZ08DEER2017 | 0
42958.3843 | Appl-CW-Front-GasDHW-GasDry-Tier2 | SFm | 2011 | CZ09 | rDXGF | -1 | Household | 1 | 2422.9 | 9.8 | 0 | 0 | 4.7 | 0 | 4.7 | 0 | -0.1 | 0.5 | -0.3 | 0.8 | 0 | 0 | 0 | 0 | 8.26 | 8.72 | -0.7 | 0.23 | 0.002 | 0 | 0.001 | 8.3 | 0 | 0 | 3.7 | 0 | 4.2 | 0 | -0.1 | 0.4 | -0.3 | 0.7 | 0 | 0 | 0 | 0 | 7.68 | 7.99 | -0.63 | 0.31 | 0.001 | 0 | 0.001 | PreCW-Front-GasDHW-GasDry | Appl-CW-Front-GasDHW-GasDry-Tier2AnySFm2011CZ09DEER2017 | 0
42958.3843 | Appl-CW-Front-GasDHW-GasDry-Tier2 | SFm | 2011 | CZ10 | rDXGF | -1 | Household | 1 | 1948.8 | 10.5 | 0 | 0 | 4.7 | 0 | 5.6 | 0 | -0.2 | 0.4 | -0.5 | 0.9 | 0 | 0 | 0 | 0 | 8.02 | 8.72 | -0.93 | 0.22 | 0.003 | 0 | 0.001 | 9 | 0 | 0 | 3.7 | 0 | 5.1 | 0 | -0.2 | 0.4 | -0.4 | 0.8 | 0 | 0 | 0 | 0 | 7.47 | 7.99 | -0.84 | 0.3 | 0.003 | 0 | 0.001 | PreCW-Front-GasDHW-GasDry | Appl-CW-Front-GasDHW-GasDry-Tier2AnySFm2011CZ10DEER2017 | 0
42958.3843 | Appl-CW-Front-GasDHW-GasDry-Tier2 | SFm | 2011 | CZ11 | rDXGF | -1 | Household | 1 | 1948.8 | 10.2 | 0 | 0 | 4.7 | 0 | 5.3 | 0 | -0.2 | 0.3 | -0.5 | 0.9 | 0 | 0 | 0 | 0 | 7.9 | 8.72 | -1.05 | 0.23 | 0.003 | 0 | 0.001 | 8.7 | 0 | 0 | 3.8 | 0 | 4.8 | 0 | -0.2 | 0.3 | -0.5 | 0.8 | 0 | 0 | 0 | 0 | 7.36 | 7.99 | -0.94 | 0.31 | 0.002 | 0 | 0.001 | PreCW-Front-GasDHW-GasDry | Appl-CW-Front-GasDHW-GasDry-Tier2AnySFm2011CZ11DEER2017 | 0
42958.3843 | Appl-CW-Front-GasDHW-GasDry-Tier2 | SFm | 2011 | CZ12 | rDXGF | -1 | Household | 1 | 1948.8 | 8.8 | 0 | 0 | 4.7 | 0 | 4.1 | 0 | -0.1 | 0.2 | -0.4 | 0.6 | 0 | 0 | 0 | 0 | 8.03 | 8.72 | -0.92 | 0.24 | 0.004 | 0 | 0.001 | 7.5 | 0 | 0 | 3.8 | 0 | 3.7 | 0 | -0.1 | 0.2 | -0.4 | 0.6 | 0 | 0 | 0 | 0 | 7.48 | 7.99 | -0.83 | 0.32 | 0.003 | 0 | 0.001 | PreCW-Front-GasDHW-GasDry | Appl-CW-Front-GasDHW-GasDry-Tier2AnySFm2011CZ12DEER2017 | 0
42958.3843 | Appl-CW-Front-GasDHW-GasDry-Tier2 | SFm | 2011 | CZ13 | rDXGF | -1 | Household | 1 | 1948.8 | 10.6 | 0 | 0 | 4.8 | 0 | 5.6 | 0 | -0.1 | 0.4 | -0.4 | 0.9 | 0 | 0 | 0 | 0 | 8.06 | 8.72 | -0.9 | 0.22 | 0.003 | 0 | 0.001 | 9.2 | 0 | 0 | 3.8 | 0 | 5.1 | 0 | -0.1 | 0.4 | -0.3 | 0.8 | 0 | 0 | 0 | 0 | 7.5 | 7.99 | -0.8 | 0.3 | 0.003 | 0 | 0.001 | PreCW-Front-GasDHW-GasDry | Appl-CW-Front-GasDHW-GasDry-Tier2AnySFm2011CZ13DEER2017 | 0
42958.3843 | Appl-CW-Front-GasDHW-GasDry-Tier2 | SFm | 2011 | CZ14 | rDXGF | -1 | Household | 1 | 2160.9 | 10.8 | 0 | 0 | 4.7 | 0 | 5.8 | 0 | -0.1 | 0.4 | -0.6 | 1 | 0 | 0 | 0 | 0 | 7.89 | 8.72 | -1.06 | 0.23 | 0.003 | 0 | 0.001 | 9.2 | 0 | 0 | 3.7 | 0 | 5.2 | 0 | -0.1 | 0.4 | -0.5 | 0.9 | 0 | 0 | 0 | 0 | 7.34 | 7.99 | -0.96 | 0.31 | 0.003 | 0 | 0.001 | PreCW-Front-GasDHW-GasDry | Appl-CW-Front-GasDHW-GasDry-Tier2AnySFm2011CZ14DEER2017 | 0
42958.3843 | Appl-CW-Front-GasDHW-GasDry-Tier2 | SFm | 2011 | CZ15 | rDXGF | -1 | Household | 1 | 2160.9 | 13 | 0 | 0 | 4.7 | 0 | 7.6 | 0 | 0 | 0.8 | -0.2 | 1.1 | 0 | 0 | 0 | 0 | 8.43 | 8.72 | -0.48 | 0.19 | 0.003 | 0 | 0.001 | 11 | 0 | 0 | 3.7 | 0 | 6.6 | 0 | 0 | 0.7 | -0.2 | 0.9 | 0 | 0 | 0 | 0 | 7.83 | 7.99 | -0.43 | 0.25 | 0.003 | 0 | 0.001 | PreCW-Front-GasDHW-GasDry | Appl-CW-Front-GasDHW-GasDry-Tier2AnySFm2011CZ15DEER2017 | 0
42958.3843 | Appl-CW-Front-GasDHW-GasDry-Tier2 | SFm | 2011 | CZ16 | rDXGF | -1 | Household | 1 | 2295.6 | 7.4 | 0 | 0 | 4.7 | 0 | 2.6 | 0 | -0.1 | 0 | -0.4 | 0.4 | 0 | 0 | 0 | 0 | 8.15 | 8.72 | -0.84 | 0.26 | 0.004 | 0 | 0.001 | 6.3 | 0 | 0 | 3.8 | 0 | 2.4 | 0 | -0.1 | 0 | -0.4 | 0.4 | 0 | 0 | 0 | 0 | 7.6 | 7.99 | -0.76 | 0.35 | 0.003 | 0 | 0.001 | PreCW-Front-GasDHW-GasDry | Appl-CW-Front-GasDHW-GasDry-Tier2AnySFm2011CZ16DEER2017 | 0
42958.3843 | Appl-CW-Front-GasDHW-GasDry-Tier2 | SFm | 2015 | CZ01 | rDXGF | -1 | Household | 1 | 2295.6 | 4.2 | 0 | 0 | 4.9 | 0 | 0 | 0 | -0.2 | -0.5 | -0.5 | 0 | 0 | 0 | 0 | 0 | 7.91 | 8.72 | -1.07 | 0.26 | 0 | 0 | 0.001 | 3.3 | 0 | 0 | 3.9 | 0 | 0 | 0 | -0.2 | -0.4 | -0.4 | 0 | 0 | 0 | 0 | 0 | 7.39 | 7.99 | -0.97 | 0.35 | 0 | 0 | 0.001 | PreCW-Front-GasDHW-GasDry | Appl-CW-Front-GasDHW-GasDry-Tier2AnySFm2015CZ01DEER2017 | 0
42958.3843 | Appl-CW-Front-GasDHW-GasDry-Tier2 | SFm | 2015 | CZ02 | rDXGF | -1 | Household | 1 | 1948.8 | 6.8 | 0 | 0 | 4.7 | 0 | 2.5 | 0 | -0.2 | -0.2 | -0.6 | 0.4 | 0 | 0 | 0 | 0 | 7.69 | 8.72 | -1.29 | 0.24 | 0.005 | 0 | 0.001 | 5.7 | 0 | 0 | 3.8 | 0 | 2.3 | 0 | -0.2 | -0.2 | -0.5 | 0.4 | 0 | 0 | 0 | 0 | 7.17 | 7.99 | -1.16 | 0.33 | 0.005 | 0 | 0 | PreCW-Front-GasDHW-GasDry | Appl-CW-Front-GasDHW-GasDry-Tier2AnySFm2015CZ02DEER2017 | 0
42958.3843 | Appl-CW-Front-GasDHW-GasDry-Tier2 | SFm | 2015 | CZ03 | rDXGF | -1 | Household | 1 | 2295.6 | 5.6 | 0 | 0 | 4.7 | 0 | 1.3 | 0 | -0.1 | -0.2 | -0.4 | 0.2 | 0 | 0 | 0 | 0 | 7.96 | 8.72 | -1.01 | 0.25 | 0.005 | 0 | 0.001 | 4.4 | 0 | 0 | 3.8 | 0 | 1 | 0 | -0.1 | -0.2 | -0.3 | 0.2 | 0 | 0 | 0 | 0 | 7.42 | 7.99 | -0.91 | 0.34 | 0.004 | 0 | 0.001 | PreCW-Front-GasDHW-GasDry | Appl-CW-Front-GasDHW-GasDry-Tier2AnySFm2015CZ03DEER2017 | 0
42958.3843 | Appl-CW-Front-GasDHW-GasDry-Tier2 | SFm | 2015 | CZ04 | rDXGF | -1 | Household | 1 | 2295.6 | 7.5 | 0 | 0 | 4.7 | 0 | 2.9 | 0 | -0.1 | 0 | -0.4 | 0.5 | 0 | 0 | 0 | 0 | 7.93 | 8.72 | -1.03 | 0.24 | 0.005 | 0 | 0 | 6.4 | 0 | 0 | 3.8 | 0 | 2.7 | 0 | -0.1 | 0 | -0.4 | 0.4 | 0 | 0 | 0 | 0 | 7.39 | 7.99 | -0.93 | 0.32 | 0.004 | 0 | 0 | PreCW-Front-GasDHW-GasDry | Appl-CW-Front-GasDHW-GasDry-Tier2AnySFm2015CZ04DEER2017 | 0
42958.3843 | Appl-CW-Front-GasDHW-GasDry-Tier2 | SFm | 2015 | CZ05 | rDXGF | -1 | Household | 1 | 2295.6 | 5.7 | 0 | 0 | 4.8 | 0 | 1.3 | 0 | -0.2 | -0.2 | -0.4 | 0.2 | 0 | 0 | 0 | 0 | 7.8 | 8.72 | -1.17 | 0.25 | 0.004 | 0 | 0.001 | 4.7 | 0 | 0 | 3.8 | 0 | 1.3 | 0 | -0.1 | -0.2 | -0.4 | 0.2 | 0 | 0 | 0 | 0 | 7.29 | 7.99 | -1.04 | 0.34 | 0.004 | 0 | 0.001 | PreCW-Front-GasDHW-GasDry | Appl-CW-Front-GasDHW-GasDry-Tier2AnySFm2015CZ05DEER2017 | 0
42958.3843 | Appl-CW-Front-GasDHW-GasDry-Tier2 | SFm | 2015 | CZ06 | rDXGF | -1 | Household | 1 | 2392.9 | 7.3 | 0 | 0 | 4.7 | 0 | 2.6 | 0 | -0.1 | 0.1 | -0.4 | 0.4 | 0 | 0 | 0 | 0 | 8.08 | 8.72 | -0.88 | 0.24 | 0.005 | 0 | 0.001 | 6.1 | 0 | 0 | 3.8 | 0 | 2.4 | 0 | -0.1 | 0.1 | -0.4 | 0.4 | 0 | 0 | 0 | 0 | 7.52 | 7.99 | -0.79 | 0.32 | 0.004 | 0 | 0.001 | PreCW-Front-GasDHW-GasDry | Appl-CW-Front-GasDHW-GasDry-Tier2AnySFm2015CZ06DEER2017 | 0
42958.3843 | Appl-CW-Front-GasDHW-GasDry-Tier2 | SFm | 2015 | CZ07 | rDXGF | -1 | Household | 1 | 2392.9 | 11.4 | 0 | 0 | 4.7 | 0 | 6 | 0 | -0.1 | 0.8 | -0.2 | 1 | 0 | 0 | 0 | 0 | 8.43 | 8.72 | -0.52 | 0.23 | 0.006 | 0 | 0 | 9.1 | 0 | 0 | 3.8 | 0 | 4.8 | 0 | -0.1 | 0.6 | -0.2 | 0.8 | 0 | 0 | 0 | 0 | 7.76 | 7.99 | -0.54 | 0.31 | 0.004 | 0 | 0 | PreCW-Front-GasDHW-GasDry | Appl-CW-Front-GasDHW-GasDry-Tier2AnySFm2015CZ07DEER2017 | 0
42958.3843 | Appl-CW-Front-GasDHW-GasDry-Tier2 | SFm | 2015 | CZ08 | rDXGF | -1 | Household | 1 | 2392.9 | 9.2 | 0 | 0 | 4.7 | 0 | 2.5 | 0 | -0.1 | 2.2 | -0.2 | 2.4 | 0 | 0 | 0 | 0 | 8.34 | 8.72 | -0.62 | 0.23 | 0 | 0 | 0.001 | 7.7 | 0 | 0 | 3.8 | 0 | 2.2 | 0 | -0.1 | 2 | -0.2 | 2.2 | 0 | 0 | 0 | 0 | 7.76 | 7.99 | -0.56 | 0.31 | -0.001 | 0 | 0.001 | PreCW-Front-GasDHW-GasDry | Appl-CW-Front-GasDHW-GasDry-Tier2AnySFm2015CZ08DEER2017 | 0
42958.3843 | Appl-CW-Front-GasDHW-GasDry-Tier2 | SFm | 2015 | CZ09 | rDXGF | -1 | Household | 1 | 2422.9 | 8.4 | 0 | 0 | 4.6 | 0 | 2.6 | 0 | -0.1 | 1.2 | -0.3 | 1.6 | 0 | 0 | 0 | 0 | 8.26 | 8.72 | -0.69 | 0.23 | 0.003 | 0 | 0 | 7.1 | 0 | 0 | 3.7 | 0 | 2.4 | 0 | -0.1 | 1.1 | -0.3 | 1.4 | 0 | 0 | 0 | 0 | 7.7 | 7.99 | -0.61 | 0.3 | 0.003 | 0 | 0 | PreCW-Front-GasDHW-GasDry | Appl-CW-Front-GasDHW-GasDry-Tier2AnySFm2015CZ09DEER2017 | 0
42958.3843 | Appl-CW-Front-GasDHW-GasDry-Tier2 | SFm | 2015 | CZ10 | rDXGF | -1 | Household | 1 | 1948.8 | 8.2 | 0 | 0 | 4.6 | 0 | 3 | 0 | -0.1 | 0.8 | -0.4 | 1.1 | 0 | 0 | 0 | 0 | 8.02 | 8.72 | -0.93 | 0.23 | 0.004 | 0 | 0.001 | 6.9 | 0 | 0 | 3.7 | 0 | 2.6 | 0 | -0.1 | 0.8 | -0.4 | 1 | 0 | 0 | 0 | 0 | 7.47 | 7.99 | -0.84 | 0.3 | 0.004 | 0 | 0.001 | PreCW-Front-GasDHW-GasDry | Appl-CW-Front-GasDHW-GasDry-Tier2AnySFm2015CZ10DEER2017 | 0
42958.3843 | Appl-CW-Front-GasDHW-GasDry-Tier2 | SFm | 2015 | CZ11 | rDXGF | -1 | Household | 1 | 1948.8 | 8.5 | 0 | 0 | 4.7 | 0 | 3.9 | 0 | -0.1 | 0.1 | -0.5 | 0.6 | 0 | 0 | 0 | 0 | 7.91 | 8.72 | -1.04 | 0.23 | 0.004 | 0 | 0.001 | 7.3 | 0 | 0 | 3.7 | 0 | 3.5 | 0 | -0.1 | 0.1 | -0.4 | 0.5 | 0 | 0 | 0 | 0 | 7.36 | 7.99 | -0.94 | 0.31 | 0.003 | 0 | 0.001 | PreCW-Front-GasDHW-GasDry | Appl-CW-Front-GasDHW-GasDry-Tier2AnySFm2015CZ11DEER2017 | 0
42958.3843 | Appl-CW-Front-GasDHW-GasDry-Tier2 | SFm | 2015 | CZ12 | rDXGF | -1 | Household | 1 | 1948.8 | 7.7 | 0 | 0 | 4.7 | 0 | 2.7 | 0 | -0.2 | 0.6 | -0.4 | 1 | 0 | 0 | 0 | 0 | 8.03 | 8.72 | -0.93 | 0.24 | 0.004 | 0 | 0 | 6.4 | 0 | 0 | 3.7 | 0 | 2.4 | 0 | -0.2 | 0.5 | -0.3 | 0.8 | 0 | 0 | 0 | 0 | 7.47 | 7.99 | -0.84 | 0.32 | 0.003 | 0 | 0 | PreCW-Front-GasDHW-GasDry | Appl-CW-Front-GasDHW-GasDry-Tier2AnySFm2015CZ12DEER2017 | 0
42958.3843 | Appl-CW-Front-GasDHW-GasDry-Tier2 | SFm | 2015 | CZ13 | rDXGF | -1 | Household | 1 | 1948.8 | 9.4 | 0 | 0 | 4.7 | 0 | 4.1 | 0 | -0.1 | 0.7 | -0.4 | 1.1 | 0 | 0 | 0 | 0 | 8.09 | 8.72 | -0.86 | 0.23 | 0.003 | 0 | 0.001 | 8 | 0 | 0 | 3.8 | 0 | 3.7 | 0 | -0.1 | 0.7 | -0.3 | 1 | 0 | 0 | 0 | 0 | 7.53 | 7.99 | -0.77 | 0.31 | 0.003 | 0 | 0.001 | PreCW-Front-GasDHW-GasDry | Appl-CW-Front-GasDHW-GasDry-Tier2AnySFm2015CZ13DEER2017 | 0
42958.3843 | Appl-CW-Front-GasDHW-GasDry-Tier2 | SFm | 2015 | CZ14 | rDXGF | -1 | Household | 1 | 2160.9 | 10 | 0 | 0 | 4.6 | 0 | 5.1 | 0 | -0.2 | 0.5 | -0.5 | 1 | 0 | 0 | 0 | 0 | 7.88 | 8.72 | -1.08 | 0.23 | 0.004 | 0 | 0 | 8.6 | 0 | 0 | 3.7 | 0 | 4.7 | 0 | -0.2 | 0.4 | -0.5 | 0.8 | 0 | 0 | 0 | 0 | 7.32 | 7.99 | -1 | 0.31 | 0.004 | 0 | 0 | PreCW-Front-GasDHW-GasDry | Appl-CW-Front-GasDHW-GasDry-Tier2AnySFm2015CZ14DEER2017 | 0
42958.3843 | Appl-CW-Front-GasDHW-GasDry-Tier2 | SFm | 2015 | CZ15 | rDXGF | -1 | Household | 1 | 2160.9 | 12.6 | 0 | 0 | 4.7 | 0 | 7.2 | 0 | 0 | 0.7 | -0.1 | 1 | 0 | 0 | 0 | 0 | 8.44 | 8.72 | -0.48 | 0.19 | 0.003 | 0 | 0.001 | 11 | 0 | 0 | 3.8 | 0 | 6.6 | 0 | 0 | 0.7 | -0.1 | 0.9 | 0 | 0 | 0 | 0 | 7.83 | 7.99 | -0.43 | 0.25 | 0.003 | 0 | 0.001 | PreCW-Front-GasDHW-GasDry | Appl-CW-Front-GasDHW-GasDry-Tier2AnySFm2015CZ15DEER2017 | 0
42958.3843 | Appl-CW-Front-GasDHW-GasDry-Tier2 | SFm | 2015 | CZ16 | rDXGF | -1 | Household | 1 | 2295.6 | 5.8 | 0 | 0 | 4.8 | 0 | 1.4 | 0 | -0.2 | -0.2 | -0.4 | 0.2 | 0 | 0 | 0 | 0 | 7.97 | 8.72 | -1.02 | 0.26 | 0.004 | 0 | 0.001 | 4.8 | 0 | 0 | 3.9 | 0 | 1.3 | 0 | -0.2 | -0.2 | -0.4 | 0.2 | 0 | 0 | 0 | 0 | 7.44 | 7.99 | -0.91 | 0.35 | 0.004 | 0 | 0.001 | PreCW-Front-GasDHW-GasDry | Appl-CW-Front-GasDHW-GasDry-Tier2AnySFm2015CZ16DEER2017 | 0
42958.3843 | Appl-CW-Front-GasDHW-GasDry-Tier2 | SFm | 2017 | CZ01 | rDXGF | -1 | Household | 1 | 2295.6 | 4.2 | 0 | 0 | 4.9 | 0 | 0 | 0 | -0.2 | -0.4 | -0.4 | 0 | 0 | 0 | 0 | 0 | 7.96 | 8.72 | -1.02 | 0.26 | 0 | 0 | 0.001 | 3.4 | 0 | 0 | 3.9 | 0 | 0 | 0 | -0.2 | -0.4 | -0.4 | 0 | 0 | 0 | 0 | 0 | 7.42 | 7.99 | -0.92 | 0.35 | 0 | 0 | 0.001 | PreCW-Front-GasDHW-GasDry | Appl-CW-Front-GasDHW-GasDry-Tier2AnySFm2017CZ01DEER2017 | 0
42958.3843 | Appl-CW-Front-GasDHW-GasDry-Tier2 | SFm | 2017 | CZ02 | rDXGF | -1 | Household | 1 | 1948.8 | 6.6 | 0 | 0 | 4.7 | 0 | 2.3 | 0 | -0.2 | -0.2 | -0.5 | 0.3 | 0 | 0 | 0 | 0 | 7.73 | 8.72 | -1.24 | 0.25 | 0.004 | 0 | 0 | 5.5 | 0 | 0 | 3.8 | 0 | 2.1 | 0 | -0.2 | -0.2 | -0.5 | 0.3 | 0 | 0 | 0 | 0 | 7.21 | 7.99 | -1.11 | 0.33 | 0.003 | 0 | 0 | PreCW-Front-GasDHW-GasDry | Appl-CW-Front-GasDHW-GasDry-Tier2AnySFm2017CZ02DEER2017 | 0
42958.3843 | Appl-CW-Front-GasDHW-GasDry-Tier2 | SFm | 2017 | CZ03 | rDXGF | -1 | Household | 1 | 2295.6 | 5.5 | 0 | 0 | 4.7 | 0 | 1.2 | 0 | -0.2 | -0.2 | -0.4 | 0.2 | 0 | 0 | 0 | 0 | 7.96 | 8.72 | -1.01 | 0.24 | 0.004 | 0 | 0.001 | 4.5 | 0 | 0 | 3.8 | 0 | 1.1 | 0 | -0.2 | -0.2 | -0.4 | 0.1 | 0 | 0 | 0 | 0 | 7.42 | 7.99 | -0.91 | 0.33 | 0.004 | 0 | 0.001 | PreCW-Front-GasDHW-GasDry | Appl-CW-Front-GasDHW-GasDry-Tier2AnySFm2017CZ03DEER2017 | 0
42958.3843 | Appl-CW-Front-GasDHW-GasDry-Tier2 | SFm | 2017 | CZ04 | rDXGF | -1 | Household | 1 | 2295.6 | 7.9 | 0 | 0 | 4.7 | 0 | 3.2 | 0 | -0.1 | 0.1 | -0.4 | 0.5 | 0 | 0 | 0 | 0 | 7.95 | 8.72 | -1.02 | 0.24 | 0.005 | 0 | 0.001 | 6.7 | 0 | 0 | 3.8 | 0 | 3 | 0 | -0.1 | 0.1 | -0.4 | 0.4 | 0 | 0 | 0 | 0 | 7.41 | 7.99 | -0.92 | 0.32 | 0.005 | 0 | 0.001 | PreCW-Front-GasDHW-GasDry | Appl-CW-Front-GasDHW-GasDry-Tier2AnySFm2017CZ04DEER2017 | 0
42958.3843 | Appl-CW-Front-GasDHW-GasDry-Tier2 | SFm | 2017 | CZ05 | rDXGF | -1 | Household | 1 | 2295.6 | 5.1 | 0 | 0 | 4.8 | 0 | 0.8 | 0 | -0.1 | -0.4 | -0.5 | 0.1 | 0 | 0 | 0 | 0 | 7.86 | 8.72 | -1.11 | 0.25 | 0.004 | 0 | 0.001 | 4.2 | 0 | 0 | 3.9 | 0 | 0.7 | 0 | -0.1 | -0.3 | -0.5 | 0.1 | 0 | 0 | 0 | 0 | 7.34 | 7.99 | -0.99 | 0.34 | 0.003 | 0 | 0.001 | PreCW-Front-GasDHW-GasDry | Appl-CW-Front-GasDHW-GasDry-Tier2AnySFm2017CZ05DEER2017 | 0
42958.3843 | Appl-CW-Front-GasDHW-GasDry-Tier2 | SFm | 2017 | CZ06 | rDXGF | -1 | Household | 1 | 2392.9 | 6.6 | 0 | 0 | 4.7 | 0 | 1.9 | 0 | -0.1 | -0.1 | -0.3 | 0.3 | 0 | 0 | 0 | 0 | 8.07 | 8.72 | -0.89 | 0.24 | 0.008 | 0 | 0.001 | 5.5 | 0 | 0 | 3.7 | 0 | 1.8 | 0 | -0.1 | -0.1 | -0.3 | 0.2 | 0 | 0 | 0 | 0 | 7.51 | 7.99 | -0.8 | 0.32 | 0.007 | 0 | 0.001 | PreCW-Front-GasDHW-GasDry | Appl-CW-Front-GasDHW-GasDry-Tier2AnySFm2017CZ06DEER2017 | 0
42958.3843 | Appl-CW-Front-GasDHW-GasDry-Tier2 | SFm | 2017 | CZ07 | rDXGF | -1 | Household | 1 | 2392.9 | 8.9 | 0 | 0 | 4.7 | 0 | 3.8 | 0 | -0.1 | 0.5 | -0.2 | 0.7 | 0 | 0 | 0 | 0 | 8.3 | 8.72 | -0.66 | 0.23 | 0.003 | 0 | 0 | 7.9 | 0 | 0 | 3.8 | 0 | 3.7 | 0 | -0.1 | 0.5 | -0.2 | 0.6 | 0 | 0 | 0 | 0 | 7.72 | 7.99 | -0.58 | 0.31 | 0.003 | 0 | 0 | PreCW-Front-GasDHW-GasDry | Appl-CW-Front-GasDHW-GasDry-Tier2AnySFm2017CZ07DEER2017 | 0
42958.3843 | Appl-CW-Front-GasDHW-GasDry-Tier2 | SFm | 2017 | CZ08 | rDXGF | -1 | Household | 1 | 2392.9 | 8.6 | 0 | 0 | 4.7 | 0 | 2.9 | 0 | -0.1 | 1.2 | -0.3 | 1.4 | 0 | 0 | 0 | 0 | 8.39 | 8.72 | -0.56 | 0.23 | 0.003 | 0 | 0.001 | 7.3 | 0 | 0 | 3.8 | 0 | 2.8 | 0 | -0.1 | 0.8 | -0.2 | 1.1 | 0 | 0 | 0 | 0 | 7.8 | 7.99 | -0.51 | 0.31 | 0.003 | 0 | 0 | PreCW-Front-GasDHW-GasDry | Appl-CW-Front-GasDHW-GasDry-Tier2AnySFm2017CZ08DEER2017 | 0
42958.3843 | Appl-CW-Front-GasDHW-GasDry-Tier2 | SFm | 2017 | CZ09 | rDXGF | -1 | Household | 1 | 2422.9 | 6.2 | 0 | 0 | 4.8 | 0 | 3.2 | 0 | 0 | -1.6 | -0.4 | -1.3 | 0 | 0 | 0 | 0 | 8.2 | 8.72 | -0.74 | 0.23 | 0.003 | 0 | 0 | 5 | 0 | 0 | 3.8 | 0 | 2.9 | 0 | 0 | -1.7 | -0.3 | -1.4 | 0 | 0 | 0 | 0 | 7.62 | 7.99 | -0.68 | 0.3 | 0.003 | 0 | 0 | PreCW-Front-GasDHW-GasDry | Appl-CW-Front-GasDHW-GasDry-Tier2AnySFm2017CZ09DEER2017 | 0
42958.3843 | Appl-CW-Front-GasDHW-GasDry-Tier2 | SFm | 2017 | CZ10 | rDXGF | -1 | Household | 1 | 1948.8 | 8.7 | 0 | 0 | 4.6 | 0 | 3.1 | 0 | -0.1 | 1.1 | -0.4 | 1.5 | 0 | 0 | 0 | 0 | 8.1 | 8.72 | -0.85 | 0.22 | 0.004 | 0 | 0.001 | 7.5 | 0 | 0 | 3.7 | 0 | 2.8 | 0 | -0.1 | 1.1 | -0.3 | 1.4 | 0 | 0 | 0 | 0 | 7.54 | 7.99 | -0.76 | 0.3 | 0.003 | 0 | 0 | PreCW-Front-GasDHW-GasDry | Appl-CW-Front-GasDHW-GasDry-Tier2AnySFm2017CZ10DEER2017 | 0
42958.3843 | Appl-CW-Front-GasDHW-GasDry-Tier2 | SFm | 2017 | CZ11 | rDXGF | -1 | Household | 1 | 1948.8 | 8.5 | 0 | 0 | 4.7 | 0 | 3.7 | 0 | -0.2 | 0.3 | -0.4 | 0.8 | 0 | 0 | 0 | 0 | 7.94 | 8.72 | -1.01 | 0.23 | 0.004 | 0 | 0.001 | 7.2 | 0 | 0 | 3.8 | 0 | 3.3 | 0 | -0.1 | 0.3 | -0.4 | 0.8 | 0 | 0 | 0 | 0 | 7.39 | 7.99 | -0.91 | 0.31 | 0.004 | 0 | 0.001 | PreCW-Front-GasDHW-GasDry | Appl-CW-Front-GasDHW-GasDry-Tier2AnySFm2017CZ11DEER2017 | 0
42958.3843 | Appl-CW-Front-GasDHW-GasDry-Tier2 | SFm | 2017 | CZ12 | rDXGF | -1 | Household | 1 | 1948.8 | 7.4 | 0 | 0 | 4.7 | 0 | 2.4 | 0 | -0.1 | 0.4 | -0.3 | 0.8 | 0 | 0 | 0 | 0 | 8.07 | 8.72 | -0.89 | 0.24 | 0.004 | 0 | 0 | 6.1 | 0 | 0 | 3.7 | 0 | 2.2 | 0 | -0.1 | 0.4 | -0.3 | 0.8 | 0 | 0 | 0 | 0 | 7.51 | 7.99 | -0.81 | 0.32 | 0.004 | 0 | 0 | PreCW-Front-GasDHW-GasDry | Appl-CW-Front-GasDHW-GasDry-Tier2AnySFm2017CZ12DEER2017 | 0
42958.3843 | Appl-CW-Front-GasDHW-GasDry-Tier2 | SFm | 2017 | CZ13 | rDXGF | -1 | Household | 1 | 1948.8 | 9.2 | 0 | 0 | 4.7 | 0 | 3.7 | 0 | -0.1 | 1 | -0.3 | 1.3 | 0 | 0 | 0 | 0 | 8.09 | 8.72 | -0.86 | 0.22 | 0.003 | 0 | 0.001 | 7.8 | 0 | 0 | 3.8 | 0 | 3.6 | 0 | -0.1 | 0.7 | -0.3 | 1 | 0 | 0 | 0 | 0 | 7.53 | 7.99 | -0.78 | 0.3 | 0.003 | 0 | 0.001 | PreCW-Front-GasDHW-GasDry | Appl-CW-Front-GasDHW-GasDry-Tier2AnySFm2017CZ13DEER2017 | 0
42958.3843 | Appl-CW-Front-GasDHW-GasDry-Tier2 | SFm | 2017 | CZ14 | rDXGF | -1 | Household | 1 | 2160.9 | 9.8 | 0 | 0 | 4.6 | 0 | 4.9 | 0 | -0.2 | 0.4 | -0.4 | 0.9 | 0 | 0 | 0 | 0 | 7.85 | 8.72 | -1.11 | 0.23 | 0.003 | 0 | 0.001 | 8.4 | 0 | 0 | 3.7 | 0 | 4.4 | 0 | -0.2 | 0.4 | -0.4 | 0.8 | 0 | 0 | 0 | 0 | 7.33 | 7.99 | -0.99 | 0.31 | 0.002 | 0 | 0.001 | PreCW-Front-GasDHW-GasDry | Appl-CW-Front-GasDHW-GasDry-Tier2AnySFm2017CZ14DEER2017 | 0
42958.3843 | Appl-CW-Front-GasDHW-GasDry-Tier2 | SFm | 2017 | CZ15 | rDXGF | -1 | Household | 1 | 2160.9 | 12.6 | 0 | 0 | 4.7 | 0 | 7.1 | 0 | -0.1 | 0.8 | -0.2 | 0.9 | 0 | 0 | 0 | 0 | 8.45 | 8.72 | -0.47 | 0.19 | 0.003 | 0 | 0.001 | 11.1 | 0 | 0 | 3.8 | 0 | 6.6 | 0 | -0.1 | 0.7 | -0.2 | 0.8 | 0 | 0 | 0 | 0 | 7.83 | 7.99 | -0.43 | 0.26 | 0.003 | 0 | 0.001 | PreCW-Front-GasDHW-GasDry | Appl-CW-Front-GasDHW-GasDry-Tier2AnySFm2017CZ15DEER2017 | 0
42958.3843 | Appl-CW-Front-GasDHW-GasDry-Tier2 | SFm | 2017 | CZ16 | rDXGF | -1 | Household | 1 | 2295.6 | 5.3 | 0 | 0 | 4.7 | 0 | 0.9 | 0 | -0.2 | -0.3 | -0.4 | 0.1 | 0 | 0 | 0 | 0 | 8 | 8.72 | -0.99 | 0.26 | 0.003 | 0 | 0.001 | 4.8 | 0 | 0 | 3.8 | 0 | 1.2 | 0 | -0.1 | -0.2 | -0.4 | 0.2 | 0 | 0 | 0 | 0 | 7.46 | 7.99 | -0.89 | 0.35 | 0.003 | 0 | 0.001 | PreCW-Front-GasDHW-GasDry | Appl-CW-Front-GasDHW-GasDry-Tier2AnySFm2017CZ16DEER2017 | 0
42958.3843 | Appl-CW-Front-GasDHW-GasDry-Tier3 | DMo | MH00 | CZ01 | rDXGF | -1 | Household | 1 | 1242 | -18.2 | 0 | 0 | -17.9 | 0 | 0 | 0 | -0.1 | -0.2 | -0.2 | 0 | 0 | 0 | 0 | 0 | 8.54 | 8.1 | -0.45 | 0.89 | -0.003 | 0 | -0.003 | -18.9 | 0 | 0 | -18.6 | 0 | 0 | 0 | -0.1 | -0.2 | -0.2 | 0 | 0 | 0 | 0 | 0 | 8.13 | 7.52 | -0.36 | 0.96 | -0.003 | 0 | -0.003 | PreCW-Front-GasDHW-GasDry | Appl-CW-Front-GasDHW-GasDry-Tier3AnyDMoMH00CZ01DEER2017 | 0
42958.3843 | Appl-CW-Front-GasDHW-GasDry-Tier3 | DMo | MH00 | CZ02 | rDXGF | -1 | Household | 1 | 1242 | -16.2 | 0 | 0 | -17.9 | 0 | 1.8 | 0 | 0 | 0 | -0.2 | 0.2 | 0 | 0 | 0 | 0 | 8.55 | 8.1 | -0.37 | 0.82 | 0.001 | 0 | -0.002 | -17.4 | 0 | 0 | -18.7 | 0 | 1.4 | 0 | 0 | 0 | -0.2 | 0.2 | 0 | 0 | 0 | 0 | 8.12 | 7.52 | -0.29 | 0.89 | 0 | 0 | -0.002 | PreCW-Front-GasDHW-GasDry | Appl-CW-Front-GasDHW-GasDry-Tier3AnyDMoMH00CZ02DEER2017 | 0
42958.3843 | Appl-CW-Front-GasDHW-GasDry-Tier3 | DMo | MH00 | CZ03 | rDXGF | -1 | Household | 1 | 1242 | -17.4 | 0 | 0 | -18 | 0 | 0.9 | 0 | -0.1 | -0.2 | -0.3 | 0.1 | 0 | 0 | 0 | 0 | 8.46 | 8.1 | -0.47 | 0.83 | 0 | 0 | -0.002 | -18.4 | 0 | 0 | -18.7 | 0 | 0.5 | 0 | -0.1 | -0.2 | -0.2 | 0.1 | 0 | 0 | 0 | 0 | 8.05 | 7.52 | -0.37 | 0.9 | 0 | 0 | -0.002 | PreCW-Front-GasDHW-GasDry | Appl-CW-Front-GasDHW-GasDry-Tier3AnyDMoMH00CZ03DEER2017 | 0
42958.3843 | Appl-CW-Front-GasDHW-GasDry-Tier3 | DMo | MH00 | CZ04 | rDXGF | -1 | Household | 1 | 1242 | -17.1 | 0 | 0 | -18 | 0 | 1.1 | 0 | -0.1 | -0.2 | -0.3 | 0.1 | 0 | 0 | 0 | 0 | 8.48 | 8.1 | -0.41 | 0.8 | 0 | 0 | -0.003 | -18.3 | 0 | 0 | -18.7 | 0 | 0.7 | 0 | 0 | -0.2 | -0.2 | 0.1 | 0 | 0 | 0 | 0 | 8.05 | 7.52 | -0.32 | 0.87 | -0.001 | 0 | -0.003 | PreCW-Front-GasDHW-GasDry | Appl-CW-Front-GasDHW-GasDry-Tier3AnyDMoMH00CZ04DEER2017 | 0
42958.3843 | Appl-CW-Front-GasDHW-GasDry-Tier3 | DMo | MH00 | CZ05 | rDXGF | -1 | Household | 1 | 1242 | -17.8 | 0 | 0 | -18 | 0 | 0.6 | 0 | 0 | -0.3 | -0.4 | 0.1 | 0 | 0 | 0 | 0 | 8.29 | 8.1 | -0.65 | 0.84 | -0.001 | 0 | -0.002 | -18.5 | 0 | 0 | -18.7 | 0 | 0.5 | 0 | 0 | -0.3 | -0.3 | 0.1 | 0 | 0 | 0 | 0 | 7.91 | 7.52 | -0.52 | 0.91 | -0.001 | 0 | -0.002 | PreCW-Front-GasDHW-GasDry | Appl-CW-Front-GasDHW-GasDry-Tier3AnyDMoMH00CZ05DEER2017 | 0
42958.3843 | Appl-CW-Front-GasDHW-GasDry-Tier3 | DMo | MH00 | CZ06 | rDXGF | -1 | Household | 1 | 1242 | -15.9 | 0 | 0 | -18 | 0 | 2.1 | 0 | 0 | 0.1 | -0.2 | 0.3 | 0 | 0 | 0 | 0 | 8.52 | 8.1 | -0.35 | 0.78 | 0 | 0 | -0.003 | -17 | 0 | 0 | -18.7 | 0 | 1.7 | 0 | 0 | 0.1 | -0.2 | 0.2 | 0 | 0 | 0 | 0 | 8.08 | 7.52 | -0.28 | 0.84 | -0.001 | 0 | -0.003 | PreCW-Front-GasDHW-GasDry | Appl-CW-Front-GasDHW-GasDry-Tier3AnyDMoMH00CZ06DEER2017 | 0
42958.3843 | Appl-CW-Front-GasDHW-GasDry-Tier3 | DMo | MH00 | CZ07 | rDXGF | -1 | Household | 1 | 1242 | -15.3 | 0 | 0 | -18 | 0 | 2.6 | 0 | 0 | 0.2 | -0.1 | 0.4 | 0 | 0 | 0 | 0 | 8.58 | 8.1 | -0.28 | 0.77 | -0.002 | 0 | -0.003 | -16.6 | 0 | 0 | -18.8 | 0 | 2 | 0 | 0 | 0.1 | -0.1 | 0.3 | 0 | 0 | 0 | 0 | 8.13 | 7.52 | -0.23 | 0.83 | -0.001 | 0 | -0.003 | PreCW-Front-GasDHW-GasDry | Appl-CW-Front-GasDHW-GasDry-Tier3AnyDMoMH00CZ07DEER2017 | 0
42958.3843 | Appl-CW-Front-GasDHW-GasDry-Tier3 | DMo | MH00 | CZ08 | rDXGF | -1 | Household | 1 | 1242 | -14.9 | 0 | 0 | -18 | 0 | 2.9 | 0 | -0.1 | 0.2 | -0.2 | 0.4 | 0 | 0 | 0 | 0 | 8.56 | 8.1 | -0.29 | 0.76 | -0.001 | 0 | -0.002 | -16.3 | 0 | 0 | -18.8 | 0 | 2.3 | 0 | 0 | 0.2 | -0.1 | 0.3 | 0 | 0 | 0 | 0 | 8.12 | 7.52 | -0.22 | 0.82 | -0.001 | 0 | -0.002 | PreCW-Front-GasDHW-GasDry | Appl-CW-Front-GasDHW-GasDry-Tier3AnyDMoMH00CZ08DEER2017 | 0
42958.3843 | Appl-CW-Front-GasDHW-GasDry-Tier3 | DMo | MH00 | CZ09 | rDXGF | -1 | Household | 1 | 1242 | -15.5 | 0 | 0 | -18 | 0 | 2.4 | 0 | 0 | 0.1 | -0.2 | 0.3 | 0 | 0 | 0 | 0 | 8.53 | 8.1 | -0.33 | 0.75 | 0 | 0 | -0.002 | -17 | 0 | 0 | -18.8 | 0 | 1.8 | 0 | 0 | 0.1 | -0.1 | 0.2 | 0 | 0 | 0 | 0 | 8.08 | 7.52 | -0.26 | 0.82 | 0 | 0 | -0.002 | PreCW-Front-GasDHW-GasDry | Appl-CW-Front-GasDHW-GasDry-Tier3AnyDMoMH00CZ09DEER2017 | 0
42958.3843 | Appl-CW-Front-GasDHW-GasDry-Tier3 | DMo | MH00 | CZ10 | rDXGF | -1 | Household | 1 | 1242 | -13.8 | 0 | 0 | -18 | 0 | 3.9 | 0 | 0 | 0.3 | -0.2 | 0.5 | 0 | 0 | 0 | 0 | 8.55 | 8.1 | -0.3 | 0.75 | -0.001 | 0 | -0.003 | -15.3 | 0 | 0 | -18.8 | 0 | 3.2 | 0 | 0 | 0.2 | -0.1 | 0.4 | 0 | 0 | 0 | 0 | 8.09 | 7.52 | -0.23 | 0.82 | -0.001 | 0 | -0.003 | PreCW-Front-GasDHW-GasDry | Appl-CW-Front-GasDHW-GasDry-Tier3AnyDMoMH00CZ10DEER2017 | 0
42958.3843 | Appl-CW-Front-GasDHW-GasDry-Tier3 | DMo | MH00 | CZ11 | rDXGF | -1 | Household | 1 | 1242 | -14.9 | 0 | 0 | -18 | 0 | 3 | 0 | 0 | 0.1 | -0.2 | 0.4 | 0 | 0 | 0 | 0 | 8.5 | 8.1 | -0.36 | 0.76 | 0 | 0 | -0.003 | -16.3 | 0 | 0 | -18.8 | 0 | 2.4 | 0 | 0 | 0.1 | -0.2 | 0.3 | 0 | 0 | 0 | 0 | 8.06 | 7.52 | -0.29 | 0.82 | -0.001 | 0 | -0.003 | PreCW-Front-GasDHW-GasDry | Appl-CW-Front-GasDHW-GasDry-Tier3AnyDMoMH00CZ11DEER2017 | 0
42958.3843 | Appl-CW-Front-GasDHW-GasDry-Tier3 | DMo | MH00 | CZ12 | rDXGF | -1 | Household | 1 | 1242 | -14.9 | 0 | 0 | -18 | 0 | 3 | 0 | -0.1 | 0.1 | -0.3 | 0.4 | 0 | 0 | 0 | 0 | 8.49 | 8.1 | -0.4 | 0.79 | 0 | 0 | -0.003 | -16.3 | 0 | 0 | -18.8 | 0 | 2.3 | 0 | 0 | 0.1 | -0.2 | 0.3 | 0 | 0 | 0 | 0 | 8.06 | 7.52 | -0.31 | 0.85 | -0.001 | 0 | -0.003 | PreCW-Front-GasDHW-GasDry | Appl-CW-Front-GasDHW-GasDry-Tier3AnyDMoMH00CZ12DEER2017 | 0
42958.3843 | Appl-CW-Front-GasDHW-GasDry-Tier3 | DMo | MH00 | CZ13 | rDXGF | -1 | Household | 1 | 1242 | -14.1 | 0 | 0 | -18 | 0 | 3.8 | 0 | 0 | 0.2 | -0.2 | 0.4 | 0 | 0 | 0 | 0 | 8.48 | 8.1 | -0.37 | 0.75 | 0 | 0 | -0.002 | -15.6 | 0 | 0 | -18.7 | 0 | 3.1 | 0 | 0 | 0.2 | -0.1 | 0.4 | 0 | 0 | 0 | 0 | 8.04 | 7.52 | -0.29 | 0.81 | 0 | 0 | -0.002 | PreCW-Front-GasDHW-GasDry | Appl-CW-Front-GasDHW-GasDry-Tier3AnyDMoMH00CZ13DEER2017 | 0
42958.3843 | Appl-CW-Front-GasDHW-GasDry-Tier3 | DMo | MH00 | CZ14 | rDXGF | -1 | Household | 1 | 1242 | -14.6 | 0 | 0 | -18 | 0 | 3.3 | 0 | -0.1 | 0.1 | -0.2 | 0.4 | 0 | 0 | 0 | 0 | 8.49 | 8.1 | -0.38 | 0.77 | -0.001 | 0 | -0.003 | -16 | 0 | 0 | -18.8 | 0 | 2.7 | 0 | 0 | 0.1 | -0.2 | 0.3 | 0 | 0 | 0 | 0 | 8.06 | 7.52 | -0.3 | 0.84 | -0.001 | 0 | -0.003 | PreCW-Front-GasDHW-GasDry | Appl-CW-Front-GasDHW-GasDry-Tier3AnyDMoMH00CZ14DEER2017 | 0
42958.3843 | Appl-CW-Front-GasDHW-GasDry-Tier3 | DMo | MH00 | CZ15 | rDXGF | -1 | Household | 1 | 1242 | -12.4 | 0 | 0 | -18 | 0 | 5.1 | 0 | -0.1 | 0.5 | -0.1 | 0.6 | 0 | 0 | 0 | 0 | 8.59 | 8.1 | -0.13 | 0.63 | -0.001 | 0 | -0.003 | -14.2 | 0 | 0 | -18.7 | 0 | 4.2 | 0 | -0.1 | 0.4 | -0.1 | 0.5 | 0 | 0 | 0 | 0 | 8.09 | 7.52 | -0.11 | 0.68 | -0.001 | 0 | -0.003 | PreCW-Front-GasDHW-GasDry | Appl-CW-Front-GasDHW-GasDry-Tier3AnyDMoMH00CZ15DEER2017 | 0
42958.3843 | Appl-CW-Front-GasDHW-GasDry-Tier3 | DMo | MH00 | CZ16 | rDXGF | -1 | Household | 1 | 1242 | -16 | 0 | 0 | -18 | 0 | 1.9 | 0 | 0 | 0 | -0.2 | 0.2 | 0 | 0 | 0 | 0 | 8.61 | 8.1 | -0.37 | 0.88 | 0.003 | 0 | -0.003 | -17.1 | 0 | 0 | -18.7 | 0 | 1.5 | 0 | 0 | 0 | -0.2 | 0.2 | 0 | 0 | 0 | 0 | 8.18 | 7.52 | -0.29 | 0.96 | 0.003 | 0 | -0.003 | PreCW-Front-GasDHW-GasDry | Appl-CW-Front-GasDHW-GasDry-Tier3AnyDMoMH00CZ16DEER2017 | 0
42958.3843 | Appl-CW-Front-GasDHW-GasDry-Tier3 | DMo | MH06 | CZ01 | rDXGF | -1 | Household | 1 | 1242 | -18.2 | 0 | 0 | -17.9 | 0 | 0 | 0 | 0 | -0.3 | -0.3 | 0 | 0 | 0 | 0 | 0 | 8.43 | 8.1 | -0.56 | 0.89 | -0.003 | 0 | -0.003 | -18.9 | 0 | 0 | -18.7 | 0 | 0 | 0 | 0 | -0.2 | -0.2 | 0 | 0 | 0 | 0 | 0 | 8.04 | 7.52 | -0.44 | 0.96 | -0.003 | 0 | -0.003 | PreCW-Front-GasDHW-GasDry | Appl-CW-Front-GasDHW-GasDry-Tier3AnyDMoMH06CZ01DEER2017 | 0
42958.3843 | Appl-CW-Front-GasDHW-GasDry-Tier3 | DMo | MH06 | CZ02 | rDXGF | -1 | Household | 1 | 1242 | -16 | 0 | 0 | -18 | 0 | 2.1 | 0 | -0.1 | 0.1 | -0.3 | 0.3 | 0 | 0 | 0 | 0 | 8.51 | 8.1 | -0.41 | 0.82 | -0.001 | 0 | -0.002 | -17.2 | 0 | 0 | -18.7 | 0 | 1.6 | 0 | -0.1 | 0.1 | -0.2 | 0.2 | 0 | 0 | 0 | 0 | 8.09 | 7.52 | -0.32 | 0.89 | -0.001 | 0 | -0.003 | PreCW-Front-GasDHW-GasDry | Appl-CW-Front-GasDHW-GasDry-Tier3AnyDMoMH06CZ02DEER2017 | 0
42958.3843 | Appl-CW-Front-GasDHW-GasDry-Tier3 | DMo | MH06 | CZ03 | rDXGF | -1 | Household | 1 | 1242 | -16.7 | 0 | 0 | -17.9 | 0 | 1.2 | 0 | 0 | 0.1 | -0.2 | 0.3 | 0 | 0 | 0 | 0 | 8.64 | 8.1 | -0.28 | 0.83 | 0 | 0 | -0.003 | -17.7 | 0 | 0 | -18.7 | 0 | 1 | 0 | 0 | 0.1 | -0.2 | 0.2 | 0 | 0 | 0 | 0 | 8.2 | 7.52 | -0.22 | 0.9 | 0 | 0 | -0.003 | PreCW-Front-GasDHW-GasDry | Appl-CW-Front-GasDHW-GasDry-Tier3AnyDMoMH06CZ03DEER2017 | 0
42958.3843 | Appl-CW-Front-GasDHW-GasDry-Tier3 | DMo | MH06 | CZ04 | rDXGF | -1 | Household | 1 | 1242 | -15.9 | 0 | 0 | -18 | 0 | 1.9 | 0 | -0.1 | 0.1 | -0.2 | 0.3 | 0 | 0 | 0 | 0 | 8.56 | 8.1 | -0.35 | 0.8 | -0.001 | 0 | -0.003 | -17 | 0 | 0 | -18.8 | 0 | 1.6 | 0 | 0 | 0.1 | -0.1 | 0.2 | 0 | 0 | 0 | 0 | 8.11 | 7.52 | -0.28 | 0.87 | -0.001 | 0 | -0.003 | PreCW-Front-GasDHW-GasDry | Appl-CW-Front-GasDHW-GasDry-Tier3AnyDMoMH06CZ04DEER2017 | 0
42958.3843 | Appl-CW-Front-GasDHW-GasDry-Tier3 | DMo | MH06 | CZ05 | rDXGF | -1 | Household | 1 | 1242 | -17.3 | 0 | 0 | -18 | 0 | 0.8 | 0 | 0 | -0.1 | -0.2 | 0.1 | 0 | 0 | 0 | 0 | 8.48 | 8.1 | -0.46 | 0.84 | -0.001 | 0 | -0.002 | -18.2 | 0 | 0 | -18.7 | 0 | 0.6 | 0 | 0 | -0.1 | -0.2 | 0.1 | 0 | 0 | 0 | 0 | 8.07 | 7.52 | -0.36 | 0.91 | -0.001 | 0 | -0.002 | PreCW-Front-GasDHW-GasDry | Appl-CW-Front-GasDHW-GasDry-Tier3AnyDMoMH06CZ05DEER2017 | 0
42958.3843 | Appl-CW-Front-GasDHW-GasDry-Tier3 | DMo | MH06 | CZ06 | rDXGF | -1 | Household | 1 | 1242 | -15.5 | 0 | 0 | -17.9 | 0 | 2.1 | 0 | 0 | 0.3 | 0 | 0.4 | 0 | 0 | 0 | 0 | 8.81 | 8.1 | -0.06 | 0.78 | -0.001 | 0 | -0.003 | -16.7 | 0 | 0 | -18.7 | 0 | 1.8 | 0 | 0 | 0.3 | 0 | 0.3 | 0 | 0 | 0 | 0 | 8.31 | 7.52 | -0.05 | 0.84 | -0.002 | 0 | -0.003 | PreCW-Front-GasDHW-GasDry | Appl-CW-Front-GasDHW-GasDry-Tier3AnyDMoMH06CZ06DEER2017 | 0
42958.3843 | Appl-CW-Front-GasDHW-GasDry-Tier3 | DMo | MH06 | CZ07 | rDXGF | -1 | Household | 1 | 1242 | -14.8 | 0 | 0 | -17.9 | 0 | 2.7 | 0 | 0 | 0.5 | -0.1 | 0.5 | 0 | 0 | 0 | 0 | 8.74 | 8.1 | -0.12 | 0.77 | -0.001 | 0 | -0.002 | -16.1 | 0 | 0 | -18.7 | 0 | 2.2 | 0 | 0 | 0.4 | -0.1 | 0.4 | 0 | 0 | 0 | 0 | 8.26 | 7.52 | -0.1 | 0.83 | -0.001 | 0 | -0.002 | PreCW-Front-GasDHW-GasDry | Appl-CW-Front-GasDHW-GasDry-Tier3AnyDMoMH06CZ07DEER2017 | 0
42958.3843 | Appl-CW-Front-GasDHW-GasDry-Tier3 | DMo | MH06 | CZ08 | rDXGF | -1 | Household | 1 | 1242 | -14.2 | 0 | 0 | -18 | 0 | 3.3 | 0 | -0.1 | 0.5 | -0.1 | 0.5 | 0 | 0 | 0 | 0 | 8.66 | 8.1 | -0.2 | 0.76 | -0.001 | 0 | -0.003 | -15.7 | 0 | 0 | -18.7 | 0 | 2.7 | 0 | -0.1 | 0.4 | -0.1 | 0.4 | 0 | 0 | 0 | 0 | 8.19 | 7.52 | -0.16 | 0.82 | -0.002 | 0 | -0.003 | PreCW-Front-GasDHW-GasDry | Appl-CW-Front-GasDHW-GasDry-Tier3AnyDMoMH06CZ08DEER2017 | 0
42958.3843 | Appl-CW-Front-GasDHW-GasDry-Tier3 | DMo | MH06 | CZ09 | rDXGF | -1 | Household | 1 | 1242 | -15.5 | 0 | 0 | -18 | 0 | 2.3 | 0 | -0.1 | 0.2 | -0.1 | 0.4 | 0 | 0 | 0 | 0 | 8.61 | 8.1 | -0.24 | 0.76 | -0.001 | 0 | -0.003 | -16.8 | 0 | 0 | -18.7 | 0 | 1.8 | 0 | 0 | 0.2 | -0.1 | 0.3 | 0 | 0 | 0 | 0 | 8.15 | 7.52 | -0.18 | 0.82 | -0.001 | 0 | -0.003 | PreCW-Front-GasDHW-GasDry | Appl-CW-Front-GasDHW-GasDry-Tier3AnyDMoMH06CZ09DEER2017 | 0
42958.3843 | Appl-CW-Front-GasDHW-GasDry-Tier3 | DMo | MH06 | CZ10 | rDXGF | -1 | Household | 1 | 1242 | -14.6 | 0 | 0 | -18 | 0 | 3.1 | 0 | 0 | 0.4 | -0.1 | 0.5 | 0 | 0 | 0 | 0 | 8.55 | 8.1 | -0.3 | 0.75 | -0.001 | 0 | -0.002 | -16 | 0 | 0 | -18.7 | 0 | 2.5 | 0 | 0 | 0.3 | -0.1 | 0.4 | 0 | 0 | 0 | 0 | 8.1 | 7.52 | -0.24 | 0.82 | -0.002 | 0 | -0.002 | PreCW-Front-GasDHW-GasDry | Appl-CW-Front-GasDHW-GasDry-Tier3AnyDMoMH06CZ10DEER2017 | 0
42958.3843 | Appl-CW-Front-GasDHW-GasDry-Tier3 | DMo | MH06 | CZ11 | rDXGF | -1 | Household | 1 | 1242 | -15.3 | 0 | 0 | -18 | 0 | 2.6 | 0 | 0 | 0.2 | -0.2 | 0.4 | 0 | 0 | 0 | 0 | 8.57 | 8.1 | -0.29 | 0.77 | 0 | 0 | -0.002 | -16.6 | 0 | 0 | -18.7 | 0 | 2 | 0 | 0 | 0.2 | -0.2 | 0.3 | 0 | 0 | 0 | 0 | 8.12 | 7.52 | -0.23 | 0.83 | -0.001 | 0 | -0.002 | PreCW-Front-GasDHW-GasDry | Appl-CW-Front-GasDHW-GasDry-Tier3AnyDMoMH06CZ11DEER2017 | 0
42958.3843 | Appl-CW-Front-GasDHW-GasDry-Tier3 | DMo | MH06 | CZ12 | rDXGF | -1 | Household | 1 | 1242 | -15.6 | 0 | 0 | -18 | 0 | 2.3 | 0 | 0 | 0.1 | -0.2 | 0.3 | 0 | 0 | 0 | 0 | 8.5 | 8.1 | -0.39 | 0.79 | -0.001 | 0 | -0.002 | -16.7 | 0 | 0 | -18.7 | 0 | 1.9 | 0 | 0 | 0.1 | -0.2 | 0.3 | 0 | 0 | 0 | 0 | 8.07 | 7.52 | -0.3 | 0.85 | -0.001 | 0 | -0.002 | PreCW-Front-GasDHW-GasDry | Appl-CW-Front-GasDHW-GasDry-Tier3AnyDMoMH06CZ12DEER2017 | 0
42958.3843 | Appl-CW-Front-GasDHW-GasDry-Tier3 | DMo | MH06 | CZ13 | rDXGF | -1 | Household | 1 | 1242 | -14.3 | 0 | 0 | -18 | 0 | 3.4 | 0 | -0.1 | 0.3 | -0.2 | 0.5 | 0 | 0 | 0 | 0 | 8.52 | 8.1 | -0.32 | 0.75 | -0.001 | 0 | -0.002 | -15.7 | 0 | 0 | -18.7 | 0 | 2.8 | 0 | -0.1 | 0.3 | -0.1 | 0.4 | 0 | 0 | 0 | 0 | 8.07 | 7.52 | -0.25 | 0.82 | -0.002 | 0 | -0.002 | PreCW-Front-GasDHW-GasDry | Appl-CW-Front-GasDHW-GasDry-Tier3AnyDMoMH06CZ13DEER2017 | 0
42958.3843 | Appl-CW-Front-GasDHW-GasDry-Tier3 | DMo | MH06 | CZ14 | rDXGF | -1 | Household | 1 | 1242 | -14.8 | 0 | 0 | -18 | 0 | 2.9 | 0 | 0 | 0.3 | -0.2 | 0.5 | 0 | 0 | 0 | 0 | 8.51 | 8.1 | -0.36 | 0.77 | -0.002 | 0 | -0.002 | -16.2 | 0 | 0 | -18.8 | 0 | 2.3 | 0 | 0 | 0.2 | -0.2 | 0.4 | 0 | 0 | 0 | 0 | 8.07 | 7.52 | -0.28 | 0.83 | -0.002 | 0 | -0.002 | PreCW-Front-GasDHW-GasDry | Appl-CW-Front-GasDHW-GasDry-Tier3AnyDMoMH06CZ14DEER2017 | 0
42958.3843 | Appl-CW-Front-GasDHW-GasDry-Tier3 | DMo | MH06 | CZ15 | rDXGF | -1 | Household | 1 | 1242 | -13.5 | 0 | 0 | -18 | 0 | 4 | 0 | -0.1 | 0.5 | 0 | 0.6 | 0 | 0 | 0 | 0 | 8.62 | 8.1 | -0.11 | 0.63 | -0.001 | 0 | -0.003 | -15.3 | 0 | 0 | -18.8 | 0 | 3 | 0 | -0.1 | 0.4 | 0 | 0.4 | 0 | 0 | 0 | 0 | 8.12 | 7.52 | -0.09 | 0.69 | -0.001 | 0 | -0.003 | PreCW-Front-GasDHW-GasDry | Appl-CW-Front-GasDHW-GasDry-Tier3AnyDMoMH06CZ15DEER2017 | 0
42958.3843 | Appl-CW-Front-GasDHW-GasDry-Tier3 | DMo | MH06 | CZ16 | rDXGF | -1 | Household | 1 | 1242 | -16.5 | 0 | 0 | -17.9 | 0 | 1.5 | 0 | 0 | 0 | -0.2 | 0.3 | 0 | 0 | 0 | 0 | 8.62 | 8.1 | -0.36 | 0.88 | -0.001 | 0 | -0.002 | -17.5 | 0 | 0 | -18.6 | 0 | 1.2 | 0 | 0 | 0 | -0.1 | 0.3 | 0 | 0 | 0 | 0 | 8.18 | 7.52 | -0.29 | 0.95 | -0.001 | 0 | -0.002 | PreCW-Front-GasDHW-GasDry | Appl-CW-Front-GasDHW-GasDry-Tier3AnyDMoMH06CZ16DEER2017 | 0
42958.3843 | Appl-CW-Front-GasDHW-GasDry-Tier3 | DMo | MH15 | CZ01 | rDXGF | -1 | Household | 1 | 1242 | -18.2 | 0 | 0 | -17.9 | 0 | 0 | 0 | -0.1 | -0.3 | -0.3 | 0 | 0 | 0 | 0 | 0 | 8.47 | 8.1 | -0.51 | 0.89 | -0.003 | 0 | -0.003 | -18.9 | 0 | 0 | -18.7 | 0 | 0 | 0 | -0.1 | -0.2 | -0.2 | 0 | 0 | 0 | 0 | 0 | 8.07 | 7.52 | -0.41 | 0.96 | -0.003 | 0 | -0.003 | PreCW-Front-GasDHW-GasDry | Appl-CW-Front-GasDHW-GasDry-Tier3AnyDMoMH15CZ01DEER2017 | 0
42958.3843 | Appl-CW-Front-GasDHW-GasDry-Tier3 | DMo | MH15 | CZ02 | rDXGF | -1 | Household | 1 | 1242 | -16.3 | 0 | 0 | -18 | 0 | 1.7 | 0 | -0.1 | 0.1 | -0.2 | 0.2 | 0 | 0 | 0 | 0 | 8.51 | 8.1 | -0.41 | 0.82 | -0.001 | 0 | -0.002 | -17.4 | 0 | 0 | -18.7 | 0 | 1.3 | 0 | -0.1 | 0.1 | -0.1 | 0.2 | 0 | 0 | 0 | 0 | 8.09 | 7.52 | -0.32 | 0.89 | -0.001 | 0 | -0.002 | PreCW-Front-GasDHW-GasDry | Appl-CW-Front-GasDHW-GasDry-Tier3AnyDMoMH15CZ02DEER2017 | 0
42958.3843 | Appl-CW-Front-GasDHW-GasDry-Tier3 | DMo | MH15 | CZ03 | rDXGF | -1 | Household | 1 | 1242 | -17.4 | 0 | 0 | -18 | 0 | 0.7 | 0 | 0 | -0.1 | -0.3 | 0.1 | 0 | 0 | 0 | 0 | 8.49 | 8.1 | -0.43 | 0.83 | 0 | 0 | -0.002 | -18.3 | 0 | 0 | -18.7 | 0 | 0.5 | 0 | 0 | -0.1 | -0.2 | 0.1 | 0 | 0 | 0 | 0 | 8.08 | 7.52 | -0.34 | 0.9 | 0 | 0 | -0.002 | PreCW-Front-GasDHW-GasDry | Appl-CW-Front-GasDHW-GasDry-Tier3AnyDMoMH15CZ03DEER2017 | 0
42958.3843 | Appl-CW-Front-GasDHW-GasDry-Tier3 | DMo | MH15 | CZ04 | rDXGF | -1 | Household | 1 | 1242 | -16.1 | 0 | 0 | -18 | 0 | 1.8 | 0 | -0.1 | 0.2 | -0.2 | 0.3 | 0 | 0 | 0 | 0 | 8.54 | 8.1 | -0.36 | 0.8 | -0.001 | 0 | -0.003 | -17.3 | 0 | 0 | -18.7 | 0 | 1.4 | 0 | -0.1 | 0.1 | -0.2 | 0.2 | 0 | 0 | 0 | 0 | 8.11 | 7.52 | -0.28 | 0.87 | -0.001 | 0 | -0.003 | PreCW-Front-GasDHW-GasDry | Appl-CW-Front-GasDHW-GasDry-Tier3AnyDMoMH15CZ04DEER2017 | 0
42958.3843 | Appl-CW-Front-GasDHW-GasDry-Tier3 | DMo | MH15 | CZ05 | rDXGF | -1 | Household | 1 | 1242 | -17.2 | 0 | 0 | -17.9 | 0 | 0.9 | 0 | 0 | -0.1 | -0.3 | 0.2 | 0 | 0 | 0 | 0 | 8.47 | 8.1 | -0.47 | 0.84 | 0 | 0 | -0.002 | -18.3 | 0 | 0 | -18.7 | 0 | 0.6 | 0 | 0 | -0.1 | -0.2 | 0.1 | 0 | 0 | 0 | 0 | 8.03 | 7.52 | -0.39 | 0.91 | -0.001 | 0 | -0.003 | PreCW-Front-GasDHW-GasDry | Appl-CW-Front-GasDHW-GasDry-Tier3AnyDMoMH15CZ05DEER2017 | 0
42958.3843 | Appl-CW-Front-GasDHW-GasDry-Tier3 | DMo | MH15 | CZ06 | rDXGF | -1 | Household | 1 | 1242 | -15.6 | 0 | 0 | -18 | 0 | 2.1 | 0 | 0 | 0.2 | -0.1 | 0.4 | 0 | 0 | 0 | 0 | 8.56 | 8.1 | -0.32 | 0.78 | -0.001 | 0 | -0.002 | -16.7 | 0 | 0 | -18.7 | 0 | 1.8 | 0 | 0 | 0.2 | -0.1 | 0.3 | 0 | 0 | 0 | 0 | 8.11 | 7.52 | -0.25 | 0.84 | -0.001 | 0 | -0.002 | PreCW-Front-GasDHW-GasDry | Appl-CW-Front-GasDHW-GasDry-Tier3AnyDMoMH15CZ06DEER2017 | 0
42958.3843 | Appl-CW-Front-GasDHW-GasDry-Tier3 | DMo | MH15 | CZ07 | rDXGF | -1 | Household | 1 | 1242 | -15.1 | 0 | 0 | -18 | 0 | 2.5 | 0 | -0.1 | 0.4 | -0.1 | 0.4 | 0 | 0 | 0 | 0 | 8.73 | 8.1 | -0.14 | 0.77 | -0.001 | 0 | -0.002 | -16.3 | 0 | 0 | -18.7 | 0 | 2.1 | 0 | -0.1 | 0.3 | -0.1 | 0.3 | 0 | 0 | 0 | 0 | 8.24 | 7.52 | -0.11 | 0.83 | -0.001 | 0 | -0.002 | PreCW-Front-GasDHW-GasDry | Appl-CW-Front-GasDHW-GasDry-Tier3AnyDMoMH15CZ07DEER2017 | 0
42958.3843 | Appl-CW-Front-GasDHW-GasDry-Tier3 | DMo | MH15 | CZ08 | rDXGF | -1 | Household | 1 | 1242 | -14.6 | 0 | 0 | -18 | 0 | 3 | 0 | 0 | 0.4 | -0.1 | 0.5 | 0 | 0 | 0 | 0 | 8.65 | 8.1 | -0.2 | 0.76 | -0.001 | 0 | -0.002 | -16 | 0 | 0 | -18.7 | 0 | 2.5 | 0 | 0 | 0.3 | -0.1 | 0.4 | 0 | 0 | 0 | 0 | 8.18 | 7.52 | -0.16 | 0.82 | -0.001 | 0 | -0.002 | PreCW-Front-GasDHW-GasDry | Appl-CW-Front-GasDHW-GasDry-Tier3AnyDMoMH15CZ08DEER2017 | 0
42958.3843 | Appl-CW-Front-GasDHW-GasDry-Tier3 | DMo | MH15 | CZ09 | rDXGF | -1 | Household | 1 | 1242 | -16.1 | 0 | 0 | -18 | 0 | 1.7 | 0 | 0 | 0.1 | -0.1 | 0.3 | 0 | 0 | 0 | 0 | 8.6 | 8.1 | -0.26 | 0.76 | -0.001 | 0 | -0.002 | -17.3 | 0 | 0 | -18.7 | 0 | 1.3 | 0 | 0 | 0.1 | -0.1 | 0.3 | 0 | 0 | 0 | 0 | 8.15 | 7.52 | -0.19 | 0.82 | -0.002 | 0 | -0.002 | PreCW-Front-GasDHW-GasDry | Appl-CW-Front-GasDHW-GasDry-Tier3AnyDMoMH15CZ09DEER2017 | 0
42958.3843 | Appl-CW-Front-GasDHW-GasDry-Tier3 | DMo | MH15 | CZ10 | rDXGF | -1 | Household | 1 | 1242 | -15 | 0 | 0 | -17.9 | 0 | 2.8 | 0 | 0 | 0.3 | -0.2 | 0.5 | 0 | 0 | 0 | 0 | 8.57 | 8.1 | -0.27 | 0.75 | -0.001 | 0 | -0.003 | -16.2 | 0 | 0 | -18.7 | 0 | 2.3 | 0 | 0 | 0.2 | -0.1 | 0.4 | 0 | 0 | 0 | 0 | 8.11 | 7.52 | -0.22 | 0.82 | -0.001 | 0 | -0.003 | PreCW-Front-GasDHW-GasDry | Appl-CW-Front-GasDHW-GasDry-Tier3AnyDMoMH15CZ10DEER2017 | 0
42958.3843 | Appl-CW-Front-GasDHW-GasDry-Tier3 | DMo | MH15 | CZ11 | rDXGF | -1 | Household | 1 | 1242 | -15.3 | 0 | 0 | -18 | 0 | 2.5 | 0 | 0 | 0.3 | -0.1 | 0.4 | 0 | 0 | 0 | 0 | 8.53 | 8.1 | -0.33 | 0.77 | -0.001 | 0 | -0.002 | -16.6 | 0 | 0 | -18.7 | 0 | 2 | 0 | 0 | 0.2 | -0.1 | 0.3 | 0 | 0 | 0 | 0 | 8.08 | 7.52 | -0.26 | 0.83 | -0.001 | 0 | -0.002 | PreCW-Front-GasDHW-GasDry | Appl-CW-Front-GasDHW-GasDry-Tier3AnyDMoMH15CZ11DEER2017 | 0
42958.3843 | Appl-CW-Front-GasDHW-GasDry-Tier3 | DMo | MH15 | CZ12 | rDXGF | -1 | Household | 1 | 1242 | -15.7 | 0 | 0 | -18 | 0 | 2.2 | 0 | -0.1 | 0.1 | -0.2 | 0.3 | 0 | 0 | 0 | 0 | 8.53 | 8.1 | -0.35 | 0.79 | -0.001 | 0 | -0.003 | -16.9 | 0 | 0 | -18.7 | 0 | 1.7 | 0 | -0.1 | 0.1 | -0.2 | 0.3 | 0 | 0 | 0 | 0 | 8.1 | 7.52 | -0.28 | 0.85 | -0.001 | 0 | -0.003 | PreCW-Front-GasDHW-GasDry | Appl-CW-Front-GasDHW-GasDry-Tier3AnyDMoMH15CZ12DEER2017 | 0
42958.3843 | Appl-CW-Front-GasDHW-GasDry-Tier3 | DMo | MH15 | CZ13 | rDXGF | -1 | Household | 1 | 1242 | -15 | 0 | 0 | -18 | 0 | 2.7 | 0 | -0.1 | 0.2 | -0.2 | 0.4 | 0 | 0 | 0 | 0 | 8.54 | 8.1 | -0.31 | 0.75 | -0.001 | 0 | -0.002 | -16.4 | 0 | 0 | -18.7 | 0 | 2.2 | 0 | -0.1 | 0.2 | -0.1 | 0.3 | 0 | 0 | 0 | 0 | 8.09 | 7.52 | -0.25 | 0.82 | -0.002 | 0 | -0.002 | PreCW-Front-GasDHW-GasDry | Appl-CW-Front-GasDHW-GasDry-Tier3AnyDMoMH15CZ13DEER2017 | 0
42958.3843 | Appl-CW-Front-GasDHW-GasDry-Tier3 | DMo | MH15 | CZ14 | rDXGF | -1 | Household | 1 | 1242 | -14.9 | 0 | 0 | -18 | 0 | 2.9 | 0 | 0 | 0.2 | -0.1 | 0.5 | 0 | 0 | 0 | 0 | 8.5 | 8.1 | -0.37 | 0.77 | -0.001 | 0 | -0.003 | -16.3 | 0 | 0 | -18.7 | 0 | 2.3 | 0 | 0 | 0.2 | -0.1 | 0.4 | 0 | 0 | 0 | 0 | 8.06 | 7.52 | -0.29 | 0.83 | -0.001 | 0 | -0.003 | PreCW-Front-GasDHW-GasDry | Appl-CW-Front-GasDHW-GasDry-Tier3AnyDMoMH15CZ14DEER2017 | 0
42958.3843 | Appl-CW-Front-GasDHW-GasDry-Tier3 | DMo | MH15 | CZ15 | rDXGF | -1 | Household | 1 | 1242 | -13.9 | 0 | 0 | -18 | 0 | 3.7 | 0 | -0.1 | 0.4 | 0 | 0.5 | 0 | 0 | 0 | 0 | 8.61 | 8.1 | -0.12 | 0.63 | -0.001 | 0 | -0.003 | -15.6 | 0 | 0 | -18.7 | 0 | 2.8 | 0 | -0.1 | 0.3 | 0 | 0.3 | 0 | 0 | 0 | 0 | 8.12 | 7.52 | -0.09 | 0.69 | -0.001 | 0 | -0.003 | PreCW-Front-GasDHW-GasDry | Appl-CW-Front-GasDHW-GasDry-Tier3AnyDMoMH15CZ15DEER2017 | 0
42958.3843 | Appl-CW-Front-GasDHW-GasDry-Tier3 | DMo | MH15 | CZ16 | rDXGF | -1 | Household | 1 | 1242 | -16.7 | 0 | 0 | -17.9 | 0 | 1.3 | 0 | 0 | 0.1 | -0.2 | 0.2 | 0 | 0 | 0 | 0 | 8.62 | 8.1 | -0.36 | 0.88 | -0.001 | 0 | -0.002 | -17.6 | 0 | 0 | -18.6 | 0 | 1.1 | 0 | 0 | 0.1 | -0.1 | 0.2 | 0 | 0 | 0 | 0 | 8.19 | 7.52 | -0.29 | 0.95 | -0.002 | 0 | -0.002 | PreCW-Front-GasDHW-GasDry | Appl-CW-Front-GasDHW-GasDry-Tier3AnyDMoMH15CZ16DEER2017 | 0
42958.3843 | Appl-CW-Front-GasDHW-GasDry-Tier3 | DMo | MH72 | CZ01 | rDXGF | -1 | Household | 1 | 1196 | -18.2 | 0 | 0 | -17.9 | 0 | 0 | 0 | -0.1 | -0.2 | -0.2 | 0 | 0 | 0 | 0 | 0 | 8.58 | 8.1 | -0.41 | 0.89 | -0.003 | 0 | -0.002 | -18.9 | 0 | 0 | -18.7 | 0 | 0 | 0 | 0 | -0.2 | -0.2 | 0 | 0 | 0 | 0 | 0 | 8.16 | 7.52 | -0.32 | 0.96 | -0.003 | 0 | -0.002 | PreCW-Front-GasDHW-GasDry | Appl-CW-Front-GasDHW-GasDry-Tier3AnyDMoMH72CZ01DEER2017 | 0
42958.3843 | Appl-CW-Front-GasDHW-GasDry-Tier3 | DMo | MH72 | CZ02 | rDXGF | -1 | Household | 1 | 1196 | -16 | 0 | 0 | -18 | 0 | 2 | 0 | 0 | 0 | -0.3 | 0.2 | 0 | 0 | 0 | 0 | 8.55 | 8.1 | -0.37 | 0.82 | 0 | 0 | -0.003 | -17.1 | 0 | 0 | -18.8 | 0 | 1.6 | 0 | 0 | 0 | -0.2 | 0.2 | 0 | 0 | 0 | 0 | 8.13 | 7.52 | -0.28 | 0.89 | 0 | 0 | -0.003 | PreCW-Front-GasDHW-GasDry | Appl-CW-Front-GasDHW-GasDry-Tier3AnyDMoMH72CZ02DEER2017 | 0
42958.3843 | Appl-CW-Front-GasDHW-GasDry-Tier3 | DMo | MH72 | CZ03 | rDXGF | -1 | Household | 1 | 1196 | -16.3 | 0 | 0 | -18 | 0 | 1.6 | 0 | 0 | 0.1 | -0.2 | 0.2 | 0 | 0 | 0 | 0 | 8.55 | 8.1 | -0.37 | 0.83 | 0 | 0 | -0.003 | -17.5 | 0 | 0 | -18.8 | 0 | 1.2 | 0 | 0 | 0 | -0.1 | 0.2 | 0 | 0 | 0 | 0 | 8.12 | 7.52 | -0.3 | 0.9 | -0.001 | 0 | -0.003 | PreCW-Front-GasDHW-GasDry | Appl-CW-Front-GasDHW-GasDry-Tier3AnyDMoMH72CZ03DEER2017 | 0
42958.3843 | Appl-CW-Front-GasDHW-GasDry-Tier3 | DMo | MH72 | CZ04 | rDXGF | -1 | Household | 1 | 1196 | -15.7 | 0 | 0 | -18 | 0 | 2.2 | 0 | 0 | 0.1 | -0.2 | 0.3 | 0 | 0 | 0 | 0 | 8.59 | 8.1 | -0.31 | 0.8 | -0.001 | 0 | -0.002 | -16.8 | 0 | 0 | -18.7 | 0 | 1.8 | 0 | 0 | 0.1 | -0.2 | 0.2 | 0 | 0 | 0 | 0 | 8.14 | 7.52 | -0.25 | 0.87 | -0.001 | 0 | -0.002 | PreCW-Front-GasDHW-GasDry | Appl-CW-Front-GasDHW-GasDry-Tier3AnyDMoMH72CZ04DEER2017 | 0
42958.3843 | Appl-CW-Front-GasDHW-GasDry-Tier3 | DMo | MH72 | CZ05 | rDXGF | -1 | Household | 1 | 1196 | -17.2 | 0 | 0 | -17.9 | 0 | 0.9 | 0 | 0 | -0.2 | -0.2 | 0.1 | 0 | 0 | 0 | 0 | 8.49 | 8.1 | -0.45 | 0.84 | -0.001 | 0 | -0.002 | -18.1 | 0 | 0 | -18.7 | 0 | 0.7 | 0 | 0 | -0.1 | -0.2 | 0.1 | 0 | 0 | 0 | 0 | 8.07 | 7.52 | -0.36 | 0.91 | -0.001 | 0 | -0.002 | PreCW-Front-GasDHW-GasDry | Appl-CW-Front-GasDHW-GasDry-Tier3AnyDMoMH72CZ05DEER2017 | 0
42958.3843 | Appl-CW-Front-GasDHW-GasDry-Tier3 | DMo | MH72 | CZ06 | rDXGF | -1 | Household | 1 | 1196 | -15.3 | 0 | 0 | -17.9 | 0 | 2.5 | 0 | 0 | 0.2 | -0.1 | 0.4 | 0 | 0 | 0 | 0 | 8.65 | 8.1 | -0.22 | 0.78 | -0.001 | 0 | -0.002 | -16.5 | 0 | 0 | -18.7 | 0 | 2.1 | 0 | 0 | 0.2 | -0.1 | 0.3 | 0 | 0 | 0 | 0 | 8.19 | 7.52 | -0.17 | 0.84 | -0.002 | 0 | -0.002 | PreCW-Front-GasDHW-GasDry | Appl-CW-Front-GasDHW-GasDry-Tier3AnyDMoMH72CZ06DEER2017 | 0
42958.3843 | Appl-CW-Front-GasDHW-GasDry-Tier3 | DMo | MH72 | CZ07 | rDXGF | -1 | Household | 1 | 1196 | -15 | 0 | 0 | -17.9 | 0 | 2.8 | 0 | 0 | 0.2 | -0.2 | 0.4 | 0 | 0 | 0 | 0 | 8.64 | 8.1 | -0.23 | 0.77 | -0.001 | 0 | -0.003 | -16.2 | 0 | 0 | -18.7 | 0 | 2.4 | 0 | 0 | 0.2 | -0.1 | 0.3 | 0 | 0 | 0 | 0 | 8.19 | 7.52 | -0.17 | 0.83 | -0.001 | 0 | -0.003 | PreCW-Front-GasDHW-GasDry | Appl-CW-Front-GasDHW-GasDry-Tier3AnyDMoMH72CZ07DEER2017 | 0
42958.3843 | Appl-CW-Front-GasDHW-GasDry-Tier3 | DMo | MH72 | CZ08 | rDXGF | -1 | Household | 1 | 1196 | -14.3 | 0 | 0 | -18 | 0 | 3.4 | 0 | -0.1 | 0.3 | -0.1 | 0.4 | 0 | 0 | 0 | 0 | 8.65 | 8.1 | -0.2 | 0.76 | -0.001 | 0 | -0.002 | -15.8 | 0 | 0 | -18.7 | 0 | 2.7 | 0 | -0.1 | 0.2 | -0.1 | 0.3 | 0 | 0 | 0 | 0 | 8.18 | 7.52 | -0.16 | 0.82 | -0.001 | 0 | -0.002 | PreCW-Front-GasDHW-GasDry | Appl-CW-Front-GasDHW-GasDry-Tier3AnyDMoMH72CZ08DEER2017 | 0
42958.3843 | Appl-CW-Front-GasDHW-GasDry-Tier3 | DMo | MH72 | CZ09 | rDXGF | -1 | Household | 1 | 1196 | -14.2 | 0 | 0 | -18 | 0 | 3.5 | 0 | 0 | 0.3 | -0.1 | 0.5 | 0 | 0 | 0 | 0 | 8.65 | 8.1 | -0.2 | 0.75 | 0 | 0 | -0.002 | -15.8 | 0 | 0 | -18.7 | 0 | 2.7 | 0 | 0 | 0.3 | -0.1 | 0.4 | 0 | 0 | 0 | 0 | 8.19 | 7.52 | -0.15 | 0.82 | -0.001 | 0 | -0.002 | PreCW-Front-GasDHW-GasDry | Appl-CW-Front-GasDHW-GasDry-Tier3AnyDMoMH72CZ09DEER2017 | 0
42958.3843 | Appl-CW-Front-GasDHW-GasDry-Tier3 | DMo | MH72 | CZ10 | rDXGF | -1 | Household | 1 | 1196 | -15.3 | 0 | 0 | -18 | 0 | 2.5 | 0 | 0 | 0.2 | -0.2 | 0.3 | 0 | 0 | 0 | 0 | 8.62 | 8.1 | -0.23 | 0.75 | 0 | 0 | -0.003 | -16 | 0 | 0 | -18.7 | 0 | 2.5 | 0 | 0 | 0.2 | -0.1 | 0.3 | 0 | 0 | 0 | 0 | 8.15 | 7.52 | -0.19 | 0.82 | 0 | 0 | -0.003 | PreCW-Front-GasDHW-GasDry | Appl-CW-Front-GasDHW-GasDry-Tier3AnyDMoMH72CZ10DEER2017 | 0
42958.3843 | Appl-CW-Front-GasDHW-GasDry-Tier3 | DMo | MH72 | CZ11 | rDXGF | -1 | Household | 1 | 1196 | -15 | 0 | 0 | -18 | 0 | 2.9 | 0 | 0 | 0.2 | -0.1 | 0.3 | 0 | 0 | 0 | 0 | 8.59 | 8.1 | -0.27 | 0.76 | 0 | 0 | -0.002 | -16.3 | 0 | 0 | -18.8 | 0 | 2.3 | 0 | 0 | 0.2 | -0.1 | 0.3 | 0 | 0 | 0 | 0 | 8.13 | 7.52 | -0.22 | 0.82 | -0.001 | 0 | -0.002 | PreCW-Front-GasDHW-GasDry | Appl-CW-Front-GasDHW-GasDry-Tier3AnyDMoMH72CZ11DEER2017 | 0
42958.3843 | Appl-CW-Front-GasDHW-GasDry-Tier3 | DMo | MH72 | CZ12 | rDXGF | -1 | Household | 1 | 1196 | -14.7 | 0 | 0 | -18 | 0 | 3.2 | 0 | 0 | 0.2 | -0.2 | 0.4 | 0 | 0 | 0 | 0 | 8.55 | 8.1 | -0.34 | 0.79 | 0.001 | 0 | -0.003 | -16 | 0 | 0 | -18.8 | 0 | 2.7 | 0 | 0 | 0.2 | -0.1 | 0.4 | 0 | 0 | 0 | 0 | 8.1 | 7.52 | -0.27 | 0.85 | 0 | 0 | -0.003 | PreCW-Front-GasDHW-GasDry | Appl-CW-Front-GasDHW-GasDry-Tier3AnyDMoMH72CZ12DEER2017 | 0
42958.3843 | Appl-CW-Front-GasDHW-GasDry-Tier3 | DMo | MH72 | CZ13 | rDXGF | -1 | Household | 1 | 1196 | -14.6 | 0 | 0 | -18 | 0 | 3.2 | 0 | 0 | 0.3 | -0.1 | 0.4 | 0 | 0 | 0 | 0 | 8.54 | 8.1 | -0.31 | 0.75 | -0.001 | 0 | -0.002 | -16 | 0 | 0 | -18.7 | 0 | 2.6 | 0 | 0 | 0.2 | -0.1 | 0.3 | 0 | 0 | 0 | 0 | 8.09 | 7.52 | -0.24 | 0.81 | -0.001 | 0 | -0.003 | PreCW-Front-GasDHW-GasDry | Appl-CW-Front-GasDHW-GasDry-Tier3AnyDMoMH72CZ13DEER2017 | 0
42958.3843 | Appl-CW-Front-GasDHW-GasDry-Tier3 | DMo | MH72 | CZ14 | rDXGF | -1 | Household | 1 | 1196 | -14.5 | 0 | 0 | -18 | 0 | 3.2 | 0 | -0.1 | 0.2 | -0.2 | 0.3 | 0 | 0 | 0 | 0 | 8.58 | 8.1 | -0.28 | 0.77 | 0 | 0 | -0.002 | -16.1 | 0 | 0 | -18.8 | 0 | 2.5 | 0 | -0.1 | 0.2 | -0.2 | 0.2 | 0 | 0 | 0 | 0 | 8.13 | 7.52 | -0.22 | 0.84 | -0.001 | 0 | -0.002 | PreCW-Front-GasDHW-GasDry | Appl-CW-Front-GasDHW-GasDry-Tier3AnyDMoMH72CZ14DEER2017 | 0
42958.3843 | Appl-CW-Front-GasDHW-GasDry-Tier3 | DMo | MH72 | CZ15 | rDXGF | -1 | Household | 1 | 1196 | -13.9 | 0 | 0 | -18 | 0 | 3.7 | 0 | 0 | 0.3 | -0.1 | 0.4 | 0 | 0 | 0 | 0 | 8.62 | 8.1 | -0.11 | 0.63 | -0.001 | 0 | -0.003 | -15.5 | 0 | 0 | -18.7 | 0 | 3 | 0 | 0 | 0.2 | -0.1 | 0.3 | 0 | 0 | 0 | 0 | 8.12 | 7.52 | -0.09 | 0.68 | -0.002 | 0 | -0.003 | PreCW-Front-GasDHW-GasDry | Appl-CW-Front-GasDHW-GasDry-Tier3AnyDMoMH72CZ15DEER2017 | 0
42958.3843 | Appl-CW-Front-GasDHW-GasDry-Tier3 | DMo | MH72 | CZ16 | rDXGF | -1 | Household | 1 | 1196 | -15.9 | 0 | 0 | -17.9 | 0 | 2 | 0 | -0.1 | 0 | -0.2 | 0.3 | 0 | 0 | 0 | 0 | 8.58 | 8.1 | -0.4 | 0.88 | 0 | 0 | -0.002 | -17.1 | 0 | 0 | -18.7 | 0 | 1.6 | 0 | -0.1 | 0 | -0.2 | 0.3 | 0 | 0 | 0 | 0 | 8.16 | 7.52 | -0.32 | 0.96 | -0.001 | 0 | -0.002 | PreCW-Front-GasDHW-GasDry | Appl-CW-Front-GasDHW-GasDry-Tier3AnyDMoMH72CZ16DEER2017 | 0
42958.3843 | Appl-CW-Front-GasDHW-GasDry-Tier3 | DMo | MH85 | CZ01 | rDXGF | -1 | Household | 1 | 1242 | -18.3 | 0 | 0 | -17.9 | 0 | 0 | 0 | -0.1 | -0.3 | -0.3 | 0 | 0 | 0 | 0 | 0 | 8.43 | 8.1 | -0.55 | 0.89 | -0.003 | 0 | -0.003 | -18.9 | 0 | 0 | -18.7 | 0 | 0 | 0 | -0.1 | -0.3 | -0.3 | 0 | 0 | 0 | 0 | 0 | 8.04 | 7.52 | -0.43 | 0.96 | -0.003 | 0 | -0.003 | PreCW-Front-GasDHW-GasDry | Appl-CW-Front-GasDHW-GasDry-Tier3AnyDMoMH85CZ01DEER2017 | 0
42958.3843 | Appl-CW-Front-GasDHW-GasDry-Tier3 | DMo | MH85 | CZ02 | rDXGF | -1 | Household | 1 | 1242 | -16.4 | 0 | 0 | -18 | 0 | 1.6 | 0 | 0 | -0.1 | -0.3 | 0.2 | 0 | 0 | 0 | 0 | 8.45 | 8.1 | -0.48 | 0.82 | 0.001 | 0 | -0.002 | -17.4 | 0 | 0 | -18.8 | 0 | 1.4 | 0 | 0 | -0.1 | -0.3 | 0.2 | 0 | 0 | 0 | 0 | 8.03 | 7.52 | -0.38 | 0.89 | 0 | 0 | -0.003 | PreCW-Front-GasDHW-GasDry | Appl-CW-Front-GasDHW-GasDry-Tier3AnyDMoMH85CZ02DEER2017 | 0
42958.3843 | Appl-CW-Front-GasDHW-GasDry-Tier3 | DMo | MH85 | CZ03 | rDXGF | -1 | Household | 1 | 1242 | -16.7 | 0 | 0 | -18 | 0 | 1.5 | 0 | 0 | -0.1 | -0.3 | 0.2 | 0 | 0 | 0 | 0 | 8.45 | 8.1 | -0.48 | 0.83 | -0.001 | 0 | -0.002 | -18 | 0 | 0 | -18.8 | 0 | 0.9 | 0 | 0 | -0.1 | -0.2 | 0.2 | 0 | 0 | 0 | 0 | 8.04 | 7.52 | -0.37 | 0.9 | -0.001 | 0 | -0.002 | PreCW-Front-GasDHW-GasDry | Appl-CW-Front-GasDHW-GasDry-Tier3AnyDMoMH85CZ03DEER2017 | 0
42958.3843 | Appl-CW-Front-GasDHW-GasDry-Tier3 | DMo | MH85 | CZ04 | rDXGF | -1 | Household | 1 | 1242 | -15.3 | 0 | 0 | -18 | 0 | 2.6 | 0 | 0 | 0.1 | -0.2 | 0.3 | 0 | 0 | 0 | 0 | 8.51 | 8.1 | -0.39 | 0.8 | -0.001 | 0 | -0.003 | -16.5 | 0 | 0 | -18.8 | 0 | 2.2 | 0 | 0 | 0.1 | -0.1 | 0.3 | 0 | 0 | 0 | 0 | 8.08 | 7.52 | -0.31 | 0.87 | -0.001 | 0 | -0.003 | PreCW-Front-GasDHW-GasDry | Appl-CW-Front-GasDHW-GasDry-Tier3AnyDMoMH85CZ04DEER2017 | 0
42958.3843 | Appl-CW-Front-GasDHW-GasDry-Tier3 | DMo | MH85 | CZ05 | rDXGF | -1 | Household | 1 | 1242 | -17.3 | 0 | 0 | -18 | 0 | 0.9 | 0 | -0.1 | -0.2 | -0.3 | 0.1 | 0 | 0 | 0 | 0 | 8.43 | 8.1 | -0.51 | 0.84 | 0 | 0 | -0.002 | -18.1 | 0 | 0 | -18.7 | 0 | 0.8 | 0 | 0 | -0.2 | -0.3 | 0.1 | 0 | 0 | 0 | 0 | 8.02 | 7.52 | -0.41 | 0.91 | 0 | 0 | -0.002 | PreCW-Front-GasDHW-GasDry | Appl-CW-Front-GasDHW-GasDry-Tier3AnyDMoMH85CZ05DEER2017 | 0
42958.3843 | Appl-CW-Front-GasDHW-GasDry-Tier3 | DMo | MH85 | CZ06 | rDXGF | -1 | Household | 1 | 1242 | -17.4 | 0 | 0 | -18 | 0 | 0.7 | 0 | 0 | 0 | -0.2 | 0.1 | 0 | 0 | 0 | 0 | 8.57 | 8.1 | -0.31 | 0.78 | -0.003 | 0 | -0.003 | -15.8 | 0 | 0 | -18.7 | 0 | 2.7 | 0 | 0 | 0.3 | -0.1 | 0.4 | 0 | 0 | 0 | 0 | 8.12 | 7.52 | -0.24 | 0.84 | -0.002 | 0 | -0.003 | PreCW-Front-GasDHW-GasDry | Appl-CW-Front-GasDHW-GasDry-Tier3AnyDMoMH85CZ06DEER2017 | 0
42958.3843 | Appl-CW-Front-GasDHW-GasDry-Tier3 | DMo | MH85 | CZ07 | rDXGF | -1 | Household | 1 | 1242 | -15.2 | 0 | 0 | -17.9 | 0 | 2.5 | 0 | 0 | 0.2 | -0.1 | 0.3 | 0 | 0 | 0 | 0 | 8.61 | 8.1 | -0.26 | 0.77 | 0 | 0 | -0.002 | -16.6 | 0 | 0 | -18.7 | 0 | 2 | 0 | 0 | 0.2 | -0.1 | 0.3 | 0 | 0 | 0 | 0 | 8.15 | 7.52 | -0.2 | 0.83 | -0.001 | 0 | -0.003 | PreCW-Front-GasDHW-GasDry | Appl-CW-Front-GasDHW-GasDry-Tier3AnyDMoMH85CZ07DEER2017 | 0
42958.3843 | Appl-CW-Front-GasDHW-GasDry-Tier3 | DMo | MH85 | CZ08 | rDXGF | -1 | Household | 1 | 1242 | -14.8 | 0 | 0 | -17.9 | 0 | 3 | 0 | -0.1 | 0.2 | -0.1 | 0.4 | 0 | 0 | 0 | 0 | 8.59 | 8.1 | -0.27 | 0.76 | 0 | 0 | -0.002 | -16.2 | 0 | 0 | -18.7 | 0 | 2.4 | 0 | -0.1 | 0.2 | -0.1 | 0.3 | 0 | 0 | 0 | 0 | 8.13 | 7.52 | -0.21 | 0.82 | -0.001 | 0 | -0.003 | PreCW-Front-GasDHW-GasDry | Appl-CW-Front-GasDHW-GasDry-Tier3AnyDMoMH85CZ08DEER2017 | 0
42958.3843 | Appl-CW-Front-GasDHW-GasDry-Tier3 | DMo | MH85 | CZ09 | rDXGF | -1 | Household | 1 | 1242 | -15.3 | 0 | 0 | -18 | 0 | 2.6 | 0 | 0 | 0.2 | -0.2 | 0.3 | 0 | 0 | 0 | 0 | 8.56 | 8.1 | -0.3 | 0.75 | -0.001 | 0 | -0.003 | -16.5 | 0 | 0 | -18.7 | 0 | 2.2 | 0 | 0 | 0.1 | -0.2 | 0.2 | 0 | 0 | 0 | 0 | 8.1 | 7.52 | -0.24 | 0.82 | -0.002 | 0 | -0.003 | PreCW-Front-GasDHW-GasDry | Appl-CW-Front-GasDHW-GasDry-Tier3AnyDMoMH85CZ09DEER2017 | 0
42958.3843 | Appl-CW-Front-GasDHW-GasDry-Tier3 | DMo | MH85 | CZ10 | rDXGF | -1 | Household | 1 | 1242 | -14.8 | 0 | 0 | -18 | 0 | 3 | 0 | -0.1 | 0.2 | -0.2 | 0.3 | 0 | 0 | 0 | 0 | 8.57 | 8.1 | -0.29 | 0.75 | -0.001 | 0 | -0.003 | -16.2 | 0 | 0 | -18.8 | 0 | 2.4 | 0 | -0.1 | 0.2 | -0.2 | 0.3 | 0 | 0 | 0 | 0 | 8.11 | 7.52 | -0.22 | 0.82 | -0.001 | 0 | -0.003 | PreCW-Front-GasDHW-GasDry | Appl-CW-Front-GasDHW-GasDry-Tier3AnyDMoMH85CZ10DEER2017 | 0
42958.3843 | Appl-CW-Front-GasDHW-GasDry-Tier3 | DMo | MH85 | CZ11 | rDXGF | -1 | Household | 1 | 1242 | -14.9 | 0 | 0 | -18 | 0 | 3.1 | 0 | 0 | 0.2 | -0.2 | 0.4 | 0 | 0 | 0 | 0 | 8.48 | 8.1 | -0.38 | 0.76 | -0.001 | 0 | -0.003 | -16.2 | 0 | 0 | -18.7 | 0 | 2.5 | 0 | 0 | 0.1 | -0.1 | 0.3 | 0 | 0 | 0 | 0 | 8.04 | 7.52 | -0.3 | 0.82 | -0.001 | 0 | -0.003 | PreCW-Front-GasDHW-GasDry | Appl-CW-Front-GasDHW-GasDry-Tier3AnyDMoMH85CZ11DEER2017 | 0
42958.3843 | Appl-CW-Front-GasDHW-GasDry-Tier3 | DMo | MH85 | CZ12 | rDXGF | -1 | Household | 1 | 1242 | -15.4 | 0 | 0 | -18 | 0 | 2.6 | 0 | 0 | 0.1 | -0.3 | 0.3 | 0 | 0 | 0 | 0 | 8.47 | 8.1 | -0.42 | 0.79 | 0.001 | 0 | -0.002 | -16.7 | 0 | 0 | -18.7 | 0 | 2.1 | 0 | 0 | 0.1 | -0.2 | 0.2 | 0 | 0 | 0 | 0 | 8.04 | 7.52 | -0.33 | 0.85 | 0 | 0 | -0.002 | PreCW-Front-GasDHW-GasDry | Appl-CW-Front-GasDHW-GasDry-Tier3AnyDMoMH85CZ12DEER2017 | 0
42958.3843 | Appl-CW-Front-GasDHW-GasDry-Tier3 | DMo | MH85 | CZ13 | rDXGF | -1 | Household | 1 | 1242 | -14.4 | 0 | 0 | -18 | 0 | 3.5 | 0 | 0 | 0.2 | -0.2 | 0.5 | 0 | 0 | 0 | 0 | 8.48 | 8.1 | -0.37 | 0.75 | 0 | 0 | -0.003 | -15.7 | 0 | 0 | -18.8 | 0 | 2.9 | 0 | 0 | 0.2 | -0.2 | 0.4 | 0 | 0 | 0 | 0 | 8.05 | 7.52 | -0.29 | 0.81 | -0.001 | 0 | -0.003 | PreCW-Front-GasDHW-GasDry | Appl-CW-Front-GasDHW-GasDry-Tier3AnyDMoMH85CZ13DEER2017 | 0
42958.3843 | Appl-CW-Front-GasDHW-GasDry-Tier3 | DMo | MH85 | CZ14 | rDXGF | -1 | Household | 1 | 1242 | -14.5 | 0 | 0 | -18 | 0 | 3.4 | 0 | -0.1 | 0.2 | -0.2 | 0.4 | 0 | 0 | 0 | 0 | 8.49 | 8.1 | -0.38 | 0.77 | -0.001 | 0 | -0.002 | -16.1 | 0 | 0 | -18.7 | 0 | 2.6 | 0 | 0 | 0.2 | -0.1 | 0.3 | 0 | 0 | 0 | 0 | 8.06 | 7.52 | -0.3 | 0.84 | -0.002 | 0 | -0.003 | PreCW-Front-GasDHW-GasDry | Appl-CW-Front-GasDHW-GasDry-Tier3AnyDMoMH85CZ14DEER2017 | 0
42958.3843 | Appl-CW-Front-GasDHW-GasDry-Tier3 | DMo | MH85 | CZ15 | rDXGF | -1 | Household | 1 | 1242 | -13.4 | 0 | 0 | -18 | 0 | 4.2 | 0 | 0 | 0.3 | -0.1 | 0.5 | 0 | 0 | 0 | 0 | 8.6 | 8.1 | -0.14 | 0.63 | -0.001 | 0 | -0.002 | -15.1 | 0 | 0 | -18.7 | 0 | 3.4 | 0 | 0 | 0.3 | -0.1 | 0.4 | 0 | 0 | 0 | 0 | 8.1 | 7.52 | -0.11 | 0.68 | -0.002 | 0 | -0.002 | PreCW-Front-GasDHW-GasDry | Appl-CW-Front-GasDHW-GasDry-Tier3AnyDMoMH85CZ15DEER2017 | 0
42958.3843 | Appl-CW-Front-GasDHW-GasDry-Tier3 | DMo | MH85 | CZ16 | rDXGF | -1 | Household | 1 | 1242 | -16.3 | 0 | 0 | -18 | 0 | 1.7 | 0 | -0.1 | 0 | -0.3 | 0.2 | 0 | 0 | 0 | 0 | 8.47 | 8.1 | -0.51 | 0.88 | 0 | 0 | -0.002 | -17.4 | 0 | 0 | -18.8 | 0 | 1.4 | 0 | -0.1 | 0 | -0.3 | 0.2 | 0 | 0 | 0 | 0 | 8.08 | 7.52 | -0.4 | 0.96 | -0.001 | 0 | -0.002 | PreCW-Front-GasDHW-GasDry | Appl-CW-Front-GasDHW-GasDry-Tier3AnyDMoMH85CZ16DEER2017 | 0
42958.3843 | Appl-CW-Front-GasDHW-GasDry-Tier3 | MFm | 1975 | CZ01 | rDXGF | -1 | Household | 1 | 1070.2 | -18.6 | 0 | 0 | -18.2 | 0 | 0 | 0 | -0.2 | -0.3 | -0.2 | 0 | 0 | 0 | 0 | 0 | 8.64 | 8.21 | -0.47 | 0.9 | -0.002 | 0 | -0.003 | -19.3 | 0 | 0 | -18.9 | 0 | 0 | 0 | -0.1 | -0.2 | -0.2 | 0 | 0 | 0 | 0 | 0 | 8.22 | 7.63 | -0.38 | 0.97 | -0.002 | 0 | -0.003 | PreCW-Front-GasDHW-GasDry | Appl-CW-Front-GasDHW-GasDry-Tier3AnyMFm1975CZ01DEER2017 | 0
42958.3843 | Appl-CW-Front-GasDHW-GasDry-Tier3 | MFm | 1975 | CZ02 | rDXGF | -1 | Household | 1 | 1070.2 | -17.6 | 0 | 0 | -18.2 | 0 | 0.7 | 0 | 0 | 0 | -0.2 | 0.1 | 0 | 0 | 0 | 0 | 8.72 | 8.21 | -0.31 | 0.83 | 0 | 0 | -0.002 | -18.5 | 0 | 0 | -19 | 0 | 0.5 | 0 | 0 | 0 | -0.1 | 0.1 | 0 | 0 | 0 | 0 | 8.28 | 7.63 | -0.24 | 0.9 | -0.001 | 0 | -0.002 | PreCW-Front-GasDHW-GasDry | Appl-CW-Front-GasDHW-GasDry-Tier3AnyMFm1975CZ02DEER2017 | 0
42958.3843 | Appl-CW-Front-GasDHW-GasDry-Tier3 | MFm | 1975 | CZ03 | rDXGF | -1 | Household | 1 | 1070.2 | -17.9 | 0 | 0 | -18.3 | 0 | 0.4 | 0 | -0.1 | -0.1 | -0.1 | 0.1 | 0 | 0 | 0 | 0 | 8.75 | 8.21 | -0.28 | 0.83 | -0.002 | 0 | -0.003 | -18.8 | 0 | 0 | -19 | 0 | 0.3 | 0 | 0 | -0.1 | -0.1 | 0.1 | 0 | 0 | 0 | 0 | 8.28 | 7.63 | -0.24 | 0.9 | -0.002 | 0 | -0.003 | PreCW-Front-GasDHW-GasDry | Appl-CW-Front-GasDHW-GasDry-Tier3AnyMFm1975CZ03DEER2017 | 0
42958.3843 | Appl-CW-Front-GasDHW-GasDry-Tier3 | MFm | 1975 | CZ04 | rDXGF | -1 | Household | 1 | 1070.2 | -17.5 | 0 | 0 | -18.2 | 0 | 0.8 | 0 | -0.1 | 0 | -0.2 | 0.1 | 0 | 0 | 0 | 0 | 8.74 | 8.21 | -0.27 | 0.81 | 0 | 0 | -0.002 | -18.3 | 0 | 0 | -19 | 0 | 0.7 | 0 | -0.1 | 0 | -0.1 | 0.1 | 0 | 0 | 0 | 0 | 8.28 | 7.63 | -0.21 | 0.88 | -0.001 | 0 | -0.003 | PreCW-Front-GasDHW-GasDry | Appl-CW-Front-GasDHW-GasDry-Tier3AnyMFm1975CZ04DEER2017 | 0
42958.3843 | Appl-CW-Front-GasDHW-GasDry-Tier3 | MFm | 1975 | CZ05 | rDXGF | -1 | Household | 1 | 1070.2 | -18.4 | 0 | 0 | -18.2 | 0 | 0.1 | 0 | -0.1 | -0.1 | -0.2 | 0.1 | 0 | 0 | 0 | 0 | 8.64 | 8.21 | -0.41 | 0.85 | -0.002 | 0 | -0.003 | -19.2 | 0 | 0 | -18.9 | 0 | 0.1 | 0 | -0.1 | -0.1 | -0.2 | 0.1 | 0 | 0 | 0 | 0 | 8.22 | 7.63 | -0.32 | 0.92 | -0.003 | 0 | -0.003 | PreCW-Front-GasDHW-GasDry | Appl-CW-Front-GasDHW-GasDry-Tier3AnyMFm1975CZ05DEER2017 | 0
42958.3843 | Appl-CW-Front-GasDHW-GasDry-Tier3 | MFm | 1975 | CZ06 | rDXGF | -1 | Household | 1 | 1047.7 | -16.8 | 0 | 0 | -18.2 | 0 | 1.4 | 0 | 0 | 0.1 | -0.1 | 0.1 | 0 | 0 | 0 | 0 | 8.76 | 8.21 | -0.23 | 0.77 | -0.001 | 0 | -0.003 | -17.8 | 0 | 0 | -19 | 0 | 1.1 | 0 | 0 | 0.1 | -0.1 | 0.1 | 0 | 0 | 0 | 0 | 8.29 | 7.63 | -0.18 | 0.84 | -0.001 | 0 | -0.003 | PreCW-Front-GasDHW-GasDry | Appl-CW-Front-GasDHW-GasDry-Tier3AnyMFm1975CZ06DEER2017 | 0
42958.3843 | Appl-CW-Front-GasDHW-GasDry-Tier3 | MFm | 1975 | CZ07 | rDXGF | -1 | Household | 1 | 1047.7 | -14.4 | 0 | 0 | -18.1 | 0 | 3.2 | 0 | 0 | 0.6 | 0 | 0.5 | 0 | 0 | 0 | 0 | 9.03 | 8.21 | 0.05 | 0.77 | 0.001 | 0 | -0.003 | -16 | 0 | 0 | -18.9 | 0 | 2.5 | 0 | 0 | 0.4 | 0 | 0.3 | 0 | 0 | 0 | 0 | 8.45 | 7.63 | -0.02 | 0.84 | 0 | 0 | -0.003 | PreCW-Front-GasDHW-GasDry | Appl-CW-Front-GasDHW-GasDry-Tier3AnyMFm1975CZ07DEER2017 | 0
42958.3843 | Appl-CW-Front-GasDHW-GasDry-Tier3 | MFm | 1975 | CZ08 | rDXGF | -1 | Household | 1 | 1047.7 | -16.6 | 0 | 0 | -18.2 | 0 | 1.5 | 0 | -0.1 | 0.1 | -0.1 | 0.2 | 0 | 0 | 0 | 0 | 8.79 | 8.21 | -0.18 | 0.76 | -0.001 | 0 | -0.003 | -17.7 | 0 | 0 | -18.9 | 0 | 1.2 | 0 | -0.1 | 0 | 0 | 0.2 | 0 | 0 | 0 | 0 | 8.3 | 7.63 | -0.15 | 0.82 | -0.001 | 0 | -0.003 | PreCW-Front-GasDHW-GasDry | Appl-CW-Front-GasDHW-GasDry-Tier3AnyMFm1975CZ08DEER2017 | 0
42958.3843 | Appl-CW-Front-GasDHW-GasDry-Tier3 | MFm | 1975 | CZ09 | rDXGF | -1 | Household | 1 | 1216.8 | -16.1 | 0 | 0 | -18.2 | 0 | 2.1 | 0 | 0 | 0.2 | -0.1 | 0.3 | 0 | 0 | 0 | 0 | 8.75 | 8.21 | -0.22 | 0.76 | -0.001 | 0 | -0.002 | -17.3 | 0 | 0 | -19 | 0 | 1.7 | 0 | 0 | 0.1 | -0.1 | 0.2 | 0 | 0 | 0 | 0 | 8.27 | 7.63 | -0.17 | 0.83 | -0.001 | 0 | -0.002 | PreCW-Front-GasDHW-GasDry | Appl-CW-Front-GasDHW-GasDry-Tier3AnyMFm1975CZ09DEER2017 | 0
42958.3843 | Appl-CW-Front-GasDHW-GasDry-Tier3 | MFm | 1975 | CZ10 | rDXGF | -1 | Household | 1 | 1216.8 | -16.6 | 0 | 0 | -18.2 | 0 | 1.7 | 0 | 0 | 0.1 | -0.1 | 0.2 | 0 | 0 | 0 | 0 | 8.72 | 8.21 | -0.25 | 0.76 | 0 | 0 | -0.003 | -17.6 | 0 | 0 | -19 | 0 | 1.4 | 0 | 0 | 0.1 | -0.1 | 0.2 | 0 | 0 | 0 | 0 | 8.25 | 7.63 | -0.2 | 0.82 | -0.001 | 0 | -0.003 | PreCW-Front-GasDHW-GasDry | Appl-CW-Front-GasDHW-GasDry-Tier3AnyMFm1975CZ10DEER2017 | 0
42958.3843 | Appl-CW-Front-GasDHW-GasDry-Tier3 | MFm | 1975 | CZ11 | rDXGF | -1 | Household | 1 | 1098.9 | -16.6 | 0 | 0 | -18.2 | 0 | 1.7 | 0 | 0 | 0 | -0.1 | 0.1 | 0 | 0 | 0 | 0 | 8.69 | 8.21 | -0.29 | 0.77 | -0.001 | 0 | -0.003 | -17.7 | 0 | 0 | -19 | 0 | 1.4 | 0 | 0 | 0 | -0.1 | 0.1 | 0 | 0 | 0 | 0 | 8.23 | 7.63 | -0.23 | 0.83 | -0.001 | 0 | -0.003 | PreCW-Front-GasDHW-GasDry | Appl-CW-Front-GasDHW-GasDry-Tier3AnyMFm1975CZ11DEER2017 | 0
42958.3843 | Appl-CW-Front-GasDHW-GasDry-Tier3 | MFm | 1975 | CZ12 | rDXGF | -1 | Household | 1 | 1098.9 | -17 | 0 | 0 | -18.2 | 0 | 1.4 | 0 | 0 | 0 | -0.2 | 0.2 | 0 | 0 | 0 | 0 | 8.69 | 8.21 | -0.31 | 0.79 | -0.001 | 0 | -0.003 | -18 | 0 | 0 | -18.9 | 0 | 1 | 0 | 0 | 0 | -0.2 | 0.1 | 0 | 0 | 0 | 0 | 8.24 | 7.63 | -0.24 | 0.86 | -0.001 | 0 | -0.003 | PreCW-Front-GasDHW-GasDry | Appl-CW-Front-GasDHW-GasDry-Tier3AnyMFm1975CZ12DEER2017 | 0
42958.3843 | Appl-CW-Front-GasDHW-GasDry-Tier3 | MFm | 1975 | CZ13 | rDXGF | -1 | Household | 1 | 1098.9 | -16.1 | 0 | 0 | -18.2 | 0 | 2.1 | 0 | 0 | 0.1 | -0.2 | 0.3 | 0 | 0 | 0 | 0 | 8.69 | 8.21 | -0.27 | 0.75 | -0.001 | 0 | -0.003 | -17.3 | 0 | 0 | -19 | 0 | 1.7 | 0 | 0 | 0.1 | -0.1 | 0.2 | 0 | 0 | 0 | 0 | 8.23 | 7.63 | -0.21 | 0.82 | -0.001 | 0 | -0.003 | PreCW-Front-GasDHW-GasDry | Appl-CW-Front-GasDHW-GasDry-Tier3AnyMFm1975CZ13DEER2017 | 0
42958.3843 | Appl-CW-Front-GasDHW-GasDry-Tier3 | MFm | 1975 | CZ14 | rDXGF | -1 | Household | 1 | 1409.4 | -14.6 | 0 | 0 | -18.2 | 0 | 3.4 | 0 | -0.1 | 0.3 | -0.1 | 0.4 | 0 | 0 | 0 | 0 | 8.77 | 8.21 | -0.22 | 0.77 | 0 | 0 | -0.002 | -15.8 | 0 | 0 | -19 | 0 | 2.9 | 0 | -0.1 | 0.3 | -0.1 | 0.4 | 0 | 0 | 0 | 0 | 8.3 | 7.63 | -0.16 | 0.84 | 0 | 0 | -0.002 | PreCW-Front-GasDHW-GasDry | Appl-CW-Front-GasDHW-GasDry-Tier3AnyMFm1975CZ14DEER2017 | 0
42958.3843 | Appl-CW-Front-GasDHW-GasDry-Tier3 | MFm | 1975 | CZ15 | rDXGF | -1 | Household | 1 | 1409.4 | -14.6 | 0 | 0 | -18.2 | 0 | 3.4 | 0 | 0 | 0.3 | 0 | 0.3 | 0 | 0 | 0 | 0 | 8.72 | 8.21 | -0.12 | 0.64 | -0.001 | 0 | -0.003 | -16 | 0 | 0 | -19 | 0 | 2.8 | 0 | 0 | 0.2 | 0 | 0.3 | 0 | 0 | 0 | 0 | 8.22 | 7.63 | -0.1 | 0.69 | -0.001 | 0 | -0.003 | PreCW-Front-GasDHW-GasDry | Appl-CW-Front-GasDHW-GasDry-Tier3AnyMFm1975CZ15DEER2017 | 0
42958.3843 | Appl-CW-Front-GasDHW-GasDry-Tier3 | MFm | 1975 | CZ16 | rDXGF | -1 | Household | 1 | 1070.2 | -17.1 | 0 | 0 | -18.2 | 0 | 1.1 | 0 | -0.1 | 0 | -0.2 | 0.2 | 0 | 0 | 0 | 0 | 8.78 | 8.21 | -0.32 | 0.89 | -0.001 | 0 | -0.003 | -18.1 | 0 | 0 | -19 | 0 | 0.9 | 0 | -0.1 | 0 | -0.1 | 0.1 | 0 | 0 | 0 | 0 | 8.33 | 7.63 | -0.25 | 0.97 | -0.001 | 0 | -0.003 | PreCW-Front-GasDHW-GasDry | Appl-CW-Front-GasDHW-GasDry-Tier3AnyMFm1975CZ16DEER2017 | 0
42958.3843 | Appl-CW-Front-GasDHW-GasDry-Tier3 | MFm | 1985 | CZ01 | rDXGF | -1 | Household | 1 | 1152 | -18.6 | 0 | 0 | -18.2 | 0 | 0 | 0 | -0.1 | -0.3 | -0.3 | 0 | 0 | 0 | 0 | 0 | 8.57 | 8.21 | -0.53 | 0.89 | -0.003 | 0 | -0.003 | -19.3 | 0 | 0 | -19 | 0 | 0 | 0 | -0.1 | -0.2 | -0.2 | 0 | 0 | 0 | 0 | 0 | 8.17 | 7.63 | -0.42 | 0.97 | -0.003 | 0 | -0.003 | PreCW-Front-GasDHW-GasDry | Appl-CW-Front-GasDHW-GasDry-Tier3AnyMFm1985CZ01DEER2017 | 0
42958.3843 | Appl-CW-Front-GasDHW-GasDry-Tier3 | MFm | 1985 | CZ02 | rDXGF | -1 | Household | 1 | 1152 | -19.9 | 0 | 0 | -18.2 | 0 | -0.7 | 0 | -0.2 | -0.7 | -0.6 | -0.1 | 0 | 0 | 0 | 0 | 8.1 | 8.21 | -0.95 | 0.84 | -0.008 | 0 | -0.003 | -20.8 | 0 | 0 | -19 | 0 | -0.9 | 0 | -0.2 | -0.7 | -0.6 | -0.1 | 0 | 0 | 0 | 0 | 7.65 | 7.63 | -0.88 | 0.91 | -0.008 | 0 | -0.003 | PreCW-Front-GasDHW-GasDry | Appl-CW-Front-GasDHW-GasDry-Tier3AnyMFm1985CZ02DEER2017 | 0
42958.3843 | Appl-CW-Front-GasDHW-GasDry-Tier3 | MFm | 1985 | CZ03 | rDXGF | -1 | Household | 1 | 1152 | -18.2 | 0 | 0 | -18.2 | 0 | 0.3 | 0 | 0 | -0.1 | -0.2 | 0 | 0 | 0 | 0 | 0 | 8.71 | 8.21 | -0.34 | 0.84 | -0.002 | 0 | -0.002 | -18.9 | 0 | 0 | -19 | 0 | 0.2 | 0 | 0 | -0.1 | -0.2 | 0 | 0 | 0 | 0 | 0 | 8.27 | 7.63 | -0.27 | 0.91 | -0.002 | 0 | -0.002 | PreCW-Front-GasDHW-GasDry | Appl-CW-Front-GasDHW-GasDry-Tier3AnyMFm1985CZ03DEER2017 | 0
42958.3843 | Appl-CW-Front-GasDHW-GasDry-Tier3 | MFm | 1985 | CZ04 | rDXGF | -1 | Household | 1 | 1152 | -17.7 | 0 | 0 | -18.2 | 0 | 0.6 | 0 | -0.1 | -0.1 | -0.2 | 0.1 | 0 | 0 | 0 | 0 | 8.76 | 8.21 | -0.26 | 0.8 | -0.001 | 0 | -0.003 | -18.6 | 0 | 0 | -19 | 0 | 0.4 | 0 | -0.1 | -0.1 | -0.1 | 0.1 | 0 | 0 | 0 | 0 | 8.29 | 7.63 | -0.2 | 0.87 | -0.002 | 0 | -0.003 | PreCW-Front-GasDHW-GasDry | Appl-CW-Front-GasDHW-GasDry-Tier3AnyMFm1985CZ04DEER2017 | 0
42958.3843 | Appl-CW-Front-GasDHW-GasDry-Tier3 | MFm | 1985 | CZ05 | rDXGF | -1 | Household | 1 | 1152 | -18.2 | 0 | 0 | -18.3 | 0 | 0.3 | 0 | -0.1 | -0.2 | -0.2 | 0 | 0 | 0 | 0 | 0 | 8.66 | 8.21 | -0.39 | 0.85 | -0.002 | 0 | -0.002 | -19 | 0 | 0 | -19 | 0 | 0.2 | 0 | -0.1 | -0.2 | -0.2 | 0 | 0 | 0 | 0 | 0 | 8.23 | 7.63 | -0.3 | 0.92 | -0.002 | 0 | -0.002 | PreCW-Front-GasDHW-GasDry | Appl-CW-Front-GasDHW-GasDry-Tier3AnyMFm1985CZ05DEER2017 | 0
42958.3843 | Appl-CW-Front-GasDHW-GasDry-Tier3 | MFm | 1985 | CZ06 | rDXGF | -1 | Household | 1 | 1295.2 | -18.2 | 0 | 0 | -18.2 | 0 | 0.4 | 0 | -0.1 | -0.3 | -0.2 | 0.1 | 0 | 0 | 0 | 0 | 8.51 | 8.21 | -0.47 | 0.78 | -0.004 | 0 | -0.003 | -19.2 | 0 | 0 | -18.9 | 0 | 0.1 | 0 | -0.1 | -0.3 | -0.2 | 0 | 0 | 0 | 0 | 0 | 8.04 | 7.63 | -0.43 | 0.85 | -0.004 | 0 | -0.003 | PreCW-Front-GasDHW-GasDry | Appl-CW-Front-GasDHW-GasDry-Tier3AnyMFm1985CZ06DEER2017 | 0
42958.3843 | Appl-CW-Front-GasDHW-GasDry-Tier3 | MFm | 1985 | CZ07 | rDXGF | -1 | Household | 1 | 1295.2 | -17.1 | 0 | 0 | -18.2 | 0 | 1 | 0 | 0 | 0.1 | -0.1 | 0.1 | 0 | 0 | 0 | 0 | 8.8 | 8.21 | -0.18 | 0.77 | -0.002 | 0 | -0.002 | -18.1 | 0 | 0 | -18.9 | 0 | 0.8 | 0 | 0 | 0.1 | -0.1 | 0.1 | 0 | 0 | 0 | 0 | 8.32 | 7.63 | -0.13 | 0.83 | -0.002 | 0 | -0.002 | PreCW-Front-GasDHW-GasDry | Appl-CW-Front-GasDHW-GasDry-Tier3AnyMFm1985CZ07DEER2017 | 0
42958.3843 | Appl-CW-Front-GasDHW-GasDry-Tier3 | MFm | 1985 | CZ08 | rDXGF | -1 | Household | 1 | 1295.2 | -15.8 | 0 | 0 | -18.2 | 0 | 2.1 | 0 | 0 | 0.3 | -0.1 | 0.3 | 0 | 0 | 0 | 0 | 8.86 | 8.21 | -0.11 | 0.76 | -0.001 | 0 | -0.003 | -17.6 | 0 | 0 | -19 | 0 | 1.3 | 0 | 0 | 0.1 | -0.1 | 0.2 | 0 | 0 | 0 | 0 | 8.29 | 7.63 | -0.16 | 0.82 | -0.002 | 0 | -0.003 | PreCW-Front-GasDHW-GasDry | Appl-CW-Front-GasDHW-GasDry-Tier3AnyMFm1985CZ08DEER2017 | 0
42958.3843 | Appl-CW-Front-GasDHW-GasDry-Tier3 | MFm | 1985 | CZ09 | rDXGF | -1 | Household | 1 | 1438.9 | -16.1 | 0 | 0 | -18.3 | 0 | 2 | 0 | 0 | 0.2 | -0.1 | 0.2 | 0 | 0 | 0 | 0 | 8.73 | 8.21 | -0.24 | 0.77 | -0.001 | 0 | -0.002 | -17.2 | 0 | 0 | -19 | 0 | 1.7 | 0 | 0 | 0.1 | -0.1 | 0.2 | 0 | 0 | 0 | 0 | 8.26 | 7.63 | -0.19 | 0.83 | -0.001 | 0 | -0.002 | PreCW-Front-GasDHW-GasDry | Appl-CW-Front-GasDHW-GasDry-Tier3AnyMFm1985CZ09DEER2017 | 0
42958.3843 | Appl-CW-Front-GasDHW-GasDry-Tier3 | MFm | 1985 | CZ10 | rDXGF | -1 | Household | 1 | 1438.9 | -16.1 | 0 | 0 | -18.2 | 0 | 2 | 0 | 0 | 0.1 | -0.1 | 0.2 | 0 | 0 | 0 | 0 | 8.74 | 8.21 | -0.22 | 0.76 | -0.001 | 0 | -0.003 | -13.7 | 0 | 0 | -19 | 0 | 4.4 | 0 | 0.1 | 0.7 | 0.2 | 0.5 | 0 | 0 | 0 | 0 | 8.76 | 7.63 | 0.32 | 0.82 | 0.006 | 0 | -0.003 | PreCW-Front-GasDHW-GasDry | Appl-CW-Front-GasDHW-GasDry-Tier3AnyMFm1985CZ10DEER2017 | 0
42958.3843 | Appl-CW-Front-GasDHW-GasDry-Tier3 | MFm | 1985 | CZ11 | rDXGF | -1 | Household | 1 | 1150 | -16.6 | 0 | 0 | -18.3 | 0 | 1.6 | 0 | -0.1 | 0 | -0.1 | 0.2 | 0 | 0 | 0 | 0 | 8.68 | 8.21 | -0.3 | 0.77 | -0.001 | 0 | -0.002 | -17.6 | 0 | 0 | -19 | 0 | 1.3 | 0 | -0.1 | 0 | -0.1 | 0.2 | 0 | 0 | 0 | 0 | 8.23 | 7.63 | -0.23 | 0.84 | -0.002 | 0 | -0.003 | PreCW-Front-GasDHW-GasDry | Appl-CW-Front-GasDHW-GasDry-Tier3AnyMFm1985CZ11DEER2017 | 0
42958.3843 | Appl-CW-Front-GasDHW-GasDry-Tier3 | MFm | 1985 | CZ12 | rDXGF | -1 | Household | 1 | 1150 | -17.3 | 0 | 0 | -18.2 | 0 | 1.1 | 0 | -0.1 | 0 | -0.1 | 0.1 | 0 | 0 | 0 | 0 | 8.7 | 8.21 | -0.3 | 0.8 | -0.001 | 0 | -0.003 | -18.3 | 0 | 0 | -19 | 0 | 0.8 | 0 | -0.1 | 0 | -0.1 | 0.1 | 0 | 0 | 0 | 0 | 8.25 | 7.63 | -0.23 | 0.86 | -0.001 | 0 | -0.003 | PreCW-Front-GasDHW-GasDry | Appl-CW-Front-GasDHW-GasDry-Tier3AnyMFm1985CZ12DEER2017 | 0
42958.3843 | Appl-CW-Front-GasDHW-GasDry-Tier3 | MFm | 1985 | CZ13 | rDXGF | -1 | Household | 1 | 1150 | -16.1 | 0 | 0 | -18.3 | 0 | 2.1 | 0 | 0 | 0 | -0.2 | 0.2 | 0 | 0 | 0 | 0 | 8.67 | 8.21 | -0.3 | 0.75 | -0.001 | 0 | -0.002 | -17.3 | 0 | 0 | -19 | 0 | 1.6 | 0 | 0 | 0 | -0.1 | 0.2 | 0 | 0 | 0 | 0 | 8.21 | 7.63 | -0.23 | 0.82 | -0.001 | 0 | -0.002 | PreCW-Front-GasDHW-GasDry | Appl-CW-Front-GasDHW-GasDry-Tier3AnyMFm1985CZ13DEER2017 | 0
42958.3843 | Appl-CW-Front-GasDHW-GasDry-Tier3 | MFm | 1985 | CZ14 | rDXGF | -1 | Household | 1 | 1407.2 | -16.3 | 0 | 0 | -18.3 | 0 | 1.9 | 0 | 0 | 0.1 | -0.1 | 0.2 | 0 | 0 | 0 | 0 | 8.74 | 8.21 | -0.25 | 0.77 | -0.002 | 0 | -0.002 | -17.5 | 0 | 0 | -19 | 0 | 1.5 | 0 | 0 | 0.1 | -0.1 | 0.2 | 0 | 0 | 0 | 0 | 8.27 | 7.63 | -0.2 | 0.84 | -0.002 | 0 | -0.002 | PreCW-Front-GasDHW-GasDry | Appl-CW-Front-GasDHW-GasDry-Tier3AnyMFm1985CZ14DEER2017 | 0
42958.3843 | Appl-CW-Front-GasDHW-GasDry-Tier3 | MFm | 1985 | CZ15 | rDXGF | -1 | Household | 1 | 1407.2 | -14.9 | 0 | 0 | -18.3 | 0 | 3.2 | 0 | 0 | 0.2 | -0.1 | 0.3 | 0 | 0 | 0 | 0 | 8.73 | 8.21 | -0.13 | 0.64 | -0.001 | 0 | -0.002 | -16.3 | 0 | 0 | -19 | 0 | 2.6 | 0 | 0 | 0.2 | -0.1 | 0.3 | 0 | 0 | 0 | 0 | 8.22 | 7.63 | -0.1 | 0.69 | -0.002 | 0 | -0.003 | PreCW-Front-GasDHW-GasDry | Appl-CW-Front-GasDHW-GasDry-Tier3AnyMFm1985CZ15DEER2017 | 0
42958.3843 | Appl-CW-Front-GasDHW-GasDry-Tier3 | MFm | 1985 | CZ16 | rDXGF | -1 | Household | 1 | 1152 | -16.7 | 0 | 0 | -18.3 | 0 | 1.6 | 0 | -0.1 | 0 | -0.2 | 0.2 | 0 | 0 | 0 | 0 | 8.76 | 8.21 | -0.33 | 0.89 | -0.001 | 0 | -0.003 | -17.7 | 0 | 0 | -19 | 0 | 1.3 | 0 | -0.1 | 0 | -0.1 | 0.1 | 0 | 0 | 0 | 0 | 8.32 | 7.63 | -0.26 | 0.97 | -0.002 | 0 | -0.003 | PreCW-Front-GasDHW-GasDry | Appl-CW-Front-GasDHW-GasDry-Tier3AnyMFm1985CZ16DEER2017 | 0
42958.3843 | Appl-CW-Front-GasDHW-GasDry-Tier3 | MFm | 1996 | CZ01 | rDXGF | -1 | Household | 1 | 981.6 | -19 | 0 | 0 | -18.2 | 0 | 0.1 | 0 | -0.3 | -0.4 | -0.5 | 0 | 0 | 0 | 0 | 0 | 8.47 | 8.21 | -0.64 | 0.89 | -0.002 | 0 | -0.003 | -19.3 | 0 | 0 | -18.9 | 0 | 0.1 | 0 | -0.2 | -0.1 | -0.2 | 0 | 0 | 0 | 0 | 0 | 8.27 | 7.63 | -0.32 | 0.96 | -0.002 | 0 | -0.003 | PreCW-Front-GasDHW-GasDry | Appl-CW-Front-GasDHW-GasDry-Tier3AnyMFm1996CZ01DEER2017 | 0
42958.3843 | Appl-CW-Front-GasDHW-GasDry-Tier3 | MFm | 1996 | CZ02 | rDXGF | -1 | Household | 1 | 981.6 | -17.5 | 0 | 0 | -18.2 | 0 | 0.8 | 0 | -0.1 | 0 | -0.2 | 0.1 | 0 | 0 | 0 | 0 | 8.77 | 8.21 | -0.27 | 0.82 | -0.001 | 0 | -0.003 | -18.4 | 0 | 0 | -18.9 | 0 | 0.6 | 0 | -0.1 | 0 | -0.1 | 0.1 | 0 | 0 | 0 | 0 | 8.31 | 7.63 | -0.21 | 0.89 | -0.001 | 0 | -0.003 | PreCW-Front-GasDHW-GasDry | Appl-CW-Front-GasDHW-GasDry-Tier3AnyMFm1996CZ02DEER2017 | 0
42958.3843 | Appl-CW-Front-GasDHW-GasDry-Tier3 | MFm | 1996 | CZ03 | rDXGF | -1 | Household | 1 | 981.6 | -18 | 0 | 0 | -18.2 | 0 | 0.4 | 0 | -0.1 | -0.1 | -0.1 | 0 | 0 | 0 | 0 | 0 | 8.73 | 8.21 | -0.31 | 0.83 | -0.002 | 0 | -0.002 | -18.8 | 0 | 0 | -19 | 0 | 0.3 | 0 | -0.1 | 0 | -0.1 | 0 | 0 | 0 | 0 | 0 | 8.28 | 7.63 | -0.25 | 0.9 | -0.002 | 0 | -0.003 | PreCW-Front-GasDHW-GasDry | Appl-CW-Front-GasDHW-GasDry-Tier3AnyMFm1996CZ03DEER2017 | 0
42958.3843 | Appl-CW-Front-GasDHW-GasDry-Tier3 | MFm | 1996 | CZ04 | rDXGF | -1 | Household | 1 | 981.6 | -17.6 | 0 | 0 | -18.1 | 0 | 0.7 | 0 | -0.1 | -0.1 | -0.1 | 0.1 | 0 | 0 | 0 | 0 | 8.8 | 8.21 | -0.21 | 0.8 | -0.002 | 0 | -0.003 | -18.4 | 0 | 0 | -18.9 | 0 | 0.6 | 0 | 0 | 0 | 0 | 0.1 | 0 | 0 | 0 | 0 | 8.36 | 7.63 | -0.13 | 0.87 | -0.002 | 0 | -0.003 | PreCW-Front-GasDHW-GasDry | Appl-CW-Front-GasDHW-GasDry-Tier3AnyMFm1996CZ04DEER2017 | 0
42958.3843 | Appl-CW-Front-GasDHW-GasDry-Tier3 | MFm | 1996 | CZ05 | rDXGF | -1 | Household | 1 | 981.6 | -18.1 | 0 | 0 | -18.1 | 0 | 0.2 | 0 | -0.1 | -0.1 | -0.2 | 0 | 0 | 0 | 0 | 0 | 8.73 | 8.21 | -0.32 | 0.84 | -0.003 | 0 | -0.003 | -18.9 | 0 | 0 | -18.9 | 0 | 0.1 | 0 | 0 | -0.1 | -0.2 | 0 | 0 | 0 | 0 | 0 | 8.28 | 7.63 | -0.25 | 0.92 | -0.003 | 0 | -0.003 | PreCW-Front-GasDHW-GasDry | Appl-CW-Front-GasDHW-GasDry-Tier3AnyMFm1996CZ05DEER2017 | 0
42958.3843 | Appl-CW-Front-GasDHW-GasDry-Tier3 | MFm | 1996 | CZ06 | rDXGF | -1 | Household | 1 | 1169.1 | -16.8 | 0 | 0 | -18.2 | 0 | 1.3 | 0 | -0.1 | 0.1 | -0.1 | 0.2 | 0 | 0 | 0 | 0 | 8.75 | 8.21 | -0.24 | 0.78 | 0 | 0 | -0.003 | -17.7 | 0 | 0 | -19 | 0 | 1.2 | 0 | -0.1 | 0.1 | -0.1 | 0.2 | 0 | 0 | 0 | 0 | 8.29 | 7.63 | -0.19 | 0.85 | 0 | 0 | -0.003 | PreCW-Front-GasDHW-GasDry | Appl-CW-Front-GasDHW-GasDry-Tier3AnyMFm1996CZ06DEER2017 | 0
42958.3843 | Appl-CW-Front-GasDHW-GasDry-Tier3 | MFm | 1996 | CZ07 | rDXGF | -1 | Household | 1 | 1169.1 | -16.7 | 0 | 0 | -18.1 | 0 | 1.3 | 0 | -0.1 | 0.1 | 0 | 0.2 | 0 | 0 | 0 | 0 | 8.87 | 8.21 | -0.11 | 0.76 | -0.001 | 0 | -0.003 | -17.8 | 0 | 0 | -18.9 | 0 | 1 | 0 | -0.1 | 0.1 | 0 | 0.2 | 0 | 0 | 0 | 0 | 8.37 | 7.63 | -0.08 | 0.83 | -0.002 | 0 | -0.003 | PreCW-Front-GasDHW-GasDry | Appl-CW-Front-GasDHW-GasDry-Tier3AnyMFm1996CZ07DEER2017 | 0
42958.3843 | Appl-CW-Front-GasDHW-GasDry-Tier3 | MFm | 1996 | CZ08 | rDXGF | -1 | Household | 1 | 1169.1 | -16.5 | 0 | 0 | -18.2 | 0 | 1.6 | 0 | 0 | 0.1 | -0.1 | 0.2 | 0 | 0 | 0 | 0 | 8.79 | 8.21 | -0.17 | 0.75 | -0.001 | 0 | -0.003 | -17.6 | 0 | 0 | -18.9 | 0 | 1.3 | 0 | 0 | 0.1 | -0.1 | 0.2 | 0 | 0 | 0 | 0 | 8.3 | 7.63 | -0.14 | 0.82 | -0.001 | 0 | -0.003 | PreCW-Front-GasDHW-GasDry | Appl-CW-Front-GasDHW-GasDry-Tier3AnyMFm1996CZ08DEER2017 | 0
42958.3843 | Appl-CW-Front-GasDHW-GasDry-Tier3 | MFm | 1996 | CZ09 | rDXGF | -1 | Household | 1 | 1093.6 | -15.8 | 0 | 0 | -18.2 | 0 | 2.2 | 0 | -0.1 | 0.2 | 0 | 0.3 | 0 | 0 | 0 | 0 | 8.8 | 8.21 | -0.18 | 0.76 | -0.001 | 0 | -0.003 | -17 | 0 | 0 | -19 | 0 | 1.8 | 0 | -0.1 | 0.1 | 0 | 0.3 | 0 | 0 | 0 | 0 | 8.31 | 7.63 | -0.14 | 0.83 | -0.001 | 0 | -0.003 | PreCW-Front-GasDHW-GasDry | Appl-CW-Front-GasDHW-GasDry-Tier3AnyMFm1996CZ09DEER2017 | 0
42958.3843 | Appl-CW-Front-GasDHW-GasDry-Tier3 | MFm | 1996 | CZ10 | rDXGF | -1 | Household | 1 | 1093.6 | -17.1 | 0 | 0 | -18.1 | 0 | 1 | 0 | -0.1 | 0 | -0.1 | 0.1 | 0 | 0 | 0 | 0 | 8.7 | 8.21 | -0.26 | 0.76 | 0 | 0 | -0.003 | -18.2 | 0 | 0 | -18.9 | 0 | 0.8 | 0 | -0.1 | 0 | -0.1 | 0.1 | 0 | 0 | 0 | 0 | 8.24 | 7.63 | -0.2 | 0.82 | 0 | 0 | -0.003 | PreCW-Front-GasDHW-GasDry | Appl-CW-Front-GasDHW-GasDry-Tier3AnyMFm1996CZ10DEER2017 | 0
42958.3843 | Appl-CW-Front-GasDHW-GasDry-Tier3 | MFm | 1996 | CZ11 | rDXGF | -1 | Household | 1 | 1031.9 | -16.1 | 0 | 0 | -18.2 | 0 | 2 | 0 | -0.1 | 0.1 | -0.1 | 0.2 | 0 | 0 | 0 | 0 | 8.76 | 8.21 | -0.21 | 0.76 | -0.001 | 0 | -0.003 | -18.7 | 0 | 0 | -19 | 0 | 0.4 | 0 | -0.1 | -0.1 | -0.1 | 0 | 0 | 0 | 0 | 0 | 8.25 | 7.63 | -0.2 | 0.83 | -0.003 | 0 | -0.003 | PreCW-Front-GasDHW-GasDry | Appl-CW-Front-GasDHW-GasDry-Tier3AnyMFm1996CZ11DEER2017 | 0
42958.3843 | Appl-CW-Front-GasDHW-GasDry-Tier3 | MFm | 1996 | CZ12 | rDXGF | -1 | Household | 1 | 1031.9 | -16.8 | 0 | 0 | -18.2 | 0 | 1.5 | 0 | -0.1 | 0 | -0.2 | 0.2 | 0 | 0 | 0 | 0 | 8.71 | 8.21 | -0.28 | 0.79 | 0 | 0 | -0.002 | -17.8 | 0 | 0 | -19 | 0 | 1.2 | 0 | -0.1 | 0 | -0.1 | 0.1 | 0 | 0 | 0 | 0 | 8.25 | 7.63 | -0.22 | 0.86 | -0.001 | 0 | -0.002 | PreCW-Front-GasDHW-GasDry | Appl-CW-Front-GasDHW-GasDry-Tier3AnyMFm1996CZ12DEER2017 | 0
42958.3843 | Appl-CW-Front-GasDHW-GasDry-Tier3 | MFm | 1996 | CZ13 | rDXGF | -1 | Household | 1 | 1031.9 | -16 | 0 | 0 | -18.2 | 0 | 2.1 | 0 | 0 | 0.1 | -0.1 | 0.2 | 0 | 0 | 0 | 0 | 8.71 | 8.21 | -0.25 | 0.75 | 0 | 0 | -0.002 | -17.1 | 0 | 0 | -18.9 | 0 | 1.8 | 0 | 0 | 0.1 | -0.1 | 0.2 | 0 | 0 | 0 | 0 | 8.24 | 7.63 | -0.2 | 0.82 | -0.001 | 0 | -0.002 | PreCW-Front-GasDHW-GasDry | Appl-CW-Front-GasDHW-GasDry-Tier3AnyMFm1996CZ13DEER2017 | 0
42958.3843 | Appl-CW-Front-GasDHW-GasDry-Tier3 | MFm | 1996 | CZ14 | rDXGF | -1 | Household | 1 | 1086 | -15.5 | 0 | 0 | -18.2 | 0 | 2.6 | 0 | -0.1 | 0.3 | -0.1 | 0.3 | 0 | 0 | 0 | 0 | 8.75 | 8.21 | -0.24 | 0.77 | -0.002 | 0 | -0.002 | -16.8 | 0 | 0 | -19 | 0 | 2.1 | 0 | 0 | 0.2 | -0.1 | 0.3 | 0 | 0 | 0 | 0 | 8.28 | 7.63 | -0.19 | 0.84 | -0.002 | 0 | -0.002 | PreCW-Front-GasDHW-GasDry | Appl-CW-Front-GasDHW-GasDry-Tier3AnyMFm1996CZ14DEER2017 | 0
42958.3843 | Appl-CW-Front-GasDHW-GasDry-Tier3 | MFm | 1996 | CZ15 | rDXGF | -1 | Household | 1 | 1086 | -15 | 0 | 0 | -18.2 | 0 | 3.1 | 0 | -0.1 | 0.2 | -0.1 | 0.3 | 0 | 0 | 0 | 0 | 8.73 | 8.21 | -0.11 | 0.63 | -0.001 | 0 | -0.002 | -16.4 | 0 | 0 | -19 | 0 | 2.4 | 0 | -0.1 | 0.2 | -0.1 | 0.2 | 0 | 0 | 0 | 0 | 8.22 | 7.63 | -0.09 | 0.69 | -0.002 | 0 | -0.002 | PreCW-Front-GasDHW-GasDry | Appl-CW-Front-GasDHW-GasDry-Tier3AnyMFm1996CZ15DEER2017 | 0
42958.3843 | Appl-CW-Front-GasDHW-GasDry-Tier3 | MFm | 1996 | CZ16 | rDXGF | -1 | Household | 1 | 981.6 | -16.7 | 0 | 0 | -18.2 | 0 | 1.6 | 0 | -0.2 | 0.1 | -0.2 | 0.2 | 0 | 0 | 0 | 0 | 8.75 | 8.21 | -0.34 | 0.89 | -0.001 | 0 | -0.003 | -17.7 | 0 | 0 | -19 | 0 | 1.3 | 0 | -0.1 | 0 | -0.2 | 0.1 | 0 | 0 | 0 | 0 | 8.31 | 7.63 | -0.27 | 0.97 | -0.002 | 0 | -0.003 | PreCW-Front-GasDHW-GasDry | Appl-CW-Front-GasDHW-GasDry-Tier3AnyMFm1996CZ16DEER2017 | 0
42958.3843 | Appl-CW-Front-GasDHW-GasDry-Tier3 | MFm | 2003 | CZ01 | rDXGF | -1 | Household | 1 | 998.7 | -18.4 | 0 | 0 | -18.1 | 0 | 0 | 0 | -0.1 | -0.2 | -0.2 | 0 | 0 | 0 | 0 | 0 | 8.77 | 8.21 | -0.33 | 0.89 | -0.002 | 0 | -0.002 | -19.1 | 0 | 0 | -18.9 | 0 | 0 | 0 | -0.1 | -0.2 | -0.2 | 0 | 0 | 0 | 0 | 0 | 8.35 | 7.63 | -0.25 | 0.96 | -0.002 | 0 | -0.002 | PreCW-Front-GasDHW-GasDry | Appl-CW-Front-GasDHW-GasDry-Tier3AnyMFm2003CZ01DEER2017 | 0
42958.3843 | Appl-CW-Front-GasDHW-GasDry-Tier3 | MFm | 2003 | CZ02 | rDXGF | -1 | Household | 1 | 1073.2 | -17.3 | 0 | 0 | -18.2 | 0 | 0.9 | 0 | -0.1 | 0 | -0.1 | 0.2 | 0 | 0 | 0 | 0 | 8.82 | 8.21 | -0.21 | 0.83 | -0.001 | 0 | -0.002 | -18 | 0 | 0 | -18.9 | 0 | 0.9 | 0 | -0.1 | 0.1 | -0.1 | 0.2 | 0 | 0 | 0 | 0 | 8.41 | 7.63 | -0.1 | 0.9 | -0.001 | 0 | -0.002 | PreCW-Front-GasDHW-GasDry | Appl-CW-Front-GasDHW-GasDry-Tier3AnyMFm2003CZ02DEER2017 | 0
42958.3843 | Appl-CW-Front-GasDHW-GasDry-Tier3 | MFm | 2003 | CZ03 | rDXGF | -1 | Household | 1 | 998.7 | -18.3 | 0 | 0 | -18.2 | 0 | 0.2 | 0 | -0.1 | -0.1 | -0.2 | 0.1 | 0 | 0 | 0 | 0 | 8.7 | 8.21 | -0.33 | 0.83 | -0.002 | 0 | -0.003 | -19 | 0 | 0 | -18.9 | 0 | 0.1 | 0 | -0.1 | -0.1 | -0.2 | 0.1 | 0 | 0 | 0 | 0 | 8.26 | 7.63 | -0.26 | 0.9 | -0.003 | 0 | -0.003 | PreCW-Front-GasDHW-GasDry | Appl-CW-Front-GasDHW-GasDry-Tier3AnyMFm2003CZ03DEER2017 | 0
42958.3843 | Appl-CW-Front-GasDHW-GasDry-Tier3 | MFm | 2003 | CZ04 | rDXGF | -1 | Household | 1 | 998.7 | -18.3 | 0 | 0 | -18.2 | 0 | 0.1 | 0 | -0.1 | -0.1 | -0.1 | 0 | 0 | 0 | 0 | 0 | 8.71 | 8.21 | -0.3 | 0.8 | -0.004 | 0 | -0.002 | -19.4 | 0 | 0 | -19 | 0 | -0.2 | 0 | -0.1 | -0.2 | -0.1 | 0 | 0 | 0 | 0 | 0 | 8.24 | 7.63 | -0.25 | 0.87 | -0.004 | 0 | -0.002 | PreCW-Front-GasDHW-GasDry | Appl-CW-Front-GasDHW-GasDry-Tier3AnyMFm2003CZ04DEER2017 | 0
42958.3843 | Appl-CW-Front-GasDHW-GasDry-Tier3 | MFm | 2003 | CZ05 | rDXGF | -1 | Household | 1 | 998.7 | -18.1 | 0 | 0 | -18.1 | 0 | 0.2 | 0 | -0.1 | -0.1 | -0.2 | 0 | 0 | 0 | 0 | 0 | 8.71 | 8.21 | -0.34 | 0.84 | -0.002 | 0 | -0.002 | -18.9 | 0 | 0 | -18.9 | 0 | 0.2 | 0 | 0 | -0.1 | -0.2 | 0 | 0 | 0 | 0 | 0 | 8.27 | 7.63 | -0.27 | 0.91 | -0.002 | 0 | -0.002 | PreCW-Front-GasDHW-GasDry | Appl-CW-Front-GasDHW-GasDry-Tier3AnyMFm2003CZ05DEER2017 | 0
42958.3843 | Appl-CW-Front-GasDHW-GasDry-Tier3 | MFm | 2003 | CZ06 | rDXGF | -1 | Household | 1 | 1206 | -17.1 | 0 | 0 | -18.1 | 0 | 1 | 0 | 0 | 0 | -0.1 | 0.1 | 0 | 0 | 0 | 0 | 8.78 | 8.21 | -0.21 | 0.78 | -0.001 | 0 | -0.002 | -18.1 | 0 | 0 | -18.9 | 0 | 0.8 | 0 | 0 | 0 | -0.1 | 0.1 | 0 | 0 | 0 | 0 | 8.31 | 7.63 | -0.17 | 0.84 | -0.001 | 0 | -0.003 | PreCW-Front-GasDHW-GasDry | Appl-CW-Front-GasDHW-GasDry-Tier3AnyMFm2003CZ06DEER2017 | 0
42958.3843 | Appl-CW-Front-GasDHW-GasDry-Tier3 | MFm | 2003 | CZ07 | rDXGF | -1 | Household | 1 | 1206 | -16.5 | 0 | 0 | -18.2 | 0 | 1.6 | 0 | 0 | 0.1 | -0.1 | 0.3 | 0 | 0 | 0 | 0 | 8.78 | 8.21 | -0.2 | 0.77 | -0.002 | 0 | -0.003 | -17.6 | 0 | 0 | -18.9 | 0 | 1.2 | 0 | 0 | 0.1 | -0.1 | 0.2 | 0 | 0 | 0 | 0 | 8.31 | 7.63 | -0.16 | 0.83 | -0.002 | 0 | -0.003 | PreCW-Front-GasDHW-GasDry | Appl-CW-Front-GasDHW-GasDry-Tier3AnyMFm2003CZ07DEER2017 | 0
42958.3843 | Appl-CW-Front-GasDHW-GasDry-Tier3 | MFm | 2003 | CZ08 | rDXGF | -1 | Household | 1 | 1206 | -16.5 | 0 | 0 | -18.2 | 0 | 1.6 | 0 | -0.1 | 0.1 | -0.1 | 0.3 | 0 | 0 | 0 | 0 | 8.79 | 8.21 | -0.18 | 0.76 | -0.001 | 0 | -0.002 | -17.6 | 0 | 0 | -19 | 0 | 1.3 | 0 | -0.1 | 0.1 | -0.1 | 0.2 | 0 | 0 | 0 | 0 | 8.31 | 7.63 | -0.14 | 0.83 | -0.002 | 0 | -0.002 | PreCW-Front-GasDHW-GasDry | Appl-CW-Front-GasDHW-GasDry-Tier3AnyMFm2003CZ08DEER2017 | 0
42958.3843 | Appl-CW-Front-GasDHW-GasDry-Tier3 | MFm | 2003 | CZ09 | rDXGF | -1 | Household | 1 | 1126.6 | -16.6 | 0 | 0 | -18.2 | 0 | 1.6 | 0 | -0.1 | 0 | -0.1 | 0.2 | 0 | 0 | 0 | 0 | 8.76 | 8.21 | -0.21 | 0.76 | 0 | 0 | -0.003 | -17.6 | 0 | 0 | -19 | 0 | 1.3 | 0 | -0.1 | 0 | 0 | 0.2 | 0 | 0 | 0 | 0 | 8.28 | 7.63 | -0.16 | 0.83 | -0.001 | 0 | -0.003 | PreCW-Front-GasDHW-GasDry | Appl-CW-Front-GasDHW-GasDry-Tier3AnyMFm2003CZ09DEER2017 | 0
42958.3843 | Appl-CW-Front-GasDHW-GasDry-Tier3 | MFm | 2003 | CZ10 | rDXGF | -1 | Household | 1 | 1073.2 | -16.6 | 0 | 0 | -18.1 | 0 | 1.5 | 0 | -0.1 | 0.1 | 0 | 0.2 | 0 | 0 | 0 | 0 | 8.8 | 8.21 | -0.15 | 0.75 | 0 | 0 | -0.002 | -18.6 | 0 | 0 | -18.9 | 0 | 0.5 | 0 | -0.1 | 0 | 0 | 0 | 0 | 0 | 0 | 0 | 8.27 | 7.63 | -0.16 | 0.81 | -0.002 | 0 | -0.002 | PreCW-Front-GasDHW-GasDry | Appl-CW-Front-GasDHW-GasDry-Tier3AnyMFm2003CZ10DEER2017 | 0
42958.3843 | Appl-CW-Front-GasDHW-GasDry-Tier3 | MFm | 2003 | CZ11 | rDXGF | -1 | Household | 1 | 1073.2 | -16 | 0 | 0 | -18.2 | 0 | 2.2 | 0 | 0 | 0.1 | -0.1 | 0.2 | 0 | 0 | 0 | 0 | 8.72 | 8.21 | -0.26 | 0.76 | -0.001 | 0 | -0.003 | -17.1 | 0 | 0 | -19 | 0 | 1.8 | 0 | 0 | 0.1 | -0.1 | 0.2 | 0 | 0 | 0 | 0 | 8.25 | 7.63 | -0.21 | 0.83 | -0.001 | 0 | -0.003 | PreCW-Front-GasDHW-GasDry | Appl-CW-Front-GasDHW-GasDry-Tier3AnyMFm2003CZ11DEER2017 | 0
42958.3843 | Appl-CW-Front-GasDHW-GasDry-Tier3 | MFm | 2003 | CZ12 | rDXGF | -1 | Household | 1 | 1073.2 | -16.2 | 0 | 0 | -18.2 | 0 | 1.9 | 0 | -0.1 | 0.1 | -0.1 | 0.2 | 0 | 0 | 0 | 0 | 8.76 | 8.21 | -0.24 | 0.79 | -0.001 | 0 | -0.002 | -17.4 | 0 | 0 | -19 | 0 | 1.5 | 0 | -0.1 | 0.1 | -0.1 | 0.2 | 0 | 0 | 0 | 0 | 8.3 | 7.63 | -0.19 | 0.86 | -0.001 | 0 | -0.003 | PreCW-Front-GasDHW-GasDry | Appl-CW-Front-GasDHW-GasDry-Tier3AnyMFm2003CZ12DEER2017 | 0
42958.3843 | Appl-CW-Front-GasDHW-GasDry-Tier3 | MFm | 2003 | CZ13 | rDXGF | -1 | Household | 1 | 1073.2 | -15.9 | 0 | 0 | -18.2 | 0 | 2.2 | 0 | -0.1 | 0.1 | -0.2 | 0.3 | 0 | 0 | 0 | 0 | 8.74 | 8.21 | -0.22 | 0.76 | -0.001 | 0 | -0.003 | -17.1 | 0 | 0 | -19 | 0 | 1.7 | 0 | -0.1 | 0.1 | -0.1 | 0.2 | 0 | 0 | 0 | 0 | 8.26 | 7.63 | -0.18 | 0.82 | -0.002 | 0 | -0.003 | PreCW-Front-GasDHW-GasDry | Appl-CW-Front-GasDHW-GasDry-Tier3AnyMFm2003CZ13DEER2017 | 0
42958.3843 | Appl-CW-Front-GasDHW-GasDry-Tier3 | MFm | 2003 | CZ14 | rDXGF | -1 | Household | 1 | 1094.6 | -15.6 | 0 | 0 | -18.3 | 0 | 2.5 | 0 | -0.1 | 0.1 | -0.1 | 0.3 | 0 | 0 | 0 | 0 | 8.73 | 8.21 | -0.24 | 0.77 | -0.001 | 0 | -0.002 | -16.8 | 0 | 0 | -19 | 0 | 2 | 0 | -0.1 | 0.1 | -0.1 | 0.2 | 0 | 0 | 0 | 0 | 8.26 | 7.63 | -0.19 | 0.84 | -0.002 | 0 | -0.002 | PreCW-Front-GasDHW-GasDry | Appl-CW-Front-GasDHW-GasDry-Tier3AnyMFm2003CZ14DEER2017 | 0
42958.3843 | Appl-CW-Front-GasDHW-GasDry-Tier3 | MFm | 2003 | CZ15 | rDXGF | -1 | Household | 1 | 1094.6 | -15 | 0 | 0 | -18.2 | 0 | 3 | 0 | 0 | 0.3 | 0 | 0.3 | 0 | 0 | 0 | 0 | 8.73 | 8.21 | -0.11 | 0.64 | -0.001 | 0 | -0.003 | -16.4 | 0 | 0 | -19 | 0 | 2.4 | 0 | 0 | 0.2 | 0 | 0.2 | 0 | 0 | 0 | 0 | 8.22 | 7.63 | -0.09 | 0.69 | -0.001 | 0 | -0.003 | PreCW-Front-GasDHW-GasDry | Appl-CW-Front-GasDHW-GasDry-Tier3AnyMFm2003CZ15DEER2017 | 0
42958.3843 | Appl-CW-Front-GasDHW-GasDry-Tier3 | MFm | 2003 | CZ16 | rDXGF | -1 | Household | 1 | 998.7 | -16.7 | 0 | 0 | -18.2 | 0 | 1.6 | 0 | -0.1 | 0.1 | -0.2 | 0.2 | 0 | 0 | 0 | 0 | 8.78 | 8.21 | -0.32 | 0.88 | -0.002 | 0 | -0.003 | -17.8 | 0 | 0 | -18.9 | 0 | 1.2 | 0 | -0.1 | 0.1 | -0.2 | 0.1 | 0 | 0 | 0 | 0 | 8.33 | 7.63 | -0.25 | 0.96 | -0.002 | 0 | -0.003 | PreCW-Front-GasDHW-GasDry | Appl-CW-Front-GasDHW-GasDry-Tier3AnyMFm2003CZ16DEER2017 | 0
42958.3843 | Appl-CW-Front-GasDHW-GasDry-Tier3 | MFm | 2007 | CZ01 | rDXGF | -1 | Household | 1 | 998.7 | -18.6 | 0 | 0 | -18.1 | 0 | 0 | 0 | -0.2 | -0.3 | -0.2 | 0 | 0 | 0 | 0 | 0 | 8.62 | 8.21 | -0.48 | 0.89 | -0.002 | 0 | -0.002 | -19.3 | 0 | 0 | -18.9 | 0 | 0 | 0 | -0.2 | -0.2 | -0.2 | 0 | 0 | 0 | 0 | 0 | 8.23 | 7.63 | -0.36 | 0.97 | -0.003 | 0 | -0.002 | PreCW-Front-GasDHW-GasDry | Appl-CW-Front-GasDHW-GasDry-Tier3AnyMFm2007CZ01DEER2017 | 0
42958.3843 | Appl-CW-Front-GasDHW-GasDry-Tier3 | MFm | 2007 | CZ02 | rDXGF | -1 | Household | 1 | 1073.2 | -16.8 | 0 | 0 | -18.1 | 0 | 1.2 | 0 | 0 | 0.2 | -0.1 | 0.2 | 0 | 0 | 0 | 0 | 8.9 | 8.21 | -0.14 | 0.82 | -0.001 | 0 | -0.003 | -18.4 | 0 | 0 | -18.9 | 0 | 0.6 | 0 | -0.1 | 0 | -0.1 | 0.1 | 0 | 0 | 0 | 0 | 8.31 | 7.63 | -0.21 | 0.9 | -0.002 | 0 | -0.003 | PreCW-Front-GasDHW-GasDry | Appl-CW-Front-GasDHW-GasDry-Tier3AnyMFm2007CZ02DEER2017 | 0
42958.3843 | Appl-CW-Front-GasDHW-GasDry-Tier3 | MFm | 2007 | CZ03 | rDXGF | -1 | Household | 1 | 998.7 | -18.4 | 0 | 0 | -18.2 | 0 | 0.1 | 0 | -0.2 | -0.2 | -0.2 | 0 | 0 | 0 | 0 | 0 | 8.71 | 8.21 | -0.34 | 0.83 | -0.002 | 0 | -0.002 | -19.2 | 0 | 0 | -19 | 0 | 0.1 | 0 | -0.1 | -0.1 | -0.2 | 0 | 0 | 0 | 0 | 0 | 8.24 | 7.63 | -0.3 | 0.9 | -0.002 | 0 | -0.002 | PreCW-Front-GasDHW-GasDry | Appl-CW-Front-GasDHW-GasDry-Tier3AnyMFm2007CZ03DEER2017 | 0
42958.3843 | Appl-CW-Front-GasDHW-GasDry-Tier3 | MFm | 2007 | CZ04 | rDXGF | -1 | Household | 1 | 998.7 | -17.6 | 0 | 0 | -18.2 | 0 | 0.7 | 0 | -0.1 | 0 | -0.1 | 0.1 | 0 | 0 | 0 | 0 | 8.79 | 8.21 | -0.23 | 0.8 | -0.003 | 0 | -0.002 | -18.6 | 0 | 0 | -19 | 0 | 0.5 | 0 | 0 | 0 | -0.1 | 0 | 0 | 0 | 0 | 0 | 8.32 | 7.63 | -0.19 | 0.87 | -0.003 | 0 | -0.002 | PreCW-Front-GasDHW-GasDry | Appl-CW-Front-GasDHW-GasDry-Tier3AnyMFm2007CZ04DEER2017 | 0
42958.3843 | Appl-CW-Front-GasDHW-GasDry-Tier3 | MFm | 2007 | CZ05 | rDXGF | -1 | Household | 1 | 998.7 | -18.1 | 0 | 0 | -18.1 | 0 | 0.2 | 0 | -0.1 | -0.1 | -0.1 | 0.1 | 0 | 0 | 0 | 0 | 8.76 | 8.21 | -0.3 | 0.84 | -0.002 | 0 | -0.002 | -18.9 | 0 | 0 | -18.9 | 0 | 0.2 | 0 | -0.1 | 0 | -0.1 | 0.1 | 0 | 0 | 0 | 0 | 8.31 | 7.63 | -0.24 | 0.92 | -0.002 | 0 | -0.002 | PreCW-Front-GasDHW-GasDry | Appl-CW-Front-GasDHW-GasDry-Tier3AnyMFm2007CZ05DEER2017 | 0
42958.3843 | Appl-CW-Front-GasDHW-GasDry-Tier3 | MFm | 2007 | CZ06 | rDXGF | -1 | Household | 1 | 1206 | -17.1 | 0 | 0 | -18.2 | 0 | 1.1 | 0 | -0.1 | 0.1 | -0.2 | 0.2 | 0 | 0 | 0 | 0 | 8.76 | 8.21 | -0.23 | 0.79 | -0.001 | 0 | -0.002 | -18.1 | 0 | 0 | -19 | 0 | 0.9 | 0 | -0.1 | 0 | -0.1 | 0.2 | 0 | 0 | 0 | 0 | 8.29 | 7.63 | -0.18 | 0.85 | -0.002 | 0 | -0.003 | PreCW-Front-GasDHW-GasDry | Appl-CW-Front-GasDHW-GasDry-Tier3AnyMFm2007CZ06DEER2017 | 0
42958.3843 | Appl-CW-Front-GasDHW-GasDry-Tier3 | MFm | 2007 | CZ07 | rDXGF | -1 | Household | 1 | 1206 | -16.3 | 0 | 0 | -18.1 | 0 | 1.7 | 0 | 0 | 0.2 | -0.1 | 0.3 | 0 | 0 | 0 | 0 | 8.79 | 8.21 | -0.19 | 0.77 | -0.001 | 0 | -0.003 | -14.7 | 0 | 0 | -18.9 | 0 | 3.4 | 0 | 0.1 | 0.8 | 0.2 | 0.7 | 0 | 0 | 0 | 0 | 8.66 | 7.63 | 0.2 | 0.83 | 0.002 | 0 | -0.003 | PreCW-Front-GasDHW-GasDry | Appl-CW-Front-GasDHW-GasDry-Tier3AnyMFm2007CZ07DEER2017 | 0
42958.3843 | Appl-CW-Front-GasDHW-GasDry-Tier3 | MFm | 2007 | CZ08 | rDXGF | -1 | Household | 1 | 1206 | -16.4 | 0 | 0 | -18.2 | 0 | 1.6 | 0 | -0.1 | 0.2 | -0.1 | 0.3 | 0 | 0 | 0 | 0 | 8.79 | 8.21 | -0.19 | 0.76 | -0.002 | 0 | -0.002 | -17.5 | 0 | 0 | -19 | 0 | 1.3 | 0 | -0.1 | 0.2 | 0 | 0.2 | 0 | 0 | 0 | 0 | 8.31 | 7.63 | -0.14 | 0.82 | -0.002 | 0 | -0.002 | PreCW-Front-GasDHW-GasDry | Appl-CW-Front-GasDHW-GasDry-Tier3AnyMFm2007CZ08DEER2017 | 0
42958.3843 | Appl-CW-Front-GasDHW-GasDry-Tier3 | MFm | 2007 | CZ09 | rDXGF | -1 | Household | 1 | 1126.6 | -16.7 | 0 | 0 | -18.2 | 0 | 1.4 | 0 | -0.1 | 0.2 | -0.1 | 0.2 | 0 | 0 | 0 | 0 | 8.76 | 8.21 | -0.2 | 0.76 | -0.002 | 0 | -0.003 | -17.8 | 0 | 0 | -19 | 0 | 1.1 | 0 | 0 | 0.1 | 0 | 0.2 | 0 | 0 | 0 | 0 | 8.29 | 7.63 | -0.16 | 0.83 | -0.002 | 0 | -0.003 | PreCW-Front-GasDHW-GasDry | Appl-CW-Front-GasDHW-GasDry-Tier3AnyMFm2007CZ09DEER2017 | 0
42958.3843 | Appl-CW-Front-GasDHW-GasDry-Tier3 | MFm | 2007 | CZ10 | rDXGF | -1 | Household | 1 | 1073.2 | -15.6 | 0 | 0 | -18.2 | 0 | 2.3 | 0 | 0 | 0.3 | -0.1 | 0.3 | 0 | 0 | 0 | 0 | 8.83 | 8.21 | -0.14 | 0.76 | 0.001 | 0 | -0.003 | -18.3 | 0 | 0 | -18.9 | 0 | 0.7 | 0 | 0 | -0.1 | -0.1 | 0.1 | 0 | 0 | 0 | 0 | 8.26 | 7.63 | -0.18 | 0.82 | -0.002 | 0 | -0.003 | PreCW-Front-GasDHW-GasDry | Appl-CW-Front-GasDHW-GasDry-Tier3AnyMFm2007CZ10DEER2017 | 0
42958.3843 | Appl-CW-Front-GasDHW-GasDry-Tier3 | MFm | 2007 | CZ11 | rDXGF | -1 | Household | 1 | 1073.2 | -16.4 | 0 | 0 | -18.3 | 0 | 1.7 | 0 | -0.1 | 0.1 | -0.1 | 0.3 | 0 | 0 | 0 | 0 | 8.71 | 8.21 | -0.27 | 0.77 | -0.002 | 0 | -0.003 | -17.6 | 0 | 0 | -19 | 0 | 1.4 | 0 | 0 | 0.1 | -0.1 | 0.2 | 0 | 0 | 0 | 0 | 8.24 | 7.63 | -0.21 | 0.84 | -0.002 | 0 | -0.003 | PreCW-Front-GasDHW-GasDry | Appl-CW-Front-GasDHW-GasDry-Tier3AnyMFm2007CZ11DEER2017 | 0
42958.3843 | Appl-CW-Front-GasDHW-GasDry-Tier3 | MFm | 2007 | CZ12 | rDXGF | -1 | Household | 1 | 1073.2 | -16.5 | 0 | 0 | -18.2 | 0 | 1.6 | 0 | -0.1 | 0.2 | -0.1 | 0.3 | 0 | 0 | 0 | 0 | 8.76 | 8.21 | -0.24 | 0.79 | -0.002 | 0 | -0.003 | -17.6 | 0 | 0 | -18.9 | 0 | 1.3 | 0 | -0.1 | 0.2 | -0.1 | 0.2 | 0 | 0 | 0 | 0 | 8.29 | 7.63 | -0.19 | 0.86 | -0.002 | 0 | -0.003 | PreCW-Front-GasDHW-GasDry | Appl-CW-Front-GasDHW-GasDry-Tier3AnyMFm2007CZ12DEER2017 | 0
42958.3843 | Appl-CW-Front-GasDHW-GasDry-Tier3 | MFm | 2007 | CZ13 | rDXGF | -1 | Household | 1 | 1073.2 | -16.2 | 0 | 0 | -18.3 | 0 | 2 | 0 | -0.1 | 0.2 | -0.2 | 0.3 | 0 | 0 | 0 | 0 | 8.73 | 8.21 | -0.25 | 0.76 | -0.001 | 0 | -0.002 | -17.2 | 0 | 0 | -19 | 0 | 1.7 | 0 | -0.1 | 0.2 | -0.1 | 0.3 | 0 | 0 | 0 | 0 | 8.26 | 7.63 | -0.19 | 0.82 | -0.001 | 0 | -0.003 | PreCW-Front-GasDHW-GasDry | Appl-CW-Front-GasDHW-GasDry-Tier3AnyMFm2007CZ13DEER2017 | 0
42958.3843 | Appl-CW-Front-GasDHW-GasDry-Tier3 | MFm | 2007 | CZ14 | rDXGF | -1 | Household | 1 | 1094.6 | -15.8 | 0 | 0 | -18.2 | 0 | 2.3 | 0 | -0.1 | 0.2 | -0.1 | 0.4 | 0 | 0 | 0 | 0 | 8.75 | 8.21 | -0.24 | 0.78 | -0.002 | 0 | -0.002 | -16.9 | 0 | 0 | -18.9 | 0 | 2 | 0 | 0 | 0.2 | -0.1 | 0.3 | 0 | 0 | 0 | 0 | 8.28 | 7.63 | -0.19 | 0.84 | -0.002 | 0 | -0.003 | PreCW-Front-GasDHW-GasDry | Appl-CW-Front-GasDHW-GasDry-Tier3AnyMFm2007CZ14DEER2017 | 0
42958.3843 | Appl-CW-Front-GasDHW-GasDry-Tier3 | MFm | 2007 | CZ15 | rDXGF | -1 | Household | 1 | 1094.6 | -15.5 | 0 | 0 | -18.2 | 0 | 2.4 | 0 | 0 | 0.3 | -0.1 | 0.4 | 0 | 0 | 0 | 0 | 8.73 | 8.21 | -0.11 | 0.63 | -0.002 | 0 | -0.003 | -16.8 | 0 | 0 | -18.9 | 0 | 2 | 0 | 0 | 0.2 | -0.1 | 0.3 | 0 | 0 | 0 | 0 | 8.22 | 7.63 | -0.09 | 0.69 | -0.002 | 0 | -0.003 | PreCW-Front-GasDHW-GasDry | Appl-CW-Front-GasDHW-GasDry-Tier3AnyMFm2007CZ15DEER2017 | 0
42958.3843 | Appl-CW-Front-GasDHW-GasDry-Tier3 | MFm | 2007 | CZ16 | rDXGF | -1 | Household | 1 | 998.7 | -17 | 0 | 0 | -18.3 | 0 | 1.3 | 0 | -0.2 | 0.1 | -0.2 | 0.2 | 0 | 0 | 0 | 0 | 8.77 | 8.21 | -0.33 | 0.89 | -0.002 | 0 | -0.003 | -17.9 | 0 | 0 | -19 | 0 | 1 | 0 | -0.1 | 0.1 | -0.2 | 0.2 | 0 | 0 | 0 | 0 | 8.33 | 7.63 | -0.26 | 0.96 | -0.002 | 0 | -0.003 | PreCW-Front-GasDHW-GasDry | Appl-CW-Front-GasDHW-GasDry-Tier3AnyMFm2007CZ16DEER2017 | 0
42958.3843 | Appl-CW-Front-GasDHW-GasDry-Tier3 | MFm | 2011 | CZ01 | rDXGF | -1 | Household | 1 | 998.7 | -18.5 | 0 | 0 | -18.1 | 0 | 0 | 0 | -0.2 | -0.2 | -0.3 | 0 | 0 | 0 | 0 | 0 | 8.68 | 8.21 | -0.42 | 0.89 | -0.003 | 0 | -0.002 | -19.1 | 0 | 0 | -18.9 | 0 | 0 | 0 | -0.1 | -0.1 | -0.2 | 0 | 0 | 0 | 0 | 0 | 8.32 | 7.63 | -0.28 | 0.97 | -0.003 | 0 | -0.003 | PreCW-Front-GasDHW-GasDry | Appl-CW-Front-GasDHW-GasDry-Tier3AnyMFm2011CZ01DEER2017 | 0
42958.3843 | Appl-CW-Front-GasDHW-GasDry-Tier3 | MFm | 2011 | CZ02 | rDXGF | -1 | Household | 1 | 1073.2 | -17.2 | 0 | 0 | -18.1 | 0 | 0.9 | 0 | -0.1 | 0 | -0.1 | 0.1 | 0 | 0 | 0 | 0 | 8.8 | 8.21 | -0.23 | 0.83 | -0.001 | 0 | -0.003 | -18.1 | 0 | 0 | -18.9 | 0 | 0.7 | 0 | -0.1 | 0 | -0.1 | 0.1 | 0 | 0 | 0 | 0 | 8.33 | 7.63 | -0.18 | 0.9 | -0.001 | 0 | -0.003 | PreCW-Front-GasDHW-GasDry | Appl-CW-Front-GasDHW-GasDry-Tier3AnyMFm2011CZ02DEER2017 | 0
42958.3843 | Appl-CW-Front-GasDHW-GasDry-Tier3 | MFm | 2011 | CZ03 | rDXGF | -1 | Household | 1 | 998.7 | -18.2 | 0 | 0 | -18.1 | 0 | 0.1 | 0 | -0.1 | -0.1 | -0.1 | 0 | 0 | 0 | 0 | 0 | 8.72 | 8.21 | -0.31 | 0.83 | -0.003 | 0 | -0.003 | -19 | 0 | 0 | -18.9 | 0 | 0.1 | 0 | 0 | -0.1 | -0.1 | 0 | 0 | 0 | 0 | 0 | 8.27 | 7.63 | -0.24 | 0.9 | -0.003 | 0 | -0.003 | PreCW-Front-GasDHW-GasDry | Appl-CW-Front-GasDHW-GasDry-Tier3AnyMFm2011CZ03DEER2017 | 0
42958.3843 | Appl-CW-Front-GasDHW-GasDry-Tier3 | MFm | 2011 | CZ04 | rDXGF | -1 | Household | 1 | 998.7 | -18.5 | 0 | 0 | -18.1 | 0 | 0 | 0 | 0 | -0.1 | -0.2 | -0.1 | 0 | 0 | 0 | 0 | 8.79 | 8.21 | -0.22 | 0.81 | -0.005 | 0 | -0.002 | -19.5 | 0 | 0 | -18.8 | 0 | -0.3 | 0 | 0 | -0.1 | -0.1 | -0.1 | 0 | 0 | 0 | 0 | 8.31 | 7.63 | -0.18 | 0.87 | -0.005 | 0 | -0.002 | PreCW-Front-GasDHW-GasDry | Appl-CW-Front-GasDHW-GasDry-Tier3AnyMFm2011CZ04DEER2017 | 0
42958.3843 | Appl-CW-Front-GasDHW-GasDry-Tier3 | MFm | 2011 | CZ05 | rDXGF | -1 | Household | 1 | 998.7 | -18.1 | 0 | 0 | -18.1 | 0 | 0.2 | 0 | -0.1 | -0.1 | -0.1 | 0 | 0 | 0 | 0 | 0 | 8.77 | 8.21 | -0.28 | 0.84 | -0.002 | 0 | -0.003 | -18.9 | 0 | 0 | -18.9 | 0 | 0.1 | 0 | 0 | 0 | -0.1 | 0 | 0 | 0 | 0 | 0 | 8.31 | 7.63 | -0.22 | 0.91 | -0.002 | 0 | -0.003 | PreCW-Front-GasDHW-GasDry | Appl-CW-Front-GasDHW-GasDry-Tier3AnyMFm2011CZ05DEER2017 | 0
42958.3843 | Appl-CW-Front-GasDHW-GasDry-Tier3 | MFm | 2011 | CZ06 | rDXGF | -1 | Household | 1 | 1206 | -17 | 0 | 0 | -18.1 | 0 | 1.1 | 0 | -0.1 | 0.1 | -0.1 | 0.2 | 0 | 0 | 0 | 0 | 8.76 | 8.21 | -0.23 | 0.78 | -0.002 | 0 | -0.003 | -18 | 0 | 0 | -18.9 | 0 | 0.8 | 0 | -0.1 | 0.1 | -0.1 | 0.2 | 0 | 0 | 0 | 0 | 8.29 | 7.63 | -0.18 | 0.85 | -0.002 | 0 | -0.003 | PreCW-Front-GasDHW-GasDry | Appl-CW-Front-GasDHW-GasDry-Tier3AnyMFm2011CZ06DEER2017 | 0
42958.3843 | Appl-CW-Front-GasDHW-GasDry-Tier3 | MFm | 2011 | CZ07 | rDXGF | -1 | Household | 1 | 1206 | -15.7 | 0 | 0 | -18.2 | 0 | 2.2 | 0 | 0 | 0.3 | -0.1 | 0.4 | 0 | 0 | 0 | 0 | 8.8 | 8.21 | -0.18 | 0.78 | -0.002 | 0 | -0.003 | -17.1 | 0 | 0 | -18.9 | 0 | 1.7 | 0 | 0 | 0.3 | -0.1 | 0.3 | 0 | 0 | 0 | 0 | 8.32 | 7.63 | -0.14 | 0.84 | -0.002 | 0 | -0.003 | PreCW-Front-GasDHW-GasDry | Appl-CW-Front-GasDHW-GasDry-Tier3AnyMFm2011CZ07DEER2017 | 0
42958.3843 | Appl-CW-Front-GasDHW-GasDry-Tier3 | MFm | 2011 | CZ08 | rDXGF | -1 | Household | 1 | 1206 | -15.7 | 0 | 0 | -18.2 | 0 | 2.3 | 0 | 0 | 0.3 | -0.1 | 0.4 | 0 | 0 | 0 | 0 | 8.82 | 8.21 | -0.15 | 0.76 | -0.001 | 0 | -0.002 | -19.4 | 0 | 0 | -18.9 | 0 | -0.3 | 0 | 0 | -0.2 | -0.1 | 0 | 0 | 0 | 0 | 0 | 8.25 | 7.63 | -0.19 | 0.83 | -0.005 | 0 | -0.002 | PreCW-Front-GasDHW-GasDry | Appl-CW-Front-GasDHW-GasDry-Tier3AnyMFm2011CZ08DEER2017 | 0
42958.3843 | Appl-CW-Front-GasDHW-GasDry-Tier3 | MFm | 2011 | CZ09 | rDXGF | -1 | Household | 1 | 1126.6 | -16.4 | 0 | 0 | -18.2 | 0 | 1.6 | 0 | -0.1 | 0.2 | -0.1 | 0.3 | 0 | 0 | 0 | 0 | 8.8 | 8.21 | -0.17 | 0.76 | -0.001 | 0 | -0.002 | -17.5 | 0 | 0 | -19 | 0 | 1.3 | 0 | -0.1 | 0.1 | -0.1 | 0.2 | 0 | 0 | 0 | 0 | 8.32 | 7.63 | -0.13 | 0.82 | -0.002 | 0 | -0.002 | PreCW-Front-GasDHW-GasDry | Appl-CW-Front-GasDHW-GasDry-Tier3AnyMFm2011CZ09DEER2017 | 0
42958.3843 | Appl-CW-Front-GasDHW-GasDry-Tier3 | MFm | 2011 | CZ10 | rDXGF | -1 | Household | 1 | 1073.2 | -16.4 | 0 | 0 | -18.1 | 0 | 1.6 | 0 | 0 | 0.2 | 0 | 0.3 | 0 | 0 | 0 | 0 | 8.81 | 8.21 | -0.16 | 0.76 | -0.001 | 0 | -0.003 | -17.5 | 0 | 0 | -18.9 | 0 | 1.3 | 0 | 0 | 0.2 | 0 | 0.2 | 0 | 0 | 0 | 0 | 8.32 | 7.63 | -0.13 | 0.82 | -0.002 | 0 | -0.003 | PreCW-Front-GasDHW-GasDry | Appl-CW-Front-GasDHW-GasDry-Tier3AnyMFm2011CZ10DEER2017 | 0
42958.3843 | Appl-CW-Front-GasDHW-GasDry-Tier3 | MFm | 2011 | CZ11 | rDXGF | -1 | Household | 1 | 1073.2 | -16.4 | 0 | 0 | -18.3 | 0 | 1.7 | 0 | -0.1 | 0.1 | -0.2 | 0.3 | 0 | 0 | 0 | 0 | 8.72 | 8.21 | -0.25 | 0.77 | -0.002 | 0 | -0.003 | -17.6 | 0 | 0 | -19 | 0 | 1.4 | 0 | -0.1 | 0.1 | -0.1 | 0.2 | 0 | 0 | 0 | 0 | 8.25 | 7.63 | -0.2 | 0.84 | -0.003 | 0 | -0.003 | PreCW-Front-GasDHW-GasDry | Appl-CW-Front-GasDHW-GasDry-Tier3AnyMFm2011CZ11DEER2017 | 0
42958.3843 | Appl-CW-Front-GasDHW-GasDry-Tier3 | MFm | 2011 | CZ12 | rDXGF | -1 | Household | 1 | 1073.2 | -16.5 | 0 | 0 | -18.2 | 0 | 1.6 | 0 | 0 | 0.2 | -0.1 | 0.2 | 0 | 0 | 0 | 0 | 8.78 | 8.21 | -0.22 | 0.79 | -0.001 | 0 | -0.003 | -17.6 | 0 | 0 | -19 | 0 | 1.3 | 0 | 0 | 0.2 | -0.1 | 0.2 | 0 | 0 | 0 | 0 | 8.31 | 7.63 | -0.18 | 0.86 | -0.001 | 0 | -0.003 | PreCW-Front-GasDHW-GasDry | Appl-CW-Front-GasDHW-GasDry-Tier3AnyMFm2011CZ12DEER2017 | 0
42958.3843 | Appl-CW-Front-GasDHW-GasDry-Tier3 | MFm | 2011 | CZ13 | rDXGF | -1 | Household | 1 | 1073.2 | -16 | 0 | 0 | -18.2 | 0 | 2.1 | 0 | -0.1 | 0.2 | -0.1 | 0.3 | 0 | 0 | 0 | 0 | 8.73 | 8.21 | -0.23 | 0.76 | -0.001 | 0 | -0.003 | -17.1 | 0 | 0 | -18.9 | 0 | 1.8 | 0 | -0.1 | 0.2 | 0 | 0.2 | 0 | 0 | 0 | 0 | 8.26 | 7.63 | -0.18 | 0.83 | -0.002 | 0 | -0.003 | PreCW-Front-GasDHW-GasDry | Appl-CW-Front-GasDHW-GasDry-Tier3AnyMFm2011CZ13DEER2017 | 0
42958.3843 | Appl-CW-Front-GasDHW-GasDry-Tier3 | MFm | 2011 | CZ14 | rDXGF | -1 | Household | 1 | 1094.6 | -15.9 | 0 | 0 | -18.2 | 0 | 2.1 | 0 | 0 | 0.3 | -0.1 | 0.4 | 0 | 0 | 0 | 0 | 8.74 | 8.21 | -0.24 | 0.77 | -0.002 | 0 | -0.003 | -17 | 0 | 0 | -19 | 0 | 1.8 | 0 | 0 | 0.3 | -0.1 | 0.3 | 0 | 0 | 0 | 0 | 8.27 | 7.63 | -0.19 | 0.84 | -0.002 | 0 | -0.003 | PreCW-Front-GasDHW-GasDry | Appl-CW-Front-GasDHW-GasDry-Tier3AnyMFm2011CZ14DEER2017 | 0
42958.3843 | Appl-CW-Front-GasDHW-GasDry-Tier3 | MFm | 2011 | CZ15 | rDXGF | -1 | Household | 1 | 1094.6 | -15.3 | 0 | 0 | -18.2 | 0 | 2.7 | 0 | -0.1 | 0.4 | 0 | 0.4 | 0 | 0 | 0 | 0 | 8.74 | 8.21 | -0.11 | 0.63 | -0.002 | 0 | -0.003 | -16.5 | 0 | 0 | -18.9 | 0 | 2.2 | 0 | -0.1 | 0.3 | 0 | 0.3 | 0 | 0 | 0 | 0 | 8.23 | 7.63 | -0.09 | 0.69 | -0.002 | 0 | -0.003 | PreCW-Front-GasDHW-GasDry | Appl-CW-Front-GasDHW-GasDry-Tier3AnyMFm2011CZ15DEER2017 | 0
42958.3843 | Appl-CW-Front-GasDHW-GasDry-Tier3 | MFm | 2011 | CZ16 | rDXGF | -1 | Household | 1 | 998.7 | -16.9 | 0 | 0 | -18.2 | 0 | 1.3 | 0 | -0.2 | 0.1 | -0.2 | 0.3 | 0 | 0 | 0 | 0 | 8.77 | 8.21 | -0.33 | 0.9 | -0.002 | 0 | -0.003 | -17.9 | 0 | 0 | -18.9 | 0 | 1.1 | 0 | -0.1 | 0.1 | -0.1 | 0.3 | 0 | 0 | 0 | 0 | 8.33 | 7.63 | -0.26 | 0.97 | -0.002 | 0 | -0.003 | PreCW-Front-GasDHW-GasDry | Appl-CW-Front-GasDHW-GasDry-Tier3AnyMFm2011CZ16DEER2017 | 0
42958.3843 | Appl-CW-Front-GasDHW-GasDry-Tier3 | MFm | 2015 | CZ01 | rDXGF | -1 | Household | 1 | 998.7 | -18.4 | 0 | 0 | -18.1 | 0 | 0 | 0 | -0.1 | -0.2 | -0.2 | 0 | 0 | 0 | 0 | 0 | 8.71 | 8.21 | -0.39 | 0.89 | -0.002 | 0 | -0.002 | -19.1 | 0 | 0 | -18.9 | 0 | 0 | 0 | -0.1 | -0.2 | -0.2 | 0 | 0 | 0 | 0 | 0 | 8.27 | 7.63 | -0.33 | 0.96 | -0.002 | 0 | -0.002 | PreCW-Front-GasDHW-GasDry | Appl-CW-Front-GasDHW-GasDry-Tier3AnyMFm2015CZ01DEER2017 | 0
42958.3843 | Appl-CW-Front-GasDHW-GasDry-Tier3 | MFm | 2015 | CZ02 | rDXGF | -1 | Household | 1 | 1073.2 | -17.2 | 0 | 0 | -18.1 | 0 | 0.9 | 0 | -0.1 | 0.1 | -0.1 | 0.1 | 0 | 0 | 0 | 0 | 8.79 | 8.21 | -0.24 | 0.83 | -0.002 | 0 | -0.003 | -18.1 | 0 | 0 | -18.9 | 0 | 0.8 | 0 | -0.1 | 0.1 | -0.1 | 0.1 | 0 | 0 | 0 | 0 | 8.33 | 7.63 | -0.18 | 0.9 | -0.002 | 0 | -0.003 | PreCW-Front-GasDHW-GasDry | Appl-CW-Front-GasDHW-GasDry-Tier3AnyMFm2015CZ02DEER2017 | 0
42958.3843 | Appl-CW-Front-GasDHW-GasDry-Tier3 | MFm | 2015 | CZ03 | rDXGF | -1 | Household | 1 | 998.7 | -18.2 | 0 | 0 | -18.1 | 0 | 0.1 | 0 | -0.1 | -0.1 | -0.1 | 0 | 0 | 0 | 0 | 0 | 8.78 | 8.21 | -0.25 | 0.83 | -0.002 | 0 | -0.002 | -19 | 0 | 0 | -18.9 | 0 | 0.1 | 0 | -0.1 | 0 | -0.1 | 0 | 0 | 0 | 0 | 0 | 8.31 | 7.63 | -0.21 | 0.9 | -0.003 | 0 | -0.002 | PreCW-Front-GasDHW-GasDry | Appl-CW-Front-GasDHW-GasDry-Tier3AnyMFm2015CZ03DEER2017 | 0
42958.3843 | Appl-CW-Front-GasDHW-GasDry-Tier3 | MFm | 2015 | CZ04 | rDXGF | -1 | Household | 1 | 998.7 | -16.2 | 0 | 0 | -18.1 | 0 | 1.8 | 0 | -0.1 | 0.2 | -0.1 | 0.3 | 0 | 0 | 0 | 0 | 8.84 | 8.21 | -0.17 | 0.81 | -0.001 | 0 | -0.002 | -17.2 | 0 | 0 | -18.9 | 0 | 1.5 | 0 | 0 | 0.2 | 0 | 0.2 | 0 | 0 | 0 | 0 | 8.36 | 7.63 | -0.13 | 0.88 | -0.001 | 0 | -0.002 | PreCW-Front-GasDHW-GasDry | Appl-CW-Front-GasDHW-GasDry-Tier3AnyMFm2015CZ04DEER2017 | 0
42958.3843 | Appl-CW-Front-GasDHW-GasDry-Tier3 | MFm | 2015 | CZ05 | rDXGF | -1 | Household | 1 | 998.7 | -17.7 | 0 | 0 | -18 | 0 | 0.4 | 0 | -0.1 | 0 | 0 | 0.1 | 0 | 0 | 0 | 0 | 8.85 | 8.21 | -0.19 | 0.84 | -0.002 | 0 | -0.002 | -18.5 | 0 | 0 | -18.8 | 0 | 0.3 | 0 | -0.1 | 0 | 0 | 0 | 0 | 0 | 0 | 0 | 8.38 | 7.63 | -0.15 | 0.91 | -0.003 | 0 | -0.002 | PreCW-Front-GasDHW-GasDry | Appl-CW-Front-GasDHW-GasDry-Tier3AnyMFm2015CZ05DEER2017 | 0
42958.3843 | Appl-CW-Front-GasDHW-GasDry-Tier3 | MFm | 2015 | CZ06 | rDXGF | -1 | Household | 1 | 1206 | -17.1 | 0 | 0 | -18.1 | 0 | 0.9 | 0 | -0.1 | 0 | -0.1 | 0.1 | 0 | 0 | 0 | 0 | 8.75 | 8.21 | -0.23 | 0.78 | -0.001 | 0 | -0.003 | -18.1 | 0 | 0 | -18.9 | 0 | 0.8 | 0 | -0.1 | 0 | -0.1 | 0.1 | 0 | 0 | 0 | 0 | 8.28 | 7.63 | -0.18 | 0.85 | -0.002 | 0 | -0.003 | PreCW-Front-GasDHW-GasDry | Appl-CW-Front-GasDHW-GasDry-Tier3AnyMFm2015CZ06DEER2017 | 0
42958.3843 | Appl-CW-Front-GasDHW-GasDry-Tier3 | MFm | 2015 | CZ07 | rDXGF | -1 | Household | 1 | 1206 | -16.7 | 0 | 0 | -18.2 | 0 | 1.4 | 0 | -0.1 | 0.1 | -0.1 | 0.2 | 0 | 0 | 0 | 0 | 8.79 | 8.21 | -0.19 | 0.78 | -0.002 | 0 | -0.002 | -17.8 | 0 | 0 | -18.9 | 0 | 1.1 | 0 | -0.1 | 0.1 | -0.1 | 0.2 | 0 | 0 | 0 | 0 | 8.31 | 7.63 | -0.15 | 0.84 | -0.002 | 0 | -0.003 | PreCW-Front-GasDHW-GasDry | Appl-CW-Front-GasDHW-GasDry-Tier3AnyMFm2015CZ07DEER2017 | 0
42958.3843 | Appl-CW-Front-GasDHW-GasDry-Tier3 | MFm | 2015 | CZ08 | rDXGF | -1 | Household | 1 | 1206 | -16.5 | 0 | 0 | -18.2 | 0 | 1.5 | 0 | 0 | 0.2 | 0 | 0.3 | 0 | 0 | 0 | 0 | 8.8 | 8.21 | -0.17 | 0.76 | -0.001 | 0 | -0.002 | -17.5 | 0 | 0 | -19 | 0 | 1.3 | 0 | 0 | 0.2 | 0 | 0.2 | 0 | 0 | 0 | 0 | 8.31 | 7.63 | -0.14 | 0.83 | -0.002 | 0 | -0.002 | PreCW-Front-GasDHW-GasDry | Appl-CW-Front-GasDHW-GasDry-Tier3AnyMFm2015CZ08DEER2017 | 0
42958.3843 | Appl-CW-Front-GasDHW-GasDry-Tier3 | MFm | 2015 | CZ09 | rDXGF | -1 | Household | 1 | 1126.6 | -16.6 | 0 | 0 | -18.2 | 0 | 1.5 | 0 | 0 | 0.1 | -0.1 | 0.2 | 0 | 0 | 0 | 0 | 8.79 | 8.21 | -0.18 | 0.75 | -0.001 | 0 | -0.002 | -17.8 | 0 | 0 | -18.9 | 0 | 1.1 | 0 | 0 | 0.1 | -0.1 | 0.2 | 0 | 0 | 0 | 0 | 8.3 | 7.63 | -0.15 | 0.82 | -0.001 | 0 | -0.002 | PreCW-Front-GasDHW-GasDry | Appl-CW-Front-GasDHW-GasDry-Tier3AnyMFm2015CZ09DEER2017 | 0
42958.3843 | Appl-CW-Front-GasDHW-GasDry-Tier3 | MFm | 2015 | CZ10 | rDXGF | -1 | Household | 1 | 1073.2 | -17.9 | 0 | 0 | -18.2 | 0 | 0.5 | 0 | -0.1 | 0 | 0 | 0.1 | 0 | 0 | 0 | 0 | 8.77 | 8.21 | -0.19 | 0.75 | -0.003 | 0 | -0.002 | -18.9 | 0 | 0 | -19 | 0 | 0.2 | 0 | -0.1 | -0.1 | 0 | 0.1 | 0 | 0 | 0 | 0 | 8.28 | 7.63 | -0.16 | 0.82 | -0.004 | 0 | -0.003 | PreCW-Front-GasDHW-GasDry | Appl-CW-Front-GasDHW-GasDry-Tier3AnyMFm2015CZ10DEER2017 | 0
42958.3843 | Appl-CW-Front-GasDHW-GasDry-Tier3 | MFm | 2015 | CZ11 | rDXGF | -1 | Household | 1 | 1073.2 | -16.3 | 0 | 0 | -18.2 | 0 | 1.7 | 0 | 0 | 0.2 | -0.1 | 0.2 | 0 | 0 | 0 | 0 | 8.73 | 8.21 | -0.24 | 0.76 | -0.001 | 0 | -0.002 | -17.4 | 0 | 0 | -18.9 | 0 | 1.5 | 0 | 0 | 0.2 | -0.1 | 0.2 | 0 | 0 | 0 | 0 | 8.26 | 7.63 | -0.19 | 0.83 | -0.002 | 0 | -0.002 | PreCW-Front-GasDHW-GasDry | Appl-CW-Front-GasDHW-GasDry-Tier3AnyMFm2015CZ11DEER2017 | 0
42958.3843 | Appl-CW-Front-GasDHW-GasDry-Tier3 | MFm | 2015 | CZ12 | rDXGF | -1 | Household | 1 | 1073.2 | -16.8 | 0 | 0 | -18.2 | 0 | 1.4 | 0 | -0.1 | 0.1 | -0.1 | 0.2 | 0 | 0 | 0 | 0 | 8.78 | 8.21 | -0.22 | 0.79 | -0.001 | 0 | -0.003 | -17.8 | 0 | 0 | -18.9 | 0 | 1.1 | 0 | -0.1 | 0.1 | -0.1 | 0.1 | 0 | 0 | 0 | 0 | 8.31 | 7.63 | -0.17 | 0.86 | -0.001 | 0 | -0.003 | PreCW-Front-GasDHW-GasDry | Appl-CW-Front-GasDHW-GasDry-Tier3AnyMFm2015CZ12DEER2017 | 0
42958.3843 | Appl-CW-Front-GasDHW-GasDry-Tier3 | MFm | 2015 | CZ13 | rDXGF | -1 | Household | 1 | 1073.2 | -16.2 | 0 | 0 | -18.2 | 0 | 1.9 | 0 | -0.1 | 0.1 | -0.1 | 0.3 | 0 | 0 | 0 | 0 | 8.74 | 8.21 | -0.23 | 0.76 | -0.001 | 0 | -0.002 | -17.3 | 0 | 0 | -18.9 | 0 | 1.5 | 0 | -0.1 | 0.1 | -0.1 | 0.2 | 0 | 0 | 0 | 0 | 8.27 | 7.63 | -0.18 | 0.82 | -0.002 | 0 | -0.002 | PreCW-Front-GasDHW-GasDry | Appl-CW-Front-GasDHW-GasDry-Tier3AnyMFm2015CZ13DEER2017 | 0
42958.3843 | Appl-CW-Front-GasDHW-GasDry-Tier3 | MFm | 2015 | CZ14 | rDXGF | -1 | Household | 1 | 1094.6 | -16.1 | 0 | 0 | -18.2 | 0 | 2.1 | 0 | -0.1 | 0.2 | -0.1 | 0.3 | 0 | 0 | 0 | 0 | 8.74 | 8.21 | -0.25 | 0.77 | -0.001 | 0 | -0.002 | -17.2 | 0 | 0 | -18.9 | 0 | 1.8 | 0 | 0 | 0.1 | -0.1 | 0.2 | 0 | 0 | 0 | 0 | 8.27 | 7.63 | -0.19 | 0.84 | -0.002 | 0 | -0.002 | PreCW-Front-GasDHW-GasDry | Appl-CW-Front-GasDHW-GasDry-Tier3AnyMFm2015CZ14DEER2017 | 0
42958.3843 | Appl-CW-Front-GasDHW-GasDry-Tier3 | MFm | 2015 | CZ15 | rDXGF | -1 | Household | 1 | 1094.6 | -15.5 | 0 | 0 | -18.2 | 0 | 2.4 | 0 | -0.1 | 0.3 | 0 | 0.3 | 0 | 0 | 0 | 0 | 8.74 | 8.21 | -0.11 | 0.63 | -0.002 | 0 | -0.002 | -16.8 | 0 | 0 | -19 | 0 | 2 | 0 | -0.1 | 0.2 | 0 | 0.2 | 0 | 0 | 0 | 0 | 8.23 | 7.63 | -0.08 | 0.69 | -0.002 | 0 | -0.002 | PreCW-Front-GasDHW-GasDry | Appl-CW-Front-GasDHW-GasDry-Tier3AnyMFm2015CZ15DEER2017 | 0
42958.3843 | Appl-CW-Front-GasDHW-GasDry-Tier3 | MFm | 2015 | CZ16 | rDXGF | -1 | Household | 1 | 998.7 | -17.1 | 0 | 0 | -18.3 | 0 | 1.2 | 0 | -0.1 | 0.1 | -0.1 | 0.2 | 0 | 0 | 0 | 0 | 8.75 | 8.21 | -0.35 | 0.89 | -0.001 | 0 | -0.003 | -18 | 0 | 0 | -19 | 0 | 1 | 0 | -0.1 | 0.1 | -0.1 | 0.2 | 0 | 0 | 0 | 0 | 8.31 | 7.63 | -0.27 | 0.96 | -0.001 | 0 | -0.003 | PreCW-Front-GasDHW-GasDry | Appl-CW-Front-GasDHW-GasDry-Tier3AnyMFm2015CZ16DEER2017 | 0
42958.3843 | Appl-CW-Front-GasDHW-GasDry-Tier3 | MFm | 2017 | CZ01 | rDXGF | -1 | Household | 1 | 998.7 | -18.5 | 0 | 0 | -18.1 | 0 | 0 | 0 | -0.2 | -0.2 | -0.3 | 0 | 0 | 0 | 0 | 0 | 8.61 | 8.21 | -0.49 | 0.89 | -0.003 | 0 | -0.003 | -19 | 0 | 0 | -18.8 | 0 | 0 | 0 | -0.1 | 0 | -0.1 | 0 | 0 | 0 | 0 | 0 | 8.37 | 7.63 | -0.22 | 0.96 | -0.003 | 0 | -0.003 | PreCW-Front-GasDHW-GasDry | Appl-CW-Front-GasDHW-GasDry-Tier3AnyMFm2017CZ01DEER2017 | 0
42958.3843 | Appl-CW-Front-GasDHW-GasDry-Tier3 | MFm | 2017 | CZ02 | rDXGF | -1 | Household | 1 | 1073.2 | -17.3 | 0 | 0 | -18.1 | 0 | 0.9 | 0 | -0.1 | 0 | -0.1 | 0.2 | 0 | 0 | 0 | 0 | 8.8 | 8.21 | -0.23 | 0.83 | -0.001 | 0 | -0.003 | -18.2 | 0 | 0 | -18.9 | 0 | 0.7 | 0 | -0.1 | 0 | 0 | 0.1 | 0 | 0 | 0 | 0 | 8.33 | 7.63 | -0.18 | 0.9 | -0.002 | 0 | -0.003 | PreCW-Front-GasDHW-GasDry | Appl-CW-Front-GasDHW-GasDry-Tier3AnyMFm2017CZ02DEER2017 | 0
42958.3843 | Appl-CW-Front-GasDHW-GasDry-Tier3 | MFm | 2017 | CZ03 | rDXGF | -1 | Household | 1 | 998.7 | -18 | 0 | 0 | -18.1 | 0 | 0.2 | 0 | 0 | 0 | -0.1 | 0 | 0 | 0 | 0 | 0 | 8.9 | 8.21 | -0.14 | 0.83 | -0.002 | 0 | -0.002 | -18.9 | 0 | 0 | -18.9 | 0 | 0.1 | 0 | 0 | 0 | -0.1 | 0 | 0 | 0 | 0 | 0 | 8.33 | 7.63 | -0.2 | 0.9 | -0.002 | 0 | -0.002 | PreCW-Front-GasDHW-GasDry | Appl-CW-Front-GasDHW-GasDry-Tier3AnyMFm2017CZ03DEER2017 | 0
42958.3843 | Appl-CW-Front-GasDHW-GasDry-Tier3 | MFm | 2017 | CZ04 | rDXGF | -1 | Household | 1 | 998.7 | -16.9 | 0 | 0 | -18.1 | 0 | 1.1 | 0 | -0.1 | 0.1 | -0.1 | 0.2 | 0 | 0 | 0 | 0 | 8.85 | 8.21 | -0.17 | 0.8 | -0.002 | 0 | -0.002 | -17.9 | 0 | 0 | -18.9 | 0 | 0.9 | 0 | -0.1 | 0.1 | 0 | 0.1 | 0 | 0 | 0 | 0 | 8.37 | 7.63 | -0.13 | 0.87 | -0.002 | 0 | -0.002 | PreCW-Front-GasDHW-GasDry | Appl-CW-Front-GasDHW-GasDry-Tier3AnyMFm2017CZ04DEER2017 | 0
42958.3843 | Appl-CW-Front-GasDHW-GasDry-Tier3 | MFm | 2017 | CZ05 | rDXGF | -1 | Household | 1 | 998.7 | -17.7 | 0 | 0 | -18.1 | 0 | 0.4 | 0 | 0 | 0 | -0.1 | 0.1 | 0 | 0 | 0 | 0 | 8.86 | 8.21 | -0.19 | 0.83 | -0.002 | 0 | -0.003 | -18.4 | 0 | 0 | -18.9 | 0 | 0.4 | 0 | 0 | 0 | -0.1 | 0.1 | 0 | 0 | 0 | 0 | 8.4 | 7.63 | -0.13 | 0.91 | -0.002 | 0 | -0.003 | PreCW-Front-GasDHW-GasDry | Appl-CW-Front-GasDHW-GasDry-Tier3AnyMFm2017CZ05DEER2017 | 0
42958.3843 | Appl-CW-Front-GasDHW-GasDry-Tier3 | MFm | 2017 | CZ06 | rDXGF | -1 | Household | 1 | 1206 | -17.1 | 0 | 0 | -18.2 | 0 | 1 | 0 | -0.1 | 0.1 | -0.1 | 0.1 | 0 | 0 | 0 | 0 | 8.78 | 8.21 | -0.22 | 0.78 | -0.001 | 0 | -0.003 | -18.1 | 0 | 0 | -19 | 0 | 0.8 | 0 | -0.1 | 0.1 | -0.1 | 0.1 | 0 | 0 | 0 | 0 | 8.31 | 7.63 | -0.17 | 0.85 | -0.002 | 0 | -0.003 | PreCW-Front-GasDHW-GasDry | Appl-CW-Front-GasDHW-GasDry-Tier3AnyMFm2017CZ06DEER2017 | 0
42958.3843 | Appl-CW-Front-GasDHW-GasDry-Tier3 | MFm | 2017 | CZ07 | rDXGF | -1 | Household | 1 | 1206 | -16.4 | 0 | 0 | -18.2 | 0 | 1.6 | 0 | 0 | 0.2 | -0.1 | 0.3 | 0 | 0 | 0 | 0 | 8.79 | 8.21 | -0.19 | 0.77 | -0.002 | 0 | -0.002 | -17.5 | 0 | 0 | -19 | 0 | 1.3 | 0 | 0 | 0.2 | 0 | 0.2 | 0 | 0 | 0 | 0 | 8.31 | 7.63 | -0.15 | 0.83 | -0.002 | 0 | -0.003 | PreCW-Front-GasDHW-GasDry | Appl-CW-Front-GasDHW-GasDry-Tier3AnyMFm2017CZ07DEER2017 | 0
42958.3843 | Appl-CW-Front-GasDHW-GasDry-Tier3 | MFm | 2017 | CZ08 | rDXGF | -1 | Household | 1 | 1206 | -16.3 | 0 | 0 | -18.2 | 0 | 1.6 | 0 | 0 | 0.2 | -0.1 | 0.2 | 0 | 0 | 0 | 0 | 8.81 | 8.21 | -0.15 | 0.76 | -0.003 | 0 | -0.002 | -17.5 | 0 | 0 | -18.9 | 0 | 1.3 | 0 | 0 | 0.1 | -0.1 | 0.2 | 0 | 0 | 0 | 0 | 8.32 | 7.63 | -0.12 | 0.82 | -0.003 | 0 | -0.002 | PreCW-Front-GasDHW-GasDry | Appl-CW-Front-GasDHW-GasDry-Tier3AnyMFm2017CZ08DEER2017 | 0
42958.3843 | Appl-CW-Front-GasDHW-GasDry-Tier3 | MFm | 2017 | CZ09 | rDXGF | -1 | Household | 1 | 1126.6 | -16.7 | 0 | 0 | -18.1 | 0 | 1.4 | 0 | -0.1 | 0.1 | 0 | 0.3 | 0 | 0 | 0 | 0 | 8.79 | 8.21 | -0.18 | 0.76 | -0.002 | 0 | -0.002 | -17.8 | 0 | 0 | -18.9 | 0 | 1.1 | 0 | -0.1 | 0.1 | 0 | 0.2 | 0 | 0 | 0 | 0 | 8.31 | 7.63 | -0.14 | 0.82 | -0.002 | 0 | -0.002 | PreCW-Front-GasDHW-GasDry | Appl-CW-Front-GasDHW-GasDry-Tier3AnyMFm2017CZ09DEER2017 | 0
42958.3843 | Appl-CW-Front-GasDHW-GasDry-Tier3 | MFm | 2017 | CZ10 | rDXGF | -1 | Household | 1 | 1073.2 | -16.5 | 0 | 0 | -18.2 | 0 | 1.5 | 0 | 0 | 0.1 | 0 | 0.2 | 0 | 0 | 0 | 0 | 8.83 | 8.21 | -0.14 | 0.75 | -0.002 | 0 | -0.003 | -17.6 | 0 | 0 | -18.9 | 0 | 1.2 | 0 | 0 | 0.1 | 0 | 0.2 | 0 | 0 | 0 | 0 | 8.34 | 7.63 | -0.11 | 0.82 | -0.002 | 0 | -0.003 | PreCW-Front-GasDHW-GasDry | Appl-CW-Front-GasDHW-GasDry-Tier3AnyMFm2017CZ10DEER2017 | 0
42958.3843 | Appl-CW-Front-GasDHW-GasDry-Tier3 | MFm | 2017 | CZ11 | rDXGF | -1 | Household | 1 | 1073.2 | -17.2 | 0 | 0 | -18.2 | 0 | 1 | 0 | -0.1 | 0 | -0.1 | 0.1 | 0 | 0 | 0 | 0 | 8.72 | 8.21 | -0.27 | 0.77 | -0.003 | 0 | -0.003 | -18.3 | 0 | 0 | -19 | 0 | 0.7 | 0 | -0.1 | 0 | -0.1 | 0.1 | 0 | 0 | 0 | 0 | 8.24 | 7.63 | -0.22 | 0.84 | -0.003 | 0 | -0.003 | PreCW-Front-GasDHW-GasDry | Appl-CW-Front-GasDHW-GasDry-Tier3AnyMFm2017CZ11DEER2017 | 0
42958.3843 | Appl-CW-Front-GasDHW-GasDry-Tier3 | MFm | 2017 | CZ12 | rDXGF | -1 | Household | 1 | 1073.2 | -16.1 | 0 | 0 | -18.2 | 0 | 1.8 | 0 | 0 | 0.3 | 0 | 0.3 | 0 | 0 | 0 | 0 | 8.82 | 8.21 | -0.18 | 0.79 | -0.001 | 0 | -0.003 | -17.3 | 0 | 0 | -19 | 0 | 1.4 | 0 | 0 | 0.2 | 0 | 0.2 | 0 | 0 | 0 | 0 | 8.34 | 7.63 | -0.15 | 0.86 | -0.001 | 0 | -0.003 | PreCW-Front-GasDHW-GasDry | Appl-CW-Front-GasDHW-GasDry-Tier3AnyMFm2017CZ12DEER2017 | 0
42958.3843 | Appl-CW-Front-GasDHW-GasDry-Tier3 | MFm | 2017 | CZ13 | rDXGF | -1 | Household | 1 | 1073.2 | -16.3 | 0 | 0 | -18.3 | 0 | 1.8 | 0 | -0.1 | 0.2 | -0.1 | 0.3 | 0 | 0 | 0 | 0 | 8.75 | 8.21 | -0.22 | 0.75 | -0.002 | 0 | -0.002 | -17.4 | 0 | 0 | -19 | 0 | 1.4 | 0 | -0.1 | 0.1 | 0 | 0.3 | 0 | 0 | 0 | 0 | 8.27 | 7.63 | -0.17 | 0.82 | -0.002 | 0 | -0.003 | PreCW-Front-GasDHW-GasDry | Appl-CW-Front-GasDHW-GasDry-Tier3AnyMFm2017CZ13DEER2017 | 0
42958.3843 | Appl-CW-Front-GasDHW-GasDry-Tier3 | MFm | 2017 | CZ14 | rDXGF | -1 | Household | 1 | 1094.6 | -15.4 | 0 | 0 | -18.2 | 0 | 2.5 | 0 | -0.1 | 0.3 | -0.1 | 0.4 | 0 | 0 | 0 | 0 | 8.77 | 8.21 | -0.22 | 0.77 | -0.001 | 0 | -0.002 | -16.6 | 0 | 0 | -19 | 0 | 2.2 | 0 | -0.1 | 0.3 | 0 | 0.3 | 0 | 0 | 0 | 0 | 8.3 | 7.63 | -0.17 | 0.84 | -0.001 | 0 | -0.003 | PreCW-Front-GasDHW-GasDry | Appl-CW-Front-GasDHW-GasDry-Tier3AnyMFm2017CZ14DEER2017 | 0
42958.3843 | Appl-CW-Front-GasDHW-GasDry-Tier3 | MFm | 2017 | CZ15 | rDXGF | -1 | Household | 1 | 1094.6 | -14.5 | 0 | 0 | -18.2 | 0 | 3.4 | 0 | -0.1 | 0.4 | 0 | 0.4 | 0 | 0 | 0 | 0 | 8.76 | 8.21 | -0.09 | 0.63 | -0.001 | 0 | -0.002 | 6 | 0 | 0 | -18.8 | 0 | 21.9 | 0 | 0 | 2.9 | 0.1 | 2.8 | 0 | 0 | 0 | 0 | 8.43 | 7.63 | 0.12 | 0.68 | 0.009 | 0 | -0.003 | PreCW-Front-GasDHW-GasDry | Appl-CW-Front-GasDHW-GasDry-Tier3AnyMFm2017CZ15DEER2017 | 0
42958.3843 | Appl-CW-Front-GasDHW-GasDry-Tier3 | MFm | 2017 | CZ16 | rDXGF | -1 | Household | 1 | 998.7 | -17.2 | 0 | 0 | -18.3 | 0 | 1.2 | 0 | -0.1 | 0.1 | -0.2 | 0.2 | 0 | 0 | 0 | 0 | 8.77 | 8.21 | -0.34 | 0.89 | -0.002 | 0 | -0.003 | -18.1 | 0 | 0 | -19 | 0 | 1 | 0 | -0.1 | 0.1 | -0.1 | 0.2 | 0 | 0 | 0 | 0 | 8.33 | 7.63 | -0.27 | 0.97 | -0.002 | 0 | -0.003 | PreCW-Front-GasDHW-GasDry | Appl-CW-Front-GasDHW-GasDry-Tier3AnyMFm2017CZ16DEER2017 | 0
42958.3843 | Appl-CW-Front-GasDHW-GasDry-Tier3 | SFm | 1975 | CZ01 | rDXGF | -1 | Household | 1 | 1591 | -23 | 0 | 0 | -22.6 | 0 | 0 | 0 | -0.1 | -0.3 | -0.3 | 0 | 0 | 0 | 0 | 0 | 10.7 | 10.2 | -0.62 | 1.11 | -0.003 | 0 | -0.004 | -23.9 | 0 | 0 | -23.5 | 0 | 0 | 0 | -0.1 | -0.2 | -0.2 | 0 | 0 | 0 | 0 | 0 | 10.2 | 9.45 | -0.49 | 1.2 | -0.003 | 0 | -0.004 | PreCW-Front-GasDHW-GasDry | Appl-CW-Front-GasDHW-GasDry-Tier3AnySFm1975CZ01DEER2017 | 0
42958.3843 | Appl-CW-Front-GasDHW-GasDry-Tier3 | SFm | 1975 | CZ02 | rDXGF | -1 | Household | 1 | 1591 | -21.5 | 0 | 0 | -22.7 | 0 | 1.3 | 0 | 0 | -0.1 | -0.3 | 0.1 | 0 | 0 | 0 | 0 | 10.6 | 10.2 | -0.58 | 1.03 | 0.001 | 0 | -0.004 | -22.6 | 0 | 0 | -23.6 | 0 | 1.1 | 0 | 0 | -0.1 | -0.2 | 0.1 | 0 | 0 | 0 | 0 | 10.1 | 9.45 | -0.46 | 1.12 | 0 | 0 | -0.004 | PreCW-Front-GasDHW-GasDry | Appl-CW-Front-GasDHW-GasDry-Tier3AnySFm1975CZ02DEER2017 | 0
42958.3843 | Appl-CW-Front-GasDHW-GasDry-Tier3 | SFm | 1975 | CZ03 | rDXGF | -1 | Household | 1 | 1591 | -22.6 | 0 | 0 | -22.6 | 0 | 0.3 | 0 | -0.1 | -0.2 | -0.3 | 0.1 | 0 | 0 | 0 | 0 | 10.7 | 10.2 | -0.56 | 1.04 | 0 | 0 | -0.003 | -23.6 | 0 | 0 | -23.5 | 0 | 0.2 | 0 | -0.1 | -0.2 | -0.2 | 0 | 0 | 0 | 0 | 0 | 10.1 | 9.45 | -0.45 | 1.12 | -0.001 | 0 | -0.003 | PreCW-Front-GasDHW-GasDry | Appl-CW-Front-GasDHW-GasDry-Tier3AnySFm1975CZ03DEER2017 | 0
42958.3843 | Appl-CW-Front-GasDHW-GasDry-Tier3 | SFm | 1975 | CZ04 | rDXGF | -1 | Household | 1 | 1591 | -20.9 | 0 | 0 | -22.6 | 0 | 1.8 | 0 | -0.1 | 0 | -0.3 | 0.3 | 0 | 0 | 0 | 0 | 10.7 | 10.2 | -0.43 | 1 | 0 | 0 | -0.003 | -22.2 | 0 | 0 | -23.5 | 0 | 1.4 | 0 | -0.1 | 0 | -0.2 | 0.2 | 0 | 0 | 0 | 0 | 10.2 | 9.45 | -0.34 | 1.08 | -0.001 | 0 | -0.004 | PreCW-Front-GasDHW-GasDry | Appl-CW-Front-GasDHW-GasDry-Tier3AnySFm1975CZ04DEER2017 | 0
42958.3843 | Appl-CW-Front-GasDHW-GasDry-Tier3 | SFm | 1975 | CZ05 | rDXGF | -1 | Household | 1 | 1591 | -22.6 | 0 | 0 | -22.6 | 0 | 0.4 | 0 | -0.1 | -0.2 | -0.3 | 0.1 | 0 | 0 | 0 | 0 | 10.6 | 10.2 | -0.66 | 1.05 | -0.001 | 0 | -0.003 | -23.5 | 0 | 0 | -23.5 | 0 | 0.3 | 0 | -0.1 | -0.2 | -0.3 | 0.1 | 0 | 0 | 0 | 0 | 10.1 | 9.45 | -0.52 | 1.14 | -0.001 | 0 | -0.003 | PreCW-Front-GasDHW-GasDry | Appl-CW-Front-GasDHW-GasDry-Tier3AnySFm1975CZ05DEER2017 | 0
42958.3843 | Appl-CW-Front-GasDHW-GasDry-Tier3 | SFm | 1975 | CZ06 | rDXGF | -1 | Household | 1 | 1528 | -20.7 | 0 | 0 | -22.7 | 0 | 1.9 | 0 | -0.1 | 0.1 | -0.2 | 0.2 | 0 | 0 | 0 | 0 | 10.8 | 10.2 | -0.34 | 0.97 | 0 | 0 | -0.003 | -22.1 | 0 | 0 | -23.6 | 0 | 1.5 | 0 | -0.1 | 0 | -0.1 | 0.2 | 0 | 0 | 0 | 0 | 10.2 | 9.45 | -0.26 | 1.05 | -0.001 | 0 | -0.003 | PreCW-Front-GasDHW-GasDry | Appl-CW-Front-GasDHW-GasDry-Tier3AnySFm1975CZ06DEER2017 | 0
42958.3843 | Appl-CW-Front-GasDHW-GasDry-Tier3 | SFm | 1975 | CZ07 | rDXGF | -1 | Household | 1 | 1528 | -21.1 | 0 | 0 | -22.6 | 0 | 1.6 | 0 | 0 | 0 | -0.2 | 0.2 | 0 | 0 | 0 | 0 | 10.8 | 10.2 | -0.38 | 0.96 | -0.001 | 0 | -0.004 | -22.4 | 0 | 0 | -23.6 | 0 | 1.2 | 0 | 0 | 0 | -0.2 | 0.2 | 0 | 0 | 0 | 0 | 10.2 | 9.45 | -0.29 | 1.04 | -0.001 | 0 | -0.004 | PreCW-Front-GasDHW-GasDry | Appl-CW-Front-GasDHW-GasDry-Tier3AnySFm1975CZ07DEER2017 | 0
42958.3843 | Appl-CW-Front-GasDHW-GasDry-Tier3 | SFm | 1975 | CZ08 | rDXGF | -1 | Household | 1 | 1528 | -20 | 0 | 0 | -22.7 | 0 | 2.5 | 0 | -0.1 | 0.2 | -0.2 | 0.4 | 0 | 0 | 0 | 0 | 10.8 | 10.2 | -0.35 | 0.95 | 0 | 0 | -0.003 | -21.4 | 0 | 0 | -23.6 | 0 | 2 | 0 | -0.1 | 0.2 | -0.1 | 0.3 | 0 | 0 | 0 | 0 | 10.2 | 9.45 | -0.28 | 1.03 | -0.001 | 0 | -0.003 | PreCW-Front-GasDHW-GasDry | Appl-CW-Front-GasDHW-GasDry-Tier3AnySFm1975CZ08DEER2017 | 0
42958.3843 | Appl-CW-Front-GasDHW-GasDry-Tier3 | SFm | 1975 | CZ09 | rDXGF | -1 | Household | 1 | 1636 | -19.3 | 0 | 0 | -22.6 | 0 | 3.1 | 0 | 0 | 0.1 | -0.2 | 0.3 | 0 | 0 | 0 | 0 | 10.7 | 10.2 | -0.4 | 0.95 | -0.002 | 0 | -0.003 | -20.7 | 0 | 0 | -23.6 | 0 | 2.6 | 0 | 0 | 0.1 | -0.1 | 0.3 | 0 | 0 | 0 | 0 | 10.2 | 9.45 | -0.32 | 1.03 | -0.002 | 0 | -0.003 | PreCW-Front-GasDHW-GasDry | Appl-CW-Front-GasDHW-GasDry-Tier3AnySFm1975CZ09DEER2017 | 0
42958.3843 | Appl-CW-Front-GasDHW-GasDry-Tier3 | SFm | 1975 | CZ10 | rDXGF | -1 | Household | 1 | 1636 | -20.2 | 0 | 0 | -22.6 | 0 | 2.4 | 0 | 0 | 0 | -0.3 | 0.3 | 0 | 0 | 0 | 0 | 10.7 | 10.2 | -0.46 | 0.94 | 0 | 0 | -0.003 | -21.6 | 0 | 0 | -23.5 | 0 | 1.9 | 0 | 0 | 0 | -0.2 | 0.2 | 0 | 0 | 0 | 0 | 10.1 | 9.45 | -0.36 | 1.02 | -0.001 | 0 | -0.003 | PreCW-Front-GasDHW-GasDry | Appl-CW-Front-GasDHW-GasDry-Tier3AnySFm1975CZ10DEER2017 | 0
42958.3843 | Appl-CW-Front-GasDHW-GasDry-Tier3 | SFm | 1975 | CZ11 | rDXGF | -1 | Household | 1 | 1528 | -19.2 | 0 | 0 | -22.7 | 0 | 3.3 | 0 | 0 | 0.1 | -0.3 | 0.4 | 0 | 0 | 0 | 0 | 10.7 | 10.2 | -0.48 | 0.95 | 0 | 0 | -0.003 | -20.7 | 0 | 0 | -23.6 | 0 | 2.8 | 0 | 0 | 0.1 | -0.2 | 0.3 | 0 | 0 | 0 | 0 | 10.1 | 9.45 | -0.37 | 1.03 | -0.001 | 0 | -0.003 | PreCW-Front-GasDHW-GasDry | Appl-CW-Front-GasDHW-GasDry-Tier3AnySFm1975CZ11DEER2017 | 0
42958.3843 | Appl-CW-Front-GasDHW-GasDry-Tier3 | SFm | 1975 | CZ12 | rDXGF | -1 | Household | 1 | 1528 | -20.4 | 0 | 0 | -22.6 | 0 | 2.3 | 0 | -0.1 | 0 | -0.2 | 0.3 | 0 | 0 | 0 | 0 | 10.7 | 10.2 | -0.49 | 0.98 | 0 | 0 | -0.003 | -21.8 | 0 | 0 | -23.6 | 0 | 1.8 | 0 | -0.1 | 0.1 | -0.2 | 0.2 | 0 | 0 | 0 | 0 | 10.1 | 9.45 | -0.38 | 1.06 | -0.001 | 0 | -0.003 | PreCW-Front-GasDHW-GasDry | Appl-CW-Front-GasDHW-GasDry-Tier3AnySFm1975CZ12DEER2017 | 0
42958.3843 | Appl-CW-Front-GasDHW-GasDry-Tier3 | SFm | 1975 | CZ13 | rDXGF | -1 | Household | 1 | 1528 | -19.3 | 0 | 0 | -22.6 | 0 | 3.3 | 0 | 0 | 0.1 | -0.3 | 0.4 | 0 | 0 | 0 | 0 | 10.6 | 10.2 | -0.52 | 0.94 | 0 | 0 | -0.003 | -20.9 | 0 | 0 | -23.6 | 0 | 2.7 | 0 | 0 | 0.1 | -0.2 | 0.3 | 0 | 0 | 0 | 0 | 10.1 | 9.45 | -0.41 | 1.02 | -0.001 | 0 | -0.003 | PreCW-Front-GasDHW-GasDry | Appl-CW-Front-GasDHW-GasDry-Tier3AnySFm1975CZ13DEER2017 | 0
42958.3843 | Appl-CW-Front-GasDHW-GasDry-Tier3 | SFm | 1975 | CZ14 | rDXGF | -1 | Household | 1 | 1555 | -18.9 | 0 | 0 | -22.7 | 0 | 3.6 | 0 | -0.1 | 0.1 | -0.3 | 0.4 | 0 | 0 | 0 | 0 | 10.7 | 10.2 | -0.46 | 0.96 | -0.002 | 0 | -0.003 | -20.7 | 0 | 0 | -23.6 | 0 | 2.8 | 0 | 0 | 0.1 | -0.2 | 0.3 | 0 | 0 | 0 | 0 | 10.1 | 9.45 | -0.36 | 1.04 | -0.002 | 0 | -0.003 | PreCW-Front-GasDHW-GasDry | Appl-CW-Front-GasDHW-GasDry-Tier3AnySFm1975CZ14DEER2017 | 0
42958.3843 | Appl-CW-Front-GasDHW-GasDry-Tier3 | SFm | 1975 | CZ15 | rDXGF | -1 | Household | 1 | 1555 | -18.2 | 0 | 0 | -22.6 | 0 | 4.3 | 0 | -0.1 | 0.3 | -0.1 | 0.4 | 0 | 0 | 0 | 0 | 10.7 | 10.2 | -0.22 | 0.79 | -0.001 | 0 | -0.003 | -20 | 0 | 0 | -23.5 | 0 | 3.4 | 0 | -0.1 | 0.2 | -0.1 | 0.3 | 0 | 0 | 0 | 0 | 10.1 | 9.45 | -0.18 | 0.86 | -0.001 | 0 | -0.003 | PreCW-Front-GasDHW-GasDry | Appl-CW-Front-GasDHW-GasDry-Tier3AnySFm1975CZ15DEER2017 | 0
42958.3843 | Appl-CW-Front-GasDHW-GasDry-Tier3 | SFm | 1975 | CZ16 | rDXGF | -1 | Household | 1 | 1591 | -20.4 | 0 | 0 | -22.6 | 0 | 2.2 | 0 | -0.1 | 0 | -0.3 | 0.3 | 0 | 0 | 0 | 0 | 10.7 | 10.2 | -0.53 | 1.11 | -0.002 | 0 | -0.003 | -21.9 | 0 | 0 | -23.5 | 0 | 1.7 | 0 | -0.1 | 0 | -0.2 | 0.2 | 0 | 0 | 0 | 0 | 10.2 | 9.45 | -0.42 | 1.2 | -0.002 | 0 | -0.003 | PreCW-Front-GasDHW-GasDry | Appl-CW-Front-GasDHW-GasDry-Tier3AnySFm1975CZ16DEER2017 | 0
42958.3843 | Appl-CW-Front-GasDHW-GasDry-Tier3 | SFm | 1985 | CZ01 | rDXGF | -1 | Household | 1 | 1904 | -23.3 | 0 | 0 | -22.6 | 0 | 0 | 0 | -0.2 | -0.4 | -0.4 | 0 | 0 | 0 | 0 | 0 | 10.5 | 10.2 | -0.81 | 1.11 | -0.003 | 0 | -0.003 | -24.1 | 0 | 0 | -23.5 | 0 | 0 | 0 | -0.1 | -0.3 | -0.3 | 0 | 0 | 0 | 0 | 0 | 10 | 9.45 | -0.64 | 1.2 | -0.004 | 0 | -0.003 | PreCW-Front-GasDHW-GasDry | Appl-CW-Front-GasDHW-GasDry-Tier3AnySFm1985CZ01DEER2017 | 0
42958.3843 | Appl-CW-Front-GasDHW-GasDry-Tier3 | SFm | 1985 | CZ02 | rDXGF | -1 | Household | 1 | 1904 | -21.8 | 0 | 0 | -22.7 | 0 | 1.1 | 0 | -0.1 | -0.2 | -0.3 | 0.1 | 0 | 0 | 0 | 0 | 10.5 | 10.2 | -0.68 | 1.03 | -0.001 | 0 | -0.003 | -22.9 | 0 | 0 | -23.6 | 0 | 0.9 | 0 | -0.1 | -0.2 | -0.3 | 0.1 | 0 | 0 | 0 | 0 | 10 | 9.45 | -0.53 | 1.12 | -0.002 | 0 | -0.003 | PreCW-Front-GasDHW-GasDry | Appl-CW-Front-GasDHW-GasDry-Tier3AnySFm1985CZ02DEER2017 | 0
42958.3843 | Appl-CW-Front-GasDHW-GasDry-Tier3 | SFm | 1985 | CZ03 | rDXGF | -1 | Household | 1 | 1904 | -22.2 | 0 | 0 | -22.7 | 0 | 0.8 | 0 | -0.2 | -0.3 | -0.4 | 0.1 | 0 | 0 | 0 | 0 | 10.5 | 10.2 | -0.75 | 1.04 | 0 | 0 | -0.003 | -23.3 | 0 | 0 | -23.6 | 0 | 0.6 | 0 | -0.1 | -0.2 | -0.3 | 0.1 | 0 | 0 | 0 | 0 | 9.99 | 9.45 | -0.59 | 1.13 | -0.001 | 0 | -0.003 | PreCW-Front-GasDHW-GasDry | Appl-CW-Front-GasDHW-GasDry-Tier3AnySFm1985CZ03DEER2017 | 0
42958.3843 | Appl-CW-Front-GasDHW-GasDry-Tier3 | SFm | 1985 | CZ04 | rDXGF | -1 | Household | 1 | 1904 | -20.8 | 0 | 0 | -22.6 | 0 | 2 | 0 | -0.1 | 0 | -0.3 | 0.2 | 0 | 0 | 0 | 0 | 10.6 | 10.2 | -0.56 | 1.01 | 0.001 | 0 | -0.004 | -22.1 | 0 | 0 | -23.5 | 0 | 1.6 | 0 | -0.1 | 0 | -0.3 | 0.2 | 0 | 0 | 0 | 0 | 10.1 | 9.45 | -0.44 | 1.09 | 0 | 0 | -0.004 | PreCW-Front-GasDHW-GasDry | Appl-CW-Front-GasDHW-GasDry-Tier3AnySFm1985CZ04DEER2017 | 0
42958.3843 | Appl-CW-Front-GasDHW-GasDry-Tier3 | SFm | 1985 | CZ05 | rDXGF | -1 | Household | 1 | 1904 | -22.4 | 0 | 0 | -22.7 | 0 | 0.7 | 0 | -0.1 | -0.3 | -0.4 | 0.1 | 0 | 0 | 0 | 0 | 10.5 | 10.2 | -0.78 | 1.05 | 0.001 | 0 | -0.003 | -23.2 | 0 | 0 | -23.6 | 0 | 0.6 | 0 | -0.1 | -0.2 | -0.3 | 0.1 | 0 | 0 | 0 | 0 | 9.98 | 9.45 | -0.61 | 1.14 | 0 | 0 | -0.003 | PreCW-Front-GasDHW-GasDry | Appl-CW-Front-GasDHW-GasDry-Tier3AnySFm1985CZ05DEER2017 | 0
42958.3843 | Appl-CW-Front-GasDHW-GasDry-Tier3 | SFm | 1985 | CZ06 | rDXGF | -1 | Household | 1 | 2064 | -21 | 0 | 0 | -22.7 | 0 | 1.7 | 0 | 0 | 0 | -0.2 | 0.2 | 0 | 0 | 0 | 0 | 10.7 | 10.2 | -0.43 | 0.98 | 0 | 0 | -0.003 | -22.3 | 0 | 0 | -23.6 | 0 | 1.3 | 0 | 0 | 0 | -0.2 | 0.1 | 0 | 0 | 0 | 0 | 10.2 | 9.45 | -0.34 | 1.06 | -0.001 | 0 | -0.003 | PreCW-Front-GasDHW-GasDry | Appl-CW-Front-GasDHW-GasDry-Tier3AnySFm1985CZ06DEER2017 | 0
42958.3843 | Appl-CW-Front-GasDHW-GasDry-Tier3 | SFm | 1985 | CZ07 | rDXGF | -1 | Household | 1 | 2064 | -20.6 | 0 | 0 | -22.6 | 0 | 2 | 0 | -0.1 | 0.1 | -0.2 | 0.3 | 0 | 0 | 0 | 0 | 10.7 | 10.2 | -0.4 | 0.96 | -0.001 | 0 | -0.003 | -21.8 | 0 | 0 | -23.6 | 0 | 1.7 | 0 | -0.1 | 0.1 | -0.1 | 0.3 | 0 | 0 | 0 | 0 | 10.2 | 9.45 | -0.31 | 1.05 | -0.001 | 0 | -0.003 | PreCW-Front-GasDHW-GasDry | Appl-CW-Front-GasDHW-GasDry-Tier3AnySFm1985CZ07DEER2017 | 0
42958.3843 | Appl-CW-Front-GasDHW-GasDry-Tier3 | SFm | 1985 | CZ08 | rDXGF | -1 | Household | 1 | 2064 | -19.7 | 0 | 0 | -22.6 | 0 | 2.9 | 0 | 0 | 0.2 | -0.2 | 0.4 | 0 | 0 | 0 | 0 | 10.7 | 10.2 | -0.41 | 0.94 | -0.001 | 0 | -0.003 | -21.3 | 0 | 0 | -23.6 | 0 | 2.2 | 0 | 0 | 0.1 | -0.2 | 0.3 | 0 | 0 | 0 | 0 | 10.2 | 9.45 | -0.32 | 1.02 | -0.002 | 0 | -0.003 | PreCW-Front-GasDHW-GasDry | Appl-CW-Front-GasDHW-GasDry-Tier3AnySFm1985CZ08DEER2017 | 0
42958.3843 | Appl-CW-Front-GasDHW-GasDry-Tier3 | SFm | 1985 | CZ09 | rDXGF | -1 | Household | 1 | 1811 | -19.6 | 0 | 0 | -22.6 | 0 | 2.9 | 0 | 0 | 0.2 | -0.2 | 0.4 | 0 | 0 | 0 | 0 | 10.7 | 10.2 | -0.38 | 0.94 | 0 | 0 | -0.003 | -21.2 | 0 | 0 | -23.5 | 0 | 2.3 | 0 | 0 | 0.2 | -0.2 | 0.3 | 0 | 0 | 0 | 0 | 10.2 | 9.45 | -0.29 | 1.02 | 0 | 0 | -0.003 | PreCW-Front-GasDHW-GasDry | Appl-CW-Front-GasDHW-GasDry-Tier3AnySFm1985CZ09DEER2017 | 0
42958.3843 | Appl-CW-Front-GasDHW-GasDry-Tier3 | SFm | 1985 | CZ10 | rDXGF | -1 | Household | 1 | 1811 | -20 | 0 | 0 | -22.6 | 0 | 2.7 | 0 | 0 | 0 | -0.2 | 0.4 | 0 | 0 | 0 | 0 | 10.6 | 10.2 | -0.49 | 0.94 | 0 | 0 | -0.003 | -21.4 | 0 | 0 | -23.5 | 0 | 2.2 | 0 | 0 | 0 | -0.2 | 0.3 | 0 | 0 | 0 | 0 | 10.1 | 9.45 | -0.38 | 1.01 | 0 | 0 | -0.003 | PreCW-Front-GasDHW-GasDry | Appl-CW-Front-GasDHW-GasDry-Tier3AnySFm1985CZ10DEER2017 | 0
42958.3843 | Appl-CW-Front-GasDHW-GasDry-Tier3 | SFm | 1985 | CZ11 | rDXGF | -1 | Household | 1 | 1704 | -19.2 | 0 | 0 | -22.7 | 0 | 3.5 | 0 | -0.1 | 0.1 | -0.3 | 0.4 | 0 | 0 | 0 | 0 | 10.5 | 10.2 | -0.58 | 0.96 | -0.001 | 0 | -0.003 | -20.7 | 0 | 0 | -23.6 | 0 | 2.8 | 0 | -0.1 | 0.1 | -0.3 | 0.3 | 0 | 0 | 0 | 0 | 10 | 9.45 | -0.47 | 1.04 | -0.001 | 0 | -0.003 | PreCW-Front-GasDHW-GasDry | Appl-CW-Front-GasDHW-GasDry-Tier3AnySFm1985CZ11DEER2017 | 0
42958.3843 | Appl-CW-Front-GasDHW-GasDry-Tier3 | SFm | 1985 | CZ12 | rDXGF | -1 | Household | 1 | 1704 | -20.8 | 0 | 0 | -22.7 | 0 | 2 | 0 | 0 | 0 | -0.3 | 0.2 | 0 | 0 | 0 | 0 | 10.6 | 10.2 | -0.58 | 0.99 | 0 | 0 | -0.003 | -22 | 0 | 0 | -23.6 | 0 | 1.7 | 0 | 0 | 0 | -0.2 | 0.2 | 0 | 0 | 0 | 0 | 10.1 | 9.45 | -0.45 | 1.07 | -0.001 | 0 | -0.003 | PreCW-Front-GasDHW-GasDry | Appl-CW-Front-GasDHW-GasDry-Tier3AnySFm1985CZ12DEER2017 | 0
42958.3843 | Appl-CW-Front-GasDHW-GasDry-Tier3 | SFm | 1985 | CZ13 | rDXGF | -1 | Household | 1 | 1704 | -19.1 | 0 | 0 | -22.6 | 0 | 3.5 | 0 | 0 | 0.1 | -0.3 | 0.4 | 0 | 0 | 0 | 0 | 10.6 | 10.2 | -0.57 | 0.94 | -0.001 | 0 | -0.003 | -20.9 | 0 | 0 | -23.6 | 0 | 2.6 | 0 | 0 | 0.1 | -0.2 | 0.3 | 0 | 0 | 0 | 0 | 10 | 9.45 | -0.44 | 1.02 | -0.001 | 0 | -0.004 | PreCW-Front-GasDHW-GasDry | Appl-CW-Front-GasDHW-GasDry-Tier3AnySFm1985CZ13DEER2017 | 0
42958.3843 | Appl-CW-Front-GasDHW-GasDry-Tier3 | SFm | 1985 | CZ14 | rDXGF | -1 | Household | 1 | 1741 | -19.2 | 0 | 0 | -22.7 | 0 | 3.4 | 0 | 0 | 0.1 | -0.3 | 0.4 | 0 | 0 | 0 | 0 | 10.6 | 10.2 | -0.57 | 0.96 | -0.002 | 0 | -0.003 | -20.8 | 0 | 0 | -23.6 | 0 | 2.6 | 0 | 0 | 0.1 | -0.3 | 0.3 | 0 | 0 | 0 | 0 | 10.1 | 9.45 | -0.44 | 1.04 | -0.002 | 0 | -0.004 | PreCW-Front-GasDHW-GasDry | Appl-CW-Front-GasDHW-GasDry-Tier3AnySFm1985CZ14DEER2017 | 0
42958.3843 | Appl-CW-Front-GasDHW-GasDry-Tier3 | SFm | 1985 | CZ15 | rDXGF | -1 | Household | 1 | 1741 | -17.5 | 0 | 0 | -22.6 | 0 | 4.8 | 0 | 0 | 0.4 | -0.1 | 0.5 | 0 | 0 | 0 | 0 | 10.7 | 10.2 | -0.26 | 0.79 | -0.002 | 0 | -0.003 | -19.3 | 0 | 0 | -23.6 | 0 | 3.9 | 0 | 0 | 0.3 | -0.1 | 0.4 | 0 | 0 | 0 | 0 | 10.1 | 9.45 | -0.19 | 0.86 | -0.002 | 0 | -0.004 | PreCW-Front-GasDHW-GasDry | Appl-CW-Front-GasDHW-GasDry-Tier3AnySFm1985CZ15DEER2017 | 0
42958.3843 | Appl-CW-Front-GasDHW-GasDry-Tier3 | SFm | 1985 | CZ16 | rDXGF | -1 | Household | 1 | 1904 | -20.8 | 0 | 0 | -22.7 | 0 | 1.9 | 0 | -0.1 | -0.1 | -0.4 | 0.3 | 0 | 0 | 0 | 0 | 10.6 | 10.2 | -0.64 | 1.11 | -0.002 | 0 | -0.003 | -22.1 | 0 | 0 | -23.6 | 0 | 1.5 | 0 | -0.1 | 0 | -0.3 | 0.3 | 0 | 0 | 0 | 0 | 10.1 | 9.45 | -0.51 | 1.2 | -0.002 | 0 | -0.003 | PreCW-Front-GasDHW-GasDry | Appl-CW-Front-GasDHW-GasDry-Tier3AnySFm1985CZ16DEER2017 | 0
42958.3843 | Appl-CW-Front-GasDHW-GasDry-Tier3 | SFm | 1996 | CZ01 | rDXGF | -1 | Household | 1 | 2193 | -22.9 | 0 | 0 | -22.6 | 0 | 0 | 0 | -0.1 | -0.3 | -0.3 | 0 | 0 | 0 | 0 | 0 | 10.8 | 10.2 | -0.52 | 1.11 | -0.003 | 0 | -0.003 | -23.8 | 0 | 0 | -23.5 | 0 | 0 | 0 | -0.1 | -0.2 | -0.2 | 0 | 0 | 0 | 0 | 0 | 10.2 | 9.45 | -0.42 | 1.2 | -0.003 | 0 | -0.003 | PreCW-Front-GasDHW-GasDry | Appl-CW-Front-GasDHW-GasDry-Tier3AnySFm1996CZ01DEER2017 | 0
42958.3843 | Appl-CW-Front-GasDHW-GasDry-Tier3 | SFm | 1996 | CZ02 | rDXGF | -1 | Household | 1 | 2193 | -21.9 | 0 | 0 | -22.7 | 0 | 0.9 | 0 | -0.1 | -0.2 | -0.3 | 0.1 | 0 | 0 | 0 | 0 | 10.7 | 10.2 | -0.51 | 1.03 | -0.001 | 0 | -0.003 | -22.7 | 0 | 0 | -23.6 | 0 | 0.9 | 0 | -0.1 | -0.1 | -0.2 | 0.1 | 0 | 0 | 0 | 0 | 10.2 | 9.45 | -0.4 | 1.12 | -0.001 | 0 | -0.003 | PreCW-Front-GasDHW-GasDry | Appl-CW-Front-GasDHW-GasDry-Tier3AnySFm1996CZ02DEER2017 | 0
42958.3843 | Appl-CW-Front-GasDHW-GasDry-Tier3 | SFm | 1996 | CZ03 | rDXGF | -1 | Household | 1 | 2193 | -22.3 | 0 | 0 | -22.7 | 0 | 0.6 | 0 | -0.1 | -0.2 | -0.2 | 0.1 | 0 | 0 | 0 | 0 | 10.7 | 10.2 | -0.53 | 1.03 | 0 | 0 | -0.003 | -23.5 | 0 | 0 | -23.6 | 0 | 0.3 | 0 | -0.1 | -0.1 | -0.2 | 0 | 0 | 0 | 0 | 0 | 10.2 | 9.45 | -0.41 | 1.12 | -0.001 | 0 | -0.003 | PreCW-Front-GasDHW-GasDry | Appl-CW-Front-GasDHW-GasDry-Tier3AnySFm1996CZ03DEER2017 | 0
42958.3843 | Appl-CW-Front-GasDHW-GasDry-Tier3 | SFm | 1996 | CZ04 | rDXGF | -1 | Household | 1 | 2193 | -20.6 | 0 | 0 | -22.6 | 0 | 2.1 | 0 | -0.1 | 0 | -0.2 | 0.3 | 0 | 0 | 0 | 0 | 10.7 | 10.2 | -0.48 | 1 | -0.001 | 0 | -0.003 | -22 | 0 | 0 | -23.5 | 0 | 1.6 | 0 | -0.1 | 0 | -0.2 | 0.2 | 0 | 0 | 0 | 0 | 10.2 | 9.45 | -0.37 | 1.09 | -0.001 | 0 | -0.003 | PreCW-Front-GasDHW-GasDry | Appl-CW-Front-GasDHW-GasDry-Tier3AnySFm1996CZ04DEER2017 | 0
42958.3843 | Appl-CW-Front-GasDHW-GasDry-Tier3 | SFm | 1996 | CZ05 | rDXGF | -1 | Household | 1 | 2193 | -22.7 | 0 | 0 | -22.7 | 0 | 0.4 | 0 | -0.1 | -0.3 | -0.4 | 0.1 | 0 | 0 | 0 | 0 | 10.5 | 10.2 | -0.74 | 1.05 | -0.001 | 0 | -0.003 | -23.6 | 0 | 0 | -23.6 | 0 | 0.3 | 0 | 0 | -0.2 | -0.3 | 0.1 | 0 | 0 | 0 | 0 | 10 | 9.45 | -0.58 | 1.14 | -0.002 | 0 | -0.003 | PreCW-Front-GasDHW-GasDry | Appl-CW-Front-GasDHW-GasDry-Tier3AnySFm1996CZ05DEER2017 | 0
42958.3843 | Appl-CW-Front-GasDHW-GasDry-Tier3 | SFm | 1996 | CZ06 | rDXGF | -1 | Household | 1 | 2297 | -25.3 | 0 | 0 | -22.6 | 0 | -2.2 | 0 | 0 | -0.5 | -0.2 | -0.3 | 0 | 0 | 0 | 0 | 10.8 | 10.2 | -0.36 | 0.98 | 0.003 | 0 | -0.003 | -22.6 | 0 | 0 | -23.5 | 0 | 1 | 0 | 0 | -0.1 | -0.2 | 0.1 | 0 | 0 | 0 | 0 | 10.2 | 9.45 | -0.29 | 1.06 | -0.002 | 0 | -0.003 | PreCW-Front-GasDHW-GasDry | Appl-CW-Front-GasDHW-GasDry-Tier3AnySFm1996CZ06DEER2017 | 0
42958.3843 | Appl-CW-Front-GasDHW-GasDry-Tier3 | SFm | 1996 | CZ07 | rDXGF | -1 | Household | 1 | 2297 | -20.6 | 0 | 0 | -22.6 | 0 | 1.9 | 0 | 0 | 0.1 | -0.2 | 0.3 | 0 | 0 | 0 | 0 | 10.8 | 10.2 | -0.31 | 0.97 | -0.001 | 0 | -0.003 | -21.9 | 0 | 0 | -23.6 | 0 | 1.6 | 0 | 0 | 0.1 | -0.2 | 0.3 | 0 | 0 | 0 | 0 | 10.3 | 9.45 | -0.24 | 1.05 | -0.002 | 0 | -0.003 | PreCW-Front-GasDHW-GasDry | Appl-CW-Front-GasDHW-GasDry-Tier3AnySFm1996CZ07DEER2017 | 0
42958.3843 | Appl-CW-Front-GasDHW-GasDry-Tier3 | SFm | 1996 | CZ08 | rDXGF | -1 | Household | 1 | 2297 | -22.6 | 0 | 0 | -22.7 | 0 | 0.3 | 0 | 0 | -0.2 | -0.2 | 0 | 0 | 0 | 0 | 0 | 10.8 | 10.2 | -0.31 | 0.95 | -0.003 | 0 | -0.003 | -21.2 | 0 | 0 | -23.6 | 0 | 2.2 | 0 | 0 | 0.1 | -0.2 | 0.3 | 0 | 0 | 0 | 0 | 10.2 | 9.45 | -0.24 | 1.02 | -0.002 | 0 | -0.003 | PreCW-Front-GasDHW-GasDry | Appl-CW-Front-GasDHW-GasDry-Tier3AnySFm1996CZ08DEER2017 | 0
42958.3843 | Appl-CW-Front-GasDHW-GasDry-Tier3 | SFm | 1996 | CZ09 | rDXGF | -1 | Household | 1 | 2186 | -19.8 | 0 | 0 | -22.6 | 0 | 2.7 | 0 | -0.1 | 0.2 | -0.2 | 0.4 | 0 | 0 | 0 | 0 | 10.8 | 10.2 | -0.34 | 0.95 | -0.001 | 0 | -0.003 | -21.3 | 0 | 0 | -23.5 | 0 | 2.1 | 0 | -0.1 | 0.1 | -0.1 | 0.3 | 0 | 0 | 0 | 0 | 10.2 | 9.45 | -0.27 | 1.03 | -0.001 | 0 | -0.003 | PreCW-Front-GasDHW-GasDry | Appl-CW-Front-GasDHW-GasDry-Tier3AnySFm1996CZ09DEER2017 | 0
42958.3843 | Appl-CW-Front-GasDHW-GasDry-Tier3 | SFm | 1996 | CZ10 | rDXGF | -1 | Household | 1 | 2186 | -19.5 | 0 | 0 | -22.7 | 0 | 3 | 0 | -0.1 | 0.2 | -0.2 | 0.3 | 0 | 0 | 0 | 0 | 10.7 | 10.2 | -0.44 | 0.94 | 0 | 0 | -0.003 | -20.9 | 0 | 0 | -23.6 | 0 | 2.5 | 0 | 0 | 0.2 | -0.1 | 0.3 | 0 | 0 | 0 | 0 | 10.1 | 9.45 | -0.34 | 1.02 | -0.001 | 0 | -0.003 | PreCW-Front-GasDHW-GasDry | Appl-CW-Front-GasDHW-GasDry-Tier3AnySFm1996CZ10DEER2017 | 0
42958.3843 | Appl-CW-Front-GasDHW-GasDry-Tier3 | SFm | 1996 | CZ11 | rDXGF | -1 | Household | 1 | 2032 | -19.3 | 0 | 0 | -22.7 | 0 | 3.3 | 0 | 0 | 0.1 | -0.2 | 0.4 | 0 | 0 | 0 | 0 | 10.6 | 10.2 | -0.51 | 0.95 | -0.001 | 0 | -0.003 | -20.8 | 0 | 0 | -23.6 | 0 | 2.8 | 0 | 0 | 0.1 | -0.2 | 0.3 | 0 | 0 | 0 | 0 | 10.1 | 9.45 | -0.4 | 1.03 | -0.002 | 0 | -0.003 | PreCW-Front-GasDHW-GasDry | Appl-CW-Front-GasDHW-GasDry-Tier3AnySFm1996CZ11DEER2017 | 0
42958.3843 | Appl-CW-Front-GasDHW-GasDry-Tier3 | SFm | 1996 | CZ12 | rDXGF | -1 | Household | 1 | 2032 | -20.2 | 0 | 0 | -22.6 | 0 | 2.5 | 0 | 0 | 0 | -0.2 | 0.3 | 0 | 0 | 0 | 0 | 10.7 | 10.2 | -0.5 | 0.99 | 0 | 0 | -0.003 | -21.6 | 0 | 0 | -23.6 | 0 | 2 | 0 | 0 | 0 | -0.2 | 0.3 | 0 | 0 | 0 | 0 | 10.1 | 9.45 | -0.39 | 1.07 | -0.001 | 0 | -0.003 | PreCW-Front-GasDHW-GasDry | Appl-CW-Front-GasDHW-GasDry-Tier3AnySFm1996CZ12DEER2017 | 0
42958.3843 | Appl-CW-Front-GasDHW-GasDry-Tier3 | SFm | 1996 | CZ13 | rDXGF | -1 | Household | 1 | 2032 | -19 | 0 | 0 | -22.7 | 0 | 3.6 | 0 | 0 | 0.2 | -0.3 | 0.5 | 0 | 0 | 0 | 0 | 10.6 | 10.2 | -0.54 | 0.94 | 0 | 0 | -0.003 | -20.4 | 0 | 0 | -23.6 | 0 | 3.2 | 0 | 0 | 0.2 | -0.2 | 0.4 | 0 | 0 | 0 | 0 | 10.1 | 9.45 | -0.42 | 1.02 | -0.001 | 0 | -0.004 | PreCW-Front-GasDHW-GasDry | Appl-CW-Front-GasDHW-GasDry-Tier3AnySFm1996CZ13DEER2017 | 0
42958.3843 | Appl-CW-Front-GasDHW-GasDry-Tier3 | SFm | 1996 | CZ14 | rDXGF | -1 | Household | 1 | 1758 | -19.3 | 0 | 0 | -22.7 | 0 | 3.3 | 0 | 0 | 0.1 | -0.3 | 0.4 | 0 | 0 | 0 | 0 | 10.6 | 10.2 | -0.51 | 0.97 | -0.002 | 0 | -0.003 | -21 | 0 | 0 | -23.6 | 0 | 2.6 | 0 | 0 | 0.1 | -0.2 | 0.3 | 0 | 0 | 0 | 0 | 10.1 | 9.45 | -0.4 | 1.05 | -0.002 | 0 | -0.003 | PreCW-Front-GasDHW-GasDry | Appl-CW-Front-GasDHW-GasDry-Tier3AnySFm1996CZ14DEER2017 | 0
42958.3843 | Appl-CW-Front-GasDHW-GasDry-Tier3 | SFm | 1996 | CZ15 | rDXGF | -1 | Household | 1 | 1758 | -17.2 | 0 | 0 | -22.7 | 0 | 5 | 0 | 0 | 0.5 | -0.1 | 0.6 | 0 | 0 | 0 | 0 | 10.7 | 10.2 | -0.25 | 0.79 | -0.002 | 0 | -0.003 | -19.2 | 0 | 0 | -23.6 | 0 | 4 | 0 | 0 | 0.4 | -0.1 | 0.5 | 0 | 0 | 0 | 0 | 10.1 | 9.45 | -0.2 | 0.86 | -0.002 | 0 | -0.003 | PreCW-Front-GasDHW-GasDry | Appl-CW-Front-GasDHW-GasDry-Tier3AnySFm1996CZ15DEER2017 | 0
42958.3843 | Appl-CW-Front-GasDHW-GasDry-Tier3 | SFm | 1996 | CZ16 | rDXGF | -1 | Household | 1 | 2193 | -20.7 | 0 | 0 | -22.6 | 0 | 1.8 | 0 | -0.1 | 0 | -0.2 | 0.3 | 0 | 0 | 0 | 0 | 10.9 | 10.2 | -0.42 | 1.1 | -0.002 | 0 | -0.003 | -22.1 | 0 | 0 | -23.5 | 0 | 1.4 | 0 | 0 | 0 | -0.1 | 0.2 | 0 | 0 | 0 | 0 | 10.3 | 9.45 | -0.33 | 1.2 | -0.001 | 0 | -0.004 | PreCW-Front-GasDHW-GasDry | Appl-CW-Front-GasDHW-GasDry-Tier3AnySFm1996CZ16DEER2017 | 0
42958.3843 | Appl-CW-Front-GasDHW-GasDry-Tier3 | SFm | 2003 | CZ01 | rDXGF | -1 | Household | 1 | 2295.6 | -22.9 | 0 | 0 | -22.6 | 0 | 0 | 0 | -0.1 | -0.2 | -0.2 | 0 | 0 | 0 | 0 | 0 | 10.7 | 10.2 | -0.57 | 1.11 | -0.003 | 0 | -0.003 | -23.8 | 0 | 0 | -23.6 | 0 | 0 | 0 | -0.1 | -0.2 | -0.2 | 0 | 0 | 0 | 0 | 0 | 10.2 | 9.45 | -0.44 | 1.2 | -0.003 | 0 | -0.003 | PreCW-Front-GasDHW-GasDry | Appl-CW-Front-GasDHW-GasDry-Tier3AnySFm2003CZ01DEER2017 | 0
42958.3843 | Appl-CW-Front-GasDHW-GasDry-Tier3 | SFm | 2003 | CZ02 | rDXGF | -1 | Household | 1 | 1948.8 | -21.3 | 0 | 0 | -22.6 | 0 | 1.5 | 0 | -0.1 | -0.1 | -0.3 | 0.2 | 0 | 0 | 0 | 0 | 10.7 | 10.2 | -0.51 | 1.03 | 0 | 0 | -0.003 | -22.5 | 0 | 0 | -23.6 | 0 | 1.2 | 0 | -0.1 | -0.1 | -0.2 | 0.2 | 0 | 0 | 0 | 0 | 10.2 | 9.45 | -0.4 | 1.12 | -0.001 | 0 | -0.003 | PreCW-Front-GasDHW-GasDry | Appl-CW-Front-GasDHW-GasDry-Tier3AnySFm2003CZ02DEER2017 | 0
42958.3843 | Appl-CW-Front-GasDHW-GasDry-Tier3 | SFm | 2003 | CZ03 | rDXGF | -1 | Household | 1 | 2295.6 | -22.4 | 0 | 0 | -22.7 | 0 | 0.6 | 0 | -0.1 | -0.2 | -0.3 | 0 | 0 | 0 | 0 | 0 | 10.7 | 10.2 | -0.55 | 1.04 | -0.001 | 0 | -0.003 | -23.3 | 0 | 0 | -23.6 | 0 | 0.5 | 0 | 0 | -0.1 | -0.2 | 0 | 0 | 0 | 0 | 0 | 10.1 | 9.45 | -0.43 | 1.12 | -0.002 | 0 | -0.003 | PreCW-Front-GasDHW-GasDry | Appl-CW-Front-GasDHW-GasDry-Tier3AnySFm2003CZ03DEER2017 | 0
42958.3843 | Appl-CW-Front-GasDHW-GasDry-Tier3 | SFm | 2003 | CZ04 | rDXGF | -1 | Household | 1 | 2295.6 | -20.3 | 0 | 0 | -22.6 | 0 | 2.3 | 0 | 0 | 0.1 | -0.2 | 0.3 | 0 | 0 | 0 | 0 | 10.7 | 10.2 | -0.45 | 1 | 0 | 0 | -0.004 | -21.8 | 0 | 0 | -23.5 | 0 | 1.8 | 0 | 0 | 0.1 | -0.2 | 0.2 | 0 | 0 | 0 | 0 | 10.2 | 9.45 | -0.35 | 1.09 | 0 | 0 | -0.004 | PreCW-Front-GasDHW-GasDry | Appl-CW-Front-GasDHW-GasDry-Tier3AnySFm2003CZ04DEER2017 | 0
42958.3843 | Appl-CW-Front-GasDHW-GasDry-Tier3 | SFm | 2003 | CZ05 | rDXGF | -1 | Household | 1 | 2295.6 | -22.5 | 0 | 0 | -22.7 | 0 | 0.4 | 0 | -0.1 | -0.2 | -0.3 | 0.1 | 0 | 0 | 0 | 0 | 10.5 | 10.2 | -0.69 | 1.05 | -0.001 | 0 | -0.003 | -23.5 | 0 | 0 | -23.6 | 0 | 0.3 | 0 | 0 | -0.2 | -0.2 | 0.1 | 0 | 0 | 0 | 0 | 10.1 | 9.45 | -0.55 | 1.14 | -0.002 | 0 | -0.003 | PreCW-Front-GasDHW-GasDry | Appl-CW-Front-GasDHW-GasDry-Tier3AnySFm2003CZ05DEER2017 | 0
42958.3843 | Appl-CW-Front-GasDHW-GasDry-Tier3 | SFm | 2003 | CZ06 | rDXGF | -1 | Household | 1 | 2392.9 | -20.1 | 0 | 0 | -22.6 | 0 | 2.5 | 0 | -0.1 | 0.2 | -0.2 | 0.4 | 0 | 0 | 0 | 0 | 10.8 | 10.2 | -0.32 | 0.98 | -0.003 | 0 | -0.003 | -21 | 0 | 0 | -23.6 | 0 | 2.4 | 0 | -0.1 | 0.2 | -0.2 | 0.4 | 0 | 0 | 0 | 0 | 10.3 | 9.45 | -0.25 | 1.06 | -0.001 | 0 | -0.003 | PreCW-Front-GasDHW-GasDry | Appl-CW-Front-GasDHW-GasDry-Tier3AnySFm2003CZ06DEER2017 | 0
42958.3843 | Appl-CW-Front-GasDHW-GasDry-Tier3 | SFm | 2003 | CZ07 | rDXGF | -1 | Household | 1 | 2392.9 | -20 | 0 | 0 | -22.6 | 0 | 2.5 | 0 | 0 | 0.1 | -0.2 | 0.3 | 0 | 0 | 0 | 0 | 10.8 | 10.2 | -0.38 | 0.96 | -0.001 | 0 | -0.003 | -21.5 | 0 | 0 | -23.6 | 0 | 2 | 0 | 0 | 0.1 | -0.2 | 0.3 | 0 | 0 | 0 | 0 | 10.2 | 9.45 | -0.29 | 1.04 | -0.002 | 0 | -0.003 | PreCW-Front-GasDHW-GasDry | Appl-CW-Front-GasDHW-GasDry-Tier3AnySFm2003CZ07DEER2017 | 0
42958.3843 | Appl-CW-Front-GasDHW-GasDry-Tier3 | SFm | 2003 | CZ08 | rDXGF | -1 | Household | 1 | 2392.9 | -17.9 | 0 | 0 | -22.7 | 0 | 4.4 | 0 | -0.1 | 0.5 | -0.1 | 0.6 | 0 | 0 | 0 | 0 | 10.8 | 10.2 | -0.32 | 0.95 | -0.002 | 0 | -0.004 | -19.6 | 0 | 0 | -23.6 | 0 | 3.7 | 0 | -0.1 | 0.4 | -0.1 | 0.5 | 0 | 0 | 0 | 0 | 10.2 | 9.45 | -0.25 | 1.03 | -0.002 | 0 | -0.004 | PreCW-Front-GasDHW-GasDry | Appl-CW-Front-GasDHW-GasDry-Tier3AnySFm2003CZ08DEER2017 | 0
42958.3843 | Appl-CW-Front-GasDHW-GasDry-Tier3 | SFm | 2003 | CZ09 | rDXGF | -1 | Household | 1 | 2422.9 | -19.7 | 0 | 0 | -22.7 | 0 | 2.8 | 0 | -0.1 | 0.1 | -0.2 | 0.3 | 0 | 0 | 0 | 0 | 10.8 | 10.2 | -0.37 | 0.95 | -0.002 | 0 | -0.003 | -21.3 | 0 | 0 | -23.6 | 0 | 2.2 | 0 | -0.1 | 0.1 | -0.2 | 0.2 | 0 | 0 | 0 | 0 | 10.2 | 9.45 | -0.29 | 1.03 | -0.002 | 0 | -0.003 | PreCW-Front-GasDHW-GasDry | Appl-CW-Front-GasDHW-GasDry-Tier3AnySFm2003CZ09DEER2017 | 0
42958.3843 | Appl-CW-Front-GasDHW-GasDry-Tier3 | SFm | 2003 | CZ10 | rDXGF | -1 | Household | 1 | 1948.8 | -19.4 | 0 | 0 | -22.7 | 0 | 3.1 | 0 | 0 | 0.2 | -0.3 | 0.4 | 0 | 0 | 0 | 0 | 10.7 | 10.2 | -0.44 | 0.94 | -0.002 | 0 | -0.003 | -20.9 | 0 | 0 | -23.6 | 0 | 2.5 | 0 | 0 | 0.2 | -0.2 | 0.4 | 0 | 0 | 0 | 0 | 10.1 | 9.45 | -0.35 | 1.02 | -0.002 | 0 | -0.003 | PreCW-Front-GasDHW-GasDry | Appl-CW-Front-GasDHW-GasDry-Tier3AnySFm2003CZ10DEER2017 | 0
42958.3843 | Appl-CW-Front-GasDHW-GasDry-Tier3 | SFm | 2003 | CZ11 | rDXGF | -1 | Household | 1 | 1948.8 | -19.6 | 0 | 0 | -22.7 | 0 | 3 | 0 | 0 | 0.1 | -0.3 | 0.4 | 0 | 0 | 0 | 0 | 10.6 | 10.2 | -0.49 | 0.95 | -0.001 | 0 | -0.003 | -21.3 | 0 | 0 | -23.6 | 0 | 2.3 | 0 | 0 | 0.1 | -0.2 | 0.3 | 0 | 0 | 0 | 0 | 10.1 | 9.45 | -0.39 | 1.04 | -0.002 | 0 | -0.003 | PreCW-Front-GasDHW-GasDry | Appl-CW-Front-GasDHW-GasDry-Tier3AnySFm2003CZ11DEER2017 | 0
42958.3843 | Appl-CW-Front-GasDHW-GasDry-Tier3 | SFm | 2003 | CZ12 | rDXGF | -1 | Household | 1 | 1948.8 | -20.7 | 0 | 0 | -22.6 | 0 | 2.1 | 0 | -0.1 | 0 | -0.2 | 0.2 | 0 | 0 | 0 | 0 | 10.7 | 10.2 | -0.48 | 0.98 | -0.001 | 0 | -0.004 | -22 | 0 | 0 | -23.6 | 0 | 1.6 | 0 | 0 | 0 | -0.2 | 0.2 | 0 | 0 | 0 | 0 | 10.1 | 9.45 | -0.37 | 1.07 | -0.001 | 0 | -0.004 | PreCW-Front-GasDHW-GasDry | Appl-CW-Front-GasDHW-GasDry-Tier3AnySFm2003CZ12DEER2017 | 0
42958.3843 | Appl-CW-Front-GasDHW-GasDry-Tier3 | SFm | 2003 | CZ13 | rDXGF | -1 | Household | 1 | 1948.8 | -19.8 | 0 | 0 | -22.7 | 0 | 2.8 | 0 | -0.1 | 0 | -0.2 | 0.4 | 0 | 0 | 0 | 0 | 10.6 | 10.2 | -0.49 | 0.95 | -0.001 | 0 | -0.003 | -21.3 | 0 | 0 | -23.6 | 0 | 2.3 | 0 | -0.1 | 0 | -0.2 | 0.3 | 0 | 0 | 0 | 0 | 10.1 | 9.45 | -0.38 | 1.03 | -0.002 | 0 | -0.003 | PreCW-Front-GasDHW-GasDry | Appl-CW-Front-GasDHW-GasDry-Tier3AnySFm2003CZ13DEER2017 | 0
42958.3843 | Appl-CW-Front-GasDHW-GasDry-Tier3 | SFm | 2003 | CZ14 | rDXGF | -1 | Household | 1 | 2160.9 | -19.1 | 0 | 0 | -22.6 | 0 | 3.4 | 0 | -0.1 | 0.1 | -0.2 | 0.5 | 0 | 0 | 0 | 0 | 10.6 | 10.2 | -0.5 | 0.96 | -0.001 | 0 | -0.003 | -20.8 | 0 | 0 | -23.6 | 0 | 2.7 | 0 | 0 | 0.1 | -0.2 | 0.4 | 0 | 0 | 0 | 0 | 10.1 | 9.45 | -0.4 | 1.04 | -0.002 | 0 | -0.003 | PreCW-Front-GasDHW-GasDry | Appl-CW-Front-GasDHW-GasDry-Tier3AnySFm2003CZ14DEER2017 | 0
42958.3843 | Appl-CW-Front-GasDHW-GasDry-Tier3 | SFm | 2003 | CZ15 | rDXGF | -1 | Household | 1 | 2160.9 | -18 | 0 | 0 | -22.7 | 0 | 4.3 | 0 | 0 | 0.4 | -0.1 | 0.4 | 0 | 0 | 0 | 0 | 10.7 | 10.2 | -0.24 | 0.79 | -0.001 | 0 | -0.003 | -19.8 | 0 | 0 | -23.6 | 0 | 3.4 | 0 | 0 | 0.3 | -0.1 | 0.3 | 0 | 0 | 0 | 0 | 10.1 | 9.45 | -0.19 | 0.86 | -0.002 | 0 | -0.003 | PreCW-Front-GasDHW-GasDry | Appl-CW-Front-GasDHW-GasDry-Tier3AnySFm2003CZ15DEER2017 | 0
42958.3843 | Appl-CW-Front-GasDHW-GasDry-Tier3 | SFm | 2003 | CZ16 | rDXGF | -1 | Household | 1 | 2295.6 | -21.1 | 0 | 0 | -22.6 | 0 | 1.6 | 0 | -0.1 | 0 | -0.2 | 0.2 | 0 | 0 | 0 | 0 | 10.9 | 10.2 | -0.41 | 1.1 | -0.001 | 0 | -0.003 | -22.2 | 0 | 0 | -23.5 | 0 | 1.4 | 0 | -0.1 | 0 | -0.2 | 0.2 | 0 | 0 | 0 | 0 | 10.3 | 9.45 | -0.33 | 1.2 | -0.002 | 0 | -0.003 | PreCW-Front-GasDHW-GasDry | Appl-CW-Front-GasDHW-GasDry-Tier3AnySFm2003CZ16DEER2017 | 0
42958.3843 | Appl-CW-Front-GasDHW-GasDry-Tier3 | SFm | 2007 | CZ01 | rDXGF | -1 | Household | 1 | 2295.6 | -22.9 | 0 | 0 | -22.6 | 0 | 0 | 0 | -0.1 | -0.2 | -0.2 | 0 | 0 | 0 | 0 | 0 | 10.7 | 10.2 | -0.57 | 1.11 | -0.003 | 0 | -0.003 | -23.8 | 0 | 0 | -23.5 | 0 | 0 | 0 | 0 | -0.2 | -0.2 | 0 | 0 | 0 | 0 | 0 | 10.2 | 9.45 | -0.45 | 1.2 | -0.004 | 0 | -0.003 | PreCW-Front-GasDHW-GasDry | Appl-CW-Front-GasDHW-GasDry-Tier3AnySFm2007CZ01DEER2017 | 0
42958.3843 | Appl-CW-Front-GasDHW-GasDry-Tier3 | SFm | 2007 | CZ02 | rDXGF | -1 | Household | 1 | 1948.8 | -21.6 | 0 | 0 | -22.6 | 0 | 1.3 | 0 | -0.1 | -0.1 | -0.3 | 0.2 | 0 | 0 | 0 | 0 | 10.6 | 10.2 | -0.61 | 1.04 | -0.001 | 0 | -0.003 | -22.7 | 0 | 0 | -23.6 | 0 | 1 | 0 | -0.1 | -0.1 | -0.3 | 0.2 | 0 | 0 | 0 | 0 | 10.1 | 9.45 | -0.48 | 1.12 | -0.002 | 0 | -0.004 | PreCW-Front-GasDHW-GasDry | Appl-CW-Front-GasDHW-GasDry-Tier3AnySFm2007CZ02DEER2017 | 0
42958.3843 | Appl-CW-Front-GasDHW-GasDry-Tier3 | SFm | 2007 | CZ03 | rDXGF | -1 | Household | 1 | 2295.6 | -22.4 | 0 | 0 | -22.7 | 0 | 0.5 | 0 | 0 | -0.2 | -0.3 | 0.1 | 0 | 0 | 0 | 0 | 10.7 | 10.2 | -0.56 | 1.03 | -0.001 | 0 | -0.003 | -23.4 | 0 | 0 | -23.6 | 0 | 0.4 | 0 | 0 | -0.1 | -0.2 | 0.1 | 0 | 0 | 0 | 0 | 10.1 | 9.45 | -0.45 | 1.12 | -0.001 | 0 | -0.003 | PreCW-Front-GasDHW-GasDry | Appl-CW-Front-GasDHW-GasDry-Tier3AnySFm2007CZ03DEER2017 | 0
42958.3843 | Appl-CW-Front-GasDHW-GasDry-Tier3 | SFm | 2007 | CZ04 | rDXGF | -1 | Household | 1 | 2295.6 | -21 | 0 | 0 | -22.7 | 0 | 1.6 | 0 | -0.1 | 0 | -0.2 | 0.2 | 0 | 0 | 0 | 0 | 10.7 | 10.2 | -0.48 | 1.01 | -0.001 | 0 | -0.003 | -22.3 | 0 | 0 | -23.6 | 0 | 1.3 | 0 | -0.1 | 0 | -0.2 | 0.2 | 0 | 0 | 0 | 0 | 10.2 | 9.45 | -0.38 | 1.09 | -0.002 | 0 | -0.003 | PreCW-Front-GasDHW-GasDry | Appl-CW-Front-GasDHW-GasDry-Tier3AnySFm2007CZ04DEER2017 | 0
42958.3843 | Appl-CW-Front-GasDHW-GasDry-Tier3 | SFm | 2007 | CZ05 | rDXGF | -1 | Household | 1 | 2295.6 | -22.6 | 0 | 0 | -22.7 | 0 | 0.3 | 0 | -0.1 | -0.2 | -0.4 | 0 | 0 | 0 | 0 | 0 | 10.6 | 10.2 | -0.65 | 1.05 | -0.001 | 0 | -0.003 | -23.6 | 0 | 0 | -23.6 | 0 | 0.2 | 0 | -0.1 | -0.2 | -0.3 | 0 | 0 | 0 | 0 | 0 | 10.1 | 9.45 | -0.52 | 1.14 | -0.002 | 0 | -0.003 | PreCW-Front-GasDHW-GasDry | Appl-CW-Front-GasDHW-GasDry-Tier3AnySFm2007CZ05DEER2017 | 0
42958.3843 | Appl-CW-Front-GasDHW-GasDry-Tier3 | SFm | 2007 | CZ06 | rDXGF | -1 | Household | 1 | 2392.9 | -20.3 | 0 | 0 | -22.6 | 0 | 2.2 | 0 | 0 | 0.2 | -0.2 | 0.4 | 0 | 0 | 0 | 0 | 10.8 | 10.2 | -0.37 | 0.98 | -0.001 | 0 | -0.003 | -21.5 | 0 | 0 | -23.5 | 0 | 1.8 | 0 | 0 | 0.1 | -0.2 | 0.3 | 0 | 0 | 0 | 0 | 10.2 | 9.45 | -0.29 | 1.06 | -0.002 | 0 | -0.003 | PreCW-Front-GasDHW-GasDry | Appl-CW-Front-GasDHW-GasDry-Tier3AnySFm2007CZ06DEER2017 | 0
42958.3843 | Appl-CW-Front-GasDHW-GasDry-Tier3 | SFm | 2007 | CZ07 | rDXGF | -1 | Household | 1 | 2392.9 | -19.4 | 0 | 0 | -22.6 | 0 | 2.9 | 0 | 0 | 0.4 | -0.2 | 0.5 | 0 | 0 | 0 | 0 | 10.8 | 10.2 | -0.34 | 0.96 | 0 | 0 | -0.003 | -20.8 | 0 | 0 | -23.6 | 0 | 2.5 | 0 | 0 | 0.3 | -0.1 | 0.4 | 0 | 0 | 0 | 0 | 10.2 | 9.45 | -0.26 | 1.04 | 0 | 0 | -0.003 | PreCW-Front-GasDHW-GasDry | Appl-CW-Front-GasDHW-GasDry-Tier3AnySFm2007CZ07DEER2017 | 0
42958.3843 | Appl-CW-Front-GasDHW-GasDry-Tier3 | SFm | 2007 | CZ08 | rDXGF | -1 | Household | 1 | 2392.9 | -19.6 | 0 | 0 | -22.6 | 0 | 2.7 | 0 | 0 | 0.3 | -0.2 | 0.5 | 0 | 0 | 0 | 0 | 10.8 | 10.2 | -0.31 | 0.95 | -0.002 | 0 | -0.003 | -21.1 | 0 | 0 | -23.5 | 0 | 2.2 | 0 | 0 | 0.3 | -0.1 | 0.4 | 0 | 0 | 0 | 0 | 10.2 | 9.45 | -0.24 | 1.03 | -0.002 | 0 | -0.003 | PreCW-Front-GasDHW-GasDry | Appl-CW-Front-GasDHW-GasDry-Tier3AnySFm2007CZ08DEER2017 | 0
42958.3843 | Appl-CW-Front-GasDHW-GasDry-Tier3 | SFm | 2007 | CZ09 | rDXGF | -1 | Household | 1 | 2422.9 | -20.2 | 0 | 0 | -22.7 | 0 | 2.3 | 0 | 0 | 0.2 | -0.2 | 0.4 | 0 | 0 | 0 | 0 | 10.8 | 10.2 | -0.35 | 0.95 | -0.002 | 0 | -0.003 | -21.7 | 0 | 0 | -23.6 | 0 | 1.8 | 0 | 0 | 0.1 | -0.2 | 0.3 | 0 | 0 | 0 | 0 | 10.2 | 9.45 | -0.27 | 1.03 | -0.002 | 0 | -0.003 | PreCW-Front-GasDHW-GasDry | Appl-CW-Front-GasDHW-GasDry-Tier3AnySFm2007CZ09DEER2017 | 0
42958.3843 | Appl-CW-Front-GasDHW-GasDry-Tier3 | SFm | 2007 | CZ10 | rDXGF | -1 | Household | 1 | 1948.8 | -19.7 | 0 | 0 | -22.6 | 0 | 2.8 | 0 | -0.1 | 0.2 | -0.2 | 0.4 | 0 | 0 | 0 | 0 | 10.7 | 10.2 | -0.45 | 0.94 | -0.002 | 0 | -0.003 | -21.3 | 0 | 0 | -23.6 | 0 | 2.2 | 0 | -0.1 | 0.2 | -0.2 | 0.3 | 0 | 0 | 0 | 0 | 10.1 | 9.45 | -0.35 | 1.02 | -0.003 | 0 | -0.003 | PreCW-Front-GasDHW-GasDry | Appl-CW-Front-GasDHW-GasDry-Tier3AnySFm2007CZ10DEER2017 | 0
42958.3843 | Appl-CW-Front-GasDHW-GasDry-Tier3 | SFm | 2007 | CZ11 | rDXGF | -1 | Household | 1 | 1948.8 | -20.3 | 0 | 0 | -22.7 | 0 | 2.3 | 0 | -0.1 | 0.1 | -0.2 | 0.4 | 0 | 0 | 0 | 0 | 10.6 | 10.2 | -0.51 | 0.96 | -0.002 | 0 | -0.003 | -21.7 | 0 | 0 | -23.6 | 0 | 1.8 | 0 | 0 | 0 | -0.2 | 0.3 | 0 | 0 | 0 | 0 | 10.1 | 9.45 | -0.4 | 1.04 | -0.003 | 0 | -0.003 | PreCW-Front-GasDHW-GasDry | Appl-CW-Front-GasDHW-GasDry-Tier3AnySFm2007CZ11DEER2017 | 0
42958.3843 | Appl-CW-Front-GasDHW-GasDry-Tier3 | SFm | 2007 | CZ12 | rDXGF | -1 | Household | 1 | 1948.8 | -20.6 | 0 | 0 | -22.6 | 0 | 2 | 0 | -0.1 | 0 | -0.3 | 0.3 | 0 | 0 | 0 | 0 | 10.7 | 10.2 | -0.45 | 0.99 | -0.001 | 0 | -0.003 | -21.9 | 0 | 0 | -23.6 | 0 | 1.6 | 0 | -0.1 | 0 | -0.2 | 0.2 | 0 | 0 | 0 | 0 | 10.2 | 9.45 | -0.35 | 1.07 | -0.002 | 0 | -0.003 | PreCW-Front-GasDHW-GasDry | Appl-CW-Front-GasDHW-GasDry-Tier3AnySFm2007CZ12DEER2017 | 0
42958.3843 | Appl-CW-Front-GasDHW-GasDry-Tier3 | SFm | 2007 | CZ13 | rDXGF | -1 | Household | 1 | 1948.8 | -19.6 | 0 | 0 | -22.6 | 0 | 2.9 | 0 | -0.1 | 0.3 | -0.2 | 0.5 | 0 | 0 | 0 | 0 | 10.7 | 10.2 | -0.43 | 0.94 | -0.002 | 0 | -0.003 | -21 | 0 | 0 | -23.6 | 0 | 2.4 | 0 | -0.1 | 0.2 | -0.2 | 0.4 | 0 | 0 | 0 | 0 | 10.1 | 9.45 | -0.34 | 1.02 | -0.002 | 0 | -0.003 | PreCW-Front-GasDHW-GasDry | Appl-CW-Front-GasDHW-GasDry-Tier3AnySFm2007CZ13DEER2017 | 0
42958.3843 | Appl-CW-Front-GasDHW-GasDry-Tier3 | SFm | 2007 | CZ14 | rDXGF | -1 | Household | 1 | 2160.9 | -19.6 | 0 | 0 | -22.6 | 0 | 3 | 0 | -0.1 | 0.2 | -0.3 | 0.5 | 0 | 0 | 0 | 0 | 10.6 | 10.2 | -0.52 | 0.96 | -0.003 | 0 | -0.003 | -21.1 | 0 | 0 | -23.6 | 0 | 2.4 | 0 | -0.1 | 0.2 | -0.2 | 0.4 | 0 | 0 | 0 | 0 | 10.1 | 9.45 | -0.42 | 1.04 | -0.003 | 0 | -0.003 | PreCW-Front-GasDHW-GasDry | Appl-CW-Front-GasDHW-GasDry-Tier3AnySFm2007CZ14DEER2017 | 0
42958.3843 | Appl-CW-Front-GasDHW-GasDry-Tier3 | SFm | 2007 | CZ15 | rDXGF | -1 | Household | 1 | 2160.9 | -18.4 | 0 | 0 | -22.7 | 0 | 3.8 | 0 | 0 | 0.4 | -0.1 | 0.5 | 0 | 0 | 0 | 0 | 10.8 | 10.2 | -0.22 | 0.8 | -0.002 | 0 | -0.003 | -20.2 | 0 | 0 | -23.6 | 0 | 3 | 0 | 0 | 0.3 | -0.1 | 0.4 | 0 | 0 | 0 | 0 | 10.1 | 9.45 | -0.17 | 0.86 | -0.003 | 0 | -0.003 | PreCW-Front-GasDHW-GasDry | Appl-CW-Front-GasDHW-GasDry-Tier3AnySFm2007CZ15DEER2017 | 0
42958.3843 | Appl-CW-Front-GasDHW-GasDry-Tier3 | SFm | 2007 | CZ16 | rDXGF | -1 | Household | 1 | 2295.6 | -21.7 | 0 | 0 | -22.6 | 0 | 1 | 0 | -0.1 | 0 | -0.2 | 0.2 | 0 | 0 | 0 | 0 | 10.9 | 10.2 | -0.42 | 1.11 | -0.002 | 0 | -0.003 | -22.8 | 0 | 0 | -23.5 | 0 | 0.8 | 0 | -0.1 | 0 | -0.2 | 0.1 | 0 | 0 | 0 | 0 | 10.3 | 9.45 | -0.33 | 1.2 | -0.002 | 0 | -0.003 | PreCW-Front-GasDHW-GasDry | Appl-CW-Front-GasDHW-GasDry-Tier3AnySFm2007CZ16DEER2017 | 0
42958.3843 | Appl-CW-Front-GasDHW-GasDry-Tier3 | SFm | 2011 | CZ01 | rDXGF | -1 | Household | 1 | 2295.6 | -23 | 0 | 0 | -22.6 | 0 | 0 | 0 | -0.1 | -0.2 | -0.2 | 0 | 0 | 0 | 0 | 0 | 10.8 | 10.2 | -0.53 | 1.11 | -0.003 | 0 | -0.003 | -23.8 | 0 | 0 | -23.6 | 0 | 0 | 0 | -0.1 | -0.2 | -0.2 | 0 | 0 | 0 | 0 | 0 | 10.2 | 9.45 | -0.41 | 1.2 | -0.003 | 0 | -0.003 | PreCW-Front-GasDHW-GasDry | Appl-CW-Front-GasDHW-GasDry-Tier3AnySFm2011CZ01DEER2017 | 0
42958.3843 | Appl-CW-Front-GasDHW-GasDry-Tier3 | SFm | 2011 | CZ02 | rDXGF | -1 | Household | 1 | 1948.8 | -21.4 | 0 | 0 | -22.7 | 0 | 1.4 | 0 | -0.1 | 0 | -0.3 | 0.3 | 0 | 0 | 0 | 0 | 10.6 | 10.2 | -0.61 | 1.04 | -0.001 | 0 | -0.004 | -22.6 | 0 | 0 | -23.6 | 0 | 1.1 | 0 | -0.1 | 0 | -0.2 | 0.2 | 0 | 0 | 0 | 0 | 10.1 | 9.45 | -0.48 | 1.12 | -0.002 | 0 | -0.004 | PreCW-Front-GasDHW-GasDry | Appl-CW-Front-GasDHW-GasDry-Tier3AnySFm2011CZ02DEER2017 | 0
42958.3843 | Appl-CW-Front-GasDHW-GasDry-Tier3 | SFm | 2011 | CZ03 | rDXGF | -1 | Household | 1 | 2295.6 | -22.4 | 0 | 0 | -22.7 | 0 | 0.6 | 0 | 0 | -0.2 | -0.3 | 0.1 | 0 | 0 | 0 | 0 | 10.7 | 10.2 | -0.54 | 1.04 | -0.001 | 0 | -0.003 | -23.3 | 0 | 0 | -23.6 | 0 | 0.5 | 0 | 0 | -0.1 | -0.2 | 0.1 | 0 | 0 | 0 | 0 | 10.1 | 9.45 | -0.43 | 1.13 | -0.002 | 0 | -0.003 | PreCW-Front-GasDHW-GasDry | Appl-CW-Front-GasDHW-GasDry-Tier3AnySFm2011CZ03DEER2017 | 0
42958.3843 | Appl-CW-Front-GasDHW-GasDry-Tier3 | SFm | 2011 | CZ04 | rDXGF | -1 | Household | 1 | 2295.6 | -20.8 | 0 | 0 | -22.7 | 0 | 1.9 | 0 | 0 | 0.1 | -0.2 | 0.3 | 0 | 0 | 0 | 0 | 10.7 | 10.2 | -0.47 | 1 | -0.001 | 0 | -0.003 | -22 | 0 | 0 | -23.6 | 0 | 1.6 | 0 | 0 | 0.1 | -0.2 | 0.3 | 0 | 0 | 0 | 0 | 10.2 | 9.45 | -0.37 | 1.08 | -0.002 | 0 | -0.003 | PreCW-Front-GasDHW-GasDry | Appl-CW-Front-GasDHW-GasDry-Tier3AnySFm2011CZ04DEER2017 | 0
42958.3843 | Appl-CW-Front-GasDHW-GasDry-Tier3 | SFm | 2011 | CZ05 | rDXGF | -1 | Household | 1 | 2295.6 | -22.7 | 0 | 0 | -22.7 | 0 | 0.2 | 0 | -0.1 | -0.2 | -0.2 | 0 | 0 | 0 | 0 | 0 | 10.6 | 10.2 | -0.64 | 1.06 | -0.001 | 0 | -0.003 | -23.6 | 0 | 0 | -23.6 | 0 | 0.2 | 0 | -0.1 | -0.2 | -0.2 | 0 | 0 | 0 | 0 | 0 | 10.1 | 9.45 | -0.48 | 1.15 | -0.001 | 0 | -0.003 | PreCW-Front-GasDHW-GasDry | Appl-CW-Front-GasDHW-GasDry-Tier3AnySFm2011CZ05DEER2017 | 0
42958.3843 | Appl-CW-Front-GasDHW-GasDry-Tier3 | SFm | 2011 | CZ06 | rDXGF | -1 | Household | 1 | 2392.9 | -21.1 | 0 | 0 | -22.7 | 0 | 1.5 | 0 | 0 | 0 | -0.2 | 0.3 | 0 | 0 | 0 | 0 | 10.7 | 10.2 | -0.42 | 0.98 | -0.001 | 0 | -0.003 | -22.3 | 0 | 0 | -23.6 | 0 | 1.2 | 0 | 0 | 0 | -0.1 | 0.2 | 0 | 0 | 0 | 0 | 10.2 | 9.45 | -0.33 | 1.06 | -0.001 | 0 | -0.003 | PreCW-Front-GasDHW-GasDry | Appl-CW-Front-GasDHW-GasDry-Tier3AnySFm2011CZ06DEER2017 | 0
42958.3843 | Appl-CW-Front-GasDHW-GasDry-Tier3 | SFm | 2011 | CZ07 | rDXGF | -1 | Household | 1 | 2392.9 | -19.6 | 0 | 0 | -22.7 | 0 | 2.8 | 0 | 0 | 0.4 | -0.1 | 0.5 | 0 | 0 | 0 | 0 | 10.9 | 10.2 | -0.27 | 0.96 | -0.002 | 0 | -0.003 | -21.2 | 0 | 0 | -23.6 | 0 | 2.2 | 0 | 0 | 0.3 | -0.1 | 0.4 | 0 | 0 | 0 | 0 | 10.3 | 9.45 | -0.21 | 1.04 | -0.002 | 0 | -0.003 | PreCW-Front-GasDHW-GasDry | Appl-CW-Front-GasDHW-GasDry-Tier3AnySFm2011CZ07DEER2017 | 0
42958.3843 | Appl-CW-Front-GasDHW-GasDry-Tier3 | SFm | 2011 | CZ08 | rDXGF | -1 | Household | 1 | 2392.9 | -19.3 | 0 | 0 | -22.7 | 0 | 3 | 0 | 0 | 0.4 | -0.2 | 0.5 | 0 | 0 | 0 | 0 | 10.9 | 10.2 | -0.27 | 0.95 | -0.002 | 0 | -0.003 | -20.9 | 0 | 0 | -23.6 | 0 | 2.3 | 0 | 0 | 0.3 | -0.1 | 0.4 | 0 | 0 | 0 | 0 | 10.3 | 9.45 | -0.22 | 1.03 | -0.002 | 0 | -0.004 | PreCW-Front-GasDHW-GasDry | Appl-CW-Front-GasDHW-GasDry-Tier3AnySFm2011CZ08DEER2017 | 0
42958.3843 | Appl-CW-Front-GasDHW-GasDry-Tier3 | SFm | 2011 | CZ09 | rDXGF | -1 | Household | 1 | 2422.9 | -20.1 | 0 | 0 | -22.6 | 0 | 2.3 | 0 | -0.1 | 0.3 | -0.1 | 0.4 | 0 | 0 | 0 | 0 | 10.8 | 10.2 | -0.33 | 0.95 | -0.002 | 0 | -0.003 | -21.6 | 0 | 0 | -23.6 | 0 | 1.8 | 0 | -0.1 | 0.2 | -0.1 | 0.3 | 0 | 0 | 0 | 0 | 10.2 | 9.45 | -0.26 | 1.03 | -0.003 | 0 | -0.003 | PreCW-Front-GasDHW-GasDry | Appl-CW-Front-GasDHW-GasDry-Tier3AnySFm2011CZ09DEER2017 | 0
42958.3843 | Appl-CW-Front-GasDHW-GasDry-Tier3 | SFm | 2011 | CZ10 | rDXGF | -1 | Household | 1 | 1948.8 | -19.8 | 0 | 0 | -22.6 | 0 | 2.7 | 0 | -0.1 | 0.2 | -0.2 | 0.4 | 0 | 0 | 0 | 0 | 10.7 | 10.2 | -0.44 | 0.94 | -0.002 | 0 | -0.003 | -21.3 | 0 | 0 | -23.6 | 0 | 2.2 | 0 | -0.1 | 0.2 | -0.1 | 0.3 | 0 | 0 | 0 | 0 | 10.1 | 9.45 | -0.35 | 1.02 | -0.002 | 0 | -0.003 | PreCW-Front-GasDHW-GasDry | Appl-CW-Front-GasDHW-GasDry-Tier3AnySFm2011CZ10DEER2017 | 0
42958.3843 | Appl-CW-Front-GasDHW-GasDry-Tier3 | SFm | 2011 | CZ11 | rDXGF | -1 | Household | 1 | 1948.8 | -19.8 | 0 | 0 | -22.7 | 0 | 2.7 | 0 | -0.1 | 0.1 | -0.2 | 0.5 | 0 | 0 | 0 | 0 | 10.6 | 10.2 | -0.49 | 0.96 | -0.002 | 0 | -0.003 | -21.3 | 0 | 0 | -23.6 | 0 | 2.2 | 0 | -0.1 | 0.1 | -0.2 | 0.4 | 0 | 0 | 0 | 0 | 10.1 | 9.45 | -0.38 | 1.04 | -0.003 | 0 | -0.003 | PreCW-Front-GasDHW-GasDry | Appl-CW-Front-GasDHW-GasDry-Tier3AnySFm2011CZ11DEER2017 | 0
42958.3843 | Appl-CW-Front-GasDHW-GasDry-Tier3 | SFm | 2011 | CZ12 | rDXGF | -1 | Household | 1 | 1948.8 | -20.6 | 0 | 0 | -22.7 | 0 | 2 | 0 | 0 | 0.1 | -0.2 | 0.3 | 0 | 0 | 0 | 0 | 10.7 | 10.2 | -0.43 | 0.99 | -0.001 | 0 | -0.003 | -21.9 | 0 | 0 | -23.6 | 0 | 1.6 | 0 | 0 | 0.1 | -0.2 | 0.3 | 0 | 0 | 0 | 0 | 10.2 | 9.45 | -0.34 | 1.07 | -0.002 | 0 | -0.003 | PreCW-Front-GasDHW-GasDry | Appl-CW-Front-GasDHW-GasDry-Tier3AnySFm2011CZ12DEER2017 | 0
42958.3843 | Appl-CW-Front-GasDHW-GasDry-Tier3 | SFm | 2011 | CZ13 | rDXGF | -1 | Household | 1 | 1948.8 | -19.8 | 0 | 0 | -22.6 | 0 | 2.8 | 0 | -0.1 | 0.2 | -0.2 | 0.4 | 0 | 0 | 0 | 0 | 10.7 | 10.2 | -0.43 | 0.94 | -0.002 | 0 | -0.003 | -21.2 | 0 | 0 | -23.6 | 0 | 2.3 | 0 | -0.1 | 0.2 | -0.1 | 0.3 | 0 | 0 | 0 | 0 | 10.1 | 9.45 | -0.33 | 1.02 | -0.002 | 0 | -0.003 | PreCW-Front-GasDHW-GasDry | Appl-CW-Front-GasDHW-GasDry-Tier3AnySFm2011CZ13DEER2017 | 0
42958.3843 | Appl-CW-Front-GasDHW-GasDry-Tier3 | SFm | 2011 | CZ14 | rDXGF | -1 | Household | 1 | 2160.9 | -19.4 | 0 | 0 | -22.6 | 0 | 3 | 0 | 0 | 0.2 | -0.3 | 0.5 | 0 | 0 | 0 | 0 | 10.7 | 10.2 | -0.48 | 0.96 | -0.003 | 0 | -0.003 | -21 | 0 | 0 | -23.6 | 0 | 2.4 | 0 | 0 | 0.2 | -0.2 | 0.4 | 0 | 0 | 0 | 0 | 10.1 | 9.45 | -0.38 | 1.04 | -0.003 | 0 | -0.003 | PreCW-Front-GasDHW-GasDry | Appl-CW-Front-GasDHW-GasDry-Tier3AnySFm2011CZ14DEER2017 | 0
42958.3843 | Appl-CW-Front-GasDHW-GasDry-Tier3 | SFm | 2011 | CZ15 | rDXGF | -1 | Household | 1 | 2160.9 | -18.2 | 0 | 0 | -22.6 | 0 | 4.1 | 0 | 0 | 0.4 | -0.1 | 0.6 | 0 | 0 | 0 | 0 | 10.7 | 10.2 | -0.23 | 0.8 | -0.002 | 0 | -0.003 | -20.2 | 0 | 0 | -23.6 | 0 | 3.1 | 0 | 0 | 0.3 | -0.1 | 0.4 | 0 | 0 | 0 | 0 | 10.1 | 9.45 | -0.18 | 0.86 | -0.002 | 0 | -0.003 | PreCW-Front-GasDHW-GasDry | Appl-CW-Front-GasDHW-GasDry-Tier3AnySFm2011CZ15DEER2017 | 0
42958.3843 | Appl-CW-Front-GasDHW-GasDry-Tier3 | SFm | 2011 | CZ16 | rDXGF | -1 | Household | 1 | 2295.6 | -21.5 | 0 | 0 | -22.6 | 0 | 1.1 | 0 | 0 | 0 | -0.2 | 0.2 | 0 | 0 | 0 | 0 | 10.9 | 10.2 | -0.4 | 1.11 | -0.001 | 0 | -0.003 | -22.6 | 0 | 0 | -23.5 | 0 | 0.9 | 0 | 0 | 0 | -0.2 | 0.2 | 0 | 0 | 0 | 0 | 10.3 | 9.45 | -0.32 | 1.2 | -0.002 | 0 | -0.003 | PreCW-Front-GasDHW-GasDry | Appl-CW-Front-GasDHW-GasDry-Tier3AnySFm2011CZ16DEER2017 | 0
42958.3843 | Appl-CW-Front-GasDHW-GasDry-Tier3 | SFm | 2015 | CZ01 | rDXGF | -1 | Household | 1 | 2295.6 | -22.9 | 0 | 0 | -22.5 | 0 | 0 | 0 | 0 | -0.3 | -0.3 | 0 | 0 | 0 | 0 | 0 | 10.8 | 10.2 | -0.5 | 1.11 | -0.003 | 0 | -0.003 | -23.8 | 0 | 0 | -23.5 | 0 | 0 | 0 | 0 | -0.2 | -0.2 | 0 | 0 | 0 | 0 | 0 | 10.3 | 9.45 | -0.4 | 1.2 | -0.003 | 0 | -0.003 | PreCW-Front-GasDHW-GasDry | Appl-CW-Front-GasDHW-GasDry-Tier3AnySFm2015CZ01DEER2017 | 0
42958.3843 | Appl-CW-Front-GasDHW-GasDry-Tier3 | SFm | 2015 | CZ02 | rDXGF | -1 | Household | 1 | 1948.8 | -21.5 | 0 | 0 | -22.7 | 0 | 1.3 | 0 | -0.1 | -0.1 | -0.3 | 0.2 | 0 | 0 | 0 | 0 | 10.6 | 10.2 | -0.6 | 1.03 | -0.001 | 0 | -0.003 | -22.6 | 0 | 0 | -23.6 | 0 | 1.1 | 0 | -0.1 | -0.1 | -0.2 | 0.2 | 0 | 0 | 0 | 0 | 10.1 | 9.45 | -0.47 | 1.12 | -0.001 | 0 | -0.004 | PreCW-Front-GasDHW-GasDry | Appl-CW-Front-GasDHW-GasDry-Tier3AnySFm2015CZ02DEER2017 | 0
42958.3843 | Appl-CW-Front-GasDHW-GasDry-Tier3 | SFm | 2015 | CZ03 | rDXGF | -1 | Household | 1 | 2295.6 | -22.1 | 0 | 0 | -22.7 | 0 | 0.8 | 0 | 0 | 0 | -0.2 | 0.1 | 0 | 0 | 0 | 0 | 10.8 | 10.2 | -0.46 | 1.03 | -0.001 | 0 | -0.003 | -23.3 | 0 | 0 | -23.6 | 0 | 0.5 | 0 | 0 | 0 | -0.1 | 0.1 | 0 | 0 | 0 | 0 | 10.2 | 9.45 | -0.36 | 1.12 | -0.002 | 0 | -0.003 | PreCW-Front-GasDHW-GasDry | Appl-CW-Front-GasDHW-GasDry-Tier3AnySFm2015CZ03DEER2017 | 0
42958.3843 | Appl-CW-Front-GasDHW-GasDry-Tier3 | SFm | 2015 | CZ04 | rDXGF | -1 | Household | 1 | 2295.6 | -21.3 | 0 | 0 | -22.6 | 0 | 1.4 | 0 | 0 | 0 | -0.2 | 0.3 | 0 | 0 | 0 | 0 | 10.7 | 10.2 | -0.48 | 1 | -0.001 | 0 | -0.003 | -22.4 | 0 | 0 | -23.5 | 0 | 1.2 | 0 | 0 | 0 | -0.2 | 0.2 | 0 | 0 | 0 | 0 | 10.2 | 9.45 | -0.38 | 1.08 | -0.002 | 0 | -0.003 | PreCW-Front-GasDHW-GasDry | Appl-CW-Front-GasDHW-GasDry-Tier3AnySFm2015CZ04DEER2017 | 0
42958.3843 | Appl-CW-Front-GasDHW-GasDry-Tier3 | SFm | 2015 | CZ05 | rDXGF | -1 | Household | 1 | 2295.6 | -22.2 | 0 | 0 | -22.6 | 0 | 0.6 | 0 | -0.1 | -0.1 | -0.2 | 0.1 | 0 | 0 | 0 | 0 | 10.7 | 10.2 | -0.56 | 1.05 | -0.002 | 0 | -0.003 | -23.2 | 0 | 0 | -23.6 | 0 | 0.6 | 0 | 0 | -0.1 | -0.2 | 0.1 | 0 | 0 | 0 | 0 | 10.2 | 9.45 | -0.43 | 1.14 | -0.002 | 0 | -0.003 | PreCW-Front-GasDHW-GasDry | Appl-CW-Front-GasDHW-GasDry-Tier3AnySFm2015CZ05DEER2017 | 0
42958.3843 | Appl-CW-Front-GasDHW-GasDry-Tier3 | SFm | 2015 | CZ06 | rDXGF | -1 | Household | 1 | 2392.9 | -22.1 | 0 | 0 | -22.7 | 0 | 0.6 | 0 | 0 | 0 | -0.2 | 0.1 | 0 | 0 | 0 | 0 | 10.7 | 10.2 | -0.43 | 0.98 | -0.001 | 0 | -0.003 | -23.3 | 0 | 0 | -23.6 | 0 | 0.4 | 0 | 0 | 0 | -0.2 | 0.1 | 0 | 0 | 0 | 0 | 10.2 | 9.45 | -0.34 | 1.06 | -0.002 | 0 | -0.003 | PreCW-Front-GasDHW-GasDry | Appl-CW-Front-GasDHW-GasDry-Tier3AnySFm2015CZ06DEER2017 | 0
42958.3843 | Appl-CW-Front-GasDHW-GasDry-Tier3 | SFm | 2015 | CZ07 | rDXGF | -1 | Household | 1 | 2392.9 | -18.4 | 0 | 0 | -22.6 | 0 | 3.7 | 0 | 0 | 0.6 | -0.1 | 0.7 | 0 | 0 | 0 | 0 | 11 | 10.2 | -0.19 | 0.96 | 0 | 0 | -0.003 | -20.7 | 0 | 0 | -23.5 | 0 | 2.5 | 0 | 0 | 0.4 | -0.1 | 0.5 | 0 | 0 | 0 | 0 | 10.3 | 9.45 | -0.21 | 1.04 | -0.002 | 0 | -0.003 | PreCW-Front-GasDHW-GasDry | Appl-CW-Front-GasDHW-GasDry-Tier3AnySFm2015CZ07DEER2017 | 0
42958.3843 | Appl-CW-Front-GasDHW-GasDry-Tier3 | SFm | 2015 | CZ08 | rDXGF | -1 | Household | 1 | 2392.9 | -20.6 | 0 | 0 | -22.7 | 0 | 1.2 | 0 | -0.1 | 1 | -0.1 | 1.1 | 0 | 0 | 0 | 0 | 10.8 | 10.2 | -0.29 | 0.95 | -0.002 | 0 | -0.003 | -22.1 | 0 | 0 | -23.6 | 0 | 0.9 | 0 | -0.1 | 0.8 | -0.1 | 0.9 | 0 | 0 | 0 | 0 | 10.3 | 9.45 | -0.23 | 1.03 | -0.003 | 0 | -0.003 | PreCW-Front-GasDHW-GasDry | Appl-CW-Front-GasDHW-GasDry-Tier3AnySFm2015CZ08DEER2017 | 0
42958.3843 | Appl-CW-Front-GasDHW-GasDry-Tier3 | SFm | 2015 | CZ09 | rDXGF | -1 | Household | 1 | 2422.9 | -20.8 | 0 | 0 | -22.7 | 0 | 1.3 | 0 | 0 | 0.6 | -0.2 | 0.8 | 0 | 0 | 0 | 0 | 10.8 | 10.2 | -0.33 | 0.95 | -0.001 | 0 | -0.004 | -22.1 | 0 | 0 | -23.6 | 0 | 1.1 | 0 | 0 | 0.5 | -0.2 | 0.6 | 0 | 0 | 0 | 0 | 10.2 | 9.45 | -0.25 | 1.02 | -0.001 | 0 | -0.004 | PreCW-Front-GasDHW-GasDry | Appl-CW-Front-GasDHW-GasDry-Tier3AnySFm2015CZ09DEER2017 | 0
42958.3843 | Appl-CW-Front-GasDHW-GasDry-Tier3 | SFm | 2015 | CZ10 | rDXGF | -1 | Household | 1 | 1948.8 | -20.5 | 0 | 0 | -22.7 | 0 | 1.9 | 0 | 0 | 0.3 | -0.2 | 0.4 | 0 | 0 | 0 | 0 | 10.7 | 10.2 | -0.43 | 0.95 | -0.002 | 0 | -0.003 | -21.8 | 0 | 0 | -23.6 | 0 | 1.5 | 0 | 0 | 0.3 | -0.2 | 0.3 | 0 | 0 | 0 | 0 | 10.1 | 9.45 | -0.34 | 1.02 | -0.002 | 0 | -0.003 | PreCW-Front-GasDHW-GasDry | Appl-CW-Front-GasDHW-GasDry-Tier3AnySFm2015CZ10DEER2017 | 0
42958.3843 | Appl-CW-Front-GasDHW-GasDry-Tier3 | SFm | 2015 | CZ11 | rDXGF | -1 | Household | 1 | 1948.8 | -20.7 | 0 | 0 | -22.6 | 0 | 1.9 | 0 | 0 | 0.1 | -0.2 | 0.3 | 0 | 0 | 0 | 0 | 10.7 | 10.2 | -0.48 | 0.96 | -0.002 | 0 | -0.003 | -21.9 | 0 | 0 | -23.6 | 0 | 1.5 | 0 | 0 | 0.1 | -0.1 | 0.2 | 0 | 0 | 0 | 0 | 10.1 | 9.45 | -0.38 | 1.04 | -0.003 | 0 | -0.003 | PreCW-Front-GasDHW-GasDry | Appl-CW-Front-GasDHW-GasDry-Tier3AnySFm2015CZ11DEER2017 | 0
42958.3843 | Appl-CW-Front-GasDHW-GasDry-Tier3 | SFm | 2015 | CZ12 | rDXGF | -1 | Household | 1 | 1948.8 | -21.2 | 0 | 0 | -22.6 | 0 | 1.4 | 0 | -0.1 | 0.2 | -0.2 | 0.4 | 0 | 0 | 0 | 0 | 10.7 | 10.2 | -0.43 | 0.99 | -0.001 | 0 | -0.004 | -22.5 | 0 | 0 | -23.6 | 0 | 1.1 | 0 | -0.1 | 0.1 | -0.1 | 0.2 | 0 | 0 | 0 | 0 | 10.2 | 9.45 | -0.34 | 1.07 | -0.002 | 0 | -0.004 | PreCW-Front-GasDHW-GasDry | Appl-CW-Front-GasDHW-GasDry-Tier3AnySFm2015CZ12DEER2017 | 0
42958.3843 | Appl-CW-Front-GasDHW-GasDry-Tier3 | SFm | 2015 | CZ13 | rDXGF | -1 | Household | 1 | 1948.8 | -20.3 | 0 | 0 | -22.7 | 0 | 2 | 0 | -0.1 | 0.4 | -0.2 | 0.6 | 0 | 0 | 0 | 0 | 10.7 | 10.2 | -0.4 | 0.94 | -0.002 | 0 | -0.003 | -21.7 | 0 | 0 | -23.6 | 0 | 1.6 | 0 | -0.1 | 0.4 | -0.1 | 0.5 | 0 | 0 | 0 | 0 | 10.2 | 9.45 | -0.31 | 1.02 | -0.002 | 0 | -0.003 | PreCW-Front-GasDHW-GasDry | Appl-CW-Front-GasDHW-GasDry-Tier3AnySFm2015CZ13DEER2017 | 0
42958.3843 | Appl-CW-Front-GasDHW-GasDry-Tier3 | SFm | 2015 | CZ14 | rDXGF | -1 | Household | 1 | 2160.9 | -19.9 | 0 | 0 | -22.7 | 0 | 2.6 | 0 | -0.1 | 0.3 | -0.2 | 0.5 | 0 | 0 | 0 | 0 | 10.6 | 10.2 | -0.49 | 0.96 | -0.002 | 0 | -0.003 | -21.3 | 0 | 0 | -23.6 | 0 | 2.2 | 0 | -0.1 | 0.2 | -0.2 | 0.3 | 0 | 0 | 0 | 0 | 10.1 | 9.45 | -0.41 | 1.04 | -0.002 | 0 | -0.003 | PreCW-Front-GasDHW-GasDry | Appl-CW-Front-GasDHW-GasDry-Tier3AnySFm2015CZ14DEER2017 | 0
42958.3843 | Appl-CW-Front-GasDHW-GasDry-Tier3 | SFm | 2015 | CZ15 | rDXGF | -1 | Household | 1 | 2160.9 | -18.8 | 0 | 0 | -22.7 | 0 | 3.6 | 0 | 0 | 0.4 | 0 | 0.5 | 0 | 0 | 0 | 0 | 10.7 | 10.2 | -0.23 | 0.8 | -0.003 | 0 | -0.003 | -20.4 | 0 | 0 | -23.6 | 0 | 3 | 0 | 0 | 0.4 | 0 | 0.4 | 0 | 0 | 0 | 0 | 10.1 | 9.45 | -0.18 | 0.86 | -0.003 | 0 | -0.003 | PreCW-Front-GasDHW-GasDry | Appl-CW-Front-GasDHW-GasDry-Tier3AnySFm2015CZ15DEER2017 | 0
42958.3843 | Appl-CW-Front-GasDHW-GasDry-Tier3 | SFm | 2015 | CZ16 | rDXGF | -1 | Household | 1 | 2295.6 | -22.1 | 0 | 0 | -22.6 | 0 | 0.7 | 0 | -0.1 | -0.1 | -0.2 | 0.1 | 0 | 0 | 0 | 0 | 10.8 | 10.2 | -0.47 | 1.11 | -0.002 | 0 | -0.003 | -23.1 | 0 | 0 | -23.5 | 0 | 0.6 | 0 | -0.1 | -0.1 | -0.2 | 0.1 | 0 | 0 | 0 | 0 | 10.3 | 9.45 | -0.36 | 1.2 | -0.002 | 0 | -0.003 | PreCW-Front-GasDHW-GasDry | Appl-CW-Front-GasDHW-GasDry-Tier3AnySFm2015CZ16DEER2017 | 0
42958.3843 | Appl-CW-Front-GasDHW-GasDry-Tier3 | SFm | 2017 | CZ01 | rDXGF | -1 | Household | 1 | 2295.6 | -22.9 | 0 | 0 | -22.5 | 0 | 0 | 0 | -0.1 | -0.2 | -0.2 | 0 | 0 | 0 | 0 | 0 | 10.8 | 10.2 | -0.48 | 1.11 | -0.004 | 0 | -0.003 | -23.7 | 0 | 0 | -23.5 | 0 | 0 | 0 | -0.1 | -0.2 | -0.2 | 0 | 0 | 0 | 0 | 0 | 10.3 | 9.45 | -0.38 | 1.2 | -0.004 | 0 | -0.003 | PreCW-Front-GasDHW-GasDry | Appl-CW-Front-GasDHW-GasDry-Tier3AnySFm2017CZ01DEER2017 | 0
42958.3843 | Appl-CW-Front-GasDHW-GasDry-Tier3 | SFm | 2017 | CZ02 | rDXGF | -1 | Household | 1 | 1948.8 | -21.6 | 0 | 0 | -22.6 | 0 | 1.2 | 0 | -0.1 | -0.1 | -0.2 | 0.1 | 0 | 0 | 0 | 0 | 10.6 | 10.2 | -0.58 | 1.04 | -0.001 | 0 | -0.004 | -22.7 | 0 | 0 | -23.5 | 0 | 1 | 0 | -0.1 | -0.1 | -0.2 | 0.1 | 0 | 0 | 0 | 0 | 10.1 | 9.45 | -0.45 | 1.12 | -0.002 | 0 | -0.004 | PreCW-Front-GasDHW-GasDry | Appl-CW-Front-GasDHW-GasDry-Tier3AnySFm2017CZ02DEER2017 | 0
42958.3843 | Appl-CW-Front-GasDHW-GasDry-Tier3 | SFm | 2017 | CZ03 | rDXGF | -1 | Household | 1 | 2295.6 | -22.1 | 0 | 0 | -22.6 | 0 | 0.7 | 0 | -0.1 | -0.1 | -0.2 | 0.1 | 0 | 0 | 0 | 0 | 10.7 | 10.2 | -0.47 | 1.03 | -0.001 | 0 | -0.003 | -23.1 | 0 | 0 | -23.5 | 0 | 0.6 | 0 | -0.1 | -0.1 | -0.2 | 0 | 0 | 0 | 0 | 0 | 10.2 | 9.45 | -0.37 | 1.12 | -0.001 | 0 | -0.003 | PreCW-Front-GasDHW-GasDry | Appl-CW-Front-GasDHW-GasDry-Tier3AnySFm2017CZ03DEER2017 | 0
42958.3843 | Appl-CW-Front-GasDHW-GasDry-Tier3 | SFm | 2017 | CZ04 | rDXGF | -1 | Household | 1 | 2295.6 | -21.3 | 0 | 0 | -22.6 | 0 | 1.4 | 0 | 0 | 0.1 | -0.2 | 0.2 | 0 | 0 | 0 | 0 | 10.7 | 10.2 | -0.48 | 1 | -0.002 | 0 | -0.003 | -22.5 | 0 | 0 | -23.5 | 0 | 1.2 | 0 | 0 | 0.1 | -0.2 | 0.1 | 0 | 0 | 0 | 0 | 10.2 | 9.45 | -0.38 | 1.08 | -0.002 | 0 | -0.003 | PreCW-Front-GasDHW-GasDry | Appl-CW-Front-GasDHW-GasDry-Tier3AnySFm2017CZ04DEER2017 | 0
42958.3843 | Appl-CW-Front-GasDHW-GasDry-Tier3 | SFm | 2017 | CZ05 | rDXGF | -1 | Household | 1 | 2295.6 | -22.4 | 0 | 0 | -22.6 | 0 | 0.4 | 0 | -0.1 | -0.2 | -0.2 | 0 | 0 | 0 | 0 | 0 | 10.7 | 10.2 | -0.51 | 1.05 | -0.001 | 0 | -0.003 | -23.3 | 0 | 0 | -23.5 | 0 | 0.3 | 0 | -0.1 | -0.1 | -0.2 | 0 | 0 | 0 | 0 | 0 | 10.2 | 9.45 | -0.39 | 1.14 | -0.002 | 0 | -0.003 | PreCW-Front-GasDHW-GasDry | Appl-CW-Front-GasDHW-GasDry-Tier3AnySFm2017CZ05DEER2017 | 0
42958.3843 | Appl-CW-Front-GasDHW-GasDry-Tier3 | SFm | 2017 | CZ06 | rDXGF | -1 | Household | 1 | 2392.9 | -21.8 | 0 | 0 | -22.6 | 0 | 0.8 | 0 | -0.1 | -0.1 | -0.1 | 0.2 | 0 | 0 | 0 | 0 | 10.7 | 10.2 | -0.43 | 0.98 | 0.002 | 0 | -0.003 | -22.9 | 0 | 0 | -23.6 | 0 | 0.7 | 0 | -0.1 | -0.1 | -0.1 | 0.1 | 0 | 0 | 0 | 0 | 10.2 | 9.45 | -0.34 | 1.06 | 0.001 | 0 | -0.003 | PreCW-Front-GasDHW-GasDry | Appl-CW-Front-GasDHW-GasDry-Tier3AnySFm2017CZ06DEER2017 | 0
42958.3843 | Appl-CW-Front-GasDHW-GasDry-Tier3 | SFm | 2017 | CZ07 | rDXGF | -1 | Household | 1 | 2392.9 | -20.7 | 0 | 0 | -22.7 | 0 | 1.8 | 0 | -0.1 | 0.2 | -0.1 | 0.3 | 0 | 0 | 0 | 0 | 10.8 | 10.2 | -0.31 | 0.96 | -0.003 | 0 | -0.003 | -21.7 | 0 | 0 | -23.6 | 0 | 1.7 | 0 | -0.1 | 0.2 | -0.1 | 0.2 | 0 | 0 | 0 | 0 | 10.3 | 9.45 | -0.23 | 1.04 | -0.003 | 0 | -0.003 | PreCW-Front-GasDHW-GasDry | Appl-CW-Front-GasDHW-GasDry-Tier3AnySFm2017CZ07DEER2017 | 0
42958.3843 | Appl-CW-Front-GasDHW-GasDry-Tier3 | SFm | 2017 | CZ08 | rDXGF | -1 | Household | 1 | 2392.9 | -20.6 | 0 | 0 | -22.7 | 0 | 1.4 | 0 | 0 | 0.8 | -0.1 | 0.8 | 0 | 0 | 0 | 0 | 10.9 | 10.2 | -0.26 | 0.95 | -0.002 | 0 | -0.003 | -21.9 | 0 | 0 | -23.6 | 0 | 1.3 | 0 | 0 | 0.4 | 0 | 0.5 | 0 | 0 | 0 | 0 | 10.3 | 9.45 | -0.21 | 1.03 | -0.002 | 0 | -0.004 | PreCW-Front-GasDHW-GasDry | Appl-CW-Front-GasDHW-GasDry-Tier3AnySFm2017CZ08DEER2017 | 0
42958.3843 | Appl-CW-Front-GasDHW-GasDry-Tier3 | SFm | 2017 | CZ09 | rDXGF | -1 | Household | 1 | 2422.9 | -22.8 | 0 | 0 | -22.6 | 0 | 1.9 | 0 | 0 | -2 | -0.2 | -1.9 | 0 | 0 | 0 | 0 | 10.7 | 10.2 | -0.38 | 0.95 | -0.001 | 0 | -0.003 | -24 | 0 | 0 | -23.6 | 0 | 1.6 | 0 | 0 | -2.1 | -0.1 | -2 | 0 | 0 | 0 | 0 | 10.2 | 9.45 | -0.32 | 1.02 | -0.001 | 0 | -0.003 | PreCW-Front-GasDHW-GasDry | Appl-CW-Front-GasDHW-GasDry-Tier3AnySFm2017CZ09DEER2017 | 0
42958.3843 | Appl-CW-Front-GasDHW-GasDry-Tier3 | SFm | 2017 | CZ10 | rDXGF | -1 | Household | 1 | 1948.8 | -21.2 | 0 | 0 | -22.7 | 0 | 0.8 | 0 | 0 | 0.8 | -0.2 | 1 | 0 | 0 | 0 | 0 | 10.7 | 10.2 | -0.41 | 0.94 | -0.001 | 0 | -0.003 | -22.4 | 0 | 0 | -23.6 | 0 | 0.5 | 0 | 0 | 0.8 | -0.1 | 0.9 | 0 | 0 | 0 | 0 | 10.2 | 9.45 | -0.32 | 1.02 | -0.002 | 0 | -0.004 | PreCW-Front-GasDHW-GasDry | Appl-CW-Front-GasDHW-GasDry-Tier3AnySFm2017CZ10DEER2017 | 0
42958.3843 | Appl-CW-Front-GasDHW-GasDry-Tier3 | SFm | 2017 | CZ11 | rDXGF | -1 | Household | 1 | 1948.8 | -20.6 | 0 | 0 | -22.7 | 0 | 1.9 | 0 | -0.1 | 0.2 | -0.2 | 0.4 | 0 | 0 | 0 | 0 | 10.7 | 10.2 | -0.47 | 0.95 | -0.002 | 0 | -0.003 | -21.9 | 0 | 0 | -23.6 | 0 | 1.5 | 0 | 0 | 0.2 | -0.2 | 0.4 | 0 | 0 | 0 | 0 | 10.1 | 9.45 | -0.37 | 1.03 | -0.002 | 0 | -0.003 | PreCW-Front-GasDHW-GasDry | Appl-CW-Front-GasDHW-GasDry-Tier3AnySFm2017CZ11DEER2017 | 0
42958.3843 | Appl-CW-Front-GasDHW-GasDry-Tier3 | SFm | 2017 | CZ12 | rDXGF | -1 | Household | 1 | 1948.8 | -21.3 | 0 | 0 | -22.6 | 0 | 1.2 | 0 | 0 | 0.1 | -0.1 | 0.3 | 0 | 0 | 0 | 0 | 10.8 | 10.2 | -0.41 | 0.98 | -0.002 | 0 | -0.003 | -22.6 | 0 | 0 | -23.6 | 0 | 1 | 0 | 0 | 0.1 | -0.1 | 0.3 | 0 | 0 | 0 | 0 | 10.2 | 9.45 | -0.33 | 1.06 | -0.002 | 0 | -0.003 | PreCW-Front-GasDHW-GasDry | Appl-CW-Front-GasDHW-GasDry-Tier3AnySFm2017CZ12DEER2017 | 0
42958.3843 | Appl-CW-Front-GasDHW-GasDry-Tier3 | SFm | 2017 | CZ13 | rDXGF | -1 | Household | 1 | 1948.8 | -20.4 | 0 | 0 | -22.7 | 0 | 1.8 | 0 | -0.1 | 0.5 | -0.1 | 0.7 | 0 | 0 | 0 | 0 | 10.7 | 10.2 | -0.41 | 0.94 | -0.002 | 0 | -0.003 | -21.8 | 0 | 0 | -23.6 | 0 | 1.7 | 0 | -0.1 | 0.2 | -0.1 | 0.4 | 0 | 0 | 0 | 0 | 10.2 | 9.45 | -0.33 | 1.02 | -0.002 | 0 | -0.003 | PreCW-Front-GasDHW-GasDry | Appl-CW-Front-GasDHW-GasDry-Tier3AnySFm2017CZ13DEER2017 | 0
42958.3843 | Appl-CW-Front-GasDHW-GasDry-Tier3 | SFm | 2017 | CZ14 | rDXGF | -1 | Household | 1 | 2160.9 | -19.9 | 0 | 0 | -22.7 | 0 | 2.7 | 0 | -0.1 | 0.1 | -0.2 | 0.4 | 0 | 0 | 0 | 0 | 10.6 | 10.2 | -0.52 | 0.96 | -0.002 | 0 | -0.003 | -21.3 | 0 | 0 | -23.6 | 0 | 2.2 | 0 | -0.1 | 0.1 | -0.2 | 0.3 | 0 | 0 | 0 | 0 | 10.1 | 9.45 | -0.4 | 1.04 | -0.003 | 0 | -0.003 | PreCW-Front-GasDHW-GasDry | Appl-CW-Front-GasDHW-GasDry-Tier3AnySFm2017CZ14DEER2017 | 0
42958.3843 | Appl-CW-Front-GasDHW-GasDry-Tier3 | SFm | 2017 | CZ15 | rDXGF | -1 | Household | 1 | 2160.9 | -18.6 | 0 | 0 | -22.7 | 0 | 3.6 | 0 | -0.1 | 0.4 | -0.1 | 0.5 | 0 | 0 | 0 | 0 | 10.8 | 10.2 | -0.22 | 0.79 | -0.002 | 0 | -0.003 | -20.1 | 0 | 0 | -23.6 | 0 | 3.1 | 0 | -0.1 | 0.3 | -0.1 | 0.4 | 0 | 0 | 0 | 0 | 10.1 | 9.45 | -0.18 | 0.86 | -0.002 | 0 | -0.003 | PreCW-Front-GasDHW-GasDry | Appl-CW-Front-GasDHW-GasDry-Tier3AnySFm2017CZ15DEER2017 | 0
42958.3843 | Appl-CW-Front-GasDHW-GasDry-Tier3 | SFm | 2017 | CZ16 | rDXGF | -1 | Household | 1 | 2295.6 | -22.7 | 0 | 0 | -22.6 | 0 | 0.2 | 0 | -0.1 | -0.2 | -0.1 | 0 | 0 | 0 | 0 | 0 | 10.8 | 10.2 | -0.47 | 1.11 | -0.002 | 0 | -0.003 | -23.2 | 0 | 0 | -23.5 | 0 | 0.5 | 0 | 0 | -0.1 | -0.1 | 0.1 | 0 | 0 | 0 | 0 | 10.3 | 9.45 | -0.37 | 1.2 | -0.002 | 0 | -0.003 | PreCW-Front-GasDHW-GasDry | Appl-CW-Front-GasDHW-GasDry-Tier3AnySFm2017CZ16DEER2017 | 0
42958.3843 | Appl-CW-Top-ElecDHW-ElecDry-Tier1 | DMo | MH00 | CZ01 | rDXGF | -1 | Household | 1 | 1242 | 395 | 0 | 0 | 332 | 0 | 0 | 0 | -0.3 | -1.5 | -1.5 | 0 | 0 | 0 | 64.7 | 0 | -2.7 | 0 | -2.71 | 0 | 0.054 | 0 | 0.046 | 259 | 0 | 0 | 223 | 0 | 0 | 0 | -0.2 | -1 | -1 | 0 | 0 | 0 | 37.8 | 0 | -1.79 | 0 | -1.8 | 0 | 0.035 | 0 | 0.031 | PreCW-Top-ElecDHW-ElecDry | Appl-CW-Top-ElecDHW-ElecDry-Tier1AnyDMoMH00CZ01DEER2017 | 0
42958.3843 | Appl-CW-Top-ElecDHW-ElecDry-Tier1 | DMo | MH00 | CZ02 | rDXGF | -1 | Household | 1 | 1242 | 402 | 0 | 0 | 332 | 0 | 10.3 | 0 | -0.3 | -0.1 | -1.4 | 1.3 | 0 | 0 | 60.2 | 0 | -2.28 | 0 | -2.28 | 0 | 0.064 | 0 | 0.046 | 264 | 0 | 0 | 222 | 0 | 6.8 | 0 | -0.2 | -0.1 | -0.9 | 0.9 | 0 | 0 | 35.2 | 0 | -1.53 | 0 | -1.53 | 0 | 0.04 | 0 | 0.031 | PreCW-Top-ElecDHW-ElecDry | Appl-CW-Top-ElecDHW-ElecDry-Tier1AnyDMoMH00CZ02DEER2017 | 0
42958.3843 | Appl-CW-Top-ElecDHW-ElecDry-Tier1 | DMo | MH00 | CZ03 | rDXGF | -1 | Household | 1 | 1242 | 395 | 0 | 0 | 332 | 0 | 4.7 | 0 | -0.3 | -1 | -1.7 | 0.7 | 0 | 0 | 60.4 | 0 | -2.73 | 0 | -2.73 | 0 | 0.068 | 0 | 0.046 | 260 | 0 | 0 | 222 | 0 | 3.5 | 0 | -0.2 | -0.6 | -1.1 | 0.5 | 0 | 0 | 35.3 | 0 | -1.81 | 0 | -1.81 | 0 | 0.046 | 0 | 0.031 | PreCW-Top-ElecDHW-ElecDry | Appl-CW-Top-ElecDHW-ElecDry-Tier1AnyDMoMH00CZ03DEER2017 | 0
42958.3843 | Appl-CW-Top-ElecDHW-ElecDry-Tier1 | DMo | MH00 | CZ04 | rDXGF | -1 | Household | 1 | 1242 | 403 | 0 | 0 | 332 | 0 | 12.8 | 0 | -0.3 | 0.2 | -1.5 | 1.6 | 0 | 0 | 58.5 | 0 | -2.4 | 0 | -2.41 | 0 | 0.071 | 0 | 0.045 | 265 | 0 | 0 | 222 | 0 | 8.9 | 0 | -0.2 | 0.2 | -1 | 1.1 | 0 | 0 | 34.2 | 0 | -1.61 | 0 | -1.61 | 0 | 0.049 | 0 | 0.03 | PreCW-Top-ElecDHW-ElecDry | Appl-CW-Top-ElecDHW-ElecDry-Tier1AnyDMoMH00CZ04DEER2017 | 0
42958.3843 | Appl-CW-Top-ElecDHW-ElecDry-Tier1 | DMo | MH00 | CZ05 | rDXGF | -1 | Household | 1 | 1242 | 395 | 0 | 0 | 332 | 0 | 4 | 0 | -0.5 | -1.8 | -2.4 | 0.5 | 0 | 0 | 61.4 | 0 | -3.95 | 0 | -3.94 | 0 | 0.065 | 0 | 0.046 | 259 | 0 | 0 | 222 | 0 | 2.7 | 0 | -0.3 | -1.2 | -1.6 | 0.4 | 0 | 0 | 35.8 | 0 | -2.65 | 0 | -2.65 | 0 | 0.042 | 0 | 0.031 | PreCW-Top-ElecDHW-ElecDry | Appl-CW-Top-ElecDHW-ElecDry-Tier1AnyDMoMH00CZ05DEER2017 | 0
42958.3843 | Appl-CW-Top-ElecDHW-ElecDry-Tier1 | DMo | MH00 | CZ06 | rDXGF | -1 | Household | 1 | 1242 | 402 | 0 | 0 | 332 | 0 | 13.2 | 0 | -0.3 | 0.6 | -1.2 | 1.8 | 0 | 0 | 56.8 | 0 | -2.02 | 0 | -2.02 | 0 | 0.062 | 0 | 0.046 | 264 | 0 | 0 | 222 | 0 | 8.7 | 0 | -0.2 | 0.4 | -0.8 | 1.2 | 0 | 0 | 33.2 | 0 | -1.35 | 0 | -1.35 | 0 | 0.041 | 0 | 0.031 | PreCW-Top-ElecDHW-ElecDry | Appl-CW-Top-ElecDHW-ElecDry-Tier1AnyDMoMH00CZ06DEER2017 | 0
42958.3843 | Appl-CW-Top-ElecDHW-ElecDry-Tier1 | DMo | MH00 | CZ07 | rDXGF | -1 | Household | 1 | 1242 | 401 | 0 | 0 | 332 | 0 | 12.8 | 0 | -0.2 | 0.8 | -0.9 | 1.8 | 0 | 0 | 56.2 | 0 | -1.64 | 0 | -1.65 | 0 | 0.062 | 0 | 0.046 | 264 | 0 | 0 | 222 | 0 | 8.6 | 0 | -0.2 | 0.6 | -0.6 | 1.2 | 0 | 0 | 32.8 | 0 | -1.08 | 0 | -1.09 | 0 | 0.04 | 0 | 0.03 | PreCW-Top-ElecDHW-ElecDry | Appl-CW-Top-ElecDHW-ElecDry-Tier1AnyDMoMH00CZ07DEER2017 | 0
42958.3843 | Appl-CW-Top-ElecDHW-ElecDry-Tier1 | DMo | MH00 | CZ08 | rDXGF | -1 | Household | 1 | 1242 | 404 | 0 | 0 | 332 | 0 | 16.1 | 0 | -0.2 | 1.1 | -1 | 2.1 | 0 | 0 | 55.3 | 0 | -1.65 | 0 | -1.66 | 0 | 0.062 | 0 | 0.046 | 267 | 0 | 0 | 222 | 0 | 11.3 | 0 | -0.1 | 0.8 | -0.7 | 1.4 | 0 | 0 | 32.3 | 0 | -1.1 | 0 | -1.11 | 0 | 0.041 | 0 | 0.031 | PreCW-Top-ElecDHW-ElecDry | Appl-CW-Top-ElecDHW-ElecDry-Tier1AnyDMoMH00CZ08DEER2017 | 0
42958.3843 | Appl-CW-Top-ElecDHW-ElecDry-Tier1 | DMo | MH00 | CZ09 | rDXGF | -1 | Household | 1 | 1242 | 403 | 0 | 0 | 332 | 0 | 15.6 | 0 | -0.3 | 0.8 | -1.2 | 1.9 | 0 | 0 | 55.2 | 0 | -1.85 | 0 | -1.85 | 0 | 0.065 | 0 | 0.046 | 264 | 0 | 0 | 222 | 0 | 9.6 | 0 | -0.2 | 0.4 | -0.8 | 1.2 | 0 | 0 | 32.3 | 0 | -1.24 | 0 | -1.24 | 0 | 0.043 | 0 | 0.031 | PreCW-Top-ElecDHW-ElecDry | Appl-CW-Top-ElecDHW-ElecDry-Tier1AnyDMoMH00CZ09DEER2017 | 0
42958.3843 | Appl-CW-Top-ElecDHW-ElecDry-Tier1 | DMo | MH00 | CZ10 | rDXGF | -1 | Household | 1 | 1242 | 408 | 0 | 0 | 332 | 0 | 20.5 | 0 | -0.2 | 1.5 | -1 | 2.5 | 0 | 0 | 54.9 | 0 | -1.77 | 0 | -1.78 | 0 | 0.063 | 0 | 0.046 | 269 | 0 | 0 | 222 | 0 | 13.9 | 0 | -0.1 | 1 | -0.7 | 1.7 | 0 | 0 | 32 | 0 | -1.17 | 0 | -1.18 | 0 | 0.042 | 0 | 0.03 | PreCW-Top-ElecDHW-ElecDry | Appl-CW-Top-ElecDHW-ElecDry-Tier1AnyDMoMH00CZ10DEER2017 | 0
42958.3843 | Appl-CW-Top-ElecDHW-ElecDry-Tier1 | DMo | MH00 | CZ11 | rDXGF | -1 | Household | 1 | 1242 | 405 | 0 | 0 | 332 | 0 | 17.2 | 0 | -0.2 | 0.7 | -1.3 | 2 | 0 | 0 | 55.6 | 0 | -2.16 | 0 | -2.16 | 0 | 0.065 | 0 | 0.046 | 266 | 0 | 0 | 222 | 0 | 11.4 | 0 | -0.2 | 0.4 | -0.9 | 1.3 | 0 | 0 | 32.5 | 0 | -1.45 | 0 | -1.45 | 0 | 0.043 | 0 | 0.03 | PreCW-Top-ElecDHW-ElecDry | Appl-CW-Top-ElecDHW-ElecDry-Tier1AnyDMoMH00CZ11DEER2017 | 0
42958.3843 | Appl-CW-Top-ElecDHW-ElecDry-Tier1 | DMo | MH00 | CZ12 | rDXGF | -1 | Household | 1 | 1242 | 407 | 0 | 0 | 332 | 0 | 17.8 | 0 | -0.3 | 0.8 | -1.4 | 2.2 | 0 | 0 | 57.4 | 0 | -2.36 | 0 | -2.35 | 0 | 0.065 | 0 | 0.046 | 268 | 0 | 0 | 222 | 0 | 11.6 | 0 | -0.2 | 0.5 | -0.9 | 1.4 | 0 | 0 | 33.6 | 0 | -1.57 | 0 | -1.57 | 0 | 0.043 | 0 | 0.03 | PreCW-Top-ElecDHW-ElecDry | Appl-CW-Top-ElecDHW-ElecDry-Tier1AnyDMoMH00CZ12DEER2017 | 0
42958.3843 | Appl-CW-Top-ElecDHW-ElecDry-Tier1 | DMo | MH00 | CZ13 | rDXGF | -1 | Household | 1 | 1242 | 407 | 0 | 0 | 332 | 0 | 20.1 | 0 | -0.3 | 1 | -1.4 | 2.4 | 0 | 0 | 55 | 0 | -2.23 | 0 | -2.22 | 0 | 0.065 | 0 | 0.046 | 268 | 0 | 0 | 222 | 0 | 13.5 | 0 | -0.2 | 0.7 | -1 | 1.6 | 0 | 0 | 32.1 | 0 | -1.52 | 0 | -1.51 | 0 | 0.043 | 0 | 0.031 | PreCW-Top-ElecDHW-ElecDry | Appl-CW-Top-ElecDHW-ElecDry-Tier1AnyDMoMH00CZ13DEER2017 | 0
42958.3843 | Appl-CW-Top-ElecDHW-ElecDry-Tier1 | DMo | MH00 | CZ14 | rDXGF | -1 | Household | 1 | 1242 | 407 | 0 | 0 | 332 | 0 | 18.9 | 0 | -0.3 | 0.9 | -1.4 | 2.2 | 0 | 0 | 56.1 | 0 | -2.26 | 0 | -2.25 | 0 | 0.062 | 0 | 0.045 | 268 | 0 | 0 | 222 | 0 | 12.7 | 0 | -0.2 | 0.6 | -0.9 | 1.5 | 0 | 0 | 32.8 | 0 | -1.51 | 0 | -1.51 | 0 | 0.041 | 0 | 0.03 | PreCW-Top-ElecDHW-ElecDry | Appl-CW-Top-ElecDHW-ElecDry-Tier1AnyDMoMH00CZ14DEER2017 | 0
42958.3843 | Appl-CW-Top-ElecDHW-ElecDry-Tier1 | DMo | MH00 | CZ15 | rDXGF | -1 | Household | 1 | 1242 | 405 | 0 | 0 | 331 | 0 | 25.1 | 0 | -0.1 | 2.2 | -0.5 | 2.8 | 0 | 0 | 46.2 | 0 | -0.79 | 0 | -0.79 | 0 | 0.061 | 0 | 0.046 | 269 | 0 | 0 | 222 | 0 | 17.8 | 0 | -0.1 | 1.6 | -0.3 | 2 | 0 | 0 | 27 | 0 | -0.53 | 0 | -0.52 | 0 | 0.04 | 0 | 0.03 | PreCW-Top-ElecDHW-ElecDry | Appl-CW-Top-ElecDHW-ElecDry-Tier1AnyDMoMH00CZ15DEER2017 | 0
42958.3843 | Appl-CW-Top-ElecDHW-ElecDry-Tier1 | DMo | MH00 | CZ16 | rDXGF | -1 | Household | 1 | 1242 | 406 | 0 | 0 | 332 | 0 | 10.3 | 0 | -0.3 | 0.1 | -1.3 | 1.4 | 0 | 0 | 64.5 | 0 | -2.23 | 0 | -2.22 | 0 | 0.07 | 0 | 0.046 | 267 | 0 | 0 | 222 | 0 | 6.9 | 0 | -0.2 | 0.1 | -0.9 | 1 | 0 | 0 | 37.7 | 0 | -1.5 | 0 | -1.5 | 0 | 0.047 | 0 | 0.031 | PreCW-Top-ElecDHW-ElecDry | Appl-CW-Top-ElecDHW-ElecDry-Tier1AnyDMoMH00CZ16DEER2017 | 0
42958.3843 | Appl-CW-Top-ElecDHW-ElecDry-Tier1 | DMo | MH06 | CZ01 | rDXGF | -1 | Household | 1 | 1242 | 395 | 0 | 0 | 332 | 0 | 0 | 0 | -0.3 | -1.8 | -1.8 | 0 | 0 | 0 | 64.8 | 0 | -3.35 | 0 | -3.35 | 0 | 0.055 | 0 | 0.046 | 259 | 0 | 0 | 223 | 0 | 0 | 0 | -0.2 | -1.2 | -1.2 | 0 | 0 | 0 | 37.8 | 0 | -2.22 | 0 | -2.22 | 0 | 0.036 | 0 | 0.03 | PreCW-Top-ElecDHW-ElecDry | Appl-CW-Top-ElecDHW-ElecDry-Tier1AnyDMoMH06CZ01DEER2017 | 0
42958.3843 | Appl-CW-Top-ElecDHW-ElecDry-Tier1 | DMo | MH06 | CZ02 | rDXGF | -1 | Household | 1 | 1242 | 403 | 0 | 0 | 332 | 0 | 10.8 | 0 | -0.4 | 0.3 | -1.5 | 1.7 | 0 | 0 | 60.3 | 0 | -2.59 | 0 | -2.58 | 0 | 0.063 | 0 | 0.046 | 265 | 0 | 0 | 222 | 0 | 7.1 | 0 | -0.3 | 0.2 | -1 | 1.1 | 0 | 0 | 35.2 | 0 | -1.73 | 0 | -1.72 | 0 | 0.041 | 0 | 0.031 | PreCW-Top-ElecDHW-ElecDry | Appl-CW-Top-ElecDHW-ElecDry-Tier1AnyDMoMH06CZ02DEER2017 | 0
42958.3843 | Appl-CW-Top-ElecDHW-ElecDry-Tier1 | DMo | MH06 | CZ03 | rDXGF | -1 | Household | 1 | 1242 | 399 | 0 | 0 | 332 | 0 | 6.9 | 0 | -0.2 | 0.3 | -0.9 | 1.3 | 0 | 0 | 60.4 | 0 | -1.61 | 0 | -1.61 | 0 | 0.067 | 0 | 0.046 | 264 | 0 | 0 | 222 | 0 | 6 | 0 | -0.2 | 0.4 | -0.6 | 1.1 | 0 | 0 | 35.2 | 0 | -1.08 | 0 | -1.08 | 0 | 0.045 | 0 | 0.03 | PreCW-Top-ElecDHW-ElecDry | Appl-CW-Top-ElecDHW-ElecDry-Tier1AnyDMoMH06CZ03DEER2017 | 0
42958.3843 | Appl-CW-Top-ElecDHW-ElecDry-Tier1 | DMo | MH06 | CZ04 | rDXGF | -1 | Household | 1 | 1242 | 401 | 0 | 0 | 332 | 0 | 11 | 0 | -0.3 | 0.7 | -1.2 | 1.8 | 0 | 0 | 58.5 | 0 | -2.07 | 0 | -2.07 | 0 | 0.061 | 0 | 0.046 | 264 | 0 | 0 | 222 | 0 | 7.3 | 0 | -0.2 | 0.4 | -0.8 | 1.2 | 0 | 0 | 34.1 | 0 | -1.38 | 0 | -1.38 | 0 | 0.04 | 0 | 0.03 | PreCW-Top-ElecDHW-ElecDry | Appl-CW-Top-ElecDHW-ElecDry-Tier1AnyDMoMH06CZ04DEER2017 | 0
42958.3843 | Appl-CW-Top-ElecDHW-ElecDry-Tier1 | DMo | MH06 | CZ05 | rDXGF | -1 | Household | 1 | 1242 | 398 | 0 | 0 | 332 | 0 | 5.8 | 0 | -0.3 | -0.4 | -1.5 | 1 | 0 | 0 | 61.3 | 0 | -2.66 | 0 | -2.66 | 0 | 0.064 | 0 | 0.046 | 261 | 0 | 0 | 223 | 0 | 3.5 | 0 | -0.2 | -0.3 | -1 | 0.6 | 0 | 0 | 35.8 | 0 | -1.77 | 0 | -1.77 | 0 | 0.042 | 0 | 0.031 | PreCW-Top-ElecDHW-ElecDry | Appl-CW-Top-ElecDHW-ElecDry-Tier1AnyDMoMH06CZ05DEER2017 | 0
42958.3843 | Appl-CW-Top-ElecDHW-ElecDry-Tier1 | DMo | MH06 | CZ06 | rDXGF | -1 | Household | 1 | 1242 | 401 | 0 | 0 | 332 | 0 | 10.8 | 0 | 0 | 1.7 | -0.1 | 1.9 | 0 | 0 | 56.7 | 0 | -0.34 | 0 | -0.34 | 0 | 0.061 | 0 | 0.046 | 264 | 0 | 0 | 223 | 0 | 7.2 | 0 | 0 | 1.1 | -0.1 | 1.3 | 0 | 0 | 33.1 | 0 | -0.22 | 0 | -0.22 | 0 | 0.041 | 0 | 0.031 | PreCW-Top-ElecDHW-ElecDry | Appl-CW-Top-ElecDHW-ElecDry-Tier1AnyDMoMH06CZ06DEER2017 | 0
42958.3843 | Appl-CW-Top-ElecDHW-ElecDry-Tier1 | DMo | MH06 | CZ07 | rDXGF | -1 | Household | 1 | 1242 | 408 | 0 | 0 | 332 | 0 | 17.4 | 0 | 0 | 2.7 | -0.4 | 3.1 | 0 | 0 | 56.2 | 0 | -0.72 | 0 | -0.72 | 0 | 0.06 | 0 | 0.046 | 270 | 0 | 0 | 222 | 0 | 12.7 | 0 | 0 | 2 | -0.3 | 2.3 | 0 | 0 | 32.8 | 0 | -0.47 | 0 | -0.47 | 0 | 0.04 | 0 | 0.031 | PreCW-Top-ElecDHW-ElecDry | Appl-CW-Top-ElecDHW-ElecDry-Tier1AnyDMoMH06CZ07DEER2017 | 0
42958.3843 | Appl-CW-Top-ElecDHW-ElecDry-Tier1 | DMo | MH06 | CZ08 | rDXGF | -1 | Household | 1 | 1242 | 406 | 0 | 0 | 332 | 0 | 17 | 0 | -0.1 | 2.3 | -0.6 | 2.9 | 0 | 0 | 55.3 | 0 | -1.14 | 0 | -1.15 | 0 | 0.06 | 0 | 0.046 | 267 | 0 | 0 | 222 | 0 | 11.4 | 0 | -0.1 | 1.5 | -0.4 | 2 | 0 | 0 | 32.3 | 0 | -0.77 | 0 | -0.78 | 0 | 0.04 | 0 | 0.03 | PreCW-Top-ElecDHW-ElecDry | Appl-CW-Top-ElecDHW-ElecDry-Tier1AnyDMoMH06CZ08DEER2017 | 0
42958.3843 | Appl-CW-Top-ElecDHW-ElecDry-Tier1 | DMo | MH06 | CZ09 | rDXGF | -1 | Household | 1 | 1242 | 403 | 0 | 0 | 332 | 0 | 14.4 | 0 | -0.1 | 1.6 | -0.8 | 2.4 | 0 | 0 | 55.2 | 0 | -1.39 | 0 | -1.38 | 0 | 0.061 | 0 | 0.046 | 265 | 0 | 0 | 222 | 0 | 9.5 | 0 | -0.1 | 1 | -0.5 | 1.6 | 0 | 0 | 32.3 | 0 | -0.94 | 0 | -0.94 | 0 | 0.04 | 0 | 0.031 | PreCW-Top-ElecDHW-ElecDry | Appl-CW-Top-ElecDHW-ElecDry-Tier1AnyDMoMH06CZ09DEER2017 | 0
42958.3843 | Appl-CW-Top-ElecDHW-ElecDry-Tier1 | DMo | MH06 | CZ10 | rDXGF | -1 | Household | 1 | 1242 | 405 | 0 | 0 | 332 | 0 | 16.6 | 0 | -0.2 | 1.8 | -1 | 2.7 | 0 | 0 | 55 | 0 | -1.78 | 0 | -1.78 | 0 | 0.06 | 0 | 0.046 | 266 | 0 | 0 | 222 | 0 | 10.9 | 0 | -0.1 | 1.1 | -0.7 | 1.8 | 0 | 0 | 32.1 | 0 | -1.19 | 0 | -1.18 | 0 | 0.04 | 0 | 0.031 | PreCW-Top-ElecDHW-ElecDry | Appl-CW-Top-ElecDHW-ElecDry-Tier1AnyDMoMH06CZ10DEER2017 | 0
42958.3843 | Appl-CW-Top-ElecDHW-ElecDry-Tier1 | DMo | MH06 | CZ11 | rDXGF | -1 | Household | 1 | 1242 | 402 | 0 | 0 | 332 | 0 | 13.6 | 0 | -0.2 | 1.1 | -1 | 2.1 | 0 | 0 | 55.6 | 0 | -1.81 | 0 | -1.8 | 0 | 0.063 | 0 | 0.046 | 265 | 0 | 0 | 222 | 0 | 9.4 | 0 | -0.2 | 0.8 | -0.7 | 1.5 | 0 | 0 | 32.5 | 0 | -1.21 | 0 | -1.21 | 0 | 0.042 | 0 | 0.031 | PreCW-Top-ElecDHW-ElecDry | Appl-CW-Top-ElecDHW-ElecDry-Tier1AnyDMoMH06CZ11DEER2017 | 0
42958.3843 | Appl-CW-Top-ElecDHW-ElecDry-Tier1 | DMo | MH06 | CZ12 | rDXGF | -1 | Household | 1 | 1242 | 403 | 0 | 0 | 332 | 0 | 13.5 | 0 | -0.2 | 0.8 | -1.3 | 2.2 | 0 | 0 | 57.4 | 0 | -2.27 | 0 | -2.28 | 0 | 0.062 | 0 | 0.046 | 265 | 0 | 0 | 222 | 0 | 8.7 | 0 | -0.2 | 0.5 | -0.9 | 1.4 | 0 | 0 | 33.6 | 0 | -1.51 | 0 | -1.52 | 0 | 0.041 | 0 | 0.031 | PreCW-Top-ElecDHW-ElecDry | Appl-CW-Top-ElecDHW-ElecDry-Tier1AnyDMoMH06CZ12DEER2017 | 0
42958.3843 | Appl-CW-Top-ElecDHW-ElecDry-Tier1 | DMo | MH06 | CZ13 | rDXGF | -1 | Household | 1 | 1242 | 405 | 0 | 0 | 332 | 0 | 17.1 | 0 | -0.3 | 1.6 | -1.1 | 2.7 | 0 | 0 | 54.9 | 0 | -1.89 | 0 | -1.89 | 0 | 0.06 | 0 | 0.046 | 267 | 0 | 0 | 222 | 0 | 11.7 | 0 | -0.2 | 1.1 | -0.8 | 1.9 | 0 | 0 | 32.1 | 0 | -1.29 | 0 | -1.29 | 0 | 0.04 | 0 | 0.031 | PreCW-Top-ElecDHW-ElecDry | Appl-CW-Top-ElecDHW-ElecDry-Tier1AnyDMoMH06CZ13DEER2017 | 0
42958.3843 | Appl-CW-Top-ElecDHW-ElecDry-Tier1 | DMo | MH06 | CZ14 | rDXGF | -1 | Household | 1 | 1242 | 404 | 0 | 0 | 332 | 0 | 15.6 | 0 | -0.3 | 1.3 | -1.2 | 2.6 | 0 | 0 | 56.1 | 0 | -2.04 | 0 | -2.04 | 0 | 0.059 | 0 | 0.046 | 266 | 0 | 0 | 222 | 0 | 10.6 | 0 | -0.2 | 0.9 | -0.8 | 1.8 | 0 | 0 | 32.8 | 0 | -1.37 | 0 | -1.38 | 0 | 0.039 | 0 | 0.031 | PreCW-Top-ElecDHW-ElecDry | Appl-CW-Top-ElecDHW-ElecDry-Tier1AnyDMoMH06CZ14DEER2017 | 0
42958.3843 | Appl-CW-Top-ElecDHW-ElecDry-Tier1 | DMo | MH06 | CZ15 | rDXGF | -1 | Household | 1 | 1242 | 402 | 0 | 0 | 331 | 0 | 21.4 | 0 | -0.1 | 2.7 | -0.4 | 3.1 | 0 | 0 | 46.2 | 0 | -0.72 | 0 | -0.71 | 0 | 0.058 | 0 | 0.046 | 265 | 0 | 0 | 222 | 0 | 13.9 | 0 | -0.1 | 1.7 | -0.3 | 2 | 0 | 0 | 27 | 0 | -0.48 | 0 | -0.48 | 0 | 0.038 | 0 | 0.031 | PreCW-Top-ElecDHW-ElecDry | Appl-CW-Top-ElecDHW-ElecDry-Tier1AnyDMoMH06CZ15DEER2017 | 0
42958.3843 | Appl-CW-Top-ElecDHW-ElecDry-Tier1 | DMo | MH06 | CZ16 | rDXGF | -1 | Household | 1 | 1242 | 403 | 0 | 0 | 332 | 0 | 6.8 | 0 | -0.2 | -0.1 | -1.2 | 1.2 | 0 | 0 | 64.5 | 0 | -2.16 | 0 | -2.16 | 0 | 0.062 | 0 | 0.046 | 264 | 0 | 0 | 222 | 0 | 4.5 | 0 | -0.1 | -0.1 | -0.8 | 0.8 | 0 | 0 | 37.7 | 0 | -1.46 | 0 | -1.46 | 0 | 0.04 | 0 | 0.031 | PreCW-Top-ElecDHW-ElecDry | Appl-CW-Top-ElecDHW-ElecDry-Tier1AnyDMoMH06CZ16DEER2017 | 0
42958.3843 | Appl-CW-Top-ElecDHW-ElecDry-Tier1 | DMo | MH15 | CZ01 | rDXGF | -1 | Household | 1 | 1242 | 395 | 0 | 0 | 332 | 0 | 0 | 0 | -0.4 | -1.4 | -1.4 | 0 | 0 | 0 | 64.8 | 0 | -3.07 | 0 | -3.08 | 0 | 0.055 | 0 | 0.046 | 259 | 0 | 0 | 223 | 0 | 0 | 0 | -0.3 | -0.9 | -0.9 | 0 | 0 | 0 | 37.8 | 0 | -2.03 | 0 | -2.04 | 0 | 0.036 | 0 | 0.031 | PreCW-Top-ElecDHW-ElecDry | Appl-CW-Top-ElecDHW-ElecDry-Tier1AnyDMoMH15CZ01DEER2017 | 0
42958.3843 | Appl-CW-Top-ElecDHW-ElecDry-Tier1 | DMo | MH15 | CZ02 | rDXGF | -1 | Household | 1 | 1242 | 402 | 0 | 0 | 332 | 0 | 9.9 | 0 | -0.3 | 0.3 | -1.3 | 1.5 | 0 | 0 | 60.3 | 0 | -2.57 | 0 | -2.56 | 0 | 0.062 | 0 | 0.046 | 264 | 0 | 0 | 222 | 0 | 6.6 | 0 | -0.2 | 0.2 | -0.8 | 1 | 0 | 0 | 35.2 | 0 | -1.71 | 0 | -1.71 | 0 | 0.04 | 0 | 0.031 | PreCW-Top-ElecDHW-ElecDry | Appl-CW-Top-ElecDHW-ElecDry-Tier1AnyDMoMH15CZ02DEER2017 | 0
42958.3843 | Appl-CW-Top-ElecDHW-ElecDry-Tier1 | DMo | MH15 | CZ03 | rDXGF | -1 | Household | 1 | 1242 | 395 | 0 | 0 | 332 | 0 | 3.8 | 0 | -0.3 | -0.6 | -1.2 | 0.7 | 0 | 0 | 60.4 | 0 | -2.47 | 0 | -2.46 | 0 | 0.064 | 0 | 0.046 | 260 | 0 | 0 | 222 | 0 | 3 | 0 | -0.2 | -0.3 | -0.8 | 0.6 | 0 | 0 | 35.2 | 0 | -1.67 | 0 | -1.66 | 0 | 0.043 | 0 | 0.031 | PreCW-Top-ElecDHW-ElecDry | Appl-CW-Top-ElecDHW-ElecDry-Tier1AnyDMoMH15CZ03DEER2017 | 0
42958.3843 | Appl-CW-Top-ElecDHW-ElecDry-Tier1 | DMo | MH15 | CZ04 | rDXGF | -1 | Household | 1 | 1242 | 401 | 0 | 0 | 332 | 0 | 10.1 | 0 | -0.2 | 0.5 | -1.1 | 1.7 | 0 | 0 | 58.5 | 0 | -2.21 | 0 | -2.21 | 0 | 0.061 | 0 | 0.045 | 263 | 0 | 0 | 222 | 0 | 6.8 | 0 | -0.1 | 0.3 | -0.7 | 1.1 | 0 | 0 | 34.1 | 0 | -1.47 | 0 | -1.47 | 0 | 0.04 | 0 | 0.03 | PreCW-Top-ElecDHW-ElecDry | Appl-CW-Top-ElecDHW-ElecDry-Tier1AnyDMoMH15CZ04DEER2017 | 0
42958.3843 | Appl-CW-Top-ElecDHW-ElecDry-Tier1 | DMo | MH15 | CZ05 | rDXGF | -1 | Household | 1 | 1242 | 397 | 0 | 0 | 332 | 0 | 5.1 | 0 | -0.3 | -0.6 | -1.5 | 0.9 | 0 | 0 | 61.3 | 0 | -2.9 | 0 | -2.9 | 0 | 0.064 | 0 | 0.046 | 261 | 0 | 0 | 222 | 0 | 3.1 | 0 | -0.2 | -0.5 | -1 | 0.5 | 0 | 0 | 35.8 | 0 | -1.94 | 0 | -1.94 | 0 | 0.042 | 0 | 0.031 | PreCW-Top-ElecDHW-ElecDry | Appl-CW-Top-ElecDHW-ElecDry-Tier1AnyDMoMH15CZ05DEER2017 | 0
42958.3843 | Appl-CW-Top-ElecDHW-ElecDry-Tier1 | DMo | MH15 | CZ06 | rDXGF | -1 | Household | 1 | 1242 | 401 | 0 | 0 | 332 | 0 | 11.7 | 0 | -0.2 | 1.1 | -0.8 | 1.9 | 0 | 0 | 56.7 | 0 | -1.81 | 0 | -1.81 | 0 | 0.059 | 0 | 0.046 | 264 | 0 | 0 | 222 | 0 | 7.6 | 0 | -0.2 | 0.7 | -0.6 | 1.3 | 0 | 0 | 33.1 | 0 | -1.24 | 0 | -1.24 | 0 | 0.039 | 0 | 0.031 | PreCW-Top-ElecDHW-ElecDry | Appl-CW-Top-ElecDHW-ElecDry-Tier1AnyDMoMH15CZ06DEER2017 | 0
42958.3843 | Appl-CW-Top-ElecDHW-ElecDry-Tier1 | DMo | MH15 | CZ07 | rDXGF | -1 | Household | 1 | 1242 | 405 | 0 | 0 | 332 | 0 | 14.7 | 0 | -0.1 | 2.1 | -0.4 | 2.5 | 0 | 0 | 56.2 | 0 | -0.82 | 0 | -0.82 | 0 | 0.059 | 0 | 0.046 | 267 | 0 | 0 | 222 | 0 | 10.2 | 0 | -0.1 | 1.5 | -0.3 | 1.7 | 0 | 0 | 32.8 | 0 | -0.53 | 0 | -0.53 | 0 | 0.039 | 0 | 0.031 | PreCW-Top-ElecDHW-ElecDry | Appl-CW-Top-ElecDHW-ElecDry-Tier1AnyDMoMH15CZ07DEER2017 | 0
42958.3843 | Appl-CW-Top-ElecDHW-ElecDry-Tier1 | DMo | MH15 | CZ08 | rDXGF | -1 | Household | 1 | 1242 | 404 | 0 | 0 | 332 | 0 | 15.4 | 0 | -0.1 | 2.1 | -0.6 | 2.5 | 0 | 0 | 55.3 | 0 | -1.17 | 0 | -1.18 | 0 | 0.059 | 0 | 0.046 | 266 | 0 | 0 | 222 | 0 | 10.5 | 0 | -0.1 | 1.4 | -0.4 | 1.7 | 0 | 0 | 32.3 | 0 | -0.79 | 0 | -0.8 | 0 | 0.039 | 0 | 0.031 | PreCW-Top-ElecDHW-ElecDry | Appl-CW-Top-ElecDHW-ElecDry-Tier1AnyDMoMH15CZ08DEER2017 | 0
42958.3843 | Appl-CW-Top-ElecDHW-ElecDry-Tier1 | DMo | MH15 | CZ09 | rDXGF | -1 | Household | 1 | 1242 | 401 | 0 | 0 | 332 | 0 | 13.4 | 0 | -0.2 | 1.4 | -0.7 | 2.1 | 0 | 0 | 55.2 | 0 | -1.46 | 0 | -1.46 | 0 | 0.059 | 0 | 0.046 | 264 | 0 | 0 | 222 | 0 | 9.1 | 0 | -0.1 | 1 | -0.5 | 1.4 | 0 | 0 | 32.3 | 0 | -0.98 | 0 | -0.98 | 0 | 0.039 | 0 | 0.031 | PreCW-Top-ElecDHW-ElecDry | Appl-CW-Top-ElecDHW-ElecDry-Tier1AnyDMoMH15CZ09DEER2017 | 0
42958.3843 | Appl-CW-Top-ElecDHW-ElecDry-Tier1 | DMo | MH15 | CZ10 | rDXGF | -1 | Household | 1 | 1242 | 403 | 0 | 0 | 332 | 0 | 15.3 | 0 | -0.2 | 1.6 | -0.8 | 2.4 | 0 | 0 | 55 | 0 | -1.62 | 0 | -1.62 | 0 | 0.059 | 0 | 0.046 | 265 | 0 | 0 | 222 | 0 | 10 | 0 | -0.1 | 1 | -0.5 | 1.6 | 0 | 0 | 32.1 | 0 | -1.08 | 0 | -1.08 | 0 | 0.039 | 0 | 0.031 | PreCW-Top-ElecDHW-ElecDry | Appl-CW-Top-ElecDHW-ElecDry-Tier1AnyDMoMH15CZ10DEER2017 | 0
42958.3843 | Appl-CW-Top-ElecDHW-ElecDry-Tier1 | DMo | MH15 | CZ11 | rDXGF | -1 | Household | 1 | 1242 | 401 | 0 | 0 | 332 | 0 | 12.8 | 0 | -0.3 | 0.9 | -0.9 | 1.9 | 0 | 0 | 55.6 | 0 | -1.98 | 0 | -1.99 | 0 | 0.059 | 0 | 0.046 | 264 | 0 | 0 | 222 | 0 | 8.6 | 0 | -0.2 | 0.6 | -0.6 | 1.3 | 0 | 0 | 32.5 | 0 | -1.35 | 0 | -1.35 | 0 | 0.039 | 0 | 0.031 | PreCW-Top-ElecDHW-ElecDry | Appl-CW-Top-ElecDHW-ElecDry-Tier1AnyDMoMH15CZ11DEER2017 | 0
42958.3843 | Appl-CW-Top-ElecDHW-ElecDry-Tier1 | DMo | MH15 | CZ12 | rDXGF | -1 | Household | 1 | 1242 | 401 | 0 | 0 | 332 | 0 | 11.9 | 0 | -0.3 | 0.7 | -1.1 | 1.8 | 0 | 0 | 57.4 | 0 | -2.11 | 0 | -2.11 | 0 | 0.062 | 0 | 0.046 | 264 | 0 | 0 | 222 | 0 | 8 | 0 | -0.2 | 0.5 | -0.7 | 1.2 | 0 | 0 | 33.6 | 0 | -1.4 | 0 | -1.4 | 0 | 0.041 | 0 | 0.031 | PreCW-Top-ElecDHW-ElecDry | Appl-CW-Top-ElecDHW-ElecDry-Tier1AnyDMoMH15CZ12DEER2017 | 0
42958.3843 | Appl-CW-Top-ElecDHW-ElecDry-Tier1 | DMo | MH15 | CZ13 | rDXGF | -1 | Household | 1 | 1242 | 404 | 0 | 0 | 332 | 0 | 15.8 | 0 | -0.2 | 1.5 | -0.9 | 2.4 | 0 | 0 | 54.9 | 0 | -1.79 | 0 | -1.8 | 0 | 0.06 | 0 | 0.046 | 266 | 0 | 0 | 222 | 0 | 11 | 0 | -0.1 | 1 | -0.6 | 1.7 | 0 | 0 | 32.1 | 0 | -1.22 | 0 | -1.22 | 0 | 0.04 | 0 | 0.031 | PreCW-Top-ElecDHW-ElecDry | Appl-CW-Top-ElecDHW-ElecDry-Tier1AnyDMoMH15CZ13DEER2017 | 0
42958.3843 | Appl-CW-Top-ElecDHW-ElecDry-Tier1 | DMo | MH15 | CZ14 | rDXGF | -1 | Household | 1 | 1242 | 403 | 0 | 0 | 332 | 0 | 14.6 | 0 | -0.3 | 1.2 | -1.1 | 2.2 | 0 | 0 | 56.1 | 0 | -2.12 | 0 | -2.13 | 0 | 0.059 | 0 | 0.045 | 266 | 0 | 0 | 222 | 0 | 10 | 0 | -0.2 | 0.8 | -0.8 | 1.5 | 0 | 0 | 32.8 | 0 | -1.42 | 0 | -1.43 | 0 | 0.039 | 0 | 0.03 | PreCW-Top-ElecDHW-ElecDry | Appl-CW-Top-ElecDHW-ElecDry-Tier1AnyDMoMH15CZ14DEER2017 | 0
42958.3843 | Appl-CW-Top-ElecDHW-ElecDry-Tier1 | DMo | MH15 | CZ15 | rDXGF | -1 | Household | 1 | 1242 | 401 | 0 | 0 | 331 | 0 | 20.7 | 0 | -0.1 | 2.4 | -0.3 | 2.8 | 0 | 0 | 46.2 | 0 | -0.74 | 0 | -0.74 | 0 | 0.058 | 0 | 0.045 | 265 | 0 | 0 | 222 | 0 | 13.9 | 0 | -0.1 | 1.6 | -0.2 | 1.9 | 0 | 0 | 27 | 0 | -0.49 | 0 | -0.49 | 0 | 0.038 | 0 | 0.03 | PreCW-Top-ElecDHW-ElecDry | Appl-CW-Top-ElecDHW-ElecDry-Tier1AnyDMoMH15CZ15DEER2017 | 0
42958.3843 | Appl-CW-Top-ElecDHW-ElecDry-Tier1 | DMo | MH15 | CZ16 | rDXGF | -1 | Household | 1 | 1242 | 402 | 0 | 0 | 332 | 0 | 6.4 | 0 | -0.3 | -0.1 | -1.2 | 1.1 | 0 | 0 | 64.5 | 0 | -2.21 | 0 | -2.21 | 0 | 0.06 | 0 | 0.046 | 264 | 0 | 0 | 222 | 0 | 4.3 | 0 | -0.2 | -0.1 | -0.8 | 0.7 | 0 | 0 | 37.7 | 0 | -1.48 | 0 | -1.49 | 0 | 0.039 | 0 | 0.031 | PreCW-Top-ElecDHW-ElecDry | Appl-CW-Top-ElecDHW-ElecDry-Tier1AnyDMoMH15CZ16DEER2017 | 0
42958.3843 | Appl-CW-Top-ElecDHW-ElecDry-Tier1 | DMo | MH72 | CZ01 | rDXGF | -1 | Household | 1 | 1196 | 395 | 0 | 0 | 332 | 0 | 0 | 0 | -0.3 | -1.3 | -1.3 | 0 | 0 | 0 | 64.7 | 0 | -2.44 | 0 | -2.43 | 0 | 0.054 | 0 | 0.046 | 259 | 0 | 0 | 223 | 0 | 0 | 0 | -0.2 | -0.9 | -0.9 | 0 | 0 | 0 | 37.8 | 0 | -1.62 | 0 | -1.62 | 0 | 0.036 | 0 | 0.031 | PreCW-Top-ElecDHW-ElecDry | Appl-CW-Top-ElecDHW-ElecDry-Tier1AnyDMoMH72CZ01DEER2017 | 0
42958.3843 | Appl-CW-Top-ElecDHW-ElecDry-Tier1 | DMo | MH72 | CZ02 | rDXGF | -1 | Household | 1 | 1196 | 403 | 0 | 0 | 332 | 0 | 11 | 0 | -0.3 | 0 | -1.4 | 1.4 | 0 | 0 | 60.2 | 0 | -2.23 | 0 | -2.23 | 0 | 0.07 | 0 | 0.046 | 265 | 0 | 0 | 222 | 0 | 7.2 | 0 | -0.2 | 0 | -0.9 | 0.9 | 0 | 0 | 35.2 | 0 | -1.51 | 0 | -1.51 | 0 | 0.046 | 0 | 0.031 | PreCW-Top-ElecDHW-ElecDry | Appl-CW-Top-ElecDHW-ElecDry-Tier1AnyDMoMH72CZ02DEER2017 | 0
42958.3843 | Appl-CW-Top-ElecDHW-ElecDry-Tier1 | DMo | MH72 | CZ03 | rDXGF | -1 | Household | 1 | 1196 | 399 | 0 | 0 | 332 | 0 | 7.7 | 0 | -0.2 | -0.1 | -1.2 | 1.1 | 0 | 0 | 60.4 | 0 | -2.18 | 0 | -2.18 | 0 | 0.068 | 0 | 0.045 | 263 | 0 | 0 | 222 | 0 | 5.8 | 0 | -0.1 | 0 | -0.8 | 0.8 | 0 | 0 | 35.3 | 0 | -1.47 | 0 | -1.46 | 0 | 0.045 | 0 | 0.03 | PreCW-Top-ElecDHW-ElecDry | Appl-CW-Top-ElecDHW-ElecDry-Tier1AnyDMoMH72CZ03DEER2017 | 0
42958.3843 | Appl-CW-Top-ElecDHW-ElecDry-Tier1 | DMo | MH72 | CZ04 | rDXGF | -1 | Household | 1 | 1196 | 404 | 0 | 0 | 332 | 0 | 13 | 0 | -0.2 | 0.6 | -1.1 | 1.7 | 0 | 0 | 58.5 | 0 | -1.85 | 0 | -1.85 | 0 | 0.065 | 0 | 0.046 | 265 | 0 | 0 | 222 | 0 | 8.2 | 0 | -0.2 | 0.3 | -0.7 | 1.1 | 0 | 0 | 34.2 | 0 | -1.25 | 0 | -1.25 | 0 | 0.043 | 0 | 0.031 | PreCW-Top-ElecDHW-ElecDry | Appl-CW-Top-ElecDHW-ElecDry-Tier1AnyDMoMH72CZ04DEER2017 | 0
42958.3843 | Appl-CW-Top-ElecDHW-ElecDry-Tier1 | DMo | MH72 | CZ05 | rDXGF | -1 | Household | 1 | 1196 | 398 | 0 | 0 | 332 | 0 | 5.8 | 0 | -0.3 | -0.8 | -1.6 | 0.8 | 0 | 0 | 61.4 | 0 | -2.64 | 0 | -2.64 | 0 | 0.071 | 0 | 0.046 | 260 | 0 | 0 | 222 | 0 | 2.4 | 0 | -0.2 | -0.8 | -1.1 | 0.3 | 0 | 0 | 35.8 | 0 | -1.83 | 0 | -1.83 | 0 | 0.042 | 0 | 0.031 | PreCW-Top-ElecDHW-ElecDry | Appl-CW-Top-ElecDHW-ElecDry-Tier1AnyDMoMH72CZ05DEER2017 | 0
42958.3843 | Appl-CW-Top-ElecDHW-ElecDry-Tier1 | DMo | MH72 | CZ06 | rDXGF | -1 | Household | 1 | 1196 | 404 | 0 | 0 | 332 | 0 | 14.2 | 0 | -0.1 | 1.2 | -0.8 | 1.9 | 0 | 0 | 56.8 | 0 | -1.36 | 0 | -1.35 | 0 | 0.061 | 0 | 0.046 | 266 | 0 | 0 | 222 | 0 | 9.4 | 0 | -0.1 | 0.8 | -0.5 | 1.3 | 0 | 0 | 33.2 | 0 | -0.9 | 0 | -0.9 | 0 | 0.04 | 0 | 0.031 | PreCW-Top-ElecDHW-ElecDry | Appl-CW-Top-ElecDHW-ElecDry-Tier1AnyDMoMH72CZ06DEER2017 | 0
42958.3843 | Appl-CW-Top-ElecDHW-ElecDry-Tier1 | DMo | MH72 | CZ07 | rDXGF | -1 | Household | 1 | 1196 | 405 | 0 | 0 | 332 | 0 | 15.9 | 0 | -0.1 | 1.6 | -0.7 | 2.2 | 0 | 0 | 56.2 | 0 | -1.32 | 0 | -1.32 | 0 | 0.061 | 0 | 0.045 | 266 | 0 | 0 | 222 | 0 | 10.1 | 0 | -0.1 | 1 | -0.5 | 1.4 | 0 | 0 | 32.8 | 0 | -0.89 | 0 | -0.89 | 0 | 0.042 | 0 | 0.03 | PreCW-Top-ElecDHW-ElecDry | Appl-CW-Top-ElecDHW-ElecDry-Tier1AnyDMoMH72CZ07DEER2017 | 0
42958.3843 | Appl-CW-Top-ElecDHW-ElecDry-Tier1 | DMo | MH72 | CZ08 | rDXGF | -1 | Household | 1 | 1196 | 406 | 0 | 0 | 332 | 0 | 17.7 | 0 | -0.1 | 1.7 | -0.7 | 2.4 | 0 | 0 | 55.3 | 0 | -1.27 | 0 | -1.27 | 0 | 0.063 | 0 | 0.046 | 267 | 0 | 0 | 222 | 0 | 11.8 | 0 | -0.1 | 1.1 | -0.5 | 1.6 | 0 | 0 | 32.3 | 0 | -0.84 | 0 | -0.84 | 0 | 0.041 | 0 | 0.031 | PreCW-Top-ElecDHW-ElecDry | Appl-CW-Top-ElecDHW-ElecDry-Tier1AnyDMoMH72CZ08DEER2017 | 0
42958.3843 | Appl-CW-Top-ElecDHW-ElecDry-Tier1 | DMo | MH72 | CZ09 | rDXGF | -1 | Household | 1 | 1196 | 408 | 0 | 0 | 332 | 0 | 19.8 | 0 | -0.2 | 1.8 | -0.8 | 2.6 | 0 | 0 | 55.2 | 0 | -1.4 | 0 | -1.39 | 0 | 0.062 | 0 | 0.046 | 269 | 0 | 0 | 222 | 0 | 13.6 | 0 | -0.1 | 1.3 | -0.5 | 1.8 | 0 | 0 | 32.3 | 0 | -0.93 | 0 | -0.92 | 0 | 0.041 | 0 | 0.031 | PreCW-Top-ElecDHW-ElecDry | Appl-CW-Top-ElecDHW-ElecDry-Tier1AnyDMoMH72CZ09DEER2017 | 0
42958.3843 | Appl-CW-Top-ElecDHW-ElecDry-Tier1 | DMo | MH72 | CZ10 | rDXGF | -1 | Household | 1 | 1196 | 405 | 0 | 0 | 332 | 0 | 17.4 | 0 | -0.1 | 1.3 | -0.8 | 2.1 | 0 | 0 | 54.9 | 0 | -1.39 | 0 | -1.39 | 0 | 0.063 | 0 | 0.046 | 266 | 0 | 0 | 222 | 0 | 11.2 | 0 | -0.1 | 0.8 | -0.5 | 1.4 | 0 | 0 | 32 | 0 | -0.94 | 0 | -0.93 | 0 | 0.042 | 0 | 0.031 | PreCW-Top-ElecDHW-ElecDry | Appl-CW-Top-ElecDHW-ElecDry-Tier1AnyDMoMH72CZ10DEER2017 | 0
42958.3843 | Appl-CW-Top-ElecDHW-ElecDry-Tier1 | DMo | MH72 | CZ11 | rDXGF | -1 | Household | 1 | 1196 | 405 | 0 | 0 | 332 | 0 | 16.5 | 0 | -0.3 | 0.9 | -1.1 | 1.9 | 0 | 0 | 55.6 | 0 | -1.76 | 0 | -1.76 | 0 | 0.064 | 0 | 0.046 | 266 | 0 | 0 | 222 | 0 | 11.1 | 0 | -0.2 | 0.6 | -0.7 | 1.3 | 0 | 0 | 32.5 | 0 | -1.16 | 0 | -1.17 | 0 | 0.042 | 0 | 0.031 | PreCW-Top-ElecDHW-ElecDry | Appl-CW-Top-ElecDHW-ElecDry-Tier1AnyDMoMH72CZ11DEER2017 | 0
42958.3843 | Appl-CW-Top-ElecDHW-ElecDry-Tier1 | DMo | MH72 | CZ12 | rDXGF | -1 | Household | 1 | 1196 | 405 | 0 | 0 | 332 | 0 | 15.1 | 0 | -0.3 | 0.7 | -1.2 | 1.9 | 0 | 0 | 57.4 | 0 | -2.02 | 0 | -2.02 | 0 | 0.067 | 0 | 0.045 | 266 | 0 | 0 | 222 | 0 | 10 | 0 | -0.2 | 0.5 | -0.8 | 1.3 | 0 | 0 | 33.6 | 0 | -1.37 | 0 | -1.36 | 0 | 0.044 | 0 | 0.03 | PreCW-Top-ElecDHW-ElecDry | Appl-CW-Top-ElecDHW-ElecDry-Tier1AnyDMoMH72CZ12DEER2017 | 0
42958.3843 | Appl-CW-Top-ElecDHW-ElecDry-Tier1 | DMo | MH72 | CZ13 | rDXGF | -1 | Household | 1 | 1196 | 406 | 0 | 0 | 332 | 0 | 18.2 | 0 | -0.2 | 1.1 | -1.1 | 2.2 | 0 | 0 | 55 | 0 | -1.9 | 0 | -1.91 | 0 | 0.063 | 0 | 0.046 | 267 | 0 | 0 | 222 | 0 | 12.4 | 0 | -0.2 | 0.7 | -0.7 | 1.5 | 0 | 0 | 32.1 | 0 | -1.28 | 0 | -1.29 | 0 | 0.042 | 0 | 0.031 | PreCW-Top-ElecDHW-ElecDry | Appl-CW-Top-ElecDHW-ElecDry-Tier1AnyDMoMH72CZ13DEER2017 | 0
42958.3843 | Appl-CW-Top-ElecDHW-ElecDry-Tier1 | DMo | MH72 | CZ14 | rDXGF | -1 | Household | 1 | 1196 | 407 | 0 | 0 | 332 | 0 | 18.5 | 0 | -0.2 | 1.3 | -1 | 2.2 | 0 | 0 | 56.1 | 0 | -1.7 | 0 | -1.7 | 0 | 0.062 | 0 | 0.046 | 268 | 0 | 0 | 222 | 0 | 12.3 | 0 | -0.1 | 0.9 | -0.7 | 1.5 | 0 | 0 | 32.8 | 0 | -1.15 | 0 | -1.15 | 0 | 0.041 | 0 | 0.031 | PreCW-Top-ElecDHW-ElecDry | Appl-CW-Top-ElecDHW-ElecDry-Tier1AnyDMoMH72CZ14DEER2017 | 0
42958.3843 | Appl-CW-Top-ElecDHW-ElecDry-Tier1 | DMo | MH72 | CZ15 | rDXGF | -1 | Household | 1 | 1196 | 404 | 0 | 0 | 332 | 0 | 23.9 | 0 | -0.1 | 2.2 | -0.4 | 2.6 | 0 | 0 | 46.2 | 0 | -0.63 | 0 | -0.62 | 0 | 0.06 | 0 | 0.045 | 267 | 0 | 0 | 222 | 0 | 16.2 | 0 | 0 | 1.5 | -0.3 | 1.7 | 0 | 0 | 27 | 0 | -0.4 | 0 | -0.4 | 0 | 0.04 | 0 | 0.03 | PreCW-Top-ElecDHW-ElecDry | Appl-CW-Top-ElecDHW-ElecDry-Tier1AnyDMoMH72CZ15DEER2017 | 0
42958.3843 | Appl-CW-Top-ElecDHW-ElecDry-Tier1 | DMo | MH72 | CZ16 | rDXGF | -1 | Household | 1 | 1196 | 408 | 0 | 0 | 332 | 0 | 11.9 | 0 | -0.3 | 0.1 | -1.5 | 1.6 | 0 | 0 | 64.5 | 0 | -2.46 | 0 | -2.45 | 0 | 0.063 | 0 | 0.046 | 268 | 0 | 0 | 222 | 0 | 7.8 | 0 | -0.2 | 0.1 | -1 | 1.1 | 0 | 0 | 37.7 | 0 | -1.66 | 0 | -1.66 | 0 | 0.041 | 0 | 0.031 | PreCW-Top-ElecDHW-ElecDry | Appl-CW-Top-ElecDHW-ElecDry-Tier1AnyDMoMH72CZ16DEER2017 | 0
42958.3843 | Appl-CW-Top-ElecDHW-ElecDry-Tier1 | DMo | MH85 | CZ01 | rDXGF | -1 | Household | 1 | 1242 | 394 | 0 | 0 | 332 | 0 | 0 | 0 | -0.4 | -1.8 | -1.8 | 0 | 0 | 0 | 64.7 | 0 | -3.37 | 0 | -3.37 | 0 | 0.054 | 0 | 0.046 | 259 | 0 | 0 | 223 | 0 | 0 | 0 | -0.2 | -1.2 | -1.2 | 0 | 0 | 0 | 37.8 | 0 | -2.27 | 0 | -2.27 | 0 | 0.035 | 0 | 0.031 | PreCW-Top-ElecDHW-ElecDry | Appl-CW-Top-ElecDHW-ElecDry-Tier1AnyDMoMH85CZ01DEER2017 | 0
42958.3843 | Appl-CW-Top-ElecDHW-ElecDry-Tier1 | DMo | MH85 | CZ02 | rDXGF | -1 | Household | 1 | 1242 | 399 | 0 | 0 | 332 | 0 | 8.1 | 0 | -0.3 | -0.7 | -1.7 | 1 | 0 | 0 | 60.2 | 0 | -2.89 | 0 | -2.89 | 0 | 0.074 | 0 | 0.046 | 261 | 0 | 0 | 222 | 0 | 4.4 | 0 | -0.2 | -0.6 | -1.2 | 0.6 | 0 | 0 | 35.2 | 0 | -1.94 | 0 | -1.93 | 0 | 0.05 | 0 | 0.031 | PreCW-Top-ElecDHW-ElecDry | Appl-CW-Top-ElecDHW-ElecDry-Tier1AnyDMoMH85CZ02DEER2017 | 0
42958.3843 | Appl-CW-Top-ElecDHW-ElecDry-Tier1 | DMo | MH85 | CZ03 | rDXGF | -1 | Household | 1 | 1242 | 399 | 0 | 0 | 332 | 0 | 8.1 | 0 | -0.3 | -0.5 | -1.7 | 1.1 | 0 | 0 | 60.4 | 0 | -2.9 | 0 | -2.9 | 0 | 0.066 | 0 | 0.046 | 263 | 0 | 0 | 222 | 0 | 5.9 | 0 | -0.2 | -0.3 | -1.1 | 0.8 | 0 | 0 | 35.3 | 0 | -1.95 | 0 | -1.95 | 0 | 0.043 | 0 | 0.031 | PreCW-Top-ElecDHW-ElecDry | Appl-CW-Top-ElecDHW-ElecDry-Tier1AnyDMoMH85CZ03DEER2017 | 0
42958.3843 | Appl-CW-Top-ElecDHW-ElecDry-Tier1 | DMo | MH85 | CZ04 | rDXGF | -1 | Household | 1 | 1242 | 405 | 0 | 0 | 332 | 0 | 14.7 | 0 | -0.3 | 0.5 | -1.4 | 1.9 | 0 | 0 | 58.5 | 0 | -2.31 | 0 | -2.32 | 0 | 0.068 | 0 | 0.046 | 266 | 0 | 0 | 222 | 0 | 9.8 | 0 | -0.2 | 0.3 | -1 | 1.3 | 0 | 0 | 34.2 | 0 | -1.53 | 0 | -1.54 | 0 | 0.043 | 0 | 0.031 | PreCW-Top-ElecDHW-ElecDry | Appl-CW-Top-ElecDHW-ElecDry-Tier1AnyDMoMH85CZ04DEER2017 | 0
42958.3843 | Appl-CW-Top-ElecDHW-ElecDry-Tier1 | DMo | MH85 | CZ05 | rDXGF | -1 | Household | 1 | 1242 | 396 | 0 | 0 | 332 | 0 | 4.8 | 0 | -0.4 | -1.2 | -1.8 | 0.7 | 0 | 0 | 61.4 | 0 | -3.12 | 0 | -3.12 | 0 | 0.071 | 0 | 0.046 | 260 | 0 | 0 | 222 | 0 | 2.9 | 0 | -0.2 | -0.9 | -1.2 | 0.4 | 0 | 0 | 35.8 | 0 | -2.09 | 0 | -2.09 | 0 | 0.047 | 0 | 0.031 | PreCW-Top-ElecDHW-ElecDry | Appl-CW-Top-ElecDHW-ElecDry-Tier1AnyDMoMH85CZ05DEER2017 | 0
42958.3843 | Appl-CW-Top-ElecDHW-ElecDry-Tier1 | DMo | MH85 | CZ06 | rDXGF | -1 | Household | 1 | 1242 | 402 | 0 | 0 | 332 | 0 | 12.9 | 0 | -0.2 | 0.8 | -1 | 1.8 | 0 | 0 | 56.8 | 0 | -1.82 | 0 | -1.81 | 0 | 0.062 | 0 | 0.046 | 265 | 0 | 0 | 222 | 0 | 9 | 0 | -0.2 | 0.6 | -0.7 | 1.3 | 0 | 0 | 33.2 | 0 | -1.23 | 0 | -1.23 | 0 | 0.041 | 0 | 0.03 | PreCW-Top-ElecDHW-ElecDry | Appl-CW-Top-ElecDHW-ElecDry-Tier1AnyDMoMH85CZ06DEER2017 | 0
42958.3843 | Appl-CW-Top-ElecDHW-ElecDry-Tier1 | DMo | MH85 | CZ07 | rDXGF | -1 | Household | 1 | 1242 | 404 | 0 | 0 | 332 | 0 | 15.3 | 0 | -0.1 | 1.3 | -0.9 | 2.1 | 0 | 0 | 56.2 | 0 | -1.56 | 0 | -1.57 | 0 | 0.061 | 0 | 0.046 | 266 | 0 | 0 | 222 | 0 | 10.1 | 0 | -0.1 | 0.9 | -0.6 | 1.4 | 0 | 0 | 32.8 | 0 | -1.07 | 0 | -1.07 | 0 | 0.04 | 0 | 0.031 | PreCW-Top-ElecDHW-ElecDry | Appl-CW-Top-ElecDHW-ElecDry-Tier1AnyDMoMH85CZ07DEER2017 | 0
42958.3843 | Appl-CW-Top-ElecDHW-ElecDry-Tier1 | DMo | MH85 | CZ08 | rDXGF | -1 | Household | 1 | 1242 | 404 | 0 | 0 | 332 | 0 | 16.3 | 0 | -0.2 | 1.2 | -0.9 | 2.2 | 0 | 0 | 55.3 | 0 | -1.63 | 0 | -1.63 | 0 | 0.061 | 0 | 0.046 | 266 | 0 | 0 | 222 | 0 | 11 | 0 | -0.1 | 0.8 | -0.6 | 1.5 | 0 | 0 | 32.3 | 0 | -1.11 | 0 | -1.11 | 0 | 0.04 | 0 | 0.031 | PreCW-Top-ElecDHW-ElecDry | Appl-CW-Top-ElecDHW-ElecDry-Tier1AnyDMoMH85CZ08DEER2017 | 0
42958.3843 | Appl-CW-Top-ElecDHW-ElecDry-Tier1 | DMo | MH85 | CZ09 | rDXGF | -1 | Household | 1 | 1242 | 402 | 0 | 0 | 332 | 0 | 14.9 | 0 | -0.2 | 0.8 | -1.1 | 1.9 | 0 | 0 | 55.2 | 0 | -1.75 | 0 | -1.75 | 0 | 0.063 | 0 | 0.046 | 266 | 0 | 0 | 222 | 0 | 11.2 | 0 | -0.2 | 0.7 | -0.7 | 1.4 | 0 | 0 | 32.3 | 0 | -1.18 | 0 | -1.18 | 0 | 0.042 | 0 | 0.031 | PreCW-Top-ElecDHW-ElecDry | Appl-CW-Top-ElecDHW-ElecDry-Tier1AnyDMoMH85CZ09DEER2017 | 0
42958.3843 | Appl-CW-Top-ElecDHW-ElecDry-Tier1 | DMo | MH85 | CZ10 | rDXGF | -1 | Household | 1 | 1242 | 406 | 0 | 0 | 332 | 0 | 18.4 | 0 | -0.2 | 1.3 | -1 | 2.2 | 0 | 0 | 54.9 | 0 | -1.68 | 0 | -1.68 | 0 | 0.064 | 0 | 0.046 | 267 | 0 | 0 | 222 | 0 | 12.1 | 0 | -0.1 | 0.8 | -0.7 | 1.4 | 0 | 0 | 32 | 0 | -1.14 | 0 | -1.14 | 0 | 0.042 | 0 | 0.031 | PreCW-Top-ElecDHW-ElecDry | Appl-CW-Top-ElecDHW-ElecDry-Tier1AnyDMoMH85CZ10DEER2017 | 0
42958.3843 | Appl-CW-Top-ElecDHW-ElecDry-Tier1 | DMo | MH85 | CZ11 | rDXGF | -1 | Household | 1 | 1242 | 404 | 0 | 0 | 332 | 0 | 16.9 | 0 | -0.3 | 0.7 | -1.4 | 2 | 0 | 0 | 55.6 | 0 | -2.3 | 0 | -2.29 | 0 | 0.063 | 0 | 0.046 | 266 | 0 | 0 | 222 | 0 | 11.3 | 0 | -0.2 | 0.5 | -1 | 1.3 | 0 | 0 | 32.5 | 0 | -1.54 | 0 | -1.54 | 0 | 0.041 | 0 | 0.031 | PreCW-Top-ElecDHW-ElecDry | Appl-CW-Top-ElecDHW-ElecDry-Tier1AnyDMoMH85CZ11DEER2017 | 0
42958.3843 | Appl-CW-Top-ElecDHW-ElecDry-Tier1 | DMo | MH85 | CZ12 | rDXGF | -1 | Household | 1 | 1242 | 403 | 0 | 0 | 332 | 0 | 14.3 | 0 | -0.3 | 0.2 | -1.5 | 1.7 | 0 | 0 | 57.4 | 0 | -2.54 | 0 | -2.53 | 0 | 0.064 | 0 | 0.046 | 266 | 0 | 0 | 222 | 0 | 9.8 | 0 | -0.2 | 0.2 | -1 | 1.2 | 0 | 0 | 33.6 | 0 | -1.7 | 0 | -1.7 | 0 | 0.045 | 0 | 0.031 | PreCW-Top-ElecDHW-ElecDry | Appl-CW-Top-ElecDHW-ElecDry-Tier1AnyDMoMH85CZ12DEER2017 | 0
42958.3843 | Appl-CW-Top-ElecDHW-ElecDry-Tier1 | DMo | MH85 | CZ13 | rDXGF | -1 | Household | 1 | 1242 | 405 | 0 | 0 | 332 | 0 | 18.4 | 0 | -0.3 | 0.8 | -1.3 | 2.2 | 0 | 0 | 55 | 0 | -2.25 | 0 | -2.25 | 0 | 0.064 | 0 | 0.046 | 267 | 0 | 0 | 222 | 0 | 12.2 | 0 | -0.2 | 0.5 | -0.9 | 1.5 | 0 | 0 | 32.1 | 0 | -1.5 | 0 | -1.5 | 0 | 0.042 | 0 | 0.031 | PreCW-Top-ElecDHW-ElecDry | Appl-CW-Top-ElecDHW-ElecDry-Tier1AnyDMoMH85CZ13DEER2017 | 0
42958.3843 | Appl-CW-Top-ElecDHW-ElecDry-Tier1 | DMo | MH85 | CZ14 | rDXGF | -1 | Household | 1 | 1242 | 408 | 0 | 0 | 332 | 0 | 20.1 | 0 | -0.3 | 1 | -1.4 | 2.4 | 0 | 0 | 56.1 | 0 | -2.29 | 0 | -2.29 | 0 | 0.062 | 0 | 0.046 | 268 | 0 | 0 | 222 | 0 | 12.9 | 0 | -0.2 | 0.6 | -1 | 1.6 | 0 | 0 | 32.8 | 0 | -1.54 | 0 | -1.54 | 0 | 0.041 | 0 | 0.031 | PreCW-Top-ElecDHW-ElecDry | Appl-CW-Top-ElecDHW-ElecDry-Tier1AnyDMoMH85CZ14DEER2017 | 0
42958.3843 | Appl-CW-Top-ElecDHW-ElecDry-Tier1 | DMo | MH85 | CZ15 | rDXGF | -1 | Household | 1 | 1242 | 400 | 0 | 0 | 331 | 0 | 20.9 | 0 | -0.1 | 1.7 | -0.5 | 2.3 | 0 | 0 | 46.2 | 0 | -0.87 | 0 | -0.86 | 0 | 0.059 | 0 | 0.046 | 263 | 0 | 0 | 222 | 0 | 13 | 0 | -0.1 | 1.1 | -0.3 | 1.4 | 0 | 0 | 27 | 0 | -0.59 | 0 | -0.58 | 0 | 0.04 | 0 | 0.031 | PreCW-Top-ElecDHW-ElecDry | Appl-CW-Top-ElecDHW-ElecDry-Tier1AnyDMoMH85CZ15DEER2017 | 0
42958.3843 | Appl-CW-Top-ElecDHW-ElecDry-Tier1 | DMo | MH85 | CZ16 | rDXGF | -1 | Household | 1 | 1242 | 405 | 0 | 0 | 332 | 0 | 10.1 | 0 | -0.4 | -0.5 | -1.8 | 1.4 | 0 | 0 | 64.5 | 0 | -2.99 | 0 | -2.99 | 0 | 0.063 | 0 | 0.046 | 266 | 0 | 0 | 222 | 0 | 6.7 | 0 | -0.3 | -0.3 | -1.2 | 1 | 0 | 0 | 37.7 | 0 | -2.01 | 0 | -2.01 | 0 | 0.041 | 0 | 0.031 | PreCW-Top-ElecDHW-ElecDry | Appl-CW-Top-ElecDHW-ElecDry-Tier1AnyDMoMH85CZ16DEER2017 | 0
42958.3843 | Appl-CW-Top-ElecDHW-ElecDry-Tier1 | MFm | 1975 | CZ01 | rDXGF | -1 | Household | 1 | 1070.2 | 399 | 0 | 0 | 337 | 0 | 0.1 | 0 | -1 | -1.4 | -1.4 | 0 | 0 | 0 | 65.2 | 0 | -2.82 | 0 | -2.81 | 0 | 0.055 | 0 | 0.047 | 262 | 0 | 0 | 226 | 0 | 0.1 | 0 | -0.7 | -0.9 | -0.9 | 0 | 0 | 0 | 38.1 | 0 | -1.89 | 0 | -1.89 | 0 | 0.036 | 0 | 0.031 | PreCW-Top-ElecDHW-ElecDry | Appl-CW-Top-ElecDHW-ElecDry-Tier1AnyMFm1975CZ01DEER2017 | 0
42958.3843 | Appl-CW-Top-ElecDHW-ElecDry-Tier1 | MFm | 1975 | CZ02 | rDXGF | -1 | Household | 1 | 1070.2 | 401 | 0 | 0 | 337 | 0 | 4.4 | 0 | -0.5 | -0.4 | -1 | 0.5 | 0 | 0 | 60.6 | 0 | -1.86 | 0 | -1.86 | 0 | 0.064 | 0 | 0.046 | 263 | 0 | 0 | 226 | 0 | 2.9 | 0 | -0.3 | -0.3 | -0.6 | 0.3 | 0 | 0 | 35.3 | 0 | -1.25 | 0 | -1.25 | 0 | 0.043 | 0 | 0.031 | PreCW-Top-ElecDHW-ElecDry | Appl-CW-Top-ElecDHW-ElecDry-Tier1AnyMFm1975CZ02DEER2017 | 0
42958.3843 | Appl-CW-Top-ElecDHW-ElecDry-Tier1 | MFm | 1975 | CZ03 | rDXGF | -1 | Household | 1 | 1070.2 | 398 | 0 | 0 | 336 | 0 | 2.1 | 0 | -0.5 | -0.5 | -0.9 | 0.3 | 0 | 0 | 60.8 | 0 | -1.77 | 0 | -1.78 | 0 | 0.058 | 0 | 0.047 | 262 | 0 | 0 | 226 | 0 | 1.5 | 0 | -0.3 | -0.3 | -0.6 | 0.2 | 0 | 0 | 35.5 | 0 | -1.17 | 0 | -1.18 | 0 | 0.038 | 0 | 0.031 | PreCW-Top-ElecDHW-ElecDry | Appl-CW-Top-ElecDHW-ElecDry-Tier1AnyMFm1975CZ03DEER2017 | 0
42958.3843 | Appl-CW-Top-ElecDHW-ElecDry-Tier1 | MFm | 1975 | CZ04 | rDXGF | -1 | Household | 1 | 1070.2 | 400 | 0 | 0 | 337 | 0 | 5 | 0 | -0.4 | -0.2 | -0.8 | 0.6 | 0 | 0 | 58.8 | 0 | -1.6 | 0 | -1.6 | 0 | 0.063 | 0 | 0.047 | 263 | 0 | 0 | 226 | 0 | 3.4 | 0 | -0.3 | -0.1 | -0.5 | 0.4 | 0 | 0 | 34.3 | 0 | -1.07 | 0 | -1.07 | 0 | 0.042 | 0 | 0.032 | PreCW-Top-ElecDHW-ElecDry | Appl-CW-Top-ElecDHW-ElecDry-Tier1AnyMFm1975CZ04DEER2017 | 0
42958.3843 | Appl-CW-Top-ElecDHW-ElecDry-Tier1 | MFm | 1975 | CZ05 | rDXGF | -1 | Household | 1 | 1070.2 | 397 | 0 | 0 | 336 | 0 | 0.6 | 0 | -0.5 | -1.1 | -1.2 | 0.1 | 0 | 0 | 61.8 | 0 | -2.47 | 0 | -2.47 | 0 | 0.055 | 0 | 0.047 | 261 | 0 | 0 | 226 | 0 | 0.3 | 0 | -0.3 | -0.8 | -0.8 | 0.1 | 0 | 0 | 36 | 0 | -1.66 | 0 | -1.65 | 0 | 0.036 | 0 | 0.031 | PreCW-Top-ElecDHW-ElecDry | Appl-CW-Top-ElecDHW-ElecDry-Tier1AnyMFm1975CZ05DEER2017 | 0
42958.3843 | Appl-CW-Top-ElecDHW-ElecDry-Tier1 | MFm | 1975 | CZ06 | rDXGF | -1 | Household | 1 | 1047.7 | 402 | 0 | 0 | 336 | 0 | 7.8 | 0 | -0.3 | 0.4 | -0.6 | 1 | 0 | 0 | 57.1 | 0 | -1.39 | 0 | -1.39 | 0 | 0.062 | 0 | 0.046 | 264 | 0 | 0 | 226 | 0 | 5 | 0 | -0.2 | 0.2 | -0.4 | 0.6 | 0 | 0 | 33.3 | 0 | -0.94 | 0 | -0.93 | 0 | 0.04 | 0 | 0.031 | PreCW-Top-ElecDHW-ElecDry | Appl-CW-Top-ElecDHW-ElecDry-Tier1AnyMFm1975CZ06DEER2017 | 0
42958.3843 | Appl-CW-Top-ElecDHW-ElecDry-Tier1 | MFm | 1975 | CZ07 | rDXGF | -1 | Household | 1 | 1047.7 | 396 | 0 | 0 | 337 | 0 | 3.8 | 0 | -0.4 | -0.2 | -0.7 | 0.5 | 0 | 0 | 56.4 | 0 | -1.37 | 0 | -1.37 | 0 | 0.057 | 0 | 0.047 | 260 | 0 | 0 | 226 | 0 | 1.9 | 0 | -0.3 | -0.3 | -0.5 | 0.2 | 0 | 0 | 32.9 | 0 | -1.02 | 0 | -1.01 | 0 | 0.037 | 0 | 0.031 | PreCW-Top-ElecDHW-ElecDry | Appl-CW-Top-ElecDHW-ElecDry-Tier1AnyMFm1975CZ07DEER2017 | 0
42958.3843 | Appl-CW-Top-ElecDHW-ElecDry-Tier1 | MFm | 1975 | CZ08 | rDXGF | -1 | Household | 1 | 1047.7 | 401 | 0 | 0 | 337 | 0 | 8.6 | 0 | -0.2 | 0.6 | -0.5 | 1.1 | 0 | 0 | 55.6 | 0 | -1.08 | 0 | -1.07 | 0 | 0.062 | 0 | 0.047 | 264 | 0 | 0 | 226 | 0 | 5.8 | 0 | -0.1 | 0.4 | -0.4 | 0.7 | 0 | 0 | 32.4 | 0 | -0.72 | 0 | -0.72 | 0 | 0.041 | 0 | 0.031 | PreCW-Top-ElecDHW-ElecDry | Appl-CW-Top-ElecDHW-ElecDry-Tier1AnyMFm1975CZ08DEER2017 | 0
42958.3843 | Appl-CW-Top-ElecDHW-ElecDry-Tier1 | MFm | 1975 | CZ09 | rDXGF | -1 | Household | 1 | 1216.8 | 403 | 0 | 0 | 336 | 0 | 11.1 | 0 | -0.3 | 0.7 | -0.6 | 1.4 | 0 | 0 | 55.6 | 0 | -1.32 | 0 | -1.32 | 0 | 0.06 | 0 | 0.046 | 266 | 0 | 0 | 225 | 0 | 7.5 | 0 | -0.2 | 0.5 | -0.4 | 0.9 | 0 | 0 | 32.5 | 0 | -0.89 | 0 | -0.89 | 0 | 0.04 | 0 | 0.031 | PreCW-Top-ElecDHW-ElecDry | Appl-CW-Top-ElecDHW-ElecDry-Tier1AnyMFm1975CZ09DEER2017 | 0
42958.3843 | Appl-CW-Top-ElecDHW-ElecDry-Tier1 | MFm | 1975 | CZ10 | rDXGF | -1 | Household | 1 | 1216.8 | 401 | 0 | 0 | 336 | 0 | 8.9 | 0 | -0.3 | 0.3 | -0.7 | 1.1 | 0 | 0 | 55.3 | 0 | -1.49 | 0 | -1.5 | 0 | 0.064 | 0 | 0.046 | 264 | 0 | 0 | 225 | 0 | 6 | 0 | -0.2 | 0.2 | -0.5 | 0.7 | 0 | 0 | 32.3 | 0 | -1 | 0 | -1 | 0 | 0.042 | 0 | 0.031 | PreCW-Top-ElecDHW-ElecDry | Appl-CW-Top-ElecDHW-ElecDry-Tier1AnyMFm1975CZ10DEER2017 | 0
42958.3843 | Appl-CW-Top-ElecDHW-ElecDry-Tier1 | MFm | 1975 | CZ11 | rDXGF | -1 | Household | 1 | 1098.9 | 401 | 0 | 0 | 336 | 0 | 8.9 | 0 | -0.3 | 0.1 | -0.9 | 0.9 | 0 | 0 | 56.1 | 0 | -1.76 | 0 | -1.77 | 0 | 0.062 | 0 | 0.047 | 264 | 0 | 0 | 225 | 0 | 5.9 | 0 | -0.2 | 0 | -0.6 | 0.6 | 0 | 0 | 32.7 | 0 | -1.18 | 0 | -1.19 | 0 | 0.041 | 0 | 0.031 | PreCW-Top-ElecDHW-ElecDry | Appl-CW-Top-ElecDHW-ElecDry-Tier1AnyMFm1975CZ11DEER2017 | 0
42958.3843 | Appl-CW-Top-ElecDHW-ElecDry-Tier1 | MFm | 1975 | CZ12 | rDXGF | -1 | Household | 1 | 1098.9 | 401 | 0 | 0 | 336 | 0 | 6.9 | 0 | -0.4 | -0.1 | -0.9 | 0.8 | 0 | 0 | 57.8 | 0 | -1.85 | 0 | -1.85 | 0 | 0.062 | 0 | 0.047 | 264 | 0 | 0 | 225 | 0 | 4.6 | 0 | -0.3 | -0.1 | -0.6 | 0.5 | 0 | 0 | 33.7 | 0 | -1.24 | 0 | -1.24 | 0 | 0.041 | 0 | 0.031 | PreCW-Top-ElecDHW-ElecDry | Appl-CW-Top-ElecDHW-ElecDry-Tier1AnyMFm1975CZ12DEER2017 | 0
42958.3843 | Appl-CW-Top-ElecDHW-ElecDry-Tier1 | MFm | 1975 | CZ13 | rDXGF | -1 | Household | 1 | 1098.9 | 403 | 0 | 0 | 336 | 0 | 10.9 | 0 | -0.3 | 0.4 | -0.8 | 1.2 | 0 | 0 | 55.4 | 0 | -1.63 | 0 | -1.63 | 0 | 0.063 | 0 | 0.046 | 265 | 0 | 0 | 225 | 0 | 7.4 | 0 | -0.2 | 0.3 | -0.5 | 0.8 | 0 | 0 | 32.3 | 0 | -1.09 | 0 | -1.09 | 0 | 0.041 | 0 | 0.031 | PreCW-Top-ElecDHW-ElecDry | Appl-CW-Top-ElecDHW-ElecDry-Tier1AnyMFm1975CZ13DEER2017 | 0
42958.3843 | Appl-CW-Top-ElecDHW-ElecDry-Tier1 | MFm | 1975 | CZ14 | rDXGF | -1 | Household | 1 | 1409.4 | 404 | 0 | 0 | 336 | 0 | 11.3 | 0 | -0.2 | 0.5 | -0.9 | 1.4 | 0 | 0 | 56.6 | 0 | -1.76 | 0 | -1.76 | 0 | 0.057 | 0 | 0.046 | 266 | 0 | 0 | 225 | 0 | 7.2 | 0 | -0.1 | 0.3 | -0.6 | 0.9 | 0 | 0 | 33 | 0 | -1.2 | 0 | -1.2 | 0 | 0.037 | 0 | 0.031 | PreCW-Top-ElecDHW-ElecDry | Appl-CW-Top-ElecDHW-ElecDry-Tier1AnyMFm1975CZ14DEER2017 | 0
42958.3843 | Appl-CW-Top-ElecDHW-ElecDry-Tier1 | MFm | 1975 | CZ15 | rDXGF | -1 | Household | 1 | 1409.4 | 402 | 0 | 0 | 336 | 0 | 17.7 | 0 | -0.1 | 1.4 | -0.3 | 1.9 | 0 | 0 | 46.6 | 0 | -0.74 | 0 | -0.74 | 0 | 0.058 | 0 | 0.047 | 265 | 0 | 0 | 225 | 0 | 11.9 | 0 | -0.1 | 1 | -0.2 | 1.3 | 0 | 0 | 27.2 | 0 | -0.5 | 0 | -0.5 | 0 | 0.038 | 0 | 0.031 | PreCW-Top-ElecDHW-ElecDry | Appl-CW-Top-ElecDHW-ElecDry-Tier1AnyMFm1975CZ15DEER2017 | 0
42958.3843 | Appl-CW-Top-ElecDHW-ElecDry-Tier1 | MFm | 1975 | CZ16 | rDXGF | -1 | Household | 1 | 1070.2 | 407 | 0 | 0 | 336 | 0 | 6.6 | 0 | -0.5 | -0.1 | -1 | 0.9 | 0 | 0 | 65 | 0 | -1.93 | 0 | -1.93 | 0 | 0.061 | 0 | 0.047 | 267 | 0 | 0 | 225 | 0 | 4.4 | 0 | -0.3 | 0 | -0.7 | 0.6 | 0 | 0 | 37.9 | 0 | -1.3 | 0 | -1.3 | 0 | 0.04 | 0 | 0.031 | PreCW-Top-ElecDHW-ElecDry | Appl-CW-Top-ElecDHW-ElecDry-Tier1AnyMFm1975CZ16DEER2017 | 0
42958.3843 | Appl-CW-Top-ElecDHW-ElecDry-Tier1 | MFm | 1985 | CZ01 | rDXGF | -1 | Household | 1 | 1152 | 399 | 0 | 0 | 336 | 0 | 0.1 | 0 | -0.9 | -1.6 | -1.7 | 0 | 0 | 0 | 65.3 | 0 | -3.18 | 0 | -3.19 | 0 | 0.055 | 0 | 0.047 | 262 | 0 | 0 | 225 | 0 | 0 | 0 | -0.6 | -1.1 | -1.1 | 0 | 0 | 0 | 38.1 | 0 | -2.13 | 0 | -2.14 | 0 | 0.036 | 0 | 0.031 | PreCW-Top-ElecDHW-ElecDry | Appl-CW-Top-ElecDHW-ElecDry-Tier1AnyMFm1985CZ01DEER2017 | 0
42958.3843 | Appl-CW-Top-ElecDHW-ElecDry-Tier1 | MFm | 1985 | CZ02 | rDXGF | -1 | Household | 1 | 1152 | 401 | 0 | 0 | 336 | 0 | 4.7 | 0 | -0.4 | -0.4 | -0.9 | 0.5 | 0 | 0 | 60.6 | 0 | -1.87 | 0 | -1.86 | 0 | 0.064 | 0 | 0.047 | 263 | 0 | 0 | 226 | 0 | 3.1 | 0 | -0.3 | -0.2 | -0.6 | 0.3 | 0 | 0 | 35.4 | 0 | -1.25 | 0 | -1.25 | 0 | 0.042 | 0 | 0.031 | PreCW-Top-ElecDHW-ElecDry | Appl-CW-Top-ElecDHW-ElecDry-Tier1AnyMFm1985CZ02DEER2017 | 0
42958.3843 | Appl-CW-Top-ElecDHW-ElecDry-Tier1 | MFm | 1985 | CZ03 | rDXGF | -1 | Household | 1 | 1152 | 395 | 0 | 0 | 336 | 0 | 0.6 | 0 | -0.9 | -1.8 | -1.9 | 0.1 | 0 | 0 | 61 | 0 | -3.31 | 0 | -3.31 | 0 | 0.054 | 0 | 0.046 | 259 | 0 | 0 | 225 | 0 | 0.2 | 0 | -0.7 | -1.6 | -1.5 | 0.1 | 0 | 0 | 35.7 | 0 | -2.66 | 0 | -2.66 | 0 | 0.034 | 0 | 0.031 | PreCW-Top-ElecDHW-ElecDry | Appl-CW-Top-ElecDHW-ElecDry-Tier1AnyMFm1985CZ03DEER2017 | 0
42958.3843 | Appl-CW-Top-ElecDHW-ElecDry-Tier1 | MFm | 1985 | CZ04 | rDXGF | -1 | Household | 1 | 1152 | 398 | 0 | 0 | 336 | 0 | 3.6 | 0 | -0.4 | -0.3 | -0.8 | 0.4 | 0 | 0 | 58.8 | 0 | -1.51 | 0 | -1.51 | 0 | 0.061 | 0 | 0.047 | 262 | 0 | 0 | 226 | 0 | 2.4 | 0 | -0.3 | -0.2 | -0.5 | 0.3 | 0 | 0 | 34.3 | 0 | -1.01 | 0 | -1.01 | 0 | 0.04 | 0 | 0.031 | PreCW-Top-ElecDHW-ElecDry | Appl-CW-Top-ElecDHW-ElecDry-Tier1AnyMFm1985CZ04DEER2017 | 0
42958.3843 | Appl-CW-Top-ElecDHW-ElecDry-Tier1 | MFm | 1985 | CZ05 | rDXGF | -1 | Household | 1 | 1152 | 398 | 0 | 0 | 336 | 0 | 1.5 | 0 | -0.4 | -0.8 | -1 | 0.2 | 0 | 0 | 61.8 | 0 | -2.18 | 0 | -2.18 | 0 | 0.059 | 0 | 0.046 | 262 | 0 | 0 | 226 | 0 | 1 | 0 | -0.3 | -0.5 | -0.6 | 0.2 | 0 | 0 | 36 | 0 | -1.4 | 0 | -1.4 | 0 | 0.038 | 0 | 0.031 | PreCW-Top-ElecDHW-ElecDry | Appl-CW-Top-ElecDHW-ElecDry-Tier1AnyMFm1985CZ05DEER2017 | 0
42958.3843 | Appl-CW-Top-ElecDHW-ElecDry-Tier1 | MFm | 1985 | CZ06 | rDXGF | -1 | Household | 1 | 1295.2 | 400 | 0 | 0 | 337 | 0 | 6.6 | 0 | -0.2 | 0.5 | -0.4 | 0.9 | 0 | 0 | 57 | 0 | -0.93 | 0 | -0.93 | 0 | 0.067 | 0 | 0.047 | 263 | 0 | 0 | 226 | 0 | 4.4 | 0 | -0.1 | 0.3 | -0.3 | 0.6 | 0 | 0 | 33.3 | 0 | -0.7 | 0 | -0.7 | 0 | 0.043 | 0 | 0.031 | PreCW-Top-ElecDHW-ElecDry | Appl-CW-Top-ElecDHW-ElecDry-Tier1AnyMFm1985CZ06DEER2017 | 0
42958.3843 | Appl-CW-Top-ElecDHW-ElecDry-Tier1 | MFm | 1985 | CZ07 | rDXGF | -1 | Household | 1 | 1295.2 | 398 | 0 | 0 | 337 | 0 | 5.2 | 0 | -0.3 | 0.1 | -0.5 | 0.8 | 0 | 0 | 56.4 | 0 | -1.12 | 0 | -1.11 | 0 | 0.059 | 0 | 0.046 | 262 | 0 | 0 | 226 | 0 | 3.5 | 0 | -0.2 | 0.1 | -0.3 | 0.5 | 0 | 0 | 32.9 | 0 | -0.74 | 0 | -0.74 | 0 | 0.039 | 0 | 0.031 | PreCW-Top-ElecDHW-ElecDry | Appl-CW-Top-ElecDHW-ElecDry-Tier1AnyMFm1985CZ07DEER2017 | 0
42958.3843 | Appl-CW-Top-ElecDHW-ElecDry-Tier1 | MFm | 1985 | CZ08 | rDXGF | -1 | Household | 1 | 1295.2 | 402 | 0 | 0 | 336 | 0 | 9.7 | 0 | -0.3 | 0.8 | -0.6 | 1.3 | 0 | 0 | 55.6 | 0 | -1.11 | 0 | -1.11 | 0 | 0.062 | 0 | 0.046 | 265 | 0 | 0 | 226 | 0 | 6.6 | 0 | -0.2 | 0.6 | -0.4 | 0.9 | 0 | 0 | 32.5 | 0 | -0.71 | 0 | -0.71 | 0 | 0.041 | 0 | 0.031 | PreCW-Top-ElecDHW-ElecDry | Appl-CW-Top-ElecDHW-ElecDry-Tier1AnyMFm1985CZ08DEER2017 | 0
42958.3843 | Appl-CW-Top-ElecDHW-ElecDry-Tier1 | MFm | 1985 | CZ09 | rDXGF | -1 | Household | 1 | 1438.9 | 404 | 0 | 0 | 336 | 0 | 11.3 | 0 | -0.3 | 0.8 | -0.8 | 1.4 | 0 | 0 | 55.6 | 0 | -1.43 | 0 | -1.42 | 0 | 0.06 | 0 | 0.046 | 265 | 0 | 0 | 225 | 0 | 7.3 | 0 | -0.2 | 0.5 | -0.5 | 0.9 | 0 | 0 | 32.5 | 0 | -0.96 | 0 | -0.96 | 0 | 0.04 | 0 | 0.031 | PreCW-Top-ElecDHW-ElecDry | Appl-CW-Top-ElecDHW-ElecDry-Tier1AnyMFm1985CZ09DEER2017 | 0
42958.3843 | Appl-CW-Top-ElecDHW-ElecDry-Tier1 | MFm | 1985 | CZ10 | rDXGF | -1 | Household | 1 | 1438.9 | 407 | 0 | 0 | 336 | 0 | 14.4 | 0 | -0.1 | 1.5 | -0.3 | 1.8 | 0 | 0 | 55.4 | 0 | -0.69 | 0 | -0.69 | 0 | 0.073 | 0 | 0.046 | 267 | 0 | 0 | 225 | 0 | 8.5 | 0 | -0.1 | 0.7 | -0.3 | 1 | 0 | 0 | 32.3 | 0 | -0.71 | 0 | -0.71 | 0 | 0.045 | 0 | 0.031 | PreCW-Top-ElecDHW-ElecDry | Appl-CW-Top-ElecDHW-ElecDry-Tier1AnyMFm1985CZ10DEER2017 | 0
42958.3843 | Appl-CW-Top-ElecDHW-ElecDry-Tier1 | MFm | 1985 | CZ11 | rDXGF | -1 | Household | 1 | 1150 | 401 | 0 | 0 | 336 | 0 | 9.1 | 0 | -0.4 | 0.1 | -0.9 | 0.9 | 0 | 0 | 56.1 | 0 | -1.76 | 0 | -1.77 | 0 | 0.062 | 0 | 0.047 | 264 | 0 | 0 | 225 | 0 | 6.1 | 0 | -0.3 | 0 | -0.6 | 0.6 | 0 | 0 | 32.7 | 0 | -1.18 | 0 | -1.19 | 0 | 0.041 | 0 | 0.032 | PreCW-Top-ElecDHW-ElecDry | Appl-CW-Top-ElecDHW-ElecDry-Tier1AnyMFm1985CZ11DEER2017 | 0
42958.3843 | Appl-CW-Top-ElecDHW-ElecDry-Tier1 | MFm | 1985 | CZ12 | rDXGF | -1 | Household | 1 | 1150 | 400 | 0 | 0 | 336 | 0 | 6.3 | 0 | -0.4 | -0.2 | -0.9 | 0.7 | 0 | 0 | 57.8 | 0 | -1.77 | 0 | -1.77 | 0 | 0.063 | 0 | 0.047 | 263 | 0 | 0 | 226 | 0 | 4.1 | 0 | -0.3 | -0.1 | -0.6 | 0.5 | 0 | 0 | 33.7 | 0 | -1.2 | 0 | -1.2 | 0 | 0.042 | 0 | 0.032 | PreCW-Top-ElecDHW-ElecDry | Appl-CW-Top-ElecDHW-ElecDry-Tier1AnyMFm1985CZ12DEER2017 | 0
42958.3843 | Appl-CW-Top-ElecDHW-ElecDry-Tier1 | MFm | 1985 | CZ13 | rDXGF | -1 | Household | 1 | 1150 | 403 | 0 | 0 | 336 | 0 | 11 | 0 | -0.3 | 0.3 | -1 | 1.2 | 0 | 0 | 55.4 | 0 | -1.82 | 0 | -1.81 | 0 | 0.063 | 0 | 0.046 | 265 | 0 | 0 | 225 | 0 | 7.4 | 0 | -0.2 | 0.2 | -0.6 | 0.8 | 0 | 0 | 32.3 | 0 | -1.22 | 0 | -1.21 | 0 | 0.041 | 0 | 0.031 | PreCW-Top-ElecDHW-ElecDry | Appl-CW-Top-ElecDHW-ElecDry-Tier1AnyMFm1985CZ13DEER2017 | 0
42958.3843 | Appl-CW-Top-ElecDHW-ElecDry-Tier1 | MFm | 1985 | CZ14 | rDXGF | -1 | Household | 1 | 1407.2 | 405 | 0 | 0 | 336 | 0 | 11.6 | 0 | -0.2 | 0.5 | -0.8 | 1.3 | 0 | 0 | 56.6 | 0 | -1.54 | 0 | -1.54 | 0 | 0.06 | 0 | 0.046 | 266 | 0 | 0 | 225 | 0 | 7.8 | 0 | -0.2 | 0.4 | -0.5 | 0.9 | 0 | 0 | 33 | 0 | -1.03 | 0 | -1.03 | 0 | 0.04 | 0 | 0.031 | PreCW-Top-ElecDHW-ElecDry | Appl-CW-Top-ElecDHW-ElecDry-Tier1AnyMFm1985CZ14DEER2017 | 0
42958.3843 | Appl-CW-Top-ElecDHW-ElecDry-Tier1 | MFm | 1985 | CZ15 | rDXGF | -1 | Household | 1 | 1407.2 | 401 | 0 | 0 | 336 | 0 | 17.2 | 0 | -0.1 | 1.4 | -0.4 | 1.8 | 0 | 0 | 46.6 | 0 | -0.76 | 0 | -0.76 | 0 | 0.059 | 0 | 0.047 | 265 | 0 | 0 | 225 | 0 | 11.6 | 0 | 0 | 0.9 | -0.3 | 1.2 | 0 | 0 | 27.2 | 0 | -0.51 | 0 | -0.51 | 0 | 0.039 | 0 | 0.032 | PreCW-Top-ElecDHW-ElecDry | Appl-CW-Top-ElecDHW-ElecDry-Tier1AnyMFm1985CZ15DEER2017 | 0
42958.3843 | Appl-CW-Top-ElecDHW-ElecDry-Tier1 | MFm | 1985 | CZ16 | rDXGF | -1 | Household | 1 | 1152 | 409 | 0 | 0 | 336 | 0 | 8.1 | 0 | -0.4 | 0.1 | -1 | 1.2 | 0 | 0 | 65.2 | 0 | -2 | 0 | -2 | 0 | 0.061 | 0 | 0.047 | 268 | 0 | 0 | 225 | 0 | 5.4 | 0 | -0.3 | 0 | -0.7 | 0.8 | 0 | 0 | 38.1 | 0 | -1.34 | 0 | -1.34 | 0 | 0.04 | 0 | 0.031 | PreCW-Top-ElecDHW-ElecDry | Appl-CW-Top-ElecDHW-ElecDry-Tier1AnyMFm1985CZ16DEER2017 | 0
42958.3843 | Appl-CW-Top-ElecDHW-ElecDry-Tier1 | MFm | 1996 | CZ01 | rDXGF | -1 | Household | 1 | 981.6 | 399 | 0 | 0 | 337 | 0 | 0.2 | 0 | -1.4 | -1.9 | -1.9 | 0 | 0 | 0 | 65.2 | 0 | -2.97 | 0 | -2.97 | 0 | 0.056 | 0 | 0.047 | 262 | 0 | 0 | 226 | 0 | 0.1 | 0 | -0.9 | -1.2 | -1.2 | 0 | 0 | 0 | 38 | 0 | -1.92 | 0 | -1.91 | 0 | 0.037 | 0 | 0.031 | PreCW-Top-ElecDHW-ElecDry | Appl-CW-Top-ElecDHW-ElecDry-Tier1AnyMFm1996CZ01DEER2017 | 0
42958.3843 | Appl-CW-Top-ElecDHW-ElecDry-Tier1 | MFm | 1996 | CZ02 | rDXGF | -1 | Household | 1 | 981.6 | 402 | 0 | 0 | 337 | 0 | 5 | 0 | -0.4 | 0 | -0.7 | 0.7 | 0 | 0 | 60.4 | 0 | -1.34 | 0 | -1.35 | 0 | 0.065 | 0 | 0.047 | 264 | 0 | 0 | 226 | 0 | 3.3 | 0 | -0.3 | 0 | -0.5 | 0.4 | 0 | 0 | 35.2 | 0 | -0.93 | 0 | -0.94 | 0 | 0.042 | 0 | 0.031 | PreCW-Top-ElecDHW-ElecDry | Appl-CW-Top-ElecDHW-ElecDry-Tier1AnyMFm1996CZ02DEER2017 | 0
42958.3843 | Appl-CW-Top-ElecDHW-ElecDry-Tier1 | MFm | 1996 | CZ03 | rDXGF | -1 | Household | 1 | 981.6 | 399 | 0 | 0 | 337 | 0 | 2.5 | 0 | -0.5 | -0.4 | -0.7 | 0.3 | 0 | 0 | 60.7 | 0 | -1.54 | 0 | -1.54 | 0 | 0.059 | 0 | 0.047 | 262 | 0 | 0 | 226 | 0 | 1.7 | 0 | -0.3 | -0.2 | -0.4 | 0.2 | 0 | 0 | 35.4 | 0 | -0.98 | 0 | -0.98 | 0 | 0.039 | 0 | 0.032 | PreCW-Top-ElecDHW-ElecDry | Appl-CW-Top-ElecDHW-ElecDry-Tier1AnyMFm1996CZ03DEER2017 | 0
42958.3843 | Appl-CW-Top-ElecDHW-ElecDry-Tier1 | MFm | 1996 | CZ04 | rDXGF | -1 | Household | 1 | 981.6 | 399 | 0 | 0 | 337 | 0 | 3.7 | 0 | -0.5 | -0.1 | -0.7 | 0.5 | 0 | 0 | 58.6 | 0 | -1.28 | 0 | -1.28 | 0 | 0.06 | 0 | 0.047 | 262 | 0 | 0 | 226 | 0 | 2.5 | 0 | -0.3 | -0.1 | -0.5 | 0.3 | 0 | 0 | 34.2 | 0 | -0.84 | 0 | -0.84 | 0 | 0.04 | 0 | 0.031 | PreCW-Top-ElecDHW-ElecDry | Appl-CW-Top-ElecDHW-ElecDry-Tier1AnyMFm1996CZ04DEER2017 | 0
42958.3843 | Appl-CW-Top-ElecDHW-ElecDry-Tier1 | MFm | 1996 | CZ05 | rDXGF | -1 | Household | 1 | 981.6 | 399 | 0 | 0 | 337 | 0 | 1.4 | 0 | -0.6 | -0.7 | -1 | 0.2 | 0 | 0 | 61.5 | 0 | -1.9 | 0 | -1.9 | 0 | 0.056 | 0 | 0.047 | 262 | 0 | 0 | 226 | 0 | 0.9 | 0 | -0.4 | -0.5 | -0.7 | 0.2 | 0 | 0 | 35.8 | 0 | -1.27 | 0 | -1.27 | 0 | 0.037 | 0 | 0.031 | PreCW-Top-ElecDHW-ElecDry | Appl-CW-Top-ElecDHW-ElecDry-Tier1AnyMFm1996CZ05DEER2017 | 0
42958.3843 | Appl-CW-Top-ElecDHW-ElecDry-Tier1 | MFm | 1996 | CZ06 | rDXGF | -1 | Household | 1 | 1169.1 | 401 | 0 | 0 | 337 | 0 | 7.8 | 0 | -0.4 | 0.4 | -0.7 | 1.1 | 0 | 0 | 57 | 0 | -1.42 | 0 | -1.42 | 0 | 0.063 | 0 | 0.046 | 264 | 0 | 0 | 226 | 0 | 5.2 | 0 | -0.2 | 0.3 | -0.5 | 0.7 | 0 | 0 | 33.2 | 0 | -0.94 | 0 | -0.94 | 0 | 0.042 | 0 | 0.031 | PreCW-Top-ElecDHW-ElecDry | Appl-CW-Top-ElecDHW-ElecDry-Tier1AnyMFm1996CZ06DEER2017 | 0
42958.3843 | Appl-CW-Top-ElecDHW-ElecDry-Tier1 | MFm | 1996 | CZ07 | rDXGF | -1 | Household | 1 | 1169.1 | 401 | 0 | 0 | 337 | 0 | 7.6 | 0 | -0.2 | 0.8 | -0.3 | 1.1 | 0 | 0 | 56.2 | 0 | -0.63 | 0 | -0.63 | 0 | 0.061 | 0 | 0.047 | 264 | 0 | 0 | 226 | 0 | 4.9 | 0 | -0.1 | 0.5 | -0.2 | 0.7 | 0 | 0 | 32.8 | 0 | -0.43 | 0 | -0.43 | 0 | 0.039 | 0 | 0.031 | PreCW-Top-ElecDHW-ElecDry | Appl-CW-Top-ElecDHW-ElecDry-Tier1AnyMFm1996CZ07DEER2017 | 0
42958.3843 | Appl-CW-Top-ElecDHW-ElecDry-Tier1 | MFm | 1996 | CZ08 | rDXGF | -1 | Household | 1 | 1169.1 | 401 | 0 | 0 | 337 | 0 | 8.7 | 0 | -0.3 | 0.7 | -0.5 | 1.3 | 0 | 0 | 55.5 | 0 | -1.05 | 0 | -1.05 | 0 | 0.06 | 0 | 0.046 | 264 | 0 | 0 | 226 | 0 | 5.8 | 0 | -0.2 | 0.4 | -0.3 | 0.9 | 0 | 0 | 32.4 | 0 | -0.71 | 0 | -0.71 | 0 | 0.039 | 0 | 0.031 | PreCW-Top-ElecDHW-ElecDry | Appl-CW-Top-ElecDHW-ElecDry-Tier1AnyMFm1996CZ08DEER2017 | 0
42958.3843 | Appl-CW-Top-ElecDHW-ElecDry-Tier1 | MFm | 1996 | CZ09 | rDXGF | -1 | Household | 1 | 1093.6 | 405 | 0 | 0 | 337 | 0 | 12.3 | 0 | -0.4 | 1 | -0.5 | 1.5 | 0 | 0 | 55.5 | 0 | -1.02 | 0 | -1.02 | 0 | 0.06 | 0 | 0.047 | 267 | 0 | 0 | 226 | 0 | 8.1 | 0 | -0.3 | 0.7 | -0.3 | 1 | 0 | 0 | 32.4 | 0 | -0.68 | 0 | -0.68 | 0 | 0.039 | 0 | 0.031 | PreCW-Top-ElecDHW-ElecDry | Appl-CW-Top-ElecDHW-ElecDry-Tier1AnyMFm1996CZ09DEER2017 | 0
42958.3843 | Appl-CW-Top-ElecDHW-ElecDry-Tier1 | MFm | 1996 | CZ10 | rDXGF | -1 | Household | 1 | 1093.6 | 398 | 0 | 0 | 337 | 0 | 6.7 | 0 | -0.4 | 0.1 | -0.7 | 0.9 | 0 | 0 | 55.1 | 0 | -1.37 | 0 | -1.38 | 0 | 0.067 | 0 | 0.046 | 262 | 0 | 0 | 226 | 0 | 4.3 | 0 | -0.3 | 0 | -0.4 | 0.6 | 0 | 0 | 32.1 | 0 | -0.93 | 0 | -0.94 | 0 | 0.044 | 0 | 0.031 | PreCW-Top-ElecDHW-ElecDry | Appl-CW-Top-ElecDHW-ElecDry-Tier1AnyMFm1996CZ10DEER2017 | 0
42958.3843 | Appl-CW-Top-ElecDHW-ElecDry-Tier1 | MFm | 1996 | CZ11 | rDXGF | -1 | Household | 1 | 1031.9 | 403 | 0 | 0 | 337 | 0 | 10 | 0 | -0.4 | 0.5 | -0.6 | 1.2 | 0 | 0 | 55.9 | 0 | -1.26 | 0 | -1.26 | 0 | 0.061 | 0 | 0.047 | 267 | 0 | 0 | 226 | 0 | 8.4 | 0 | -0.2 | 0.6 | -0.4 | 1 | 0 | 0 | 32.6 | 0 | -0.79 | 0 | -0.8 | 0 | 0.042 | 0 | 0.031 | PreCW-Top-ElecDHW-ElecDry | Appl-CW-Top-ElecDHW-ElecDry-Tier1AnyMFm1996CZ11DEER2017 | 0
42958.3843 | Appl-CW-Top-ElecDHW-ElecDry-Tier1 | MFm | 1996 | CZ12 | rDXGF | -1 | Household | 1 | 1031.9 | 402 | 0 | 0 | 337 | 0 | 8.1 | 0 | -0.6 | 0.2 | -0.8 | 1 | 0 | 0 | 57.7 | 0 | -1.64 | 0 | -1.64 | 0 | 0.063 | 0 | 0.046 | 264 | 0 | 0 | 226 | 0 | 5.4 | 0 | -0.4 | 0.1 | -0.5 | 0.6 | 0 | 0 | 33.6 | 0 | -1.11 | 0 | -1.11 | 0 | 0.042 | 0 | 0.031 | PreCW-Top-ElecDHW-ElecDry | Appl-CW-Top-ElecDHW-ElecDry-Tier1AnyMFm1996CZ12DEER2017 | 0
42958.3843 | Appl-CW-Top-ElecDHW-ElecDry-Tier1 | MFm | 1996 | CZ13 | rDXGF | -1 | Household | 1 | 1031.9 | 403 | 0 | 0 | 337 | 0 | 11.2 | 0 | -0.5 | 0.6 | -0.7 | 1.3 | 0 | 0 | 55.3 | 0 | -1.44 | 0 | -1.44 | 0 | 0.063 | 0 | 0.046 | 266 | 0 | 0 | 226 | 0 | 7.6 | 0 | -0.3 | 0.4 | -0.5 | 0.9 | 0 | 0 | 32.2 | 0 | -0.96 | 0 | -0.96 | 0 | 0.042 | 0 | 0.031 | PreCW-Top-ElecDHW-ElecDry | Appl-CW-Top-ElecDHW-ElecDry-Tier1AnyMFm1996CZ13DEER2017 | 0
42958.3843 | Appl-CW-Top-ElecDHW-ElecDry-Tier1 | MFm | 1996 | CZ14 | rDXGF | -1 | Household | 1 | 1086 | 406 | 0 | 0 | 336 | 0 | 13 | 0 | -0.5 | 0.9 | -0.8 | 1.6 | 0 | 0 | 56.5 | 0 | -1.4 | 0 | -1.39 | 0 | 0.058 | 0 | 0.046 | 268 | 0 | 0 | 225 | 0 | 8.8 | 0 | -0.4 | 0.6 | -0.5 | 1.1 | 0 | 0 | 33 | 0 | -0.94 | 0 | -0.94 | 0 | 0.038 | 0 | 0.031 | PreCW-Top-ElecDHW-ElecDry | Appl-CW-Top-ElecDHW-ElecDry-Tier1AnyMFm1996CZ14DEER2017 | 0
42958.3843 | Appl-CW-Top-ElecDHW-ElecDry-Tier1 | MFm | 1996 | CZ15 | rDXGF | -1 | Household | 1 | 1086 | 400 | 0 | 0 | 336 | 0 | 16.1 | 0 | -0.2 | 1.3 | -0.4 | 1.7 | 0 | 0 | 46.5 | 0 | -0.66 | 0 | -0.67 | 0 | 0.059 | 0 | 0.046 | 264 | 0 | 0 | 225 | 0 | 10.8 | 0 | -0.1 | 0.9 | -0.2 | 1.1 | 0 | 0 | 27.1 | 0 | -0.44 | 0 | -0.44 | 0 | 0.039 | 0 | 0.031 | PreCW-Top-ElecDHW-ElecDry | Appl-CW-Top-ElecDHW-ElecDry-Tier1AnyMFm1996CZ15DEER2017 | 0
42958.3843 | Appl-CW-Top-ElecDHW-ElecDry-Tier1 | MFm | 1996 | CZ16 | rDXGF | -1 | Household | 1 | 981.6 | 409 | 0 | 0 | 336 | 0 | 8.5 | 0 | -0.8 | 0.1 | -1.1 | 1.2 | 0 | 0 | 65 | 0 | -1.97 | 0 | -1.98 | 0 | 0.062 | 0 | 0.047 | 269 | 0 | 0 | 225 | 0 | 5.8 | 0 | -0.5 | 0.1 | -0.7 | 0.8 | 0 | 0 | 38 | 0 | -1.32 | 0 | -1.33 | 0 | 0.041 | 0 | 0.032 | PreCW-Top-ElecDHW-ElecDry | Appl-CW-Top-ElecDHW-ElecDry-Tier1AnyMFm1996CZ16DEER2017 | 0
42958.3843 | Appl-CW-Top-ElecDHW-ElecDry-Tier1 | MFm | 2003 | CZ01 | rDXGF | -1 | Household | 1 | 998.7 | 400 | 0 | 0 | 337 | 0 | 0.2 | 0 | -0.9 | -1.3 | -1.3 | 0 | 0 | 0 | 65.1 | 0 | -2.22 | 0 | -2.23 | 0 | 0.056 | 0 | 0.046 | 262 | 0 | 0 | 226 | 0 | 0.1 | 0 | -0.6 | -0.9 | -0.9 | 0 | 0 | 0 | 38 | 0 | -1.48 | 0 | -1.49 | 0 | 0.037 | 0 | 0.031 | PreCW-Top-ElecDHW-ElecDry | Appl-CW-Top-ElecDHW-ElecDry-Tier1AnyMFm2003CZ01DEER2017 | 0
42958.3843 | Appl-CW-Top-ElecDHW-ElecDry-Tier1 | MFm | 2003 | CZ02 | rDXGF | -1 | Household | 1 | 1073.2 | 400 | 0 | 0 | 337 | 0 | 3.9 | 0 | -0.7 | -0.5 | -1 | 0.6 | 0 | 0 | 60.5 | 0 | -1.62 | 0 | -1.63 | 0 | 0.061 | 0 | 0.046 | 264 | 0 | 0 | 226 | 0 | 3.4 | 0 | -0.3 | 0 | -0.4 | 0.5 | 0 | 0 | 35.3 | 0 | -0.8 | 0 | -0.81 | 0 | 0.041 | 0 | 0.031 | PreCW-Top-ElecDHW-ElecDry | Appl-CW-Top-ElecDHW-ElecDry-Tier1AnyMFm2003CZ02DEER2017 | 0
42958.3843 | Appl-CW-Top-ElecDHW-ElecDry-Tier1 | MFm | 2003 | CZ03 | rDXGF | -1 | Household | 1 | 998.7 | 397 | 0 | 0 | 337 | 0 | 1.1 | 0 | -0.6 | -0.7 | -0.8 | 0.2 | 0 | 0 | 60.7 | 0 | -1.73 | 0 | -1.73 | 0 | 0.057 | 0 | 0.047 | 261 | 0 | 0 | 226 | 0 | 0.7 | 0 | -0.5 | -0.5 | -0.6 | 0.1 | 0 | 0 | 35.4 | 0 | -1.21 | 0 | -1.21 | 0 | 0.038 | 0 | 0.031 | PreCW-Top-ElecDHW-ElecDry | Appl-CW-Top-ElecDHW-ElecDry-Tier1AnyMFm2003CZ03DEER2017 | 0
42958.3843 | Appl-CW-Top-ElecDHW-ElecDry-Tier1 | MFm | 2003 | CZ04 | rDXGF | -1 | Household | 1 | 998.7 | 401 | 0 | 0 | 337 | 0 | 6.3 | 0 | -0.5 | 0.1 | -0.7 | 0.8 | 0 | 0 | 58.7 | 0 | -1.34 | 0 | -1.34 | 0 | 0.061 | 0 | 0.046 | 264 | 0 | 0 | 226 | 0 | 3.9 | 0 | -0.3 | 0 | -0.5 | 0.5 | 0 | 0 | 34.2 | 0 | -0.93 | 0 | -0.93 | 0 | 0.04 | 0 | 0.031 | PreCW-Top-ElecDHW-ElecDry | Appl-CW-Top-ElecDHW-ElecDry-Tier1AnyMFm2003CZ04DEER2017 | 0
42958.3843 | Appl-CW-Top-ElecDHW-ElecDry-Tier1 | MFm | 2003 | CZ05 | rDXGF | -1 | Household | 1 | 998.7 | 398 | 0 | 0 | 337 | 0 | 1.5 | 0 | -0.7 | -0.8 | -1 | 0.2 | 0 | 0 | 61.5 | 0 | -2.03 | 0 | -2.03 | 0 | 0.056 | 0 | 0.046 | 262 | 0 | 0 | 226 | 0 | 1 | 0 | -0.5 | -0.6 | -0.7 | 0.1 | 0 | 0 | 35.9 | 0 | -1.37 | 0 | -1.37 | 0 | 0.037 | 0 | 0.031 | PreCW-Top-ElecDHW-ElecDry | Appl-CW-Top-ElecDHW-ElecDry-Tier1AnyMFm2003CZ05DEER2017 | 0
42958.3843 | Appl-CW-Top-ElecDHW-ElecDry-Tier1 | MFm | 2003 | CZ06 | rDXGF | -1 | Household | 1 | 1206 | 399 | 0 | 0 | 337 | 0 | 5.9 | 0 | -0.3 | 0.2 | -0.6 | 0.8 | 0 | 0 | 56.9 | 0 | -1.21 | 0 | -1.22 | 0 | 0.063 | 0 | 0.047 | 263 | 0 | 0 | 226 | 0 | 4 | 0 | -0.2 | 0.2 | -0.4 | 0.6 | 0 | 0 | 33.2 | 0 | -0.81 | 0 | -0.82 | 0 | 0.041 | 0 | 0.032 | PreCW-Top-ElecDHW-ElecDry | Appl-CW-Top-ElecDHW-ElecDry-Tier1AnyMFm2003CZ06DEER2017 | 0
42958.3843 | Appl-CW-Top-ElecDHW-ElecDry-Tier1 | MFm | 2003 | CZ07 | rDXGF | -1 | Household | 1 | 1206 | 403 | 0 | 0 | 337 | 0 | 9.5 | 0 | -0.3 | 0.8 | -0.5 | 1.4 | 0 | 0 | 56.5 | 0 | -1.1 | 0 | -1.09 | 0 | 0.059 | 0 | 0.047 | 265 | 0 | 0 | 226 | 0 | 6.3 | 0 | -0.2 | 0.6 | -0.3 | 0.9 | 0 | 0 | 32.9 | 0 | -0.72 | 0 | -0.71 | 0 | 0.039 | 0 | 0.032 | PreCW-Top-ElecDHW-ElecDry | Appl-CW-Top-ElecDHW-ElecDry-Tier1AnyMFm2003CZ07DEER2017 | 0
42958.3843 | Appl-CW-Top-ElecDHW-ElecDry-Tier1 | MFm | 2003 | CZ08 | rDXGF | -1 | Household | 1 | 1206 | 402 | 0 | 0 | 337 | 0 | 9.2 | 0 | -0.3 | 0.7 | -0.5 | 1.2 | 0 | 0 | 55.5 | 0 | -1.06 | 0 | -1.05 | 0 | 0.062 | 0 | 0.046 | 264 | 0 | 0 | 226 | 0 | 6.2 | 0 | -0.2 | 0.5 | -0.3 | 0.8 | 0 | 0 | 32.4 | 0 | -0.71 | 0 | -0.71 | 0 | 0.041 | 0 | 0.031 | PreCW-Top-ElecDHW-ElecDry | Appl-CW-Top-ElecDHW-ElecDry-Tier1AnyMFm2003CZ08DEER2017 | 0
42958.3843 | Appl-CW-Top-ElecDHW-ElecDry-Tier1 | MFm | 2003 | CZ09 | rDXGF | -1 | Household | 1 | 1126.6 | 400 | 0 | 0 | 337 | 0 | 8.1 | 0 | -0.5 | 0.3 | -0.7 | 1 | 0 | 0 | 55.4 | 0 | -1.37 | 0 | -1.36 | 0 | 0.06 | 0 | 0.047 | 263 | 0 | 0 | 226 | 0 | 5 | 0 | -0.4 | 0.1 | -0.5 | 0.6 | 0 | 0 | 32.3 | 0 | -0.96 | 0 | -0.96 | 0 | 0.039 | 0 | 0.031 | PreCW-Top-ElecDHW-ElecDry | Appl-CW-Top-ElecDHW-ElecDry-Tier1AnyMFm2003CZ09DEER2017 | 0
42958.3843 | Appl-CW-Top-ElecDHW-ElecDry-Tier1 | MFm | 2003 | CZ10 | rDXGF | -1 | Household | 1 | 1073.2 | 400 | 0 | 0 | 337 | 0 | 7.8 | 0 | -0.4 | 0.4 | -0.5 | 0.9 | 0 | 0 | 55 | 0 | -0.9 | 0 | -0.9 | 0 | 0.064 | 0 | 0.046 | 263 | 0 | 0 | 226 | 0 | 4.8 | 0 | -0.3 | 0.2 | -0.3 | 0.5 | 0 | 0 | 32.1 | 0 | -0.65 | 0 | -0.65 | 0 | 0.042 | 0 | 0.031 | PreCW-Top-ElecDHW-ElecDry | Appl-CW-Top-ElecDHW-ElecDry-Tier1AnyMFm2003CZ10DEER2017 | 0
42958.3843 | Appl-CW-Top-ElecDHW-ElecDry-Tier1 | MFm | 2003 | CZ11 | rDXGF | -1 | Household | 1 | 1073.2 | 404 | 0 | 0 | 336 | 0 | 11.4 | 0 | -0.5 | 0.5 | -0.8 | 1.3 | 0 | 0 | 56.1 | 0 | -1.5 | 0 | -1.5 | 0 | 0.059 | 0 | 0.047 | 266 | 0 | 0 | 226 | 0 | 7.6 | 0 | -0.4 | 0.3 | -0.5 | 0.9 | 0 | 0 | 32.7 | 0 | -1 | 0 | -1.01 | 0 | 0.039 | 0 | 0.031 | PreCW-Top-ElecDHW-ElecDry | Appl-CW-Top-ElecDHW-ElecDry-Tier1AnyMFm2003CZ11DEER2017 | 0
42958.3843 | Appl-CW-Top-ElecDHW-ElecDry-Tier1 | MFm | 2003 | CZ12 | rDXGF | -1 | Household | 1 | 1073.2 | 404 | 0 | 0 | 337 | 0 | 9.3 | 0 | -0.5 | 0.4 | -0.8 | 1.2 | 0 | 0 | 57.7 | 0 | -1.41 | 0 | -1.4 | 0 | 0.062 | 0 | 0.047 | 266 | 0 | 0 | 226 | 0 | 6.4 | 0 | -0.3 | 0.3 | -0.5 | 0.8 | 0 | 0 | 33.6 | 0 | -0.95 | 0 | -0.94 | 0 | 0.041 | 0 | 0.032 | PreCW-Top-ElecDHW-ElecDry | Appl-CW-Top-ElecDHW-ElecDry-Tier1AnyMFm2003CZ12DEER2017 | 0
42958.3843 | Appl-CW-Top-ElecDHW-ElecDry-Tier1 | MFm | 2003 | CZ13 | rDXGF | -1 | Household | 1 | 1073.2 | 404 | 0 | 0 | 336 | 0 | 12 | 0 | -0.5 | 0.7 | -0.7 | 1.4 | 0 | 0 | 55.3 | 0 | -1.31 | 0 | -1.31 | 0 | 0.06 | 0 | 0.047 | 266 | 0 | 0 | 226 | 0 | 7.9 | 0 | -0.3 | 0.4 | -0.5 | 0.9 | 0 | 0 | 32.3 | 0 | -0.88 | 0 | -0.88 | 0 | 0.04 | 0 | 0.031 | PreCW-Top-ElecDHW-ElecDry | Appl-CW-Top-ElecDHW-ElecDry-Tier1AnyMFm2003CZ13DEER2017 | 0
42958.3843 | Appl-CW-Top-ElecDHW-ElecDry-Tier1 | MFm | 2003 | CZ14 | rDXGF | -1 | Household | 1 | 1094.6 | 406 | 0 | 0 | 336 | 0 | 12.3 | 0 | -0.5 | 0.8 | -0.7 | 1.6 | 0 | 0 | 56.5 | 0 | -1.46 | 0 | -1.45 | 0 | 0.058 | 0 | 0.046 | 267 | 0 | 0 | 225 | 0 | 8.3 | 0 | -0.3 | 0.6 | -0.5 | 1 | 0 | 0 | 33 | 0 | -0.98 | 0 | -0.98 | 0 | 0.038 | 0 | 0.031 | PreCW-Top-ElecDHW-ElecDry | Appl-CW-Top-ElecDHW-ElecDry-Tier1AnyMFm2003CZ14DEER2017 | 0
42958.3843 | Appl-CW-Top-ElecDHW-ElecDry-Tier1 | MFm | 2003 | CZ15 | rDXGF | -1 | Household | 1 | 1094.6 | 400 | 0 | 0 | 336 | 0 | 16.3 | 0 | -0.2 | 1.3 | -0.3 | 1.8 | 0 | 0 | 46.5 | 0 | -0.65 | 0 | -0.65 | 0 | 0.059 | 0 | 0.047 | 264 | 0 | 0 | 226 | 0 | 10.9 | 0 | -0.1 | 0.9 | -0.2 | 1.2 | 0 | 0 | 27.1 | 0 | -0.44 | 0 | -0.44 | 0 | 0.04 | 0 | 0.031 | PreCW-Top-ElecDHW-ElecDry | Appl-CW-Top-ElecDHW-ElecDry-Tier1AnyMFm2003CZ15DEER2017 | 0
42958.3843 | Appl-CW-Top-ElecDHW-ElecDry-Tier1 | MFm | 2003 | CZ16 | rDXGF | -1 | Household | 1 | 998.7 | 409 | 0 | 0 | 336 | 0 | 8.4 | 0 | -0.7 | 0.2 | -1 | 1.2 | 0 | 0 | 65 | 0 | -1.87 | 0 | -1.88 | 0 | 0.061 | 0 | 0.047 | 269 | 0 | 0 | 226 | 0 | 5.6 | 0 | -0.4 | 0.1 | -0.7 | 0.8 | 0 | 0 | 37.9 | 0 | -1.25 | 0 | -1.26 | 0 | 0.041 | 0 | 0.031 | PreCW-Top-ElecDHW-ElecDry | Appl-CW-Top-ElecDHW-ElecDry-Tier1AnyMFm2003CZ16DEER2017 | 0
42958.3843 | Appl-CW-Top-ElecDHW-ElecDry-Tier1 | MFm | 2007 | CZ01 | rDXGF | -1 | Household | 1 | 998.7 | 399 | 0 | 0 | 337 | 0 | 0.1 | 0 | -1.3 | -1.7 | -1.7 | 0 | 0 | 0 | 65.3 | 0 | -2.82 | 0 | -2.82 | 0 | 0.055 | 0 | 0.046 | 262 | 0 | 0 | 226 | 0 | 0 | 0 | -1 | -1.3 | -1.3 | 0 | 0 | 0 | 38.1 | 0 | -2.09 | 0 | -2.08 | 0 | 0.036 | 0 | 0.031 | PreCW-Top-ElecDHW-ElecDry | Appl-CW-Top-ElecDHW-ElecDry-Tier1AnyMFm2007CZ01DEER2017 | 0
42958.3843 | Appl-CW-Top-ElecDHW-ElecDry-Tier1 | MFm | 2007 | CZ02 | rDXGF | -1 | Household | 1 | 1073.2 | 401 | 0 | 0 | 337 | 0 | 4.6 | 0 | -0.7 | -0.1 | -0.9 | 0.8 | 0 | 0 | 60.7 | 0 | -1.57 | 0 | -1.58 | 0 | 0.061 | 0 | 0.047 | 263 | 0 | 0 | 226 | 0 | 3 | 0 | -0.5 | -0.1 | -0.6 | 0.5 | 0 | 0 | 35.4 | 0 | -1.07 | 0 | -1.08 | 0 | 0.041 | 0 | 0.031 | PreCW-Top-ElecDHW-ElecDry | Appl-CW-Top-ElecDHW-ElecDry-Tier1AnyMFm2007CZ02DEER2017 | 0
42958.3843 | Appl-CW-Top-ElecDHW-ElecDry-Tier1 | MFm | 2007 | CZ03 | rDXGF | -1 | Household | 1 | 998.7 | 397 | 0 | 0 | 337 | 0 | 0.6 | 0 | -0.7 | -0.9 | -1 | 0.1 | 0 | 0 | 61 | 0 | -1.95 | 0 | -1.95 | 0 | 0.057 | 0 | 0.046 | 261 | 0 | 0 | 226 | 0 | 0.4 | 0 | -0.5 | -0.6 | -0.7 | 0.1 | 0 | 0 | 35.6 | 0 | -1.31 | 0 | -1.31 | 0 | 0.037 | 0 | 0.031 | PreCW-Top-ElecDHW-ElecDry | Appl-CW-Top-ElecDHW-ElecDry-Tier1AnyMFm2007CZ03DEER2017 | 0
42958.3843 | Appl-CW-Top-ElecDHW-ElecDry-Tier1 | MFm | 2007 | CZ04 | rDXGF | -1 | Household | 1 | 998.7 | 402 | 0 | 0 | 337 | 0 | 6.3 | 0 | -0.5 | 0.5 | -0.6 | 1.1 | 0 | 0 | 59 | 0 | -1.25 | 0 | -1.26 | 0 | 0.06 | 0 | 0.046 | 264 | 0 | 0 | 226 | 0 | 3.8 | 0 | -0.3 | 0.2 | -0.4 | 0.7 | 0 | 0 | 34.4 | 0 | -0.85 | 0 | -0.86 | 0 | 0.039 | 0 | 0.031 | PreCW-Top-ElecDHW-ElecDry | Appl-CW-Top-ElecDHW-ElecDry-Tier1AnyMFm2007CZ04DEER2017 | 0
42958.3843 | Appl-CW-Top-ElecDHW-ElecDry-Tier1 | MFm | 2007 | CZ05 | rDXGF | -1 | Household | 1 | 998.7 | 399 | 0 | 0 | 337 | 0 | 1.1 | 0 | -0.6 | -0.6 | -0.9 | 0.2 | 0 | 0 | 61.8 | 0 | -1.73 | 0 | -1.73 | 0 | 0.058 | 0 | 0.046 | 262 | 0 | 0 | 226 | 0 | 0.7 | 0 | -0.4 | -0.4 | -0.6 | 0.1 | 0 | 0 | 36.1 | 0 | -1.16 | 0 | -1.16 | 0 | 0.038 | 0 | 0.031 | PreCW-Top-ElecDHW-ElecDry | Appl-CW-Top-ElecDHW-ElecDry-Tier1AnyMFm2007CZ05DEER2017 | 0
42958.3843 | Appl-CW-Top-ElecDHW-ElecDry-Tier1 | MFm | 2007 | CZ06 | rDXGF | -1 | Household | 1 | 1206 | 398 | 0 | 0 | 337 | 0 | 4.9 | 0 | -0.5 | 0.1 | -0.8 | 0.8 | 0 | 0 | 57.2 | 0 | -1.54 | 0 | -1.54 | 0 | 0.058 | 0 | 0.047 | 262 | 0 | 0 | 226 | 0 | 3 | 0 | -0.3 | -0.1 | -0.6 | 0.5 | 0 | 0 | 33.4 | 0 | -1.1 | 0 | -1.1 | 0 | 0.038 | 0 | 0.032 | PreCW-Top-ElecDHW-ElecDry | Appl-CW-Top-ElecDHW-ElecDry-Tier1AnyMFm2007CZ06DEER2017 | 0
42958.3843 | Appl-CW-Top-ElecDHW-ElecDry-Tier1 | MFm | 2007 | CZ07 | rDXGF | -1 | Household | 1 | 1206 | 401 | 0 | 0 | 337 | 0 | 7.5 | 0 | -0.4 | 0.7 | -0.6 | 1.3 | 0 | 0 | 56.7 | 0 | -1.32 | 0 | -1.32 | 0 | 0.057 | 0 | 0.047 | 263 | 0 | 0 | 226 | 0 | 4.5 | 0 | -0.3 | 0.4 | -0.4 | 0.8 | 0 | 0 | 33.1 | 0 | -0.9 | 0 | -0.9 | 0 | 0.037 | 0 | 0.031 | PreCW-Top-ElecDHW-ElecDry | Appl-CW-Top-ElecDHW-ElecDry-Tier1AnyMFm2007CZ07DEER2017 | 0
42958.3843 | Appl-CW-Top-ElecDHW-ElecDry-Tier1 | MFm | 2007 | CZ08 | rDXGF | -1 | Household | 1 | 1206 | 400 | 0 | 0 | 336 | 0 | 7.1 | 0 | -0.4 | 0.6 | -0.6 | 1.1 | 0 | 0 | 55.8 | 0 | -1.23 | 0 | -1.23 | 0 | 0.055 | 0 | 0.046 | 262 | 0 | 0 | 226 | 0 | 4.2 | 0 | -0.2 | 0.3 | -0.4 | 0.6 | 0 | 0 | 32.6 | 0 | -0.88 | 0 | -0.88 | 0 | 0.035 | 0 | 0.031 | PreCW-Top-ElecDHW-ElecDry | Appl-CW-Top-ElecDHW-ElecDry-Tier1AnyMFm2007CZ08DEER2017 | 0
42958.3843 | Appl-CW-Top-ElecDHW-ElecDry-Tier1 | MFm | 2007 | CZ09 | rDXGF | -1 | Household | 1 | 1126.6 | 400 | 0 | 0 | 337 | 0 | 7.3 | 0 | -0.4 | 0.7 | -0.6 | 1.2 | 0 | 0 | 55.7 | 0 | -1.19 | 0 | -1.19 | 0 | 0.06 | 0 | 0.046 | 263 | 0 | 0 | 226 | 0 | 4.9 | 0 | -0.2 | 0.5 | -0.4 | 0.9 | 0 | 0 | 32.5 | 0 | -0.8 | 0 | -0.8 | 0 | 0.039 | 0 | 0.031 | PreCW-Top-ElecDHW-ElecDry | Appl-CW-Top-ElecDHW-ElecDry-Tier1AnyMFm2007CZ09DEER2017 | 0
42958.3843 | Appl-CW-Top-ElecDHW-ElecDry-Tier1 | MFm | 2007 | CZ10 | rDXGF | -1 | Household | 1 | 1073.2 | 400 | 0 | 0 | 337 | 0 | 7.7 | 0 | -0.4 | 0.6 | -0.5 | 1.1 | 0 | 0 | 55.3 | 0 | -1.05 | 0 | -1.04 | 0 | 0.058 | 0 | 0.047 | 265 | 0 | 0 | 226 | 0 | 6.9 | 0 | -0.3 | 0.8 | -0.2 | 1.1 | 0 | 0 | 32.2 | 0 | -0.6 | 0 | -0.6 | 0 | 0.042 | 0 | 0.031 | PreCW-Top-ElecDHW-ElecDry | Appl-CW-Top-ElecDHW-ElecDry-Tier1AnyMFm2007CZ10DEER2017 | 0
42958.3843 | Appl-CW-Top-ElecDHW-ElecDry-Tier1 | MFm | 2007 | CZ11 | rDXGF | -1 | Household | 1 | 1073.2 | 402 | 0 | 0 | 336 | 0 | 9.1 | 0 | -0.5 | 0.7 | -0.7 | 1.4 | 0 | 0 | 56.2 | 0 | -1.53 | 0 | -1.52 | 0 | 0.058 | 0 | 0.047 | 264 | 0 | 0 | 225 | 0 | 6 | 0 | -0.4 | 0.4 | -0.5 | 0.9 | 0 | 0 | 32.8 | 0 | -1.03 | 0 | -1.03 | 0 | 0.038 | 0 | 0.031 | PreCW-Top-ElecDHW-ElecDry | Appl-CW-Top-ElecDHW-ElecDry-Tier1AnyMFm2007CZ11DEER2017 | 0
42958.3843 | Appl-CW-Top-ElecDHW-ElecDry-Tier1 | MFm | 2007 | CZ12 | rDXGF | -1 | Household | 1 | 1073.2 | 403 | 0 | 0 | 337 | 0 | 8.1 | 0 | -0.5 | 0.7 | -0.7 | 1.3 | 0 | 0 | 57.9 | 0 | -1.38 | 0 | -1.38 | 0 | 0.059 | 0 | 0.047 | 265 | 0 | 0 | 226 | 0 | 5.5 | 0 | -0.3 | 0.5 | -0.5 | 0.9 | 0 | 0 | 33.8 | 0 | -0.93 | 0 | -0.92 | 0 | 0.039 | 0 | 0.031 | PreCW-Top-ElecDHW-ElecDry | Appl-CW-Top-ElecDHW-ElecDry-Tier1AnyMFm2007CZ12DEER2017 | 0
42958.3843 | Appl-CW-Top-ElecDHW-ElecDry-Tier1 | MFm | 2007 | CZ13 | rDXGF | -1 | Household | 1 | 1073.2 | 402 | 0 | 0 | 336 | 0 | 9.6 | 0 | -0.6 | 0.8 | -0.7 | 1.5 | 0 | 0 | 55.5 | 0 | -1.44 | 0 | -1.44 | 0 | 0.058 | 0 | 0.047 | 265 | 0 | 0 | 225 | 0 | 6.5 | 0 | -0.4 | 0.5 | -0.5 | 1 | 0 | 0 | 32.4 | 0 | -0.96 | 0 | -0.96 | 0 | 0.038 | 0 | 0.032 | PreCW-Top-ElecDHW-ElecDry | Appl-CW-Top-ElecDHW-ElecDry-Tier1AnyMFm2007CZ13DEER2017 | 0
42958.3843 | Appl-CW-Top-ElecDHW-ElecDry-Tier1 | MFm | 2007 | CZ14 | rDXGF | -1 | Household | 1 | 1094.6 | 403 | 0 | 0 | 336 | 0 | 9.8 | 0 | -0.5 | 0.9 | -0.8 | 1.6 | 0 | 0 | 56.6 | 0 | -1.53 | 0 | -1.53 | 0 | 0.057 | 0 | 0.047 | 267 | 0 | 0 | 225 | 0 | 8 | 0 | -0.3 | 0.9 | -0.4 | 1.4 | 0 | 0 | 33.1 | 0 | -0.92 | 0 | -0.92 | 0 | 0.039 | 0 | 0.032 | PreCW-Top-ElecDHW-ElecDry | Appl-CW-Top-ElecDHW-ElecDry-Tier1AnyMFm2007CZ14DEER2017 | 0
42958.3843 | Appl-CW-Top-ElecDHW-ElecDry-Tier1 | MFm | 2007 | CZ15 | rDXGF | -1 | Household | 1 | 1094.6 | 397 | 0 | 0 | 336 | 0 | 13.1 | 0 | -0.2 | 1.5 | -0.3 | 1.8 | 0 | 0 | 46.6 | 0 | -0.65 | 0 | -0.66 | 0 | 0.057 | 0 | 0.047 | 262 | 0 | 0 | 225 | 0 | 8.2 | 0 | -0.1 | 0.9 | -0.2 | 1.2 | 0 | 0 | 27.2 | 0 | -0.44 | 0 | -0.45 | 0 | 0.037 | 0 | 0.031 | PreCW-Top-ElecDHW-ElecDry | Appl-CW-Top-ElecDHW-ElecDry-Tier1AnyMFm2007CZ15DEER2017 | 0
42958.3843 | Appl-CW-Top-ElecDHW-ElecDry-Tier1 | MFm | 2007 | CZ16 | rDXGF | -1 | Household | 1 | 998.7 | 407 | 0 | 0 | 336 | 0 | 6.6 | 0 | -0.7 | 0.2 | -1 | 1.2 | 0 | 0 | 65.1 | 0 | -1.93 | 0 | -1.93 | 0 | 0.059 | 0 | 0.047 | 268 | 0 | 0 | 225 | 0 | 4.4 | 0 | -0.5 | 0.1 | -0.7 | 0.8 | 0 | 0 | 38 | 0 | -1.3 | 0 | -1.29 | 0 | 0.039 | 0 | 0.031 | PreCW-Top-ElecDHW-ElecDry | Appl-CW-Top-ElecDHW-ElecDry-Tier1AnyMFm2007CZ16DEER2017 | 0
42958.3843 | Appl-CW-Top-ElecDHW-ElecDry-Tier1 | MFm | 2011 | CZ01 | rDXGF | -1 | Household | 1 | 998.7 | 400 | 0 | 0 | 337 | 0 | 0.1 | 0 | -1.1 | -1.4 | -1.5 | 0.1 | 0 | 0 | 65.2 | 0 | -2.49 | 0 | -2.5 | 0 | 0.056 | 0 | 0.047 | 262 | 0 | 0 | 226 | 0 | 0.1 | 0 | -0.7 | -1 | -1 | 0 | 0 | 0 | 38.1 | 0 | -1.68 | 0 | -1.69 | 0 | 0.037 | 0 | 0.032 | PreCW-Top-ElecDHW-ElecDry | Appl-CW-Top-ElecDHW-ElecDry-Tier1AnyMFm2011CZ01DEER2017 | 0
42958.3843 | Appl-CW-Top-ElecDHW-ElecDry-Tier1 | MFm | 2011 | CZ02 | rDXGF | -1 | Household | 1 | 1073.2 | 403 | 0 | 0 | 337 | 0 | 5.6 | 0 | -0.6 | 0.1 | -0.8 | 1 | 0 | 0 | 60.7 | 0 | -1.41 | 0 | -1.41 | 0 | 0.061 | 0 | 0.047 | 265 | 0 | 0 | 226 | 0 | 4.1 | 0 | -0.4 | 0.2 | -0.4 | 0.7 | 0 | 0 | 35.4 | 0 | -0.87 | 0 | -0.86 | 0 | 0.041 | 0 | 0.031 | PreCW-Top-ElecDHW-ElecDry | Appl-CW-Top-ElecDHW-ElecDry-Tier1AnyMFm2011CZ02DEER2017 | 0
42958.3843 | Appl-CW-Top-ElecDHW-ElecDry-Tier1 | MFm | 2011 | CZ03 | rDXGF | -1 | Household | 1 | 998.7 | 397 | 0 | 0 | 337 | 0 | 0.8 | 0 | -0.6 | -0.7 | -0.9 | 0.1 | 0 | 0 | 60.9 | 0 | -1.77 | 0 | -1.76 | 0 | 0.057 | 0 | 0.047 | 261 | 0 | 0 | 226 | 0 | 0.6 | 0 | -0.4 | -0.4 | -0.6 | 0 | 0 | 0 | 35.5 | 0 | -1.19 | 0 | -1.18 | 0 | 0.038 | 0 | 0.031 | PreCW-Top-ElecDHW-ElecDry | Appl-CW-Top-ElecDHW-ElecDry-Tier1AnyMFm2011CZ03DEER2017 | 0
42958.3843 | Appl-CW-Top-ElecDHW-ElecDry-Tier1 | MFm | 2011 | CZ04 | rDXGF | -1 | Household | 1 | 998.7 | 402 | 0 | 0 | 337 | 0 | 6.3 | 0 | -0.4 | 0.6 | -0.5 | 1.1 | 0 | 0 | 58.9 | 0 | -1.07 | 0 | -1.07 | 0 | 0.058 | 0 | 0.046 | 264 | 0 | 0 | 226 | 0 | 3.7 | 0 | -0.3 | 0.3 | -0.3 | 0.7 | 0 | 0 | 34.4 | 0 | -0.73 | 0 | -0.73 | 0 | 0.038 | 0 | 0.031 | PreCW-Top-ElecDHW-ElecDry | Appl-CW-Top-ElecDHW-ElecDry-Tier1AnyMFm2011CZ04DEER2017 | 0
42958.3843 | Appl-CW-Top-ElecDHW-ElecDry-Tier1 | MFm | 2011 | CZ05 | rDXGF | -1 | Household | 1 | 998.7 | 399 | 0 | 0 | 337 | 0 | 1.3 | 0 | -0.5 | -0.5 | -0.8 | 0.3 | 0 | 0 | 61.7 | 0 | -1.63 | 0 | -1.63 | 0 | 0.057 | 0 | 0.047 | 262 | 0 | 0 | 226 | 0 | 0.8 | 0 | -0.3 | -0.4 | -0.5 | 0.2 | 0 | 0 | 36 | 0 | -1.11 | 0 | -1.1 | 0 | 0.038 | 0 | 0.031 | PreCW-Top-ElecDHW-ElecDry | Appl-CW-Top-ElecDHW-ElecDry-Tier1AnyMFm2011CZ05DEER2017 | 0
42958.3843 | Appl-CW-Top-ElecDHW-ElecDry-Tier1 | MFm | 2011 | CZ06 | rDXGF | -1 | Household | 1 | 1206 | 400 | 0 | 0 | 337 | 0 | 6 | 0 | -0.4 | 0.4 | -0.6 | 1 | 0 | 0 | 57.1 | 0 | -1.32 | 0 | -1.32 | 0 | 0.06 | 0 | 0.047 | 263 | 0 | 0 | 226 | 0 | 4 | 0 | -0.2 | 0.3 | -0.4 | 0.7 | 0 | 0 | 33.3 | 0 | -0.89 | 0 | -0.89 | 0 | 0.039 | 0 | 0.031 | PreCW-Top-ElecDHW-ElecDry | Appl-CW-Top-ElecDHW-ElecDry-Tier1AnyMFm2011CZ06DEER2017 | 0
42958.3843 | Appl-CW-Top-ElecDHW-ElecDry-Tier1 | MFm | 2011 | CZ07 | rDXGF | -1 | Household | 1 | 1206 | 405 | 0 | 0 | 337 | 0 | 10.5 | 0 | -0.3 | 1.5 | -0.4 | 1.9 | 0 | 0 | 56.6 | 0 | -1.05 | 0 | -1.05 | 0 | 0.059 | 0 | 0.047 | 267 | 0 | 0 | 226 | 0 | 7.1 | 0 | -0.2 | 1 | -0.3 | 1.3 | 0 | 0 | 33.1 | 0 | -0.7 | 0 | -0.7 | 0 | 0.039 | 0 | 0.031 | PreCW-Top-ElecDHW-ElecDry | Appl-CW-Top-ElecDHW-ElecDry-Tier1AnyMFm2011CZ07DEER2017 | 0
42958.3843 | Appl-CW-Top-ElecDHW-ElecDry-Tier1 | MFm | 2011 | CZ08 | rDXGF | -1 | Household | 1 | 1206 | 403 | 0 | 0 | 337 | 0 | 10 | 0 | -0.3 | 1.3 | -0.4 | 1.8 | 0 | 0 | 55.8 | 0 | -0.93 | 0 | -0.92 | 0 | 0.058 | 0 | 0.046 | 267 | 0 | 0 | 226 | 0 | 8.3 | 0 | -0.2 | 1.2 | -0.3 | 1.5 | 0 | 0 | 32.6 | 0 | -0.58 | 0 | -0.58 | 0 | 0.04 | 0 | 0.031 | PreCW-Top-ElecDHW-ElecDry | Appl-CW-Top-ElecDHW-ElecDry-Tier1AnyMFm2011CZ08DEER2017 | 0
42958.3843 | Appl-CW-Top-ElecDHW-ElecDry-Tier1 | MFm | 2011 | CZ09 | rDXGF | -1 | Household | 1 | 1126.6 | 401 | 0 | 0 | 337 | 0 | 8.4 | 0 | -0.4 | 0.9 | -0.6 | 1.4 | 0 | 0 | 55.6 | 0 | -1.05 | 0 | -1.06 | 0 | 0.06 | 0 | 0.046 | 264 | 0 | 0 | 226 | 0 | 5.8 | 0 | -0.3 | 0.7 | -0.4 | 0.9 | 0 | 0 | 32.4 | 0 | -0.7 | 0 | -0.71 | 0 | 0.04 | 0 | 0.031 | PreCW-Top-ElecDHW-ElecDry | Appl-CW-Top-ElecDHW-ElecDry-Tier1AnyMFm2011CZ09DEER2017 | 0
42958.3843 | Appl-CW-Top-ElecDHW-ElecDry-Tier1 | MFm | 2011 | CZ10 | rDXGF | -1 | Household | 1 | 1073.2 | 402 | 0 | 0 | 337 | 0 | 9.2 | 0 | -0.3 | 1 | -0.5 | 1.5 | 0 | 0 | 55.3 | 0 | -0.89 | 0 | -0.89 | 0 | 0.061 | 0 | 0.047 | 264 | 0 | 0 | 226 | 0 | 5.7 | 0 | -0.2 | 0.6 | -0.3 | 0.9 | 0 | 0 | 32.3 | 0 | -0.61 | 0 | -0.61 | 0 | 0.039 | 0 | 0.031 | PreCW-Top-ElecDHW-ElecDry | Appl-CW-Top-ElecDHW-ElecDry-Tier1AnyMFm2011CZ10DEER2017 | 0
42958.3843 | Appl-CW-Top-ElecDHW-ElecDry-Tier1 | MFm | 2011 | CZ11 | rDXGF | -1 | Household | 1 | 1073.2 | 403 | 0 | 0 | 336 | 0 | 9.6 | 0 | -0.5 | 0.8 | -0.7 | 1.5 | 0 | 0 | 56.1 | 0 | -1.41 | 0 | -1.41 | 0 | 0.058 | 0 | 0.047 | 265 | 0 | 0 | 226 | 0 | 6.2 | 0 | -0.3 | 0.5 | -0.5 | 1 | 0 | 0 | 32.7 | 0 | -0.96 | 0 | -0.95 | 0 | 0.038 | 0 | 0.031 | PreCW-Top-ElecDHW-ElecDry | Appl-CW-Top-ElecDHW-ElecDry-Tier1AnyMFm2011CZ11DEER2017 | 0
42958.3843 | Appl-CW-Top-ElecDHW-ElecDry-Tier1 | MFm | 2011 | CZ12 | rDXGF | -1 | Household | 1 | 1073.2 | 403 | 0 | 0 | 337 | 0 | 8.3 | 0 | -0.5 | 0.7 | -0.7 | 1.4 | 0 | 0 | 58 | 0 | -1.3 | 0 | -1.3 | 0 | 0.059 | 0 | 0.046 | 266 | 0 | 0 | 226 | 0 | 5.8 | 0 | -0.3 | 0.6 | -0.4 | 1 | 0 | 0 | 33.8 | 0 | -0.85 | 0 | -0.84 | 0 | 0.04 | 0 | 0.031 | PreCW-Top-ElecDHW-ElecDry | Appl-CW-Top-ElecDHW-ElecDry-Tier1AnyMFm2011CZ12DEER2017 | 0
42958.3843 | Appl-CW-Top-ElecDHW-ElecDry-Tier1 | MFm | 2011 | CZ13 | rDXGF | -1 | Household | 1 | 1073.2 | 403 | 0 | 0 | 336 | 0 | 10 | 0 | -0.5 | 1 | -0.7 | 1.6 | 0 | 0 | 55.5 | 0 | -1.35 | 0 | -1.34 | 0 | 0.059 | 0 | 0.047 | 265 | 0 | 0 | 226 | 0 | 6.8 | 0 | -0.3 | 0.7 | -0.5 | 1.1 | 0 | 0 | 32.4 | 0 | -0.9 | 0 | -0.9 | 0 | 0.039 | 0 | 0.031 | PreCW-Top-ElecDHW-ElecDry | Appl-CW-Top-ElecDHW-ElecDry-Tier1AnyMFm2011CZ13DEER2017 | 0
42958.3843 | Appl-CW-Top-ElecDHW-ElecDry-Tier1 | MFm | 2011 | CZ14 | rDXGF | -1 | Household | 1 | 1094.6 | 403 | 0 | 0 | 336 | 0 | 9.9 | 0 | -0.5 | 1 | -0.6 | 1.6 | 0 | 0 | 56.6 | 0 | -1.37 | 0 | -1.38 | 0 | 0.057 | 0 | 0.047 | 266 | 0 | 0 | 225 | 0 | 7.1 | 0 | -0.3 | 0.8 | -0.4 | 1.2 | 0 | 0 | 33 | 0 | -0.93 | 0 | -0.93 | 0 | 0.038 | 0 | 0.031 | PreCW-Top-ElecDHW-ElecDry | Appl-CW-Top-ElecDHW-ElecDry-Tier1AnyMFm2011CZ14DEER2017 | 0
42958.3843 | Appl-CW-Top-ElecDHW-ElecDry-Tier1 | MFm | 2011 | CZ15 | rDXGF | -1 | Household | 1 | 1094.6 | 397 | 0 | 0 | 336 | 0 | 13.1 | 0 | -0.2 | 1.5 | -0.3 | 1.8 | 0 | 0 | 46.6 | 0 | -0.63 | 0 | -0.62 | 0 | 0.057 | 0 | 0.047 | 262 | 0 | 0 | 225 | 0 | 8.9 | 0 | -0.1 | 1 | -0.2 | 1.2 | 0 | 0 | 27.2 | 0 | -0.42 | 0 | -0.42 | 0 | 0.037 | 0 | 0.031 | PreCW-Top-ElecDHW-ElecDry | Appl-CW-Top-ElecDHW-ElecDry-Tier1AnyMFm2011CZ15DEER2017 | 0
42958.3843 | Appl-CW-Top-ElecDHW-ElecDry-Tier1 | MFm | 2011 | CZ16 | rDXGF | -1 | Household | 1 | 998.7 | 408 | 0 | 0 | 336 | 0 | 6.7 | 0 | -0.7 | 0.3 | -0.9 | 1.2 | 0 | 0 | 65.2 | 0 | -1.9 | 0 | -1.89 | 0 | 0.058 | 0 | 0.047 | 268 | 0 | 0 | 225 | 0 | 4.4 | 0 | -0.5 | 0.2 | -0.6 | 0.8 | 0 | 0 | 38 | 0 | -1.27 | 0 | -1.27 | 0 | 0.038 | 0 | 0.031 | PreCW-Top-ElecDHW-ElecDry | Appl-CW-Top-ElecDHW-ElecDry-Tier1AnyMFm2011CZ16DEER2017 | 0
42958.3843 | Appl-CW-Top-ElecDHW-ElecDry-Tier1 | MFm | 2015 | CZ01 | rDXGF | -1 | Household | 1 | 998.7 | 400 | 0 | 0 | 337 | 0 | 0.1 | 0 | -1 | -1.2 | -1.2 | 0.1 | 0 | 0 | 65.2 | 0 | -2.27 | 0 | -2.27 | 0 | 0.056 | 0 | 0.046 | 263 | 0 | 0 | 226 | 0 | 0.1 | 0 | -0.6 | -0.6 | -0.7 | 0 | 0 | 0 | 38 | 0 | -1.32 | 0 | -1.31 | 0 | 0.037 | 0 | 0.031 | PreCW-Top-ElecDHW-ElecDry | Appl-CW-Top-ElecDHW-ElecDry-Tier1AnyMFm2015CZ01DEER2017 | 0
42958.3843 | Appl-CW-Top-ElecDHW-ElecDry-Tier1 | MFm | 2015 | CZ02 | rDXGF | -1 | Household | 1 | 1073.2 | 402 | 0 | 0 | 337 | 0 | 4.8 | 0 | -0.6 | 0.1 | -0.7 | 0.8 | 0 | 0 | 60.7 | 0 | -1.39 | 0 | -1.39 | 0 | 0.06 | 0 | 0.047 | 264 | 0 | 0 | 226 | 0 | 3.1 | 0 | -0.4 | 0.1 | -0.4 | 0.5 | 0 | 0 | 35.4 | 0 | -0.95 | 0 | -0.94 | 0 | 0.04 | 0 | 0.031 | PreCW-Top-ElecDHW-ElecDry | Appl-CW-Top-ElecDHW-ElecDry-Tier1AnyMFm2015CZ02DEER2017 | 0
42958.3843 | Appl-CW-Top-ElecDHW-ElecDry-Tier1 | MFm | 2015 | CZ03 | rDXGF | -1 | Household | 1 | 998.7 | 398 | 0 | 0 | 337 | 0 | 0.8 | 0 | -0.5 | -0.4 | -0.6 | 0.2 | 0 | 0 | 60.8 | 0 | -1.56 | 0 | -1.56 | 0 | 0.056 | 0 | 0.046 | 261 | 0 | 0 | 226 | 0 | 0.6 | 0 | -0.3 | -0.2 | -0.4 | 0.1 | 0 | 0 | 35.5 | 0 | -0.97 | 0 | -0.97 | 0 | 0.037 | 0 | 0.031 | PreCW-Top-ElecDHW-ElecDry | Appl-CW-Top-ElecDHW-ElecDry-Tier1AnyMFm2015CZ03DEER2017 | 0
42958.3843 | Appl-CW-Top-ElecDHW-ElecDry-Tier1 | MFm | 2015 | CZ04 | rDXGF | -1 | Household | 1 | 998.7 | 403 | 0 | 0 | 337 | 0 | 7.2 | 0 | -0.3 | 0.7 | -0.4 | 1.1 | 0 | 0 | 58.9 | 0 | -1.04 | 0 | -1.04 | 0 | 0.06 | 0 | 0.046 | 265 | 0 | 0 | 226 | 0 | 4.9 | 0 | -0.2 | 0.5 | -0.2 | 0.7 | 0 | 0 | 34.4 | 0 | -0.69 | 0 | -0.69 | 0 | 0.04 | 0 | 0.031 | PreCW-Top-ElecDHW-ElecDry | Appl-CW-Top-ElecDHW-ElecDry-Tier1AnyMFm2015CZ04DEER2017 | 0
42958.3843 | Appl-CW-Top-ElecDHW-ElecDry-Tier1 | MFm | 2015 | CZ05 | rDXGF | -1 | Household | 1 | 998.7 | 401 | 0 | 0 | 337 | 0 | 2.2 | 0 | -0.3 | -0.1 | -0.5 | 0.4 | 0 | 0 | 61.5 | 0 | -1.12 | 0 | -1.12 | 0 | 0.059 | 0 | 0.046 | 263 | 0 | 0 | 226 | 0 | 1.4 | 0 | -0.2 | -0.1 | -0.3 | 0.2 | 0 | 0 | 35.9 | 0 | -0.76 | 0 | -0.76 | 0 | 0.038 | 0 | 0.031 | PreCW-Top-ElecDHW-ElecDry | Appl-CW-Top-ElecDHW-ElecDry-Tier1AnyMFm2015CZ05DEER2017 | 0
42958.3843 | Appl-CW-Top-ElecDHW-ElecDry-Tier1 | MFm | 2015 | CZ06 | rDXGF | -1 | Household | 1 | 1206 | 399 | 0 | 0 | 337 | 0 | 5.1 | 0 | -0.4 | 0.3 | -0.5 | 0.9 | 0 | 0 | 57.2 | 0 | -1.33 | 0 | -1.34 | 0 | 0.06 | 0 | 0.047 | 263 | 0 | 0 | 226 | 0 | 3.5 | 0 | -0.3 | 0.2 | -0.4 | 0.6 | 0 | 0 | 33.4 | 0 | -0.89 | 0 | -0.9 | 0 | 0.04 | 0 | 0.031 | PreCW-Top-ElecDHW-ElecDry | Appl-CW-Top-ElecDHW-ElecDry-Tier1AnyMFm2015CZ06DEER2017 | 0
42958.3843 | Appl-CW-Top-ElecDHW-ElecDry-Tier1 | MFm | 2015 | CZ07 | rDXGF | -1 | Household | 1 | 1206 | 403 | 0 | 0 | 337 | 0 | 8.9 | 0 | -0.3 | 1.2 | -0.4 | 1.6 | 0 | 0 | 56.6 | 0 | -1.09 | 0 | -1.09 | 0 | 0.058 | 0 | 0.047 | 265 | 0 | 0 | 226 | 0 | 6.1 | 0 | -0.2 | 0.8 | -0.3 | 1.1 | 0 | 0 | 33 | 0 | -0.74 | 0 | -0.73 | 0 | 0.038 | 0 | 0.032 | PreCW-Top-ElecDHW-ElecDry | Appl-CW-Top-ElecDHW-ElecDry-Tier1AnyMFm2015CZ07DEER2017 | 0
42958.3843 | Appl-CW-Top-ElecDHW-ElecDry-Tier1 | MFm | 2015 | CZ08 | rDXGF | -1 | Household | 1 | 1206 | 403 | 0 | 0 | 337 | 0 | 9.7 | 0 | -0.3 | 1.3 | -0.3 | 1.6 | 0 | 0 | 55.8 | 0 | -0.93 | 0 | -0.93 | 0 | 0.06 | 0 | 0.046 | 266 | 0 | 0 | 226 | 0 | 6.8 | 0 | -0.2 | 0.9 | -0.2 | 1.1 | 0 | 0 | 32.6 | 0 | -0.61 | 0 | -0.61 | 0 | 0.04 | 0 | 0.031 | PreCW-Top-ElecDHW-ElecDry | Appl-CW-Top-ElecDHW-ElecDry-Tier1AnyMFm2015CZ08DEER2017 | 0
42958.3843 | Appl-CW-Top-ElecDHW-ElecDry-Tier1 | MFm | 2015 | CZ09 | rDXGF | -1 | Household | 1 | 1126.6 | 401 | 0 | 0 | 337 | 0 | 7.8 | 0 | -0.4 | 0.8 | -0.4 | 1.2 | 0 | 0 | 55.7 | 0 | -1.09 | 0 | -1.09 | 0 | 0.06 | 0 | 0.046 | 264 | 0 | 0 | 226 | 0 | 5.5 | 0 | -0.2 | 0.6 | -0.3 | 0.9 | 0 | 0 | 32.5 | 0 | -0.7 | 0 | -0.7 | 0 | 0.04 | 0 | 0.031 | PreCW-Top-ElecDHW-ElecDry | Appl-CW-Top-ElecDHW-ElecDry-Tier1AnyMFm2015CZ09DEER2017 | 0
42958.3843 | Appl-CW-Top-ElecDHW-ElecDry-Tier1 | MFm | 2015 | CZ10 | rDXGF | -1 | Household | 1 | 1073.2 | 400 | 0 | 0 | 337 | 0 | 7.4 | 0 | -0.4 | 0.7 | -0.3 | 1.1 | 0 | 0 | 55.3 | 0 | -0.89 | 0 | -0.89 | 0 | 0.059 | 0 | 0.047 | 263 | 0 | 0 | 226 | 0 | 4.8 | 0 | -0.3 | 0.5 | -0.2 | 0.7 | 0 | 0 | 32.3 | 0 | -0.6 | 0 | -0.6 | 0 | 0.039 | 0 | 0.032 | PreCW-Top-ElecDHW-ElecDry | Appl-CW-Top-ElecDHW-ElecDry-Tier1AnyMFm2015CZ10DEER2017 | 0
42958.3843 | Appl-CW-Top-ElecDHW-ElecDry-Tier1 | MFm | 2015 | CZ11 | rDXGF | -1 | Household | 1 | 1073.2 | 401 | 0 | 0 | 337 | 0 | 8.7 | 0 | -0.5 | 0.7 | -0.5 | 1.3 | 0 | 0 | 56.1 | 0 | -1.41 | 0 | -1.4 | 0 | 0.058 | 0 | 0.046 | 264 | 0 | 0 | 226 | 0 | 5.7 | 0 | -0.3 | 0.4 | -0.3 | 0.9 | 0 | 0 | 32.8 | 0 | -0.94 | 0 | -0.94 | 0 | 0.038 | 0 | 0.031 | PreCW-Top-ElecDHW-ElecDry | Appl-CW-Top-ElecDHW-ElecDry-Tier1AnyMFm2015CZ11DEER2017 | 0
42958.3843 | Appl-CW-Top-ElecDHW-ElecDry-Tier1 | MFm | 2015 | CZ12 | rDXGF | -1 | Household | 1 | 1073.2 | 403 | 0 | 0 | 337 | 0 | 7.9 | 0 | -0.5 | 0.7 | -0.6 | 1.3 | 0 | 0 | 57.9 | 0 | -1.29 | 0 | -1.28 | 0 | 0.059 | 0 | 0.047 | 264 | 0 | 0 | 226 | 0 | 5 | 0 | -0.3 | 0.4 | -0.4 | 0.8 | 0 | 0 | 33.8 | 0 | -0.87 | 0 | -0.87 | 0 | 0.038 | 0 | 0.031 | PreCW-Top-ElecDHW-ElecDry | Appl-CW-Top-ElecDHW-ElecDry-Tier1AnyMFm2015CZ12DEER2017 | 0
42958.3843 | Appl-CW-Top-ElecDHW-ElecDry-Tier1 | MFm | 2015 | CZ13 | rDXGF | -1 | Household | 1 | 1073.2 | 401 | 0 | 0 | 336 | 0 | 9.2 | 0 | -0.5 | 0.9 | -0.5 | 1.4 | 0 | 0 | 55.5 | 0 | -1.32 | 0 | -1.33 | 0 | 0.058 | 0 | 0.046 | 264 | 0 | 0 | 226 | 0 | 6 | 0 | -0.3 | 0.6 | -0.3 | 0.9 | 0 | 0 | 32.4 | 0 | -0.89 | 0 | -0.89 | 0 | 0.039 | 0 | 0.031 | PreCW-Top-ElecDHW-ElecDry | Appl-CW-Top-ElecDHW-ElecDry-Tier1AnyMFm2015CZ13DEER2017 | 0
42958.3843 | Appl-CW-Top-ElecDHW-ElecDry-Tier1 | MFm | 2015 | CZ14 | rDXGF | -1 | Household | 1 | 1094.6 | 404 | 0 | 0 | 336 | 0 | 10.2 | 0 | -0.5 | 1 | -0.6 | 1.5 | 0 | 0 | 56.6 | 0 | -1.44 | 0 | -1.44 | 0 | 0.058 | 0 | 0.046 | 266 | 0 | 0 | 225 | 0 | 6.8 | 0 | -0.4 | 0.7 | -0.4 | 1 | 0 | 0 | 33 | 0 | -0.96 | 0 | -0.96 | 0 | 0.038 | 0 | 0.031 | PreCW-Top-ElecDHW-ElecDry | Appl-CW-Top-ElecDHW-ElecDry-Tier1AnyMFm2015CZ14DEER2017 | 0
42958.3843 | Appl-CW-Top-ElecDHW-ElecDry-Tier1 | MFm | 2015 | CZ15 | rDXGF | -1 | Household | 1 | 1094.6 | 396 | 0 | 0 | 336 | 0 | 12.1 | 0 | -0.2 | 1.3 | -0.3 | 1.6 | 0 | 0 | 46.6 | 0 | -0.62 | 0 | -0.63 | 0 | 0.056 | 0 | 0.046 | 262 | 0 | 0 | 226 | 0 | 8.1 | 0 | -0.1 | 0.9 | -0.2 | 1.1 | 0 | 0 | 27.2 | 0 | -0.41 | 0 | -0.42 | 0 | 0.037 | 0 | 0.031 | PreCW-Top-ElecDHW-ElecDry | Appl-CW-Top-ElecDHW-ElecDry-Tier1AnyMFm2015CZ15DEER2017 | 0
42958.3843 | Appl-CW-Top-ElecDHW-ElecDry-Tier1 | MFm | 2015 | CZ16 | rDXGF | -1 | Household | 1 | 998.7 | 407 | 0 | 0 | 336 | 0 | 6.1 | 0 | -0.8 | 0.2 | -0.9 | 1 | 0 | 0 | 65.2 | 0 | -2.03 | 0 | -2.03 | 0 | 0.058 | 0 | 0.047 | 267 | 0 | 0 | 225 | 0 | 4.1 | 0 | -0.5 | 0.1 | -0.6 | 0.7 | 0 | 0 | 38.1 | 0 | -1.36 | 0 | -1.36 | 0 | 0.038 | 0 | 0.031 | PreCW-Top-ElecDHW-ElecDry | Appl-CW-Top-ElecDHW-ElecDry-Tier1AnyMFm2015CZ16DEER2017 | 0
42958.3843 | Appl-CW-Top-ElecDHW-ElecDry-Tier1 | MFm | 2017 | CZ01 | rDXGF | -1 | Household | 1 | 998.7 | 401 | 0 | 0 | 337 | 0 | 0.2 | 0 | -0.9 | -1 | -1.1 | 0 | 0 | 0 | 65.2 | 0 | -2.15 | 0 | -2.14 | 0 | 0.056 | 0 | 0.047 | 263 | 0 | 0 | 226 | 0 | 0.1 | 0 | -0.6 | -0.7 | -0.8 | 0 | 0 | 0 | 38 | 0 | -1.46 | 0 | -1.45 | 0 | 0.037 | 0 | 0.031 | PreCW-Top-ElecDHW-ElecDry | Appl-CW-Top-ElecDHW-ElecDry-Tier1AnyMFm2017CZ01DEER2017 | 0
42958.3843 | Appl-CW-Top-ElecDHW-ElecDry-Tier1 | MFm | 2017 | CZ02 | rDXGF | -1 | Household | 1 | 1073.2 | 402 | 0 | 0 | 337 | 0 | 5.2 | 0 | -0.6 | 0.2 | -0.7 | 0.9 | 0 | 0 | 60.6 | 0 | -1.35 | 0 | -1.35 | 0 | 0.06 | 0 | 0.047 | 264 | 0 | 0 | 226 | 0 | 3.2 | 0 | -0.4 | 0 | -0.5 | 0.5 | 0 | 0 | 35.4 | 0 | -0.95 | 0 | -0.95 | 0 | 0.039 | 0 | 0.031 | PreCW-Top-ElecDHW-ElecDry | Appl-CW-Top-ElecDHW-ElecDry-Tier1AnyMFm2017CZ02DEER2017 | 0
42958.3843 | Appl-CW-Top-ElecDHW-ElecDry-Tier1 | MFm | 2017 | CZ03 | rDXGF | -1 | Household | 1 | 998.7 | 397 | 0 | 0 | 337 | 0 | 0.8 | 0 | -0.6 | -0.5 | -0.7 | 0.2 | 0 | 0 | 60.8 | 0 | -1.67 | 0 | -1.66 | 0 | 0.057 | 0 | 0.046 | 261 | 0 | 0 | 226 | 0 | 0.5 | 0 | -0.4 | -0.4 | -0.5 | 0.1 | 0 | 0 | 35.5 | 0 | -1.16 | 0 | -1.16 | 0 | 0.038 | 0 | 0.031 | PreCW-Top-ElecDHW-ElecDry | Appl-CW-Top-ElecDHW-ElecDry-Tier1AnyMFm2017CZ03DEER2017 | 0
42958.3843 | Appl-CW-Top-ElecDHW-ElecDry-Tier1 | MFm | 2017 | CZ04 | rDXGF | -1 | Household | 1 | 998.7 | 404 | 0 | 0 | 337 | 0 | 7.2 | 0 | -0.4 | 0.8 | -0.3 | 1.2 | 0 | 0 | 58.9 | 0 | -0.93 | 0 | -0.93 | 0 | 0.062 | 0 | 0.046 | 265 | 0 | 0 | 226 | 0 | 4.3 | 0 | -0.3 | 0.4 | -0.2 | 0.7 | 0 | 0 | 34.4 | 0 | -0.63 | 0 | -0.63 | 0 | 0.04 | 0 | 0.031 | PreCW-Top-ElecDHW-ElecDry | Appl-CW-Top-ElecDHW-ElecDry-Tier1AnyMFm2017CZ04DEER2017 | 0
42958.3843 | Appl-CW-Top-ElecDHW-ElecDry-Tier1 | MFm | 2017 | CZ05 | rDXGF | -1 | Household | 1 | 998.7 | 401 | 0 | 0 | 337 | 0 | 2.1 | 0 | -0.3 | 0 | -0.4 | 0.4 | 0 | 0 | 61.5 | 0 | -1.1 | 0 | -1.1 | 0 | 0.058 | 0 | 0.046 | 263 | 0 | 0 | 226 | 0 | 1.6 | 0 | -0.2 | 0 | -0.3 | 0.3 | 0 | 0 | 35.9 | 0 | -0.72 | 0 | -0.71 | 0 | 0.039 | 0 | 0.031 | PreCW-Top-ElecDHW-ElecDry | Appl-CW-Top-ElecDHW-ElecDry-Tier1AnyMFm2017CZ05DEER2017 | 0
42958.3843 | Appl-CW-Top-ElecDHW-ElecDry-Tier1 | MFm | 2017 | CZ06 | rDXGF | -1 | Household | 1 | 1206 | 399 | 0 | 0 | 337 | 0 | 4.9 | 0 | -0.3 | 0.3 | -0.5 | 0.8 | 0 | 0 | 57.2 | 0 | -1.32 | 0 | -1.32 | 0 | 0.06 | 0 | 0.047 | 262 | 0 | 0 | 226 | 0 | 3.2 | 0 | -0.2 | 0.2 | -0.3 | 0.6 | 0 | 0 | 33.4 | 0 | -0.89 | 0 | -0.88 | 0 | 0.039 | 0 | 0.031 | PreCW-Top-ElecDHW-ElecDry | Appl-CW-Top-ElecDHW-ElecDry-Tier1AnyMFm2017CZ06DEER2017 | 0
42958.3843 | Appl-CW-Top-ElecDHW-ElecDry-Tier1 | MFm | 2017 | CZ07 | rDXGF | -1 | Household | 1 | 1206 | 403 | 0 | 0 | 337 | 0 | 8.8 | 0 | -0.3 | 1.1 | -0.4 | 1.5 | 0 | 0 | 56.6 | 0 | -1.08 | 0 | -1.08 | 0 | 0.059 | 0 | 0.047 | 265 | 0 | 0 | 226 | 0 | 6.1 | 0 | -0.2 | 0.8 | -0.2 | 1 | 0 | 0 | 33.1 | 0 | -0.73 | 0 | -0.72 | 0 | 0.039 | 0 | 0.032 | PreCW-Top-ElecDHW-ElecDry | Appl-CW-Top-ElecDHW-ElecDry-Tier1AnyMFm2017CZ07DEER2017 | 0
42958.3843 | Appl-CW-Top-ElecDHW-ElecDry-Tier1 | MFm | 2017 | CZ08 | rDXGF | -1 | Household | 1 | 1206 | 402 | 0 | 0 | 337 | 0 | 8.5 | 0 | -0.3 | 1.1 | -0.3 | 1.3 | 0 | 0 | 55.7 | 0 | -0.88 | 0 | -0.88 | 0 | 0.057 | 0 | 0.046 | 264 | 0 | 0 | 226 | 0 | 5.7 | 0 | -0.2 | 0.7 | -0.2 | 0.9 | 0 | 0 | 32.5 | 0 | -0.59 | 0 | -0.59 | 0 | 0.037 | 0 | 0.031 | PreCW-Top-ElecDHW-ElecDry | Appl-CW-Top-ElecDHW-ElecDry-Tier1AnyMFm2017CZ08DEER2017 | 0
42958.3843 | Appl-CW-Top-ElecDHW-ElecDry-Tier1 | MFm | 2017 | CZ09 | rDXGF | -1 | Household | 1 | 1126.6 | 400 | 0 | 0 | 337 | 0 | 7.2 | 0 | -0.4 | 0.8 | -0.5 | 1.1 | 0 | 0 | 55.6 | 0 | -1.02 | 0 | -1.03 | 0 | 0.059 | 0 | 0.046 | 263 | 0 | 0 | 226 | 0 | 4.7 | 0 | -0.2 | 0.5 | -0.3 | 0.7 | 0 | 0 | 32.4 | 0 | -0.68 | 0 | -0.69 | 0 | 0.039 | 0 | 0.031 | PreCW-Top-ElecDHW-ElecDry | Appl-CW-Top-ElecDHW-ElecDry-Tier1AnyMFm2017CZ09DEER2017 | 0
42958.3843 | Appl-CW-Top-ElecDHW-ElecDry-Tier1 | MFm | 2017 | CZ10 | rDXGF | -1 | Household | 1 | 1073.2 | 400 | 0 | 0 | 337 | 0 | 7.8 | 0 | -0.3 | 0.8 | -0.4 | 1.1 | 0 | 0 | 55.2 | 0 | -0.8 | 0 | -0.81 | 0 | 0.059 | 0 | 0.047 | 264 | 0 | 0 | 226 | 0 | 5.2 | 0 | -0.2 | 0.6 | -0.3 | 0.7 | 0 | 0 | 32.2 | 0 | -0.54 | 0 | -0.55 | 0 | 0.039 | 0 | 0.031 | PreCW-Top-ElecDHW-ElecDry | Appl-CW-Top-ElecDHW-ElecDry-Tier1AnyMFm2017CZ10DEER2017 | 0
42958.3843 | Appl-CW-Top-ElecDHW-ElecDry-Tier1 | MFm | 2017 | CZ11 | rDXGF | -1 | Household | 1 | 1073.2 | 402 | 0 | 0 | 337 | 0 | 8.6 | 0 | -0.4 | 0.7 | -0.6 | 1.3 | 0 | 0 | 56.2 | 0 | -1.36 | 0 | -1.37 | 0 | 0.058 | 0 | 0.047 | 264 | 0 | 0 | 226 | 0 | 5.3 | 0 | -0.3 | 0.4 | -0.4 | 0.8 | 0 | 0 | 32.8 | 0 | -0.92 | 0 | -0.93 | 0 | 0.038 | 0 | 0.031 | PreCW-Top-ElecDHW-ElecDry | Appl-CW-Top-ElecDHW-ElecDry-Tier1AnyMFm2017CZ11DEER2017 | 0
42958.3843 | Appl-CW-Top-ElecDHW-ElecDry-Tier1 | MFm | 2017 | CZ12 | rDXGF | -1 | Household | 1 | 1073.2 | 402 | 0 | 0 | 337 | 0 | 7.4 | 0 | -0.5 | 0.6 | -0.6 | 1.2 | 0 | 0 | 58 | 0 | -1.27 | 0 | -1.27 | 0 | 0.059 | 0 | 0.046 | 265 | 0 | 0 | 226 | 0 | 5.5 | 0 | -0.4 | 0.5 | -0.4 | 0.9 | 0 | 0 | 33.9 | 0 | -0.83 | 0 | -0.84 | 0 | 0.039 | 0 | 0.031 | PreCW-Top-ElecDHW-ElecDry | Appl-CW-Top-ElecDHW-ElecDry-Tier1AnyMFm2017CZ12DEER2017 | 0
42958.3843 | Appl-CW-Top-ElecDHW-ElecDry-Tier1 | MFm | 2017 | CZ13 | rDXGF | -1 | Household | 1 | 1073.2 | 403 | 0 | 0 | 336 | 0 | 10.2 | 0 | -0.4 | 1.1 | -0.5 | 1.5 | 0 | 0 | 55.5 | 0 | -1.26 | 0 | -1.26 | 0 | 0.059 | 0 | 0.047 | 266 | 0 | 0 | 226 | 0 | 7.1 | 0 | -0.3 | 0.8 | -0.4 | 1 | 0 | 0 | 32.4 | 0 | -0.84 | 0 | -0.83 | 0 | 0.039 | 0 | 0.032 | PreCW-Top-ElecDHW-ElecDry | Appl-CW-Top-ElecDHW-ElecDry-Tier1AnyMFm2017CZ13DEER2017 | 0
42958.3843 | Appl-CW-Top-ElecDHW-ElecDry-Tier1 | MFm | 2017 | CZ14 | rDXGF | -1 | Household | 1 | 1094.6 | 405 | 0 | 0 | 336 | 0 | 11.5 | 0 | -0.4 | 1.2 | -0.5 | 1.7 | 0 | 0 | 56.6 | 0 | -1.32 | 0 | -1.32 | 0 | 0.059 | 0 | 0.047 | 266 | 0 | 0 | 225 | 0 | 7 | 0 | -0.3 | 0.7 | -0.4 | 1 | 0 | 0 | 33 | 0 | -0.93 | 0 | -0.92 | 0 | 0.039 | 0 | 0.032 | PreCW-Top-ElecDHW-ElecDry | Appl-CW-Top-ElecDHW-ElecDry-Tier1AnyMFm2017CZ14DEER2017 | 0
42958.3843 | Appl-CW-Top-ElecDHW-ElecDry-Tier1 | MFm | 2017 | CZ15 | rDXGF | -1 | Household | 1 | 1094.6 | 398 | 0 | 0 | 336 | 0 | 13.2 | 0 | -0.2 | 1.4 | -0.3 | 1.7 | 0 | 0 | 46.7 | 0 | -0.6 | 0 | -0.6 | 0 | 0.057 | 0 | 0.047 | 261 | 0 | 0 | 225 | 0 | 7.9 | 0 | -0.1 | 0.8 | -0.2 | 1 | 0 | 0 | 27.3 | 0 | -0.41 | 0 | -0.41 | 0 | 0.037 | 0 | 0.032 | PreCW-Top-ElecDHW-ElecDry | Appl-CW-Top-ElecDHW-ElecDry-Tier1AnyMFm2017CZ15DEER2017 | 0
42958.3843 | Appl-CW-Top-ElecDHW-ElecDry-Tier1 | MFm | 2017 | CZ16 | rDXGF | -1 | Household | 1 | 998.7 | 407 | 0 | 0 | 336 | 0 | 5.9 | 0 | -0.7 | 0.1 | -0.8 | 1 | 0 | 0 | 65.1 | 0 | -1.98 | 0 | -1.98 | 0 | 0.059 | 0 | 0.047 | 267 | 0 | 0 | 225 | 0 | 4 | 0 | -0.5 | 0.1 | -0.5 | 0.7 | 0 | 0 | 38 | 0 | -1.33 | 0 | -1.32 | 0 | 0.039 | 0 | 0.031 | PreCW-Top-ElecDHW-ElecDry | Appl-CW-Top-ElecDHW-ElecDry-Tier1AnyMFm2017CZ16DEER2017 | 0
42958.3843 | Appl-CW-Top-ElecDHW-ElecDry-Tier1 | SFm | 1975 | CZ01 | rDXGF | -1 | Household | 1 | 1591 | 495 | 0 | 0 | 417 | 0 | 0 | 0 | -0.7 | -1.9 | -1.9 | 0 | 0 | 0 | 80.9 | 0 | -3.67 | 0 | -3.67 | 0 | 0.068 | 0 | 0.058 | 325 | 0 | 0 | 280 | 0 | 0 | 0 | -0.5 | -1.3 | -1.3 | 0 | 0 | 0 | 47.2 | 0 | -2.46 | 0 | -2.45 | 0 | 0.045 | 0 | 0.039 | PreCW-Top-ElecDHW-ElecDry | Appl-CW-Top-ElecDHW-ElecDry-Tier1AnySFm1975CZ01DEER2017 | 0
42958.3843 | Appl-CW-Top-ElecDHW-ElecDry-Tier1 | SFm | 1975 | CZ02 | rDXGF | -1 | Household | 1 | 1591 | 498 | 0 | 0 | 417 | 0 | 7.1 | 0 | -0.4 | -1 | -1.8 | 0.9 | 0 | 0 | 75.3 | 0 | -3.48 | 0 | -3.48 | 0 | 0.089 | 0 | 0.058 | 327 | 0 | 0 | 279 | 0 | 4.3 | 0 | -0.2 | -0.7 | -1.2 | 0.6 | 0 | 0 | 44 | 0 | -2.33 | 0 | -2.33 | 0 | 0.059 | 0 | 0.039 | PreCW-Top-ElecDHW-ElecDry | Appl-CW-Top-ElecDHW-ElecDry-Tier1AnySFm1975CZ02DEER2017 | 0
42958.3843 | Appl-CW-Top-ElecDHW-ElecDry-Tier1 | SFm | 1975 | CZ03 | rDXGF | -1 | Household | 1 | 1591 | 494 | 0 | 0 | 417 | 0 | 3.3 | 0 | -0.4 | -1.3 | -1.7 | 0.5 | 0 | 0 | 75.5 | 0 | -3.36 | 0 | -3.36 | 0 | 0.085 | 0 | 0.058 | 324 | 0 | 0 | 279 | 0 | 2.1 | 0 | -0.3 | -0.9 | -1.1 | 0.3 | 0 | 0 | 44.1 | 0 | -2.24 | 0 | -2.24 | 0 | 0.057 | 0 | 0.039 | PreCW-Top-ElecDHW-ElecDry | Appl-CW-Top-ElecDHW-ElecDry-Tier1AnySFm1975CZ03DEER2017 | 0
42958.3843 | Appl-CW-Top-ElecDHW-ElecDry-Tier1 | SFm | 1975 | CZ04 | rDXGF | -1 | Household | 1 | 1591 | 499 | 0 | 0 | 417 | 0 | 9.4 | 0 | -0.4 | -0.2 | -1.4 | 1.2 | 0 | 0 | 73.1 | 0 | -2.7 | 0 | -2.69 | 0 | 0.084 | 0 | 0.057 | 328 | 0 | 0 | 279 | 0 | 6.3 | 0 | -0.3 | -0.1 | -0.9 | 0.8 | 0 | 0 | 42.7 | 0 | -1.83 | 0 | -1.83 | 0 | 0.056 | 0 | 0.038 | PreCW-Top-ElecDHW-ElecDry | Appl-CW-Top-ElecDHW-ElecDry-Tier1AnySFm1975CZ04DEER2017 | 0
42958.3843 | Appl-CW-Top-ElecDHW-ElecDry-Tier1 | SFm | 1975 | CZ05 | rDXGF | -1 | Household | 1 | 1591 | 493 | 0 | 0 | 417 | 0 | 1.8 | 0 | -0.5 | -1.8 | -2 | 0.2 | 0 | 0 | 76.7 | 0 | -3.96 | 0 | -3.97 | 0 | 0.083 | 0 | 0.058 | 324 | 0 | 0 | 279 | 0 | 1.2 | 0 | -0.4 | -1.2 | -1.3 | 0.1 | 0 | 0 | 44.7 | 0 | -2.62 | 0 | -2.63 | 0 | 0.055 | 0 | 0.039 | PreCW-Top-ElecDHW-ElecDry | Appl-CW-Top-ElecDHW-ElecDry-Tier1AnySFm1975CZ05DEER2017 | 0
42958.3843 | Appl-CW-Top-ElecDHW-ElecDry-Tier1 | SFm | 1975 | CZ06 | rDXGF | -1 | Household | 1 | 1528 | 498 | 0 | 0 | 417 | 0 | 10.7 | 0 | -0.2 | 0.3 | -1 | 1.4 | 0 | 0 | 70.9 | 0 | -2.09 | 0 | -2.09 | 0 | 0.082 | 0 | 0.057 | 329 | 0 | 0 | 279 | 0 | 7.7 | 0 | -0.1 | 0.3 | -0.7 | 1 | 0 | 0 | 41.3 | 0 | -1.4 | 0 | -1.4 | 0 | 0.053 | 0 | 0.038 | PreCW-Top-ElecDHW-ElecDry | Appl-CW-Top-ElecDHW-ElecDry-Tier1AnySFm1975CZ06DEER2017 | 0
42958.3843 | Appl-CW-Top-ElecDHW-ElecDry-Tier1 | SFm | 1975 | CZ07 | rDXGF | -1 | Household | 1 | 1528 | 496 | 0 | 0 | 417 | 0 | 9.2 | 0 | -0.4 | 0.2 | -1.1 | 1.3 | 0 | 0 | 70.2 | 0 | -2.31 | 0 | -2.3 | 0 | 0.078 | 0 | 0.058 | 326 | 0 | 0 | 279 | 0 | 6 | 0 | -0.3 | 0.1 | -0.8 | 0.8 | 0 | 0 | 40.9 | 0 | -1.55 | 0 | -1.54 | 0 | 0.052 | 0 | 0.039 | PreCW-Top-ElecDHW-ElecDry | Appl-CW-Top-ElecDHW-ElecDry-Tier1AnySFm1975CZ07DEER2017 | 0
42958.3843 | Appl-CW-Top-ElecDHW-ElecDry-Tier1 | SFm | 1975 | CZ08 | rDXGF | -1 | Household | 1 | 1528 | 500 | 0 | 0 | 417 | 0 | 13.9 | 0 | -0.3 | 0.8 | -1.1 | 1.8 | 0 | 0 | 69 | 0 | -2.11 | 0 | -2.11 | 0 | 0.082 | 0 | 0.057 | 329 | 0 | 0 | 279 | 0 | 9 | 0 | -0.2 | 0.5 | -0.7 | 1.2 | 0 | 0 | 40.3 | 0 | -1.4 | 0 | -1.39 | 0 | 0.055 | 0 | 0.038 | PreCW-Top-ElecDHW-ElecDry | Appl-CW-Top-ElecDHW-ElecDry-Tier1AnySFm1975CZ08DEER2017 | 0
42958.3843 | Appl-CW-Top-ElecDHW-ElecDry-Tier1 | SFm | 1975 | CZ09 | rDXGF | -1 | Household | 1 | 1636 | 503 | 0 | 0 | 417 | 0 | 17.1 | 0 | -0.3 | 0.9 | -1.2 | 2.2 | 0 | 0 | 69 | 0 | -2.39 | 0 | -2.39 | 0 | 0.075 | 0 | 0.057 | 331 | 0 | 0 | 279 | 0 | 11.4 | 0 | -0.2 | 0.6 | -0.8 | 1.5 | 0 | 0 | 40.2 | 0 | -1.6 | 0 | -1.6 | 0 | 0.049 | 0 | 0.038 | PreCW-Top-ElecDHW-ElecDry | Appl-CW-Top-ElecDHW-ElecDry-Tier1AnySFm1975CZ09DEER2017 | 0
42958.3843 | Appl-CW-Top-ElecDHW-ElecDry-Tier1 | SFm | 1975 | CZ10 | rDXGF | -1 | Household | 1 | 1636 | 499 | 0 | 0 | 417 | 0 | 13.3 | 0 | -0.3 | 0.2 | -1.4 | 1.6 | 0 | 0 | 68.6 | 0 | -2.79 | 0 | -2.79 | 0 | 0.085 | 0 | 0.057 | 328 | 0 | 0 | 279 | 0 | 8.8 | 0 | -0.2 | 0.1 | -1 | 1.1 | 0 | 0 | 40 | 0 | -1.87 | 0 | -1.86 | 0 | 0.056 | 0 | 0.038 | PreCW-Top-ElecDHW-ElecDry | Appl-CW-Top-ElecDHW-ElecDry-Tier1AnySFm1975CZ10DEER2017 | 0
42958.3843 | Appl-CW-Top-ElecDHW-ElecDry-Tier1 | SFm | 1975 | CZ11 | rDXGF | -1 | Household | 1 | 1528 | 503 | 0 | 0 | 417 | 0 | 16.5 | 0 | -0.3 | 0.3 | -1.4 | 1.8 | 0 | 0 | 69.6 | 0 | -2.83 | 0 | -2.83 | 0 | 0.084 | 0 | 0.058 | 331 | 0 | 0 | 279 | 0 | 11.1 | 0 | -0.2 | 0.2 | -0.9 | 1.2 | 0 | 0 | 40.6 | 0 | -1.88 | 0 | -1.88 | 0 | 0.055 | 0 | 0.039 | PreCW-Top-ElecDHW-ElecDry | Appl-CW-Top-ElecDHW-ElecDry-Tier1AnySFm1975CZ11DEER2017 | 0
42958.3843 | Appl-CW-Top-ElecDHW-ElecDry-Tier1 | SFm | 1975 | CZ12 | rDXGF | -1 | Household | 1 | 1528 | 500 | 0 | 0 | 417 | 0 | 12.2 | 0 | -0.4 | -0.1 | -1.5 | 1.4 | 0 | 0 | 71.8 | 0 | -2.95 | 0 | -2.96 | 0 | 0.084 | 0 | 0.058 | 329 | 0 | 0 | 279 | 0 | 8.3 | 0 | -0.3 | -0.1 | -1 | 0.9 | 0 | 0 | 41.9 | 0 | -1.97 | 0 | -1.98 | 0 | 0.056 | 0 | 0.039 | PreCW-Top-ElecDHW-ElecDry | Appl-CW-Top-ElecDHW-ElecDry-Tier1AnySFm1975CZ12DEER2017 | 0
42958.3843 | Appl-CW-Top-ElecDHW-ElecDry-Tier1 | SFm | 1975 | CZ13 | rDXGF | -1 | Household | 1 | 1528 | 503 | 0 | 0 | 417 | 0 | 17.2 | 0 | -0.3 | 0.3 | -1.6 | 2 | 0 | 0 | 68.8 | 0 | -3.12 | 0 | -3.13 | 0 | 0.081 | 0 | 0.057 | 331 | 0 | 0 | 279 | 0 | 11.2 | 0 | -0.2 | 0.2 | -1.1 | 1.3 | 0 | 0 | 40.1 | 0 | -2.08 | 0 | -2.09 | 0 | 0.054 | 0 | 0.038 | PreCW-Top-ElecDHW-ElecDry | Appl-CW-Top-ElecDHW-ElecDry-Tier1AnySFm1975CZ13DEER2017 | 0
42958.3843 | Appl-CW-Top-ElecDHW-ElecDry-Tier1 | SFm | 1975 | CZ14 | rDXGF | -1 | Household | 1 | 1555 | 508 | 0 | 0 | 417 | 0 | 20.6 | 0 | -0.2 | 0.7 | -1.6 | 2.3 | 0 | 0 | 70.2 | 0 | -2.76 | 0 | -2.75 | 0 | 0.077 | 0 | 0.057 | 334 | 0 | 0 | 279 | 0 | 13.3 | 0 | -0.1 | 0.4 | -1.1 | 1.5 | 0 | 0 | 41 | 0 | -1.85 | 0 | -1.85 | 0 | 0.051 | 0 | 0.038 | PreCW-Top-ElecDHW-ElecDry | Appl-CW-Top-ElecDHW-ElecDry-Tier1AnySFm1975CZ14DEER2017 | 0
42958.3843 | Appl-CW-Top-ElecDHW-ElecDry-Tier1 | SFm | 1975 | CZ15 | rDXGF | -1 | Household | 1 | 1555 | 501 | 0 | 0 | 417 | 0 | 24.9 | 0 | -0.1 | 1.5 | -0.9 | 2.5 | 0 | 0 | 57.7 | 0 | -1.32 | 0 | -1.32 | 0 | 0.074 | 0 | 0.058 | 331 | 0 | 0 | 279 | 0 | 16.9 | 0 | -0.1 | 1.1 | -0.6 | 1.7 | 0 | 0 | 33.7 | 0 | -0.85 | 0 | -0.85 | 0 | 0.049 | 0 | 0.039 | PreCW-Top-ElecDHW-ElecDry | Appl-CW-Top-ElecDHW-ElecDry-Tier1AnySFm1975CZ15DEER2017 | 0
42958.3843 | Appl-CW-Top-ElecDHW-ElecDry-Tier1 | SFm | 1975 | CZ16 | rDXGF | -1 | Household | 1 | 1591 | 509 | 0 | 0 | 417 | 0 | 12 | 0 | -0.4 | -0.1 | -1.8 | 1.6 | 0 | 0 | 80.7 | 0 | -3.24 | 0 | -3.24 | 0 | 0.078 | 0 | 0.058 | 334 | 0 | 0 | 279 | 0 | 7.9 | 0 | -0.3 | -0.1 | -1.2 | 1.1 | 0 | 0 | 47.1 | 0 | -2.18 | 0 | -2.18 | 0 | 0.052 | 0 | 0.039 | PreCW-Top-ElecDHW-ElecDry | Appl-CW-Top-ElecDHW-ElecDry-Tier1AnySFm1975CZ16DEER2017 | 0
42958.3843 | Appl-CW-Top-ElecDHW-ElecDry-Tier1 | SFm | 1985 | CZ01 | rDXGF | -1 | Household | 1 | 1904 | 494 | 0 | 0 | 417 | 0 | 0 | 0 | -1.2 | -2.6 | -2.6 | 0 | 0 | 0 | 80.9 | 0 | -4.86 | 0 | -4.87 | 0 | 0.068 | 0 | 0.058 | 324 | 0 | 0 | 280 | 0 | 0 | 0 | -0.8 | -1.7 | -1.7 | 0 | 0 | 0 | 47.2 | 0 | -3.26 | 0 | -3.27 | 0 | 0.045 | 0 | 0.039 | PreCW-Top-ElecDHW-ElecDry | Appl-CW-Top-ElecDHW-ElecDry-Tier1AnySFm1985CZ01DEER2017 | 0
42958.3843 | Appl-CW-Top-ElecDHW-ElecDry-Tier1 | SFm | 1985 | CZ02 | rDXGF | -1 | Household | 1 | 1904 | 496 | 0 | 0 | 417 | 0 | 6.2 | 0 | -0.7 | -1.4 | -2.2 | 0.8 | 0 | 0 | 75.3 | 0 | -4.18 | 0 | -4.19 | 0 | 0.081 | 0 | 0.058 | 326 | 0 | 0 | 279 | 0 | 3.9 | 0 | -0.4 | -1 | -1.5 | 0.5 | 0 | 0 | 44 | 0 | -2.81 | 0 | -2.82 | 0 | 0.053 | 0 | 0.039 | PreCW-Top-ElecDHW-ElecDry | Appl-CW-Top-ElecDHW-ElecDry-Tier1AnySFm1985CZ02DEER2017 | 0
42958.3843 | Appl-CW-Top-ElecDHW-ElecDry-Tier1 | SFm | 1985 | CZ03 | rDXGF | -1 | Household | 1 | 1904 | 493 | 0 | 0 | 417 | 0 | 3.8 | 0 | -0.8 | -1.9 | -2.4 | 0.5 | 0 | 0 | 75.6 | 0 | -4.47 | 0 | -4.47 | 0 | 0.084 | 0 | 0.057 | 324 | 0 | 0 | 279 | 0 | 2.7 | 0 | -0.5 | -1.2 | -1.6 | 0.3 | 0 | 0 | 44.1 | 0 | -3 | 0 | -3 | 0 | 0.055 | 0 | 0.038 | PreCW-Top-ElecDHW-ElecDry | Appl-CW-Top-ElecDHW-ElecDry-Tier1AnySFm1985CZ03DEER2017 | 0
42958.3843 | Appl-CW-Top-ElecDHW-ElecDry-Tier1 | SFm | 1985 | CZ04 | rDXGF | -1 | Household | 1 | 1904 | 501 | 0 | 0 | 417 | 0 | 12.1 | 0 | -0.7 | -0.3 | -1.8 | 1.6 | 0 | 0 | 73.2 | 0 | -3.41 | 0 | -3.4 | 0 | 0.084 | 0 | 0.058 | 329 | 0 | 0 | 279 | 0 | 7.7 | 0 | -0.5 | -0.2 | -1.2 | 1 | 0 | 0 | 42.7 | 0 | -2.29 | 0 | -2.29 | 0 | 0.056 | 0 | 0.039 | PreCW-Top-ElecDHW-ElecDry | Appl-CW-Top-ElecDHW-ElecDry-Tier1AnySFm1985CZ04DEER2017 | 0
42958.3843 | Appl-CW-Top-ElecDHW-ElecDry-Tier1 | SFm | 1985 | CZ05 | rDXGF | -1 | Household | 1 | 1904 | 493 | 0 | 0 | 417 | 0 | 2.9 | 0 | -0.9 | -2.2 | -2.5 | 0.4 | 0 | 0 | 76.7 | 0 | -4.9 | 0 | -4.9 | 0 | 0.085 | 0 | 0.058 | 324 | 0 | 0 | 279 | 0 | 1.9 | 0 | -0.6 | -1.5 | -1.7 | 0.3 | 0 | 0 | 44.7 | 0 | -3.27 | 0 | -3.26 | 0 | 0.056 | 0 | 0.039 | PreCW-Top-ElecDHW-ElecDry | Appl-CW-Top-ElecDHW-ElecDry-Tier1AnySFm1985CZ05DEER2017 | 0
42958.3843 | Appl-CW-Top-ElecDHW-ElecDry-Tier1 | SFm | 1985 | CZ06 | rDXGF | -1 | Household | 1 | 2064 | 498 | 0 | 0 | 417 | 0 | 10.6 | 0 | -0.3 | 0.1 | -1.3 | 1.4 | 0 | 0 | 71 | 0 | -2.6 | 0 | -2.59 | 0 | 0.087 | 0 | 0.058 | 327 | 0 | 0 | 279 | 0 | 6.7 | 0 | -0.2 | 0 | -0.9 | 0.9 | 0 | 0 | 41.4 | 0 | -1.74 | 0 | -1.73 | 0 | 0.058 | 0 | 0.039 | PreCW-Top-ElecDHW-ElecDry | Appl-CW-Top-ElecDHW-ElecDry-Tier1AnySFm1985CZ06DEER2017 | 0
42958.3843 | Appl-CW-Top-ElecDHW-ElecDry-Tier1 | SFm | 1985 | CZ07 | rDXGF | -1 | Household | 1 | 2064 | 499 | 0 | 0 | 417 | 0 | 12.5 | 0 | -0.4 | 0.5 | -1.2 | 1.8 | 0 | 0 | 70.2 | 0 | -2.42 | 0 | -2.43 | 0 | 0.081 | 0 | 0.057 | 328 | 0 | 0 | 279 | 0 | 7.8 | 0 | -0.2 | 0.2 | -0.8 | 1.1 | 0 | 0 | 41 | 0 | -1.62 | 0 | -1.63 | 0 | 0.053 | 0 | 0.038 | PreCW-Top-ElecDHW-ElecDry | Appl-CW-Top-ElecDHW-ElecDry-Tier1AnySFm1985CZ07DEER2017 | 0
42958.3843 | Appl-CW-Top-ElecDHW-ElecDry-Tier1 | SFm | 1985 | CZ08 | rDXGF | -1 | Household | 1 | 2064 | 504 | 0 | 0 | 417 | 0 | 17.3 | 0 | -0.3 | 1 | -1.3 | 2.3 | 0 | 0 | 69.1 | 0 | -2.49 | 0 | -2.49 | 0 | 0.076 | 0 | 0.057 | 330 | 0 | 0 | 279 | 0 | 10.5 | 0 | -0.2 | 0.5 | -0.9 | 1.4 | 0 | 0 | 40.4 | 0 | -1.67 | 0 | -1.67 | 0 | 0.049 | 0 | 0.038 | PreCW-Top-ElecDHW-ElecDry | Appl-CW-Top-ElecDHW-ElecDry-Tier1AnySFm1985CZ08DEER2017 | 0
42958.3843 | Appl-CW-Top-ElecDHW-ElecDry-Tier1 | SFm | 1985 | CZ09 | rDXGF | -1 | Household | 1 | 1811 | 503 | 0 | 0 | 417 | 0 | 16.8 | 0 | -0.3 | 0.8 | -1.3 | 2.1 | 0 | 0 | 69 | 0 | -2.52 | 0 | -2.52 | 0 | 0.078 | 0 | 0.058 | 332 | 0 | 0 | 279 | 0 | 11.9 | 0 | -0.2 | 0.6 | -0.9 | 1.5 | 0 | 0 | 40.2 | 0 | -1.67 | 0 | -1.67 | 0 | 0.052 | 0 | 0.039 | PreCW-Top-ElecDHW-ElecDry | Appl-CW-Top-ElecDHW-ElecDry-Tier1AnySFm1985CZ09DEER2017 | 0
42958.3843 | Appl-CW-Top-ElecDHW-ElecDry-Tier1 | SFm | 1985 | CZ10 | rDXGF | -1 | Household | 1 | 1811 | 501 | 0 | 0 | 417 | 0 | 15.5 | 0 | -0.3 | 0.3 | -1.5 | 1.8 | 0 | 0 | 68.7 | 0 | -2.86 | 0 | -2.86 | 0 | 0.083 | 0 | 0.058 | 330 | 0 | 0 | 279 | 0 | 10.3 | 0 | -0.2 | 0.2 | -1 | 1.2 | 0 | 0 | 40.1 | 0 | -1.91 | 0 | -1.91 | 0 | 0.055 | 0 | 0.039 | PreCW-Top-ElecDHW-ElecDry | Appl-CW-Top-ElecDHW-ElecDry-Tier1AnySFm1985CZ10DEER2017 | 0
42958.3843 | Appl-CW-Top-ElecDHW-ElecDry-Tier1 | SFm | 1985 | CZ11 | rDXGF | -1 | Household | 1 | 1704 | 503 | 0 | 0 | 417 | 0 | 17.3 | 0 | -0.4 | 0.1 | -1.8 | 1.9 | 0 | 0 | 69.7 | 0 | -3.58 | 0 | -3.58 | 0 | 0.081 | 0 | 0.058 | 331 | 0 | 0 | 279 | 0 | 10.9 | 0 | -0.3 | 0 | -1.2 | 1.2 | 0 | 0 | 40.7 | 0 | -2.4 | 0 | -2.4 | 0 | 0.053 | 0 | 0.039 | PreCW-Top-ElecDHW-ElecDry | Appl-CW-Top-ElecDHW-ElecDry-Tier1AnySFm1985CZ11DEER2017 | 0
42958.3843 | Appl-CW-Top-ElecDHW-ElecDry-Tier1 | SFm | 1985 | CZ12 | rDXGF | -1 | Household | 1 | 1704 | 500 | 0 | 0 | 417 | 0 | 12.6 | 0 | -0.5 | -0.4 | -1.9 | 1.5 | 0 | 0 | 71.8 | 0 | -3.6 | 0 | -3.59 | 0 | 0.086 | 0 | 0.057 | 329 | 0 | 0 | 279 | 0 | 8.5 | 0 | -0.3 | -0.2 | -1.3 | 1 | 0 | 0 | 41.9 | 0 | -2.42 | 0 | -2.41 | 0 | 0.055 | 0 | 0.038 | PreCW-Top-ElecDHW-ElecDry | Appl-CW-Top-ElecDHW-ElecDry-Tier1AnySFm1985CZ12DEER2017 | 0
42958.3843 | Appl-CW-Top-ElecDHW-ElecDry-Tier1 | SFm | 1985 | CZ13 | rDXGF | -1 | Household | 1 | 1704 | 504 | 0 | 0 | 417 | 0 | 18.4 | 0 | -0.4 | 0.2 | -1.9 | 2.1 | 0 | 0 | 68.8 | 0 | -3.57 | 0 | -3.57 | 0 | 0.081 | 0 | 0.057 | 332 | 0 | 0 | 279 | 0 | 12.7 | 0 | -0.2 | 0.2 | -1.3 | 1.4 | 0 | 0 | 40.1 | 0 | -2.41 | 0 | -2.41 | 0 | 0.053 | 0 | 0.038 | PreCW-Top-ElecDHW-ElecDry | Appl-CW-Top-ElecDHW-ElecDry-Tier1AnySFm1985CZ13DEER2017 | 0
42958.3843 | Appl-CW-Top-ElecDHW-ElecDry-Tier1 | SFm | 1985 | CZ14 | rDXGF | -1 | Household | 1 | 1741 | 508 | 0 | 0 | 417 | 0 | 20.6 | 0 | -0.3 | 0.6 | -1.7 | 2.3 | 0 | 0 | 70.2 | 0 | -3.5 | 0 | -3.49 | 0 | 0.076 | 0 | 0.057 | 334 | 0 | 0 | 279 | 0 | 13.7 | 0 | -0.2 | 0.4 | -1.2 | 1.6 | 0 | 0 | 41 | 0 | -2.33 | 0 | -2.32 | 0 | 0.05 | 0 | 0.038 | PreCW-Top-ElecDHW-ElecDry | Appl-CW-Top-ElecDHW-ElecDry-Tier1AnySFm1985CZ14DEER2017 | 0
42958.3843 | Appl-CW-Top-ElecDHW-ElecDry-Tier1 | SFm | 1985 | CZ15 | rDXGF | -1 | Household | 1 | 1741 | 502 | 0 | 0 | 417 | 0 | 25.9 | 0 | -0.2 | 1.7 | -0.9 | 2.6 | 0 | 0 | 57.7 | 0 | -1.55 | 0 | -1.54 | 0 | 0.075 | 0 | 0.057 | 331 | 0 | 0 | 279 | 0 | 17.4 | 0 | -0.1 | 1.2 | -0.6 | 1.8 | 0 | 0 | 33.7 | 0 | -1.02 | 0 | -1.02 | 0 | 0.05 | 0 | 0.038 | PreCW-Top-ElecDHW-ElecDry | Appl-CW-Top-ElecDHW-ElecDry-Tier1AnySFm1985CZ15DEER2017 | 0
42958.3843 | Appl-CW-Top-ElecDHW-ElecDry-Tier1 | SFm | 1985 | CZ16 | rDXGF | -1 | Household | 1 | 1904 | 508 | 0 | 0 | 417 | 0 | 12.1 | 0 | -0.6 | -0.5 | -2.1 | 1.6 | 0 | 0 | 80.6 | 0 | -3.91 | 0 | -3.9 | 0 | 0.082 | 0 | 0.057 | 334 | 0 | 0 | 279 | 0 | 7.9 | 0 | -0.4 | -0.3 | -1.4 | 1 | 0 | 0 | 47.1 | 0 | -2.62 | 0 | -2.61 | 0 | 0.054 | 0 | 0.038 | PreCW-Top-ElecDHW-ElecDry | Appl-CW-Top-ElecDHW-ElecDry-Tier1AnySFm1985CZ16DEER2017 | 0
42958.3843 | Appl-CW-Top-ElecDHW-ElecDry-Tier1 | SFm | 1996 | CZ01 | rDXGF | -1 | Household | 1 | 2193 | 496 | 0 | 0 | 417 | 0 | 0 | 0 | -0.6 | -1.6 | -1.6 | 0 | 0 | 0 | 80.9 | 0 | -3.12 | 0 | -3.12 | 0 | 0.068 | 0 | 0.058 | 325 | 0 | 0 | 280 | 0 | 0 | 0 | -0.4 | -1.1 | -1.1 | 0 | 0 | 0 | 47.2 | 0 | -2.09 | 0 | -2.1 | 0 | 0.045 | 0 | 0.038 | PreCW-Top-ElecDHW-ElecDry | Appl-CW-Top-ElecDHW-ElecDry-Tier1AnySFm1996CZ01DEER2017 | 0
42958.3843 | Appl-CW-Top-ElecDHW-ElecDry-Tier1 | SFm | 1996 | CZ02 | rDXGF | -1 | Household | 1 | 2193 | 500 | 0 | 0 | 417 | 0 | 8.7 | 0 | -0.4 | -0.5 | -1.5 | 1 | 0 | 0 | 75.3 | 0 | -3.06 | 0 | -3.06 | 0 | 0.083 | 0 | 0.057 | 327 | 0 | 0 | 279 | 0 | 4.2 | 0 | -0.3 | -0.6 | -1 | 0.5 | 0 | 0 | 44 | 0 | -2.05 | 0 | -2.05 | 0 | 0.061 | 0 | 0.038 | PreCW-Top-ElecDHW-ElecDry | Appl-CW-Top-ElecDHW-ElecDry-Tier1AnySFm1996CZ02DEER2017 | 0
42958.3843 | Appl-CW-Top-ElecDHW-ElecDry-Tier1 | SFm | 1996 | CZ03 | rDXGF | -1 | Household | 1 | 2193 | 493 | 0 | 0 | 417 | 0 | 3.1 | 0 | -0.5 | -1.3 | -1.8 | 0.4 | 0 | 0 | 75.6 | 0 | -3.29 | 0 | -3.29 | 0 | 0.074 | 0 | 0.057 | 324 | 0 | 0 | 279 | 0 | 2.2 | 0 | -0.3 | -0.8 | -1.2 | 0.3 | 0 | 0 | 44.1 | 0 | -2.18 | 0 | -2.18 | 0 | 0.046 | 0 | 0.038 | PreCW-Top-ElecDHW-ElecDry | Appl-CW-Top-ElecDHW-ElecDry-Tier1AnySFm1996CZ03DEER2017 | 0
42958.3843 | Appl-CW-Top-ElecDHW-ElecDry-Tier1 | SFm | 1996 | CZ04 | rDXGF | -1 | Household | 1 | 2193 | 499 | 0 | 0 | 417 | 0 | 10.2 | 0 | -0.4 | -0.2 | -1.5 | 1.2 | 0 | 0 | 73.2 | 0 | -2.84 | 0 | -2.84 | 0 | 0.085 | 0 | 0.058 | 329 | 0 | 0 | 279 | 0 | 7.1 | 0 | -0.3 | -0.1 | -1 | 0.8 | 0 | 0 | 42.8 | 0 | -1.9 | 0 | -1.9 | 0 | 0.056 | 0 | 0.039 | PreCW-Top-ElecDHW-ElecDry | Appl-CW-Top-ElecDHW-ElecDry-Tier1AnySFm1996CZ04DEER2017 | 0
42958.3843 | Appl-CW-Top-ElecDHW-ElecDry-Tier1 | SFm | 1996 | CZ05 | rDXGF | -1 | Household | 1 | 2193 | 493 | 0 | 0 | 417 | 0 | 2.1 | 0 | -0.6 | -2.1 | -2.4 | 0.3 | 0 | 0 | 76.8 | 0 | -4.68 | 0 | -4.69 | 0 | 0.081 | 0 | 0.058 | 324 | 0 | 0 | 279 | 0 | 1.4 | 0 | -0.4 | -1.4 | -1.6 | 0.2 | 0 | 0 | 44.9 | 0 | -3.13 | 0 | -3.14 | 0 | 0.053 | 0 | 0.039 | PreCW-Top-ElecDHW-ElecDry | Appl-CW-Top-ElecDHW-ElecDry-Tier1AnySFm1996CZ05DEER2017 | 0
42958.3843 | Appl-CW-Top-ElecDHW-ElecDry-Tier1 | SFm | 1996 | CZ06 | rDXGF | -1 | Household | 1 | 2297 | 500 | 0 | 0 | 417 | 0 | 12 | 0 | -0.3 | 0.5 | -1.1 | 1.6 | 0 | 0 | 71 | 0 | -2.28 | 0 | -2.29 | 0 | 0.084 | 0 | 0.058 | 331 | 0 | 0 | 279 | 0 | 9.5 | 0 | -0.2 | 0.5 | -0.8 | 1.3 | 0 | 0 | 41.4 | 0 | -1.52 | 0 | -1.52 | 0 | 0.055 | 0 | 0.039 | PreCW-Top-ElecDHW-ElecDry | Appl-CW-Top-ElecDHW-ElecDry-Tier1AnySFm1996CZ06DEER2017 | 0
42958.3843 | Appl-CW-Top-ElecDHW-ElecDry-Tier1 | SFm | 1996 | CZ07 | rDXGF | -1 | Household | 1 | 2297 | 505 | 0 | 0 | 417 | 0 | 15.4 | 0 | 0.1 | 2.2 | 0 | 2.1 | 0 | 0 | 70.2 | 0 | -0.24 | 0 | -0.24 | 0 | 0.09 | 0 | 0.057 | 332 | 0 | 0 | 279 | 0 | 10.6 | 0 | 0 | 1.3 | -0.3 | 1.4 | 0 | 0 | 41 | 0 | -0.64 | 0 | -0.64 | 0 | 0.056 | 0 | 0.038 | PreCW-Top-ElecDHW-ElecDry | Appl-CW-Top-ElecDHW-ElecDry-Tier1AnySFm1996CZ07DEER2017 | 0
42958.3843 | Appl-CW-Top-ElecDHW-ElecDry-Tier1 | SFm | 1996 | CZ08 | rDXGF | -1 | Household | 1 | 2297 | 500 | 0 | 0 | 417 | 0 | 13.6 | 0 | -0.2 | 0.8 | -1 | 1.7 | 0 | 0 | 69.2 | 0 | -1.96 | 0 | -1.96 | 0 | 0.074 | 0 | 0.058 | 329 | 0 | 0 | 279 | 0 | 8.8 | 0 | -0.2 | 0.5 | -0.7 | 1.1 | 0 | 0 | 40.4 | 0 | -1.33 | 0 | -1.32 | 0 | 0.049 | 0 | 0.039 | PreCW-Top-ElecDHW-ElecDry | Appl-CW-Top-ElecDHW-ElecDry-Tier1AnySFm1996CZ08DEER2017 | 0
42958.3843 | Appl-CW-Top-ElecDHW-ElecDry-Tier1 | SFm | 1996 | CZ09 | rDXGF | -1 | Household | 1 | 2186 | 503 | 0 | 0 | 417 | 0 | 16.8 | 0 | -0.2 | 1 | -1.1 | 2.1 | 0 | 0 | 69.1 | 0 | -2.14 | 0 | -2.14 | 0 | 0.076 | 0 | 0.058 | 332 | 0 | 0 | 279 | 0 | 12 | 0 | -0.1 | 0.7 | -0.7 | 1.5 | 0 | 0 | 40.3 | 0 | -1.43 | 0 | -1.43 | 0 | 0.05 | 0 | 0.039 | PreCW-Top-ElecDHW-ElecDry | Appl-CW-Top-ElecDHW-ElecDry-Tier1AnySFm1996CZ09DEER2017 | 0
42958.3843 | Appl-CW-Top-ElecDHW-ElecDry-Tier1 | SFm | 1996 | CZ10 | rDXGF | -1 | Household | 1 | 2186 | 504 | 0 | 0 | 417 | 0 | 17.9 | 0 | -0.3 | 0.8 | -1.4 | 2.1 | 0 | 0 | 68.7 | 0 | -2.65 | 0 | -2.65 | 0 | 0.077 | 0 | 0.058 | 332 | 0 | 0 | 279 | 0 | 12.1 | 0 | -0.2 | 0.5 | -0.9 | 1.5 | 0 | 0 | 40.1 | 0 | -1.77 | 0 | -1.77 | 0 | 0.051 | 0 | 0.039 | PreCW-Top-ElecDHW-ElecDry | Appl-CW-Top-ElecDHW-ElecDry-Tier1AnySFm1996CZ10DEER2017 | 0
42958.3843 | Appl-CW-Top-ElecDHW-ElecDry-Tier1 | SFm | 1996 | CZ11 | rDXGF | -1 | Household | 1 | 2032 | 503 | 0 | 0 | 417 | 0 | 17 | 0 | -0.5 | 0.3 | -1.6 | 1.9 | 0 | 0 | 69.6 | 0 | -3.02 | 0 | -3.01 | 0 | 0.081 | 0 | 0.058 | 332 | 0 | 0 | 279 | 0 | 11.9 | 0 | -0.3 | 0.3 | -1.1 | 1.3 | 0 | 0 | 40.6 | 0 | -2.03 | 0 | -2.02 | 0 | 0.053 | 0 | 0.039 | PreCW-Top-ElecDHW-ElecDry | Appl-CW-Top-ElecDHW-ElecDry-Tier1AnySFm1996CZ11DEER2017 | 0
42958.3843 | Appl-CW-Top-ElecDHW-ElecDry-Tier1 | SFm | 1996 | CZ12 | rDXGF | -1 | Household | 1 | 2032 | 502 | 0 | 0 | 417 | 0 | 14.2 | 0 | -0.5 | 0.1 | -1.5 | 1.6 | 0 | 0 | 71.8 | 0 | -2.93 | 0 | -2.92 | 0 | 0.082 | 0 | 0.057 | 330 | 0 | 0 | 279 | 0 | 9.2 | 0 | -0.3 | 0 | -1 | 1 | 0 | 0 | 41.9 | 0 | -1.96 | 0 | -1.96 | 0 | 0.055 | 0 | 0.038 | PreCW-Top-ElecDHW-ElecDry | Appl-CW-Top-ElecDHW-ElecDry-Tier1AnySFm1996CZ12DEER2017 | 0
42958.3843 | Appl-CW-Top-ElecDHW-ElecDry-Tier1 | SFm | 1996 | CZ13 | rDXGF | -1 | Household | 1 | 2032 | 503 | 0 | 0 | 417 | 0 | 17.9 | 0 | -0.5 | 0.4 | -1.7 | 2.1 | 0 | 0 | 68.9 | 0 | -3.18 | 0 | -3.17 | 0 | 0.08 | 0 | 0.057 | 332 | 0 | 0 | 279 | 0 | 12.1 | 0 | -0.3 | 0.3 | -1.1 | 1.4 | 0 | 0 | 40.2 | 0 | -2.14 | 0 | -2.13 | 0 | 0.053 | 0 | 0.038 | PreCW-Top-ElecDHW-ElecDry | Appl-CW-Top-ElecDHW-ElecDry-Tier1AnySFm1996CZ13DEER2017 | 0
42958.3843 | Appl-CW-Top-ElecDHW-ElecDry-Tier1 | SFm | 1996 | CZ14 | rDXGF | -1 | Household | 1 | 1758 | 507 | 0 | 0 | 417 | 0 | 19.6 | 0 | -0.5 | 0.6 | -1.6 | 2.3 | 0 | 0 | 70.2 | 0 | -3.11 | 0 | -3.11 | 0 | 0.075 | 0 | 0.058 | 334 | 0 | 0 | 279 | 0 | 13.7 | 0 | -0.3 | 0.5 | -1.1 | 1.6 | 0 | 0 | 40.9 | 0 | -2.08 | 0 | -2.08 | 0 | 0.049 | 0 | 0.039 | PreCW-Top-ElecDHW-ElecDry | Appl-CW-Top-ElecDHW-ElecDry-Tier1AnySFm1996CZ14DEER2017 | 0
42958.3843 | Appl-CW-Top-ElecDHW-ElecDry-Tier1 | SFm | 1996 | CZ15 | rDXGF | -1 | Household | 1 | 1758 | 503 | 0 | 0 | 417 | 0 | 26.7 | 0 | -0.2 | 2.1 | -0.7 | 2.8 | 0 | 0 | 57.7 | 0 | -1.48 | 0 | -1.48 | 0 | 0.075 | 0 | 0.057 | 331 | 0 | 0 | 279 | 0 | 16.9 | 0 | -0.1 | 1.3 | -0.5 | 1.8 | 0 | 0 | 33.7 | 0 | -0.99 | 0 | -0.99 | 0 | 0.05 | 0 | 0.038 | PreCW-Top-ElecDHW-ElecDry | Appl-CW-Top-ElecDHW-ElecDry-Tier1AnySFm1996CZ15DEER2017 | 0
42958.3843 | Appl-CW-Top-ElecDHW-ElecDry-Tier1 | SFm | 1996 | CZ16 | rDXGF | -1 | Household | 1 | 2193 | 508 | 0 | 0 | 417 | 0 | 11.1 | 0 | -0.3 | 0.2 | -1.3 | 1.5 | 0 | 0 | 80.6 | 0 | -2.54 | 0 | -2.54 | 0 | 0.08 | 0 | 0.057 | 334 | 0 | 0 | 279 | 0 | 7.3 | 0 | -0.2 | 0.1 | -0.8 | 1 | 0 | 0 | 47 | 0 | -1.7 | 0 | -1.7 | 0 | 0.052 | 0 | 0.038 | PreCW-Top-ElecDHW-ElecDry | Appl-CW-Top-ElecDHW-ElecDry-Tier1AnySFm1996CZ16DEER2017 | 0
42958.3843 | Appl-CW-Top-ElecDHW-ElecDry-Tier1 | SFm | 2003 | CZ01 | rDXGF | -1 | Household | 1 | 2295.6 | 495 | 0 | 0 | 417 | 0 | 0 | 0 | -0.6 | -1.8 | -1.8 | 0 | 0 | 0 | 80.9 | 0 | -3.41 | 0 | -3.4 | 0 | 0.069 | 0 | 0.057 | 325 | 0 | 0 | 279 | 0 | 0 | 0 | -0.4 | -1.2 | -1.2 | 0 | 0 | 0 | 47.2 | 0 | -2.29 | 0 | -2.28 | 0 | 0.045 | 0 | 0.038 | PreCW-Top-ElecDHW-ElecDry | Appl-CW-Top-ElecDHW-ElecDry-Tier1AnySFm2003CZ01DEER2017 | 0
42958.3843 | Appl-CW-Top-ElecDHW-ElecDry-Tier1 | SFm | 2003 | CZ02 | rDXGF | -1 | Household | 1 | 1948.8 | 500 | 0 | 0 | 417 | 0 | 9.2 | 0 | -0.6 | -0.5 | -1.7 | 1.1 | 0 | 0 | 75.2 | 0 | -3.06 | 0 | -3.05 | 0 | 0.083 | 0 | 0.058 | 329 | 0 | 0 | 279 | 0 | 6.1 | 0 | -0.4 | -0.4 | -1.1 | 0.8 | 0 | 0 | 43.9 | 0 | -2.05 | 0 | -2.05 | 0 | 0.054 | 0 | 0.039 | PreCW-Top-ElecDHW-ElecDry | Appl-CW-Top-ElecDHW-ElecDry-Tier1AnySFm2003CZ02DEER2017 | 0
42958.3843 | Appl-CW-Top-ElecDHW-ElecDry-Tier1 | SFm | 2003 | CZ03 | rDXGF | -1 | Household | 1 | 2295.6 | 493 | 0 | 0 | 417 | 0 | 2.7 | 0 | -0.4 | -1.4 | -1.7 | 0.3 | 0 | 0 | 75.6 | 0 | -3.33 | 0 | -3.33 | 0 | 0.081 | 0 | 0.057 | 324 | 0 | 0 | 279 | 0 | 1.6 | 0 | -0.2 | -1 | -1.2 | 0.2 | 0 | 0 | 44.2 | 0 | -2.23 | 0 | -2.23 | 0 | 0.053 | 0 | 0.038 | PreCW-Top-ElecDHW-ElecDry | Appl-CW-Top-ElecDHW-ElecDry-Tier1AnySFm2003CZ03DEER2017 | 0
42958.3843 | Appl-CW-Top-ElecDHW-ElecDry-Tier1 | SFm | 2003 | CZ04 | rDXGF | -1 | Household | 1 | 2295.6 | 503 | 0 | 0 | 417 | 0 | 12.9 | 0 | -0.3 | 0.3 | -1.3 | 1.6 | 0 | 0 | 73.2 | 0 | -2.65 | 0 | -2.65 | 0 | 0.084 | 0 | 0.058 | 330 | 0 | 0 | 279 | 0 | 8.1 | 0 | -0.2 | 0.1 | -0.9 | 1 | 0 | 0 | 42.8 | 0 | -1.78 | 0 | -1.78 | 0 | 0.054 | 0 | 0.039 | PreCW-Top-ElecDHW-ElecDry | Appl-CW-Top-ElecDHW-ElecDry-Tier1AnySFm2003CZ04DEER2017 | 0
42958.3843 | Appl-CW-Top-ElecDHW-ElecDry-Tier1 | SFm | 2003 | CZ05 | rDXGF | -1 | Household | 1 | 2295.6 | 494 | 0 | 0 | 417 | 0 | 2.7 | 0 | -0.5 | -1.7 | -2.1 | 0.3 | 0 | 0 | 76.7 | 0 | -4.16 | 0 | -4.16 | 0 | 0.08 | 0 | 0.058 | 324 | 0 | 0 | 279 | 0 | 1.5 | 0 | -0.4 | -1.2 | -1.5 | 0.2 | 0 | 0 | 44.8 | 0 | -2.8 | 0 | -2.8 | 0 | 0.053 | 0 | 0.039 | PreCW-Top-ElecDHW-ElecDry | Appl-CW-Top-ElecDHW-ElecDry-Tier1AnySFm2003CZ05DEER2017 | 0
42958.3843 | Appl-CW-Top-ElecDHW-ElecDry-Tier1 | SFm | 2003 | CZ06 | rDXGF | -1 | Household | 1 | 2392.9 | 503 | 0 | 0 | 417 | 0 | 14.5 | 0 | -0.2 | 0.9 | -1 | 1.9 | 0 | 0 | 71 | 0 | -1.94 | 0 | -1.94 | 0 | 0.08 | 0 | 0.058 | 324 | 0 | 0 | 279 | 0 | 3.7 | 0 | -0.1 | -0.2 | -0.7 | 0.5 | 0 | 0 | 41.4 | 0 | -1.29 | 0 | -1.29 | 0 | 0.063 | 0 | 0.039 | PreCW-Top-ElecDHW-ElecDry | Appl-CW-Top-ElecDHW-ElecDry-Tier1AnySFm2003CZ06DEER2017 | 0
42958.3843 | Appl-CW-Top-ElecDHW-ElecDry-Tier1 | SFm | 2003 | CZ07 | rDXGF | -1 | Household | 1 | 2392.9 | 505 | 0 | 0 | 417 | 0 | 17.2 | 0 | -0.3 | 1.2 | -1.2 | 2.5 | 0 | 0 | 70.3 | 0 | -2.32 | 0 | -2.33 | 0 | 0.076 | 0 | 0.058 | 332 | 0 | 0 | 279 | 0 | 11 | 0 | -0.2 | 0.7 | -0.8 | 1.6 | 0 | 0 | 41 | 0 | -1.55 | 0 | -1.56 | 0 | 0.048 | 0 | 0.039 | PreCW-Top-ElecDHW-ElecDry | Appl-CW-Top-ElecDHW-ElecDry-Tier1AnySFm2003CZ07DEER2017 | 0
42958.3843 | Appl-CW-Top-ElecDHW-ElecDry-Tier1 | SFm | 2003 | CZ08 | rDXGF | -1 | Household | 1 | 2392.9 | 508 | 0 | 0 | 417 | 0 | 21.1 | 0 | -0.2 | 1.9 | -0.9 | 2.8 | 0 | 0 | 69.2 | 0 | -1.89 | 0 | -1.9 | 0 | 0.074 | 0 | 0.058 | 336 | 0 | 0 | 279 | 0 | 14.9 | 0 | -0.1 | 1.4 | -0.6 | 2 | 0 | 0 | 40.4 | 0 | -1.27 | 0 | -1.28 | 0 | 0.049 | 0 | 0.039 | PreCW-Top-ElecDHW-ElecDry | Appl-CW-Top-ElecDHW-ElecDry-Tier1AnySFm2003CZ08DEER2017 | 0
42958.3843 | Appl-CW-Top-ElecDHW-ElecDry-Tier1 | SFm | 2003 | CZ09 | rDXGF | -1 | Household | 1 | 2422.9 | 501 | 0 | 0 | 417 | 0 | 15 | 0 | -0.3 | 0.7 | -1.2 | 1.9 | 0 | 0 | 69 | 0 | -2.26 | 0 | -2.26 | 0 | 0.072 | 0 | 0.057 | 330 | 0 | 0 | 279 | 0 | 10 | 0 | -0.2 | 0.5 | -0.8 | 1.3 | 0 | 0 | 40.3 | 0 | -1.51 | 0 | -1.5 | 0 | 0.048 | 0 | 0.038 | PreCW-Top-ElecDHW-ElecDry | Appl-CW-Top-ElecDHW-ElecDry-Tier1AnySFm2003CZ09DEER2017 | 0
42958.3843 | Appl-CW-Top-ElecDHW-ElecDry-Tier1 | SFm | 2003 | CZ10 | rDXGF | -1 | Household | 1 | 1948.8 | 504 | 0 | 0 | 417 | 0 | 17.9 | 0 | -0.5 | 0.8 | -1.4 | 2.2 | 0 | 0 | 68.7 | 0 | -2.62 | 0 | -2.62 | 0 | 0.073 | 0 | 0.057 | 332 | 0 | 0 | 279 | 0 | 12 | 0 | -0.3 | 0.5 | -0.9 | 1.4 | 0 | 0 | 40.1 | 0 | -1.75 | 0 | -1.75 | 0 | 0.049 | 0 | 0.038 | PreCW-Top-ElecDHW-ElecDry | Appl-CW-Top-ElecDHW-ElecDry-Tier1AnySFm2003CZ10DEER2017 | 0
42958.3843 | Appl-CW-Top-ElecDHW-ElecDry-Tier1 | SFm | 2003 | CZ11 | rDXGF | -1 | Household | 1 | 1948.8 | 503 | 0 | 0 | 417 | 0 | 16.7 | 0 | -0.5 | 0.4 | -1.5 | 1.9 | 0 | 0 | 69.6 | 0 | -2.84 | 0 | -2.84 | 0 | 0.078 | 0 | 0.057 | 331 | 0 | 0 | 279 | 0 | 11 | 0 | -0.3 | 0.2 | -1 | 1.2 | 0 | 0 | 40.6 | 0 | -1.9 | 0 | -1.91 | 0 | 0.052 | 0 | 0.038 | PreCW-Top-ElecDHW-ElecDry | Appl-CW-Top-ElecDHW-ElecDry-Tier1AnySFm2003CZ11DEER2017 | 0
42958.3843 | Appl-CW-Top-ElecDHW-ElecDry-Tier1 | SFm | 2003 | CZ12 | rDXGF | -1 | Household | 1 | 1948.8 | 500 | 0 | 0 | 417 | 0 | 12.2 | 0 | -0.5 | 0 | -1.5 | 1.5 | 0 | 0 | 71.9 | 0 | -2.86 | 0 | -2.86 | 0 | 0.082 | 0 | 0.058 | 329 | 0 | 0 | 279 | 0 | 8.5 | 0 | -0.4 | 0 | -1 | 1 | 0 | 0 | 42 | 0 | -1.91 | 0 | -1.91 | 0 | 0.054 | 0 | 0.039 | PreCW-Top-ElecDHW-ElecDry | Appl-CW-Top-ElecDHW-ElecDry-Tier1AnySFm2003CZ12DEER2017 | 0
42958.3843 | Appl-CW-Top-ElecDHW-ElecDry-Tier1 | SFm | 2003 | CZ13 | rDXGF | -1 | Household | 1 | 1948.8 | 502 | 0 | 0 | 417 | 0 | 16.5 | 0 | -0.5 | 0.5 | -1.5 | 1.9 | 0 | 0 | 68.8 | 0 | -2.96 | 0 | -2.96 | 0 | 0.079 | 0 | 0.058 | 330 | 0 | 0 | 279 | 0 | 11 | 0 | -0.3 | 0.3 | -1 | 1.3 | 0 | 0 | 40.2 | 0 | -1.97 | 0 | -1.97 | 0 | 0.052 | 0 | 0.039 | PreCW-Top-ElecDHW-ElecDry | Appl-CW-Top-ElecDHW-ElecDry-Tier1AnySFm2003CZ13DEER2017 | 0
42958.3843 | Appl-CW-Top-ElecDHW-ElecDry-Tier1 | SFm | 2003 | CZ14 | rDXGF | -1 | Household | 1 | 2160.9 | 508 | 0 | 0 | 416 | 0 | 20.3 | 0 | -0.4 | 1 | -1.5 | 2.5 | 0 | 0 | 70.2 | 0 | -3.01 | 0 | -3.02 | 0 | 0.074 | 0 | 0.058 | 334 | 0 | 0 | 279 | 0 | 13.3 | 0 | -0.2 | 0.6 | -1 | 1.6 | 0 | 0 | 41 | 0 | -2.02 | 0 | -2.03 | 0 | 0.049 | 0 | 0.039 | PreCW-Top-ElecDHW-ElecDry | Appl-CW-Top-ElecDHW-ElecDry-Tier1AnySFm2003CZ14DEER2017 | 0
42958.3843 | Appl-CW-Top-ElecDHW-ElecDry-Tier1 | SFm | 2003 | CZ15 | rDXGF | -1 | Household | 1 | 2160.9 | 499 | 0 | 0 | 417 | 0 | 23.1 | 0 | -0.2 | 1.6 | -0.8 | 2.4 | 0 | 0 | 57.8 | 0 | -1.46 | 0 | -1.45 | 0 | 0.074 | 0 | 0.057 | 331 | 0 | 0 | 279 | 0 | 17.1 | 0 | -0.1 | 1.3 | -0.5 | 1.8 | 0 | 0 | 33.7 | 0 | -0.98 | 0 | -0.98 | 0 | 0.049 | 0 | 0.038 | PreCW-Top-ElecDHW-ElecDry | Appl-CW-Top-ElecDHW-ElecDry-Tier1AnySFm2003CZ15DEER2017 | 0
42958.3843 | Appl-CW-Top-ElecDHW-ElecDry-Tier1 | SFm | 2003 | CZ16 | rDXGF | -1 | Household | 1 | 2295.6 | 504 | 0 | 0 | 417 | 0 | 7.1 | 0 | -0.2 | -0.3 | -1.3 | 0.9 | 0 | 0 | 80.6 | 0 | -2.41 | 0 | -2.41 | 0 | 0.079 | 0 | 0.058 | 331 | 0 | 0 | 279 | 0 | 4.9 | 0 | -0.1 | -0.2 | -0.9 | 0.7 | 0 | 0 | 47.1 | 0 | -1.62 | 0 | -1.62 | 0 | 0.052 | 0 | 0.039 | PreCW-Top-ElecDHW-ElecDry | Appl-CW-Top-ElecDHW-ElecDry-Tier1AnySFm2003CZ16DEER2017 | 0
42958.3843 | Appl-CW-Top-ElecDHW-ElecDry-Tier1 | SFm | 2007 | CZ01 | rDXGF | -1 | Household | 1 | 2295.6 | 496 | 0 | 0 | 417 | 0 | 0 | 0 | -0.6 | -1.7 | -1.7 | 0 | 0 | 0 | 81.1 | 0 | -3.42 | 0 | -3.41 | 0 | 0.069 | 0 | 0.058 | 325 | 0 | 0 | 280 | 0 | 0 | 0 | -0.4 | -1.2 | -1.2 | 0 | 0 | 0 | 47.3 | 0 | -2.29 | 0 | -2.29 | 0 | 0.045 | 0 | 0.039 | PreCW-Top-ElecDHW-ElecDry | Appl-CW-Top-ElecDHW-ElecDry-Tier1AnySFm2007CZ01DEER2017 | 0
42958.3843 | Appl-CW-Top-ElecDHW-ElecDry-Tier1 | SFm | 2007 | CZ02 | rDXGF | -1 | Household | 1 | 1948.8 | 499 | 0 | 0 | 417 | 0 | 7.9 | 0 | -0.7 | -0.6 | -1.9 | 1.3 | 0 | 0 | 75.5 | 0 | -3.67 | 0 | -3.67 | 0 | 0.077 | 0 | 0.057 | 328 | 0 | 0 | 279 | 0 | 5.4 | 0 | -0.5 | -0.4 | -1.3 | 0.9 | 0 | 0 | 44 | 0 | -2.47 | 0 | -2.47 | 0 | 0.051 | 0 | 0.038 | PreCW-Top-ElecDHW-ElecDry | Appl-CW-Top-ElecDHW-ElecDry-Tier1AnySFm2007CZ02DEER2017 | 0
42958.3843 | Appl-CW-Top-ElecDHW-ElecDry-Tier1 | SFm | 2007 | CZ03 | rDXGF | -1 | Household | 1 | 2295.6 | 493 | 0 | 0 | 417 | 0 | 2.8 | 0 | -0.5 | -1.2 | -1.7 | 0.4 | 0 | 0 | 75.7 | 0 | -3.4 | 0 | -3.4 | 0 | 0.079 | 0 | 0.058 | 324 | 0 | 0 | 279 | 0 | 1.5 | 0 | -0.3 | -0.8 | -1.1 | 0.2 | 0 | 0 | 44.2 | 0 | -2.27 | 0 | -2.27 | 0 | 0.052 | 0 | 0.039 | PreCW-Top-ElecDHW-ElecDry | Appl-CW-Top-ElecDHW-ElecDry-Tier1AnySFm2007CZ03DEER2017 | 0
42958.3843 | Appl-CW-Top-ElecDHW-ElecDry-Tier1 | SFm | 2007 | CZ04 | rDXGF | -1 | Household | 1 | 2295.6 | 500 | 0 | 0 | 417 | 0 | 10.1 | 0 | -0.4 | 0.3 | -1.5 | 1.7 | 0 | 0 | 73.4 | 0 | -2.87 | 0 | -2.87 | 0 | 0.079 | 0 | 0.058 | 328 | 0 | 0 | 279 | 0 | 6.5 | 0 | -0.3 | 0.2 | -1 | 1.1 | 0 | 0 | 42.9 | 0 | -1.93 | 0 | -1.92 | 0 | 0.052 | 0 | 0.039 | PreCW-Top-ElecDHW-ElecDry | Appl-CW-Top-ElecDHW-ElecDry-Tier1AnySFm2007CZ04DEER2017 | 0
42958.3843 | Appl-CW-Top-ElecDHW-ElecDry-Tier1 | SFm | 2007 | CZ05 | rDXGF | -1 | Household | 1 | 2295.6 | 493 | 0 | 0 | 417 | 0 | 2 | 0 | -0.5 | -1.7 | -2.1 | 0.3 | 0 | 0 | 76.9 | 0 | -4.17 | 0 | -4.18 | 0 | 0.077 | 0 | 0.058 | 324 | 0 | 0 | 279 | 0 | 1.4 | 0 | -0.3 | -1.1 | -1.4 | 0.2 | 0 | 0 | 44.9 | 0 | -2.83 | 0 | -2.83 | 0 | 0.05 | 0 | 0.039 | PreCW-Top-ElecDHW-ElecDry | Appl-CW-Top-ElecDHW-ElecDry-Tier1AnySFm2007CZ05DEER2017 | 0
42958.3843 | Appl-CW-Top-ElecDHW-ElecDry-Tier1 | SFm | 2007 | CZ06 | rDXGF | -1 | Household | 1 | 2392.9 | 500 | 0 | 0 | 417 | 0 | 11.1 | 0 | -0.2 | 0.9 | -1.1 | 1.9 | 0 | 0 | 71.2 | 0 | -2.32 | 0 | -2.31 | 0 | 0.078 | 0 | 0.058 | 329 | 0 | 0 | 279 | 0 | 7.5 | 0 | -0.1 | 0.6 | -0.7 | 1.3 | 0 | 0 | 41.6 | 0 | -1.55 | 0 | -1.55 | 0 | 0.053 | 0 | 0.039 | PreCW-Top-ElecDHW-ElecDry | Appl-CW-Top-ElecDHW-ElecDry-Tier1AnySFm2007CZ06DEER2017 | 0
42958.3843 | Appl-CW-Top-ElecDHW-ElecDry-Tier1 | SFm | 2007 | CZ07 | rDXGF | -1 | Household | 1 | 2392.9 | 502 | 0 | 0 | 417 | 0 | 13.8 | 0 | -0.3 | 1.6 | -0.9 | 2.5 | 0 | 0 | 70.4 | 0 | -1.95 | 0 | -1.95 | 0 | 0.076 | 0 | 0.058 | 331 | 0 | 0 | 279 | 0 | 9.5 | 0 | -0.2 | 1.1 | -0.6 | 1.8 | 0 | 0 | 41.1 | 0 | -1.31 | 0 | -1.31 | 0 | 0.05 | 0 | 0.039 | PreCW-Top-ElecDHW-ElecDry | Appl-CW-Top-ElecDHW-ElecDry-Tier1AnySFm2007CZ07DEER2017 | 0
42958.3843 | Appl-CW-Top-ElecDHW-ElecDry-Tier1 | SFm | 2007 | CZ08 | rDXGF | -1 | Household | 1 | 2392.9 | 502 | 0 | 0 | 417 | 0 | 14.7 | 0 | -0.2 | 1.6 | -0.9 | 2.5 | 0 | 0 | 69.3 | 0 | -1.85 | 0 | -1.85 | 0 | 0.072 | 0 | 0.057 | 331 | 0 | 0 | 279 | 0 | 10.5 | 0 | -0.1 | 1.2 | -0.6 | 1.8 | 0 | 0 | 40.5 | 0 | -1.25 | 0 | -1.25 | 0 | 0.048 | 0 | 0.038 | PreCW-Top-ElecDHW-ElecDry | Appl-CW-Top-ElecDHW-ElecDry-Tier1AnySFm2007CZ08DEER2017 | 0
42958.3843 | Appl-CW-Top-ElecDHW-ElecDry-Tier1 | SFm | 2007 | CZ09 | rDXGF | -1 | Household | 1 | 2422.9 | 499 | 0 | 0 | 417 | 0 | 12.6 | 0 | -0.3 | 1.1 | -1 | 2.1 | 0 | 0 | 69.2 | 0 | -2.04 | 0 | -2.04 | 0 | 0.069 | 0 | 0.057 | 329 | 0 | 0 | 279 | 0 | 8.4 | 0 | -0.2 | 0.7 | -0.7 | 1.4 | 0 | 0 | 40.4 | 0 | -1.37 | 0 | -1.37 | 0 | 0.045 | 0 | 0.038 | PreCW-Top-ElecDHW-ElecDry | Appl-CW-Top-ElecDHW-ElecDry-Tier1AnySFm2007CZ09DEER2017 | 0
42958.3843 | Appl-CW-Top-ElecDHW-ElecDry-Tier1 | SFm | 2007 | CZ10 | rDXGF | -1 | Household | 1 | 1948.8 | 501 | 0 | 0 | 417 | 0 | 15.2 | 0 | -0.4 | 1.1 | -1.3 | 2.4 | 0 | 0 | 68.9 | 0 | -2.63 | 0 | -2.63 | 0 | 0.071 | 0 | 0.058 | 330 | 0 | 0 | 279 | 0 | 10.2 | 0 | -0.3 | 0.8 | -0.8 | 1.6 | 0 | 0 | 40.2 | 0 | -1.76 | 0 | -1.77 | 0 | 0.047 | 0 | 0.039 | PreCW-Top-ElecDHW-ElecDry | Appl-CW-Top-ElecDHW-ElecDry-Tier1AnySFm2007CZ10DEER2017 | 0
42958.3843 | Appl-CW-Top-ElecDHW-ElecDry-Tier1 | SFm | 2007 | CZ11 | rDXGF | -1 | Household | 1 | 1948.8 | 499 | 0 | 0 | 417 | 0 | 13 | 0 | -0.5 | 0.5 | -1.5 | 2.1 | 0 | 0 | 69.8 | 0 | -3.02 | 0 | -3.02 | 0 | 0.073 | 0 | 0.058 | 329 | 0 | 0 | 279 | 0 | 8.9 | 0 | -0.4 | 0.4 | -1 | 1.4 | 0 | 0 | 40.7 | 0 | -2.02 | 0 | -2.02 | 0 | 0.048 | 0 | 0.039 | PreCW-Top-ElecDHW-ElecDry | Appl-CW-Top-ElecDHW-ElecDry-Tier1AnySFm2007CZ11DEER2017 | 0
42958.3843 | Appl-CW-Top-ElecDHW-ElecDry-Tier1 | SFm | 2007 | CZ12 | rDXGF | -1 | Household | 1 | 1948.8 | 499 | 0 | 0 | 417 | 0 | 10.9 | 0 | -0.5 | 0.4 | -1.4 | 1.7 | 0 | 0 | 72 | 0 | -2.69 | 0 | -2.69 | 0 | 0.078 | 0 | 0.058 | 328 | 0 | 0 | 279 | 0 | 7.1 | 0 | -0.3 | 0.2 | -0.9 | 1.1 | 0 | 0 | 42 | 0 | -1.8 | 0 | -1.81 | 0 | 0.052 | 0 | 0.039 | PreCW-Top-ElecDHW-ElecDry | Appl-CW-Top-ElecDHW-ElecDry-Tier1AnySFm2007CZ12DEER2017 | 0
42958.3843 | Appl-CW-Top-ElecDHW-ElecDry-Tier1 | SFm | 2007 | CZ13 | rDXGF | -1 | Household | 1 | 1948.8 | 500 | 0 | 0 | 417 | 0 | 14.1 | 0 | -0.4 | 0.9 | -1.3 | 2.2 | 0 | 0 | 68.9 | 0 | -2.57 | 0 | -2.57 | 0 | 0.074 | 0 | 0.058 | 330 | 0 | 0 | 279 | 0 | 9.6 | 0 | -0.3 | 0.6 | -0.8 | 1.5 | 0 | 0 | 40.2 | 0 | -1.72 | 0 | -1.72 | 0 | 0.049 | 0 | 0.039 | PreCW-Top-ElecDHW-ElecDry | Appl-CW-Top-ElecDHW-ElecDry-Tier1AnySFm2007CZ13DEER2017 | 0
42958.3843 | Appl-CW-Top-ElecDHW-ElecDry-Tier1 | SFm | 2007 | CZ14 | rDXGF | -1 | Household | 1 | 2160.9 | 503 | 0 | 0 | 416 | 0 | 15.3 | 0 | -0.4 | 0.9 | -1.6 | 2.5 | 0 | 0 | 70.3 | 0 | -3.11 | 0 | -3.1 | 0 | 0.071 | 0 | 0.058 | 331 | 0 | 0 | 279 | 0 | 10.3 | 0 | -0.3 | 0.6 | -1.1 | 1.6 | 0 | 0 | 41 | 0 | -2.1 | 0 | -2.1 | 0 | 0.047 | 0 | 0.039 | PreCW-Top-ElecDHW-ElecDry | Appl-CW-Top-ElecDHW-ElecDry-Tier1AnySFm2007CZ14DEER2017 | 0
42958.3843 | Appl-CW-Top-ElecDHW-ElecDry-Tier1 | SFm | 2007 | CZ15 | rDXGF | -1 | Household | 1 | 2160.9 | 496 | 0 | 0 | 417 | 0 | 19.9 | 0 | -0.2 | 2.1 | -0.7 | 2.8 | 0 | 0 | 57.9 | 0 | -1.35 | 0 | -1.35 | 0 | 0.071 | 0 | 0.057 | 327 | 0 | 0 | 279 | 0 | 13.1 | 0 | -0.1 | 1.4 | -0.5 | 1.8 | 0 | 0 | 33.9 | 0 | -0.91 | 0 | -0.91 | 0 | 0.047 | 0 | 0.038 | PreCW-Top-ElecDHW-ElecDry | Appl-CW-Top-ElecDHW-ElecDry-Tier1AnySFm2007CZ15DEER2017 | 0
42958.3843 | Appl-CW-Top-ElecDHW-ElecDry-Tier1 | SFm | 2007 | CZ16 | rDXGF | -1 | Household | 1 | 2295.6 | 504 | 0 | 0 | 417 | 0 | 6.7 | 0 | -0.3 | 0 | -1.2 | 1.1 | 0 | 0 | 80.8 | 0 | -2.44 | 0 | -2.45 | 0 | 0.076 | 0 | 0.058 | 331 | 0 | 0 | 279 | 0 | 4.6 | 0 | -0.2 | 0 | -0.8 | 0.8 | 0 | 0 | 47.2 | 0 | -1.64 | 0 | -1.65 | 0 | 0.051 | 0 | 0.039 | PreCW-Top-ElecDHW-ElecDry | Appl-CW-Top-ElecDHW-ElecDry-Tier1AnySFm2007CZ16DEER2017 | 0
42958.3843 | Appl-CW-Top-ElecDHW-ElecDry-Tier1 | SFm | 2011 | CZ01 | rDXGF | -1 | Household | 1 | 2295.6 | 496 | 0 | 0 | 417 | 0 | 0 | 0 | -0.5 | -1.6 | -1.6 | 0 | 0 | 0 | 81.1 | 0 | -3.25 | 0 | -3.25 | 0 | 0.068 | 0 | 0.057 | 325 | 0 | 0 | 280 | 0 | 0 | 0 | -0.3 | -1.1 | -1.1 | 0 | 0 | 0 | 47.4 | 0 | -2.17 | 0 | -2.17 | 0 | 0.045 | 0 | 0.038 | PreCW-Top-ElecDHW-ElecDry | Appl-CW-Top-ElecDHW-ElecDry-Tier1AnySFm2011CZ01DEER2017 | 0
42958.3843 | Appl-CW-Top-ElecDHW-ElecDry-Tier1 | SFm | 2011 | CZ02 | rDXGF | -1 | Household | 1 | 1948.8 | 499 | 0 | 0 | 417 | 0 | 8.3 | 0 | -0.7 | -0.5 | -1.8 | 1.3 | 0 | 0 | 75.4 | 0 | -3.54 | 0 | -3.54 | 0 | 0.079 | 0 | 0.058 | 328 | 0 | 0 | 279 | 0 | 5.5 | 0 | -0.4 | -0.3 | -1.2 | 0.9 | 0 | 0 | 44 | 0 | -2.38 | 0 | -2.37 | 0 | 0.051 | 0 | 0.039 | PreCW-Top-ElecDHW-ElecDry | Appl-CW-Top-ElecDHW-ElecDry-Tier1AnySFm2011CZ02DEER2017 | 0
42958.3843 | Appl-CW-Top-ElecDHW-ElecDry-Tier1 | SFm | 2011 | CZ03 | rDXGF | -1 | Household | 1 | 2295.6 | 494 | 0 | 0 | 417 | 0 | 2.9 | 0 | -0.4 | -1.1 | -1.6 | 0.5 | 0 | 0 | 75.7 | 0 | -3.27 | 0 | -3.27 | 0 | 0.077 | 0 | 0.058 | 324 | 0 | 0 | 279 | 0 | 2 | 0 | -0.3 | -0.8 | -1.1 | 0.3 | 0 | 0 | 44.2 | 0 | -2.19 | 0 | -2.19 | 0 | 0.054 | 0 | 0.039 | PreCW-Top-ElecDHW-ElecDry | Appl-CW-Top-ElecDHW-ElecDry-Tier1AnySFm2011CZ03DEER2017 | 0
42958.3843 | Appl-CW-Top-ElecDHW-ElecDry-Tier1 | SFm | 2011 | CZ04 | rDXGF | -1 | Household | 1 | 2295.6 | 500 | 0 | 0 | 417 | 0 | 10.2 | 0 | -0.4 | 0.3 | -1.4 | 1.7 | 0 | 0 | 73.3 | 0 | -2.8 | 0 | -2.81 | 0 | 0.084 | 0 | 0.058 | 329 | 0 | 0 | 279 | 0 | 7.1 | 0 | -0.3 | 0.3 | -0.9 | 1.2 | 0 | 0 | 42.8 | 0 | -1.88 | 0 | -1.89 | 0 | 0.057 | 0 | 0.039 | PreCW-Top-ElecDHW-ElecDry | Appl-CW-Top-ElecDHW-ElecDry-Tier1AnySFm2011CZ04DEER2017 | 0
42958.3843 | Appl-CW-Top-ElecDHW-ElecDry-Tier1 | SFm | 2011 | CZ05 | rDXGF | -1 | Household | 1 | 2295.6 | 492 | 0 | 0 | 417 | 0 | 1.1 | 0 | -0.4 | -1.7 | -1.9 | 0.2 | 0 | 0 | 76.9 | 0 | -4.18 | 0 | -4.19 | 0 | 0.079 | 0 | 0.058 | 323 | 0 | 0 | 279 | 0 | 0.7 | 0 | -0.3 | -1.2 | -1.2 | 0.2 | 0 | 0 | 44.9 | 0 | -2.78 | 0 | -2.79 | 0 | 0.053 | 0 | 0.039 | PreCW-Top-ElecDHW-ElecDry | Appl-CW-Top-ElecDHW-ElecDry-Tier1AnySFm2011CZ05DEER2017 | 0
42958.3843 | Appl-CW-Top-ElecDHW-ElecDry-Tier1 | SFm | 2011 | CZ06 | rDXGF | -1 | Household | 1 | 2392.9 | 496 | 0 | 0 | 417 | 0 | 7.9 | 0 | -0.2 | 0.2 | -1.1 | 1.3 | 0 | 0 | 71.2 | 0 | -2.45 | 0 | -2.45 | 0 | 0.078 | 0 | 0.057 | 326 | 0 | 0 | 279 | 0 | 5.2 | 0 | -0.2 | 0.1 | -0.8 | 0.9 | 0 | 0 | 41.6 | 0 | -1.65 | 0 | -1.65 | 0 | 0.051 | 0 | 0.038 | PreCW-Top-ElecDHW-ElecDry | Appl-CW-Top-ElecDHW-ElecDry-Tier1AnySFm2011CZ06DEER2017 | 0
42958.3843 | Appl-CW-Top-ElecDHW-ElecDry-Tier1 | SFm | 2011 | CZ07 | rDXGF | -1 | Household | 1 | 2392.9 | 509 | 0 | 0 | 417 | 0 | 18.8 | 0 | -0.1 | 3 | -0.3 | 3.4 | 0 | 0 | 70.4 | 0 | -1.03 | 0 | -1.04 | 0 | 0.082 | 0 | 0.058 | 330 | 0 | 0 | 279 | 0 | 8.4 | 0 | -0.2 | 1 | -0.4 | 1.4 | 0 | 0 | 41.1 | 0 | -1.07 | 0 | -1.08 | 0 | 0.047 | 0 | 0.039 | PreCW-Top-ElecDHW-ElecDry | Appl-CW-Top-ElecDHW-ElecDry-Tier1AnySFm2011CZ07DEER2017 | 0
42958.3843 | Appl-CW-Top-ElecDHW-ElecDry-Tier1 | SFm | 2011 | CZ08 | rDXGF | -1 | Household | 1 | 2392.9 | 506 | 0 | 0 | 417 | 0 | 18 | 0 | -0.1 | 2.3 | -0.8 | 3.1 | 0 | 0 | 69.3 | 0 | -1.64 | 0 | -1.64 | 0 | 0.072 | 0 | 0.057 | 332 | 0 | 0 | 279 | 0 | 10.8 | 0 | -0.1 | 1.3 | -0.5 | 1.8 | 0 | 0 | 40.5 | 0 | -1.1 | 0 | -1.1 | 0 | 0.048 | 0 | 0.038 | PreCW-Top-ElecDHW-ElecDry | Appl-CW-Top-ElecDHW-ElecDry-Tier1AnySFm2011CZ08DEER2017 | 0
42958.3843 | Appl-CW-Top-ElecDHW-ElecDry-Tier1 | SFm | 2011 | CZ09 | rDXGF | -1 | Household | 1 | 2422.9 | 500 | 0 | 0 | 417 | 0 | 13.1 | 0 | -0.2 | 1.2 | -0.9 | 2.2 | 0 | 0 | 69.2 | 0 | -1.93 | 0 | -1.93 | 0 | 0.071 | 0 | 0.057 | 329 | 0 | 0 | 279 | 0 | 8.7 | 0 | -0.1 | 0.8 | -0.6 | 1.4 | 0 | 0 | 40.4 | 0 | -1.3 | 0 | -1.3 | 0 | 0.047 | 0 | 0.038 | PreCW-Top-ElecDHW-ElecDry | Appl-CW-Top-ElecDHW-ElecDry-Tier1AnySFm2011CZ09DEER2017 | 0
42958.3843 | Appl-CW-Top-ElecDHW-ElecDry-Tier1 | SFm | 2011 | CZ10 | rDXGF | -1 | Household | 1 | 1948.8 | 501 | 0 | 0 | 417 | 0 | 15.1 | 0 | -0.4 | 1.1 | -1.3 | 2.4 | 0 | 0 | 68.8 | 0 | -2.58 | 0 | -2.57 | 0 | 0.072 | 0 | 0.057 | 330 | 0 | 0 | 279 | 0 | 10 | 0 | -0.3 | 0.7 | -0.8 | 1.6 | 0 | 0 | 40.2 | 0 | -1.72 | 0 | -1.72 | 0 | 0.047 | 0 | 0.038 | PreCW-Top-ElecDHW-ElecDry | Appl-CW-Top-ElecDHW-ElecDry-Tier1AnySFm2011CZ10DEER2017 | 0
42958.3843 | Appl-CW-Top-ElecDHW-ElecDry-Tier1 | SFm | 2011 | CZ11 | rDXGF | -1 | Household | 1 | 1948.8 | 500 | 0 | 0 | 417 | 0 | 13.3 | 0 | -0.4 | 0.6 | -1.4 | 2.1 | 0 | 0 | 69.8 | 0 | -2.91 | 0 | -2.91 | 0 | 0.073 | 0 | 0.058 | 329 | 0 | 0 | 279 | 0 | 9 | 0 | -0.3 | 0.4 | -0.9 | 1.4 | 0 | 0 | 40.8 | 0 | -1.94 | 0 | -1.94 | 0 | 0.048 | 0 | 0.039 | PreCW-Top-ElecDHW-ElecDry | Appl-CW-Top-ElecDHW-ElecDry-Tier1AnySFm2011CZ11DEER2017 | 0
42958.3843 | Appl-CW-Top-ElecDHW-ElecDry-Tier1 | SFm | 2011 | CZ12 | rDXGF | -1 | Household | 1 | 1948.8 | 500 | 0 | 0 | 417 | 0 | 11.2 | 0 | -0.5 | 0.4 | -1.3 | 1.7 | 0 | 0 | 72 | 0 | -2.57 | 0 | -2.56 | 0 | 0.078 | 0 | 0.058 | 329 | 0 | 0 | 279 | 0 | 7.6 | 0 | -0.3 | 0.3 | -0.9 | 1.1 | 0 | 0 | 42 | 0 | -1.72 | 0 | -1.72 | 0 | 0.051 | 0 | 0.039 | PreCW-Top-ElecDHW-ElecDry | Appl-CW-Top-ElecDHW-ElecDry-Tier1AnySFm2011CZ12DEER2017 | 0
42958.3843 | Appl-CW-Top-ElecDHW-ElecDry-Tier1 | SFm | 2011 | CZ13 | rDXGF | -1 | Household | 1 | 1948.8 | 500 | 0 | 0 | 417 | 0 | 14.3 | 0 | -0.4 | 1 | -1.2 | 2.2 | 0 | 0 | 68.9 | 0 | -2.42 | 0 | -2.42 | 0 | 0.074 | 0 | 0.058 | 330 | 0 | 0 | 279 | 0 | 9.7 | 0 | -0.3 | 0.7 | -0.8 | 1.5 | 0 | 0 | 40.2 | 0 | -1.63 | 0 | -1.63 | 0 | 0.049 | 0 | 0.039 | PreCW-Top-ElecDHW-ElecDry | Appl-CW-Top-ElecDHW-ElecDry-Tier1AnySFm2011CZ13DEER2017 | 0
42958.3843 | Appl-CW-Top-ElecDHW-ElecDry-Tier1 | SFm | 2011 | CZ14 | rDXGF | -1 | Household | 1 | 2160.9 | 503 | 0 | 0 | 416 | 0 | 15.4 | 0 | -0.3 | 1.1 | -1.4 | 2.5 | 0 | 0 | 70.3 | 0 | -2.95 | 0 | -2.94 | 0 | 0.072 | 0 | 0.057 | 331 | 0 | 0 | 279 | 0 | 10.6 | 0 | -0.2 | 0.8 | -0.9 | 1.7 | 0 | 0 | 41.1 | 0 | -1.97 | 0 | -1.97 | 0 | 0.048 | 0 | 0.038 | PreCW-Top-ElecDHW-ElecDry | Appl-CW-Top-ElecDHW-ElecDry-Tier1AnySFm2011CZ14DEER2017 | 0
42958.3843 | Appl-CW-Top-ElecDHW-ElecDry-Tier1 | SFm | 2011 | CZ15 | rDXGF | -1 | Household | 1 | 2160.9 | 496 | 0 | 0 | 416 | 0 | 19.8 | 0 | -0.2 | 2.1 | -0.7 | 2.8 | 0 | 0 | 57.9 | 0 | -1.31 | 0 | -1.31 | 0 | 0.071 | 0 | 0.057 | 328 | 0 | 0 | 279 | 0 | 13.6 | 0 | -0.1 | 1.5 | -0.5 | 1.9 | 0 | 0 | 33.8 | 0 | -0.88 | 0 | -0.88 | 0 | 0.047 | 0 | 0.038 | PreCW-Top-ElecDHW-ElecDry | Appl-CW-Top-ElecDHW-ElecDry-Tier1AnySFm2011CZ15DEER2017 | 0
42958.3843 | Appl-CW-Top-ElecDHW-ElecDry-Tier1 | SFm | 2011 | CZ16 | rDXGF | -1 | Household | 1 | 2295.6 | 504 | 0 | 0 | 417 | 0 | 6.7 | 0 | -0.2 | 0 | -1.1 | 1.1 | 0 | 0 | 80.7 | 0 | -2.29 | 0 | -2.28 | 0 | 0.076 | 0 | 0.058 | 331 | 0 | 0 | 279 | 0 | 4.7 | 0 | -0.2 | 0 | -0.8 | 0.8 | 0 | 0 | 47.1 | 0 | -1.54 | 0 | -1.54 | 0 | 0.05 | 0 | 0.039 | PreCW-Top-ElecDHW-ElecDry | Appl-CW-Top-ElecDHW-ElecDry-Tier1AnySFm2011CZ16DEER2017 | 0
42958.3843 | Appl-CW-Top-ElecDHW-ElecDry-Tier1 | SFm | 2015 | CZ01 | rDXGF | -1 | Household | 1 | 2295.6 | 496 | 0 | 0 | 417 | 0 | 0 | 0 | -0.6 | -1.4 | -1.4 | 0 | 0 | 0 | 81.1 | 0 | -3.41 | 0 | -3.41 | 0 | 0.068 | 0 | 0.058 | 325 | 0 | 0 | 280 | 0 | 0 | 0 | -0.4 | -1 | -1 | 0 | 0 | 0 | 47.3 | 0 | -2.44 | 0 | -2.44 | 0 | 0.045 | 0 | 0.039 | PreCW-Top-ElecDHW-ElecDry | Appl-CW-Top-ElecDHW-ElecDry-Tier1AnySFm2015CZ01DEER2017 | 0
42958.3843 | Appl-CW-Top-ElecDHW-ElecDry-Tier1 | SFm | 2015 | CZ02 | rDXGF | -1 | Household | 1 | 1948.8 | 498 | 0 | 0 | 417 | 0 | 6.8 | 0 | -0.7 | -0.5 | -1.6 | 1 | 0 | 0 | 75.5 | 0 | -3.55 | 0 | -3.55 | 0 | 0.078 | 0 | 0.057 | 327 | 0 | 0 | 279 | 0 | 4.6 | 0 | -0.5 | -0.3 | -1.1 | 0.7 | 0 | 0 | 44.1 | 0 | -2.37 | 0 | -2.37 | 0 | 0.052 | 0 | 0.038 | PreCW-Top-ElecDHW-ElecDry | Appl-CW-Top-ElecDHW-ElecDry-Tier1AnySFm2015CZ02DEER2017 | 0
42958.3843 | Appl-CW-Top-ElecDHW-ElecDry-Tier1 | SFm | 2015 | CZ03 | rDXGF | -1 | Household | 1 | 2295.6 | 495 | 0 | 0 | 417 | 0 | 3.5 | 0 | -0.3 | -0.6 | -1.2 | 0.6 | 0 | 0 | 75.7 | 0 | -2.8 | 0 | -2.81 | 0 | 0.077 | 0 | 0.057 | 325 | 0 | 0 | 279 | 0 | 2.4 | 0 | -0.2 | -0.4 | -0.8 | 0.4 | 0 | 0 | 44.2 | 0 | -1.87 | 0 | -1.88 | 0 | 0.051 | 0 | 0.038 | PreCW-Top-ElecDHW-ElecDry | Appl-CW-Top-ElecDHW-ElecDry-Tier1AnySFm2015CZ03DEER2017 | 0
42958.3843 | Appl-CW-Top-ElecDHW-ElecDry-Tier1 | SFm | 2015 | CZ04 | rDXGF | -1 | Household | 1 | 2295.6 | 498 | 0 | 0 | 417 | 0 | 8.4 | 0 | -0.3 | 0.2 | -1.2 | 1.3 | 0 | 0 | 73.4 | 0 | -2.88 | 0 | -2.88 | 0 | 0.079 | 0 | 0.058 | 328 | 0 | 0 | 279 | 0 | 5.7 | 0 | -0.2 | 0.1 | -0.8 | 0.9 | 0 | 0 | 42.8 | 0 | -1.93 | 0 | -1.92 | 0 | 0.052 | 0 | 0.039 | PreCW-Top-ElecDHW-ElecDry | Appl-CW-Top-ElecDHW-ElecDry-Tier1AnySFm2015CZ04DEER2017 | 0
42958.3843 | Appl-CW-Top-ElecDHW-ElecDry-Tier1 | SFm | 2015 | CZ05 | rDXGF | -1 | Household | 1 | 2295.6 | 496 | 0 | 0 | 417 | 0 | 3.4 | 0 | -0.4 | -0.7 | -1.3 | 0.6 | 0 | 0 | 76.8 | 0 | -3.26 | 0 | -3.27 | 0 | 0.077 | 0 | 0.057 | 326 | 0 | 0 | 279 | 0 | 2 | 0 | -0.2 | -0.5 | -0.9 | 0.4 | 0 | 0 | 44.8 | 0 | -2.2 | 0 | -2.2 | 0 | 0.05 | 0 | 0.038 | PreCW-Top-ElecDHW-ElecDry | Appl-CW-Top-ElecDHW-ElecDry-Tier1AnySFm2015CZ05DEER2017 | 0
42958.3843 | Appl-CW-Top-ElecDHW-ElecDry-Tier1 | SFm | 2015 | CZ06 | rDXGF | -1 | Household | 1 | 2392.9 | 496 | 0 | 0 | 417 | 0 | 8.1 | 0 | -0.2 | 0.3 | -1 | 1.3 | 0 | 0 | 71.1 | 0 | -2.45 | 0 | -2.46 | 0 | 0.083 | 0 | 0.058 | 327 | 0 | 0 | 279 | 0 | 5.6 | 0 | -0.2 | 0.2 | -0.7 | 0.9 | 0 | 0 | 41.5 | 0 | -1.62 | 0 | -1.63 | 0 | 0.053 | 0 | 0.039 | PreCW-Top-ElecDHW-ElecDry | Appl-CW-Top-ElecDHW-ElecDry-Tier1AnySFm2015CZ06DEER2017 | 0
42958.3843 | Appl-CW-Top-ElecDHW-ElecDry-Tier1 | SFm | 2015 | CZ07 | rDXGF | -1 | Household | 1 | 2392.9 | 501 | 0 | 0 | 417 | 0 | 12.3 | 0 | -0.2 | 1.5 | -0.6 | 2.1 | 0 | 0 | 70.3 | 0 | -1.62 | 0 | -1.62 | 0 | 0.075 | 0 | 0.058 | 333 | 0 | 0 | 279 | 0 | 11.2 | 0 | -0.1 | 1.7 | -0.3 | 2 | 0 | 0 | 41 | 0 | -0.84 | 0 | -0.84 | 0 | 0.055 | 0 | 0.039 | PreCW-Top-ElecDHW-ElecDry | Appl-CW-Top-ElecDHW-ElecDry-Tier1AnySFm2015CZ07DEER2017 | 0
42958.3843 | Appl-CW-Top-ElecDHW-ElecDry-Tier1 | SFm | 2015 | CZ08 | rDXGF | -1 | Household | 1 | 2392.9 | 499 | 0 | 0 | 417 | 0 | 9.1 | 0 | -0.1 | 4.4 | -0.7 | 5.1 | 0 | 0 | 69.3 | 0 | -1.67 | 0 | -1.68 | 0 | 0.07 | 0 | 0.057 | 334 | 0 | 0 | 279 | 0 | 10.8 | 0 | 0 | 3.6 | -0.2 | 3.8 | 0 | 0 | 40.4 | 0 | -0.63 | 0 | -0.63 | 0 | 0.056 | 0 | 0.038 | PreCW-Top-ElecDHW-ElecDry | Appl-CW-Top-ElecDHW-ElecDry-Tier1AnySFm2015CZ08DEER2017 | 0
42958.3843 | Appl-CW-Top-ElecDHW-ElecDry-Tier1 | SFm | 2015 | CZ09 | rDXGF | -1 | Household | 1 | 2422.9 | 496 | 0 | 0 | 417 | 0 | 7.4 | 0 | -0.2 | 3.1 | -0.8 | 3.9 | 0 | 0 | 69.3 | 0 | -1.97 | 0 | -1.97 | 0 | 0.072 | 0 | 0.058 | 326 | 0 | 0 | 279 | 0 | 4.8 | 0 | -0.1 | 2.1 | -0.5 | 2.6 | 0 | 0 | 40.5 | 0 | -1.28 | 0 | -1.29 | 0 | 0.047 | 0 | 0.039 | PreCW-Top-ElecDHW-ElecDry | Appl-CW-Top-ElecDHW-ElecDry-Tier1AnySFm2015CZ09DEER2017 | 0
42958.3843 | Appl-CW-Top-ElecDHW-ElecDry-Tier1 | SFm | 2015 | CZ10 | rDXGF | -1 | Household | 1 | 1948.8 | 497 | 0 | 0 | 417 | 0 | 9.9 | 0 | -0.4 | 1.7 | -1.1 | 2.7 | 0 | 0 | 68.9 | 0 | -2.52 | 0 | -2.52 | 0 | 0.074 | 0 | 0.057 | 326 | 0 | 0 | 279 | 0 | 5.9 | 0 | -0.3 | 1.3 | -0.7 | 2 | 0 | 0 | 40.2 | 0 | -1.7 | 0 | -1.69 | 0 | 0.049 | 0 | 0.038 | PreCW-Top-ElecDHW-ElecDry | Appl-CW-Top-ElecDHW-ElecDry-Tier1AnySFm2015CZ10DEER2017 | 0
42958.3843 | Appl-CW-Top-ElecDHW-ElecDry-Tier1 | SFm | 2015 | CZ11 | rDXGF | -1 | Household | 1 | 1948.8 | 498 | 0 | 0 | 417 | 0 | 10.9 | 0 | -0.5 | 0.9 | -1.2 | 2.2 | 0 | 0 | 69.8 | 0 | -2.84 | 0 | -2.83 | 0 | 0.076 | 0 | 0.058 | 327 | 0 | 0 | 279 | 0 | 7 | 0 | -0.3 | 0.4 | -0.8 | 1.3 | 0 | 0 | 40.8 | 0 | -1.91 | 0 | -1.91 | 0 | 0.049 | 0 | 0.039 | PreCW-Top-ElecDHW-ElecDry | Appl-CW-Top-ElecDHW-ElecDry-Tier1AnySFm2015CZ11DEER2017 | 0
42958.3843 | Appl-CW-Top-ElecDHW-ElecDry-Tier1 | SFm | 2015 | CZ12 | rDXGF | -1 | Household | 1 | 1948.8 | 497 | 0 | 0 | 417 | 0 | 6.8 | 0 | -0.4 | 1.6 | -1.2 | 2.7 | 0 | 0 | 72 | 0 | -2.56 | 0 | -2.56 | 0 | 0.077 | 0 | 0.058 | 327 | 0 | 0 | 279 | 0 | 4.5 | 0 | -0.3 | 1.2 | -0.8 | 1.9 | 0 | 0 | 42 | 0 | -1.71 | 0 | -1.7 | 0 | 0.05 | 0 | 0.039 | PreCW-Top-ElecDHW-ElecDry | Appl-CW-Top-ElecDHW-ElecDry-Tier1AnySFm2015CZ12DEER2017 | 0
42958.3843 | Appl-CW-Top-ElecDHW-ElecDry-Tier1 | SFm | 2015 | CZ13 | rDXGF | -1 | Household | 1 | 1948.8 | 497 | 0 | 0 | 417 | 0 | 9.8 | 0 | -0.4 | 2.4 | -1 | 3.4 | 0 | 0 | 68.9 | 0 | -2.37 | 0 | -2.37 | 0 | 0.073 | 0 | 0.058 | 327 | 0 | 0 | 279 | 0 | 6.5 | 0 | -0.3 | 1.8 | -0.7 | 2.4 | 0 | 0 | 40.3 | 0 | -1.6 | 0 | -1.6 | 0 | 0.048 | 0 | 0.039 | PreCW-Top-ElecDHW-ElecDry | Appl-CW-Top-ElecDHW-ElecDry-Tier1AnySFm2015CZ13DEER2017 | 0
42958.3843 | Appl-CW-Top-ElecDHW-ElecDry-Tier1 | SFm | 2015 | CZ14 | rDXGF | -1 | Household | 1 | 2160.9 | 501 | 0 | 0 | 416 | 0 | 13.4 | 0 | -0.4 | 1 | -1.3 | 2.3 | 0 | 0 | 70.4 | 0 | -3.05 | 0 | -3.04 | 0 | 0.072 | 0 | 0.058 | 330 | 0 | 0 | 279 | 0 | 8.9 | 0 | -0.3 | 0.8 | -0.9 | 1.7 | 0 | 0 | 41.1 | 0 | -2.03 | 0 | -2.03 | 0 | 0.048 | 0 | 0.039 | PreCW-Top-ElecDHW-ElecDry | Appl-CW-Top-ElecDHW-ElecDry-Tier1AnySFm2015CZ14DEER2017 | 0
42958.3843 | Appl-CW-Top-ElecDHW-ElecDry-Tier1 | SFm | 2015 | CZ15 | rDXGF | -1 | Household | 1 | 2160.9 | 495 | 0 | 0 | 417 | 0 | 18.4 | 0 | -0.2 | 1.9 | -0.5 | 2.4 | 0 | 0 | 57.9 | 0 | -1.31 | 0 | -1.32 | 0 | 0.071 | 0 | 0.058 | 327 | 0 | 0 | 279 | 0 | 12.3 | 0 | -0.2 | 1.2 | -0.3 | 1.6 | 0 | 0 | 33.8 | 0 | -0.87 | 0 | -0.88 | 0 | 0.047 | 0 | 0.039 | PreCW-Top-ElecDHW-ElecDry | Appl-CW-Top-ElecDHW-ElecDry-Tier1AnySFm2015CZ15DEER2017 | 0
42958.3843 | Appl-CW-Top-ElecDHW-ElecDry-Tier1 | SFm | 2015 | CZ16 | rDXGF | -1 | Household | 1 | 2295.6 | 500 | 0 | 0 | 417 | 0 | 3.7 | 0 | -0.3 | -0.6 | -1.1 | 0.5 | 0 | 0 | 80.8 | 0 | -2.83 | 0 | -2.83 | 0 | 0.075 | 0 | 0.058 | 328 | 0 | 0 | 279 | 0 | 2.5 | 0 | -0.2 | -0.4 | -0.7 | 0.4 | 0 | 0 | 47.1 | 0 | -1.89 | 0 | -1.89 | 0 | 0.049 | 0 | 0.039 | PreCW-Top-ElecDHW-ElecDry | Appl-CW-Top-ElecDHW-ElecDry-Tier1AnySFm2015CZ16DEER2017 | 0
42958.3843 | Appl-CW-Top-ElecDHW-ElecDry-Tier1 | SFm | 2017 | CZ01 | rDXGF | -1 | Household | 1 | 2295.6 | 496 | 0 | 0 | 417 | 0 | 0 | 0 | -0.5 | -1.2 | -1.2 | 0 | 0 | 0 | 81 | 0 | -2.8 | 0 | -2.81 | 0 | 0.068 | 0 | 0.058 | 326 | 0 | 0 | 280 | 0 | 0 | 0 | -0.3 | -0.8 | -0.8 | 0 | 0 | 0 | 47.3 | 0 | -1.87 | 0 | -1.88 | 0 | 0.045 | 0 | 0.039 | PreCW-Top-ElecDHW-ElecDry | Appl-CW-Top-ElecDHW-ElecDry-Tier1AnySFm2017CZ01DEER2017 | 0
42958.3843 | Appl-CW-Top-ElecDHW-ElecDry-Tier1 | SFm | 2017 | CZ02 | rDXGF | -1 | Household | 1 | 1948.8 | 498 | 0 | 0 | 417 | 0 | 6.6 | 0 | -0.7 | -0.5 | -1.5 | 1 | 0 | 0 | 75.4 | 0 | -3.43 | 0 | -3.42 | 0 | 0.079 | 0 | 0.058 | 327 | 0 | 0 | 279 | 0 | 4.5 | 0 | -0.4 | -0.3 | -1 | 0.6 | 0 | 0 | 44 | 0 | -2.31 | 0 | -2.31 | 0 | 0.052 | 0 | 0.039 | PreCW-Top-ElecDHW-ElecDry | Appl-CW-Top-ElecDHW-ElecDry-Tier1AnySFm2017CZ02DEER2017 | 0
42958.3843 | Appl-CW-Top-ElecDHW-ElecDry-Tier1 | SFm | 2017 | CZ03 | rDXGF | -1 | Household | 1 | 2295.6 | 494 | 0 | 0 | 417 | 0 | 2.6 | 0 | -0.4 | -0.8 | -1.2 | 0.4 | 0 | 0 | 75.6 | 0 | -2.8 | 0 | -2.8 | 0 | 0.078 | 0 | 0.057 | 325 | 0 | 0 | 279 | 0 | 2.1 | 0 | -0.3 | -0.5 | -0.8 | 0.3 | 0 | 0 | 44.2 | 0 | -1.87 | 0 | -1.87 | 0 | 0.051 | 0 | 0.038 | PreCW-Top-ElecDHW-ElecDry | Appl-CW-Top-ElecDHW-ElecDry-Tier1AnySFm2017CZ03DEER2017 | 0
42958.3843 | Appl-CW-Top-ElecDHW-ElecDry-Tier1 | SFm | 2017 | CZ04 | rDXGF | -1 | Household | 1 | 2295.6 | 498 | 0 | 0 | 417 | 0 | 8.2 | 0 | -0.3 | 0.1 | -1.1 | 1.3 | 0 | 0 | 73.3 | 0 | -2.78 | 0 | -2.78 | 0 | 0.077 | 0 | 0.058 | 328 | 0 | 0 | 279 | 0 | 5.6 | 0 | -0.2 | 0.1 | -0.7 | 0.9 | 0 | 0 | 42.8 | 0 | -1.86 | 0 | -1.86 | 0 | 0.052 | 0 | 0.039 | PreCW-Top-ElecDHW-ElecDry | Appl-CW-Top-ElecDHW-ElecDry-Tier1AnySFm2017CZ04DEER2017 | 0
42958.3843 | Appl-CW-Top-ElecDHW-ElecDry-Tier1 | SFm | 2017 | CZ05 | rDXGF | -1 | Household | 1 | 2295.6 | 495 | 0 | 0 | 417 | 0 | 2.3 | 0 | -0.4 | -0.9 | -1.3 | 0.4 | 0 | 0 | 76.8 | 0 | -3.22 | 0 | -3.22 | 0 | 0.078 | 0 | 0.057 | 325 | 0 | 0 | 279 | 0 | 1.5 | 0 | -0.3 | -0.6 | -0.8 | 0.2 | 0 | 0 | 44.8 | 0 | -2.13 | 0 | -2.13 | 0 | 0.051 | 0 | 0.038 | PreCW-Top-ElecDHW-ElecDry | Appl-CW-Top-ElecDHW-ElecDry-Tier1AnySFm2017CZ05DEER2017 | 0
42958.3843 | Appl-CW-Top-ElecDHW-ElecDry-Tier1 | SFm | 2017 | CZ06 | rDXGF | -1 | Household | 1 | 2392.9 | 495 | 0 | 0 | 417 | 0 | 7.2 | 0 | -0.2 | 0.2 | -0.9 | 1.1 | 0 | 0 | 71.2 | 0 | -2.44 | 0 | -2.44 | 0 | 0.081 | 0 | 0.058 | 326 | 0 | 0 | 279 | 0 | 4.8 | 0 | -0.1 | 0.1 | -0.6 | 0.8 | 0 | 0 | 41.6 | 0 | -1.64 | 0 | -1.64 | 0 | 0.054 | 0 | 0.039 | PreCW-Top-ElecDHW-ElecDry | Appl-CW-Top-ElecDHW-ElecDry-Tier1AnySFm2017CZ06DEER2017 | 0
42958.3843 | Appl-CW-Top-ElecDHW-ElecDry-Tier1 | SFm | 2017 | CZ07 | rDXGF | -1 | Household | 1 | 2392.9 | 503 | 0 | 0 | 417 | 0 | 13.8 | 0 | -0.1 | 1.9 | -0.5 | 2.4 | 0 | 0 | 70.3 | 0 | -1.54 | 0 | -1.54 | 0 | 0.078 | 0 | 0.058 | 329 | 0 | 0 | 279 | 0 | 7.8 | 0 | -0.1 | 0.9 | -0.4 | 1.4 | 0 | 0 | 41.1 | 0 | -1.24 | 0 | -1.24 | 0 | 0.048 | 0 | 0.039 | PreCW-Top-ElecDHW-ElecDry | Appl-CW-Top-ElecDHW-ElecDry-Tier1AnySFm2017CZ07DEER2017 | 0
42958.3843 | Appl-CW-Top-ElecDHW-ElecDry-Tier1 | SFm | 2017 | CZ08 | rDXGF | -1 | Household | 1 | 2392.9 | 497 | 0 | 0 | 417 | 0 | 7.9 | 0 | -0.2 | 3.3 | -0.6 | 3.9 | 0 | 0 | 69.3 | 0 | -1.56 | 0 | -1.57 | 0 | 0.075 | 0 | 0.057 | 327 | 0 | 0 | 279 | 0 | 5 | 0 | -0.1 | 2.6 | -0.4 | 2.9 | 0 | 0 | 40.5 | 0 | -1.05 | 0 | -1.05 | 0 | 0.048 | 0 | 0.038 | PreCW-Top-ElecDHW-ElecDry | Appl-CW-Top-ElecDHW-ElecDry-Tier1AnySFm2017CZ08DEER2017 | 0
42958.3843 | Appl-CW-Top-ElecDHW-ElecDry-Tier1 | SFm | 2017 | CZ09 | rDXGF | -1 | Household | 1 | 2422.9 | 493 | 0 | 0 | 417 | 0 | 7.4 | 0 | -0.3 | 0.1 | -0.8 | 1 | 0 | 0 | 69.2 | 0 | -1.96 | 0 | -1.97 | 0 | 0.072 | 0 | 0.058 | 324 | 0 | 0 | 279 | 0 | 5.5 | 0 | -0.2 | -1.4 | -0.5 | -0.8 | 0 | 0 | 40.4 | 0 | -1.31 | 0 | -1.31 | 0 | 0.047 | 0 | 0.039 | PreCW-Top-ElecDHW-ElecDry | Appl-CW-Top-ElecDHW-ElecDry-Tier1AnySFm2017CZ09DEER2017 | 0
42958.3843 | Appl-CW-Top-ElecDHW-ElecDry-Tier1 | SFm | 2017 | CZ10 | rDXGF | -1 | Household | 1 | 1948.8 | 497 | 0 | 0 | 417 | 0 | 10.2 | 0 | -0.4 | 2 | -1 | 3 | 0 | 0 | 68.9 | 0 | -2.41 | 0 | -2.41 | 0 | 0.074 | 0 | 0.057 | 327 | 0 | 0 | 279 | 0 | 6.3 | 0 | -0.3 | 1.6 | -0.7 | 2.3 | 0 | 0 | 40.3 | 0 | -1.62 | 0 | -1.63 | 0 | 0.049 | 0 | 0.038 | PreCW-Top-ElecDHW-ElecDry | Appl-CW-Top-ElecDHW-ElecDry-Tier1AnySFm2017CZ10DEER2017 | 0
42958.3843 | Appl-CW-Top-ElecDHW-ElecDry-Tier1 | SFm | 2017 | CZ11 | rDXGF | -1 | Household | 1 | 1948.8 | 497 | 0 | 0 | 417 | 0 | 10.2 | 0 | -0.4 | 0.6 | -1.2 | 1.8 | 0 | 0 | 69.7 | 0 | -2.76 | 0 | -2.76 | 0 | 0.076 | 0 | 0.057 | 327 | 0 | 0 | 279 | 0 | 6.6 | 0 | -0.2 | 0.6 | -0.8 | 1.5 | 0 | 0 | 40.7 | 0 | -1.86 | 0 | -1.86 | 0 | 0.051 | 0 | 0.038 | PreCW-Top-ElecDHW-ElecDry | Appl-CW-Top-ElecDHW-ElecDry-Tier1AnySFm2017CZ11DEER2017 | 0
42958.3843 | Appl-CW-Top-ElecDHW-ElecDry-Tier1 | SFm | 2017 | CZ12 | rDXGF | -1 | Household | 1 | 1948.8 | 496 | 0 | 0 | 417 | 0 | 6.6 | 0 | -0.4 | 1.1 | -1.1 | 2.2 | 0 | 0 | 72 | 0 | -2.47 | 0 | -2.47 | 0 | 0.078 | 0 | 0.058 | 326 | 0 | 0 | 279 | 0 | 4.4 | 0 | -0.3 | 0.8 | -0.7 | 1.5 | 0 | 0 | 42 | 0 | -1.65 | 0 | -1.65 | 0 | 0.052 | 0 | 0.039 | PreCW-Top-ElecDHW-ElecDry | Appl-CW-Top-ElecDHW-ElecDry-Tier1AnySFm2017CZ12DEER2017 | 0
42958.3843 | Appl-CW-Top-ElecDHW-ElecDry-Tier1 | SFm | 2017 | CZ13 | rDXGF | -1 | Household | 1 | 1948.8 | 497 | 0 | 0 | 417 | 0 | 9.7 | 0 | -0.4 | 2.5 | -0.9 | 3.4 | 0 | 0 | 68.9 | 0 | -2.34 | 0 | -2.33 | 0 | 0.073 | 0 | 0.057 | 327 | 0 | 0 | 279 | 0 | 6 | 0 | -0.3 | 2 | -0.6 | 2.7 | 0 | 0 | 40.2 | 0 | -1.57 | 0 | -1.57 | 0 | 0.049 | 0 | 0.038 | PreCW-Top-ElecDHW-ElecDry | Appl-CW-Top-ElecDHW-ElecDry-Tier1AnySFm2017CZ13DEER2017 | 0
42958.3843 | Appl-CW-Top-ElecDHW-ElecDry-Tier1 | SFm | 2017 | CZ14 | rDXGF | -1 | Household | 1 | 2160.9 | 500 | 0 | 0 | 417 | 0 | 12.7 | 0 | -0.4 | 1.2 | -1.3 | 2.6 | 0 | 0 | 70.3 | 0 | -3.09 | 0 | -3.09 | 0 | 0.071 | 0 | 0.058 | 330 | 0 | 0 | 279 | 0 | 8.8 | 0 | -0.2 | 0.9 | -0.9 | 1.8 | 0 | 0 | 41.1 | 0 | -2.07 | 0 | -2.07 | 0 | 0.047 | 0 | 0.039 | PreCW-Top-ElecDHW-ElecDry | Appl-CW-Top-ElecDHW-ElecDry-Tier1AnySFm2017CZ14DEER2017 | 0
42958.3843 | Appl-CW-Top-ElecDHW-ElecDry-Tier1 | SFm | 2017 | CZ15 | rDXGF | -1 | Household | 1 | 2160.9 | 494 | 0 | 0 | 417 | 0 | 18.3 | 0 | -0.1 | 1.9 | -0.5 | 2.4 | 0 | 0 | 57.9 | 0 | -1.3 | 0 | -1.3 | 0 | 0.07 | 0 | 0.058 | 326 | 0 | 0 | 279 | 0 | 12.3 | 0 | -0.1 | 1.3 | -0.3 | 1.6 | 0 | 0 | 33.8 | 0 | -0.87 | 0 | -0.87 | 0 | 0.046 | 0 | 0.039 | PreCW-Top-ElecDHW-ElecDry | Appl-CW-Top-ElecDHW-ElecDry-Tier1AnySFm2017CZ15DEER2017 | 0
42958.3843 | Appl-CW-Top-ElecDHW-ElecDry-Tier1 | SFm | 2017 | CZ16 | rDXGF | -1 | Household | 1 | 2295.6 | 500 | 0 | 0 | 417 | 0 | 3 | 0 | -0.3 | -0.6 | -1.1 | 0.5 | 0 | 0 | 80.8 | 0 | -2.71 | 0 | -2.71 | 0 | 0.076 | 0 | 0.058 | 328 | 0 | 0 | 279 | 0 | 1.8 | 0 | -0.2 | -0.4 | -0.8 | 0.3 | 0 | 0 | 47.2 | 0 | -1.81 | 0 | -1.8 | 0 | 0.05 | 0 | 0.039 | PreCW-Top-ElecDHW-ElecDry | Appl-CW-Top-ElecDHW-ElecDry-Tier1AnySFm2017CZ16DEER2017 | 0
42958.3843 | Appl-CW-Top-ElecDHW-ElecDry-Tier2 | DMo | MH00 | CZ01 | rDXGF | -1 | Household | 1 | 1242 | 450 | 0 | 0 | 339 | 0 | 0 | 0 | -0.3 | -1.6 | -1.6 | 0 | 0 | 0 | 113 | 0 | -2.79 | 0 | -2.8 | 0 | 0.062 | 0 | 0.047 | 314 | 0 | 0 | 230 | 0 | 0 | 0 | -0.2 | -1.1 | -1.1 | 0 | 0 | 0 | 85.8 | 0 | -1.88 | 0 | -1.89 | 0 | 0.043 | 0 | 0.032 | PreCW-Top-ElecDHW-ElecDry | Appl-CW-Top-ElecDHW-ElecDry-Tier2AnyDMoMH00CZ01DEER2017 | 0
42958.3843 | Appl-CW-Top-ElecDHW-ElecDry-Tier2 | DMo | MH00 | CZ02 | rDXGF | -1 | Household | 1 | 1242 | 454 | 0 | 0 | 339 | 0 | 10.6 | 0 | -0.3 | -0.1 | -1.5 | 1.3 | 0 | 0 | 105 | 0 | -2.36 | 0 | -2.36 | 0 | 0.072 | 0 | 0.047 | 316 | 0 | 0 | 230 | 0 | 7.1 | 0 | -0.2 | -0.1 | -1 | 0.9 | 0 | 0 | 79.8 | 0 | -1.61 | 0 | -1.61 | 0 | 0.048 | 0 | 0.032 | PreCW-Top-ElecDHW-ElecDry | Appl-CW-Top-ElecDHW-ElecDry-Tier2AnyDMoMH00CZ02DEER2017 | 0
42958.3843 | Appl-CW-Top-ElecDHW-ElecDry-Tier2 | DMo | MH00 | CZ03 | rDXGF | -1 | Household | 1 | 1242 | 447 | 0 | 0 | 339 | 0 | 4.9 | 0 | -0.3 | -1.1 | -1.8 | 0.7 | 0 | 0 | 105 | 0 | -2.81 | 0 | -2.81 | 0 | 0.075 | 0 | 0.047 | 312 | 0 | 0 | 230 | 0 | 3.7 | 0 | -0.2 | -0.7 | -1.2 | 0.5 | 0 | 0 | 80 | 0 | -1.89 | 0 | -1.89 | 0 | 0.053 | 0 | 0.032 | PreCW-Top-ElecDHW-ElecDry | Appl-CW-Top-ElecDHW-ElecDry-Tier2AnyDMoMH00CZ03DEER2017 | 0
42958.3843 | Appl-CW-Top-ElecDHW-ElecDry-Tier2 | DMo | MH00 | CZ04 | rDXGF | -1 | Household | 1 | 1242 | 454 | 0 | 0 | 339 | 0 | 13.2 | 0 | -0.3 | 0.2 | -1.5 | 1.7 | 0 | 0 | 102 | 0 | -2.48 | 0 | -2.49 | 0 | 0.078 | 0 | 0.046 | 316 | 0 | 0 | 230 | 0 | 9.3 | 0 | -0.2 | 0.2 | -1 | 1.2 | 0 | 0 | 77.5 | 0 | -1.69 | 0 | -1.69 | 0 | 0.056 | 0 | 0.031 | PreCW-Top-ElecDHW-ElecDry | Appl-CW-Top-ElecDHW-ElecDry-Tier2AnyDMoMH00CZ04DEER2017 | 0
42958.3843 | Appl-CW-Top-ElecDHW-ElecDry-Tier2 | DMo | MH00 | CZ05 | rDXGF | -1 | Household | 1 | 1242 | 447 | 0 | 0 | 339 | 0 | 4.2 | 0 | -0.5 | -1.9 | -2.4 | 0.5 | 0 | 0 | 107 | 0 | -4.09 | 0 | -4.08 | 0 | 0.072 | 0 | 0.047 | 312 | 0 | 0 | 230 | 0 | 2.9 | 0 | -0.3 | -1.3 | -1.6 | 0.4 | 0 | 0 | 81.2 | 0 | -2.79 | 0 | -2.79 | 0 | 0.049 | 0 | 0.032 | PreCW-Top-ElecDHW-ElecDry | Appl-CW-Top-ElecDHW-ElecDry-Tier2AnyDMoMH00CZ05DEER2017 | 0
42958.3843 | Appl-CW-Top-ElecDHW-ElecDry-Tier2 | DMo | MH00 | CZ06 | rDXGF | -1 | Household | 1 | 1242 | 452 | 0 | 0 | 339 | 0 | 13.6 | 0 | -0.3 | 0.6 | -1.2 | 1.8 | 0 | 0 | 98.8 | 0 | -2.1 | 0 | -2.09 | 0 | 0.068 | 0 | 0.047 | 314 | 0 | 0 | 230 | 0 | 9.1 | 0 | -0.2 | 0.4 | -0.8 | 1.2 | 0 | 0 | 75.2 | 0 | -1.43 | 0 | -1.42 | 0 | 0.047 | 0 | 0.032 | PreCW-Top-ElecDHW-ElecDry | Appl-CW-Top-ElecDHW-ElecDry-Tier2AnyDMoMH00CZ06DEER2017 | 0
42958.3843 | Appl-CW-Top-ElecDHW-ElecDry-Tier2 | DMo | MH00 | CZ07 | rDXGF | -1 | Household | 1 | 1242 | 452 | 0 | 0 | 339 | 0 | 14 | 0 | -0.2 | 0.9 | -1 | 2 | 0 | 0 | 97.7 | 0 | -1.7 | 0 | -1.7 | 0 | 0.069 | 0 | 0.047 | 314 | 0 | 0 | 230 | 0 | 9.8 | 0 | -0.2 | 0.7 | -0.7 | 1.4 | 0 | 0 | 74.3 | 0 | -1.14 | 0 | -1.14 | 0 | 0.047 | 0 | 0.031 | PreCW-Top-ElecDHW-ElecDry | Appl-CW-Top-ElecDHW-ElecDry-Tier2AnyDMoMH00CZ07DEER2017 | 0
42958.3843 | Appl-CW-Top-ElecDHW-ElecDry-Tier2 | DMo | MH00 | CZ08 | rDXGF | -1 | Household | 1 | 1242 | 451 | 0 | 0 | 339 | 0 | 15.6 | 0 | -0.2 | 1 | -1 | 2.1 | 0 | 0 | 96.2 | 0 | -1.71 | 0 | -1.72 | 0 | 0.069 | 0 | 0.047 | 314 | 0 | 0 | 230 | 0 | 10.8 | 0 | -0.1 | 0.7 | -0.7 | 1.4 | 0 | 0 | 73.2 | 0 | -1.16 | 0 | -1.17 | 0 | 0.048 | 0 | 0.032 | PreCW-Top-ElecDHW-ElecDry | Appl-CW-Top-ElecDHW-ElecDry-Tier2AnyDMoMH00CZ08DEER2017 | 0
42958.3843 | Appl-CW-Top-ElecDHW-ElecDry-Tier2 | DMo | MH00 | CZ09 | rDXGF | -1 | Household | 1 | 1242 | 452 | 0 | 0 | 339 | 0 | 16.2 | 0 | -0.3 | 0.9 | -1.2 | 2 | 0 | 0 | 96 | 0 | -1.92 | 0 | -1.92 | 0 | 0.071 | 0 | 0.047 | 313 | 0 | 0 | 229 | 0 | 10.2 | 0 | -0.2 | 0.5 | -0.8 | 1.3 | 0 | 0 | 73.1 | 0 | -1.31 | 0 | -1.31 | 0 | 0.049 | 0 | 0.032 | PreCW-Top-ElecDHW-ElecDry | Appl-CW-Top-ElecDHW-ElecDry-Tier2AnyDMoMH00CZ09DEER2017 | 0
42958.3843 | Appl-CW-Top-ElecDHW-ElecDry-Tier2 | DMo | MH00 | CZ10 | rDXGF | -1 | Household | 1 | 1242 | 457 | 0 | 0 | 339 | 0 | 21.1 | 0 | -0.2 | 1.5 | -1.1 | 2.6 | 0 | 0 | 95.6 | 0 | -1.83 | 0 | -1.83 | 0 | 0.069 | 0 | 0.047 | 318 | 0 | 0 | 230 | 0 | 14.5 | 0 | -0.1 | 1 | -0.8 | 1.8 | 0 | 0 | 72.7 | 0 | -1.23 | 0 | -1.23 | 0 | 0.048 | 0 | 0.031 | PreCW-Top-ElecDHW-ElecDry | Appl-CW-Top-ElecDHW-ElecDry-Tier2AnyDMoMH00CZ10DEER2017 | 0
42958.3843 | Appl-CW-Top-ElecDHW-ElecDry-Tier2 | DMo | MH00 | CZ11 | rDXGF | -1 | Household | 1 | 1242 | 454 | 0 | 0 | 339 | 0 | 17.8 | 0 | -0.2 | 0.7 | -1.3 | 2.1 | 0 | 0 | 96.8 | 0 | -2.23 | 0 | -2.23 | 0 | 0.071 | 0 | 0.047 | 316 | 0 | 0 | 230 | 0 | 12 | 0 | -0.2 | 0.4 | -0.9 | 1.4 | 0 | 0 | 73.7 | 0 | -1.52 | 0 | -1.52 | 0 | 0.049 | 0 | 0.031 | PreCW-Top-ElecDHW-ElecDry | Appl-CW-Top-ElecDHW-ElecDry-Tier2AnyDMoMH00CZ11DEER2017 | 0
42958.3843 | Appl-CW-Top-ElecDHW-ElecDry-Tier2 | DMo | MH00 | CZ12 | rDXGF | -1 | Household | 1 | 1242 | 458 | 0 | 0 | 339 | 0 | 18.4 | 0 | -0.3 | 0.8 | -1.5 | 2.3 | 0 | 0 | 99.9 | 0 | -2.44 | 0 | -2.43 | 0 | 0.072 | 0 | 0.047 | 318 | 0 | 0 | 230 | 0 | 12.2 | 0 | -0.2 | 0.5 | -1 | 1.5 | 0 | 0 | 76.1 | 0 | -1.65 | 0 | -1.65 | 0 | 0.05 | 0 | 0.031 | PreCW-Top-ElecDHW-ElecDry | Appl-CW-Top-ElecDHW-ElecDry-Tier2AnyDMoMH00CZ12DEER2017 | 0
42958.3843 | Appl-CW-Top-ElecDHW-ElecDry-Tier2 | DMo | MH00 | CZ13 | rDXGF | -1 | Household | 1 | 1242 | 456 | 0 | 0 | 339 | 0 | 20.8 | 0 | -0.3 | 1.1 | -1.4 | 2.5 | 0 | 0 | 95.7 | 0 | -2.3 | 0 | -2.3 | 0 | 0.071 | 0 | 0.047 | 317 | 0 | 0 | 229 | 0 | 14.2 | 0 | -0.2 | 0.8 | -1 | 1.7 | 0 | 0 | 72.8 | 0 | -1.59 | 0 | -1.59 | 0 | 0.049 | 0 | 0.032 | PreCW-Top-ElecDHW-ElecDry | Appl-CW-Top-ElecDHW-ElecDry-Tier2AnyDMoMH00CZ13DEER2017 | 0
42958.3843 | Appl-CW-Top-ElecDHW-ElecDry-Tier2 | DMo | MH00 | CZ14 | rDXGF | -1 | Household | 1 | 1242 | 456 | 0 | 0 | 339 | 0 | 19.6 | 0 | -0.3 | 0.9 | -1.5 | 2.3 | 0 | 0 | 97.6 | 0 | -2.34 | 0 | -2.33 | 0 | 0.069 | 0 | 0.046 | 318 | 0 | 0 | 229 | 0 | 13.4 | 0 | -0.2 | 0.6 | -1 | 1.6 | 0 | 0 | 74.3 | 0 | -1.59 | 0 | -1.59 | 0 | 0.048 | 0 | 0.031 | PreCW-Top-ElecDHW-ElecDry | Appl-CW-Top-ElecDHW-ElecDry-Tier2AnyDMoMH00CZ14DEER2017 | 0
42958.3843 | Appl-CW-Top-ElecDHW-ElecDry-Tier2 | DMo | MH00 | CZ15 | rDXGF | -1 | Household | 1 | 1242 | 448 | 0 | 0 | 339 | 0 | 26.3 | 0 | -0.1 | 2.4 | -0.5 | 2.9 | 0 | 0 | 80.4 | 0 | -0.82 | 0 | -0.82 | 0 | 0.066 | 0 | 0.047 | 311 | 0 | 0 | 230 | 0 | 19 | 0 | -0.1 | 1.8 | -0.3 | 2.1 | 0 | 0 | 61.2 | 0 | -0.56 | 0 | -0.55 | 0 | 0.045 | 0 | 0.031 | PreCW-Top-ElecDHW-ElecDry | Appl-CW-Top-ElecDHW-ElecDry-Tier2AnyDMoMH00CZ15DEER2017 | 0
42958.3843 | Appl-CW-Top-ElecDHW-ElecDry-Tier2 | DMo | MH00 | CZ16 | rDXGF | -1 | Household | 1 | 1242 | 462 | 0 | 0 | 339 | 0 | 10.6 | 0 | -0.3 | 0.1 | -1.4 | 1.4 | 0 | 0 | 112 | 0 | -2.3 | 0 | -2.29 | 0 | 0.077 | 0 | 0.047 | 322 | 0 | 0 | 230 | 0 | 7.2 | 0 | -0.2 | 0.1 | -1 | 1 | 0 | 0 | 85.4 | 0 | -1.57 | 0 | -1.57 | 0 | 0.054 | 0 | 0.032 | PreCW-Top-ElecDHW-ElecDry | Appl-CW-Top-ElecDHW-ElecDry-Tier2AnyDMoMH00CZ16DEER2017 | 0
42958.3843 | Appl-CW-Top-ElecDHW-ElecDry-Tier2 | DMo | MH06 | CZ01 | rDXGF | -1 | Household | 1 | 1242 | 450 | 0 | 0 | 339 | 0 | 0 | 0 | -0.4 | -1.9 | -1.9 | 0 | 0 | 0 | 113 | 0 | -3.46 | 0 | -3.46 | 0 | 0.062 | 0 | 0.047 | 314 | 0 | 0 | 230 | 0 | 0 | 0 | -0.3 | -1.3 | -1.3 | 0 | 0 | 0 | 85.8 | 0 | -2.33 | 0 | -2.33 | 0 | 0.043 | 0 | 0.031 | PreCW-Top-ElecDHW-ElecDry | Appl-CW-Top-ElecDHW-ElecDry-Tier2AnyDMoMH06CZ01DEER2017 | 0
42958.3843 | Appl-CW-Top-ElecDHW-ElecDry-Tier2 | DMo | MH06 | CZ02 | rDXGF | -1 | Household | 1 | 1242 | 455 | 0 | 0 | 339 | 0 | 11.2 | 0 | -0.4 | 0.3 | -1.6 | 1.8 | 0 | 0 | 105 | 0 | -2.67 | 0 | -2.67 | 0 | 0.07 | 0 | 0.047 | 317 | 0 | 0 | 230 | 0 | 7.5 | 0 | -0.3 | 0.2 | -1.1 | 1.2 | 0 | 0 | 79.7 | 0 | -1.81 | 0 | -1.81 | 0 | 0.048 | 0 | 0.032 | PreCW-Top-ElecDHW-ElecDry | Appl-CW-Top-ElecDHW-ElecDry-Tier2AnyDMoMH06CZ02DEER2017 | 0
42958.3843 | Appl-CW-Top-ElecDHW-ElecDry-Tier2 | DMo | MH06 | CZ03 | rDXGF | -1 | Household | 1 | 1242 | 451 | 0 | 0 | 339 | 0 | 7 | 0 | -0.2 | 0.3 | -1 | 1.3 | 0 | 0 | 105 | 0 | -1.68 | 0 | -1.68 | 0 | 0.074 | 0 | 0.047 | 316 | 0 | 0 | 230 | 0 | 6.1 | 0 | -0.2 | 0.4 | -0.7 | 1.1 | 0 | 0 | 80 | 0 | -1.15 | 0 | -1.15 | 0 | 0.052 | 0 | 0.031 | PreCW-Top-ElecDHW-ElecDry | Appl-CW-Top-ElecDHW-ElecDry-Tier2AnyDMoMH06CZ03DEER2017 | 0
42958.3843 | Appl-CW-Top-ElecDHW-ElecDry-Tier2 | DMo | MH06 | CZ04 | rDXGF | -1 | Household | 1 | 1242 | 453 | 0 | 0 | 339 | 0 | 11.4 | 0 | -0.3 | 0.7 | -1.3 | 1.9 | 0 | 0 | 102 | 0 | -2.14 | 0 | -2.14 | 0 | 0.068 | 0 | 0.047 | 315 | 0 | 0 | 230 | 0 | 7.7 | 0 | -0.2 | 0.4 | -0.9 | 1.3 | 0 | 0 | 77.4 | 0 | -1.45 | 0 | -1.45 | 0 | 0.047 | 0 | 0.031 | PreCW-Top-ElecDHW-ElecDry | Appl-CW-Top-ElecDHW-ElecDry-Tier2AnyDMoMH06CZ04DEER2017 | 0
42958.3843 | Appl-CW-Top-ElecDHW-ElecDry-Tier2 | DMo | MH06 | CZ05 | rDXGF | -1 | Household | 1 | 1242 | 451 | 0 | 0 | 339 | 0 | 5.6 | 0 | -0.3 | -0.5 | -1.5 | 1 | 0 | 0 | 107 | 0 | -2.74 | 0 | -2.74 | 0 | 0.072 | 0 | 0.047 | 314 | 0 | 0 | 230 | 0 | 3.3 | 0 | -0.2 | -0.4 | -1 | 0.6 | 0 | 0 | 81.3 | 0 | -1.85 | 0 | -1.85 | 0 | 0.05 | 0 | 0.032 | PreCW-Top-ElecDHW-ElecDry | Appl-CW-Top-ElecDHW-ElecDry-Tier2AnyDMoMH06CZ05DEER2017 | 0
42958.3843 | Appl-CW-Top-ElecDHW-ElecDry-Tier2 | DMo | MH06 | CZ06 | rDXGF | -1 | Household | 1 | 1242 | 451 | 0 | 0 | 339 | 0 | 11.3 | 0 | 0 | 1.8 | -0.2 | 1.9 | 0 | 0 | 98.7 | 0 | -0.35 | 0 | -0.35 | 0 | 0.068 | 0 | 0.047 | 314 | 0 | 0 | 230 | 0 | 7.7 | 0 | 0 | 1.2 | -0.2 | 1.3 | 0 | 0 | 75.1 | 0 | -0.23 | 0 | -0.23 | 0 | 0.048 | 0 | 0.032 | PreCW-Top-ElecDHW-ElecDry | Appl-CW-Top-ElecDHW-ElecDry-Tier2AnyDMoMH06CZ06DEER2017 | 0
42958.3843 | Appl-CW-Top-ElecDHW-ElecDry-Tier2 | DMo | MH06 | CZ07 | rDXGF | -1 | Household | 1 | 1242 | 458 | 0 | 0 | 339 | 0 | 18 | 0 | 0 | 2.8 | -0.4 | 3.2 | 0 | 0 | 97.8 | 0 | -0.74 | 0 | -0.74 | 0 | 0.066 | 0 | 0.047 | 319 | 0 | 0 | 230 | 0 | 13.3 | 0 | 0 | 2.1 | -0.3 | 2.4 | 0 | 0 | 74.4 | 0 | -0.49 | 0 | -0.49 | 0 | 0.046 | 0 | 0.032 | PreCW-Top-ElecDHW-ElecDry | Appl-CW-Top-ElecDHW-ElecDry-Tier2AnyDMoMH06CZ07DEER2017 | 0
42958.3843 | Appl-CW-Top-ElecDHW-ElecDry-Tier2 | DMo | MH06 | CZ08 | rDXGF | -1 | Household | 1 | 1242 | 455 | 0 | 0 | 339 | 0 | 17.5 | 0 | -0.1 | 2.4 | -0.6 | 3 | 0 | 0 | 96.2 | 0 | -1.19 | 0 | -1.19 | 0 | 0.066 | 0 | 0.047 | 316 | 0 | 0 | 230 | 0 | 11.9 | 0 | -0.1 | 1.6 | -0.4 | 2.1 | 0 | 0 | 73.2 | 0 | -0.82 | 0 | -0.82 | 0 | 0.046 | 0 | 0.031 | PreCW-Top-ElecDHW-ElecDry | Appl-CW-Top-ElecDHW-ElecDry-Tier2AnyDMoMH06CZ08DEER2017 | 0
42958.3843 | Appl-CW-Top-ElecDHW-ElecDry-Tier2 | DMo | MH06 | CZ09 | rDXGF | -1 | Household | 1 | 1242 | 451 | 0 | 0 | 339 | 0 | 15 | 0 | -0.1 | 1.7 | -0.8 | 2.5 | 0 | 0 | 96 | 0 | -1.44 | 0 | -1.43 | 0 | 0.068 | 0 | 0.047 | 314 | 0 | 0 | 230 | 0 | 10.1 | 0 | -0.1 | 1.1 | -0.5 | 1.7 | 0 | 0 | 73.1 | 0 | -0.99 | 0 | -0.99 | 0 | 0.047 | 0 | 0.032 | PreCW-Top-ElecDHW-ElecDry | Appl-CW-Top-ElecDHW-ElecDry-Tier2AnyDMoMH06CZ09DEER2017 | 0
42958.3843 | Appl-CW-Top-ElecDHW-ElecDry-Tier2 | DMo | MH06 | CZ10 | rDXGF | -1 | Household | 1 | 1242 | 453 | 0 | 0 | 339 | 0 | 17.1 | 0 | -0.2 | 1.8 | -1 | 2.8 | 0 | 0 | 95.6 | 0 | -1.84 | 0 | -1.84 | 0 | 0.066 | 0 | 0.047 | 315 | 0 | 0 | 230 | 0 | 11.4 | 0 | -0.1 | 1.1 | -0.7 | 1.9 | 0 | 0 | 72.7 | 0 | -1.25 | 0 | -1.24 | 0 | 0.046 | 0 | 0.032 | PreCW-Top-ElecDHW-ElecDry | Appl-CW-Top-ElecDHW-ElecDry-Tier2AnyDMoMH06CZ10DEER2017 | 0
42958.3843 | Appl-CW-Top-ElecDHW-ElecDry-Tier2 | DMo | MH06 | CZ11 | rDXGF | -1 | Household | 1 | 1242 | 451 | 0 | 0 | 339 | 0 | 14.1 | 0 | -0.2 | 1.1 | -1 | 2.1 | 0 | 0 | 96.8 | 0 | -1.87 | 0 | -1.86 | 0 | 0.069 | 0 | 0.047 | 314 | 0 | 0 | 230 | 0 | 9.9 | 0 | -0.2 | 0.8 | -0.7 | 1.5 | 0 | 0 | 73.7 | 0 | -1.27 | 0 | -1.27 | 0 | 0.048 | 0 | 0.032 | PreCW-Top-ElecDHW-ElecDry | Appl-CW-Top-ElecDHW-ElecDry-Tier2AnyDMoMH06CZ11DEER2017 | 0
42958.3843 | Appl-CW-Top-ElecDHW-ElecDry-Tier2 | DMo | MH06 | CZ12 | rDXGF | -1 | Household | 1 | 1242 | 453 | 0 | 0 | 339 | 0 | 14 | 0 | -0.2 | 0.8 | -1.3 | 2.3 | 0 | 0 | 99.9 | 0 | -2.35 | 0 | -2.35 | 0 | 0.068 | 0 | 0.047 | 315 | 0 | 0 | 230 | 0 | 9.2 | 0 | -0.2 | 0.5 | -0.9 | 1.5 | 0 | 0 | 76.1 | 0 | -1.59 | 0 | -1.59 | 0 | 0.047 | 0 | 0.032 | PreCW-Top-ElecDHW-ElecDry | Appl-CW-Top-ElecDHW-ElecDry-Tier2AnyDMoMH06CZ12DEER2017 | 0
42958.3843 | Appl-CW-Top-ElecDHW-ElecDry-Tier2 | DMo | MH06 | CZ13 | rDXGF | -1 | Household | 1 | 1242 | 454 | 0 | 0 | 339 | 0 | 17.6 | 0 | -0.3 | 1.7 | -1.1 | 2.8 | 0 | 0 | 95.7 | 0 | -1.96 | 0 | -1.96 | 0 | 0.067 | 0 | 0.047 | 316 | 0 | 0 | 230 | 0 | 12.2 | 0 | -0.2 | 1.2 | -0.8 | 2 | 0 | 0 | 72.9 | 0 | -1.36 | 0 | -1.36 | 0 | 0.047 | 0 | 0.032 | PreCW-Top-ElecDHW-ElecDry | Appl-CW-Top-ElecDHW-ElecDry-Tier2AnyDMoMH06CZ13DEER2017 | 0
42958.3843 | Appl-CW-Top-ElecDHW-ElecDry-Tier2 | DMo | MH06 | CZ14 | rDXGF | -1 | Household | 1 | 1242 | 454 | 0 | 0 | 339 | 0 | 16.2 | 0 | -0.3 | 1.4 | -1.3 | 2.7 | 0 | 0 | 97.6 | 0 | -2.11 | 0 | -2.11 | 0 | 0.065 | 0 | 0.047 | 316 | 0 | 0 | 229 | 0 | 11.2 | 0 | -0.2 | 1 | -0.9 | 1.9 | 0 | 0 | 74.3 | 0 | -1.44 | 0 | -1.45 | 0 | 0.045 | 0 | 0.032 | PreCW-Top-ElecDHW-ElecDry | Appl-CW-Top-ElecDHW-ElecDry-Tier2AnyDMoMH06CZ14DEER2017 | 0
42958.3843 | Appl-CW-Top-ElecDHW-ElecDry-Tier2 | DMo | MH06 | CZ15 | rDXGF | -1 | Household | 1 | 1242 | 444 | 0 | 0 | 339 | 0 | 22.2 | 0 | -0.1 | 2.8 | -0.4 | 3.2 | 0 | 0 | 80.4 | 0 | -0.74 | 0 | -0.73 | 0 | 0.064 | 0 | 0.047 | 307 | 0 | 0 | 229 | 0 | 14.7 | 0 | -0.1 | 1.8 | -0.3 | 2.1 | 0 | 0 | 61.2 | 0 | -0.5 | 0 | -0.5 | 0 | 0.044 | 0 | 0.032 | PreCW-Top-ElecDHW-ElecDry | Appl-CW-Top-ElecDHW-ElecDry-Tier2AnyDMoMH06CZ15DEER2017 | 0
42958.3843 | Appl-CW-Top-ElecDHW-ElecDry-Tier2 | DMo | MH06 | CZ16 | rDXGF | -1 | Household | 1 | 1242 | 458 | 0 | 0 | 339 | 0 | 7 | 0 | -0.2 | -0.1 | -1.3 | 1.2 | 0 | 0 | 112 | 0 | -2.23 | 0 | -2.23 | 0 | 0.069 | 0 | 0.047 | 320 | 0 | 0 | 230 | 0 | 4.7 | 0 | -0.1 | -0.1 | -0.9 | 0.8 | 0 | 0 | 85.5 | 0 | -1.53 | 0 | -1.53 | 0 | 0.047 | 0 | 0.032 | PreCW-Top-ElecDHW-ElecDry | Appl-CW-Top-ElecDHW-ElecDry-Tier2AnyDMoMH06CZ16DEER2017 | 0
42958.3843 | Appl-CW-Top-ElecDHW-ElecDry-Tier2 | DMo | MH15 | CZ01 | rDXGF | -1 | Household | 1 | 1242 | 450 | 0 | 0 | 339 | 0 | 0 | 0 | -0.4 | -1.5 | -1.5 | 0 | 0 | 0 | 113 | 0 | -3.18 | 0 | -3.18 | 0 | 0.062 | 0 | 0.047 | 314 | 0 | 0 | 230 | 0 | 0 | 0 | -0.3 | -1 | -1 | 0 | 0 | 0 | 85.8 | 0 | -2.14 | 0 | -2.14 | 0 | 0.043 | 0 | 0.032 | PreCW-Top-ElecDHW-ElecDry | Appl-CW-Top-ElecDHW-ElecDry-Tier2AnyDMoMH15CZ01DEER2017 | 0
42958.3843 | Appl-CW-Top-ElecDHW-ElecDry-Tier2 | DMo | MH15 | CZ02 | rDXGF | -1 | Household | 1 | 1242 | 454 | 0 | 0 | 339 | 0 | 10.1 | 0 | -0.3 | 0.3 | -1.4 | 1.5 | 0 | 0 | 105 | 0 | -2.65 | 0 | -2.64 | 0 | 0.069 | 0 | 0.047 | 316 | 0 | 0 | 230 | 0 | 6.8 | 0 | -0.2 | 0.2 | -0.9 | 1 | 0 | 0 | 79.7 | 0 | -1.79 | 0 | -1.79 | 0 | 0.047 | 0 | 0.032 | PreCW-Top-ElecDHW-ElecDry | Appl-CW-Top-ElecDHW-ElecDry-Tier2AnyDMoMH15CZ02DEER2017 | 0
42958.3843 | Appl-CW-Top-ElecDHW-ElecDry-Tier2 | DMo | MH15 | CZ03 | rDXGF | -1 | Household | 1 | 1242 | 447 | 0 | 0 | 339 | 0 | 3.9 | 0 | -0.3 | -0.6 | -1.3 | 0.7 | 0 | 0 | 105 | 0 | -2.55 | 0 | -2.55 | 0 | 0.071 | 0 | 0.047 | 312 | 0 | 0 | 230 | 0 | 3.1 | 0 | -0.2 | -0.3 | -0.9 | 0.6 | 0 | 0 | 80 | 0 | -1.75 | 0 | -1.75 | 0 | 0.05 | 0 | 0.032 | PreCW-Top-ElecDHW-ElecDry | Appl-CW-Top-ElecDHW-ElecDry-Tier2AnyDMoMH15CZ03DEER2017 | 0
42958.3843 | Appl-CW-Top-ElecDHW-ElecDry-Tier2 | DMo | MH15 | CZ04 | rDXGF | -1 | Household | 1 | 1242 | 451 | 0 | 0 | 339 | 0 | 10.4 | 0 | -0.2 | 0.6 | -1.1 | 1.7 | 0 | 0 | 102 | 0 | -2.28 | 0 | -2.28 | 0 | 0.068 | 0 | 0.046 | 314 | 0 | 0 | 230 | 0 | 7.1 | 0 | -0.1 | 0.4 | -0.7 | 1.1 | 0 | 0 | 77.4 | 0 | -1.54 | 0 | -1.54 | 0 | 0.047 | 0 | 0.031 | PreCW-Top-ElecDHW-ElecDry | Appl-CW-Top-ElecDHW-ElecDry-Tier2AnyDMoMH15CZ04DEER2017 | 0
42958.3843 | Appl-CW-Top-ElecDHW-ElecDry-Tier2 | DMo | MH15 | CZ05 | rDXGF | -1 | Household | 1 | 1242 | 450 | 0 | 0 | 339 | 0 | 5 | 0 | -0.3 | -0.6 | -1.5 | 0.9 | 0 | 0 | 107 | 0 | -3 | 0 | -3 | 0 | 0.071 | 0 | 0.047 | 313 | 0 | 0 | 230 | 0 | 3 | 0 | -0.2 | -0.5 | -1 | 0.5 | 0 | 0 | 81.3 | 0 | -2.04 | 0 | -2.04 | 0 | 0.049 | 0 | 0.032 | PreCW-Top-ElecDHW-ElecDry | Appl-CW-Top-ElecDHW-ElecDry-Tier2AnyDMoMH15CZ05DEER2017 | 0
42958.3843 | Appl-CW-Top-ElecDHW-ElecDry-Tier2 | DMo | MH15 | CZ06 | rDXGF | -1 | Household | 1 | 1242 | 450 | 0 | 0 | 339 | 0 | 11.8 | 0 | -0.2 | 1.1 | -0.8 | 1.9 | 0 | 0 | 98.7 | 0 | -1.87 | 0 | -1.87 | 0 | 0.066 | 0 | 0.047 | 313 | 0 | 0 | 230 | 0 | 7.7 | 0 | -0.2 | 0.7 | -0.6 | 1.3 | 0 | 0 | 75.1 | 0 | -1.3 | 0 | -1.3 | 0 | 0.046 | 0 | 0.032 | PreCW-Top-ElecDHW-ElecDry | Appl-CW-Top-ElecDHW-ElecDry-Tier2AnyDMoMH15CZ06DEER2017 | 0
42958.3843 | Appl-CW-Top-ElecDHW-ElecDry-Tier2 | DMo | MH15 | CZ07 | rDXGF | -1 | Household | 1 | 1242 | 454 | 0 | 0 | 339 | 0 | 15.1 | 0 | -0.1 | 2.2 | -0.4 | 2.6 | 0 | 0 | 97.8 | 0 | -0.85 | 0 | -0.85 | 0 | 0.066 | 0 | 0.047 | 316 | 0 | 0 | 230 | 0 | 10.6 | 0 | -0.1 | 1.6 | -0.3 | 1.8 | 0 | 0 | 74.4 | 0 | -0.56 | 0 | -0.56 | 0 | 0.046 | 0 | 0.032 | PreCW-Top-ElecDHW-ElecDry | Appl-CW-Top-ElecDHW-ElecDry-Tier2AnyDMoMH15CZ07DEER2017 | 0
42958.3843 | Appl-CW-Top-ElecDHW-ElecDry-Tier2 | DMo | MH15 | CZ08 | rDXGF | -1 | Household | 1 | 1242 | 453 | 0 | 0 | 339 | 0 | 15.9 | 0 | -0.1 | 2.1 | -0.6 | 2.6 | 0 | 0 | 96.2 | 0 | -1.22 | 0 | -1.22 | 0 | 0.066 | 0 | 0.047 | 315 | 0 | 0 | 230 | 0 | 11 | 0 | -0.1 | 1.4 | -0.4 | 1.8 | 0 | 0 | 73.2 | 0 | -0.84 | 0 | -0.84 | 0 | 0.046 | 0 | 0.032 | PreCW-Top-ElecDHW-ElecDry | Appl-CW-Top-ElecDHW-ElecDry-Tier2AnyDMoMH15CZ08DEER2017 | 0
42958.3843 | Appl-CW-Top-ElecDHW-ElecDry-Tier2 | DMo | MH15 | CZ09 | rDXGF | -1 | Household | 1 | 1242 | 450 | 0 | 0 | 339 | 0 | 14 | 0 | -0.2 | 1.5 | -0.8 | 2.2 | 0 | 0 | 96 | 0 | -1.5 | 0 | -1.5 | 0 | 0.065 | 0 | 0.047 | 313 | 0 | 0 | 230 | 0 | 9.7 | 0 | -0.1 | 1.1 | -0.6 | 1.5 | 0 | 0 | 73.1 | 0 | -1.02 | 0 | -1.02 | 0 | 0.045 | 0 | 0.032 | PreCW-Top-ElecDHW-ElecDry | Appl-CW-Top-ElecDHW-ElecDry-Tier2AnyDMoMH15CZ09DEER2017 | 0
42958.3843 | Appl-CW-Top-ElecDHW-ElecDry-Tier2 | DMo | MH15 | CZ10 | rDXGF | -1 | Household | 1 | 1242 | 452 | 0 | 0 | 339 | 0 | 15.8 | 0 | -0.3 | 1.6 | -0.8 | 2.5 | 0 | 0 | 95.6 | 0 | -1.67 | 0 | -1.67 | 0 | 0.065 | 0 | 0.047 | 314 | 0 | 0 | 229 | 0 | 10.5 | 0 | -0.2 | 1 | -0.5 | 1.7 | 0 | 0 | 72.7 | 0 | -1.13 | 0 | -1.13 | 0 | 0.045 | 0 | 0.032 | PreCW-Top-ElecDHW-ElecDry | Appl-CW-Top-ElecDHW-ElecDry-Tier2AnyDMoMH15CZ10DEER2017 | 0
42958.3843 | Appl-CW-Top-ElecDHW-ElecDry-Tier2 | DMo | MH15 | CZ11 | rDXGF | -1 | Household | 1 | 1242 | 450 | 0 | 0 | 339 | 0 | 13.3 | 0 | -0.3 | 1 | -1 | 1.9 | 0 | 0 | 96.8 | 0 | -2.04 | 0 | -2.04 | 0 | 0.065 | 0 | 0.047 | 313 | 0 | 0 | 230 | 0 | 9.1 | 0 | -0.2 | 0.7 | -0.7 | 1.3 | 0 | 0 | 73.7 | 0 | -1.41 | 0 | -1.4 | 0 | 0.045 | 0 | 0.032 | PreCW-Top-ElecDHW-ElecDry | Appl-CW-Top-ElecDHW-ElecDry-Tier2AnyDMoMH15CZ11DEER2017 | 0
42958.3843 | Appl-CW-Top-ElecDHW-ElecDry-Tier2 | DMo | MH15 | CZ12 | rDXGF | -1 | Household | 1 | 1242 | 452 | 0 | 0 | 339 | 0 | 12.3 | 0 | -0.3 | 0.7 | -1.1 | 1.9 | 0 | 0 | 99.9 | 0 | -2.18 | 0 | -2.18 | 0 | 0.068 | 0 | 0.047 | 314 | 0 | 0 | 230 | 0 | 8.4 | 0 | -0.2 | 0.5 | -0.7 | 1.3 | 0 | 0 | 76.1 | 0 | -1.47 | 0 | -1.47 | 0 | 0.047 | 0 | 0.032 | PreCW-Top-ElecDHW-ElecDry | Appl-CW-Top-ElecDHW-ElecDry-Tier2AnyDMoMH15CZ12DEER2017 | 0
42958.3843 | Appl-CW-Top-ElecDHW-ElecDry-Tier2 | DMo | MH15 | CZ13 | rDXGF | -1 | Household | 1 | 1242 | 452 | 0 | 0 | 339 | 0 | 16.2 | 0 | -0.2 | 1.5 | -0.9 | 2.4 | 0 | 0 | 95.7 | 0 | -1.85 | 0 | -1.86 | 0 | 0.066 | 0 | 0.047 | 315 | 0 | 0 | 230 | 0 | 11.4 | 0 | -0.1 | 1 | -0.6 | 1.7 | 0 | 0 | 72.9 | 0 | -1.28 | 0 | -1.28 | 0 | 0.046 | 0 | 0.032 | PreCW-Top-ElecDHW-ElecDry | Appl-CW-Top-ElecDHW-ElecDry-Tier2AnyDMoMH15CZ13DEER2017 | 0
42958.3843 | Appl-CW-Top-ElecDHW-ElecDry-Tier2 | DMo | MH15 | CZ14 | rDXGF | -1 | Household | 1 | 1242 | 452 | 0 | 0 | 339 | 0 | 15.1 | 0 | -0.3 | 1.2 | -1.1 | 2.3 | 0 | 0 | 97.6 | 0 | -2.21 | 0 | -2.21 | 0 | 0.065 | 0 | 0.046 | 315 | 0 | 0 | 229 | 0 | 10.5 | 0 | -0.2 | 0.8 | -0.8 | 1.6 | 0 | 0 | 74.3 | 0 | -1.51 | 0 | -1.51 | 0 | 0.045 | 0 | 0.031 | PreCW-Top-ElecDHW-ElecDry | Appl-CW-Top-ElecDHW-ElecDry-Tier2AnyDMoMH15CZ14DEER2017 | 0
42958.3843 | Appl-CW-Top-ElecDHW-ElecDry-Tier2 | DMo | MH15 | CZ15 | rDXGF | -1 | Household | 1 | 1242 | 443 | 0 | 0 | 339 | 0 | 21.4 | 0 | -0.1 | 2.5 | -0.4 | 2.9 | 0 | 0 | 80.4 | 0 | -0.77 | 0 | -0.77 | 0 | 0.063 | 0 | 0.046 | 307 | 0 | 0 | 229 | 0 | 14.6 | 0 | -0.1 | 1.7 | -0.3 | 2 | 0 | 0 | 61.2 | 0 | -0.52 | 0 | -0.52 | 0 | 0.043 | 0 | 0.031 | PreCW-Top-ElecDHW-ElecDry | Appl-CW-Top-ElecDHW-ElecDry-Tier2AnyDMoMH15CZ15DEER2017 | 0
42958.3843 | Appl-CW-Top-ElecDHW-ElecDry-Tier2 | DMo | MH15 | CZ16 | rDXGF | -1 | Household | 1 | 1242 | 457 | 0 | 0 | 339 | 0 | 6.5 | 0 | -0.3 | -0.1 | -1.2 | 1.1 | 0 | 0 | 112 | 0 | -2.29 | 0 | -2.28 | 0 | 0.067 | 0 | 0.047 | 319 | 0 | 0 | 230 | 0 | 4.4 | 0 | -0.2 | -0.1 | -0.8 | 0.7 | 0 | 0 | 85.5 | 0 | -1.56 | 0 | -1.56 | 0 | 0.046 | 0 | 0.032 | PreCW-Top-ElecDHW-ElecDry | Appl-CW-Top-ElecDHW-ElecDry-Tier2AnyDMoMH15CZ16DEER2017 | 0
42958.3843 | Appl-CW-Top-ElecDHW-ElecDry-Tier2 | DMo | MH72 | CZ01 | rDXGF | -1 | Household | 1 | 1196 | 450 | 0 | 0 | 339 | 0 | 0 | 0 | -0.3 | -1.4 | -1.4 | 0 | 0 | 0 | 113 | 0 | -2.52 | 0 | -2.51 | 0 | 0.062 | 0 | 0.047 | 315 | 0 | 0 | 230 | 0 | 0 | 0 | -0.2 | -1 | -1 | 0 | 0 | 0 | 85.8 | 0 | -1.7 | 0 | -1.7 | 0 | 0.044 | 0 | 0.032 | PreCW-Top-ElecDHW-ElecDry | Appl-CW-Top-ElecDHW-ElecDry-Tier2AnyDMoMH72CZ01DEER2017 | 0
42958.3843 | Appl-CW-Top-ElecDHW-ElecDry-Tier2 | DMo | MH72 | CZ02 | rDXGF | -1 | Household | 1 | 1196 | 455 | 0 | 0 | 339 | 0 | 11.3 | 0 | -0.3 | 0 | -1.4 | 1.4 | 0 | 0 | 105 | 0 | -2.32 | 0 | -2.32 | 0 | 0.078 | 0 | 0.047 | 317 | 0 | 0 | 230 | 0 | 7.5 | 0 | -0.2 | 0 | -0.9 | 0.9 | 0 | 0 | 79.8 | 0 | -1.6 | 0 | -1.6 | 0 | 0.054 | 0 | 0.032 | PreCW-Top-ElecDHW-ElecDry | Appl-CW-Top-ElecDHW-ElecDry-Tier2AnyDMoMH72CZ02DEER2017 | 0
42958.3843 | Appl-CW-Top-ElecDHW-ElecDry-Tier2 | DMo | MH72 | CZ03 | rDXGF | -1 | Household | 1 | 1196 | 452 | 0 | 0 | 339 | 0 | 7.9 | 0 | -0.2 | -0.1 | -1.3 | 1.1 | 0 | 0 | 105 | 0 | -2.25 | 0 | -2.25 | 0 | 0.075 | 0 | 0.046 | 315 | 0 | 0 | 230 | 0 | 6 | 0 | -0.1 | 0 | -0.9 | 0.8 | 0 | 0 | 80 | 0 | -1.54 | 0 | -1.53 | 0 | 0.052 | 0 | 0.031 | PreCW-Top-ElecDHW-ElecDry | Appl-CW-Top-ElecDHW-ElecDry-Tier2AnyDMoMH72CZ03DEER2017 | 0
42958.3843 | Appl-CW-Top-ElecDHW-ElecDry-Tier2 | DMo | MH72 | CZ04 | rDXGF | -1 | Household | 1 | 1196 | 455 | 0 | 0 | 339 | 0 | 13.5 | 0 | -0.2 | 0.7 | -1.1 | 1.8 | 0 | 0 | 102 | 0 | -1.92 | 0 | -1.92 | 0 | 0.072 | 0 | 0.047 | 316 | 0 | 0 | 230 | 0 | 8.7 | 0 | -0.2 | 0.4 | -0.7 | 1.2 | 0 | 0 | 77.5 | 0 | -1.32 | 0 | -1.32 | 0 | 0.05 | 0 | 0.032 | PreCW-Top-ElecDHW-ElecDry | Appl-CW-Top-ElecDHW-ElecDry-Tier2AnyDMoMH72CZ04DEER2017 | 0
42958.3843 | Appl-CW-Top-ElecDHW-ElecDry-Tier2 | DMo | MH72 | CZ05 | rDXGF | -1 | Household | 1 | 1196 | 452 | 0 | 0 | 339 | 0 | 7.1 | 0 | -0.3 | -0.6 | -1.6 | 1 | 0 | 0 | 107 | 0 | -2.76 | 0 | -2.76 | 0 | 0.08 | 0 | 0.047 | 314 | 0 | 0 | 230 | 0 | 3.7 | 0 | -0.2 | -0.6 | -1.1 | 0.5 | 0 | 0 | 81.2 | 0 | -1.95 | 0 | -1.95 | 0 | 0.051 | 0 | 0.032 | PreCW-Top-ElecDHW-ElecDry | Appl-CW-Top-ElecDHW-ElecDry-Tier2AnyDMoMH72CZ05DEER2017 | 0
42958.3843 | Appl-CW-Top-ElecDHW-ElecDry-Tier2 | DMo | MH72 | CZ06 | rDXGF | -1 | Household | 1 | 1196 | 454 | 0 | 0 | 339 | 0 | 14.8 | 0 | -0.1 | 1.2 | -0.8 | 2 | 0 | 0 | 98.8 | 0 | -1.39 | 0 | -1.39 | 0 | 0.068 | 0 | 0.047 | 316 | 0 | 0 | 230 | 0 | 10 | 0 | -0.1 | 0.8 | -0.5 | 1.4 | 0 | 0 | 75.2 | 0 | -0.93 | 0 | -0.94 | 0 | 0.047 | 0 | 0.032 | PreCW-Top-ElecDHW-ElecDry | Appl-CW-Top-ElecDHW-ElecDry-Tier2AnyDMoMH72CZ06DEER2017 | 0
42958.3843 | Appl-CW-Top-ElecDHW-ElecDry-Tier2 | DMo | MH72 | CZ07 | rDXGF | -1 | Household | 1 | 1196 | 454 | 0 | 0 | 339 | 0 | 16.3 | 0 | -0.1 | 1.6 | -0.7 | 2.3 | 0 | 0 | 97.7 | 0 | -1.37 | 0 | -1.37 | 0 | 0.068 | 0 | 0.046 | 315 | 0 | 0 | 230 | 0 | 10.5 | 0 | -0.1 | 1 | -0.5 | 1.5 | 0 | 0 | 74.3 | 0 | -0.94 | 0 | -0.94 | 0 | 0.049 | 0 | 0.031 | PreCW-Top-ElecDHW-ElecDry | Appl-CW-Top-ElecDHW-ElecDry-Tier2AnyDMoMH72CZ07DEER2017 | 0
42958.3843 | Appl-CW-Top-ElecDHW-ElecDry-Tier2 | DMo | MH72 | CZ08 | rDXGF | -1 | Household | 1 | 1196 | 455 | 0 | 0 | 339 | 0 | 18.3 | 0 | -0.1 | 1.7 | -0.7 | 2.4 | 0 | 0 | 96.2 | 0 | -1.32 | 0 | -1.32 | 0 | 0.07 | 0 | 0.047 | 316 | 0 | 0 | 230 | 0 | 12.4 | 0 | -0.1 | 1.1 | -0.5 | 1.6 | 0 | 0 | 73.2 | 0 | -0.89 | 0 | -0.89 | 0 | 0.048 | 0 | 0.032 | PreCW-Top-ElecDHW-ElecDry | Appl-CW-Top-ElecDHW-ElecDry-Tier2AnyDMoMH72CZ08DEER2017 | 0
42958.3843 | Appl-CW-Top-ElecDHW-ElecDry-Tier2 | DMo | MH72 | CZ09 | rDXGF | -1 | Household | 1 | 1196 | 458 | 0 | 0 | 339 | 0 | 21 | 0 | -0.2 | 1.9 | -0.9 | 2.8 | 0 | 0 | 96 | 0 | -1.45 | 0 | -1.44 | 0 | 0.068 | 0 | 0.047 | 319 | 0 | 0 | 230 | 0 | 14.8 | 0 | -0.1 | 1.4 | -0.6 | 2 | 0 | 0 | 73.1 | 0 | -0.98 | 0 | -0.97 | 0 | 0.047 | 0 | 0.032 | PreCW-Top-ElecDHW-ElecDry | Appl-CW-Top-ElecDHW-ElecDry-Tier2AnyDMoMH72CZ09DEER2017 | 0
42958.3843 | Appl-CW-Top-ElecDHW-ElecDry-Tier2 | DMo | MH72 | CZ10 | rDXGF | -1 | Household | 1 | 1196 | 454 | 0 | 0 | 339 | 0 | 17.9 | 0 | -0.1 | 1.3 | -0.8 | 2.2 | 0 | 0 | 95.6 | 0 | -1.43 | 0 | -1.43 | 0 | 0.07 | 0 | 0.047 | 315 | 0 | 0 | 230 | 0 | 11.7 | 0 | -0.1 | 0.8 | -0.5 | 1.5 | 0 | 0 | 72.7 | 0 | -0.98 | 0 | -0.97 | 0 | 0.049 | 0 | 0.032 | PreCW-Top-ElecDHW-ElecDry | Appl-CW-Top-ElecDHW-ElecDry-Tier2AnyDMoMH72CZ10DEER2017 | 0
42958.3843 | Appl-CW-Top-ElecDHW-ElecDry-Tier2 | DMo | MH72 | CZ11 | rDXGF | -1 | Household | 1 | 1196 | 454 | 0 | 0 | 339 | 0 | 17 | 0 | -0.3 | 0.9 | -1.1 | 2 | 0 | 0 | 96.8 | 0 | -1.83 | 0 | -1.82 | 0 | 0.071 | 0 | 0.047 | 315 | 0 | 0 | 230 | 0 | 11.6 | 0 | -0.2 | 0.6 | -0.7 | 1.4 | 0 | 0 | 73.7 | 0 | -1.23 | 0 | -1.23 | 0 | 0.049 | 0 | 0.032 | PreCW-Top-ElecDHW-ElecDry | Appl-CW-Top-ElecDHW-ElecDry-Tier2AnyDMoMH72CZ11DEER2017 | 0
42958.3843 | Appl-CW-Top-ElecDHW-ElecDry-Tier2 | DMo | MH72 | CZ12 | rDXGF | -1 | Household | 1 | 1196 | 455 | 0 | 0 | 339 | 0 | 15.6 | 0 | -0.3 | 0.7 | -1.2 | 1.9 | 0 | 0 | 99.9 | 0 | -2.09 | 0 | -2.09 | 0 | 0.074 | 0 | 0.046 | 316 | 0 | 0 | 230 | 0 | 10.5 | 0 | -0.2 | 0.5 | -0.8 | 1.3 | 0 | 0 | 76.1 | 0 | -1.44 | 0 | -1.43 | 0 | 0.051 | 0 | 0.031 | PreCW-Top-ElecDHW-ElecDry | Appl-CW-Top-ElecDHW-ElecDry-Tier2AnyDMoMH72CZ12DEER2017 | 0
42958.3843 | Appl-CW-Top-ElecDHW-ElecDry-Tier2 | DMo | MH72 | CZ13 | rDXGF | -1 | Household | 1 | 1196 | 454 | 0 | 0 | 339 | 0 | 18.8 | 0 | -0.2 | 1.2 | -1.1 | 2.3 | 0 | 0 | 95.7 | 0 | -1.97 | 0 | -1.97 | 0 | 0.07 | 0 | 0.047 | 316 | 0 | 0 | 230 | 0 | 13 | 0 | -0.2 | 0.8 | -0.7 | 1.6 | 0 | 0 | 72.8 | 0 | -1.35 | 0 | -1.35 | 0 | 0.049 | 0 | 0.032 | PreCW-Top-ElecDHW-ElecDry | Appl-CW-Top-ElecDHW-ElecDry-Tier2AnyDMoMH72CZ13DEER2017 | 0
42958.3843 | Appl-CW-Top-ElecDHW-ElecDry-Tier2 | DMo | MH72 | CZ14 | rDXGF | -1 | Household | 1 | 1196 | 457 | 0 | 0 | 339 | 0 | 19.4 | 0 | -0.2 | 1.3 | -1 | 2.3 | 0 | 0 | 97.6 | 0 | -1.76 | 0 | -1.76 | 0 | 0.068 | 0 | 0.047 | 318 | 0 | 0 | 230 | 0 | 13.2 | 0 | -0.1 | 0.9 | -0.7 | 1.6 | 0 | 0 | 74.3 | 0 | -1.21 | 0 | -1.21 | 0 | 0.047 | 0 | 0.032 | PreCW-Top-ElecDHW-ElecDry | Appl-CW-Top-ElecDHW-ElecDry-Tier2AnyDMoMH72CZ14DEER2017 | 0
42958.3843 | Appl-CW-Top-ElecDHW-ElecDry-Tier2 | DMo | MH72 | CZ15 | rDXGF | -1 | Household | 1 | 1196 | 446 | 0 | 0 | 339 | 0 | 24.8 | 0 | -0.1 | 2.3 | -0.4 | 2.7 | 0 | 0 | 80.4 | 0 | -0.65 | 0 | -0.65 | 0 | 0.065 | 0 | 0.046 | 309 | 0 | 0 | 230 | 0 | 17.1 | 0 | 0 | 1.6 | -0.3 | 1.8 | 0 | 0 | 61.2 | 0 | -0.42 | 0 | -0.43 | 0 | 0.045 | 0 | 0.031 | PreCW-Top-ElecDHW-ElecDry | Appl-CW-Top-ElecDHW-ElecDry-Tier2AnyDMoMH72CZ15DEER2017 | 0
42958.3843 | Appl-CW-Top-ElecDHW-ElecDry-Tier2 | DMo | MH72 | CZ16 | rDXGF | -1 | Household | 1 | 1196 | 463 | 0 | 0 | 339 | 0 | 12.2 | 0 | -0.3 | 0.1 | -1.5 | 1.7 | 0 | 0 | 112 | 0 | -2.55 | 0 | -2.54 | 0 | 0.07 | 0 | 0.047 | 323 | 0 | 0 | 230 | 0 | 8.1 | 0 | -0.2 | 0.1 | -1 | 1.2 | 0 | 0 | 85.4 | 0 | -1.75 | 0 | -1.75 | 0 | 0.048 | 0 | 0.032 | PreCW-Top-ElecDHW-ElecDry | Appl-CW-Top-ElecDHW-ElecDry-Tier2AnyDMoMH72CZ16DEER2017 | 0
42958.3843 | Appl-CW-Top-ElecDHW-ElecDry-Tier2 | DMo | MH85 | CZ01 | rDXGF | -1 | Household | 1 | 1242 | 450 | 0 | 0 | 339 | 0 | 0 | 0 | -0.4 | -1.9 | -1.9 | 0 | 0 | 0 | 113 | 0 | -3.48 | 0 | -3.48 | 0 | 0.062 | 0 | 0.047 | 314 | 0 | 0 | 230 | 0 | 0 | 0 | -0.2 | -1.3 | -1.3 | 0 | 0 | 0 | 85.8 | 0 | -2.38 | 0 | -2.38 | 0 | 0.043 | 0 | 0.032 | PreCW-Top-ElecDHW-ElecDry | Appl-CW-Top-ElecDHW-ElecDry-Tier2AnyDMoMH85CZ01DEER2017 | 0
42958.3843 | Appl-CW-Top-ElecDHW-ElecDry-Tier2 | DMo | MH85 | CZ02 | rDXGF | -1 | Household | 1 | 1242 | 451 | 0 | 0 | 339 | 0 | 8.4 | 0 | -0.3 | -0.7 | -1.8 | 1 | 0 | 0 | 105 | 0 | -2.99 | 0 | -2.99 | 0 | 0.081 | 0 | 0.047 | 313 | 0 | 0 | 230 | 0 | 4.7 | 0 | -0.2 | -0.6 | -1.3 | 0.6 | 0 | 0 | 79.8 | 0 | -2.04 | 0 | -2.03 | 0 | 0.057 | 0 | 0.032 | PreCW-Top-ElecDHW-ElecDry | Appl-CW-Top-ElecDHW-ElecDry-Tier2AnyDMoMH85CZ02DEER2017 | 0
42958.3843 | Appl-CW-Top-ElecDHW-ElecDry-Tier2 | DMo | MH85 | CZ03 | rDXGF | -1 | Household | 1 | 1242 | 451 | 0 | 0 | 339 | 0 | 8.3 | 0 | -0.3 | -0.6 | -1.8 | 1.1 | 0 | 0 | 105 | 0 | -3 | 0 | -3.01 | 0 | 0.073 | 0 | 0.047 | 315 | 0 | 0 | 230 | 0 | 6.1 | 0 | -0.2 | -0.4 | -1.2 | 0.8 | 0 | 0 | 80 | 0 | -2.05 | 0 | -2.06 | 0 | 0.05 | 0 | 0.032 | PreCW-Top-ElecDHW-ElecDry | Appl-CW-Top-ElecDHW-ElecDry-Tier2AnyDMoMH85CZ03DEER2017 | 0
42958.3843 | Appl-CW-Top-ElecDHW-ElecDry-Tier2 | DMo | MH85 | CZ04 | rDXGF | -1 | Household | 1 | 1242 | 456 | 0 | 0 | 339 | 0 | 15.2 | 0 | -0.3 | 0.6 | -1.4 | 2 | 0 | 0 | 102 | 0 | -2.39 | 0 | -2.4 | 0 | 0.075 | 0 | 0.047 | 317 | 0 | 0 | 230 | 0 | 10.3 | 0 | -0.2 | 0.4 | -1 | 1.4 | 0 | 0 | 77.5 | 0 | -1.61 | 0 | -1.62 | 0 | 0.05 | 0 | 0.032 | PreCW-Top-ElecDHW-ElecDry | Appl-CW-Top-ElecDHW-ElecDry-Tier2AnyDMoMH85CZ04DEER2017 | 0
42958.3843 | Appl-CW-Top-ElecDHW-ElecDry-Tier2 | DMo | MH85 | CZ05 | rDXGF | -1 | Household | 1 | 1242 | 450 | 0 | 0 | 339 | 0 | 5.7 | 0 | -0.4 | -1.1 | -1.9 | 0.8 | 0 | 0 | 107 | 0 | -3.23 | 0 | -3.23 | 0 | 0.078 | 0 | 0.047 | 313 | 0 | 0 | 230 | 0 | 3.8 | 0 | -0.2 | -0.8 | -1.3 | 0.5 | 0 | 0 | 81.2 | 0 | -2.2 | 0 | -2.2 | 0 | 0.054 | 0 | 0.032 | PreCW-Top-ElecDHW-ElecDry | Appl-CW-Top-ElecDHW-ElecDry-Tier2AnyDMoMH85CZ05DEER2017 | 0
42958.3843 | Appl-CW-Top-ElecDHW-ElecDry-Tier2 | DMo | MH85 | CZ06 | rDXGF | -1 | Household | 1 | 1242 | 452 | 0 | 0 | 339 | 0 | 13.8 | 0 | -0.2 | 0.8 | -1 | 1.9 | 0 | 0 | 98.8 | 0 | -1.89 | 0 | -1.88 | 0 | 0.068 | 0 | 0.047 | 315 | 0 | 0 | 230 | 0 | 9.9 | 0 | -0.2 | 0.6 | -0.7 | 1.4 | 0 | 0 | 75.2 | 0 | -1.3 | 0 | -1.3 | 0 | 0.047 | 0 | 0.031 | PreCW-Top-ElecDHW-ElecDry | Appl-CW-Top-ElecDHW-ElecDry-Tier2AnyDMoMH85CZ06DEER2017 | 0
42958.3843 | Appl-CW-Top-ElecDHW-ElecDry-Tier2 | DMo | MH85 | CZ07 | rDXGF | -1 | Household | 1 | 1242 | 454 | 0 | 0 | 339 | 0 | 15.8 | 0 | -0.2 | 1.3 | -0.9 | 2.2 | 0 | 0 | 97.7 | 0 | -1.61 | 0 | -1.62 | 0 | 0.069 | 0 | 0.047 | 315 | 0 | 0 | 230 | 0 | 10.6 | 0 | -0.2 | 0.9 | -0.6 | 1.5 | 0 | 0 | 74.3 | 0 | -1.12 | 0 | -1.12 | 0 | 0.048 | 0 | 0.032 | PreCW-Top-ElecDHW-ElecDry | Appl-CW-Top-ElecDHW-ElecDry-Tier2AnyDMoMH85CZ07DEER2017 | 0
42958.3843 | Appl-CW-Top-ElecDHW-ElecDry-Tier2 | DMo | MH85 | CZ08 | rDXGF | -1 | Household | 1 | 1242 | 453 | 0 | 0 | 339 | 0 | 16.9 | 0 | -0.2 | 1.3 | -1 | 2.2 | 0 | 0 | 96.2 | 0 | -1.68 | 0 | -1.68 | 0 | 0.068 | 0 | 0.047 | 315 | 0 | 0 | 229 | 0 | 11.6 | 0 | -0.1 | 0.9 | -0.7 | 1.5 | 0 | 0 | 73.2 | 0 | -1.16 | 0 | -1.16 | 0 | 0.047 | 0 | 0.032 | PreCW-Top-ElecDHW-ElecDry | Appl-CW-Top-ElecDHW-ElecDry-Tier2AnyDMoMH85CZ08DEER2017 | 0
42958.3843 | Appl-CW-Top-ElecDHW-ElecDry-Tier2 | DMo | MH85 | CZ09 | rDXGF | -1 | Household | 1 | 1242 | 451 | 0 | 0 | 339 | 0 | 15.4 | 0 | -0.2 | 0.8 | -1.1 | 2 | 0 | 0 | 96 | 0 | -1.81 | 0 | -1.81 | 0 | 0.069 | 0 | 0.047 | 315 | 0 | 0 | 229 | 0 | 11.7 | 0 | -0.2 | 0.7 | -0.7 | 1.5 | 0 | 0 | 73.1 | 0 | -1.24 | 0 | -1.24 | 0 | 0.048 | 0 | 0.032 | PreCW-Top-ElecDHW-ElecDry | Appl-CW-Top-ElecDHW-ElecDry-Tier2AnyDMoMH85CZ09DEER2017 | 0
42958.3843 | Appl-CW-Top-ElecDHW-ElecDry-Tier2 | DMo | MH85 | CZ10 | rDXGF | -1 | Household | 1 | 1242 | 455 | 0 | 0 | 339 | 0 | 19.1 | 0 | -0.2 | 1.3 | -1 | 2.3 | 0 | 0 | 95.6 | 0 | -1.74 | 0 | -1.74 | 0 | 0.07 | 0 | 0.047 | 316 | 0 | 0 | 230 | 0 | 12.8 | 0 | -0.1 | 0.8 | -0.7 | 1.5 | 0 | 0 | 72.7 | 0 | -1.2 | 0 | -1.2 | 0 | 0.048 | 0 | 0.032 | PreCW-Top-ElecDHW-ElecDry | Appl-CW-Top-ElecDHW-ElecDry-Tier2AnyDMoMH85CZ10DEER2017 | 0
42958.3843 | Appl-CW-Top-ElecDHW-ElecDry-Tier2 | DMo | MH85 | CZ11 | rDXGF | -1 | Household | 1 | 1242 | 453 | 0 | 0 | 339 | 0 | 17.5 | 0 | -0.3 | 0.7 | -1.4 | 2.1 | 0 | 0 | 96.8 | 0 | -2.37 | 0 | -2.36 | 0 | 0.07 | 0 | 0.047 | 315 | 0 | 0 | 229 | 0 | 11.9 | 0 | -0.2 | 0.5 | -1 | 1.4 | 0 | 0 | 73.7 | 0 | -1.61 | 0 | -1.61 | 0 | 0.048 | 0 | 0.032 | PreCW-Top-ElecDHW-ElecDry | Appl-CW-Top-ElecDHW-ElecDry-Tier2AnyDMoMH85CZ11DEER2017 | 0
42958.3843 | Appl-CW-Top-ElecDHW-ElecDry-Tier2 | DMo | MH85 | CZ12 | rDXGF | -1 | Household | 1 | 1242 | 453 | 0 | 0 | 339 | 0 | 14.8 | 0 | -0.3 | 0.2 | -1.6 | 1.8 | 0 | 0 | 99.9 | 0 | -2.63 | 0 | -2.62 | 0 | 0.071 | 0 | 0.047 | 316 | 0 | 0 | 230 | 0 | 10.3 | 0 | -0.2 | 0.2 | -1.1 | 1.3 | 0 | 0 | 76.1 | 0 | -1.79 | 0 | -1.79 | 0 | 0.052 | 0 | 0.032 | PreCW-Top-ElecDHW-ElecDry | Appl-CW-Top-ElecDHW-ElecDry-Tier2AnyDMoMH85CZ12DEER2017 | 0
42958.3843 | Appl-CW-Top-ElecDHW-ElecDry-Tier2 | DMo | MH85 | CZ13 | rDXGF | -1 | Household | 1 | 1242 | 454 | 0 | 0 | 339 | 0 | 19 | 0 | -0.3 | 0.8 | -1.3 | 2.3 | 0 | 0 | 95.7 | 0 | -2.33 | 0 | -2.33 | 0 | 0.07 | 0 | 0.047 | 315 | 0 | 0 | 229 | 0 | 12.8 | 0 | -0.2 | 0.5 | -0.9 | 1.6 | 0 | 0 | 72.8 | 0 | -1.58 | 0 | -1.58 | 0 | 0.048 | 0 | 0.032 | PreCW-Top-ElecDHW-ElecDry | Appl-CW-Top-ElecDHW-ElecDry-Tier2AnyDMoMH85CZ13DEER2017 | 0
42958.3843 | Appl-CW-Top-ElecDHW-ElecDry-Tier2 | DMo | MH85 | CZ14 | rDXGF | -1 | Household | 1 | 1242 | 458 | 0 | 0 | 339 | 0 | 20.7 | 0 | -0.3 | 1.1 | -1.4 | 2.5 | 0 | 0 | 97.6 | 0 | -2.37 | 0 | -2.37 | 0 | 0.068 | 0 | 0.047 | 318 | 0 | 0 | 229 | 0 | 13.5 | 0 | -0.2 | 0.7 | -1 | 1.7 | 0 | 0 | 74.3 | 0 | -1.62 | 0 | -1.62 | 0 | 0.047 | 0 | 0.032 | PreCW-Top-ElecDHW-ElecDry | Appl-CW-Top-ElecDHW-ElecDry-Tier2AnyDMoMH85CZ14DEER2017 | 0
42958.3843 | Appl-CW-Top-ElecDHW-ElecDry-Tier2 | DMo | MH85 | CZ15 | rDXGF | -1 | Household | 1 | 1242 | 442 | 0 | 0 | 339 | 0 | 21.7 | 0 | -0.1 | 1.7 | -0.5 | 2.4 | 0 | 0 | 80.4 | 0 | -0.89 | 0 | -0.89 | 0 | 0.064 | 0 | 0.047 | 305 | 0 | 0 | 229 | 0 | 13.8 | 0 | -0.1 | 1.1 | -0.3 | 1.5 | 0 | 0 | 61.2 | 0 | -0.61 | 0 | -0.61 | 0 | 0.045 | 0 | 0.032 | PreCW-Top-ElecDHW-ElecDry | Appl-CW-Top-ElecDHW-ElecDry-Tier2AnyDMoMH85CZ15DEER2017 | 0
42958.3843 | Appl-CW-Top-ElecDHW-ElecDry-Tier2 | DMo | MH85 | CZ16 | rDXGF | -1 | Household | 1 | 1242 | 461 | 0 | 0 | 339 | 0 | 10.4 | 0 | -0.4 | -0.5 | -1.9 | 1.4 | 0 | 0 | 112 | 0 | -3.1 | 0 | -3.1 | 0 | 0.071 | 0 | 0.047 | 321 | 0 | 0 | 229 | 0 | 7 | 0 | -0.3 | -0.3 | -1.3 | 1 | 0 | 0 | 85.4 | 0 | -2.12 | 0 | -2.12 | 0 | 0.049 | 0 | 0.032 | PreCW-Top-ElecDHW-ElecDry | Appl-CW-Top-ElecDHW-ElecDry-Tier2AnyDMoMH85CZ16DEER2017 | 0
42958.3843 | Appl-CW-Top-ElecDHW-ElecDry-Tier2 | MFm | 1975 | CZ01 | rDXGF | -1 | Household | 1 | 1070.2 | 455 | 0 | 0 | 344 | 0 | 0.1 | 0 | -1 | -1.5 | -1.5 | 0 | 0 | 0 | 114 | 0 | -2.91 | 0 | -2.91 | 0 | 0.063 | 0 | 0.048 | 318 | 0 | 0 | 233 | 0 | 0.1 | 0 | -0.7 | -1 | -1 | 0 | 0 | 0 | 86.8 | 0 | -1.98 | 0 | -1.99 | 0 | 0.044 | 0 | 0.032 | PreCW-Top-ElecDHW-ElecDry | Appl-CW-Top-ElecDHW-ElecDry-Tier2AnyMFm1975CZ01DEER2017 | 0
42958.3843 | Appl-CW-Top-ElecDHW-ElecDry-Tier2 | MFm | 1975 | CZ02 | rDXGF | -1 | Household | 1 | 1070.2 | 453 | 0 | 0 | 344 | 0 | 4.6 | 0 | -0.5 | -0.4 | -1 | 0.5 | 0 | 0 | 106 | 0 | -1.92 | 0 | -1.92 | 0 | 0.071 | 0 | 0.047 | 316 | 0 | 0 | 233 | 0 | 3.1 | 0 | -0.3 | -0.3 | -0.6 | 0.3 | 0 | 0 | 80.5 | 0 | -1.31 | 0 | -1.31 | 0 | 0.05 | 0 | 0.032 | PreCW-Top-ElecDHW-ElecDry | Appl-CW-Top-ElecDHW-ElecDry-Tier2AnyMFm1975CZ02DEER2017 | 0
42958.3843 | Appl-CW-Top-ElecDHW-ElecDry-Tier2 | MFm | 1975 | CZ03 | rDXGF | -1 | Household | 1 | 1070.2 | 451 | 0 | 0 | 344 | 0 | 2.2 | 0 | -0.5 | -0.6 | -0.9 | 0.3 | 0 | 0 | 106 | 0 | -1.84 | 0 | -1.84 | 0 | 0.065 | 0 | 0.048 | 315 | 0 | 0 | 233 | 0 | 1.6 | 0 | -0.3 | -0.4 | -0.6 | 0.2 | 0 | 0 | 80.8 | 0 | -1.24 | 0 | -1.24 | 0 | 0.045 | 0 | 0.032 | PreCW-Top-ElecDHW-ElecDry | Appl-CW-Top-ElecDHW-ElecDry-Tier2AnyMFm1975CZ03DEER2017 | 0
42958.3843 | Appl-CW-Top-ElecDHW-ElecDry-Tier2 | MFm | 1975 | CZ04 | rDXGF | -1 | Household | 1 | 1070.2 | 451 | 0 | 0 | 344 | 0 | 5.2 | 0 | -0.5 | -0.2 | -0.8 | 0.6 | 0 | 0 | 103 | 0 | -1.65 | 0 | -1.66 | 0 | 0.07 | 0 | 0.048 | 314 | 0 | 0 | 233 | 0 | 3.6 | 0 | -0.4 | -0.1 | -0.5 | 0.4 | 0 | 0 | 78.2 | 0 | -1.12 | 0 | -1.13 | 0 | 0.049 | 0 | 0.033 | PreCW-Top-ElecDHW-ElecDry | Appl-CW-Top-ElecDHW-ElecDry-Tier2AnyMFm1975CZ04DEER2017 | 0
42958.3843 | Appl-CW-Top-ElecDHW-ElecDry-Tier2 | MFm | 1975 | CZ05 | rDXGF | -1 | Household | 1 | 1070.2 | 450 | 0 | 0 | 344 | 0 | 0.7 | 0 | -0.6 | -1.1 | -1.2 | 0.1 | 0 | 0 | 108 | 0 | -2.55 | 0 | -2.55 | 0 | 0.063 | 0 | 0.048 | 314 | 0 | 0 | 233 | 0 | 0.4 | 0 | -0.4 | -0.8 | -0.8 | 0.1 | 0 | 0 | 82.1 | 0 | -1.74 | 0 | -1.73 | 0 | 0.044 | 0 | 0.032 | PreCW-Top-ElecDHW-ElecDry | Appl-CW-Top-ElecDHW-ElecDry-Tier2AnyMFm1975CZ05DEER2017 | 0
42958.3843 | Appl-CW-Top-ElecDHW-ElecDry-Tier2 | MFm | 1975 | CZ06 | rDXGF | -1 | Household | 1 | 1047.7 | 452 | 0 | 0 | 344 | 0 | 8 | 0 | -0.3 | 0.4 | -0.7 | 1.1 | 0 | 0 | 99.7 | 0 | -1.43 | 0 | -1.44 | 0 | 0.069 | 0 | 0.047 | 314 | 0 | 0 | 233 | 0 | 5.2 | 0 | -0.2 | 0.2 | -0.5 | 0.7 | 0 | 0 | 75.9 | 0 | -0.98 | 0 | -0.98 | 0 | 0.047 | 0 | 0.032 | PreCW-Top-ElecDHW-ElecDry | Appl-CW-Top-ElecDHW-ElecDry-Tier2AnyMFm1975CZ06DEER2017 | 0
42958.3843 | Appl-CW-Top-ElecDHW-ElecDry-Tier2 | MFm | 1975 | CZ07 | rDXGF | -1 | Household | 1 | 1047.7 | 448 | 0 | 0 | 344 | 0 | 5.2 | 0 | -0.4 | 0.1 | -0.7 | 0.7 | 0 | 0 | 98.6 | 0 | -1.32 | 0 | -1.32 | 0 | 0.065 | 0 | 0.048 | 311 | 0 | 0 | 233 | 0 | 3.3 | 0 | -0.3 | 0 | -0.5 | 0.4 | 0 | 0 | 75.1 | 0 | -0.97 | 0 | -0.96 | 0 | 0.045 | 0 | 0.032 | PreCW-Top-ElecDHW-ElecDry | Appl-CW-Top-ElecDHW-ElecDry-Tier2AnyMFm1975CZ07DEER2017 | 0
42958.3843 | Appl-CW-Top-ElecDHW-ElecDry-Tier2 | MFm | 1975 | CZ08 | rDXGF | -1 | Household | 1 | 1047.7 | 450 | 0 | 0 | 344 | 0 | 8.9 | 0 | -0.3 | 0.6 | -0.5 | 1.2 | 0 | 0 | 97 | 0 | -1.11 | 0 | -1.1 | 0 | 0.069 | 0 | 0.048 | 313 | 0 | 0 | 233 | 0 | 6.1 | 0 | -0.2 | 0.4 | -0.4 | 0.8 | 0 | 0 | 73.8 | 0 | -0.75 | 0 | -0.75 | 0 | 0.048 | 0 | 0.032 | PreCW-Top-ElecDHW-ElecDry | Appl-CW-Top-ElecDHW-ElecDry-Tier2AnyMFm1975CZ08DEER2017 | 0
42958.3843 | Appl-CW-Top-ElecDHW-ElecDry-Tier2 | MFm | 1975 | CZ09 | rDXGF | -1 | Household | 1 | 1216.8 | 453 | 0 | 0 | 344 | 0 | 11.5 | 0 | -0.3 | 0.7 | -0.6 | 1.5 | 0 | 0 | 97 | 0 | -1.36 | 0 | -1.36 | 0 | 0.067 | 0 | 0.047 | 315 | 0 | 0 | 233 | 0 | 7.9 | 0 | -0.2 | 0.5 | -0.4 | 1 | 0 | 0 | 73.9 | 0 | -0.93 | 0 | -0.93 | 0 | 0.047 | 0 | 0.032 | PreCW-Top-ElecDHW-ElecDry | Appl-CW-Top-ElecDHW-ElecDry-Tier2AnyMFm1975CZ09DEER2017 | 0
42958.3843 | Appl-CW-Top-ElecDHW-ElecDry-Tier2 | MFm | 1975 | CZ10 | rDXGF | -1 | Household | 1 | 1216.8 | 449 | 0 | 0 | 344 | 0 | 9.1 | 0 | -0.3 | 0.3 | -0.7 | 1.1 | 0 | 0 | 96.5 | 0 | -1.55 | 0 | -1.55 | 0 | 0.071 | 0 | 0.047 | 313 | 0 | 0 | 233 | 0 | 6.2 | 0 | -0.2 | 0.2 | -0.5 | 0.7 | 0 | 0 | 73.5 | 0 | -1.06 | 0 | -1.05 | 0 | 0.049 | 0 | 0.032 | PreCW-Top-ElecDHW-ElecDry | Appl-CW-Top-ElecDHW-ElecDry-Tier2AnyMFm1975CZ10DEER2017 | 0
42958.3843 | Appl-CW-Top-ElecDHW-ElecDry-Tier2 | MFm | 1975 | CZ11 | rDXGF | -1 | Household | 1 | 1098.9 | 450 | 0 | 0 | 344 | 0 | 9.2 | 0 | -0.4 | 0.1 | -1 | 1 | 0 | 0 | 97.9 | 0 | -1.82 | 0 | -1.83 | 0 | 0.068 | 0 | 0.048 | 313 | 0 | 0 | 233 | 0 | 6.2 | 0 | -0.3 | 0 | -0.7 | 0.7 | 0 | 0 | 74.5 | 0 | -1.24 | 0 | -1.25 | 0 | 0.047 | 0 | 0.032 | PreCW-Top-ElecDHW-ElecDry | Appl-CW-Top-ElecDHW-ElecDry-Tier2AnyMFm1975CZ11DEER2017 | 0
42958.3843 | Appl-CW-Top-ElecDHW-ElecDry-Tier2 | MFm | 1975 | CZ12 | rDXGF | -1 | Household | 1 | 1098.9 | 451 | 0 | 0 | 344 | 0 | 7.2 | 0 | -0.4 | -0.1 | -1 | 0.9 | 0 | 0 | 101 | 0 | -1.91 | 0 | -1.91 | 0 | 0.069 | 0 | 0.048 | 314 | 0 | 0 | 233 | 0 | 4.9 | 0 | -0.3 | -0.1 | -0.7 | 0.6 | 0 | 0 | 76.8 | 0 | -1.3 | 0 | -1.3 | 0 | 0.048 | 0 | 0.032 | PreCW-Top-ElecDHW-ElecDry | Appl-CW-Top-ElecDHW-ElecDry-Tier2AnyMFm1975CZ12DEER2017 | 0
42958.3843 | Appl-CW-Top-ElecDHW-ElecDry-Tier2 | MFm | 1975 | CZ13 | rDXGF | -1 | Household | 1 | 1098.9 | 452 | 0 | 0 | 344 | 0 | 11.3 | 0 | -0.4 | 0.4 | -0.8 | 1.3 | 0 | 0 | 96.7 | 0 | -1.69 | 0 | -1.69 | 0 | 0.07 | 0 | 0.047 | 314 | 0 | 0 | 233 | 0 | 7.8 | 0 | -0.3 | 0.3 | -0.5 | 0.9 | 0 | 0 | 73.6 | 0 | -1.15 | 0 | -1.15 | 0 | 0.048 | 0 | 0.032 | PreCW-Top-ElecDHW-ElecDry | Appl-CW-Top-ElecDHW-ElecDry-Tier2AnyMFm1975CZ13DEER2017 | 0
42958.3843 | Appl-CW-Top-ElecDHW-ElecDry-Tier2 | MFm | 1975 | CZ14 | rDXGF | -1 | Household | 1 | 1409.4 | 454 | 0 | 0 | 343 | 0 | 11.7 | 0 | -0.3 | 0.5 | -0.9 | 1.4 | 0 | 0 | 98.7 | 0 | -1.82 | 0 | -1.82 | 0 | 0.063 | 0 | 0.047 | 315 | 0 | 0 | 233 | 0 | 7.6 | 0 | -0.2 | 0.3 | -0.6 | 0.9 | 0 | 0 | 75.1 | 0 | -1.26 | 0 | -1.26 | 0 | 0.043 | 0 | 0.032 | PreCW-Top-ElecDHW-ElecDry | Appl-CW-Top-ElecDHW-ElecDry-Tier2AnyMFm1975CZ14DEER2017 | 0
42958.3843 | Appl-CW-Top-ElecDHW-ElecDry-Tier2 | MFm | 1975 | CZ15 | rDXGF | -1 | Household | 1 | 1409.4 | 444 | 0 | 0 | 343 | 0 | 18.3 | 0 | -0.1 | 1.5 | -0.4 | 1.9 | 0 | 0 | 81.3 | 0 | -0.77 | 0 | -0.77 | 0 | 0.064 | 0 | 0.048 | 308 | 0 | 0 | 233 | 0 | 12.5 | 0 | -0.1 | 1.1 | -0.3 | 1.3 | 0 | 0 | 61.9 | 0 | -0.53 | 0 | -0.53 | 0 | 0.044 | 0 | 0.032 | PreCW-Top-ElecDHW-ElecDry | Appl-CW-Top-ElecDHW-ElecDry-Tier2AnyMFm1975CZ15DEER2017 | 0
42958.3843 | Appl-CW-Top-ElecDHW-ElecDry-Tier2 | MFm | 1975 | CZ16 | rDXGF | -1 | Household | 1 | 1070.2 | 463 | 0 | 0 | 344 | 0 | 6.8 | 0 | -0.5 | -0.1 | -1 | 0.9 | 0 | 0 | 113 | 0 | -1.99 | 0 | -1.99 | 0 | 0.068 | 0 | 0.048 | 323 | 0 | 0 | 233 | 0 | 4.6 | 0 | -0.3 | 0 | -0.7 | 0.6 | 0 | 0 | 86.3 | 0 | -1.36 | 0 | -1.36 | 0 | 0.047 | 0 | 0.032 | PreCW-Top-ElecDHW-ElecDry | Appl-CW-Top-ElecDHW-ElecDry-Tier2AnyMFm1975CZ16DEER2017 | 0
42958.3843 | Appl-CW-Top-ElecDHW-ElecDry-Tier2 | MFm | 1985 | CZ01 | rDXGF | -1 | Household | 1 | 1152 | 455 | 0 | 0 | 344 | 0 | 0.1 | 0 | -0.9 | -1.6 | -1.7 | 0 | 0 | 0 | 114 | 0 | -3.29 | 0 | -3.29 | 0 | 0.063 | 0 | 0.048 | 318 | 0 | 0 | 233 | 0 | 0 | 0 | -0.6 | -1.1 | -1.1 | 0 | 0 | 0 | 86.8 | 0 | -2.24 | 0 | -2.24 | 0 | 0.044 | 0 | 0.032 | PreCW-Top-ElecDHW-ElecDry | Appl-CW-Top-ElecDHW-ElecDry-Tier2AnyMFm1985CZ01DEER2017 | 0
42958.3843 | Appl-CW-Top-ElecDHW-ElecDry-Tier2 | MFm | 1985 | CZ02 | rDXGF | -1 | Household | 1 | 1152 | 452 | 0 | 0 | 344 | 0 | 3.6 | 0 | -0.5 | -0.9 | -1.3 | 0.4 | 0 | 0 | 106 | 0 | -2.41 | 0 | -2.41 | 0 | 0.065 | 0 | 0.048 | 314 | 0 | 0 | 233 | 0 | 2 | 0 | -0.4 | -0.7 | -1 | 0.2 | 0 | 0 | 80.6 | 0 | -1.79 | 0 | -1.8 | 0 | 0.043 | 0 | 0.032 | PreCW-Top-ElecDHW-ElecDry | Appl-CW-Top-ElecDHW-ElecDry-Tier2AnyMFm1985CZ02DEER2017 | 0
42958.3843 | Appl-CW-Top-ElecDHW-ElecDry-Tier2 | MFm | 1985 | CZ03 | rDXGF | -1 | Household | 1 | 1152 | 448 | 0 | 0 | 344 | 0 | 0.7 | 0 | -0.9 | -1.8 | -1.9 | 0.1 | 0 | 0 | 106 | 0 | -3.31 | 0 | -3.31 | 0 | 0.062 | 0 | 0.048 | 312 | 0 | 0 | 233 | 0 | 0.3 | 0 | -0.7 | -1.6 | -1.5 | 0.1 | 0 | 0 | 81 | 0 | -2.66 | 0 | -2.66 | 0 | 0.042 | 0 | 0.033 | PreCW-Top-ElecDHW-ElecDry | Appl-CW-Top-ElecDHW-ElecDry-Tier2AnyMFm1985CZ03DEER2017 | 0
42958.3843 | Appl-CW-Top-ElecDHW-ElecDry-Tier2 | MFm | 1985 | CZ04 | rDXGF | -1 | Household | 1 | 1152 | 450 | 0 | 0 | 344 | 0 | 3.7 | 0 | -0.4 | -0.3 | -0.8 | 0.4 | 0 | 0 | 103 | 0 | -1.56 | 0 | -1.56 | 0 | 0.068 | 0 | 0.048 | 313 | 0 | 0 | 233 | 0 | 2.5 | 0 | -0.3 | -0.2 | -0.5 | 0.3 | 0 | 0 | 78.2 | 0 | -1.06 | 0 | -1.06 | 0 | 0.047 | 0 | 0.032 | PreCW-Top-ElecDHW-ElecDry | Appl-CW-Top-ElecDHW-ElecDry-Tier2AnyMFm1985CZ04DEER2017 | 0
42958.3843 | Appl-CW-Top-ElecDHW-ElecDry-Tier2 | MFm | 1985 | CZ05 | rDXGF | -1 | Household | 1 | 1152 | 452 | 0 | 0 | 344 | 0 | 1.5 | 0 | -0.4 | -0.9 | -1.1 | 0.2 | 0 | 0 | 108 | 0 | -2.26 | 0 | -2.26 | 0 | 0.067 | 0 | 0.047 | 315 | 0 | 0 | 233 | 0 | 1 | 0 | -0.3 | -0.6 | -0.7 | 0.2 | 0 | 0 | 82.1 | 0 | -1.48 | 0 | -1.48 | 0 | 0.046 | 0 | 0.032 | PreCW-Top-ElecDHW-ElecDry | Appl-CW-Top-ElecDHW-ElecDry-Tier2AnyMFm1985CZ05DEER2017 | 0
42958.3843 | Appl-CW-Top-ElecDHW-ElecDry-Tier2 | MFm | 1985 | CZ06 | rDXGF | -1 | Household | 1 | 1295.2 | 451 | 0 | 0 | 344 | 0 | 6.8 | 0 | -0.2 | 0.5 | -0.4 | 0.9 | 0 | 0 | 99.6 | 0 | -0.97 | 0 | -0.97 | 0 | 0.073 | 0 | 0.048 | 314 | 0 | 0 | 233 | 0 | 4.6 | 0 | -0.1 | 0.3 | -0.3 | 0.6 | 0 | 0 | 75.9 | 0 | -0.74 | 0 | -0.74 | 0 | 0.049 | 0 | 0.032 | PreCW-Top-ElecDHW-ElecDry | Appl-CW-Top-ElecDHW-ElecDry-Tier2AnyMFm1985CZ06DEER2017 | 0
42958.3843 | Appl-CW-Top-ElecDHW-ElecDry-Tier2 | MFm | 1985 | CZ07 | rDXGF | -1 | Household | 1 | 1295.2 | 448 | 0 | 0 | 344 | 0 | 5.4 | 0 | -0.3 | 0.2 | -0.6 | 0.8 | 0 | 0 | 98.6 | 0 | -1.16 | 0 | -1.15 | 0 | 0.066 | 0 | 0.047 | 312 | 0 | 0 | 233 | 0 | 3.7 | 0 | -0.2 | 0.2 | -0.4 | 0.5 | 0 | 0 | 75.1 | 0 | -0.78 | 0 | -0.78 | 0 | 0.046 | 0 | 0.032 | PreCW-Top-ElecDHW-ElecDry | Appl-CW-Top-ElecDHW-ElecDry-Tier2AnyMFm1985CZ07DEER2017 | 0
42958.3843 | Appl-CW-Top-ElecDHW-ElecDry-Tier2 | MFm | 1985 | CZ08 | rDXGF | -1 | Household | 1 | 1295.2 | 451 | 0 | 0 | 344 | 0 | 10 | 0 | -0.3 | 0.8 | -0.6 | 1.4 | 0 | 0 | 97.1 | 0 | -1.15 | 0 | -1.15 | 0 | 0.069 | 0 | 0.047 | 314 | 0 | 0 | 233 | 0 | 6.9 | 0 | -0.2 | 0.6 | -0.4 | 1 | 0 | 0 | 74 | 0 | -0.75 | 0 | -0.75 | 0 | 0.048 | 0 | 0.032 | PreCW-Top-ElecDHW-ElecDry | Appl-CW-Top-ElecDHW-ElecDry-Tier2AnyMFm1985CZ08DEER2017 | 0
42958.3843 | Appl-CW-Top-ElecDHW-ElecDry-Tier2 | MFm | 1985 | CZ09 | rDXGF | -1 | Household | 1 | 1438.9 | 453 | 0 | 0 | 344 | 0 | 11.7 | 0 | -0.3 | 0.8 | -0.8 | 1.5 | 0 | 0 | 97.1 | 0 | -1.47 | 0 | -1.47 | 0 | 0.067 | 0 | 0.047 | 315 | 0 | 0 | 233 | 0 | 7.7 | 0 | -0.2 | 0.5 | -0.5 | 1 | 0 | 0 | 74 | 0 | -1 | 0 | -1.01 | 0 | 0.047 | 0 | 0.032 | PreCW-Top-ElecDHW-ElecDry | Appl-CW-Top-ElecDHW-ElecDry-Tier2AnyMFm1985CZ09DEER2017 | 0
42958.3843 | Appl-CW-Top-ElecDHW-ElecDry-Tier2 | MFm | 1985 | CZ10 | rDXGF | -1 | Household | 1 | 1438.9 | 456 | 0 | 0 | 344 | 0 | 14.7 | 0 | -0.1 | 1.5 | -0.3 | 1.8 | 0 | 0 | 96.6 | 0 | -0.73 | 0 | -0.74 | 0 | 0.08 | 0 | 0.047 | 316 | 0 | 0 | 233 | 0 | 8.8 | 0 | -0.1 | 0.7 | -0.3 | 1 | 0 | 0 | 73.5 | 0 | -0.75 | 0 | -0.76 | 0 | 0.052 | 0 | 0.032 | PreCW-Top-ElecDHW-ElecDry | Appl-CW-Top-ElecDHW-ElecDry-Tier2AnyMFm1985CZ10DEER2017 | 0
42958.3843 | Appl-CW-Top-ElecDHW-ElecDry-Tier2 | MFm | 1985 | CZ11 | rDXGF | -1 | Household | 1 | 1150 | 451 | 0 | 0 | 344 | 0 | 9.4 | 0 | -0.4 | 0.1 | -0.9 | 1 | 0 | 0 | 97.9 | 0 | -1.82 | 0 | -1.82 | 0 | 0.069 | 0 | 0.048 | 314 | 0 | 0 | 233 | 0 | 6.4 | 0 | -0.3 | 0 | -0.6 | 0.7 | 0 | 0 | 74.5 | 0 | -1.24 | 0 | -1.24 | 0 | 0.048 | 0 | 0.033 | PreCW-Top-ElecDHW-ElecDry | Appl-CW-Top-ElecDHW-ElecDry-Tier2AnyMFm1985CZ11DEER2017 | 0
42958.3843 | Appl-CW-Top-ElecDHW-ElecDry-Tier2 | MFm | 1985 | CZ12 | rDXGF | -1 | Household | 1 | 1150 | 451 | 0 | 0 | 344 | 0 | 6.5 | 0 | -0.4 | -0.2 | -0.9 | 0.7 | 0 | 0 | 101 | 0 | -1.83 | 0 | -1.83 | 0 | 0.07 | 0 | 0.048 | 314 | 0 | 0 | 233 | 0 | 4.3 | 0 | -0.3 | -0.1 | -0.6 | 0.5 | 0 | 0 | 76.8 | 0 | -1.26 | 0 | -1.26 | 0 | 0.049 | 0 | 0.033 | PreCW-Top-ElecDHW-ElecDry | Appl-CW-Top-ElecDHW-ElecDry-Tier2AnyMFm1985CZ12DEER2017 | 0
42958.3843 | Appl-CW-Top-ElecDHW-ElecDry-Tier2 | MFm | 1985 | CZ13 | rDXGF | -1 | Household | 1 | 1150 | 452 | 0 | 0 | 344 | 0 | 11.3 | 0 | -0.4 | 0.3 | -1 | 1.2 | 0 | 0 | 96.7 | 0 | -1.88 | 0 | -1.88 | 0 | 0.07 | 0 | 0.047 | 314 | 0 | 0 | 233 | 0 | 7.7 | 0 | -0.3 | 0.2 | -0.6 | 0.8 | 0 | 0 | 73.6 | 0 | -1.28 | 0 | -1.28 | 0 | 0.048 | 0 | 0.032 | PreCW-Top-ElecDHW-ElecDry | Appl-CW-Top-ElecDHW-ElecDry-Tier2AnyMFm1985CZ13DEER2017 | 0
42958.3843 | Appl-CW-Top-ElecDHW-ElecDry-Tier2 | MFm | 1985 | CZ14 | rDXGF | -1 | Household | 1 | 1407.2 | 455 | 0 | 0 | 343 | 0 | 12 | 0 | -0.2 | 0.5 | -0.8 | 1.3 | 0 | 0 | 98.7 | 0 | -1.59 | 0 | -1.6 | 0 | 0.066 | 0 | 0.047 | 316 | 0 | 0 | 233 | 0 | 8.2 | 0 | -0.2 | 0.4 | -0.5 | 0.9 | 0 | 0 | 75.1 | 0 | -1.08 | 0 | -1.09 | 0 | 0.046 | 0 | 0.032 | PreCW-Top-ElecDHW-ElecDry | Appl-CW-Top-ElecDHW-ElecDry-Tier2AnyMFm1985CZ14DEER2017 | 0
42958.3843 | Appl-CW-Top-ElecDHW-ElecDry-Tier2 | MFm | 1985 | CZ15 | rDXGF | -1 | Household | 1 | 1407.2 | 444 | 0 | 0 | 344 | 0 | 17.8 | 0 | -0.1 | 1.5 | -0.4 | 1.9 | 0 | 0 | 81.3 | 0 | -0.78 | 0 | -0.78 | 0 | 0.064 | 0 | 0.048 | 308 | 0 | 0 | 233 | 0 | 12.2 | 0 | 0 | 1 | -0.3 | 1.3 | 0 | 0 | 61.9 | 0 | -0.53 | 0 | -0.53 | 0 | 0.044 | 0 | 0.033 | PreCW-Top-ElecDHW-ElecDry | Appl-CW-Top-ElecDHW-ElecDry-Tier2AnyMFm1985CZ15DEER2017 | 0
42958.3843 | Appl-CW-Top-ElecDHW-ElecDry-Tier2 | MFm | 1985 | CZ16 | rDXGF | -1 | Household | 1 | 1152 | 465 | 0 | 0 | 344 | 0 | 8.4 | 0 | -0.4 | 0.1 | -1.1 | 1.2 | 0 | 0 | 114 | 0 | -2.07 | 0 | -2.07 | 0 | 0.068 | 0 | 0.048 | 325 | 0 | 0 | 233 | 0 | 5.7 | 0 | -0.3 | 0 | -0.8 | 0.8 | 0 | 0 | 86.5 | 0 | -1.41 | 0 | -1.41 | 0 | 0.047 | 0 | 0.032 | PreCW-Top-ElecDHW-ElecDry | Appl-CW-Top-ElecDHW-ElecDry-Tier2AnyMFm1985CZ16DEER2017 | 0
42958.3843 | Appl-CW-Top-ElecDHW-ElecDry-Tier2 | MFm | 1996 | CZ01 | rDXGF | -1 | Household | 1 | 981.6 | 454 | 0 | 0 | 344 | 0 | 0.2 | 0 | -1.4 | -1.9 | -2 | 0 | 0 | 0 | 114 | 0 | -3.07 | 0 | -3.07 | 0 | 0.063 | 0 | 0.048 | 318 | 0 | 0 | 233 | 0 | 0.1 | 0 | -0.9 | -1.2 | -1.3 | 0 | 0 | 0 | 86.6 | 0 | -2.02 | 0 | -2.01 | 0 | 0.044 | 0 | 0.032 | PreCW-Top-ElecDHW-ElecDry | Appl-CW-Top-ElecDHW-ElecDry-Tier2AnyMFm1996CZ01DEER2017 | 0
42958.3843 | Appl-CW-Top-ElecDHW-ElecDry-Tier2 | MFm | 1996 | CZ02 | rDXGF | -1 | Household | 1 | 981.6 | 454 | 0 | 0 | 344 | 0 | 5.1 | 0 | -0.4 | 0 | -0.7 | 0.7 | 0 | 0 | 106 | 0 | -1.4 | 0 | -1.41 | 0 | 0.072 | 0 | 0.048 | 317 | 0 | 0 | 233 | 0 | 3.4 | 0 | -0.3 | 0 | -0.5 | 0.4 | 0 | 0 | 80.4 | 0 | -0.99 | 0 | -1 | 0 | 0.049 | 0 | 0.032 | PreCW-Top-ElecDHW-ElecDry | Appl-CW-Top-ElecDHW-ElecDry-Tier2AnyMFm1996CZ02DEER2017 | 0
42958.3843 | Appl-CW-Top-ElecDHW-ElecDry-Tier2 | MFm | 1996 | CZ03 | rDXGF | -1 | Household | 1 | 981.6 | 452 | 0 | 0 | 344 | 0 | 2.5 | 0 | -0.5 | -0.4 | -0.8 | 0.3 | 0 | 0 | 106 | 0 | -1.61 | 0 | -1.61 | 0 | 0.066 | 0 | 0.048 | 315 | 0 | 0 | 233 | 0 | 1.7 | 0 | -0.3 | -0.2 | -0.5 | 0.2 | 0 | 0 | 80.7 | 0 | -1.05 | 0 | -1.05 | 0 | 0.046 | 0 | 0.033 | PreCW-Top-ElecDHW-ElecDry | Appl-CW-Top-ElecDHW-ElecDry-Tier2AnyMFm1996CZ03DEER2017 | 0
42958.3843 | Appl-CW-Top-ElecDHW-ElecDry-Tier2 | MFm | 1996 | CZ04 | rDXGF | -1 | Household | 1 | 981.6 | 450 | 0 | 0 | 344 | 0 | 3.9 | 0 | -0.5 | -0.1 | -0.7 | 0.5 | 0 | 0 | 103 | 0 | -1.32 | 0 | -1.32 | 0 | 0.066 | 0 | 0.048 | 314 | 0 | 0 | 233 | 0 | 2.7 | 0 | -0.3 | -0.1 | -0.5 | 0.3 | 0 | 0 | 78.1 | 0 | -0.88 | 0 | -0.88 | 0 | 0.046 | 0 | 0.032 | PreCW-Top-ElecDHW-ElecDry | Appl-CW-Top-ElecDHW-ElecDry-Tier2AnyMFm1996CZ04DEER2017 | 0
42958.3843 | Appl-CW-Top-ElecDHW-ElecDry-Tier2 | MFm | 1996 | CZ05 | rDXGF | -1 | Household | 1 | 981.6 | 452 | 0 | 0 | 344 | 0 | 1.4 | 0 | -0.7 | -0.7 | -1 | 0.2 | 0 | 0 | 108 | 0 | -1.96 | 0 | -1.97 | 0 | 0.063 | 0 | 0.048 | 315 | 0 | 0 | 233 | 0 | 0.9 | 0 | -0.5 | -0.5 | -0.7 | 0.2 | 0 | 0 | 81.8 | 0 | -1.33 | 0 | -1.34 | 0 | 0.044 | 0 | 0.032 | PreCW-Top-ElecDHW-ElecDry | Appl-CW-Top-ElecDHW-ElecDry-Tier2AnyMFm1996CZ05DEER2017 | 0
42958.3843 | Appl-CW-Top-ElecDHW-ElecDry-Tier2 | MFm | 1996 | CZ06 | rDXGF | -1 | Household | 1 | 1169.1 | 452 | 0 | 0 | 344 | 0 | 8.1 | 0 | -0.4 | 0.5 | -0.7 | 1.1 | 0 | 0 | 99.6 | 0 | -1.43 | 0 | -1.44 | 0 | 0.07 | 0 | 0.047 | 315 | 0 | 0 | 233 | 0 | 5.5 | 0 | -0.2 | 0.4 | -0.5 | 0.7 | 0 | 0 | 75.8 | 0 | -0.95 | 0 | -0.96 | 0 | 0.049 | 0 | 0.032 | PreCW-Top-ElecDHW-ElecDry | Appl-CW-Top-ElecDHW-ElecDry-Tier2AnyMFm1996CZ06DEER2017 | 0
42958.3843 | Appl-CW-Top-ElecDHW-ElecDry-Tier2 | MFm | 1996 | CZ07 | rDXGF | -1 | Household | 1 | 1169.1 | 451 | 0 | 0 | 344 | 0 | 7.9 | 0 | -0.2 | 0.8 | -0.3 | 1.1 | 0 | 0 | 98.3 | 0 | -0.65 | 0 | -0.65 | 0 | 0.068 | 0 | 0.048 | 314 | 0 | 0 | 233 | 0 | 5.2 | 0 | -0.1 | 0.5 | -0.2 | 0.7 | 0 | 0 | 74.9 | 0 | -0.45 | 0 | -0.45 | 0 | 0.046 | 0 | 0.032 | PreCW-Top-ElecDHW-ElecDry | Appl-CW-Top-ElecDHW-ElecDry-Tier2AnyMFm1996CZ07DEER2017 | 0
42958.3843 | Appl-CW-Top-ElecDHW-ElecDry-Tier2 | MFm | 1996 | CZ08 | rDXGF | -1 | Household | 1 | 1169.1 | 450 | 0 | 0 | 344 | 0 | 9 | 0 | -0.3 | 0.7 | -0.6 | 1.3 | 0 | 0 | 96.9 | 0 | -1.09 | 0 | -1.09 | 0 | 0.067 | 0 | 0.047 | 313 | 0 | 0 | 233 | 0 | 6.1 | 0 | -0.2 | 0.4 | -0.4 | 0.9 | 0 | 0 | 73.8 | 0 | -0.75 | 0 | -0.75 | 0 | 0.046 | 0 | 0.032 | PreCW-Top-ElecDHW-ElecDry | Appl-CW-Top-ElecDHW-ElecDry-Tier2AnyMFm1996CZ08DEER2017 | 0
42958.3843 | Appl-CW-Top-ElecDHW-ElecDry-Tier2 | MFm | 1996 | CZ09 | rDXGF | -1 | Household | 1 | 1093.6 | 454 | 0 | 0 | 344 | 0 | 12.7 | 0 | -0.4 | 1.1 | -0.5 | 1.6 | 0 | 0 | 96.9 | 0 | -1.06 | 0 | -1.06 | 0 | 0.067 | 0 | 0.048 | 316 | 0 | 0 | 233 | 0 | 8.5 | 0 | -0.3 | 0.8 | -0.3 | 1.1 | 0 | 0 | 73.8 | 0 | -0.72 | 0 | -0.72 | 0 | 0.046 | 0 | 0.032 | PreCW-Top-ElecDHW-ElecDry | Appl-CW-Top-ElecDHW-ElecDry-Tier2AnyMFm1996CZ09DEER2017 | 0
42958.3843 | Appl-CW-Top-ElecDHW-ElecDry-Tier2 | MFm | 1996 | CZ10 | rDXGF | -1 | Household | 1 | 1093.6 | 447 | 0 | 0 | 344 | 0 | 6.9 | 0 | -0.4 | 0.1 | -0.7 | 0.9 | 0 | 0 | 96.4 | 0 | -1.43 | 0 | -1.43 | 0 | 0.074 | 0 | 0.047 | 311 | 0 | 0 | 233 | 0 | 4.5 | 0 | -0.3 | 0 | -0.4 | 0.6 | 0 | 0 | 73.4 | 0 | -0.99 | 0 | -0.99 | 0 | 0.051 | 0 | 0.032 | PreCW-Top-ElecDHW-ElecDry | Appl-CW-Top-ElecDHW-ElecDry-Tier2AnyMFm1996CZ10DEER2017 | 0
42958.3843 | Appl-CW-Top-ElecDHW-ElecDry-Tier2 | MFm | 1996 | CZ11 | rDXGF | -1 | Household | 1 | 1031.9 | 452 | 0 | 0 | 344 | 0 | 10.3 | 0 | -0.4 | 0.5 | -0.6 | 1.2 | 0 | 0 | 97.7 | 0 | -1.31 | 0 | -1.3 | 0 | 0.067 | 0 | 0.048 | 317 | 0 | 0 | 233 | 0 | 8.7 | 0 | -0.2 | 0.6 | -0.4 | 1 | 0 | 0 | 74.4 | 0 | -0.84 | 0 | -0.84 | 0 | 0.048 | 0 | 0.032 | PreCW-Top-ElecDHW-ElecDry | Appl-CW-Top-ElecDHW-ElecDry-Tier2AnyMFm1996CZ11DEER2017 | 0
42958.3843 | Appl-CW-Top-ElecDHW-ElecDry-Tier2 | MFm | 1996 | CZ12 | rDXGF | -1 | Household | 1 | 1031.9 | 453 | 0 | 0 | 344 | 0 | 8.4 | 0 | -0.6 | 0.2 | -0.9 | 1 | 0 | 0 | 101 | 0 | -1.69 | 0 | -1.7 | 0 | 0.07 | 0 | 0.047 | 315 | 0 | 0 | 233 | 0 | 5.7 | 0 | -0.4 | 0.1 | -0.6 | 0.6 | 0 | 0 | 76.8 | 0 | -1.16 | 0 | -1.17 | 0 | 0.049 | 0 | 0.032 | PreCW-Top-ElecDHW-ElecDry | Appl-CW-Top-ElecDHW-ElecDry-Tier2AnyMFm1996CZ12DEER2017 | 0
42958.3843 | Appl-CW-Top-ElecDHW-ElecDry-Tier2 | MFm | 1996 | CZ13 | rDXGF | -1 | Household | 1 | 1031.9 | 452 | 0 | 0 | 344 | 0 | 11.6 | 0 | -0.5 | 0.6 | -0.7 | 1.4 | 0 | 0 | 96.6 | 0 | -1.48 | 0 | -1.49 | 0 | 0.069 | 0 | 0.047 | 315 | 0 | 0 | 233 | 0 | 8 | 0 | -0.3 | 0.4 | -0.5 | 1 | 0 | 0 | 73.5 | 0 | -1 | 0 | -1.01 | 0 | 0.048 | 0 | 0.032 | PreCW-Top-ElecDHW-ElecDry | Appl-CW-Top-ElecDHW-ElecDry-Tier2AnyMFm1996CZ13DEER2017 | 0
42958.3843 | Appl-CW-Top-ElecDHW-ElecDry-Tier2 | MFm | 1996 | CZ14 | rDXGF | -1 | Household | 1 | 1086 | 456 | 0 | 0 | 344 | 0 | 13.4 | 0 | -0.5 | 1 | -0.8 | 1.7 | 0 | 0 | 98.6 | 0 | -1.44 | 0 | -1.43 | 0 | 0.064 | 0 | 0.047 | 317 | 0 | 0 | 233 | 0 | 9.2 | 0 | -0.4 | 0.7 | -0.5 | 1.2 | 0 | 0 | 75.1 | 0 | -0.98 | 0 | -0.98 | 0 | 0.044 | 0 | 0.032 | PreCW-Top-ElecDHW-ElecDry | Appl-CW-Top-ElecDHW-ElecDry-Tier2AnyMFm1996CZ14DEER2017 | 0
42958.3843 | Appl-CW-Top-ElecDHW-ElecDry-Tier2 | MFm | 1996 | CZ15 | rDXGF | -1 | Household | 1 | 1086 | 443 | 0 | 0 | 344 | 0 | 16.6 | 0 | -0.2 | 1.4 | -0.4 | 1.8 | 0 | 0 | 81.1 | 0 | -0.69 | 0 | -0.69 | 0 | 0.064 | 0 | 0.047 | 307 | 0 | 0 | 233 | 0 | 11.3 | 0 | -0.1 | 1 | -0.2 | 1.2 | 0 | 0 | 61.7 | 0 | -0.47 | 0 | -0.46 | 0 | 0.044 | 0 | 0.032 | PreCW-Top-ElecDHW-ElecDry | Appl-CW-Top-ElecDHW-ElecDry-Tier2AnyMFm1996CZ15DEER2017 | 0
42958.3843 | Appl-CW-Top-ElecDHW-ElecDry-Tier2 | MFm | 1996 | CZ16 | rDXGF | -1 | Household | 1 | 981.6 | 465 | 0 | 0 | 344 | 0 | 8.8 | 0 | -0.8 | 0.1 | -1.1 | 1.2 | 0 | 0 | 113 | 0 | -2.04 | 0 | -2.05 | 0 | 0.069 | 0 | 0.048 | 325 | 0 | 0 | 233 | 0 | 6.1 | 0 | -0.5 | 0.1 | -0.7 | 0.8 | 0 | 0 | 86.4 | 0 | -1.39 | 0 | -1.4 | 0 | 0.048 | 0 | 0.033 | PreCW-Top-ElecDHW-ElecDry | Appl-CW-Top-ElecDHW-ElecDry-Tier2AnyMFm1996CZ16DEER2017 | 0
42958.3843 | Appl-CW-Top-ElecDHW-ElecDry-Tier2 | MFm | 2003 | CZ01 | rDXGF | -1 | Household | 1 | 998.7 | 456 | 0 | 0 | 344 | 0 | 0.2 | 0 | -1 | -1.4 | -1.4 | 0 | 0 | 0 | 114 | 0 | -2.31 | 0 | -2.32 | 0 | 0.063 | 0 | 0.047 | 318 | 0 | 0 | 233 | 0 | 0.1 | 0 | -0.7 | -1 | -1 | 0 | 0 | 0 | 86.6 | 0 | -1.57 | 0 | -1.58 | 0 | 0.044 | 0 | 0.032 | PreCW-Top-ElecDHW-ElecDry | Appl-CW-Top-ElecDHW-ElecDry-Tier2AnyMFm2003CZ01DEER2017 | 0
42958.3843 | Appl-CW-Top-ElecDHW-ElecDry-Tier2 | MFm | 2003 | CZ02 | rDXGF | -1 | Household | 1 | 1073.2 | 453 | 0 | 0 | 344 | 0 | 4.1 | 0 | -0.8 | -0.5 | -1.1 | 0.6 | 0 | 0 | 106 | 0 | -1.67 | 0 | -1.67 | 0 | 0.068 | 0 | 0.047 | 317 | 0 | 0 | 233 | 0 | 3.6 | 0 | -0.4 | 0 | -0.5 | 0.5 | 0 | 0 | 80.5 | 0 | -0.85 | 0 | -0.85 | 0 | 0.048 | 0 | 0.032 | PreCW-Top-ElecDHW-ElecDry | Appl-CW-Top-ElecDHW-ElecDry-Tier2AnyMFm2003CZ02DEER2017 | 0
42958.3843 | Appl-CW-Top-ElecDHW-ElecDry-Tier2 | MFm | 2003 | CZ03 | rDXGF | -1 | Household | 1 | 998.7 | 450 | 0 | 0 | 344 | 0 | 1.2 | 0 | -0.5 | -0.7 | -0.8 | 0.2 | 0 | 0 | 106 | 0 | -1.74 | 0 | -1.74 | 0 | 0.064 | 0 | 0.048 | 314 | 0 | 0 | 233 | 0 | 0.8 | 0 | -0.4 | -0.5 | -0.6 | 0.1 | 0 | 0 | 80.7 | 0 | -1.22 | 0 | -1.22 | 0 | 0.045 | 0 | 0.032 | PreCW-Top-ElecDHW-ElecDry | Appl-CW-Top-ElecDHW-ElecDry-Tier2AnyMFm2003CZ03DEER2017 | 0
42958.3843 | Appl-CW-Top-ElecDHW-ElecDry-Tier2 | MFm | 2003 | CZ04 | rDXGF | -1 | Household | 1 | 998.7 | 453 | 0 | 0 | 344 | 0 | 6.6 | 0 | -0.6 | 0.1 | -0.8 | 0.9 | 0 | 0 | 103 | 0 | -1.38 | 0 | -1.38 | 0 | 0.068 | 0 | 0.047 | 315 | 0 | 0 | 233 | 0 | 4.2 | 0 | -0.4 | 0 | -0.6 | 0.6 | 0 | 0 | 78.1 | 0 | -0.97 | 0 | -0.97 | 0 | 0.047 | 0 | 0.032 | PreCW-Top-ElecDHW-ElecDry | Appl-CW-Top-ElecDHW-ElecDry-Tier2AnyMFm2003CZ04DEER2017 | 0
42958.3843 | Appl-CW-Top-ElecDHW-ElecDry-Tier2 | MFm | 2003 | CZ05 | rDXGF | -1 | Household | 1 | 998.7 | 452 | 0 | 0 | 344 | 0 | 1.5 | 0 | -0.7 | -0.8 | -1 | 0.2 | 0 | 0 | 108 | 0 | -2.1 | 0 | -2.1 | 0 | 0.063 | 0 | 0.047 | 315 | 0 | 0 | 233 | 0 | 1 | 0 | -0.5 | -0.6 | -0.7 | 0.1 | 0 | 0 | 81.9 | 0 | -1.44 | 0 | -1.44 | 0 | 0.044 | 0 | 0.032 | PreCW-Top-ElecDHW-ElecDry | Appl-CW-Top-ElecDHW-ElecDry-Tier2AnyMFm2003CZ05DEER2017 | 0
42958.3843 | Appl-CW-Top-ElecDHW-ElecDry-Tier2 | MFm | 2003 | CZ06 | rDXGF | -1 | Household | 1 | 1206 | 450 | 0 | 0 | 344 | 0 | 6.1 | 0 | -0.3 | 0.2 | -0.6 | 0.8 | 0 | 0 | 99.5 | 0 | -1.25 | 0 | -1.26 | 0 | 0.07 | 0 | 0.048 | 313 | 0 | 0 | 233 | 0 | 4.2 | 0 | -0.2 | 0.2 | -0.4 | 0.6 | 0 | 0 | 75.8 | 0 | -0.85 | 0 | -0.86 | 0 | 0.048 | 0 | 0.033 | PreCW-Top-ElecDHW-ElecDry | Appl-CW-Top-ElecDHW-ElecDry-Tier2AnyMFm2003CZ06DEER2017 | 0
42958.3843 | Appl-CW-Top-ElecDHW-ElecDry-Tier2 | MFm | 2003 | CZ07 | rDXGF | -1 | Household | 1 | 1206 | 453 | 0 | 0 | 344 | 0 | 9.8 | 0 | -0.3 | 0.8 | -0.5 | 1.4 | 0 | 0 | 98.6 | 0 | -1.14 | 0 | -1.13 | 0 | 0.066 | 0 | 0.048 | 315 | 0 | 0 | 233 | 0 | 6.6 | 0 | -0.2 | 0.6 | -0.3 | 0.9 | 0 | 0 | 75 | 0 | -0.76 | 0 | -0.75 | 0 | 0.046 | 0 | 0.033 | PreCW-Top-ElecDHW-ElecDry | Appl-CW-Top-ElecDHW-ElecDry-Tier2AnyMFm2003CZ07DEER2017 | 0
42958.3843 | Appl-CW-Top-ElecDHW-ElecDry-Tier2 | MFm | 2003 | CZ08 | rDXGF | -1 | Household | 1 | 1206 | 451 | 0 | 0 | 344 | 0 | 9.5 | 0 | -0.3 | 0.7 | -0.5 | 1.3 | 0 | 0 | 96.9 | 0 | -1.1 | 0 | -1.09 | 0 | 0.069 | 0 | 0.047 | 314 | 0 | 0 | 233 | 0 | 6.5 | 0 | -0.2 | 0.5 | -0.3 | 0.9 | 0 | 0 | 73.8 | 0 | -0.75 | 0 | -0.75 | 0 | 0.048 | 0 | 0.032 | PreCW-Top-ElecDHW-ElecDry | Appl-CW-Top-ElecDHW-ElecDry-Tier2AnyMFm2003CZ08DEER2017 | 0
42958.3843 | Appl-CW-Top-ElecDHW-ElecDry-Tier2 | MFm | 2003 | CZ09 | rDXGF | -1 | Household | 1 | 1126.6 | 447 | 0 | 0 | 344 | 0 | 7 | 0 | -0.6 | 0 | -0.8 | 0.8 | 0 | 0 | 96.9 | 0 | -1.48 | 0 | -1.47 | 0 | 0.064 | 0 | 0.048 | 310 | 0 | 0 | 233 | 0 | 3.9 | 0 | -0.5 | -0.2 | -0.6 | 0.4 | 0 | 0 | 73.8 | 0 | -1.07 | 0 | -1.07 | 0 | 0.043 | 0 | 0.032 | PreCW-Top-ElecDHW-ElecDry | Appl-CW-Top-ElecDHW-ElecDry-Tier2AnyMFm2003CZ09DEER2017 | 0
42958.3843 | Appl-CW-Top-ElecDHW-ElecDry-Tier2 | MFm | 2003 | CZ10 | rDXGF | -1 | Household | 1 | 1073.2 | 449 | 0 | 0 | 344 | 0 | 8 | 0 | -0.4 | 0.4 | -0.5 | 1 | 0 | 0 | 96.3 | 0 | -0.93 | 0 | -0.94 | 0 | 0.07 | 0 | 0.047 | 311 | 0 | 0 | 233 | 0 | 5 | 0 | -0.3 | 0.2 | -0.3 | 0.6 | 0 | 0 | 73.4 | 0 | -0.68 | 0 | -0.69 | 0 | 0.048 | 0 | 0.032 | PreCW-Top-ElecDHW-ElecDry | Appl-CW-Top-ElecDHW-ElecDry-Tier2AnyMFm2003CZ10DEER2017 | 0
42958.3843 | Appl-CW-Top-ElecDHW-ElecDry-Tier2 | MFm | 2003 | CZ11 | rDXGF | -1 | Household | 1 | 1073.2 | 453 | 0 | 0 | 344 | 0 | 11.8 | 0 | -0.5 | 0.6 | -0.8 | 1.4 | 0 | 0 | 97.9 | 0 | -1.56 | 0 | -1.55 | 0 | 0.066 | 0 | 0.048 | 315 | 0 | 0 | 233 | 0 | 8 | 0 | -0.4 | 0.4 | -0.5 | 1 | 0 | 0 | 74.5 | 0 | -1.06 | 0 | -1.06 | 0 | 0.046 | 0 | 0.032 | PreCW-Top-ElecDHW-ElecDry | Appl-CW-Top-ElecDHW-ElecDry-Tier2AnyMFm2003CZ11DEER2017 | 0
42958.3843 | Appl-CW-Top-ElecDHW-ElecDry-Tier2 | MFm | 2003 | CZ12 | rDXGF | -1 | Household | 1 | 1073.2 | 454 | 0 | 0 | 344 | 0 | 9.6 | 0 | -0.6 | 0.4 | -0.8 | 1.2 | 0 | 0 | 101 | 0 | -1.46 | 0 | -1.45 | 0 | 0.069 | 0 | 0.048 | 316 | 0 | 0 | 233 | 0 | 6.7 | 0 | -0.4 | 0.3 | -0.5 | 0.8 | 0 | 0 | 76.8 | 0 | -1 | 0 | -0.99 | 0 | 0.048 | 0 | 0.033 | PreCW-Top-ElecDHW-ElecDry | Appl-CW-Top-ElecDHW-ElecDry-Tier2AnyMFm2003CZ12DEER2017 | 0
42958.3843 | Appl-CW-Top-ElecDHW-ElecDry-Tier2 | MFm | 2003 | CZ13 | rDXGF | -1 | Household | 1 | 1073.2 | 453 | 0 | 0 | 344 | 0 | 12.3 | 0 | -0.6 | 0.7 | -0.7 | 1.4 | 0 | 0 | 96.6 | 0 | -1.35 | 0 | -1.35 | 0 | 0.066 | 0 | 0.048 | 315 | 0 | 0 | 233 | 0 | 8.2 | 0 | -0.4 | 0.4 | -0.5 | 0.9 | 0 | 0 | 73.6 | 0 | -0.92 | 0 | -0.92 | 0 | 0.046 | 0 | 0.032 | PreCW-Top-ElecDHW-ElecDry | Appl-CW-Top-ElecDHW-ElecDry-Tier2AnyMFm2003CZ13DEER2017 | 0
42958.3843 | Appl-CW-Top-ElecDHW-ElecDry-Tier2 | MFm | 2003 | CZ14 | rDXGF | -1 | Household | 1 | 1094.6 | 455 | 0 | 0 | 344 | 0 | 12.7 | 0 | -0.6 | 0.8 | -0.8 | 1.7 | 0 | 0 | 98.6 | 0 | -1.51 | 0 | -1.5 | 0 | 0.065 | 0 | 0.047 | 317 | 0 | 0 | 233 | 0 | 8.7 | 0 | -0.4 | 0.6 | -0.6 | 1.1 | 0 | 0 | 75.1 | 0 | -1.03 | 0 | -1.03 | 0 | 0.045 | 0 | 0.032 | PreCW-Top-ElecDHW-ElecDry | Appl-CW-Top-ElecDHW-ElecDry-Tier2AnyMFm2003CZ14DEER2017 | 0
42958.3843 | Appl-CW-Top-ElecDHW-ElecDry-Tier2 | MFm | 2003 | CZ15 | rDXGF | -1 | Household | 1 | 1094.6 | 443 | 0 | 0 | 344 | 0 | 16.8 | 0 | -0.2 | 1.4 | -0.3 | 1.8 | 0 | 0 | 81.1 | 0 | -0.67 | 0 | -0.67 | 0 | 0.064 | 0 | 0.048 | 307 | 0 | 0 | 233 | 0 | 11.4 | 0 | -0.1 | 1 | -0.2 | 1.2 | 0 | 0 | 61.7 | 0 | -0.46 | 0 | -0.46 | 0 | 0.045 | 0 | 0.032 | PreCW-Top-ElecDHW-ElecDry | Appl-CW-Top-ElecDHW-ElecDry-Tier2AnyMFm2003CZ15DEER2017 | 0
42958.3843 | Appl-CW-Top-ElecDHW-ElecDry-Tier2 | MFm | 2003 | CZ16 | rDXGF | -1 | Household | 1 | 998.7 | 465 | 0 | 0 | 344 | 0 | 8.7 | 0 | -0.8 | 0.2 | -1 | 1.2 | 0 | 0 | 113 | 0 | -1.94 | 0 | -1.94 | 0 | 0.068 | 0 | 0.048 | 325 | 0 | 0 | 233 | 0 | 5.9 | 0 | -0.5 | 0.1 | -0.7 | 0.8 | 0 | 0 | 86.3 | 0 | -1.32 | 0 | -1.32 | 0 | 0.048 | 0 | 0.032 | PreCW-Top-ElecDHW-ElecDry | Appl-CW-Top-ElecDHW-ElecDry-Tier2AnyMFm2003CZ16DEER2017 | 0
42958.3843 | Appl-CW-Top-ElecDHW-ElecDry-Tier2 | MFm | 2007 | CZ01 | rDXGF | -1 | Household | 1 | 998.7 | 455 | 0 | 0 | 344 | 0 | 0.1 | 0 | -1.3 | -1.7 | -1.7 | 0 | 0 | 0 | 114 | 0 | -2.81 | 0 | -2.82 | 0 | 0.063 | 0 | 0.047 | 318 | 0 | 0 | 233 | 0 | 0 | 0 | -1 | -1.3 | -1.3 | 0 | 0 | 0 | 86.7 | 0 | -2.08 | 0 | -2.08 | 0 | 0.044 | 0 | 0.032 | PreCW-Top-ElecDHW-ElecDry | Appl-CW-Top-ElecDHW-ElecDry-Tier2AnyMFm2007CZ01DEER2017 | 0
42958.3843 | Appl-CW-Top-ElecDHW-ElecDry-Tier2 | MFm | 2007 | CZ02 | rDXGF | -1 | Household | 1 | 1073.2 | 454 | 0 | 0 | 344 | 0 | 4.7 | 0 | -0.7 | -0.1 | -1 | 0.8 | 0 | 0 | 106 | 0 | -1.63 | 0 | -1.63 | 0 | 0.068 | 0 | 0.048 | 316 | 0 | 0 | 233 | 0 | 3.1 | 0 | -0.5 | -0.1 | -0.7 | 0.5 | 0 | 0 | 80.6 | 0 | -1.13 | 0 | -1.13 | 0 | 0.048 | 0 | 0.032 | PreCW-Top-ElecDHW-ElecDry | Appl-CW-Top-ElecDHW-ElecDry-Tier2AnyMFm2007CZ02DEER2017 | 0
42958.3843 | Appl-CW-Top-ElecDHW-ElecDry-Tier2 | MFm | 2007 | CZ03 | rDXGF | -1 | Household | 1 | 998.7 | 449 | 0 | 0 | 344 | 0 | 0.6 | 0 | -0.7 | -0.9 | -1 | 0.1 | 0 | 0 | 106 | 0 | -2.02 | 0 | -2.02 | 0 | 0.064 | 0 | 0.047 | 313 | 0 | 0 | 233 | 0 | 0.4 | 0 | -0.5 | -0.6 | -0.7 | 0.1 | 0 | 0 | 80.9 | 0 | -1.38 | 0 | -1.38 | 0 | 0.044 | 0 | 0.032 | PreCW-Top-ElecDHW-ElecDry | Appl-CW-Top-ElecDHW-ElecDry-Tier2AnyMFm2007CZ03DEER2017 | 0
42958.3843 | Appl-CW-Top-ElecDHW-ElecDry-Tier2 | MFm | 2007 | CZ04 | rDXGF | -1 | Household | 1 | 998.7 | 453 | 0 | 0 | 344 | 0 | 6.5 | 0 | -0.5 | 0.5 | -0.6 | 1.1 | 0 | 0 | 103 | 0 | -1.3 | 0 | -1.3 | 0 | 0.066 | 0 | 0.047 | 315 | 0 | 0 | 233 | 0 | 4 | 0 | -0.3 | 0.2 | -0.4 | 0.7 | 0 | 0 | 78.3 | 0 | -0.9 | 0 | -0.9 | 0 | 0.045 | 0 | 0.032 | PreCW-Top-ElecDHW-ElecDry | Appl-CW-Top-ElecDHW-ElecDry-Tier2AnyMFm2007CZ04DEER2017 | 0
42958.3843 | Appl-CW-Top-ElecDHW-ElecDry-Tier2 | MFm | 2007 | CZ05 | rDXGF | -1 | Household | 1 | 998.7 | 452 | 0 | 0 | 344 | 0 | 1.1 | 0 | -0.6 | -0.7 | -0.9 | 0.2 | 0 | 0 | 108 | 0 | -1.79 | 0 | -1.79 | 0 | 0.065 | 0 | 0.047 | 315 | 0 | 0 | 233 | 0 | 0.7 | 0 | -0.4 | -0.5 | -0.6 | 0.1 | 0 | 0 | 82.1 | 0 | -1.22 | 0 | -1.22 | 0 | 0.045 | 0 | 0.032 | PreCW-Top-ElecDHW-ElecDry | Appl-CW-Top-ElecDHW-ElecDry-Tier2AnyMFm2007CZ05DEER2017 | 0
42958.3843 | Appl-CW-Top-ElecDHW-ElecDry-Tier2 | MFm | 2007 | CZ06 | rDXGF | -1 | Household | 1 | 1206 | 449 | 0 | 0 | 344 | 0 | 5.2 | 0 | -0.5 | 0.2 | -0.8 | 0.9 | 0 | 0 | 99.8 | 0 | -1.56 | 0 | -1.56 | 0 | 0.065 | 0 | 0.048 | 312 | 0 | 0 | 233 | 0 | 3.3 | 0 | -0.3 | 0 | -0.6 | 0.6 | 0 | 0 | 76 | 0 | -1.12 | 0 | -1.12 | 0 | 0.045 | 0 | 0.033 | PreCW-Top-ElecDHW-ElecDry | Appl-CW-Top-ElecDHW-ElecDry-Tier2AnyMFm2007CZ06DEER2017 | 0
42958.3843 | Appl-CW-Top-ElecDHW-ElecDry-Tier2 | MFm | 2007 | CZ07 | rDXGF | -1 | Household | 1 | 1206 | 450 | 0 | 0 | 344 | 0 | 7.1 | 0 | -0.5 | 0.5 | -0.7 | 1.2 | 0 | 0 | 98.8 | 0 | -1.5 | 0 | -1.5 | 0 | 0.062 | 0 | 0.048 | 312 | 0 | 0 | 233 | 0 | 4.1 | 0 | -0.4 | 0.2 | -0.5 | 0.7 | 0 | 0 | 75.2 | 0 | -1.08 | 0 | -1.08 | 0 | 0.042 | 0 | 0.032 | PreCW-Top-ElecDHW-ElecDry | Appl-CW-Top-ElecDHW-ElecDry-Tier2AnyMFm2007CZ07DEER2017 | 0
42958.3843 | Appl-CW-Top-ElecDHW-ElecDry-Tier2 | MFm | 2007 | CZ08 | rDXGF | -1 | Household | 1 | 1206 | 447 | 0 | 0 | 344 | 0 | 5.7 | 0 | -0.5 | 0.2 | -0.6 | 0.9 | 0 | 0 | 97.2 | 0 | -1.34 | 0 | -1.34 | 0 | 0.058 | 0 | 0.047 | 309 | 0 | 0 | 233 | 0 | 2.8 | 0 | -0.3 | -0.1 | -0.4 | 0.4 | 0 | 0 | 74 | 0 | -0.99 | 0 | -0.99 | 0 | 0.038 | 0 | 0.032 | PreCW-Top-ElecDHW-ElecDry | Appl-CW-Top-ElecDHW-ElecDry-Tier2AnyMFm2007CZ08DEER2017 | 0
42958.3843 | Appl-CW-Top-ElecDHW-ElecDry-Tier2 | MFm | 2007 | CZ09 | rDXGF | -1 | Household | 1 | 1126.6 | 449 | 0 | 0 | 344 | 0 | 7.6 | 0 | -0.5 | 0.7 | -0.6 | 1.2 | 0 | 0 | 97.1 | 0 | -1.23 | 0 | -1.23 | 0 | 0.067 | 0 | 0.047 | 312 | 0 | 0 | 233 | 0 | 5.2 | 0 | -0.3 | 0.5 | -0.4 | 0.9 | 0 | 0 | 73.9 | 0 | -0.84 | 0 | -0.84 | 0 | 0.046 | 0 | 0.032 | PreCW-Top-ElecDHW-ElecDry | Appl-CW-Top-ElecDHW-ElecDry-Tier2AnyMFm2007CZ09DEER2017 | 0
42958.3843 | Appl-CW-Top-ElecDHW-ElecDry-Tier2 | MFm | 2007 | CZ10 | rDXGF | -1 | Household | 1 | 1073.2 | 449 | 0 | 0 | 344 | 0 | 7.9 | 0 | -0.4 | 0.6 | -0.6 | 1.2 | 0 | 0 | 96.6 | 0 | -1.08 | 0 | -1.07 | 0 | 0.065 | 0 | 0.048 | 314 | 0 | 0 | 233 | 0 | 7.1 | 0 | -0.3 | 0.8 | -0.3 | 1.2 | 0 | 0 | 73.5 | 0 | -0.63 | 0 | -0.63 | 0 | 0.049 | 0 | 0.032 | PreCW-Top-ElecDHW-ElecDry | Appl-CW-Top-ElecDHW-ElecDry-Tier2AnyMFm2007CZ10DEER2017 | 0
42958.3843 | Appl-CW-Top-ElecDHW-ElecDry-Tier2 | MFm | 2007 | CZ11 | rDXGF | -1 | Household | 1 | 1073.2 | 452 | 0 | 0 | 344 | 0 | 9.7 | 0 | -0.5 | 0.8 | -0.7 | 1.5 | 0 | 0 | 98 | 0 | -1.57 | 0 | -1.56 | 0 | 0.065 | 0 | 0.048 | 314 | 0 | 0 | 233 | 0 | 6.6 | 0 | -0.4 | 0.5 | -0.5 | 1 | 0 | 0 | 74.6 | 0 | -1.07 | 0 | -1.07 | 0 | 0.045 | 0 | 0.032 | PreCW-Top-ElecDHW-ElecDry | Appl-CW-Top-ElecDHW-ElecDry-Tier2AnyMFm2007CZ11DEER2017 | 0
42958.3843 | Appl-CW-Top-ElecDHW-ElecDry-Tier2 | MFm | 2007 | CZ12 | rDXGF | -1 | Household | 1 | 1073.2 | 453 | 0 | 0 | 344 | 0 | 8.4 | 0 | -0.6 | 0.7 | -0.7 | 1.4 | 0 | 0 | 101 | 0 | -1.43 | 0 | -1.43 | 0 | 0.066 | 0 | 0.048 | 316 | 0 | 0 | 233 | 0 | 5.8 | 0 | -0.4 | 0.5 | -0.5 | 1 | 0 | 0 | 76.9 | 0 | -0.98 | 0 | -0.97 | 0 | 0.046 | 0 | 0.032 | PreCW-Top-ElecDHW-ElecDry | Appl-CW-Top-ElecDHW-ElecDry-Tier2AnyMFm2007CZ12DEER2017 | 0
42958.3843 | Appl-CW-Top-ElecDHW-ElecDry-Tier2 | MFm | 2007 | CZ13 | rDXGF | -1 | Household | 1 | 1073.2 | 451 | 0 | 0 | 344 | 0 | 9.9 | 0 | -0.6 | 0.9 | -0.7 | 1.6 | 0 | 0 | 96.8 | 0 | -1.49 | 0 | -1.49 | 0 | 0.064 | 0 | 0.048 | 314 | 0 | 0 | 233 | 0 | 6.8 | 0 | -0.4 | 0.6 | -0.5 | 1.1 | 0 | 0 | 73.7 | 0 | -1.01 | 0 | -1.01 | 0 | 0.044 | 0 | 0.033 | PreCW-Top-ElecDHW-ElecDry | Appl-CW-Top-ElecDHW-ElecDry-Tier2AnyMFm2007CZ13DEER2017 | 0
42958.3843 | Appl-CW-Top-ElecDHW-ElecDry-Tier2 | MFm | 2007 | CZ14 | rDXGF | -1 | Household | 1 | 1094.6 | 453 | 0 | 0 | 344 | 0 | 10.3 | 0 | -0.5 | 1 | -0.8 | 1.7 | 0 | 0 | 98.7 | 0 | -1.57 | 0 | -1.57 | 0 | 0.063 | 0 | 0.048 | 317 | 0 | 0 | 233 | 0 | 8.5 | 0 | -0.3 | 1 | -0.4 | 1.5 | 0 | 0 | 75.2 | 0 | -0.96 | 0 | -0.96 | 0 | 0.045 | 0 | 0.033 | PreCW-Top-ElecDHW-ElecDry | Appl-CW-Top-ElecDHW-ElecDry-Tier2AnyMFm2007CZ14DEER2017 | 0
42958.3843 | Appl-CW-Top-ElecDHW-ElecDry-Tier2 | MFm | 2007 | CZ15 | rDXGF | -1 | Household | 1 | 1094.6 | 440 | 0 | 0 | 344 | 0 | 13.6 | 0 | -0.2 | 1.6 | -0.3 | 1.9 | 0 | 0 | 81.3 | 0 | -0.68 | 0 | -0.68 | 0 | 0.062 | 0 | 0.048 | 304 | 0 | 0 | 233 | 0 | 8.7 | 0 | -0.1 | 1 | -0.2 | 1.3 | 0 | 0 | 61.9 | 0 | -0.47 | 0 | -0.47 | 0 | 0.042 | 0 | 0.032 | PreCW-Top-ElecDHW-ElecDry | Appl-CW-Top-ElecDHW-ElecDry-Tier2AnyMFm2007CZ15DEER2017 | 0
42958.3843 | Appl-CW-Top-ElecDHW-ElecDry-Tier2 | MFm | 2007 | CZ16 | rDXGF | -1 | Household | 1 | 998.7 | 463 | 0 | 0 | 344 | 0 | 6.8 | 0 | -0.7 | 0.2 | -1 | 1.2 | 0 | 0 | 114 | 0 | -2 | 0 | -2 | 0 | 0.067 | 0 | 0.048 | 323 | 0 | 0 | 233 | 0 | 4.6 | 0 | -0.5 | 0.1 | -0.7 | 0.8 | 0 | 0 | 86.5 | 0 | -1.37 | 0 | -1.36 | 0 | 0.047 | 0 | 0.032 | PreCW-Top-ElecDHW-ElecDry | Appl-CW-Top-ElecDHW-ElecDry-Tier2AnyMFm2007CZ16DEER2017 | 0
42958.3843 | Appl-CW-Top-ElecDHW-ElecDry-Tier2 | MFm | 2011 | CZ01 | rDXGF | -1 | Household | 1 | 998.7 | 456 | 0 | 0 | 344 | 0 | 0.1 | 0 | -1.2 | -1.4 | -1.5 | 0.1 | 0 | 0 | 114 | 0 | -2.56 | 0 | -2.56 | 0 | 0.063 | 0 | 0.048 | 318 | 0 | 0 | 233 | 0 | 0.1 | 0 | -0.8 | -1 | -1 | 0 | 0 | 0 | 86.7 | 0 | -1.75 | 0 | -1.75 | 0 | 0.044 | 0 | 0.033 | PreCW-Top-ElecDHW-ElecDry | Appl-CW-Top-ElecDHW-ElecDry-Tier2AnyMFm2011CZ01DEER2017 | 0
42958.3843 | Appl-CW-Top-ElecDHW-ElecDry-Tier2 | MFm | 2011 | CZ02 | rDXGF | -1 | Household | 1 | 1073.2 | 456 | 0 | 0 | 344 | 0 | 5.9 | 0 | -0.6 | 0.2 | -0.8 | 1.1 | 0 | 0 | 106 | 0 | -1.42 | 0 | -1.42 | 0 | 0.068 | 0 | 0.048 | 318 | 0 | 0 | 233 | 0 | 4.4 | 0 | -0.4 | 0.3 | -0.4 | 0.8 | 0 | 0 | 80.6 | 0 | -0.88 | 0 | -0.87 | 0 | 0.048 | 0 | 0.032 | PreCW-Top-ElecDHW-ElecDry | Appl-CW-Top-ElecDHW-ElecDry-Tier2AnyMFm2011CZ02DEER2017 | 0
42958.3843 | Appl-CW-Top-ElecDHW-ElecDry-Tier2 | MFm | 2011 | CZ03 | rDXGF | -1 | Household | 1 | 998.7 | 450 | 0 | 0 | 344 | 0 | 0.8 | 0 | -0.6 | -0.7 | -0.9 | 0.1 | 0 | 0 | 106 | 0 | -1.83 | 0 | -1.82 | 0 | 0.064 | 0 | 0.048 | 314 | 0 | 0 | 233 | 0 | 0.6 | 0 | -0.4 | -0.4 | -0.6 | 0 | 0 | 0 | 80.9 | 0 | -1.25 | 0 | -1.24 | 0 | 0.045 | 0 | 0.032 | PreCW-Top-ElecDHW-ElecDry | Appl-CW-Top-ElecDHW-ElecDry-Tier2AnyMFm2011CZ03DEER2017 | 0
42958.3843 | Appl-CW-Top-ElecDHW-ElecDry-Tier2 | MFm | 2011 | CZ04 | rDXGF | -1 | Household | 1 | 998.7 | 454 | 0 | 0 | 344 | 0 | 6.7 | 0 | -0.4 | 0.6 | -0.5 | 1.1 | 0 | 0 | 103 | 0 | -1.1 | 0 | -1.1 | 0 | 0.065 | 0 | 0.047 | 316 | 0 | 0 | 233 | 0 | 4.1 | 0 | -0.3 | 0.3 | -0.3 | 0.7 | 0 | 0 | 78.3 | 0 | -0.76 | 0 | -0.76 | 0 | 0.045 | 0 | 0.032 | PreCW-Top-ElecDHW-ElecDry | Appl-CW-Top-ElecDHW-ElecDry-Tier2AnyMFm2011CZ04DEER2017 | 0
42958.3843 | Appl-CW-Top-ElecDHW-ElecDry-Tier2 | MFm | 2011 | CZ05 | rDXGF | -1 | Household | 1 | 998.7 | 453 | 0 | 0 | 345 | 0 | 1.4 | 0 | -0.5 | -0.5 | -0.8 | 0.3 | 0 | 0 | 108 | 0 | -1.69 | 0 | -1.69 | 0 | 0.064 | 0 | 0.048 | 316 | 0 | 0 | 233 | 0 | 0.9 | 0 | -0.3 | -0.4 | -0.5 | 0.2 | 0 | 0 | 82.1 | 0 | -1.17 | 0 | -1.16 | 0 | 0.045 | 0 | 0.032 | PreCW-Top-ElecDHW-ElecDry | Appl-CW-Top-ElecDHW-ElecDry-Tier2AnyMFm2011CZ05DEER2017 | 0
42958.3843 | Appl-CW-Top-ElecDHW-ElecDry-Tier2 | MFm | 2011 | CZ06 | rDXGF | -1 | Household | 1 | 1206 | 450 | 0 | 0 | 344 | 0 | 6.1 | 0 | -0.4 | 0.4 | -0.6 | 1 | 0 | 0 | 99.8 | 0 | -1.36 | 0 | -1.37 | 0 | 0.067 | 0 | 0.048 | 313 | 0 | 0 | 233 | 0 | 4.1 | 0 | -0.2 | 0.3 | -0.4 | 0.7 | 0 | 0 | 76 | 0 | -0.93 | 0 | -0.94 | 0 | 0.046 | 0 | 0.032 | PreCW-Top-ElecDHW-ElecDry | Appl-CW-Top-ElecDHW-ElecDry-Tier2AnyMFm2011CZ06DEER2017 | 0
42958.3843 | Appl-CW-Top-ElecDHW-ElecDry-Tier2 | MFm | 2011 | CZ07 | rDXGF | -1 | Household | 1 | 1206 | 455 | 0 | 0 | 344 | 0 | 11.1 | 0 | -0.3 | 1.6 | -0.4 | 2 | 0 | 0 | 98.7 | 0 | -1.07 | 0 | -1.07 | 0 | 0.066 | 0 | 0.048 | 317 | 0 | 0 | 233 | 0 | 7.7 | 0 | -0.2 | 1.1 | -0.3 | 1.4 | 0 | 0 | 75.2 | 0 | -0.72 | 0 | -0.72 | 0 | 0.046 | 0 | 0.032 | PreCW-Top-ElecDHW-ElecDry | Appl-CW-Top-ElecDHW-ElecDry-Tier2AnyMFm2011CZ07DEER2017 | 0
42958.3843 | Appl-CW-Top-ElecDHW-ElecDry-Tier2 | MFm | 2011 | CZ08 | rDXGF | -1 | Household | 1 | 1206 | 452 | 0 | 0 | 344 | 0 | 10.1 | 0 | -0.3 | 1.3 | -0.4 | 1.8 | 0 | 0 | 97.2 | 0 | -0.97 | 0 | -0.96 | 0 | 0.065 | 0 | 0.047 | 316 | 0 | 0 | 233 | 0 | 8.4 | 0 | -0.2 | 1.2 | -0.3 | 1.5 | 0 | 0 | 74 | 0 | -0.62 | 0 | -0.62 | 0 | 0.047 | 0 | 0.032 | PreCW-Top-ElecDHW-ElecDry | Appl-CW-Top-ElecDHW-ElecDry-Tier2AnyMFm2011CZ08DEER2017 | 0
42958.3843 | Appl-CW-Top-ElecDHW-ElecDry-Tier2 | MFm | 2011 | CZ09 | rDXGF | -1 | Household | 1 | 1126.6 | 450 | 0 | 0 | 344 | 0 | 8.6 | 0 | -0.4 | 0.9 | -0.6 | 1.5 | 0 | 0 | 97.1 | 0 | -1.09 | 0 | -1.09 | 0 | 0.066 | 0 | 0.047 | 313 | 0 | 0 | 233 | 0 | 6 | 0 | -0.3 | 0.7 | -0.4 | 1 | 0 | 0 | 73.9 | 0 | -0.74 | 0 | -0.74 | 0 | 0.046 | 0 | 0.032 | PreCW-Top-ElecDHW-ElecDry | Appl-CW-Top-ElecDHW-ElecDry-Tier2AnyMFm2011CZ09DEER2017 | 0
42958.3843 | Appl-CW-Top-ElecDHW-ElecDry-Tier2 | MFm | 2011 | CZ10 | rDXGF | -1 | Household | 1 | 1073.2 | 451 | 0 | 0 | 344 | 0 | 9.5 | 0 | -0.3 | 1 | -0.5 | 1.5 | 0 | 0 | 96.5 | 0 | -0.92 | 0 | -0.92 | 0 | 0.067 | 0 | 0.048 | 313 | 0 | 0 | 233 | 0 | 6 | 0 | -0.2 | 0.6 | -0.3 | 0.9 | 0 | 0 | 73.5 | 0 | -0.64 | 0 | -0.64 | 0 | 0.045 | 0 | 0.032 | PreCW-Top-ElecDHW-ElecDry | Appl-CW-Top-ElecDHW-ElecDry-Tier2AnyMFm2011CZ10DEER2017 | 0
42958.3843 | Appl-CW-Top-ElecDHW-ElecDry-Tier2 | MFm | 2011 | CZ11 | rDXGF | -1 | Household | 1 | 1073.2 | 452 | 0 | 0 | 344 | 0 | 9.9 | 0 | -0.5 | 0.8 | -0.7 | 1.5 | 0 | 0 | 97.9 | 0 | -1.46 | 0 | -1.46 | 0 | 0.065 | 0 | 0.048 | 314 | 0 | 0 | 233 | 0 | 6.5 | 0 | -0.3 | 0.5 | -0.5 | 1 | 0 | 0 | 74.5 | 0 | -1.01 | 0 | -1 | 0 | 0.045 | 0 | 0.032 | PreCW-Top-ElecDHW-ElecDry | Appl-CW-Top-ElecDHW-ElecDry-Tier2AnyMFm2011CZ11DEER2017 | 0
42958.3843 | Appl-CW-Top-ElecDHW-ElecDry-Tier2 | MFm | 2011 | CZ12 | rDXGF | -1 | Household | 1 | 1073.2 | 454 | 0 | 0 | 344 | 0 | 8.6 | 0 | -0.5 | 0.7 | -0.7 | 1.4 | 0 | 0 | 101 | 0 | -1.34 | 0 | -1.35 | 0 | 0.065 | 0 | 0.047 | 316 | 0 | 0 | 233 | 0 | 6.1 | 0 | -0.3 | 0.6 | -0.4 | 1 | 0 | 0 | 76.9 | 0 | -0.89 | 0 | -0.89 | 0 | 0.046 | 0 | 0.032 | PreCW-Top-ElecDHW-ElecDry | Appl-CW-Top-ElecDHW-ElecDry-Tier2AnyMFm2011CZ12DEER2017 | 0
42958.3843 | Appl-CW-Top-ElecDHW-ElecDry-Tier2 | MFm | 2011 | CZ13 | rDXGF | -1 | Household | 1 | 1073.2 | 452 | 0 | 0 | 344 | 0 | 10.4 | 0 | -0.5 | 1 | -0.7 | 1.7 | 0 | 0 | 96.7 | 0 | -1.4 | 0 | -1.39 | 0 | 0.065 | 0 | 0.048 | 314 | 0 | 0 | 233 | 0 | 7.2 | 0 | -0.3 | 0.7 | -0.5 | 1.2 | 0 | 0 | 73.6 | 0 | -0.95 | 0 | -0.95 | 0 | 0.045 | 0 | 0.032 | PreCW-Top-ElecDHW-ElecDry | Appl-CW-Top-ElecDHW-ElecDry-Tier2AnyMFm2011CZ13DEER2017 | 0
42958.3843 | Appl-CW-Top-ElecDHW-ElecDry-Tier2 | MFm | 2011 | CZ14 | rDXGF | -1 | Household | 1 | 1094.6 | 453 | 0 | 0 | 344 | 0 | 10.3 | 0 | -0.5 | 1 | -0.7 | 1.7 | 0 | 0 | 98.7 | 0 | -1.42 | 0 | -1.42 | 0 | 0.063 | 0 | 0.048 | 316 | 0 | 0 | 233 | 0 | 7.5 | 0 | -0.3 | 0.8 | -0.5 | 1.3 | 0 | 0 | 75.1 | 0 | -0.98 | 0 | -0.97 | 0 | 0.044 | 0 | 0.032 | PreCW-Top-ElecDHW-ElecDry | Appl-CW-Top-ElecDHW-ElecDry-Tier2AnyMFm2011CZ14DEER2017 | 0
42958.3843 | Appl-CW-Top-ElecDHW-ElecDry-Tier2 | MFm | 2011 | CZ15 | rDXGF | -1 | Household | 1 | 1094.6 | 440 | 0 | 0 | 344 | 0 | 13.5 | 0 | -0.2 | 1.6 | -0.3 | 1.9 | 0 | 0 | 81.3 | 0 | -0.65 | 0 | -0.64 | 0 | 0.062 | 0 | 0.048 | 305 | 0 | 0 | 233 | 0 | 9.3 | 0 | -0.1 | 1.1 | -0.2 | 1.3 | 0 | 0 | 61.9 | 0 | -0.44 | 0 | -0.44 | 0 | 0.042 | 0 | 0.032 | PreCW-Top-ElecDHW-ElecDry | Appl-CW-Top-ElecDHW-ElecDry-Tier2AnyMFm2011CZ15DEER2017 | 0
42958.3843 | Appl-CW-Top-ElecDHW-ElecDry-Tier2 | MFm | 2011 | CZ16 | rDXGF | -1 | Household | 1 | 998.7 | 464 | 0 | 0 | 344 | 0 | 6.9 | 0 | -0.7 | 0.3 | -0.9 | 1.2 | 0 | 0 | 114 | 0 | -1.96 | 0 | -1.95 | 0 | 0.066 | 0 | 0.048 | 324 | 0 | 0 | 233 | 0 | 4.6 | 0 | -0.5 | 0.2 | -0.6 | 0.8 | 0 | 0 | 86.4 | 0 | -1.33 | 0 | -1.33 | 0 | 0.046 | 0 | 0.032 | PreCW-Top-ElecDHW-ElecDry | Appl-CW-Top-ElecDHW-ElecDry-Tier2AnyMFm2011CZ16DEER2017 | 0
42958.3843 | Appl-CW-Top-ElecDHW-ElecDry-Tier2 | MFm | 2015 | CZ01 | rDXGF | -1 | Household | 1 | 998.7 | 456 | 0 | 0 | 345 | 0 | 0.1 | 0 | -1 | -1.2 | -1.2 | 0.1 | 0 | 0 | 114 | 0 | -2.36 | 0 | -2.37 | 0 | 0.063 | 0 | 0.047 | 319 | 0 | 0 | 233 | 0 | 0.1 | 0 | -0.6 | -0.6 | -0.7 | 0 | 0 | 0 | 86.6 | 0 | -1.41 | 0 | -1.41 | 0 | 0.044 | 0 | 0.032 | PreCW-Top-ElecDHW-ElecDry | Appl-CW-Top-ElecDHW-ElecDry-Tier2AnyMFm2015CZ01DEER2017 | 0
42958.3843 | Appl-CW-Top-ElecDHW-ElecDry-Tier2 | MFm | 2015 | CZ02 | rDXGF | -1 | Household | 1 | 1073.2 | 455 | 0 | 0 | 344 | 0 | 4.9 | 0 | -0.7 | 0.1 | -0.8 | 0.8 | 0 | 0 | 106 | 0 | -1.44 | 0 | -1.45 | 0 | 0.067 | 0 | 0.048 | 317 | 0 | 0 | 233 | 0 | 3.2 | 0 | -0.5 | 0.1 | -0.5 | 0.5 | 0 | 0 | 80.6 | 0 | -1 | 0 | -1 | 0 | 0.047 | 0 | 0.032 | PreCW-Top-ElecDHW-ElecDry | Appl-CW-Top-ElecDHW-ElecDry-Tier2AnyMFm2015CZ02DEER2017 | 0
42958.3843 | Appl-CW-Top-ElecDHW-ElecDry-Tier2 | MFm | 2015 | CZ03 | rDXGF | -1 | Household | 1 | 998.7 | 450 | 0 | 0 | 344 | 0 | 0.8 | 0 | -0.5 | -0.4 | -0.6 | 0.2 | 0 | 0 | 106 | 0 | -1.61 | 0 | -1.61 | 0 | 0.064 | 0 | 0.047 | 314 | 0 | 0 | 233 | 0 | 0.6 | 0 | -0.3 | -0.2 | -0.4 | 0.1 | 0 | 0 | 80.9 | 0 | -1.02 | 0 | -1.02 | 0 | 0.045 | 0 | 0.032 | PreCW-Top-ElecDHW-ElecDry | Appl-CW-Top-ElecDHW-ElecDry-Tier2AnyMFm2015CZ03DEER2017 | 0
42958.3843 | Appl-CW-Top-ElecDHW-ElecDry-Tier2 | MFm | 2015 | CZ04 | rDXGF | -1 | Household | 1 | 998.7 | 455 | 0 | 0 | 344 | 0 | 7.5 | 0 | -0.3 | 0.7 | -0.5 | 1.2 | 0 | 0 | 103 | 0 | -1.08 | 0 | -1.08 | 0 | 0.067 | 0 | 0.047 | 317 | 0 | 0 | 233 | 0 | 5.2 | 0 | -0.2 | 0.5 | -0.3 | 0.8 | 0 | 0 | 78.3 | 0 | -0.73 | 0 | -0.73 | 0 | 0.047 | 0 | 0.032 | PreCW-Top-ElecDHW-ElecDry | Appl-CW-Top-ElecDHW-ElecDry-Tier2AnyMFm2015CZ04DEER2017 | 0
42958.3843 | Appl-CW-Top-ElecDHW-ElecDry-Tier2 | MFm | 2015 | CZ05 | rDXGF | -1 | Household | 1 | 998.7 | 454 | 0 | 0 | 345 | 0 | 2.2 | 0 | -0.3 | -0.1 | -0.5 | 0.4 | 0 | 0 | 108 | 0 | -1.16 | 0 | -1.16 | 0 | 0.066 | 0 | 0.047 | 317 | 0 | 0 | 234 | 0 | 1.4 | 0 | -0.2 | -0.1 | -0.3 | 0.2 | 0 | 0 | 82 | 0 | -0.8 | 0 | -0.8 | 0 | 0.045 | 0 | 0.032 | PreCW-Top-ElecDHW-ElecDry | Appl-CW-Top-ElecDHW-ElecDry-Tier2AnyMFm2015CZ05DEER2017 | 0
42958.3843 | Appl-CW-Top-ElecDHW-ElecDry-Tier2 | MFm | 2015 | CZ06 | rDXGF | -1 | Household | 1 | 1206 | 449 | 0 | 0 | 344 | 0 | 5.3 | 0 | -0.4 | 0.4 | -0.5 | 0.9 | 0 | 0 | 99.8 | 0 | -1.38 | 0 | -1.38 | 0 | 0.067 | 0 | 0.048 | 313 | 0 | 0 | 233 | 0 | 3.7 | 0 | -0.3 | 0.3 | -0.4 | 0.6 | 0 | 0 | 76 | 0 | -0.94 | 0 | -0.94 | 0 | 0.047 | 0 | 0.032 | PreCW-Top-ElecDHW-ElecDry | Appl-CW-Top-ElecDHW-ElecDry-Tier2AnyMFm2015CZ06DEER2017 | 0
42958.3843 | Appl-CW-Top-ElecDHW-ElecDry-Tier2 | MFm | 2015 | CZ07 | rDXGF | -1 | Household | 1 | 1206 | 453 | 0 | 0 | 344 | 0 | 9.2 | 0 | -0.3 | 1.2 | -0.4 | 1.6 | 0 | 0 | 98.8 | 0 | -1.13 | 0 | -1.13 | 0 | 0.065 | 0 | 0.048 | 315 | 0 | 0 | 233 | 0 | 6.4 | 0 | -0.2 | 0.8 | -0.3 | 1.1 | 0 | 0 | 75.2 | 0 | -0.78 | 0 | -0.77 | 0 | 0.045 | 0 | 0.033 | PreCW-Top-ElecDHW-ElecDry | Appl-CW-Top-ElecDHW-ElecDry-Tier2AnyMFm2015CZ07DEER2017 | 0
42958.3843 | Appl-CW-Top-ElecDHW-ElecDry-Tier2 | MFm | 2015 | CZ08 | rDXGF | -1 | Household | 1 | 1206 | 452 | 0 | 0 | 344 | 0 | 10.1 | 0 | -0.3 | 1.3 | -0.3 | 1.6 | 0 | 0 | 97.2 | 0 | -0.96 | 0 | -0.96 | 0 | 0.067 | 0 | 0.047 | 315 | 0 | 0 | 233 | 0 | 7.2 | 0 | -0.2 | 0.9 | -0.2 | 1.1 | 0 | 0 | 74 | 0 | -0.64 | 0 | -0.64 | 0 | 0.047 | 0 | 0.032 | PreCW-Top-ElecDHW-ElecDry | Appl-CW-Top-ElecDHW-ElecDry-Tier2AnyMFm2015CZ08DEER2017 | 0
42958.3843 | Appl-CW-Top-ElecDHW-ElecDry-Tier2 | MFm | 2015 | CZ09 | rDXGF | -1 | Household | 1 | 1126.6 | 450 | 0 | 0 | 344 | 0 | 8.1 | 0 | -0.4 | 0.9 | -0.4 | 1.3 | 0 | 0 | 97.1 | 0 | -1.12 | 0 | -1.13 | 0 | 0.066 | 0 | 0.047 | 313 | 0 | 0 | 233 | 0 | 5.8 | 0 | -0.2 | 0.7 | -0.3 | 1 | 0 | 0 | 73.9 | 0 | -0.73 | 0 | -0.74 | 0 | 0.046 | 0 | 0.032 | PreCW-Top-ElecDHW-ElecDry | Appl-CW-Top-ElecDHW-ElecDry-Tier2AnyMFm2015CZ09DEER2017 | 0
42958.3843 | Appl-CW-Top-ElecDHW-ElecDry-Tier2 | MFm | 2015 | CZ10 | rDXGF | -1 | Household | 1 | 1073.2 | 449 | 0 | 0 | 344 | 0 | 7.7 | 0 | -0.4 | 0.7 | -0.3 | 1.1 | 0 | 0 | 96.5 | 0 | -0.92 | 0 | -0.92 | 0 | 0.065 | 0 | 0.048 | 312 | 0 | 0 | 233 | 0 | 5.1 | 0 | -0.3 | 0.5 | -0.2 | 0.7 | 0 | 0 | 73.5 | 0 | -0.63 | 0 | -0.63 | 0 | 0.045 | 0 | 0.033 | PreCW-Top-ElecDHW-ElecDry | Appl-CW-Top-ElecDHW-ElecDry-Tier2AnyMFm2015CZ10DEER2017 | 0
42958.3843 | Appl-CW-Top-ElecDHW-ElecDry-Tier2 | MFm | 2015 | CZ11 | rDXGF | -1 | Household | 1 | 1073.2 | 451 | 0 | 0 | 344 | 0 | 9.1 | 0 | -0.5 | 0.8 | -0.6 | 1.3 | 0 | 0 | 97.9 | 0 | -1.46 | 0 | -1.45 | 0 | 0.064 | 0 | 0.047 | 314 | 0 | 0 | 233 | 0 | 6.1 | 0 | -0.3 | 0.5 | -0.4 | 0.9 | 0 | 0 | 74.6 | 0 | -0.99 | 0 | -0.99 | 0 | 0.044 | 0 | 0.032 | PreCW-Top-ElecDHW-ElecDry | Appl-CW-Top-ElecDHW-ElecDry-Tier2AnyMFm2015CZ11DEER2017 | 0
42958.3843 | Appl-CW-Top-ElecDHW-ElecDry-Tier2 | MFm | 2015 | CZ12 | rDXGF | -1 | Household | 1 | 1073.2 | 453 | 0 | 0 | 344 | 0 | 8.2 | 0 | -0.6 | 0.7 | -0.6 | 1.3 | 0 | 0 | 101 | 0 | -1.34 | 0 | -1.33 | 0 | 0.066 | 0 | 0.048 | 315 | 0 | 0 | 233 | 0 | 5.3 | 0 | -0.4 | 0.4 | -0.4 | 0.8 | 0 | 0 | 76.9 | 0 | -0.92 | 0 | -0.92 | 0 | 0.045 | 0 | 0.032 | PreCW-Top-ElecDHW-ElecDry | Appl-CW-Top-ElecDHW-ElecDry-Tier2AnyMFm2015CZ12DEER2017 | 0
42958.3843 | Appl-CW-Top-ElecDHW-ElecDry-Tier2 | MFm | 2015 | CZ13 | rDXGF | -1 | Household | 1 | 1073.2 | 450 | 0 | 0 | 344 | 0 | 9.5 | 0 | -0.5 | 0.9 | -0.6 | 1.5 | 0 | 0 | 96.8 | 0 | -1.37 | 0 | -1.37 | 0 | 0.064 | 0 | 0.047 | 313 | 0 | 0 | 233 | 0 | 6.3 | 0 | -0.3 | 0.6 | -0.4 | 1 | 0 | 0 | 73.7 | 0 | -0.94 | 0 | -0.93 | 0 | 0.045 | 0 | 0.032 | PreCW-Top-ElecDHW-ElecDry | Appl-CW-Top-ElecDHW-ElecDry-Tier2AnyMFm2015CZ13DEER2017 | 0
42958.3843 | Appl-CW-Top-ElecDHW-ElecDry-Tier2 | MFm | 2015 | CZ14 | rDXGF | -1 | Household | 1 | 1094.6 | 453 | 0 | 0 | 344 | 0 | 10.5 | 0 | -0.5 | 1 | -0.6 | 1.6 | 0 | 0 | 98.7 | 0 | -1.49 | 0 | -1.49 | 0 | 0.064 | 0 | 0.047 | 315 | 0 | 0 | 233 | 0 | 7.1 | 0 | -0.4 | 0.7 | -0.4 | 1.1 | 0 | 0 | 75.1 | 0 | -1.01 | 0 | -1.01 | 0 | 0.044 | 0 | 0.032 | PreCW-Top-ElecDHW-ElecDry | Appl-CW-Top-ElecDHW-ElecDry-Tier2AnyMFm2015CZ14DEER2017 | 0
42958.3843 | Appl-CW-Top-ElecDHW-ElecDry-Tier2 | MFm | 2015 | CZ15 | rDXGF | -1 | Household | 1 | 1094.6 | 439 | 0 | 0 | 344 | 0 | 12.4 | 0 | -0.2 | 1.3 | -0.3 | 1.6 | 0 | 0 | 81.3 | 0 | -0.65 | 0 | -0.65 | 0 | 0.061 | 0 | 0.047 | 304 | 0 | 0 | 233 | 0 | 8.4 | 0 | -0.1 | 0.9 | -0.2 | 1.1 | 0 | 0 | 61.9 | 0 | -0.44 | 0 | -0.44 | 0 | 0.042 | 0 | 0.032 | PreCW-Top-ElecDHW-ElecDry | Appl-CW-Top-ElecDHW-ElecDry-Tier2AnyMFm2015CZ15DEER2017 | 0
42958.3843 | Appl-CW-Top-ElecDHW-ElecDry-Tier2 | MFm | 2015 | CZ16 | rDXGF | -1 | Household | 1 | 998.7 | 463 | 0 | 0 | 344 | 0 | 6.3 | 0 | -0.8 | 0.2 | -0.9 | 1 | 0 | 0 | 114 | 0 | -2.1 | 0 | -2.1 | 0 | 0.066 | 0 | 0.048 | 323 | 0 | 0 | 233 | 0 | 4.3 | 0 | -0.5 | 0.1 | -0.6 | 0.7 | 0 | 0 | 86.5 | 0 | -1.43 | 0 | -1.43 | 0 | 0.046 | 0 | 0.032 | PreCW-Top-ElecDHW-ElecDry | Appl-CW-Top-ElecDHW-ElecDry-Tier2AnyMFm2015CZ16DEER2017 | 0
42958.3843 | Appl-CW-Top-ElecDHW-ElecDry-Tier2 | MFm | 2017 | CZ01 | rDXGF | -1 | Household | 1 | 998.7 | 457 | 0 | 0 | 345 | 0 | 0.2 | 0 | -1 | -1.1 | -1.1 | 0 | 0 | 0 | 114 | 0 | -2.23 | 0 | -2.22 | 0 | 0.063 | 0 | 0.048 | 319 | 0 | 0 | 233 | 0 | 0.1 | 0 | -0.7 | -0.8 | -0.8 | 0 | 0 | 0 | 86.6 | 0 | -1.54 | 0 | -1.53 | 0 | 0.044 | 0 | 0.032 | PreCW-Top-ElecDHW-ElecDry | Appl-CW-Top-ElecDHW-ElecDry-Tier2AnyMFm2017CZ01DEER2017 | 0
42958.3843 | Appl-CW-Top-ElecDHW-ElecDry-Tier2 | MFm | 2017 | CZ02 | rDXGF | -1 | Household | 1 | 1073.2 | 455 | 0 | 0 | 344 | 0 | 5.4 | 0 | -0.6 | 0.2 | -0.7 | 0.9 | 0 | 0 | 106 | 0 | -1.39 | 0 | -1.39 | 0 | 0.068 | 0 | 0.048 | 317 | 0 | 0 | 233 | 0 | 3.4 | 0 | -0.4 | 0 | -0.5 | 0.5 | 0 | 0 | 80.6 | 0 | -0.99 | 0 | -0.99 | 0 | 0.047 | 0 | 0.032 | PreCW-Top-ElecDHW-ElecDry | Appl-CW-Top-ElecDHW-ElecDry-Tier2AnyMFm2017CZ02DEER2017 | 0
42958.3843 | Appl-CW-Top-ElecDHW-ElecDry-Tier2 | MFm | 2017 | CZ03 | rDXGF | -1 | Household | 1 | 998.7 | 450 | 0 | 0 | 344 | 0 | 0.8 | 0 | -0.6 | -0.5 | -0.7 | 0.2 | 0 | 0 | 106 | 0 | -1.72 | 0 | -1.72 | 0 | 0.064 | 0 | 0.047 | 314 | 0 | 0 | 233 | 0 | 0.5 | 0 | -0.4 | -0.4 | -0.5 | 0.1 | 0 | 0 | 80.9 | 0 | -1.21 | 0 | -1.22 | 0 | 0.045 | 0 | 0.032 | PreCW-Top-ElecDHW-ElecDry | Appl-CW-Top-ElecDHW-ElecDry-Tier2AnyMFm2017CZ03DEER2017 | 0
42958.3843 | Appl-CW-Top-ElecDHW-ElecDry-Tier2 | MFm | 2017 | CZ04 | rDXGF | -1 | Household | 1 | 998.7 | 455 | 0 | 0 | 344 | 0 | 7.4 | 0 | -0.4 | 0.8 | -0.3 | 1.2 | 0 | 0 | 103 | 0 | -0.96 | 0 | -0.97 | 0 | 0.068 | 0 | 0.047 | 316 | 0 | 0 | 233 | 0 | 4.5 | 0 | -0.3 | 0.4 | -0.2 | 0.7 | 0 | 0 | 78.3 | 0 | -0.66 | 0 | -0.67 | 0 | 0.046 | 0 | 0.032 | PreCW-Top-ElecDHW-ElecDry | Appl-CW-Top-ElecDHW-ElecDry-Tier2AnyMFm2017CZ04DEER2017 | 0
42958.3843 | Appl-CW-Top-ElecDHW-ElecDry-Tier2 | MFm | 2017 | CZ05 | rDXGF | -1 | Household | 1 | 998.7 | 454 | 0 | 0 | 345 | 0 | 2.2 | 0 | -0.4 | 0 | -0.4 | 0.4 | 0 | 0 | 108 | 0 | -1.14 | 0 | -1.14 | 0 | 0.065 | 0 | 0.047 | 317 | 0 | 0 | 234 | 0 | 1.7 | 0 | -0.3 | 0 | -0.3 | 0.3 | 0 | 0 | 82 | 0 | -0.76 | 0 | -0.75 | 0 | 0.046 | 0 | 0.032 | PreCW-Top-ElecDHW-ElecDry | Appl-CW-Top-ElecDHW-ElecDry-Tier2AnyMFm2017CZ05DEER2017 | 0
42958.3843 | Appl-CW-Top-ElecDHW-ElecDry-Tier2 | MFm | 2017 | CZ06 | rDXGF | -1 | Household | 1 | 1206 | 448 | 0 | 0 | 344 | 0 | 4.5 | 0 | -0.3 | 0.2 | -0.6 | 0.7 | 0 | 0 | 99.8 | 0 | -1.47 | 0 | -1.47 | 0 | 0.066 | 0 | 0.048 | 312 | 0 | 0 | 233 | 0 | 2.8 | 0 | -0.2 | 0.1 | -0.4 | 0.5 | 0 | 0 | 76 | 0 | -1.04 | 0 | -1.03 | 0 | 0.045 | 0 | 0.032 | PreCW-Top-ElecDHW-ElecDry | Appl-CW-Top-ElecDHW-ElecDry-Tier2AnyMFm2017CZ06DEER2017 | 0
42958.3843 | Appl-CW-Top-ElecDHW-ElecDry-Tier2 | MFm | 2017 | CZ07 | rDXGF | -1 | Household | 1 | 1206 | 453 | 0 | 0 | 344 | 0 | 9.1 | 0 | -0.3 | 1.1 | -0.4 | 1.6 | 0 | 0 | 98.7 | 0 | -1.12 | 0 | -1.12 | 0 | 0.066 | 0 | 0.048 | 315 | 0 | 0 | 233 | 0 | 6.4 | 0 | -0.2 | 0.8 | -0.2 | 1.1 | 0 | 0 | 75.2 | 0 | -0.77 | 0 | -0.76 | 0 | 0.046 | 0 | 0.033 | PreCW-Top-ElecDHW-ElecDry | Appl-CW-Top-ElecDHW-ElecDry-Tier2AnyMFm2017CZ07DEER2017 | 0
42958.3843 | Appl-CW-Top-ElecDHW-ElecDry-Tier2 | MFm | 2017 | CZ08 | rDXGF | -1 | Household | 1 | 1206 | 451 | 0 | 0 | 344 | 0 | 8.8 | 0 | -0.3 | 1.1 | -0.3 | 1.4 | 0 | 0 | 97.2 | 0 | -0.91 | 0 | -0.91 | 0 | 0.064 | 0 | 0.047 | 314 | 0 | 0 | 233 | 0 | 6 | 0 | -0.2 | 0.7 | -0.2 | 1 | 0 | 0 | 74 | 0 | -0.62 | 0 | -0.62 | 0 | 0.044 | 0 | 0.032 | PreCW-Top-ElecDHW-ElecDry | Appl-CW-Top-ElecDHW-ElecDry-Tier2AnyMFm2017CZ08DEER2017 | 0
42958.3843 | Appl-CW-Top-ElecDHW-ElecDry-Tier2 | MFm | 2017 | CZ09 | rDXGF | -1 | Household | 1 | 1126.6 | 449 | 0 | 0 | 344 | 0 | 7.4 | 0 | -0.4 | 0.8 | -0.5 | 1.2 | 0 | 0 | 97 | 0 | -1.06 | 0 | -1.06 | 0 | 0.066 | 0 | 0.047 | 312 | 0 | 0 | 233 | 0 | 4.9 | 0 | -0.2 | 0.5 | -0.3 | 0.8 | 0 | 0 | 73.8 | 0 | -0.72 | 0 | -0.72 | 0 | 0.046 | 0 | 0.032 | PreCW-Top-ElecDHW-ElecDry | Appl-CW-Top-ElecDHW-ElecDry-Tier2AnyMFm2017CZ09DEER2017 | 0
42958.3843 | Appl-CW-Top-ElecDHW-ElecDry-Tier2 | MFm | 2017 | CZ10 | rDXGF | -1 | Household | 1 | 1073.2 | 449 | 0 | 0 | 344 | 0 | 8.1 | 0 | -0.3 | 0.8 | -0.4 | 1.2 | 0 | 0 | 96.5 | 0 | -0.83 | 0 | -0.83 | 0 | 0.066 | 0 | 0.048 | 312 | 0 | 0 | 233 | 0 | 5.5 | 0 | -0.2 | 0.6 | -0.3 | 0.8 | 0 | 0 | 73.5 | 0 | -0.57 | 0 | -0.57 | 0 | 0.046 | 0 | 0.032 | PreCW-Top-ElecDHW-ElecDry | Appl-CW-Top-ElecDHW-ElecDry-Tier2AnyMFm2017CZ10DEER2017 | 0
42958.3843 | Appl-CW-Top-ElecDHW-ElecDry-Tier2 | MFm | 2017 | CZ11 | rDXGF | -1 | Household | 1 | 1073.2 | 451 | 0 | 0 | 344 | 0 | 8.9 | 0 | -0.5 | 0.7 | -0.6 | 1.3 | 0 | 0 | 98 | 0 | -1.41 | 0 | -1.41 | 0 | 0.064 | 0 | 0.048 | 313 | 0 | 0 | 233 | 0 | 5.6 | 0 | -0.4 | 0.4 | -0.4 | 0.8 | 0 | 0 | 74.6 | 0 | -0.97 | 0 | -0.97 | 0 | 0.044 | 0 | 0.032 | PreCW-Top-ElecDHW-ElecDry | Appl-CW-Top-ElecDHW-ElecDry-Tier2AnyMFm2017CZ11DEER2017 | 0
42958.3843 | Appl-CW-Top-ElecDHW-ElecDry-Tier2 | MFm | 2017 | CZ12 | rDXGF | -1 | Household | 1 | 1073.2 | 453 | 0 | 0 | 344 | 0 | 7.6 | 0 | -0.5 | 0.6 | -0.6 | 1.2 | 0 | 0 | 101 | 0 | -1.32 | 0 | -1.31 | 0 | 0.065 | 0 | 0.047 | 316 | 0 | 0 | 233 | 0 | 5.7 | 0 | -0.4 | 0.5 | -0.4 | 0.9 | 0 | 0 | 77 | 0 | -0.88 | 0 | -0.88 | 0 | 0.045 | 0 | 0.032 | PreCW-Top-ElecDHW-ElecDry | Appl-CW-Top-ElecDHW-ElecDry-Tier2AnyMFm2017CZ12DEER2017 | 0
42958.3843 | Appl-CW-Top-ElecDHW-ElecDry-Tier2 | MFm | 2017 | CZ13 | rDXGF | -1 | Household | 1 | 1073.2 | 452 | 0 | 0 | 344 | 0 | 10.5 | 0 | -0.4 | 1.1 | -0.5 | 1.6 | 0 | 0 | 96.7 | 0 | -1.3 | 0 | -1.3 | 0 | 0.066 | 0 | 0.048 | 314 | 0 | 0 | 233 | 0 | 7.4 | 0 | -0.3 | 0.8 | -0.4 | 1.1 | 0 | 0 | 73.6 | 0 | -0.88 | 0 | -0.87 | 0 | 0.046 | 0 | 0.033 | PreCW-Top-ElecDHW-ElecDry | Appl-CW-Top-ElecDHW-ElecDry-Tier2AnyMFm2017CZ13DEER2017 | 0
42958.3843 | Appl-CW-Top-ElecDHW-ElecDry-Tier2 | MFm | 2017 | CZ14 | rDXGF | -1 | Household | 1 | 1094.6 | 455 | 0 | 0 | 344 | 0 | 11.9 | 0 | -0.5 | 1.3 | -0.5 | 1.8 | 0 | 0 | 98.7 | 0 | -1.37 | 0 | -1.37 | 0 | 0.065 | 0 | 0.048 | 316 | 0 | 0 | 233 | 0 | 7.4 | 0 | -0.4 | 0.8 | -0.4 | 1.1 | 0 | 0 | 75.1 | 0 | -0.98 | 0 | -0.97 | 0 | 0.045 | 0 | 0.033 | PreCW-Top-ElecDHW-ElecDry | Appl-CW-Top-ElecDHW-ElecDry-Tier2AnyMFm2017CZ14DEER2017 | 0
42958.3843 | Appl-CW-Top-ElecDHW-ElecDry-Tier2 | MFm | 2017 | CZ15 | rDXGF | -1 | Household | 1 | 1094.6 | 440 | 0 | 0 | 344 | 0 | 13.6 | 0 | -0.2 | 1.5 | -0.3 | 1.8 | 0 | 0 | 81.3 | 0 | -0.62 | 0 | -0.62 | 0 | 0.062 | 0 | 0.048 | 304 | 0 | 0 | 233 | 0 | 8.3 | 0 | -0.1 | 0.9 | -0.2 | 1.1 | 0 | 0 | 61.9 | 0 | -0.43 | 0 | -0.43 | 0 | 0.042 | 0 | 0.033 | PreCW-Top-ElecDHW-ElecDry | Appl-CW-Top-ElecDHW-ElecDry-Tier2AnyMFm2017CZ15DEER2017 | 0
42958.3843 | Appl-CW-Top-ElecDHW-ElecDry-Tier2 | MFm | 2017 | CZ16 | rDXGF | -1 | Household | 1 | 998.7 | 463 | 0 | 0 | 344 | 0 | 6.1 | 0 | -0.7 | 0.1 | -0.9 | 1 | 0 | 0 | 114 | 0 | -2.04 | 0 | -2.05 | 0 | 0.066 | 0 | 0.048 | 323 | 0 | 0 | 233 | 0 | 4.2 | 0 | -0.5 | 0.1 | -0.6 | 0.7 | 0 | 0 | 86.4 | 0 | -1.39 | 0 | -1.39 | 0 | 0.046 | 0 | 0.032 | PreCW-Top-ElecDHW-ElecDry | Appl-CW-Top-ElecDHW-ElecDry-Tier2AnyMFm2017CZ16DEER2017 | 0
42958.3843 | Appl-CW-Top-ElecDHW-ElecDry-Tier2 | SFm | 1975 | CZ01 | rDXGF | -1 | Household | 1 | 1591 | 564 | 0 | 0 | 426 | 0 | 0 | 0 | -0.7 | -2 | -2 | 0 | 0 | 0 | 141 | 0 | -3.8 | 0 | -3.8 | 0 | 0.077 | 0 | 0.059 | 394 | 0 | 0 | 289 | 0 | 0 | 0 | -0.5 | -1.4 | -1.4 | 0 | 0 | 0 | 108 | 0 | -2.59 | 0 | -2.58 | 0 | 0.054 | 0 | 0.04 | PreCW-Top-ElecDHW-ElecDry | Appl-CW-Top-ElecDHW-ElecDry-Tier2AnySFm1975CZ01DEER2017 | 0
42958.3843 | Appl-CW-Top-ElecDHW-ElecDry-Tier2 | SFm | 1975 | CZ02 | rDXGF | -1 | Household | 1 | 1591 | 563 | 0 | 0 | 426 | 0 | 7.3 | 0 | -0.5 | -1 | -1.9 | 0.9 | 0 | 0 | 131 | 0 | -3.6 | 0 | -3.6 | 0 | 0.098 | 0 | 0.059 | 392 | 0 | 0 | 289 | 0 | 4.5 | 0 | -0.3 | -0.7 | -1.3 | 0.6 | 0 | 0 | 100 | 0 | -2.45 | 0 | -2.45 | 0 | 0.068 | 0 | 0.04 | PreCW-Top-ElecDHW-ElecDry | Appl-CW-Top-ElecDHW-ElecDry-Tier2AnySFm1975CZ02DEER2017 | 0
42958.3843 | Appl-CW-Top-ElecDHW-ElecDry-Tier2 | SFm | 1975 | CZ03 | rDXGF | -1 | Household | 1 | 1591 | 559 | 0 | 0 | 426 | 0 | 3.3 | 0 | -0.5 | -1.3 | -1.8 | 0.5 | 0 | 0 | 132 | 0 | -3.47 | 0 | -3.47 | 0 | 0.095 | 0 | 0.059 | 390 | 0 | 0 | 288 | 0 | 2.1 | 0 | -0.4 | -0.9 | -1.2 | 0.3 | 0 | 0 | 100 | 0 | -2.35 | 0 | -2.35 | 0 | 0.067 | 0 | 0.04 | PreCW-Top-ElecDHW-ElecDry | Appl-CW-Top-ElecDHW-ElecDry-Tier2AnySFm1975CZ03DEER2017 | 0
42958.3843 | Appl-CW-Top-ElecDHW-ElecDry-Tier2 | SFm | 1975 | CZ04 | rDXGF | -1 | Household | 1 | 1591 | 563 | 0 | 0 | 426 | 0 | 9.7 | 0 | -0.4 | -0.2 | -1.5 | 1.3 | 0 | 0 | 128 | 0 | -2.79 | 0 | -2.78 | 0 | 0.093 | 0 | 0.059 | 392 | 0 | 0 | 288 | 0 | 6.6 | 0 | -0.3 | -0.1 | -1 | 0.9 | 0 | 0 | 97.1 | 0 | -1.92 | 0 | -1.92 | 0 | 0.065 | 0 | 0.04 | PreCW-Top-ElecDHW-ElecDry | Appl-CW-Top-ElecDHW-ElecDry-Tier2AnySFm1975CZ04DEER2017 | 0
42958.3843 | Appl-CW-Top-ElecDHW-ElecDry-Tier2 | SFm | 1975 | CZ05 | rDXGF | -1 | Household | 1 | 1591 | 559 | 0 | 0 | 426 | 0 | 1.9 | 0 | -0.5 | -1.9 | -2.1 | 0.2 | 0 | 0 | 134 | 0 | -4.1 | 0 | -4.11 | 0 | 0.092 | 0 | 0.059 | 390 | 0 | 0 | 288 | 0 | 1.3 | 0 | -0.4 | -1.3 | -1.4 | 0.1 | 0 | 0 | 102 | 0 | -2.76 | 0 | -2.77 | 0 | 0.064 | 0 | 0.04 | PreCW-Top-ElecDHW-ElecDry | Appl-CW-Top-ElecDHW-ElecDry-Tier2AnySFm1975CZ05DEER2017 | 0
42958.3843 | Appl-CW-Top-ElecDHW-ElecDry-Tier2 | SFm | 1975 | CZ06 | rDXGF | -1 | Household | 1 | 1528 | 561 | 0 | 0 | 426 | 0 | 11 | 0 | -0.3 | 0.3 | -1.1 | 1.5 | 0 | 0 | 124 | 0 | -2.17 | 0 | -2.17 | 0 | 0.091 | 0 | 0.059 | 391 | 0 | 0 | 289 | 0 | 8 | 0 | -0.2 | 0.3 | -0.8 | 1.1 | 0 | 0 | 94.1 | 0 | -1.48 | 0 | -1.48 | 0 | 0.062 | 0 | 0.04 | PreCW-Top-ElecDHW-ElecDry | Appl-CW-Top-ElecDHW-ElecDry-Tier2AnySFm1975CZ06DEER2017 | 0
42958.3843 | Appl-CW-Top-ElecDHW-ElecDry-Tier2 | SFm | 1975 | CZ07 | rDXGF | -1 | Household | 1 | 1528 | 557 | 0 | 0 | 426 | 0 | 9.5 | 0 | -0.4 | 0.2 | -1.2 | 1.3 | 0 | 0 | 123 | 0 | -2.39 | 0 | -2.39 | 0 | 0.087 | 0 | 0.059 | 388 | 0 | 0 | 288 | 0 | 6.3 | 0 | -0.3 | 0.1 | -0.9 | 0.8 | 0 | 0 | 93.2 | 0 | -1.63 | 0 | -1.63 | 0 | 0.061 | 0 | 0.04 | PreCW-Top-ElecDHW-ElecDry | Appl-CW-Top-ElecDHW-ElecDry-Tier2AnySFm1975CZ07DEER2017 | 0
42958.3843 | Appl-CW-Top-ElecDHW-ElecDry-Tier2 | SFm | 1975 | CZ08 | rDXGF | -1 | Household | 1 | 1528 | 561 | 0 | 0 | 426 | 0 | 14.3 | 0 | -0.3 | 0.8 | -1.2 | 1.9 | 0 | 0 | 120 | 0 | -2.18 | 0 | -2.18 | 0 | 0.09 | 0 | 0.058 | 390 | 0 | 0 | 289 | 0 | 9.4 | 0 | -0.2 | 0.5 | -0.8 | 1.3 | 0 | 0 | 91.7 | 0 | -1.47 | 0 | -1.46 | 0 | 0.063 | 0 | 0.039 | PreCW-Top-ElecDHW-ElecDry | Appl-CW-Top-ElecDHW-ElecDry-Tier2AnySFm1975CZ08DEER2017 | 0
42958.3843 | Appl-CW-Top-ElecDHW-ElecDry-Tier2 | SFm | 1975 | CZ09 | rDXGF | -1 | Household | 1 | 1636 | 564 | 0 | 0 | 426 | 0 | 17.6 | 0 | -0.3 | 0.9 | -1.2 | 2.2 | 0 | 0 | 120 | 0 | -2.46 | 0 | -2.46 | 0 | 0.083 | 0 | 0.058 | 392 | 0 | 0 | 288 | 0 | 11.9 | 0 | -0.2 | 0.6 | -0.8 | 1.5 | 0 | 0 | 91.6 | 0 | -1.67 | 0 | -1.67 | 0 | 0.057 | 0 | 0.039 | PreCW-Top-ElecDHW-ElecDry | Appl-CW-Top-ElecDHW-ElecDry-Tier2AnySFm1975CZ09DEER2017 | 0
42958.3843 | Appl-CW-Top-ElecDHW-ElecDry-Tier2 | SFm | 1975 | CZ10 | rDXGF | -1 | Household | 1 | 1636 | 559 | 0 | 0 | 426 | 0 | 13.8 | 0 | -0.3 | 0.2 | -1.4 | 1.6 | 0 | 0 | 120 | 0 | -2.89 | 0 | -2.89 | 0 | 0.093 | 0 | 0.058 | 389 | 0 | 0 | 288 | 0 | 9.3 | 0 | -0.2 | 0.1 | -1 | 1.1 | 0 | 0 | 91.2 | 0 | -1.97 | 0 | -1.96 | 0 | 0.064 | 0 | 0.039 | PreCW-Top-ElecDHW-ElecDry | Appl-CW-Top-ElecDHW-ElecDry-Tier2AnySFm1975CZ10DEER2017 | 0
42958.3843 | Appl-CW-Top-ElecDHW-ElecDry-Tier2 | SFm | 1975 | CZ11 | rDXGF | -1 | Household | 1 | 1528 | 564 | 0 | 0 | 426 | 0 | 17 | 0 | -0.3 | 0.3 | -1.5 | 1.9 | 0 | 0 | 121 | 0 | -2.92 | 0 | -2.92 | 0 | 0.092 | 0 | 0.059 | 392 | 0 | 0 | 289 | 0 | 11.6 | 0 | -0.2 | 0.2 | -1 | 1.3 | 0 | 0 | 92.4 | 0 | -1.97 | 0 | -1.97 | 0 | 0.063 | 0 | 0.04 | PreCW-Top-ElecDHW-ElecDry | Appl-CW-Top-ElecDHW-ElecDry-Tier2AnySFm1975CZ11DEER2017 | 0
42958.3843 | Appl-CW-Top-ElecDHW-ElecDry-Tier2 | SFm | 1975 | CZ12 | rDXGF | -1 | Household | 1 | 1528 | 563 | 0 | 0 | 426 | 0 | 12.9 | 0 | -0.4 | -0.1 | -1.6 | 1.5 | 0 | 0 | 125 | 0 | -3.06 | 0 | -3.06 | 0 | 0.093 | 0 | 0.059 | 392 | 0 | 0 | 288 | 0 | 9 | 0 | -0.3 | -0.1 | -1.1 | 1 | 0 | 0 | 95.4 | 0 | -2.08 | 0 | -2.08 | 0 | 0.065 | 0 | 0.04 | PreCW-Top-ElecDHW-ElecDry | Appl-CW-Top-ElecDHW-ElecDry-Tier2AnySFm1975CZ12DEER2017 | 0
42958.3843 | Appl-CW-Top-ElecDHW-ElecDry-Tier2 | SFm | 1975 | CZ13 | rDXGF | -1 | Household | 1 | 1528 | 563 | 0 | 0 | 426 | 0 | 17.8 | 0 | -0.3 | 0.3 | -1.6 | 2 | 0 | 0 | 120 | 0 | -3.23 | 0 | -3.23 | 0 | 0.089 | 0 | 0.059 | 392 | 0 | 0 | 288 | 0 | 11.8 | 0 | -0.2 | 0.2 | -1.1 | 1.3 | 0 | 0 | 91.3 | 0 | -2.19 | 0 | -2.19 | 0 | 0.062 | 0 | 0.04 | PreCW-Top-ElecDHW-ElecDry | Appl-CW-Top-ElecDHW-ElecDry-Tier2AnySFm1975CZ13DEER2017 | 0
42958.3843 | Appl-CW-Top-ElecDHW-ElecDry-Tier2 | SFm | 1975 | CZ14 | rDXGF | -1 | Household | 1 | 1555 | 570 | 0 | 0 | 426 | 0 | 21.3 | 0 | -0.3 | 0.7 | -1.6 | 2.4 | 0 | 0 | 122 | 0 | -2.85 | 0 | -2.84 | 0 | 0.085 | 0 | 0.059 | 396 | 0 | 0 | 288 | 0 | 14 | 0 | -0.2 | 0.4 | -1.1 | 1.6 | 0 | 0 | 93.2 | 0 | -1.94 | 0 | -1.94 | 0 | 0.059 | 0 | 0.04 | PreCW-Top-ElecDHW-ElecDry | Appl-CW-Top-ElecDHW-ElecDry-Tier2AnySFm1975CZ14DEER2017 | 0
42958.3843 | Appl-CW-Top-ElecDHW-ElecDry-Tier2 | SFm | 1975 | CZ15 | rDXGF | -1 | Household | 1 | 1555 | 554 | 0 | 0 | 426 | 0 | 25.7 | 0 | -0.1 | 1.5 | -0.9 | 2.5 | 0 | 0 | 101 | 0 | -1.37 | 0 | -1.37 | 0 | 0.08 | 0 | 0.059 | 384 | 0 | 0 | 288 | 0 | 17.7 | 0 | -0.1 | 1.1 | -0.6 | 1.7 | 0 | 0 | 76.7 | 0 | -0.9 | 0 | -0.9 | 0 | 0.055 | 0 | 0.04 | PreCW-Top-ElecDHW-ElecDry | Appl-CW-Top-ElecDHW-ElecDry-Tier2AnySFm1975CZ15DEER2017 | 0
42958.3843 | Appl-CW-Top-ElecDHW-ElecDry-Tier2 | SFm | 1975 | CZ16 | rDXGF | -1 | Household | 1 | 1591 | 579 | 0 | 0 | 426 | 0 | 12.5 | 0 | -0.4 | -0.1 | -1.8 | 1.7 | 0 | 0 | 141 | 0 | -3.35 | 0 | -3.36 | 0 | 0.088 | 0 | 0.059 | 404 | 0 | 0 | 288 | 0 | 8.4 | 0 | -0.3 | -0.1 | -1.2 | 1.2 | 0 | 0 | 107 | 0 | -2.29 | 0 | -2.3 | 0 | 0.062 | 0 | 0.04 | PreCW-Top-ElecDHW-ElecDry | Appl-CW-Top-ElecDHW-ElecDry-Tier2AnySFm1975CZ16DEER2017 | 0
42958.3843 | Appl-CW-Top-ElecDHW-ElecDry-Tier2 | SFm | 1985 | CZ01 | rDXGF | -1 | Household | 1 | 1904 | 563 | 0 | 0 | 426 | 0 | 0 | 0 | -1.3 | -2.7 | -2.7 | 0 | 0 | 0 | 141 | 0 | -5.03 | 0 | -5.03 | 0 | 0.078 | 0 | 0.059 | 393 | 0 | 0 | 289 | 0 | 0 | 0 | -0.9 | -1.8 | -1.8 | 0 | 0 | 0 | 107 | 0 | -3.43 | 0 | -3.43 | 0 | 0.055 | 0 | 0.04 | PreCW-Top-ElecDHW-ElecDry | Appl-CW-Top-ElecDHW-ElecDry-Tier2AnySFm1985CZ01DEER2017 | 0
42958.3843 | Appl-CW-Top-ElecDHW-ElecDry-Tier2 | SFm | 1985 | CZ02 | rDXGF | -1 | Household | 1 | 1904 | 562 | 0 | 0 | 426 | 0 | 6.4 | 0 | -0.7 | -1.4 | -2.3 | 0.8 | 0 | 0 | 131 | 0 | -4.33 | 0 | -4.33 | 0 | 0.091 | 0 | 0.059 | 391 | 0 | 0 | 288 | 0 | 4.1 | 0 | -0.4 | -1 | -1.6 | 0.5 | 0 | 0 | 100 | 0 | -2.96 | 0 | -2.96 | 0 | 0.063 | 0 | 0.04 | PreCW-Top-ElecDHW-ElecDry | Appl-CW-Top-ElecDHW-ElecDry-Tier2AnySFm1985CZ02DEER2017 | 0
42958.3843 | Appl-CW-Top-ElecDHW-ElecDry-Tier2 | SFm | 1985 | CZ03 | rDXGF | -1 | Household | 1 | 1904 | 559 | 0 | 0 | 426 | 0 | 4 | 0 | -0.9 | -1.9 | -2.5 | 0.5 | 0 | 0 | 132 | 0 | -4.62 | 0 | -4.63 | 0 | 0.093 | 0 | 0.059 | 390 | 0 | 0 | 288 | 0 | 2.9 | 0 | -0.6 | -1.2 | -1.7 | 0.3 | 0 | 0 | 100 | 0 | -3.15 | 0 | -3.16 | 0 | 0.064 | 0 | 0.04 | PreCW-Top-ElecDHW-ElecDry | Appl-CW-Top-ElecDHW-ElecDry-Tier2AnySFm1985CZ03DEER2017 | 0
42958.3843 | Appl-CW-Top-ElecDHW-ElecDry-Tier2 | SFm | 1985 | CZ04 | rDXGF | -1 | Household | 1 | 1904 | 565 | 0 | 0 | 426 | 0 | 12.4 | 0 | -0.7 | -0.3 | -1.9 | 1.6 | 0 | 0 | 128 | 0 | -3.53 | 0 | -3.52 | 0 | 0.093 | 0 | 0.059 | 393 | 0 | 0 | 288 | 0 | 8 | 0 | -0.5 | -0.2 | -1.3 | 1 | 0 | 0 | 97.1 | 0 | -2.41 | 0 | -2.41 | 0 | 0.065 | 0 | 0.04 | PreCW-Top-ElecDHW-ElecDry | Appl-CW-Top-ElecDHW-ElecDry-Tier2AnySFm1985CZ04DEER2017 | 0
42958.3843 | Appl-CW-Top-ElecDHW-ElecDry-Tier2 | SFm | 1985 | CZ05 | rDXGF | -1 | Household | 1 | 1904 | 560 | 0 | 0 | 426 | 0 | 3 | 0 | -0.9 | -2.2 | -2.6 | 0.4 | 0 | 0 | 134 | 0 | -5.06 | 0 | -5.06 | 0 | 0.095 | 0 | 0.059 | 390 | 0 | 0 | 288 | 0 | 2 | 0 | -0.6 | -1.5 | -1.8 | 0.3 | 0 | 0 | 102 | 0 | -3.43 | 0 | -3.42 | 0 | 0.066 | 0 | 0.04 | PreCW-Top-ElecDHW-ElecDry | Appl-CW-Top-ElecDHW-ElecDry-Tier2AnySFm1985CZ05DEER2017 | 0
42958.3843 | Appl-CW-Top-ElecDHW-ElecDry-Tier2 | SFm | 1985 | CZ06 | rDXGF | -1 | Household | 1 | 2064 | 561 | 0 | 0 | 426 | 0 | 11.2 | 0 | -0.3 | 0.2 | -1.3 | 1.5 | 0 | 0 | 124 | 0 | -2.69 | 0 | -2.68 | 0 | 0.096 | 0 | 0.059 | 390 | 0 | 0 | 288 | 0 | 7.3 | 0 | -0.2 | 0.1 | -0.9 | 1 | 0 | 0 | 94.3 | 0 | -1.83 | 0 | -1.82 | 0 | 0.067 | 0 | 0.04 | PreCW-Top-ElecDHW-ElecDry | Appl-CW-Top-ElecDHW-ElecDry-Tier2AnySFm1985CZ06DEER2017 | 0
42958.3843 | Appl-CW-Top-ElecDHW-ElecDry-Tier2 | SFm | 1985 | CZ07 | rDXGF | -1 | Household | 1 | 2064 | 561 | 0 | 0 | 426 | 0 | 12.7 | 0 | -0.4 | 0.5 | -1.3 | 1.8 | 0 | 0 | 123 | 0 | -2.51 | 0 | -2.51 | 0 | 0.089 | 0 | 0.059 | 390 | 0 | 0 | 288 | 0 | 8 | 0 | -0.2 | 0.2 | -0.9 | 1.1 | 0 | 0 | 93.3 | 0 | -1.71 | 0 | -1.71 | 0 | 0.061 | 0 | 0.04 | PreCW-Top-ElecDHW-ElecDry | Appl-CW-Top-ElecDHW-ElecDry-Tier2AnySFm1985CZ07DEER2017 | 0
42958.3843 | Appl-CW-Top-ElecDHW-ElecDry-Tier2 | SFm | 1985 | CZ08 | rDXGF | -1 | Household | 1 | 2064 | 565 | 0 | 0 | 426 | 0 | 17.8 | 0 | -0.4 | 1 | -1.3 | 2.3 | 0 | 0 | 121 | 0 | -2.57 | 0 | -2.57 | 0 | 0.084 | 0 | 0.058 | 392 | 0 | 0 | 288 | 0 | 11 | 0 | -0.3 | 0.5 | -0.9 | 1.4 | 0 | 0 | 91.8 | 0 | -1.75 | 0 | -1.75 | 0 | 0.057 | 0 | 0.039 | PreCW-Top-ElecDHW-ElecDry | Appl-CW-Top-ElecDHW-ElecDry-Tier2AnySFm1985CZ08DEER2017 | 0
42958.3843 | Appl-CW-Top-ElecDHW-ElecDry-Tier2 | SFm | 1985 | CZ09 | rDXGF | -1 | Household | 1 | 1811 | 564 | 0 | 0 | 426 | 0 | 17.2 | 0 | -0.4 | 0.8 | -1.3 | 2.1 | 0 | 0 | 120 | 0 | -2.6 | 0 | -2.6 | 0 | 0.086 | 0 | 0.059 | 393 | 0 | 0 | 288 | 0 | 12.3 | 0 | -0.3 | 0.6 | -0.9 | 1.5 | 0 | 0 | 91.6 | 0 | -1.75 | 0 | -1.75 | 0 | 0.06 | 0 | 0.04 | PreCW-Top-ElecDHW-ElecDry | Appl-CW-Top-ElecDHW-ElecDry-Tier2AnySFm1985CZ09DEER2017 | 0
42958.3843 | Appl-CW-Top-ElecDHW-ElecDry-Tier2 | SFm | 1985 | CZ10 | rDXGF | -1 | Household | 1 | 1811 | 562 | 0 | 0 | 426 | 0 | 16 | 0 | -0.3 | 0.3 | -1.5 | 1.9 | 0 | 0 | 120 | 0 | -2.96 | 0 | -2.96 | 0 | 0.091 | 0 | 0.059 | 390 | 0 | 0 | 288 | 0 | 10.8 | 0 | -0.2 | 0.2 | -1 | 1.3 | 0 | 0 | 91.2 | 0 | -2.01 | 0 | -2.01 | 0 | 0.063 | 0 | 0.04 | PreCW-Top-ElecDHW-ElecDry | Appl-CW-Top-ElecDHW-ElecDry-Tier2AnySFm1985CZ10DEER2017 | 0
42958.3843 | Appl-CW-Top-ElecDHW-ElecDry-Tier2 | SFm | 1985 | CZ11 | rDXGF | -1 | Household | 1 | 1704 | 565 | 0 | 0 | 426 | 0 | 18 | 0 | -0.4 | 0.1 | -1.9 | 2 | 0 | 0 | 122 | 0 | -3.71 | 0 | -3.71 | 0 | 0.089 | 0 | 0.059 | 392 | 0 | 0 | 288 | 0 | 11.6 | 0 | -0.3 | 0 | -1.3 | 1.3 | 0 | 0 | 92.5 | 0 | -2.53 | 0 | -2.53 | 0 | 0.061 | 0 | 0.04 | PreCW-Top-ElecDHW-ElecDry | Appl-CW-Top-ElecDHW-ElecDry-Tier2AnySFm1985CZ11DEER2017 | 0
42958.3843 | Appl-CW-Top-ElecDHW-ElecDry-Tier2 | SFm | 1985 | CZ12 | rDXGF | -1 | Household | 1 | 1704 | 563 | 0 | 0 | 426 | 0 | 13.1 | 0 | -0.5 | -0.5 | -2 | 1.5 | 0 | 0 | 125 | 0 | -3.72 | 0 | -3.71 | 0 | 0.095 | 0 | 0.058 | 392 | 0 | 0 | 288 | 0 | 9 | 0 | -0.3 | -0.3 | -1.4 | 1 | 0 | 0 | 95.4 | 0 | -2.54 | 0 | -2.53 | 0 | 0.064 | 0 | 0.039 | PreCW-Top-ElecDHW-ElecDry | Appl-CW-Top-ElecDHW-ElecDry-Tier2AnySFm1985CZ12DEER2017 | 0
42958.3843 | Appl-CW-Top-ElecDHW-ElecDry-Tier2 | SFm | 1985 | CZ13 | rDXGF | -1 | Household | 1 | 1704 | 565 | 0 | 0 | 426 | 0 | 19 | 0 | -0.5 | 0.3 | -1.9 | 2.2 | 0 | 0 | 120 | 0 | -3.68 | 0 | -3.68 | 0 | 0.089 | 0 | 0.059 | 393 | 0 | 0 | 288 | 0 | 13.3 | 0 | -0.3 | 0.3 | -1.3 | 1.5 | 0 | 0 | 91.3 | 0 | -2.52 | 0 | -2.52 | 0 | 0.061 | 0 | 0.04 | PreCW-Top-ElecDHW-ElecDry | Appl-CW-Top-ElecDHW-ElecDry-Tier2AnySFm1985CZ13DEER2017 | 0
42958.3843 | Appl-CW-Top-ElecDHW-ElecDry-Tier2 | SFm | 1985 | CZ14 | rDXGF | -1 | Household | 1 | 1741 | 570 | 0 | 0 | 426 | 0 | 21.4 | 0 | -0.4 | 0.6 | -1.8 | 2.4 | 0 | 0 | 122 | 0 | -3.62 | 0 | -3.61 | 0 | 0.084 | 0 | 0.059 | 396 | 0 | 0 | 288 | 0 | 14.5 | 0 | -0.3 | 0.4 | -1.3 | 1.7 | 0 | 0 | 93.2 | 0 | -2.45 | 0 | -2.44 | 0 | 0.058 | 0 | 0.04 | PreCW-Top-ElecDHW-ElecDry | Appl-CW-Top-ElecDHW-ElecDry-Tier2AnySFm1985CZ14DEER2017 | 0
42958.3843 | Appl-CW-Top-ElecDHW-ElecDry-Tier2 | SFm | 1985 | CZ15 | rDXGF | -1 | Household | 1 | 1741 | 555 | 0 | 0 | 426 | 0 | 26.6 | 0 | -0.2 | 1.8 | -0.9 | 2.6 | 0 | 0 | 101 | 0 | -1.6 | 0 | -1.59 | 0 | 0.081 | 0 | 0.059 | 384 | 0 | 0 | 288 | 0 | 18.1 | 0 | -0.1 | 1.3 | -0.6 | 1.8 | 0 | 0 | 76.7 | 0 | -1.07 | 0 | -1.07 | 0 | 0.056 | 0 | 0.04 | PreCW-Top-ElecDHW-ElecDry | Appl-CW-Top-ElecDHW-ElecDry-Tier2AnySFm1985CZ15DEER2017 | 0
42958.3843 | Appl-CW-Top-ElecDHW-ElecDry-Tier2 | SFm | 1985 | CZ16 | rDXGF | -1 | Household | 1 | 1904 | 578 | 0 | 0 | 426 | 0 | 12.4 | 0 | -0.6 | -0.5 | -2.2 | 1.7 | 0 | 0 | 141 | 0 | -4.04 | 0 | -4.04 | 0 | 0.091 | 0 | 0.058 | 403 | 0 | 0 | 288 | 0 | 8.2 | 0 | -0.4 | -0.3 | -1.5 | 1.1 | 0 | 0 | 107 | 0 | -2.75 | 0 | -2.75 | 0 | 0.063 | 0 | 0.039 | PreCW-Top-ElecDHW-ElecDry | Appl-CW-Top-ElecDHW-ElecDry-Tier2AnySFm1985CZ16DEER2017 | 0
42958.3843 | Appl-CW-Top-ElecDHW-ElecDry-Tier2 | SFm | 1996 | CZ01 | rDXGF | -1 | Household | 1 | 2193 | 565 | 0 | 0 | 426 | 0 | 0 | 0 | -0.6 | -1.7 | -1.7 | 0 | 0 | 0 | 141 | 0 | -3.24 | 0 | -3.23 | 0 | 0.077 | 0 | 0.059 | 394 | 0 | 0 | 289 | 0 | 0 | 0 | -0.4 | -1.2 | -1.2 | 0 | 0 | 0 | 108 | 0 | -2.21 | 0 | -2.21 | 0 | 0.054 | 0 | 0.039 | PreCW-Top-ElecDHW-ElecDry | Appl-CW-Top-ElecDHW-ElecDry-Tier2AnySFm1996CZ01DEER2017 | 0
42958.3843 | Appl-CW-Top-ElecDHW-ElecDry-Tier2 | SFm | 1996 | CZ02 | rDXGF | -1 | Household | 1 | 2193 | 565 | 0 | 0 | 426 | 0 | 8.8 | 0 | -0.4 | -0.5 | -1.6 | 1.1 | 0 | 0 | 131 | 0 | -3.16 | 0 | -3.17 | 0 | 0.093 | 0 | 0.059 | 392 | 0 | 0 | 288 | 0 | 4.3 | 0 | -0.3 | -0.6 | -1.1 | 0.6 | 0 | 0 | 100 | 0 | -2.15 | 0 | -2.16 | 0 | 0.071 | 0 | 0.04 | PreCW-Top-ElecDHW-ElecDry | Appl-CW-Top-ElecDHW-ElecDry-Tier2AnySFm1996CZ02DEER2017 | 0
42958.3843 | Appl-CW-Top-ElecDHW-ElecDry-Tier2 | SFm | 1996 | CZ03 | rDXGF | -1 | Household | 1 | 2193 | 559 | 0 | 0 | 426 | 0 | 3.3 | 0 | -0.5 | -1.4 | -1.8 | 0.5 | 0 | 0 | 132 | 0 | -3.4 | 0 | -3.4 | 0 | 0.083 | 0 | 0.059 | 390 | 0 | 0 | 288 | 0 | 2.4 | 0 | -0.3 | -0.9 | -1.2 | 0.4 | 0 | 0 | 100 | 0 | -2.29 | 0 | -2.29 | 0 | 0.055 | 0 | 0.04 | PreCW-Top-ElecDHW-ElecDry | Appl-CW-Top-ElecDHW-ElecDry-Tier2AnySFm1996CZ03DEER2017 | 0
42958.3843 | Appl-CW-Top-ElecDHW-ElecDry-Tier2 | SFm | 1996 | CZ04 | rDXGF | -1 | Household | 1 | 2193 | 563 | 0 | 0 | 426 | 0 | 10.5 | 0 | -0.4 | -0.2 | -1.5 | 1.3 | 0 | 0 | 128 | 0 | -2.94 | 0 | -2.94 | 0 | 0.094 | 0 | 0.059 | 393 | 0 | 0 | 288 | 0 | 7.4 | 0 | -0.3 | -0.1 | -1 | 0.9 | 0 | 0 | 97.2 | 0 | -2 | 0 | -2 | 0 | 0.065 | 0 | 0.04 | PreCW-Top-ElecDHW-ElecDry | Appl-CW-Top-ElecDHW-ElecDry-Tier2AnySFm1996CZ04DEER2017 | 0
42958.3843 | Appl-CW-Top-ElecDHW-ElecDry-Tier2 | SFm | 1996 | CZ05 | rDXGF | -1 | Household | 1 | 2193 | 559 | 0 | 0 | 426 | 0 | 2.2 | 0 | -0.6 | -2.2 | -2.5 | 0.3 | 0 | 0 | 134 | 0 | -4.84 | 0 | -4.84 | 0 | 0.09 | 0 | 0.059 | 390 | 0 | 0 | 288 | 0 | 1.5 | 0 | -0.4 | -1.5 | -1.7 | 0.2 | 0 | 0 | 102 | 0 | -3.29 | 0 | -3.29 | 0 | 0.062 | 0 | 0.04 | PreCW-Top-ElecDHW-ElecDry | Appl-CW-Top-ElecDHW-ElecDry-Tier2AnySFm1996CZ05DEER2017 | 0
42958.3843 | Appl-CW-Top-ElecDHW-ElecDry-Tier2 | SFm | 1996 | CZ06 | rDXGF | -1 | Household | 1 | 2297 | 559 | 0 | 0 | 426 | 0 | 9.7 | 0 | -0.3 | 0.1 | -1.1 | 1.3 | 0 | 0 | 124 | 0 | -2.36 | 0 | -2.37 | 0 | 0.093 | 0 | 0.059 | 390 | 0 | 0 | 288 | 0 | 7.2 | 0 | -0.2 | 0.1 | -0.8 | 1 | 0 | 0 | 94.3 | 0 | -1.6 | 0 | -1.6 | 0 | 0.064 | 0 | 0.04 | PreCW-Top-ElecDHW-ElecDry | Appl-CW-Top-ElecDHW-ElecDry-Tier2AnySFm1996CZ06DEER2017 | 0
42958.3843 | Appl-CW-Top-ElecDHW-ElecDry-Tier2 | SFm | 1996 | CZ07 | rDXGF | -1 | Household | 1 | 2297 | 567 | 0 | 0 | 426 | 0 | 16 | 0 | 0.1 | 2.2 | 0 | 2.2 | 0 | 0 | 123 | 0 | -0.31 | 0 | -0.31 | 0 | 0.117 | 0 | 0.059 | 394 | 0 | 0 | 288 | 0 | 11.2 | 0 | 0 | 1.3 | -0.3 | 1.5 | 0 | 0 | 93.3 | 0 | -0.71 | 0 | -0.71 | 0 | 0.083 | 0 | 0.04 | PreCW-Top-ElecDHW-ElecDry | Appl-CW-Top-ElecDHW-ElecDry-Tier2AnySFm1996CZ07DEER2017 | 0
42958.3843 | Appl-CW-Top-ElecDHW-ElecDry-Tier2 | SFm | 1996 | CZ08 | rDXGF | -1 | Household | 1 | 2297 | 562 | 0 | 0 | 426 | 0 | 15.2 | 0 | -0.2 | 0.9 | -1 | 1.9 | 0 | 0 | 121 | 0 | -2.04 | 0 | -2.04 | 0 | 0.081 | 0 | 0.059 | 391 | 0 | 0 | 288 | 0 | 10.4 | 0 | -0.2 | 0.6 | -0.7 | 1.3 | 0 | 0 | 91.8 | 0 | -1.41 | 0 | -1.4 | 0 | 0.056 | 0 | 0.04 | PreCW-Top-ElecDHW-ElecDry | Appl-CW-Top-ElecDHW-ElecDry-Tier2AnySFm1996CZ08DEER2017 | 0
42958.3843 | Appl-CW-Top-ElecDHW-ElecDry-Tier2 | SFm | 1996 | CZ09 | rDXGF | -1 | Household | 1 | 2186 | 564 | 0 | 0 | 426 | 0 | 17.4 | 0 | -0.3 | 1.1 | -1.2 | 2.2 | 0 | 0 | 120 | 0 | -2.21 | 0 | -2.21 | 0 | 0.084 | 0 | 0.059 | 393 | 0 | 0 | 288 | 0 | 12.6 | 0 | -0.2 | 0.8 | -0.8 | 1.6 | 0 | 0 | 91.6 | 0 | -1.5 | 0 | -1.5 | 0 | 0.058 | 0 | 0.04 | PreCW-Top-ElecDHW-ElecDry | Appl-CW-Top-ElecDHW-ElecDry-Tier2AnySFm1996CZ09DEER2017 | 0
42958.3843 | Appl-CW-Top-ElecDHW-ElecDry-Tier2 | SFm | 1996 | CZ10 | rDXGF | -1 | Household | 1 | 2186 | 565 | 0 | 0 | 426 | 0 | 18.5 | 0 | -0.3 | 0.8 | -1.4 | 2.1 | 0 | 0 | 120 | 0 | -2.74 | 0 | -2.74 | 0 | 0.086 | 0 | 0.059 | 393 | 0 | 0 | 288 | 0 | 12.7 | 0 | -0.2 | 0.5 | -0.9 | 1.5 | 0 | 0 | 91.3 | 0 | -1.86 | 0 | -1.86 | 0 | 0.06 | 0 | 0.04 | PreCW-Top-ElecDHW-ElecDry | Appl-CW-Top-ElecDHW-ElecDry-Tier2AnySFm1996CZ10DEER2017 | 0
42958.3843 | Appl-CW-Top-ElecDHW-ElecDry-Tier2 | SFm | 1996 | CZ11 | rDXGF | -1 | Household | 1 | 2032 | 565 | 0 | 0 | 426 | 0 | 17.4 | 0 | -0.5 | 0.3 | -1.7 | 2 | 0 | 0 | 121 | 0 | -3.12 | 0 | -3.12 | 0 | 0.089 | 0 | 0.059 | 393 | 0 | 0 | 288 | 0 | 12.3 | 0 | -0.3 | 0.3 | -1.2 | 1.4 | 0 | 0 | 92.4 | 0 | -2.13 | 0 | -2.13 | 0 | 0.061 | 0 | 0.04 | PreCW-Top-ElecDHW-ElecDry | Appl-CW-Top-ElecDHW-ElecDry-Tier2AnySFm1996CZ11DEER2017 | 0
42958.3843 | Appl-CW-Top-ElecDHW-ElecDry-Tier2 | SFm | 1996 | CZ12 | rDXGF | -1 | Household | 1 | 2032 | 566 | 0 | 0 | 426 | 0 | 14.6 | 0 | -0.5 | 0.2 | -1.6 | 1.7 | 0 | 0 | 125 | 0 | -3.02 | 0 | -3.02 | 0 | 0.091 | 0 | 0.059 | 393 | 0 | 0 | 288 | 0 | 9.6 | 0 | -0.3 | 0.1 | -1.1 | 1.1 | 0 | 0 | 95.4 | 0 | -2.05 | 0 | -2.06 | 0 | 0.064 | 0 | 0.04 | PreCW-Top-ElecDHW-ElecDry | Appl-CW-Top-ElecDHW-ElecDry-Tier2AnySFm1996CZ12DEER2017 | 0
42958.3843 | Appl-CW-Top-ElecDHW-ElecDry-Tier2 | SFm | 1996 | CZ13 | rDXGF | -1 | Household | 1 | 2032 | 564 | 0 | 0 | 426 | 0 | 18.5 | 0 | -0.5 | 0.4 | -1.8 | 2.2 | 0 | 0 | 120 | 0 | -3.29 | 0 | -3.28 | 0 | 0.087 | 0 | 0.059 | 392 | 0 | 0 | 288 | 0 | 12.7 | 0 | -0.3 | 0.3 | -1.2 | 1.5 | 0 | 0 | 91.3 | 0 | -2.25 | 0 | -2.24 | 0 | 0.06 | 0 | 0.04 | PreCW-Top-ElecDHW-ElecDry | Appl-CW-Top-ElecDHW-ElecDry-Tier2AnySFm1996CZ13DEER2017 | 0
42958.3843 | Appl-CW-Top-ElecDHW-ElecDry-Tier2 | SFm | 1996 | CZ14 | rDXGF | -1 | Household | 1 | 1758 | 569 | 0 | 0 | 426 | 0 | 20.3 | 0 | -0.5 | 0.7 | -1.6 | 2.4 | 0 | 0 | 122 | 0 | -3.21 | 0 | -3.21 | 0 | 0.082 | 0 | 0.059 | 396 | 0 | 0 | 288 | 0 | 14.4 | 0 | -0.3 | 0.6 | -1.1 | 1.7 | 0 | 0 | 93.1 | 0 | -2.18 | 0 | -2.18 | 0 | 0.056 | 0 | 0.04 | PreCW-Top-ElecDHW-ElecDry | Appl-CW-Top-ElecDHW-ElecDry-Tier2AnySFm1996CZ14DEER2017 | 0
42958.3843 | Appl-CW-Top-ElecDHW-ElecDry-Tier2 | SFm | 1996 | CZ15 | rDXGF | -1 | Household | 1 | 1758 | 556 | 0 | 0 | 426 | 0 | 27.6 | 0 | -0.2 | 2.2 | -0.8 | 2.9 | 0 | 0 | 101 | 0 | -1.52 | 0 | -1.53 | 0 | 0.081 | 0 | 0.058 | 384 | 0 | 0 | 288 | 0 | 17.8 | 0 | -0.1 | 1.4 | -0.6 | 1.9 | 0 | 0 | 76.7 | 0 | -1.03 | 0 | -1.04 | 0 | 0.056 | 0 | 0.039 | PreCW-Top-ElecDHW-ElecDry | Appl-CW-Top-ElecDHW-ElecDry-Tier2AnySFm1996CZ15DEER2017 | 0
42958.3843 | Appl-CW-Top-ElecDHW-ElecDry-Tier2 | SFm | 1996 | CZ16 | rDXGF | -1 | Household | 1 | 2193 | 578 | 0 | 0 | 426 | 0 | 11.5 | 0 | -0.3 | 0.2 | -1.4 | 1.6 | 0 | 0 | 141 | 0 | -2.62 | 0 | -2.62 | 0 | 0.089 | 0 | 0.059 | 403 | 0 | 0 | 288 | 0 | 7.7 | 0 | -0.2 | 0.1 | -0.9 | 1.1 | 0 | 0 | 107 | 0 | -1.78 | 0 | -1.78 | 0 | 0.061 | 0 | 0.04 | PreCW-Top-ElecDHW-ElecDry | Appl-CW-Top-ElecDHW-ElecDry-Tier2AnySFm1996CZ16DEER2017 | 0
42958.3843 | Appl-CW-Top-ElecDHW-ElecDry-Tier2 | SFm | 2003 | CZ01 | rDXGF | -1 | Household | 1 | 2295.6 | 565 | 0 | 0 | 426 | 0 | 0 | 0 | -0.6 | -1.8 | -1.8 | 0 | 0 | 0 | 141 | 0 | -3.53 | 0 | -3.52 | 0 | 0.078 | 0 | 0.059 | 394 | 0 | 0 | 289 | 0 | 0 | 0 | -0.4 | -1.2 | -1.2 | 0 | 0 | 0 | 108 | 0 | -2.41 | 0 | -2.4 | 0 | 0.054 | 0 | 0.04 | PreCW-Top-ElecDHW-ElecDry | Appl-CW-Top-ElecDHW-ElecDry-Tier2AnySFm2003CZ01DEER2017 | 0
42958.3843 | Appl-CW-Top-ElecDHW-ElecDry-Tier2 | SFm | 2003 | CZ02 | rDXGF | -1 | Household | 1 | 1948.8 | 566 | 0 | 0 | 426 | 0 | 9.5 | 0 | -0.6 | -0.5 | -1.8 | 1.1 | 0 | 0 | 131 | 0 | -3.16 | 0 | -3.15 | 0 | 0.093 | 0 | 0.059 | 394 | 0 | 0 | 288 | 0 | 6.4 | 0 | -0.4 | -0.4 | -1.2 | 0.8 | 0 | 0 | 100 | 0 | -2.15 | 0 | -2.15 | 0 | 0.064 | 0 | 0.04 | PreCW-Top-ElecDHW-ElecDry | Appl-CW-Top-ElecDHW-ElecDry-Tier2AnySFm2003CZ02DEER2017 | 0
42958.3843 | Appl-CW-Top-ElecDHW-ElecDry-Tier2 | SFm | 2003 | CZ03 | rDXGF | -1 | Household | 1 | 2295.6 | 558 | 0 | 0 | 426 | 0 | 2.8 | 0 | -0.5 | -1.4 | -1.8 | 0.3 | 0 | 0 | 132 | 0 | -3.44 | 0 | -3.44 | 0 | 0.09 | 0 | 0.059 | 389 | 0 | 0 | 288 | 0 | 1.7 | 0 | -0.3 | -1 | -1.3 | 0.2 | 0 | 0 | 100 | 0 | -2.34 | 0 | -2.34 | 0 | 0.062 | 0 | 0.04 | PreCW-Top-ElecDHW-ElecDry | Appl-CW-Top-ElecDHW-ElecDry-Tier2AnySFm2003CZ03DEER2017 | 0
42958.3843 | Appl-CW-Top-ElecDHW-ElecDry-Tier2 | SFm | 2003 | CZ04 | rDXGF | -1 | Household | 1 | 2295.6 | 566 | 0 | 0 | 426 | 0 | 13 | 0 | -0.4 | 0.3 | -1.4 | 1.7 | 0 | 0 | 128 | 0 | -2.74 | 0 | -2.74 | 0 | 0.093 | 0 | 0.059 | 394 | 0 | 0 | 288 | 0 | 8.2 | 0 | -0.3 | 0.1 | -1 | 1.1 | 0 | 0 | 97.2 | 0 | -1.87 | 0 | -1.87 | 0 | 0.063 | 0 | 0.04 | PreCW-Top-ElecDHW-ElecDry | Appl-CW-Top-ElecDHW-ElecDry-Tier2AnySFm2003CZ04DEER2017 | 0
42958.3843 | Appl-CW-Top-ElecDHW-ElecDry-Tier2 | SFm | 2003 | CZ05 | rDXGF | -1 | Household | 1 | 2295.6 | 560 | 0 | 0 | 426 | 0 | 2.7 | 0 | -0.5 | -1.8 | -2.1 | 0.3 | 0 | 0 | 134 | 0 | -4.3 | 0 | -4.3 | 0 | 0.089 | 0 | 0.059 | 390 | 0 | 0 | 288 | 0 | 1.5 | 0 | -0.4 | -1.3 | -1.5 | 0.2 | 0 | 0 | 102 | 0 | -2.94 | 0 | -2.94 | 0 | 0.062 | 0 | 0.04 | PreCW-Top-ElecDHW-ElecDry | Appl-CW-Top-ElecDHW-ElecDry-Tier2AnySFm2003CZ05DEER2017 | 0
42958.3843 | Appl-CW-Top-ElecDHW-ElecDry-Tier2 | SFm | 2003 | CZ06 | rDXGF | -1 | Household | 1 | 2392.9 | 562 | 0 | 0 | 426 | 0 | 11.6 | 0 | -0.2 | 0.5 | -1 | 1.5 | 0 | 0 | 124 | 0 | -2.01 | 0 | -2.01 | 0 | 0.085 | 0 | 0.059 | 383 | 0 | 0 | 288 | 0 | 0.8 | 0 | -0.1 | -0.6 | -0.7 | 0.1 | 0 | 0 | 94.3 | 0 | -1.36 | 0 | -1.36 | 0 | 0.068 | 0 | 0.04 | PreCW-Top-ElecDHW-ElecDry | Appl-CW-Top-ElecDHW-ElecDry-Tier2AnySFm2003CZ06DEER2017 | 0
42958.3843 | Appl-CW-Top-ElecDHW-ElecDry-Tier2 | SFm | 2003 | CZ07 | rDXGF | -1 | Household | 1 | 2392.9 | 567 | 0 | 0 | 426 | 0 | 17.7 | 0 | -0.3 | 1.2 | -1.2 | 2.5 | 0 | 0 | 123 | 0 | -2.4 | 0 | -2.41 | 0 | 0.084 | 0 | 0.059 | 394 | 0 | 0 | 288 | 0 | 11.5 | 0 | -0.2 | 0.7 | -0.8 | 1.6 | 0 | 0 | 93.3 | 0 | -1.63 | 0 | -1.64 | 0 | 0.056 | 0 | 0.04 | PreCW-Top-ElecDHW-ElecDry | Appl-CW-Top-ElecDHW-ElecDry-Tier2AnySFm2003CZ07DEER2017 | 0
42958.3843 | Appl-CW-Top-ElecDHW-ElecDry-Tier2 | SFm | 2003 | CZ08 | rDXGF | -1 | Household | 1 | 2392.9 | 570 | 0 | 0 | 426 | 0 | 21.9 | 0 | -0.2 | 1.9 | -0.9 | 2.9 | 0 | 0 | 121 | 0 | -1.96 | 0 | -1.97 | 0 | 0.082 | 0 | 0.059 | 397 | 0 | 0 | 288 | 0 | 15.7 | 0 | -0.1 | 1.4 | -0.6 | 2.1 | 0 | 0 | 91.8 | 0 | -1.34 | 0 | -1.35 | 0 | 0.057 | 0 | 0.04 | PreCW-Top-ElecDHW-ElecDry | Appl-CW-Top-ElecDHW-ElecDry-Tier2AnySFm2003CZ08DEER2017 | 0
42958.3843 | Appl-CW-Top-ElecDHW-ElecDry-Tier2 | SFm | 2003 | CZ09 | rDXGF | -1 | Household | 1 | 2422.9 | 562 | 0 | 0 | 426 | 0 | 15.5 | 0 | -0.3 | 0.7 | -1.2 | 1.9 | 0 | 0 | 120 | 0 | -2.34 | 0 | -2.34 | 0 | 0.079 | 0 | 0.058 | 391 | 0 | 0 | 288 | 0 | 10.5 | 0 | -0.2 | 0.5 | -0.8 | 1.3 | 0 | 0 | 91.7 | 0 | -1.59 | 0 | -1.58 | 0 | 0.055 | 0 | 0.039 | PreCW-Top-ElecDHW-ElecDry | Appl-CW-Top-ElecDHW-ElecDry-Tier2AnySFm2003CZ09DEER2017 | 0
42958.3843 | Appl-CW-Top-ElecDHW-ElecDry-Tier2 | SFm | 2003 | CZ10 | rDXGF | -1 | Household | 1 | 1948.8 | 565 | 0 | 0 | 426 | 0 | 18.7 | 0 | -0.5 | 0.9 | -1.4 | 2.3 | 0 | 0 | 120 | 0 | -2.7 | 0 | -2.71 | 0 | 0.081 | 0 | 0.058 | 393 | 0 | 0 | 288 | 0 | 12.8 | 0 | -0.3 | 0.6 | -0.9 | 1.5 | 0 | 0 | 91.3 | 0 | -1.83 | 0 | -1.84 | 0 | 0.057 | 0 | 0.039 | PreCW-Top-ElecDHW-ElecDry | Appl-CW-Top-ElecDHW-ElecDry-Tier2AnySFm2003CZ10DEER2017 | 0
42958.3843 | Appl-CW-Top-ElecDHW-ElecDry-Tier2 | SFm | 2003 | CZ11 | rDXGF | -1 | Household | 1 | 1948.8 | 564 | 0 | 0 | 426 | 0 | 17.2 | 0 | -0.5 | 0.4 | -1.6 | 2 | 0 | 0 | 121 | 0 | -2.95 | 0 | -2.94 | 0 | 0.086 | 0 | 0.058 | 392 | 0 | 0 | 288 | 0 | 11.5 | 0 | -0.3 | 0.2 | -1.1 | 1.3 | 0 | 0 | 92.4 | 0 | -2.01 | 0 | -2.01 | 0 | 0.06 | 0 | 0.039 | PreCW-Top-ElecDHW-ElecDry | Appl-CW-Top-ElecDHW-ElecDry-Tier2AnySFm2003CZ11DEER2017 | 0
42958.3843 | Appl-CW-Top-ElecDHW-ElecDry-Tier2 | SFm | 2003 | CZ12 | rDXGF | -1 | Household | 1 | 1948.8 | 563 | 0 | 0 | 426 | 0 | 12.7 | 0 | -0.5 | 0 | -1.6 | 1.5 | 0 | 0 | 125 | 0 | -2.96 | 0 | -2.96 | 0 | 0.09 | 0 | 0.059 | 392 | 0 | 0 | 288 | 0 | 9 | 0 | -0.4 | 0 | -1.1 | 1 | 0 | 0 | 95.4 | 0 | -2.01 | 0 | -2.01 | 0 | 0.062 | 0 | 0.04 | PreCW-Top-ElecDHW-ElecDry | Appl-CW-Top-ElecDHW-ElecDry-Tier2AnySFm2003CZ12DEER2017 | 0
42958.3843 | Appl-CW-Top-ElecDHW-ElecDry-Tier2 | SFm | 2003 | CZ13 | rDXGF | -1 | Household | 1 | 1948.8 | 563 | 0 | 0 | 426 | 0 | 17.2 | 0 | -0.5 | 0.5 | -1.5 | 2 | 0 | 0 | 120 | 0 | -3.06 | 0 | -3.06 | 0 | 0.087 | 0 | 0.059 | 391 | 0 | 0 | 288 | 0 | 11.7 | 0 | -0.3 | 0.3 | -1 | 1.4 | 0 | 0 | 91.3 | 0 | -2.07 | 0 | -2.07 | 0 | 0.06 | 0 | 0.04 | PreCW-Top-ElecDHW-ElecDry | Appl-CW-Top-ElecDHW-ElecDry-Tier2AnySFm2003CZ13DEER2017 | 0
42958.3843 | Appl-CW-Top-ElecDHW-ElecDry-Tier2 | SFm | 2003 | CZ14 | rDXGF | -1 | Household | 1 | 2160.9 | 570 | 0 | 0 | 426 | 0 | 20.9 | 0 | -0.4 | 1 | -1.6 | 2.6 | 0 | 0 | 122 | 0 | -3.12 | 0 | -3.12 | 0 | 0.081 | 0 | 0.059 | 396 | 0 | 0 | 288 | 0 | 13.9 | 0 | -0.2 | 0.6 | -1.1 | 1.7 | 0 | 0 | 93.2 | 0 | -2.13 | 0 | -2.13 | 0 | 0.056 | 0 | 0.04 | PreCW-Top-ElecDHW-ElecDry | Appl-CW-Top-ElecDHW-ElecDry-Tier2AnySFm2003CZ14DEER2017 | 0
42958.3843 | Appl-CW-Top-ElecDHW-ElecDry-Tier2 | SFm | 2003 | CZ15 | rDXGF | -1 | Household | 1 | 2160.9 | 552 | 0 | 0 | 426 | 0 | 24 | 0 | -0.2 | 1.7 | -0.8 | 2.5 | 0 | 0 | 101 | 0 | -1.51 | 0 | -1.5 | 0 | 0.081 | 0 | 0.059 | 384 | 0 | 0 | 288 | 0 | 18 | 0 | -0.1 | 1.4 | -0.5 | 1.9 | 0 | 0 | 76.7 | 0 | -1.03 | 0 | -1.03 | 0 | 0.056 | 0 | 0.04 | PreCW-Top-ElecDHW-ElecDry | Appl-CW-Top-ElecDHW-ElecDry-Tier2AnySFm2003CZ15DEER2017 | 0
42958.3843 | Appl-CW-Top-ElecDHW-ElecDry-Tier2 | SFm | 2003 | CZ16 | rDXGF | -1 | Household | 1 | 2295.6 | 573 | 0 | 0 | 426 | 0 | 7.3 | 0 | -0.3 | -0.3 | -1.3 | 0.9 | 0 | 0 | 141 | 0 | -2.49 | 0 | -2.5 | 0 | 0.088 | 0 | 0.059 | 400 | 0 | 0 | 289 | 0 | 5.1 | 0 | -0.2 | -0.2 | -0.9 | 0.7 | 0 | 0 | 107 | 0 | -1.7 | 0 | -1.71 | 0 | 0.061 | 0 | 0.04 | PreCW-Top-ElecDHW-ElecDry | Appl-CW-Top-ElecDHW-ElecDry-Tier2AnySFm2003CZ16DEER2017 | 0
42958.3843 | Appl-CW-Top-ElecDHW-ElecDry-Tier2 | SFm | 2007 | CZ01 | rDXGF | -1 | Household | 1 | 2295.6 | 565 | 0 | 0 | 426 | 0 | 0 | 0 | -0.7 | -1.7 | -1.7 | 0 | 0 | 0 | 141 | 0 | -3.53 | 0 | -3.53 | 0 | 0.078 | 0 | 0.059 | 395 | 0 | 0 | 289 | 0 | 0 | 0 | -0.5 | -1.2 | -1.2 | 0 | 0 | 0 | 108 | 0 | -2.4 | 0 | -2.41 | 0 | 0.054 | 0 | 0.04 | PreCW-Top-ElecDHW-ElecDry | Appl-CW-Top-ElecDHW-ElecDry-Tier2AnySFm2007CZ01DEER2017 | 0
42958.3843 | Appl-CW-Top-ElecDHW-ElecDry-Tier2 | SFm | 2007 | CZ02 | rDXGF | -1 | Household | 1 | 1948.8 | 564 | 0 | 0 | 426 | 0 | 8.1 | 0 | -0.7 | -0.6 | -1.9 | 1.3 | 0 | 0 | 132 | 0 | -3.79 | 0 | -3.79 | 0 | 0.086 | 0 | 0.059 | 393 | 0 | 0 | 288 | 0 | 5.6 | 0 | -0.5 | -0.4 | -1.3 | 0.9 | 0 | 0 | 100 | 0 | -2.59 | 0 | -2.59 | 0 | 0.06 | 0 | 0.04 | PreCW-Top-ElecDHW-ElecDry | Appl-CW-Top-ElecDHW-ElecDry-Tier2AnySFm2007CZ02DEER2017 | 0
42958.3843 | Appl-CW-Top-ElecDHW-ElecDry-Tier2 | SFm | 2007 | CZ03 | rDXGF | -1 | Household | 1 | 2295.6 | 559 | 0 | 0 | 426 | 0 | 2.8 | 0 | -0.5 | -1.3 | -1.7 | 0.5 | 0 | 0 | 132 | 0 | -3.51 | 0 | -3.51 | 0 | 0.088 | 0 | 0.059 | 389 | 0 | 0 | 288 | 0 | 1.5 | 0 | -0.3 | -0.9 | -1.1 | 0.3 | 0 | 0 | 100 | 0 | -2.38 | 0 | -2.38 | 0 | 0.061 | 0 | 0.04 | PreCW-Top-ElecDHW-ElecDry | Appl-CW-Top-ElecDHW-ElecDry-Tier2AnySFm2007CZ03DEER2017 | 0
42958.3843 | Appl-CW-Top-ElecDHW-ElecDry-Tier2 | SFm | 2007 | CZ04 | rDXGF | -1 | Household | 1 | 2295.6 | 564 | 0 | 0 | 426 | 0 | 10.5 | 0 | -0.4 | 0.3 | -1.5 | 1.8 | 0 | 0 | 128 | 0 | -2.97 | 0 | -2.97 | 0 | 0.087 | 0 | 0.059 | 392 | 0 | 0 | 288 | 0 | 6.9 | 0 | -0.3 | 0.2 | -1 | 1.2 | 0 | 0 | 97.3 | 0 | -2.03 | 0 | -2.02 | 0 | 0.06 | 0 | 0.04 | PreCW-Top-ElecDHW-ElecDry | Appl-CW-Top-ElecDHW-ElecDry-Tier2AnySFm2007CZ04DEER2017 | 0
42958.3843 | Appl-CW-Top-ElecDHW-ElecDry-Tier2 | SFm | 2007 | CZ05 | rDXGF | -1 | Household | 1 | 2295.6 | 559 | 0 | 0 | 426 | 0 | 2.1 | 0 | -0.6 | -1.8 | -2.1 | 0.3 | 0 | 0 | 134 | 0 | -4.31 | 0 | -4.31 | 0 | 0.086 | 0 | 0.059 | 390 | 0 | 0 | 288 | 0 | 1.5 | 0 | -0.4 | -1.2 | -1.4 | 0.2 | 0 | 0 | 102 | 0 | -2.97 | 0 | -2.96 | 0 | 0.059 | 0 | 0.04 | PreCW-Top-ElecDHW-ElecDry | Appl-CW-Top-ElecDHW-ElecDry-Tier2AnySFm2007CZ05DEER2017 | 0
42958.3843 | Appl-CW-Top-ElecDHW-ElecDry-Tier2 | SFm | 2007 | CZ06 | rDXGF | -1 | Household | 1 | 2392.9 | 562 | 0 | 0 | 426 | 0 | 11.7 | 0 | -0.2 | 1 | -1.1 | 2 | 0 | 0 | 124 | 0 | -2.41 | 0 | -2.4 | 0 | 0.087 | 0 | 0.059 | 391 | 0 | 0 | 288 | 0 | 8.1 | 0 | -0.1 | 0.7 | -0.7 | 1.4 | 0 | 0 | 94.4 | 0 | -1.64 | 0 | -1.64 | 0 | 0.062 | 0 | 0.04 | PreCW-Top-ElecDHW-ElecDry | Appl-CW-Top-ElecDHW-ElecDry-Tier2AnySFm2007CZ06DEER2017 | 0
42958.3843 | Appl-CW-Top-ElecDHW-ElecDry-Tier2 | SFm | 2007 | CZ07 | rDXGF | -1 | Household | 1 | 2392.9 | 564 | 0 | 0 | 426 | 0 | 14.2 | 0 | -0.3 | 1.6 | -0.9 | 2.5 | 0 | 0 | 123 | 0 | -2.02 | 0 | -2.02 | 0 | 0.084 | 0 | 0.059 | 393 | 0 | 0 | 288 | 0 | 9.9 | 0 | -0.2 | 1.1 | -0.6 | 1.8 | 0 | 0 | 93.4 | 0 | -1.38 | 0 | -1.38 | 0 | 0.058 | 0 | 0.04 | PreCW-Top-ElecDHW-ElecDry | Appl-CW-Top-ElecDHW-ElecDry-Tier2AnySFm2007CZ07DEER2017 | 0
42958.3843 | Appl-CW-Top-ElecDHW-ElecDry-Tier2 | SFm | 2007 | CZ08 | rDXGF | -1 | Household | 1 | 2392.9 | 563 | 0 | 0 | 426 | 0 | 15.2 | 0 | -0.2 | 1.7 | -0.9 | 2.6 | 0 | 0 | 121 | 0 | -1.92 | 0 | -1.92 | 0 | 0.079 | 0 | 0.058 | 392 | 0 | 0 | 288 | 0 | 11 | 0 | -0.1 | 1.3 | -0.6 | 1.9 | 0 | 0 | 91.9 | 0 | -1.32 | 0 | -1.32 | 0 | 0.055 | 0 | 0.039 | PreCW-Top-ElecDHW-ElecDry | Appl-CW-Top-ElecDHW-ElecDry-Tier2AnySFm2007CZ08DEER2017 | 0
42958.3843 | Appl-CW-Top-ElecDHW-ElecDry-Tier2 | SFm | 2007 | CZ09 | rDXGF | -1 | Household | 1 | 2422.9 | 560 | 0 | 0 | 426 | 0 | 13 | 0 | -0.3 | 1.1 | -1 | 2.2 | 0 | 0 | 121 | 0 | -2.11 | 0 | -2.12 | 0 | 0.077 | 0 | 0.059 | 389 | 0 | 0 | 288 | 0 | 8.8 | 0 | -0.2 | 0.7 | -0.7 | 1.5 | 0 | 0 | 91.8 | 0 | -1.44 | 0 | -1.45 | 0 | 0.053 | 0 | 0.04 | PreCW-Top-ElecDHW-ElecDry | Appl-CW-Top-ElecDHW-ElecDry-Tier2AnySFm2007CZ09DEER2017 | 0
42958.3843 | Appl-CW-Top-ElecDHW-ElecDry-Tier2 | SFm | 2007 | CZ10 | rDXGF | -1 | Household | 1 | 1948.8 | 562 | 0 | 0 | 426 | 0 | 15.6 | 0 | -0.5 | 1.2 | -1.4 | 2.5 | 0 | 0 | 120 | 0 | -2.72 | 0 | -2.71 | 0 | 0.079 | 0 | 0.059 | 391 | 0 | 0 | 288 | 0 | 10.6 | 0 | -0.4 | 0.9 | -0.9 | 1.7 | 0 | 0 | 91.3 | 0 | -1.85 | 0 | -1.85 | 0 | 0.055 | 0 | 0.04 | PreCW-Top-ElecDHW-ElecDry | Appl-CW-Top-ElecDHW-ElecDry-Tier2AnySFm2007CZ10DEER2017 | 0
42958.3843 | Appl-CW-Top-ElecDHW-ElecDry-Tier2 | SFm | 2007 | CZ11 | rDXGF | -1 | Household | 1 | 1948.8 | 561 | 0 | 0 | 426 | 0 | 13.8 | 0 | -0.5 | 0.5 | -1.5 | 2.2 | 0 | 0 | 122 | 0 | -3.12 | 0 | -3.12 | 0 | 0.081 | 0 | 0.059 | 391 | 0 | 0 | 288 | 0 | 9.7 | 0 | -0.4 | 0.4 | -1 | 1.5 | 0 | 0 | 92.5 | 0 | -2.12 | 0 | -2.12 | 0 | 0.056 | 0 | 0.04 | PreCW-Top-ElecDHW-ElecDry | Appl-CW-Top-ElecDHW-ElecDry-Tier2AnySFm2007CZ11DEER2017 | 0
42958.3843 | Appl-CW-Top-ElecDHW-ElecDry-Tier2 | SFm | 2007 | CZ12 | rDXGF | -1 | Household | 1 | 1948.8 | 562 | 0 | 0 | 426 | 0 | 11.2 | 0 | -0.5 | 0.4 | -1.4 | 1.7 | 0 | 0 | 126 | 0 | -2.78 | 0 | -2.77 | 0 | 0.086 | 0 | 0.059 | 391 | 0 | 0 | 288 | 0 | 7.4 | 0 | -0.3 | 0.2 | -0.9 | 1.1 | 0 | 0 | 95.5 | 0 | -1.89 | 0 | -1.89 | 0 | 0.06 | 0 | 0.04 | PreCW-Top-ElecDHW-ElecDry | Appl-CW-Top-ElecDHW-ElecDry-Tier2AnySFm2007CZ12DEER2017 | 0
42958.3843 | Appl-CW-Top-ElecDHW-ElecDry-Tier2 | SFm | 2007 | CZ13 | rDXGF | -1 | Household | 1 | 1948.8 | 561 | 0 | 0 | 426 | 0 | 14.6 | 0 | -0.4 | 1 | -1.3 | 2.3 | 0 | 0 | 120 | 0 | -2.65 | 0 | -2.65 | 0 | 0.082 | 0 | 0.059 | 390 | 0 | 0 | 288 | 0 | 10.1 | 0 | -0.3 | 0.7 | -0.8 | 1.6 | 0 | 0 | 91.4 | 0 | -1.8 | 0 | -1.8 | 0 | 0.057 | 0 | 0.04 | PreCW-Top-ElecDHW-ElecDry | Appl-CW-Top-ElecDHW-ElecDry-Tier2AnySFm2007CZ13DEER2017 | 0
42958.3843 | Appl-CW-Top-ElecDHW-ElecDry-Tier2 | SFm | 2007 | CZ14 | rDXGF | -1 | Household | 1 | 2160.9 | 564 | 0 | 0 | 426 | 0 | 15.8 | 0 | -0.4 | 1 | -1.6 | 2.6 | 0 | 0 | 123 | 0 | -3.21 | 0 | -3.2 | 0 | 0.079 | 0 | 0.059 | 393 | 0 | 0 | 288 | 0 | 10.8 | 0 | -0.3 | 0.7 | -1.1 | 1.7 | 0 | 0 | 93.2 | 0 | -2.2 | 0 | -2.2 | 0 | 0.055 | 0 | 0.04 | PreCW-Top-ElecDHW-ElecDry | Appl-CW-Top-ElecDHW-ElecDry-Tier2AnySFm2007CZ14DEER2017 | 0
42958.3843 | Appl-CW-Top-ElecDHW-ElecDry-Tier2 | SFm | 2007 | CZ15 | rDXGF | -1 | Household | 1 | 2160.9 | 549 | 0 | 0 | 426 | 0 | 20.6 | 0 | -0.2 | 2.2 | -0.7 | 2.9 | 0 | 0 | 101 | 0 | -1.39 | 0 | -1.4 | 0 | 0.077 | 0 | 0.058 | 380 | 0 | 0 | 288 | 0 | 13.8 | 0 | -0.1 | 1.5 | -0.5 | 1.9 | 0 | 0 | 76.9 | 0 | -0.95 | 0 | -0.96 | 0 | 0.053 | 0 | 0.039 | PreCW-Top-ElecDHW-ElecDry | Appl-CW-Top-ElecDHW-ElecDry-Tier2AnySFm2007CZ15DEER2017 | 0
42958.3843 | Appl-CW-Top-ElecDHW-ElecDry-Tier2 | SFm | 2007 | CZ16 | rDXGF | -1 | Household | 1 | 2295.6 | 573 | 0 | 0 | 426 | 0 | 6.9 | 0 | -0.3 | 0 | -1.2 | 1.1 | 0 | 0 | 141 | 0 | -2.52 | 0 | -2.52 | 0 | 0.085 | 0 | 0.059 | 400 | 0 | 0 | 289 | 0 | 4.8 | 0 | -0.2 | 0 | -0.8 | 0.8 | 0 | 0 | 107 | 0 | -1.72 | 0 | -1.72 | 0 | 0.06 | 0 | 0.04 | PreCW-Top-ElecDHW-ElecDry | Appl-CW-Top-ElecDHW-ElecDry-Tier2AnySFm2007CZ16DEER2017 | 0
42958.3843 | Appl-CW-Top-ElecDHW-ElecDry-Tier2 | SFm | 2011 | CZ01 | rDXGF | -1 | Household | 1 | 2295.6 | 565 | 0 | 0 | 426 | 0 | 0 | 0 | -0.6 | -1.7 | -1.7 | 0 | 0 | 0 | 141 | 0 | -3.35 | 0 | -3.36 | 0 | 0.078 | 0 | 0.059 | 395 | 0 | 0 | 289 | 0 | 0 | 0 | -0.4 | -1.2 | -1.2 | 0 | 0 | 0 | 108 | 0 | -2.27 | 0 | -2.28 | 0 | 0.055 | 0 | 0.04 | PreCW-Top-ElecDHW-ElecDry | Appl-CW-Top-ElecDHW-ElecDry-Tier2AnySFm2011CZ01DEER2017 | 0
42958.3843 | Appl-CW-Top-ElecDHW-ElecDry-Tier2 | SFm | 2011 | CZ02 | rDXGF | -1 | Household | 1 | 1948.8 | 565 | 0 | 0 | 426 | 0 | 8.5 | 0 | -0.8 | -0.5 | -1.8 | 1.3 | 0 | 0 | 132 | 0 | -3.66 | 0 | -3.67 | 0 | 0.088 | 0 | 0.059 | 393 | 0 | 0 | 288 | 0 | 5.7 | 0 | -0.5 | -0.3 | -1.2 | 0.9 | 0 | 0 | 100 | 0 | -2.5 | 0 | -2.5 | 0 | 0.06 | 0 | 0.04 | PreCW-Top-ElecDHW-ElecDry | Appl-CW-Top-ElecDHW-ElecDry-Tier2AnySFm2011CZ02DEER2017 | 0
42958.3843 | Appl-CW-Top-ElecDHW-ElecDry-Tier2 | SFm | 2011 | CZ03 | rDXGF | -1 | Household | 1 | 2295.6 | 559 | 0 | 0 | 426 | 0 | 3 | 0 | -0.4 | -1.1 | -1.6 | 0.5 | 0 | 0 | 132 | 0 | -3.38 | 0 | -3.39 | 0 | 0.086 | 0 | 0.059 | 390 | 0 | 0 | 288 | 0 | 2.1 | 0 | -0.3 | -0.8 | -1.1 | 0.3 | 0 | 0 | 100 | 0 | -2.3 | 0 | -2.31 | 0 | 0.063 | 0 | 0.04 | PreCW-Top-ElecDHW-ElecDry | Appl-CW-Top-ElecDHW-ElecDry-Tier2AnySFm2011CZ03DEER2017 | 0
42958.3843 | Appl-CW-Top-ElecDHW-ElecDry-Tier2 | SFm | 2011 | CZ04 | rDXGF | -1 | Household | 1 | 2295.6 | 564 | 0 | 0 | 426 | 0 | 10.5 | 0 | -0.4 | 0.3 | -1.4 | 1.8 | 0 | 0 | 128 | 0 | -2.9 | 0 | -2.9 | 0 | 0.096 | 0 | 0.059 | 393 | 0 | 0 | 288 | 0 | 7.4 | 0 | -0.3 | 0.3 | -0.9 | 1.3 | 0 | 0 | 97.2 | 0 | -1.98 | 0 | -1.98 | 0 | 0.069 | 0 | 0.04 | PreCW-Top-ElecDHW-ElecDry | Appl-CW-Top-ElecDHW-ElecDry-Tier2AnySFm2011CZ04DEER2017 | 0
42958.3843 | Appl-CW-Top-ElecDHW-ElecDry-Tier2 | SFm | 2011 | CZ05 | rDXGF | -1 | Household | 1 | 2295.6 | 558 | 0 | 0 | 426 | 0 | 1 | 0 | -0.4 | -1.8 | -2 | 0.1 | 0 | 0 | 134 | 0 | -4.33 | 0 | -4.34 | 0 | 0.087 | 0 | 0.059 | 389 | 0 | 0 | 288 | 0 | 0.6 | 0 | -0.3 | -1.3 | -1.3 | 0.1 | 0 | 0 | 102 | 0 | -2.93 | 0 | -2.94 | 0 | 0.061 | 0 | 0.04 | PreCW-Top-ElecDHW-ElecDry | Appl-CW-Top-ElecDHW-ElecDry-Tier2AnySFm2011CZ05DEER2017 | 0
42958.3843 | Appl-CW-Top-ElecDHW-ElecDry-Tier2 | SFm | 2011 | CZ06 | rDXGF | -1 | Household | 1 | 2392.9 | 558 | 0 | 0 | 426 | 0 | 8.2 | 0 | -0.2 | 0.2 | -1.1 | 1.4 | 0 | 0 | 124 | 0 | -2.53 | 0 | -2.54 | 0 | 0.086 | 0 | 0.059 | 388 | 0 | 0 | 288 | 0 | 5.5 | 0 | -0.2 | 0.1 | -0.8 | 1 | 0 | 0 | 94.4 | 0 | -1.73 | 0 | -1.74 | 0 | 0.059 | 0 | 0.04 | PreCW-Top-ElecDHW-ElecDry | Appl-CW-Top-ElecDHW-ElecDry-Tier2AnySFm2011CZ06DEER2017 | 0
42958.3843 | Appl-CW-Top-ElecDHW-ElecDry-Tier2 | SFm | 2011 | CZ07 | rDXGF | -1 | Household | 1 | 2392.9 | 571 | 0 | 0 | 426 | 0 | 19.6 | 0 | -0.1 | 3.1 | -0.4 | 3.6 | 0 | 0 | 123 | 0 | -1.09 | 0 | -1.1 | 0 | 0.092 | 0 | 0.059 | 392 | 0 | 0 | 288 | 0 | 9.2 | 0 | -0.2 | 1.1 | -0.5 | 1.6 | 0 | 0 | 93.4 | 0 | -1.13 | 0 | -1.14 | 0 | 0.057 | 0 | 0.04 | PreCW-Top-ElecDHW-ElecDry | Appl-CW-Top-ElecDHW-ElecDry-Tier2AnySFm2011CZ07DEER2017 | 0
42958.3843 | Appl-CW-Top-ElecDHW-ElecDry-Tier2 | SFm | 2011 | CZ08 | rDXGF | -1 | Household | 1 | 2392.9 | 567 | 0 | 0 | 426 | 0 | 18.1 | 0 | -0.1 | 2.3 | -0.8 | 3.1 | 0 | 0 | 121 | 0 | -1.71 | 0 | -1.71 | 0 | 0.079 | 0 | 0.059 | 392 | 0 | 0 | 288 | 0 | 10.9 | 0 | -0.1 | 1.3 | -0.5 | 1.8 | 0 | 0 | 91.9 | 0 | -1.17 | 0 | -1.17 | 0 | 0.055 | 0 | 0.04 | PreCW-Top-ElecDHW-ElecDry | Appl-CW-Top-ElecDHW-ElecDry-Tier2AnySFm2011CZ08DEER2017 | 0
42958.3843 | Appl-CW-Top-ElecDHW-ElecDry-Tier2 | SFm | 2011 | CZ09 | rDXGF | -1 | Household | 1 | 2422.9 | 561 | 0 | 0 | 426 | 0 | 13.6 | 0 | -0.2 | 1.2 | -1 | 2.3 | 0 | 0 | 121 | 0 | -1.98 | 0 | -1.98 | 0 | 0.079 | 0 | 0.058 | 390 | 0 | 0 | 288 | 0 | 9.2 | 0 | -0.1 | 0.8 | -0.7 | 1.5 | 0 | 0 | 91.8 | 0 | -1.35 | 0 | -1.35 | 0 | 0.055 | 0 | 0.039 | PreCW-Top-ElecDHW-ElecDry | Appl-CW-Top-ElecDHW-ElecDry-Tier2AnySFm2011CZ09DEER2017 | 0
42958.3843 | Appl-CW-Top-ElecDHW-ElecDry-Tier2 | SFm | 2011 | CZ10 | rDXGF | -1 | Household | 1 | 1948.8 | 562 | 0 | 0 | 426 | 0 | 15.5 | 0 | -0.4 | 1.1 | -1.4 | 2.5 | 0 | 0 | 120 | 0 | -2.66 | 0 | -2.66 | 0 | 0.08 | 0 | 0.058 | 391 | 0 | 0 | 288 | 0 | 10.4 | 0 | -0.3 | 0.7 | -0.9 | 1.7 | 0 | 0 | 91.3 | 0 | -1.8 | 0 | -1.81 | 0 | 0.055 | 0 | 0.039 | PreCW-Top-ElecDHW-ElecDry | Appl-CW-Top-ElecDHW-ElecDry-Tier2AnySFm2011CZ10DEER2017 | 0
42958.3843 | Appl-CW-Top-ElecDHW-ElecDry-Tier2 | SFm | 2011 | CZ11 | rDXGF | -1 | Household | 1 | 1948.8 | 561 | 0 | 0 | 426 | 0 | 13.8 | 0 | -0.5 | 0.6 | -1.5 | 2.1 | 0 | 0 | 122 | 0 | -3 | 0 | -3.01 | 0 | 0.081 | 0 | 0.059 | 390 | 0 | 0 | 288 | 0 | 9.5 | 0 | -0.4 | 0.4 | -1 | 1.4 | 0 | 0 | 92.6 | 0 | -2.03 | 0 | -2.04 | 0 | 0.056 | 0 | 0.04 | PreCW-Top-ElecDHW-ElecDry | Appl-CW-Top-ElecDHW-ElecDry-Tier2AnySFm2011CZ11DEER2017 | 0
42958.3843 | Appl-CW-Top-ElecDHW-ElecDry-Tier2 | SFm | 2011 | CZ12 | rDXGF | -1 | Household | 1 | 1948.8 | 563 | 0 | 0 | 426 | 0 | 11.6 | 0 | -0.5 | 0.5 | -1.3 | 1.8 | 0 | 0 | 126 | 0 | -2.66 | 0 | -2.65 | 0 | 0.086 | 0 | 0.059 | 392 | 0 | 0 | 288 | 0 | 8 | 0 | -0.3 | 0.4 | -0.9 | 1.2 | 0 | 0 | 95.5 | 0 | -1.81 | 0 | -1.81 | 0 | 0.059 | 0 | 0.04 | PreCW-Top-ElecDHW-ElecDry | Appl-CW-Top-ElecDHW-ElecDry-Tier2AnySFm2011CZ12DEER2017 | 0
42958.3843 | Appl-CW-Top-ElecDHW-ElecDry-Tier2 | SFm | 2011 | CZ13 | rDXGF | -1 | Household | 1 | 1948.8 | 561 | 0 | 0 | 426 | 0 | 14.8 | 0 | -0.4 | 1 | -1.2 | 2.3 | 0 | 0 | 120 | 0 | -2.51 | 0 | -2.5 | 0 | 0.082 | 0 | 0.059 | 390 | 0 | 0 | 288 | 0 | 10.2 | 0 | -0.3 | 0.7 | -0.8 | 1.6 | 0 | 0 | 91.4 | 0 | -1.72 | 0 | -1.71 | 0 | 0.057 | 0 | 0.04 | PreCW-Top-ElecDHW-ElecDry | Appl-CW-Top-ElecDHW-ElecDry-Tier2AnySFm2011CZ13DEER2017 | 0
42958.3843 | Appl-CW-Top-ElecDHW-ElecDry-Tier2 | SFm | 2011 | CZ14 | rDXGF | -1 | Household | 1 | 2160.9 | 565 | 0 | 0 | 426 | 0 | 16 | 0 | -0.3 | 1.1 | -1.5 | 2.6 | 0 | 0 | 123 | 0 | -3.05 | 0 | -3.04 | 0 | 0.079 | 0 | 0.058 | 393 | 0 | 0 | 288 | 0 | 11.2 | 0 | -0.2 | 0.8 | -1 | 1.8 | 0 | 0 | 93.3 | 0 | -2.07 | 0 | -2.07 | 0 | 0.055 | 0 | 0.039 | PreCW-Top-ElecDHW-ElecDry | Appl-CW-Top-ElecDHW-ElecDry-Tier2AnySFm2011CZ14DEER2017 | 0
42958.3843 | Appl-CW-Top-ElecDHW-ElecDry-Tier2 | SFm | 2011 | CZ15 | rDXGF | -1 | Household | 1 | 2160.9 | 549 | 0 | 0 | 426 | 0 | 20.5 | 0 | -0.2 | 2.2 | -0.7 | 2.9 | 0 | 0 | 101 | 0 | -1.36 | 0 | -1.36 | 0 | 0.078 | 0 | 0.059 | 381 | 0 | 0 | 288 | 0 | 14.3 | 0 | -0.1 | 1.6 | -0.5 | 2 | 0 | 0 | 76.8 | 0 | -0.93 | 0 | -0.93 | 0 | 0.054 | 0 | 0.04 | PreCW-Top-ElecDHW-ElecDry | Appl-CW-Top-ElecDHW-ElecDry-Tier2AnySFm2011CZ15DEER2017 | 0
42958.3843 | Appl-CW-Top-ElecDHW-ElecDry-Tier2 | SFm | 2011 | CZ16 | rDXGF | -1 | Household | 1 | 2295.6 | 573 | 0 | 0 | 426 | 0 | 6.9 | 0 | -0.2 | 0 | -1.1 | 1.1 | 0 | 0 | 141 | 0 | -2.37 | 0 | -2.36 | 0 | 0.085 | 0 | 0.059 | 400 | 0 | 0 | 289 | 0 | 4.9 | 0 | -0.2 | 0 | -0.8 | 0.8 | 0 | 0 | 107 | 0 | -1.62 | 0 | -1.62 | 0 | 0.059 | 0 | 0.04 | PreCW-Top-ElecDHW-ElecDry | Appl-CW-Top-ElecDHW-ElecDry-Tier2AnySFm2011CZ16DEER2017 | 0
42958.3843 | Appl-CW-Top-ElecDHW-ElecDry-Tier2 | SFm | 2015 | CZ01 | rDXGF | -1 | Household | 1 | 2295.6 | 565 | 0 | 0 | 426 | 0 | 0 | 0 | -0.6 | -1.5 | -1.5 | 0 | 0 | 0 | 141 | 0 | -3.51 | 0 | -3.51 | 0 | 0.078 | 0 | 0.059 | 395 | 0 | 0 | 289 | 0 | 0 | 0 | -0.4 | -1.1 | -1.1 | 0 | 0 | 0 | 108 | 0 | -2.54 | 0 | -2.54 | 0 | 0.055 | 0 | 0.04 | PreCW-Top-ElecDHW-ElecDry | Appl-CW-Top-ElecDHW-ElecDry-Tier2AnySFm2015CZ01DEER2017 | 0
42958.3843 | Appl-CW-Top-ElecDHW-ElecDry-Tier2 | SFm | 2015 | CZ02 | rDXGF | -1 | Household | 1 | 1948.8 | 563 | 0 | 0 | 426 | 0 | 7 | 0 | -0.7 | -0.6 | -1.6 | 1 | 0 | 0 | 132 | 0 | -3.67 | 0 | -3.67 | 0 | 0.087 | 0 | 0.059 | 392 | 0 | 0 | 288 | 0 | 4.8 | 0 | -0.5 | -0.4 | -1.1 | 0.7 | 0 | 0 | 100 | 0 | -2.49 | 0 | -2.49 | 0 | 0.061 | 0 | 0.04 | PreCW-Top-ElecDHW-ElecDry | Appl-CW-Top-ElecDHW-ElecDry-Tier2AnySFm2015CZ02DEER2017 | 0
42958.3843 | Appl-CW-Top-ElecDHW-ElecDry-Tier2 | SFm | 2015 | CZ03 | rDXGF | -1 | Household | 1 | 2295.6 | 560 | 0 | 0 | 426 | 0 | 3.6 | 0 | -0.4 | -0.6 | -1.2 | 0.6 | 0 | 0 | 132 | 0 | -2.9 | 0 | -2.9 | 0 | 0.086 | 0 | 0.059 | 391 | 0 | 0 | 288 | 0 | 2.5 | 0 | -0.3 | -0.4 | -0.8 | 0.4 | 0 | 0 | 100 | 0 | -1.97 | 0 | -1.97 | 0 | 0.06 | 0 | 0.04 | PreCW-Top-ElecDHW-ElecDry | Appl-CW-Top-ElecDHW-ElecDry-Tier2AnySFm2015CZ03DEER2017 | 0
42958.3843 | Appl-CW-Top-ElecDHW-ElecDry-Tier2 | SFm | 2015 | CZ04 | rDXGF | -1 | Household | 1 | 2295.6 | 562 | 0 | 0 | 426 | 0 | 8.7 | 0 | -0.3 | 0.2 | -1.3 | 1.3 | 0 | 0 | 128 | 0 | -2.97 | 0 | -2.97 | 0 | 0.087 | 0 | 0.059 | 391 | 0 | 0 | 288 | 0 | 6 | 0 | -0.2 | 0.1 | -0.9 | 0.9 | 0 | 0 | 97.2 | 0 | -2.02 | 0 | -2.01 | 0 | 0.06 | 0 | 0.04 | PreCW-Top-ElecDHW-ElecDry | Appl-CW-Top-ElecDHW-ElecDry-Tier2AnySFm2015CZ04DEER2017 | 0
42958.3843 | Appl-CW-Top-ElecDHW-ElecDry-Tier2 | SFm | 2015 | CZ05 | rDXGF | -1 | Household | 1 | 2295.6 | 562 | 0 | 0 | 426 | 0 | 3.5 | 0 | -0.4 | -0.8 | -1.3 | 0.6 | 0 | 0 | 134 | 0 | -3.39 | 0 | -3.39 | 0 | 0.087 | 0 | 0.059 | 392 | 0 | 0 | 289 | 0 | 2.1 | 0 | -0.2 | -0.6 | -0.9 | 0.4 | 0 | 0 | 102 | 0 | -2.33 | 0 | -2.32 | 0 | 0.06 | 0 | 0.04 | PreCW-Top-ElecDHW-ElecDry | Appl-CW-Top-ElecDHW-ElecDry-Tier2AnySFm2015CZ05DEER2017 | 0
42958.3843 | Appl-CW-Top-ElecDHW-ElecDry-Tier2 | SFm | 2015 | CZ06 | rDXGF | -1 | Household | 1 | 2392.9 | 557 | 0 | 0 | 426 | 0 | 7.3 | 0 | -0.2 | 0.2 | -1 | 1.2 | 0 | 0 | 124 | 0 | -2.55 | 0 | -2.55 | 0 | 0.092 | 0 | 0.059 | 388 | 0 | 0 | 288 | 0 | 4.8 | 0 | -0.2 | 0.1 | -0.7 | 0.8 | 0 | 0 | 94.3 | 0 | -1.72 | 0 | -1.72 | 0 | 0.062 | 0 | 0.04 | PreCW-Top-ElecDHW-ElecDry | Appl-CW-Top-ElecDHW-ElecDry-Tier2AnySFm2015CZ06DEER2017 | 0
42958.3843 | Appl-CW-Top-ElecDHW-ElecDry-Tier2 | SFm | 2015 | CZ07 | rDXGF | -1 | Household | 1 | 2392.9 | 563 | 0 | 0 | 426 | 0 | 13.2 | 0 | -0.2 | 1.6 | -0.6 | 2.2 | 0 | 0 | 123 | 0 | -1.67 | 0 | -1.67 | 0 | 0.083 | 0 | 0.059 | 396 | 0 | 0 | 288 | 0 | 12.1 | 0 | -0.1 | 1.8 | -0.3 | 2.1 | 0 | 0 | 93.3 | 0 | -0.89 | 0 | -0.89 | 0 | 0.063 | 0 | 0.04 | PreCW-Top-ElecDHW-ElecDry | Appl-CW-Top-ElecDHW-ElecDry-Tier2AnySFm2015CZ07DEER2017 | 0
42958.3843 | Appl-CW-Top-ElecDHW-ElecDry-Tier2 | SFm | 2015 | CZ08 | rDXGF | -1 | Household | 1 | 2392.9 | 560 | 0 | 0 | 426 | 0 | 9.4 | 0 | -0.1 | 4.6 | -0.7 | 5.3 | 0 | 0 | 121 | 0 | -1.74 | 0 | -1.74 | 0 | 0.078 | 0 | 0.059 | 395 | 0 | 0 | 288 | 0 | 11.1 | 0 | 0 | 3.8 | -0.2 | 4 | 0 | 0 | 91.8 | 0 | -0.7 | 0 | -0.69 | 0 | 0.064 | 0 | 0.04 | PreCW-Top-ElecDHW-ElecDry | Appl-CW-Top-ElecDHW-ElecDry-Tier2AnySFm2015CZ08DEER2017 | 0
42958.3843 | Appl-CW-Top-ElecDHW-ElecDry-Tier2 | SFm | 2015 | CZ09 | rDXGF | -1 | Household | 1 | 2422.9 | 557 | 0 | 0 | 426 | 0 | 7.6 | 0 | -0.2 | 3.2 | -0.8 | 4.1 | 0 | 0 | 121 | 0 | -2.04 | 0 | -2.03 | 0 | 0.08 | 0 | 0.059 | 387 | 0 | 0 | 288 | 0 | 5 | 0 | -0.1 | 2.2 | -0.5 | 2.8 | 0 | 0 | 91.8 | 0 | -1.35 | 0 | -1.35 | 0 | 0.055 | 0 | 0.04 | PreCW-Top-ElecDHW-ElecDry | Appl-CW-Top-ElecDHW-ElecDry-Tier2AnySFm2015CZ09DEER2017 | 0
42958.3843 | Appl-CW-Top-ElecDHW-ElecDry-Tier2 | SFm | 2015 | CZ10 | rDXGF | -1 | Household | 1 | 1948.8 | 557 | 0 | 0 | 426 | 0 | 10.3 | 0 | -0.4 | 1.8 | -1.1 | 2.8 | 0 | 0 | 120 | 0 | -2.61 | 0 | -2.61 | 0 | 0.082 | 0 | 0.058 | 387 | 0 | 0 | 288 | 0 | 6.3 | 0 | -0.3 | 1.4 | -0.7 | 2.1 | 0 | 0 | 91.3 | 0 | -1.79 | 0 | -1.78 | 0 | 0.057 | 0 | 0.039 | PreCW-Top-ElecDHW-ElecDry | Appl-CW-Top-ElecDHW-ElecDry-Tier2AnySFm2015CZ10DEER2017 | 0
42958.3843 | Appl-CW-Top-ElecDHW-ElecDry-Tier2 | SFm | 2015 | CZ11 | rDXGF | -1 | Household | 1 | 1948.8 | 559 | 0 | 0 | 426 | 0 | 11.2 | 0 | -0.5 | 1 | -1.3 | 2.2 | 0 | 0 | 122 | 0 | -2.94 | 0 | -2.94 | 0 | 0.084 | 0 | 0.059 | 388 | 0 | 0 | 288 | 0 | 7.3 | 0 | -0.3 | 0.5 | -0.9 | 1.3 | 0 | 0 | 92.6 | 0 | -2.01 | 0 | -2.02 | 0 | 0.057 | 0 | 0.04 | PreCW-Top-ElecDHW-ElecDry | Appl-CW-Top-ElecDHW-ElecDry-Tier2AnySFm2015CZ11DEER2017 | 0
42958.3843 | Appl-CW-Top-ElecDHW-ElecDry-Tier2 | SFm | 2015 | CZ12 | rDXGF | -1 | Household | 1 | 1948.8 | 559 | 0 | 0 | 426 | 0 | 7.1 | 0 | -0.4 | 1.6 | -1.2 | 2.8 | 0 | 0 | 126 | 0 | -2.65 | 0 | -2.65 | 0 | 0.086 | 0 | 0.059 | 390 | 0 | 0 | 288 | 0 | 4.8 | 0 | -0.3 | 1.2 | -0.8 | 2 | 0 | 0 | 95.5 | 0 | -1.8 | 0 | -1.79 | 0 | 0.059 | 0 | 0.04 | PreCW-Top-ElecDHW-ElecDry | Appl-CW-Top-ElecDHW-ElecDry-Tier2AnySFm2015CZ12DEER2017 | 0
42958.3843 | Appl-CW-Top-ElecDHW-ElecDry-Tier2 | SFm | 2015 | CZ13 | rDXGF | -1 | Household | 1 | 1948.8 | 558 | 0 | 0 | 426 | 0 | 10.2 | 0 | -0.4 | 2.5 | -1 | 3.5 | 0 | 0 | 120 | 0 | -2.44 | 0 | -2.45 | 0 | 0.081 | 0 | 0.059 | 388 | 0 | 0 | 288 | 0 | 6.9 | 0 | -0.3 | 1.9 | -0.7 | 2.5 | 0 | 0 | 91.4 | 0 | -1.67 | 0 | -1.68 | 0 | 0.056 | 0 | 0.04 | PreCW-Top-ElecDHW-ElecDry | Appl-CW-Top-ElecDHW-ElecDry-Tier2AnySFm2015CZ13DEER2017 | 0
42958.3843 | Appl-CW-Top-ElecDHW-ElecDry-Tier2 | SFm | 2015 | CZ14 | rDXGF | -1 | Household | 1 | 2160.9 | 563 | 0 | 0 | 426 | 0 | 13.9 | 0 | -0.4 | 1 | -1.4 | 2.4 | 0 | 0 | 123 | 0 | -3.15 | 0 | -3.14 | 0 | 0.08 | 0 | 0.059 | 391 | 0 | 0 | 288 | 0 | 9.4 | 0 | -0.3 | 0.8 | -1 | 1.8 | 0 | 0 | 93.3 | 0 | -2.13 | 0 | -2.13 | 0 | 0.056 | 0 | 0.04 | PreCW-Top-ElecDHW-ElecDry | Appl-CW-Top-ElecDHW-ElecDry-Tier2AnySFm2015CZ14DEER2017 | 0
42958.3843 | Appl-CW-Top-ElecDHW-ElecDry-Tier2 | SFm | 2015 | CZ15 | rDXGF | -1 | Household | 1 | 2160.9 | 547 | 0 | 0 | 426 | 0 | 18.9 | 0 | -0.2 | 1.9 | -0.5 | 2.5 | 0 | 0 | 101 | 0 | -1.36 | 0 | -1.36 | 0 | 0.077 | 0 | 0.059 | 379 | 0 | 0 | 288 | 0 | 12.8 | 0 | -0.2 | 1.2 | -0.3 | 1.7 | 0 | 0 | 76.8 | 0 | -0.92 | 0 | -0.92 | 0 | 0.053 | 0 | 0.04 | PreCW-Top-ElecDHW-ElecDry | Appl-CW-Top-ElecDHW-ElecDry-Tier2AnySFm2015CZ15DEER2017 | 0
42958.3843 | Appl-CW-Top-ElecDHW-ElecDry-Tier2 | SFm | 2015 | CZ16 | rDXGF | -1 | Household | 1 | 2295.6 | 570 | 0 | 0 | 426 | 0 | 3.9 | 0 | -0.3 | -0.6 | -1.2 | 0.6 | 0 | 0 | 141 | 0 | -2.92 | 0 | -2.93 | 0 | 0.085 | 0 | 0.059 | 398 | 0 | 0 | 288 | 0 | 2.7 | 0 | -0.2 | -0.4 | -0.8 | 0.5 | 0 | 0 | 107 | 0 | -1.98 | 0 | -1.99 | 0 | 0.059 | 0 | 0.04 | PreCW-Top-ElecDHW-ElecDry | Appl-CW-Top-ElecDHW-ElecDry-Tier2AnySFm2015CZ16DEER2017 | 0
42958.3843 | Appl-CW-Top-ElecDHW-ElecDry-Tier2 | SFm | 2017 | CZ01 | rDXGF | -1 | Household | 1 | 2295.6 | 566 | 0 | 0 | 426 | 0 | 0 | 0 | -0.5 | -1.3 | -1.3 | 0 | 0 | 0 | 141 | 0 | -2.9 | 0 | -2.9 | 0 | 0.078 | 0 | 0.059 | 395 | 0 | 0 | 289 | 0 | 0 | 0 | -0.3 | -0.9 | -0.9 | 0 | 0 | 0 | 108 | 0 | -1.97 | 0 | -1.97 | 0 | 0.055 | 0 | 0.04 | PreCW-Top-ElecDHW-ElecDry | Appl-CW-Top-ElecDHW-ElecDry-Tier2AnySFm2017CZ01DEER2017 | 0
42958.3843 | Appl-CW-Top-ElecDHW-ElecDry-Tier2 | SFm | 2017 | CZ02 | rDXGF | -1 | Household | 1 | 1948.8 | 563 | 0 | 0 | 426 | 0 | 6.9 | 0 | -0.7 | -0.6 | -1.5 | 1.1 | 0 | 0 | 132 | 0 | -3.55 | 0 | -3.54 | 0 | 0.088 | 0 | 0.059 | 392 | 0 | 0 | 288 | 0 | 4.8 | 0 | -0.4 | -0.4 | -1 | 0.7 | 0 | 0 | 100 | 0 | -2.43 | 0 | -2.43 | 0 | 0.061 | 0 | 0.04 | PreCW-Top-ElecDHW-ElecDry | Appl-CW-Top-ElecDHW-ElecDry-Tier2AnySFm2017CZ02DEER2017 | 0
42958.3843 | Appl-CW-Top-ElecDHW-ElecDry-Tier2 | SFm | 2017 | CZ03 | rDXGF | -1 | Household | 1 | 2295.6 | 559 | 0 | 0 | 426 | 0 | 2.7 | 0 | -0.4 | -0.8 | -1.2 | 0.4 | 0 | 0 | 132 | 0 | -2.89 | 0 | -2.9 | 0 | 0.087 | 0 | 0.059 | 390 | 0 | 0 | 288 | 0 | 2.2 | 0 | -0.3 | -0.5 | -0.8 | 0.3 | 0 | 0 | 100 | 0 | -1.96 | 0 | -1.97 | 0 | 0.06 | 0 | 0.04 | PreCW-Top-ElecDHW-ElecDry | Appl-CW-Top-ElecDHW-ElecDry-Tier2AnySFm2017CZ03DEER2017 | 0
42958.3843 | Appl-CW-Top-ElecDHW-ElecDry-Tier2 | SFm | 2017 | CZ04 | rDXGF | -1 | Household | 1 | 2295.6 | 562 | 0 | 0 | 426 | 0 | 8.5 | 0 | -0.3 | 0.1 | -1.2 | 1.3 | 0 | 0 | 128 | 0 | -2.88 | 0 | -2.88 | 0 | 0.086 | 0 | 0.059 | 391 | 0 | 0 | 288 | 0 | 5.9 | 0 | -0.2 | 0.1 | -0.8 | 0.9 | 0 | 0 | 97.2 | 0 | -1.96 | 0 | -1.96 | 0 | 0.061 | 0 | 0.04 | PreCW-Top-ElecDHW-ElecDry | Appl-CW-Top-ElecDHW-ElecDry-Tier2AnySFm2017CZ04DEER2017 | 0
42958.3843 | Appl-CW-Top-ElecDHW-ElecDry-Tier2 | SFm | 2017 | CZ05 | rDXGF | -1 | Household | 1 | 2295.6 | 561 | 0 | 0 | 426 | 0 | 2.4 | 0 | -0.4 | -0.9 | -1.3 | 0.4 | 0 | 0 | 134 | 0 | -3.34 | 0 | -3.34 | 0 | 0.087 | 0 | 0.059 | 391 | 0 | 0 | 288 | 0 | 1.6 | 0 | -0.3 | -0.6 | -0.8 | 0.2 | 0 | 0 | 102 | 0 | -2.25 | 0 | -2.25 | 0 | 0.06 | 0 | 0.04 | PreCW-Top-ElecDHW-ElecDry | Appl-CW-Top-ElecDHW-ElecDry-Tier2AnySFm2017CZ05DEER2017 | 0
42958.3843 | Appl-CW-Top-ElecDHW-ElecDry-Tier2 | SFm | 2017 | CZ06 | rDXGF | -1 | Household | 1 | 2392.9 | 557 | 0 | 0 | 426 | 0 | 7.5 | 0 | -0.2 | 0.2 | -1 | 1.2 | 0 | 0 | 124 | 0 | -2.52 | 0 | -2.52 | 0 | 0.09 | 0 | 0.059 | 388 | 0 | 0 | 288 | 0 | 5.1 | 0 | -0.1 | 0.1 | -0.7 | 0.9 | 0 | 0 | 94.4 | 0 | -1.72 | 0 | -1.72 | 0 | 0.063 | 0 | 0.04 | PreCW-Top-ElecDHW-ElecDry | Appl-CW-Top-ElecDHW-ElecDry-Tier2AnySFm2017CZ06DEER2017 | 0
42958.3843 | Appl-CW-Top-ElecDHW-ElecDry-Tier2 | SFm | 2017 | CZ07 | rDXGF | -1 | Household | 1 | 2392.9 | 564 | 0 | 0 | 426 | 0 | 14.2 | 0 | -0.1 | 1.9 | -0.5 | 2.4 | 0 | 0 | 123 | 0 | -1.59 | 0 | -1.6 | 0 | 0.086 | 0 | 0.059 | 391 | 0 | 0 | 288 | 0 | 8.2 | 0 | -0.1 | 0.9 | -0.4 | 1.4 | 0 | 0 | 93.4 | 0 | -1.29 | 0 | -1.3 | 0 | 0.056 | 0 | 0.04 | PreCW-Top-ElecDHW-ElecDry | Appl-CW-Top-ElecDHW-ElecDry-Tier2AnySFm2017CZ07DEER2017 | 0
42958.3843 | Appl-CW-Top-ElecDHW-ElecDry-Tier2 | SFm | 2017 | CZ08 | rDXGF | -1 | Household | 1 | 2392.9 | 558 | 0 | 0 | 426 | 0 | 8.1 | 0 | -0.2 | 3.5 | -0.7 | 4.2 | 0 | 0 | 121 | 0 | -1.61 | 0 | -1.61 | 0 | 0.084 | 0 | 0.059 | 388 | 0 | 0 | 288 | 0 | 5.2 | 0 | -0.1 | 2.8 | -0.5 | 3.2 | 0 | 0 | 91.9 | 0 | -1.1 | 0 | -1.09 | 0 | 0.057 | 0 | 0.04 | PreCW-Top-ElecDHW-ElecDry | Appl-CW-Top-ElecDHW-ElecDry-Tier2AnySFm2017CZ08DEER2017 | 0
42958.3843 | Appl-CW-Top-ElecDHW-ElecDry-Tier2 | SFm | 2017 | CZ09 | rDXGF | -1 | Household | 1 | 2422.9 | 554 | 0 | 0 | 426 | 0 | 7.6 | 0 | -0.3 | 0.3 | -0.9 | 1.2 | 0 | 0 | 121 | 0 | -2.04 | 0 | -2.04 | 0 | 0.081 | 0 | 0.059 | 384 | 0 | 0 | 288 | 0 | 5.7 | 0 | -0.2 | -1.2 | -0.6 | -0.6 | 0 | 0 | 91.7 | 0 | -1.39 | 0 | -1.38 | 0 | 0.056 | 0 | 0.04 | PreCW-Top-ElecDHW-ElecDry | Appl-CW-Top-ElecDHW-ElecDry-Tier2AnySFm2017CZ09DEER2017 | 0
42958.3843 | Appl-CW-Top-ElecDHW-ElecDry-Tier2 | SFm | 2017 | CZ10 | rDXGF | -1 | Household | 1 | 1948.8 | 558 | 0 | 0 | 426 | 0 | 10.5 | 0 | -0.4 | 2 | -1 | 3.1 | 0 | 0 | 120 | 0 | -2.5 | 0 | -2.49 | 0 | 0.082 | 0 | 0.059 | 388 | 0 | 0 | 288 | 0 | 6.6 | 0 | -0.3 | 1.6 | -0.7 | 2.4 | 0 | 0 | 91.4 | 0 | -1.71 | 0 | -1.71 | 0 | 0.057 | 0 | 0.04 | PreCW-Top-ElecDHW-ElecDry | Appl-CW-Top-ElecDHW-ElecDry-Tier2AnySFm2017CZ10DEER2017 | 0
42958.3843 | Appl-CW-Top-ElecDHW-ElecDry-Tier2 | SFm | 2017 | CZ11 | rDXGF | -1 | Household | 1 | 1948.8 | 558 | 0 | 0 | 426 | 0 | 10.5 | 0 | -0.5 | 0.7 | -1.2 | 1.9 | 0 | 0 | 122 | 0 | -2.85 | 0 | -2.85 | 0 | 0.084 | 0 | 0.058 | 388 | 0 | 0 | 288 | 0 | 6.9 | 0 | -0.3 | 0.7 | -0.8 | 1.6 | 0 | 0 | 92.5 | 0 | -1.95 | 0 | -1.95 | 0 | 0.059 | 0 | 0.039 | PreCW-Top-ElecDHW-ElecDry | Appl-CW-Top-ElecDHW-ElecDry-Tier2AnySFm2017CZ11DEER2017 | 0
42958.3843 | Appl-CW-Top-ElecDHW-ElecDry-Tier2 | SFm | 2017 | CZ12 | rDXGF | -1 | Household | 1 | 1948.8 | 559 | 0 | 0 | 426 | 0 | 6.9 | 0 | -0.4 | 1.1 | -1.1 | 2.2 | 0 | 0 | 126 | 0 | -2.55 | 0 | -2.56 | 0 | 0.086 | 0 | 0.059 | 389 | 0 | 0 | 288 | 0 | 4.7 | 0 | -0.3 | 0.8 | -0.7 | 1.5 | 0 | 0 | 95.5 | 0 | -1.73 | 0 | -1.74 | 0 | 0.06 | 0 | 0.04 | PreCW-Top-ElecDHW-ElecDry | Appl-CW-Top-ElecDHW-ElecDry-Tier2AnySFm2017CZ12DEER2017 | 0
42958.3843 | Appl-CW-Top-ElecDHW-ElecDry-Tier2 | SFm | 2017 | CZ13 | rDXGF | -1 | Household | 1 | 1948.8 | 558 | 0 | 0 | 426 | 0 | 10.1 | 0 | -0.4 | 2.6 | -1 | 3.5 | 0 | 0 | 120 | 0 | -2.42 | 0 | -2.41 | 0 | 0.081 | 0 | 0.058 | 388 | 0 | 0 | 288 | 0 | 6.4 | 0 | -0.3 | 2.1 | -0.7 | 2.8 | 0 | 0 | 91.4 | 0 | -1.65 | 0 | -1.65 | 0 | 0.057 | 0 | 0.039 | PreCW-Top-ElecDHW-ElecDry | Appl-CW-Top-ElecDHW-ElecDry-Tier2AnySFm2017CZ13DEER2017 | 0
42958.3843 | Appl-CW-Top-ElecDHW-ElecDry-Tier2 | SFm | 2017 | CZ14 | rDXGF | -1 | Household | 1 | 2160.9 | 562 | 0 | 0 | 426 | 0 | 13.2 | 0 | -0.4 | 1.2 | -1.3 | 2.7 | 0 | 0 | 123 | 0 | -3.2 | 0 | -3.2 | 0 | 0.079 | 0 | 0.059 | 391 | 0 | 0 | 288 | 0 | 9.3 | 0 | -0.2 | 0.9 | -0.9 | 1.9 | 0 | 0 | 93.3 | 0 | -2.18 | 0 | -2.18 | 0 | 0.055 | 0 | 0.04 | PreCW-Top-ElecDHW-ElecDry | Appl-CW-Top-ElecDHW-ElecDry-Tier2AnySFm2017CZ14DEER2017 | 0
42958.3843 | Appl-CW-Top-ElecDHW-ElecDry-Tier2 | SFm | 2017 | CZ15 | rDXGF | -1 | Household | 1 | 2160.9 | 547 | 0 | 0 | 426 | 0 | 18.9 | 0 | -0.1 | 1.9 | -0.6 | 2.5 | 0 | 0 | 101 | 0 | -1.34 | 0 | -1.34 | 0 | 0.077 | 0 | 0.059 | 379 | 0 | 0 | 288 | 0 | 12.9 | 0 | -0.1 | 1.3 | -0.4 | 1.7 | 0 | 0 | 76.8 | 0 | -0.91 | 0 | -0.91 | 0 | 0.053 | 0 | 0.04 | PreCW-Top-ElecDHW-ElecDry | Appl-CW-Top-ElecDHW-ElecDry-Tier2AnySFm2017CZ15DEER2017 | 0
42958.3843 | Appl-CW-Top-ElecDHW-ElecDry-Tier2 | SFm | 2017 | CZ16 | rDXGF | -1 | Household | 1 | 2295.6 | 569 | 0 | 0 | 426 | 0 | 3.1 | 0 | -0.3 | -0.7 | -1.1 | 0.5 | 0 | 0 | 141 | 0 | -2.8 | 0 | -2.8 | 0 | 0.085 | 0 | 0.059 | 397 | 0 | 0 | 288 | 0 | 1.9 | 0 | -0.2 | -0.5 | -0.8 | 0.3 | 0 | 0 | 107 | 0 | -1.9 | 0 | -1.89 | 0 | 0.059 | 0 | 0.04 | PreCW-Top-ElecDHW-ElecDry | Appl-CW-Top-ElecDHW-ElecDry-Tier2AnySFm2017CZ16DEER2017 | 0
42958.3843 | Appl-CW-Top-ElecDHW-ElecDry-Tier3 | DMo | MH00 | CZ01 | rDXGF | -1 | Household | 1 | 1242 | 509 | 0 | 0 | 402 | 0 | 0 | 0 | -0.3 | -1.8 | -1.8 | 0 | 0 | 0 | 109 | 0 | -3.19 | 0 | -3.19 | 0 | 0.07 | 0 | 0.055 | 373 | 0 | 0 | 292 | 0 | 0 | 0 | -0.2 | -1.3 | -1.3 | 0 | 0 | 0 | 82.3 | 0 | -2.28 | 0 | -2.28 | 0 | 0.051 | 0 | 0.04 | PreCW-Top-ElecDHW-ElecDry | Appl-CW-Top-ElecDHW-ElecDry-Tier3AnyDMoMH00CZ01DEER2017 | 0
42958.3843 | Appl-CW-Top-ElecDHW-ElecDry-Tier3 | DMo | MH00 | CZ02 | rDXGF | -1 | Household | 1 | 1242 | 515 | 0 | 0 | 401 | 0 | 12.3 | 0 | -0.3 | -0.1 | -1.7 | 1.6 | 0 | 0 | 102 | 0 | -2.7 | 0 | -2.7 | 0 | 0.083 | 0 | 0.055 | 377 | 0 | 0 | 292 | 0 | 8.8 | 0 | -0.2 | -0.1 | -1.2 | 1.2 | 0 | 0 | 76.6 | 0 | -1.95 | 0 | -1.95 | 0 | 0.059 | 0 | 0.04 | PreCW-Top-ElecDHW-ElecDry | Appl-CW-Top-ElecDHW-ElecDry-Tier3AnyDMoMH00CZ02DEER2017 | 0
42958.3843 | Appl-CW-Top-ElecDHW-ElecDry-Tier3 | DMo | MH00 | CZ03 | rDXGF | -1 | Household | 1 | 1242 | 507 | 0 | 0 | 401 | 0 | 5.3 | 0 | -0.4 | -1.3 | -2 | 0.8 | 0 | 0 | 102 | 0 | -3.25 | 0 | -3.25 | 0 | 0.085 | 0 | 0.056 | 371 | 0 | 0 | 292 | 0 | 4.1 | 0 | -0.3 | -0.9 | -1.4 | 0.6 | 0 | 0 | 76.8 | 0 | -2.33 | 0 | -2.33 | 0 | 0.063 | 0 | 0.041 | PreCW-Top-ElecDHW-ElecDry | Appl-CW-Top-ElecDHW-ElecDry-Tier3AnyDMoMH00CZ03DEER2017 | 0
42958.3843 | Appl-CW-Top-ElecDHW-ElecDry-Tier3 | DMo | MH00 | CZ04 | rDXGF | -1 | Household | 1 | 1242 | 515 | 0 | 0 | 401 | 0 | 15 | 0 | -0.3 | 0.2 | -1.7 | 1.9 | 0 | 0 | 98.6 | 0 | -2.86 | 0 | -2.86 | 0 | 0.088 | 0 | 0.055 | 377 | 0 | 0 | 292 | 0 | 11.1 | 0 | -0.2 | 0.2 | -1.2 | 1.4 | 0 | 0 | 74.3 | 0 | -2.07 | 0 | -2.06 | 0 | 0.066 | 0 | 0.04 | PreCW-Top-ElecDHW-ElecDry | Appl-CW-Top-ElecDHW-ElecDry-Tier3AnyDMoMH00CZ04DEER2017 | 0
42958.3843 | Appl-CW-Top-ElecDHW-ElecDry-Tier3 | DMo | MH00 | CZ05 | rDXGF | -1 | Household | 1 | 1242 | 507 | 0 | 0 | 401 | 0 | 5.1 | 0 | -0.6 | -2.1 | -2.8 | 0.7 | 0 | 0 | 104 | 0 | -4.69 | 0 | -4.68 | 0 | 0.083 | 0 | 0.055 | 372 | 0 | 0 | 292 | 0 | 3.8 | 0 | -0.4 | -1.5 | -2 | 0.6 | 0 | 0 | 77.9 | 0 | -3.39 | 0 | -3.39 | 0 | 0.06 | 0 | 0.04 | PreCW-Top-ElecDHW-ElecDry | Appl-CW-Top-ElecDHW-ElecDry-Tier3AnyDMoMH00CZ05DEER2017 | 0
42958.3843 | Appl-CW-Top-ElecDHW-ElecDry-Tier3 | DMo | MH00 | CZ06 | rDXGF | -1 | Household | 1 | 1242 | 514 | 0 | 0 | 401 | 0 | 16.1 | 0 | -0.3 | 0.8 | -1.4 | 2.2 | 0 | 0 | 95.8 | 0 | -2.41 | 0 | -2.4 | 0 | 0.078 | 0 | 0.055 | 376 | 0 | 0 | 292 | 0 | 11.6 | 0 | -0.2 | 0.6 | -1 | 1.6 | 0 | 0 | 72.2 | 0 | -1.74 | 0 | -1.73 | 0 | 0.057 | 0 | 0.04 | PreCW-Top-ElecDHW-ElecDry | Appl-CW-Top-ElecDHW-ElecDry-Tier3AnyDMoMH00CZ06DEER2017 | 0
42958.3843 | Appl-CW-Top-ElecDHW-ElecDry-Tier3 | DMo | MH00 | CZ07 | rDXGF | -1 | Household | 1 | 1242 | 513 | 0 | 0 | 401 | 0 | 16 | 0 | -0.2 | 1 | -1.1 | 2.3 | 0 | 0 | 94.7 | 0 | -1.95 | 0 | -1.96 | 0 | 0.079 | 0 | 0.056 | 376 | 0 | 0 | 292 | 0 | 11.8 | 0 | -0.2 | 0.8 | -0.8 | 1.7 | 0 | 0 | 71.3 | 0 | -1.39 | 0 | -1.4 | 0 | 0.057 | 0 | 0.04 | PreCW-Top-ElecDHW-ElecDry | Appl-CW-Top-ElecDHW-ElecDry-Tier3AnyDMoMH00CZ07DEER2017 | 0
42958.3843 | Appl-CW-Top-ElecDHW-ElecDry-Tier3 | DMo | MH00 | CZ08 | rDXGF | -1 | Household | 1 | 1242 | 515 | 0 | 0 | 401 | 0 | 19.5 | 0 | -0.3 | 1.4 | -1.2 | 2.6 | 0 | 0 | 93.2 | 0 | -1.96 | 0 | -1.96 | 0 | 0.079 | 0 | 0.055 | 378 | 0 | 0 | 292 | 0 | 14.7 | 0 | -0.2 | 1.1 | -0.9 | 1.9 | 0 | 0 | 70.2 | 0 | -1.41 | 0 | -1.41 | 0 | 0.058 | 0 | 0.04 | PreCW-Top-ElecDHW-ElecDry | Appl-CW-Top-ElecDHW-ElecDry-Tier3AnyDMoMH00CZ08DEER2017 | 0
42958.3843 | Appl-CW-Top-ElecDHW-ElecDry-Tier3 | DMo | MH00 | CZ09 | rDXGF | -1 | Household | 1 | 1242 | 515 | 0 | 0 | 401 | 0 | 19.9 | 0 | -0.3 | 1.2 | -1.4 | 2.4 | 0 | 0 | 93.1 | 0 | -2.18 | 0 | -2.19 | 0 | 0.081 | 0 | 0.056 | 376 | 0 | 0 | 292 | 0 | 13.9 | 0 | -0.2 | 0.8 | -1 | 1.7 | 0 | 0 | 70.2 | 0 | -1.57 | 0 | -1.58 | 0 | 0.059 | 0 | 0.041 | PreCW-Top-ElecDHW-ElecDry | Appl-CW-Top-ElecDHW-ElecDry-Tier3AnyDMoMH00CZ09DEER2017 | 0
42958.3843 | Appl-CW-Top-ElecDHW-ElecDry-Tier3 | DMo | MH00 | CZ10 | rDXGF | -1 | Household | 1 | 1242 | 519 | 0 | 0 | 401 | 0 | 23.4 | 0 | -0.3 | 1.7 | -1.2 | 2.9 | 0 | 0 | 92.7 | 0 | -2.11 | 0 | -2.11 | 0 | 0.079 | 0 | 0.056 | 379 | 0 | 0 | 292 | 0 | 16.8 | 0 | -0.2 | 1.2 | -0.9 | 2.1 | 0 | 0 | 69.8 | 0 | -1.51 | 0 | -1.51 | 0 | 0.058 | 0 | 0.04 | PreCW-Top-ElecDHW-ElecDry | Appl-CW-Top-ElecDHW-ElecDry-Tier3AnyDMoMH00CZ10DEER2017 | 0
42958.3843 | Appl-CW-Top-ElecDHW-ElecDry-Tier3 | DMo | MH00 | CZ11 | rDXGF | -1 | Household | 1 | 1242 | 516 | 0 | 0 | 401 | 0 | 20.3 | 0 | -0.3 | 0.8 | -1.5 | 2.4 | 0 | 0 | 93.8 | 0 | -2.55 | 0 | -2.56 | 0 | 0.081 | 0 | 0.056 | 377 | 0 | 0 | 292 | 0 | 14.5 | 0 | -0.3 | 0.5 | -1.1 | 1.7 | 0 | 0 | 70.7 | 0 | -1.84 | 0 | -1.85 | 0 | 0.059 | 0 | 0.04 | PreCW-Top-ElecDHW-ElecDry | Appl-CW-Top-ElecDHW-ElecDry-Tier3AnyDMoMH00CZ11DEER2017 | 0
42958.3843 | Appl-CW-Top-ElecDHW-ElecDry-Tier3 | DMo | MH00 | CZ12 | rDXGF | -1 | Household | 1 | 1242 | 519 | 0 | 0 | 401 | 0 | 20.6 | 0 | -0.3 | 0.8 | -1.7 | 2.5 | 0 | 0 | 96.8 | 0 | -2.79 | 0 | -2.79 | 0 | 0.082 | 0 | 0.056 | 379 | 0 | 0 | 292 | 0 | 14.4 | 0 | -0.2 | 0.5 | -1.2 | 1.7 | 0 | 0 | 73 | 0 | -2 | 0 | -2.01 | 0 | 0.06 | 0 | 0.04 | PreCW-Top-ElecDHW-ElecDry | Appl-CW-Top-ElecDHW-ElecDry-Tier3AnyDMoMH00CZ12DEER2017 | 0
42958.3843 | Appl-CW-Top-ElecDHW-ElecDry-Tier3 | DMo | MH00 | CZ13 | rDXGF | -1 | Household | 1 | 1242 | 518 | 0 | 0 | 401 | 0 | 23.7 | 0 | -0.4 | 1.2 | -1.6 | 2.8 | 0 | 0 | 92.7 | 0 | -2.62 | 0 | -2.62 | 0 | 0.081 | 0 | 0.055 | 379 | 0 | 0 | 292 | 0 | 17.1 | 0 | -0.3 | 0.9 | -1.2 | 2 | 0 | 0 | 69.8 | 0 | -1.91 | 0 | -1.91 | 0 | 0.059 | 0 | 0.04 | PreCW-Top-ElecDHW-ElecDry | Appl-CW-Top-ElecDHW-ElecDry-Tier3AnyDMoMH00CZ13DEER2017 | 0
42958.3843 | Appl-CW-Top-ElecDHW-ElecDry-Tier3 | DMo | MH00 | CZ14 | rDXGF | -1 | Household | 1 | 1242 | 522 | 0 | 0 | 401 | 0 | 25.2 | 0 | -0.3 | 1.4 | -1.7 | 3 | 0 | 0 | 94.6 | 0 | -2.69 | 0 | -2.69 | 0 | 0.078 | 0 | 0.055 | 383 | 0 | 0 | 292 | 0 | 19 | 0 | -0.2 | 1.1 | -1.2 | 2.3 | 0 | 0 | 71.3 | 0 | -1.94 | 0 | -1.95 | 0 | 0.057 | 0 | 0.04 | PreCW-Top-ElecDHW-ElecDry | Appl-CW-Top-ElecDHW-ElecDry-Tier3AnyDMoMH00CZ14DEER2017 | 0
42958.3843 | Appl-CW-Top-ElecDHW-ElecDry-Tier3 | DMo | MH00 | CZ15 | rDXGF | -1 | Household | 1 | 1242 | 513 | 0 | 0 | 401 | 0 | 30.9 | 0 | -0.1 | 2.8 | -0.6 | 3.4 | 0 | 0 | 77.9 | 0 | -0.92 | 0 | -0.92 | 0 | 0.076 | 0 | 0.056 | 376 | 0 | 0 | 292 | 0 | 23.6 | 0 | -0.1 | 2.2 | -0.4 | 2.6 | 0 | 0 | 58.7 | 0 | -0.66 | 0 | -0.65 | 0 | 0.055 | 0 | 0.04 | PreCW-Top-ElecDHW-ElecDry | Appl-CW-Top-ElecDHW-ElecDry-Tier3AnyDMoMH00CZ15DEER2017 | 0
42958.3843 | Appl-CW-Top-ElecDHW-ElecDry-Tier3 | DMo | MH00 | CZ16 | rDXGF | -1 | Household | 1 | 1242 | 522 | 0 | 0 | 401 | 0 | 12.2 | 0 | -0.4 | 0.1 | -1.6 | 1.6 | 0 | 0 | 109 | 0 | -2.63 | 0 | -2.62 | 0 | 0.087 | 0 | 0.055 | 383 | 0 | 0 | 292 | 0 | 8.8 | 0 | -0.3 | 0.1 | -1.2 | 1.2 | 0 | 0 | 82 | 0 | -1.9 | 0 | -1.9 | 0 | 0.064 | 0 | 0.04 | PreCW-Top-ElecDHW-ElecDry | Appl-CW-Top-ElecDHW-ElecDry-Tier3AnyDMoMH00CZ16DEER2017 | 0
42958.3843 | Appl-CW-Top-ElecDHW-ElecDry-Tier3 | DMo | MH06 | CZ01 | rDXGF | -1 | Household | 1 | 1242 | 508 | 0 | 0 | 402 | 0 | 0 | 0 | -0.4 | -2.1 | -2.1 | 0 | 0 | 0 | 109 | 0 | -3.95 | 0 | -3.95 | 0 | 0.07 | 0 | 0.056 | 373 | 0 | 0 | 292 | 0 | 0 | 0 | -0.3 | -1.5 | -1.5 | 0 | 0 | 0 | 82.3 | 0 | -2.82 | 0 | -2.82 | 0 | 0.051 | 0 | 0.04 | PreCW-Top-ElecDHW-ElecDry | Appl-CW-Top-ElecDHW-ElecDry-Tier3AnyDMoMH06CZ01DEER2017 | 0
42958.3843 | Appl-CW-Top-ElecDHW-ElecDry-Tier3 | DMo | MH06 | CZ02 | rDXGF | -1 | Household | 1 | 1242 | 515 | 0 | 0 | 401 | 0 | 12.2 | 0 | -0.4 | 0.2 | -1.8 | 2 | 0 | 0 | 102 | 0 | -3.09 | 0 | -3.08 | 0 | 0.08 | 0 | 0.056 | 377 | 0 | 0 | 292 | 0 | 8.5 | 0 | -0.3 | 0.1 | -1.3 | 1.4 | 0 | 0 | 76.5 | 0 | -2.23 | 0 | -2.22 | 0 | 0.058 | 0 | 0.041 | PreCW-Top-ElecDHW-ElecDry | Appl-CW-Top-ElecDHW-ElecDry-Tier3AnyDMoMH06CZ02DEER2017 | 0
42958.3843 | Appl-CW-Top-ElecDHW-ElecDry-Tier3 | DMo | MH06 | CZ03 | rDXGF | -1 | Household | 1 | 1242 | 512 | 0 | 0 | 401 | 0 | 8.1 | 0 | -0.2 | 0.4 | -1.1 | 1.5 | 0 | 0 | 102 | 0 | -1.92 | 0 | -1.92 | 0 | 0.084 | 0 | 0.056 | 376 | 0 | 0 | 292 | 0 | 7.2 | 0 | -0.2 | 0.5 | -0.8 | 1.3 | 0 | 0 | 76.7 | 0 | -1.39 | 0 | -1.39 | 0 | 0.062 | 0 | 0.04 | PreCW-Top-ElecDHW-ElecDry | Appl-CW-Top-ElecDHW-ElecDry-Tier3AnyDMoMH06CZ03DEER2017 | 0
42958.3843 | Appl-CW-Top-ElecDHW-ElecDry-Tier3 | DMo | MH06 | CZ04 | rDXGF | -1 | Household | 1 | 1242 | 513 | 0 | 0 | 401 | 0 | 12.9 | 0 | -0.3 | 0.8 | -1.4 | 2.1 | 0 | 0 | 98.7 | 0 | -2.45 | 0 | -2.45 | 0 | 0.082 | 0 | 0.056 | 376 | 0 | 0 | 292 | 0 | 9.2 | 0 | -0.2 | 0.5 | -1 | 1.5 | 0 | 0 | 74.3 | 0 | -1.76 | 0 | -1.76 | 0 | 0.061 | 0 | 0.04 | PreCW-Top-ElecDHW-ElecDry | Appl-CW-Top-ElecDHW-ElecDry-Tier3AnyDMoMH06CZ04DEER2017 | 0
42958.3843 | Appl-CW-Top-ElecDHW-ElecDry-Tier3 | DMo | MH06 | CZ05 | rDXGF | -1 | Household | 1 | 1242 | 511 | 0 | 0 | 401 | 0 | 6.8 | 0 | -0.4 | -0.5 | -1.7 | 1.2 | 0 | 0 | 104 | 0 | -3.14 | 0 | -3.14 | 0 | 0.081 | 0 | 0.055 | 374 | 0 | 0 | 292 | 0 | 4.5 | 0 | -0.3 | -0.4 | -1.2 | 0.8 | 0 | 0 | 78 | 0 | -2.25 | 0 | -2.25 | 0 | 0.059 | 0 | 0.04 | PreCW-Top-ElecDHW-ElecDry | Appl-CW-Top-ElecDHW-ElecDry-Tier3AnyDMoMH06CZ05DEER2017 | 0
42958.3843 | Appl-CW-Top-ElecDHW-ElecDry-Tier3 | DMo | MH06 | CZ06 | rDXGF | -1 | Household | 1 | 1242 | 513 | 0 | 0 | 402 | 0 | 13.6 | 0 | 0 | 2.1 | -0.2 | 2.3 | 0 | 0 | 95.7 | 0 | -0.4 | 0 | -0.4 | 0 | 0.077 | 0 | 0.055 | 376 | 0 | 0 | 292 | 0 | 10 | 0 | 0 | 1.5 | -0.2 | 1.7 | 0 | 0 | 72.1 | 0 | -0.28 | 0 | -0.28 | 0 | 0.057 | 0 | 0.04 | PreCW-Top-ElecDHW-ElecDry | Appl-CW-Top-ElecDHW-ElecDry-Tier3AnyDMoMH06CZ06DEER2017 | 0
42958.3843 | Appl-CW-Top-ElecDHW-ElecDry-Tier3 | DMo | MH06 | CZ07 | rDXGF | -1 | Household | 1 | 1242 | 520 | 0 | 0 | 401 | 0 | 20.7 | 0 | 0 | 3.3 | -0.4 | 3.7 | 0 | 0 | 94.8 | 0 | -0.85 | 0 | -0.85 | 0 | 0.076 | 0 | 0.056 | 382 | 0 | 0 | 292 | 0 | 16 | 0 | 0 | 2.6 | -0.3 | 2.9 | 0 | 0 | 71.4 | 0 | -0.6 | 0 | -0.6 | 0 | 0.056 | 0 | 0.041 | PreCW-Top-ElecDHW-ElecDry | Appl-CW-Top-ElecDHW-ElecDry-Tier3AnyDMoMH06CZ07DEER2017 | 0
42958.3843 | Appl-CW-Top-ElecDHW-ElecDry-Tier3 | DMo | MH06 | CZ08 | rDXGF | -1 | Household | 1 | 1242 | 517 | 0 | 0 | 401 | 0 | 20 | 0 | -0.1 | 2.7 | -0.7 | 3.5 | 0 | 0 | 93.2 | 0 | -1.35 | 0 | -1.35 | 0 | 0.076 | 0 | 0.056 | 378 | 0 | 0 | 292 | 0 | 14.4 | 0 | -0.1 | 1.9 | -0.5 | 2.6 | 0 | 0 | 70.2 | 0 | -0.98 | 0 | -0.98 | 0 | 0.056 | 0 | 0.04 | PreCW-Top-ElecDHW-ElecDry | Appl-CW-Top-ElecDHW-ElecDry-Tier3AnyDMoMH06CZ08DEER2017 | 0
42958.3843 | Appl-CW-Top-ElecDHW-ElecDry-Tier3 | DMo | MH06 | CZ09 | rDXGF | -1 | Household | 1 | 1242 | 513 | 0 | 0 | 401 | 0 | 17.4 | 0 | -0.2 | 2 | -0.9 | 2.9 | 0 | 0 | 93.1 | 0 | -1.64 | 0 | -1.64 | 0 | 0.077 | 0 | 0.055 | 376 | 0 | 0 | 292 | 0 | 12.5 | 0 | -0.2 | 1.4 | -0.6 | 2.1 | 0 | 0 | 70.2 | 0 | -1.19 | 0 | -1.2 | 0 | 0.056 | 0 | 0.04 | PreCW-Top-ElecDHW-ElecDry | Appl-CW-Top-ElecDHW-ElecDry-Tier3AnyDMoMH06CZ09DEER2017 | 0
42958.3843 | Appl-CW-Top-ElecDHW-ElecDry-Tier3 | DMo | MH06 | CZ10 | rDXGF | -1 | Household | 1 | 1242 | 515 | 0 | 0 | 401 | 0 | 19.5 | 0 | -0.2 | 2.1 | -1.1 | 3.2 | 0 | 0 | 92.7 | 0 | -2.1 | 0 | -2.1 | 0 | 0.075 | 0 | 0.055 | 377 | 0 | 0 | 292 | 0 | 13.8 | 0 | -0.1 | 1.4 | -0.8 | 2.3 | 0 | 0 | 69.8 | 0 | -1.51 | 0 | -1.5 | 0 | 0.055 | 0 | 0.04 | PreCW-Top-ElecDHW-ElecDry | Appl-CW-Top-ElecDHW-ElecDry-Tier3AnyDMoMH06CZ10DEER2017 | 0
42958.3843 | Appl-CW-Top-ElecDHW-ElecDry-Tier3 | DMo | MH06 | CZ11 | rDXGF | -1 | Household | 1 | 1242 | 512 | 0 | 0 | 401 | 0 | 16.2 | 0 | -0.2 | 1.3 | -1.2 | 2.5 | 0 | 0 | 93.8 | 0 | -2.12 | 0 | -2.12 | 0 | 0.08 | 0 | 0.055 | 375 | 0 | 0 | 292 | 0 | 12 | 0 | -0.2 | 1 | -0.9 | 1.9 | 0 | 0 | 70.7 | 0 | -1.52 | 0 | -1.53 | 0 | 0.059 | 0 | 0.04 | PreCW-Top-ElecDHW-ElecDry | Appl-CW-Top-ElecDHW-ElecDry-Tier3AnyDMoMH06CZ11DEER2017 | 0
42958.3843 | Appl-CW-Top-ElecDHW-ElecDry-Tier3 | DMo | MH06 | CZ12 | rDXGF | -1 | Household | 1 | 1242 | 515 | 0 | 0 | 401 | 0 | 15.9 | 0 | -0.3 | 1 | -1.5 | 2.6 | 0 | 0 | 96.8 | 0 | -2.7 | 0 | -2.7 | 0 | 0.078 | 0 | 0.056 | 376 | 0 | 0 | 292 | 0 | 11.1 | 0 | -0.3 | 0.7 | -1.1 | 1.8 | 0 | 0 | 73 | 0 | -1.94 | 0 | -1.94 | 0 | 0.057 | 0 | 0.041 | PreCW-Top-ElecDHW-ElecDry | Appl-CW-Top-ElecDHW-ElecDry-Tier3AnyDMoMH06CZ12DEER2017 | 0
42958.3843 | Appl-CW-Top-ElecDHW-ElecDry-Tier3 | DMo | MH06 | CZ13 | rDXGF | -1 | Household | 1 | 1242 | 515 | 0 | 0 | 401 | 0 | 19.8 | 0 | -0.3 | 1.9 | -1.3 | 3.1 | 0 | 0 | 92.7 | 0 | -2.24 | 0 | -2.24 | 0 | 0.076 | 0 | 0.055 | 377 | 0 | 0 | 292 | 0 | 14.4 | 0 | -0.2 | 1.4 | -1 | 2.3 | 0 | 0 | 69.9 | 0 | -1.64 | 0 | -1.64 | 0 | 0.056 | 0 | 0.04 | PreCW-Top-ElecDHW-ElecDry | Appl-CW-Top-ElecDHW-ElecDry-Tier3AnyDMoMH06CZ13DEER2017 | 0
42958.3843 | Appl-CW-Top-ElecDHW-ElecDry-Tier3 | DMo | MH06 | CZ14 | rDXGF | -1 | Household | 1 | 1242 | 516 | 0 | 0 | 401 | 0 | 18.8 | 0 | -0.3 | 1.6 | -1.5 | 3.1 | 0 | 0 | 94.6 | 0 | -2.43 | 0 | -2.43 | 0 | 0.075 | 0 | 0.056 | 378 | 0 | 0 | 292 | 0 | 13.8 | 0 | -0.2 | 1.2 | -1.1 | 2.3 | 0 | 0 | 71.3 | 0 | -1.76 | 0 | -1.77 | 0 | 0.055 | 0 | 0.041 | PreCW-Top-ElecDHW-ElecDry | Appl-CW-Top-ElecDHW-ElecDry-Tier3AnyDMoMH06CZ14DEER2017 | 0
42958.3843 | Appl-CW-Top-ElecDHW-ElecDry-Tier3 | DMo | MH06 | CZ15 | rDXGF | -1 | Household | 1 | 1242 | 507 | 0 | 0 | 401 | 0 | 25.3 | 0 | -0.1 | 3.2 | -0.5 | 3.6 | 0 | 0 | 77.9 | 0 | -0.85 | 0 | -0.84 | 0 | 0.073 | 0 | 0.055 | 370 | 0 | 0 | 292 | 0 | 17.8 | 0 | -0.1 | 2.2 | -0.4 | 2.5 | 0 | 0 | 58.7 | 0 | -0.61 | 0 | -0.61 | 0 | 0.053 | 0 | 0.04 | PreCW-Top-ElecDHW-ElecDry | Appl-CW-Top-ElecDHW-ElecDry-Tier3AnyDMoMH06CZ15DEER2017 | 0
42958.3843 | Appl-CW-Top-ElecDHW-ElecDry-Tier3 | DMo | MH06 | CZ16 | rDXGF | -1 | Household | 1 | 1242 | 518 | 0 | 0 | 401 | 0 | 8.2 | 0 | -0.3 | -0.1 | -1.5 | 1.4 | 0 | 0 | 109 | 0 | -2.55 | 0 | -2.56 | 0 | 0.079 | 0 | 0.055 | 380 | 0 | 0 | 292 | 0 | 5.9 | 0 | -0.2 | -0.1 | -1.1 | 1 | 0 | 0 | 82 | 0 | -1.85 | 0 | -1.86 | 0 | 0.057 | 0 | 0.04 | PreCW-Top-ElecDHW-ElecDry | Appl-CW-Top-ElecDHW-ElecDry-Tier3AnyDMoMH06CZ16DEER2017 | 0
42958.3843 | Appl-CW-Top-ElecDHW-ElecDry-Tier3 | DMo | MH15 | CZ01 | rDXGF | -1 | Household | 1 | 1242 | 509 | 0 | 0 | 402 | 0 | 0 | 0 | -0.4 | -1.7 | -1.7 | 0 | 0 | 0 | 109 | 0 | -3.62 | 0 | -3.62 | 0 | 0.071 | 0 | 0.055 | 373 | 0 | 0 | 292 | 0 | 0 | 0 | -0.3 | -1.2 | -1.2 | 0 | 0 | 0 | 82.3 | 0 | -2.58 | 0 | -2.58 | 0 | 0.052 | 0 | 0.04 | PreCW-Top-ElecDHW-ElecDry | Appl-CW-Top-ElecDHW-ElecDry-Tier3AnyDMoMH15CZ01DEER2017 | 0
42958.3843 | Appl-CW-Top-ElecDHW-ElecDry-Tier3 | DMo | MH15 | CZ02 | rDXGF | -1 | Household | 1 | 1242 | 514 | 0 | 0 | 401 | 0 | 11.3 | 0 | -0.3 | 0.2 | -1.6 | 1.7 | 0 | 0 | 102 | 0 | -3.04 | 0 | -3.03 | 0 | 0.079 | 0 | 0.055 | 376 | 0 | 0 | 292 | 0 | 8 | 0 | -0.2 | 0.1 | -1.1 | 1.2 | 0 | 0 | 76.5 | 0 | -2.18 | 0 | -2.18 | 0 | 0.057 | 0 | 0.04 | PreCW-Top-ElecDHW-ElecDry | Appl-CW-Top-ElecDHW-ElecDry-Tier3AnyDMoMH15CZ02DEER2017 | 0
42958.3843 | Appl-CW-Top-ElecDHW-ElecDry-Tier3 | DMo | MH15 | CZ03 | rDXGF | -1 | Household | 1 | 1242 | 507 | 0 | 0 | 401 | 0 | 4.8 | 0 | -0.4 | -0.6 | -1.5 | 0.8 | 0 | 0 | 102 | 0 | -2.94 | 0 | -2.93 | 0 | 0.081 | 0 | 0.055 | 372 | 0 | 0 | 292 | 0 | 4 | 0 | -0.3 | -0.3 | -1.1 | 0.7 | 0 | 0 | 76.7 | 0 | -2.14 | 0 | -2.13 | 0 | 0.06 | 0 | 0.04 | PreCW-Top-ElecDHW-ElecDry | Appl-CW-Top-ElecDHW-ElecDry-Tier3AnyDMoMH15CZ03DEER2017 | 0
42958.3843 | Appl-CW-Top-ElecDHW-ElecDry-Tier3 | DMo | MH15 | CZ04 | rDXGF | -1 | Household | 1 | 1242 | 512 | 0 | 0 | 401 | 0 | 12.2 | 0 | -0.3 | 0.7 | -1.3 | 2 | 0 | 0 | 98.7 | 0 | -2.6 | 0 | -2.6 | 0 | 0.079 | 0 | 0.055 | 375 | 0 | 0 | 292 | 0 | 8.9 | 0 | -0.2 | 0.5 | -0.9 | 1.4 | 0 | 0 | 74.3 | 0 | -1.86 | 0 | -1.86 | 0 | 0.058 | 0 | 0.04 | PreCW-Top-ElecDHW-ElecDry | Appl-CW-Top-ElecDHW-ElecDry-Tier3AnyDMoMH15CZ04DEER2017 | 0
42958.3843 | Appl-CW-Top-ElecDHW-ElecDry-Tier3 | DMo | MH15 | CZ05 | rDXGF | -1 | Household | 1 | 1242 | 510 | 0 | 0 | 401 | 0 | 6 | 0 | -0.4 | -0.7 | -1.8 | 1.1 | 0 | 0 | 104 | 0 | -3.55 | 0 | -3.55 | 0 | 0.08 | 0 | 0.056 | 373 | 0 | 0 | 292 | 0 | 4 | 0 | -0.3 | -0.6 | -1.3 | 0.7 | 0 | 0 | 78 | 0 | -2.59 | 0 | -2.59 | 0 | 0.058 | 0 | 0.041 | PreCW-Top-ElecDHW-ElecDry | Appl-CW-Top-ElecDHW-ElecDry-Tier3AnyDMoMH15CZ05DEER2017 | 0
42958.3843 | Appl-CW-Top-ElecDHW-ElecDry-Tier3 | DMo | MH15 | CZ06 | rDXGF | -1 | Household | 1 | 1242 | 511 | 0 | 0 | 401 | 0 | 13 | 0 | -0.2 | 1.2 | -1 | 2.1 | 0 | 0 | 95.7 | 0 | -2.14 | 0 | -2.15 | 0 | 0.075 | 0 | 0.055 | 373 | 0 | 0 | 292 | 0 | 8.9 | 0 | -0.2 | 0.8 | -0.8 | 1.5 | 0 | 0 | 72.1 | 0 | -1.57 | 0 | -1.58 | 0 | 0.055 | 0 | 0.04 | PreCW-Top-ElecDHW-ElecDry | Appl-CW-Top-ElecDHW-ElecDry-Tier3AnyDMoMH15CZ06DEER2017 | 0
42958.3843 | Appl-CW-Top-ElecDHW-ElecDry-Tier3 | DMo | MH15 | CZ07 | rDXGF | -1 | Household | 1 | 1242 | 516 | 0 | 0 | 401 | 0 | 17.4 | 0 | -0.1 | 2.6 | -0.4 | 3 | 0 | 0 | 94.8 | 0 | -0.99 | 0 | -0.99 | 0 | 0.075 | 0 | 0.055 | 378 | 0 | 0 | 292 | 0 | 12.9 | 0 | -0.1 | 2 | -0.3 | 2.2 | 0 | 0 | 71.4 | 0 | -0.7 | 0 | -0.7 | 0 | 0.055 | 0 | 0.04 | PreCW-Top-ElecDHW-ElecDry | Appl-CW-Top-ElecDHW-ElecDry-Tier3AnyDMoMH15CZ07DEER2017 | 0
42958.3843 | Appl-CW-Top-ElecDHW-ElecDry-Tier3 | DMo | MH15 | CZ08 | rDXGF | -1 | Household | 1 | 1242 | 515 | 0 | 0 | 401 | 0 | 18.2 | 0 | -0.2 | 2.4 | -0.7 | 3 | 0 | 0 | 93.2 | 0 | -1.39 | 0 | -1.39 | 0 | 0.075 | 0 | 0.056 | 377 | 0 | 0 | 292 | 0 | 13.3 | 0 | -0.2 | 1.7 | -0.5 | 2.2 | 0 | 0 | 70.2 | 0 | -1.01 | 0 | -1.01 | 0 | 0.055 | 0 | 0.041 | PreCW-Top-ElecDHW-ElecDry | Appl-CW-Top-ElecDHW-ElecDry-Tier3AnyDMoMH15CZ08DEER2017 | 0
42958.3843 | Appl-CW-Top-ElecDHW-ElecDry-Tier3 | DMo | MH15 | CZ09 | rDXGF | -1 | Household | 1 | 1242 | 512 | 0 | 0 | 401 | 0 | 16.1 | 0 | -0.2 | 1.7 | -0.9 | 2.6 | 0 | 0 | 93.1 | 0 | -1.71 | 0 | -1.71 | 0 | 0.075 | 0 | 0.055 | 375 | 0 | 0 | 292 | 0 | 11.8 | 0 | -0.1 | 1.3 | -0.7 | 1.9 | 0 | 0 | 70.2 | 0 | -1.23 | 0 | -1.23 | 0 | 0.055 | 0 | 0.04 | PreCW-Top-ElecDHW-ElecDry | Appl-CW-Top-ElecDHW-ElecDry-Tier3AnyDMoMH15CZ09DEER2017 | 0
42958.3843 | Appl-CW-Top-ElecDHW-ElecDry-Tier3 | DMo | MH15 | CZ10 | rDXGF | -1 | Household | 1 | 1242 | 513 | 0 | 0 | 401 | 0 | 18.1 | 0 | -0.3 | 1.9 | -1 | 2.8 | 0 | 0 | 92.7 | 0 | -1.92 | 0 | -1.92 | 0 | 0.075 | 0 | 0.056 | 375 | 0 | 0 | 292 | 0 | 12.8 | 0 | -0.2 | 1.3 | -0.7 | 2 | 0 | 0 | 69.8 | 0 | -1.38 | 0 | -1.38 | 0 | 0.055 | 0 | 0.041 | PreCW-Top-ElecDHW-ElecDry | Appl-CW-Top-ElecDHW-ElecDry-Tier3AnyDMoMH15CZ10DEER2017 | 0
42958.3843 | Appl-CW-Top-ElecDHW-ElecDry-Tier3 | DMo | MH15 | CZ11 | rDXGF | -1 | Household | 1 | 1242 | 511 | 0 | 0 | 401 | 0 | 15.4 | 0 | -0.3 | 1.1 | -1.1 | 2.3 | 0 | 0 | 93.8 | 0 | -2.33 | 0 | -2.33 | 0 | 0.074 | 0 | 0.055 | 374 | 0 | 0 | 292 | 0 | 11.2 | 0 | -0.2 | 0.8 | -0.8 | 1.7 | 0 | 0 | 70.7 | 0 | -1.7 | 0 | -1.69 | 0 | 0.054 | 0 | 0.04 | PreCW-Top-ElecDHW-ElecDry | Appl-CW-Top-ElecDHW-ElecDry-Tier3AnyDMoMH15CZ11DEER2017 | 0
42958.3843 | Appl-CW-Top-ElecDHW-ElecDry-Tier3 | DMo | MH15 | CZ12 | rDXGF | -1 | Household | 1 | 1242 | 513 | 0 | 0 | 401 | 0 | 14.1 | 0 | -0.3 | 0.9 | -1.3 | 2.1 | 0 | 0 | 96.8 | 0 | -2.51 | 0 | -2.51 | 0 | 0.078 | 0 | 0.056 | 375 | 0 | 0 | 292 | 0 | 10.2 | 0 | -0.2 | 0.7 | -0.9 | 1.5 | 0 | 0 | 73 | 0 | -1.8 | 0 | -1.8 | 0 | 0.057 | 0 | 0.041 | PreCW-Top-ElecDHW-ElecDry | Appl-CW-Top-ElecDHW-ElecDry-Tier3AnyDMoMH15CZ12DEER2017 | 0
42958.3843 | Appl-CW-Top-ElecDHW-ElecDry-Tier3 | DMo | MH15 | CZ13 | rDXGF | -1 | Household | 1 | 1242 | 513 | 0 | 0 | 401 | 0 | 18.2 | 0 | -0.3 | 1.7 | -1 | 2.7 | 0 | 0 | 92.7 | 0 | -2.12 | 0 | -2.12 | 0 | 0.076 | 0 | 0.056 | 376 | 0 | 0 | 292 | 0 | 13.4 | 0 | -0.2 | 1.2 | -0.7 | 2 | 0 | 0 | 69.9 | 0 | -1.55 | 0 | -1.54 | 0 | 0.056 | 0 | 0.041 | PreCW-Top-ElecDHW-ElecDry | Appl-CW-Top-ElecDHW-ElecDry-Tier3AnyDMoMH15CZ13DEER2017 | 0
42958.3843 | Appl-CW-Top-ElecDHW-ElecDry-Tier3 | DMo | MH15 | CZ14 | rDXGF | -1 | Household | 1 | 1242 | 514 | 0 | 0 | 401 | 0 | 17.4 | 0 | -0.3 | 1.4 | -1.3 | 2.7 | 0 | 0 | 94.6 | 0 | -2.52 | 0 | -2.53 | 0 | 0.074 | 0 | 0.055 | 376 | 0 | 0 | 292 | 0 | 12.8 | 0 | -0.2 | 1 | -1 | 2 | 0 | 0 | 71.3 | 0 | -1.82 | 0 | -1.83 | 0 | 0.054 | 0 | 0.04 | PreCW-Top-ElecDHW-ElecDry | Appl-CW-Top-ElecDHW-ElecDry-Tier3AnyDMoMH15CZ14DEER2017 | 0
42958.3843 | Appl-CW-Top-ElecDHW-ElecDry-Tier3 | DMo | MH15 | CZ15 | rDXGF | -1 | Household | 1 | 1242 | 506 | 0 | 0 | 401 | 0 | 24.3 | 0 | -0.1 | 2.9 | -0.4 | 3.3 | 0 | 0 | 77.9 | 0 | -0.88 | 0 | -0.88 | 0 | 0.073 | 0 | 0.055 | 370 | 0 | 0 | 292 | 0 | 17.5 | 0 | -0.1 | 2.1 | -0.3 | 2.4 | 0 | 0 | 58.7 | 0 | -0.63 | 0 | -0.63 | 0 | 0.053 | 0 | 0.04 | PreCW-Top-ElecDHW-ElecDry | Appl-CW-Top-ElecDHW-ElecDry-Tier3AnyDMoMH15CZ15DEER2017 | 0
42958.3843 | Appl-CW-Top-ElecDHW-ElecDry-Tier3 | DMo | MH15 | CZ16 | rDXGF | -1 | Household | 1 | 1242 | 517 | 0 | 0 | 401 | 0 | 7.5 | 0 | -0.4 | -0.1 | -1.4 | 1.3 | 0 | 0 | 109 | 0 | -2.61 | 0 | -2.6 | 0 | 0.077 | 0 | 0.055 | 379 | 0 | 0 | 292 | 0 | 5.4 | 0 | -0.3 | -0.1 | -1 | 0.9 | 0 | 0 | 82 | 0 | -1.88 | 0 | -1.88 | 0 | 0.056 | 0 | 0.04 | PreCW-Top-ElecDHW-ElecDry | Appl-CW-Top-ElecDHW-ElecDry-Tier3AnyDMoMH15CZ16DEER2017 | 0
42958.3843 | Appl-CW-Top-ElecDHW-ElecDry-Tier3 | DMo | MH72 | CZ01 | rDXGF | -1 | Household | 1 | 1196 | 509 | 0 | 0 | 402 | 0 | 0 | 0 | -0.3 | -1.6 | -1.6 | 0 | 0 | 0 | 109 | 0 | -2.87 | 0 | -2.86 | 0 | 0.07 | 0 | 0.056 | 373 | 0 | 0 | 292 | 0 | 0 | 0 | -0.2 | -1.2 | -1.2 | 0 | 0 | 0 | 82.3 | 0 | -2.05 | 0 | -2.05 | 0 | 0.052 | 0 | 0.041 | PreCW-Top-ElecDHW-ElecDry | Appl-CW-Top-ElecDHW-ElecDry-Tier3AnyDMoMH72CZ01DEER2017 | 0
42958.3843 | Appl-CW-Top-ElecDHW-ElecDry-Tier3 | DMo | MH72 | CZ02 | rDXGF | -1 | Household | 1 | 1196 | 515 | 0 | 0 | 401 | 0 | 13 | 0 | -0.3 | 0 | -1.6 | 1.7 | 0 | 0 | 102 | 0 | -2.66 | 0 | -2.66 | 0 | 0.09 | 0 | 0.056 | 377 | 0 | 0 | 292 | 0 | 9.2 | 0 | -0.2 | 0 | -1.1 | 1.2 | 0 | 0 | 76.6 | 0 | -1.94 | 0 | -1.94 | 0 | 0.066 | 0 | 0.041 | PreCW-Top-ElecDHW-ElecDry | Appl-CW-Top-ElecDHW-ElecDry-Tier3AnyDMoMH72CZ02DEER2017 | 0
42958.3843 | Appl-CW-Top-ElecDHW-ElecDry-Tier3 | DMo | MH72 | CZ03 | rDXGF | -1 | Household | 1 | 1196 | 512 | 0 | 0 | 401 | 0 | 9 | 0 | -0.3 | -0.2 | -1.5 | 1.3 | 0 | 0 | 102 | 0 | -2.57 | 0 | -2.58 | 0 | 0.085 | 0 | 0.055 | 375 | 0 | 0 | 292 | 0 | 7.1 | 0 | -0.2 | -0.1 | -1.1 | 1 | 0 | 0 | 76.8 | 0 | -1.86 | 0 | -1.86 | 0 | 0.062 | 0 | 0.04 | PreCW-Top-ElecDHW-ElecDry | Appl-CW-Top-ElecDHW-ElecDry-Tier3AnyDMoMH72CZ03DEER2017 | 0
42958.3843 | Appl-CW-Top-ElecDHW-ElecDry-Tier3 | DMo | MH72 | CZ04 | rDXGF | -1 | Household | 1 | 1196 | 516 | 0 | 0 | 401 | 0 | 15.7 | 0 | -0.2 | 0.8 | -1.3 | 2.1 | 0 | 0 | 98.6 | 0 | -2.19 | 0 | -2.19 | 0 | 0.082 | 0 | 0.056 | 377 | 0 | 0 | 292 | 0 | 10.9 | 0 | -0.2 | 0.5 | -0.9 | 1.5 | 0 | 0 | 74.3 | 0 | -1.59 | 0 | -1.59 | 0 | 0.06 | 0 | 0.041 | PreCW-Top-ElecDHW-ElecDry | Appl-CW-Top-ElecDHW-ElecDry-Tier3AnyDMoMH72CZ04DEER2017 | 0
42958.3843 | Appl-CW-Top-ElecDHW-ElecDry-Tier3 | DMo | MH72 | CZ05 | rDXGF | -1 | Household | 1 | 1196 | 511 | 0 | 0 | 401 | 0 | 7.5 | 0 | -0.4 | -0.8 | -1.9 | 1 | 0 | 0 | 104 | 0 | -3.21 | 0 | -3.21 | 0 | 0.091 | 0 | 0.055 | 373 | 0 | 0 | 292 | 0 | 4.1 | 0 | -0.3 | -0.8 | -1.4 | 0.5 | 0 | 0 | 77.9 | 0 | -2.4 | 0 | -2.4 | 0 | 0.062 | 0 | 0.04 | PreCW-Top-ElecDHW-ElecDry | Appl-CW-Top-ElecDHW-ElecDry-Tier3AnyDMoMH72CZ05DEER2017 | 0
42958.3843 | Appl-CW-Top-ElecDHW-ElecDry-Tier3 | DMo | MH72 | CZ06 | rDXGF | -1 | Household | 1 | 1196 | 515 | 0 | 0 | 401 | 0 | 16.8 | 0 | -0.2 | 1.4 | -0.9 | 2.3 | 0 | 0 | 95.8 | 0 | -1.59 | 0 | -1.58 | 0 | 0.077 | 0 | 0.056 | 377 | 0 | 0 | 292 | 0 | 12 | 0 | -0.2 | 1 | -0.6 | 1.7 | 0 | 0 | 72.2 | 0 | -1.13 | 0 | -1.13 | 0 | 0.056 | 0 | 0.041 | PreCW-Top-ElecDHW-ElecDry | Appl-CW-Top-ElecDHW-ElecDry-Tier3AnyDMoMH72CZ06DEER2017 | 0
42958.3843 | Appl-CW-Top-ElecDHW-ElecDry-Tier3 | DMo | MH72 | CZ07 | rDXGF | -1 | Household | 1 | 1196 | 516 | 0 | 0 | 401 | 0 | 18.7 | 0 | -0.1 | 1.8 | -0.8 | 2.6 | 0 | 0 | 94.7 | 0 | -1.57 | 0 | -1.58 | 0 | 0.078 | 0 | 0.055 | 377 | 0 | 0 | 292 | 0 | 12.9 | 0 | -0.1 | 1.2 | -0.6 | 1.8 | 0 | 0 | 71.3 | 0 | -1.14 | 0 | -1.15 | 0 | 0.059 | 0 | 0.04 | PreCW-Top-ElecDHW-ElecDry | Appl-CW-Top-ElecDHW-ElecDry-Tier3AnyDMoMH72CZ07DEER2017 | 0
42958.3843 | Appl-CW-Top-ElecDHW-ElecDry-Tier3 | DMo | MH72 | CZ08 | rDXGF | -1 | Household | 1 | 1196 | 517 | 0 | 0 | 401 | 0 | 21.2 | 0 | -0.1 | 2 | -0.8 | 2.8 | 0 | 0 | 93.2 | 0 | -1.52 | 0 | -1.52 | 0 | 0.079 | 0 | 0.055 | 379 | 0 | 0 | 292 | 0 | 15.3 | 0 | -0.1 | 1.4 | -0.6 | 2 | 0 | 0 | 70.2 | 0 | -1.09 | 0 | -1.09 | 0 | 0.057 | 0 | 0.04 | PreCW-Top-ElecDHW-ElecDry | Appl-CW-Top-ElecDHW-ElecDry-Tier3AnyDMoMH72CZ08DEER2017 | 0
42958.3843 | Appl-CW-Top-ElecDHW-ElecDry-Tier3 | DMo | MH72 | CZ09 | rDXGF | -1 | Household | 1 | 1196 | 520 | 0 | 0 | 401 | 0 | 23.7 | 0 | -0.2 | 2.1 | -1 | 3.1 | 0 | 0 | 93.1 | 0 | -1.67 | 0 | -1.66 | 0 | 0.078 | 0 | 0.055 | 381 | 0 | 0 | 292 | 0 | 17.5 | 0 | -0.1 | 1.6 | -0.7 | 2.3 | 0 | 0 | 70.2 | 0 | -1.2 | 0 | -1.19 | 0 | 0.057 | 0 | 0.04 | PreCW-Top-ElecDHW-ElecDry | Appl-CW-Top-ElecDHW-ElecDry-Tier3AnyDMoMH72CZ09DEER2017 | 0
42958.3843 | Appl-CW-Top-ElecDHW-ElecDry-Tier3 | DMo | MH72 | CZ10 | rDXGF | -1 | Household | 1 | 1196 | 516 | 0 | 0 | 401 | 0 | 20.6 | 0 | -0.2 | 1.6 | -0.9 | 2.5 | 0 | 0 | 92.7 | 0 | -1.64 | 0 | -1.64 | 0 | 0.08 | 0 | 0.056 | 377 | 0 | 0 | 292 | 0 | 14.4 | 0 | -0.2 | 1.1 | -0.6 | 1.8 | 0 | 0 | 69.8 | 0 | -1.19 | 0 | -1.18 | 0 | 0.059 | 0 | 0.041 | PreCW-Top-ElecDHW-ElecDry | Appl-CW-Top-ElecDHW-ElecDry-Tier3AnyDMoMH72CZ10DEER2017 | 0
42958.3843 | Appl-CW-Top-ElecDHW-ElecDry-Tier3 | DMo | MH72 | CZ11 | rDXGF | -1 | Household | 1 | 1196 | 516 | 0 | 0 | 401 | 0 | 19.8 | 0 | -0.3 | 1.1 | -1.2 | 2.3 | 0 | 0 | 93.8 | 0 | -2.09 | 0 | -2.08 | 0 | 0.081 | 0 | 0.055 | 377 | 0 | 0 | 292 | 0 | 14.4 | 0 | -0.2 | 0.8 | -0.8 | 1.7 | 0 | 0 | 70.7 | 0 | -1.49 | 0 | -1.49 | 0 | 0.059 | 0 | 0.04 | PreCW-Top-ElecDHW-ElecDry | Appl-CW-Top-ElecDHW-ElecDry-Tier3AnyDMoMH72CZ11DEER2017 | 0
42958.3843 | Appl-CW-Top-ElecDHW-ElecDry-Tier3 | DMo | MH72 | CZ12 | rDXGF | -1 | Household | 1 | 1196 | 516 | 0 | 0 | 401 | 0 | 17.9 | 0 | -0.3 | 0.8 | -1.4 | 2.2 | 0 | 0 | 96.8 | 0 | -2.39 | 0 | -2.39 | 0 | 0.085 | 0 | 0.055 | 378 | 0 | 0 | 292 | 0 | 12.8 | 0 | -0.2 | 0.6 | -1 | 1.6 | 0 | 0 | 73 | 0 | -1.74 | 0 | -1.73 | 0 | 0.062 | 0 | 0.04 | PreCW-Top-ElecDHW-ElecDry | Appl-CW-Top-ElecDHW-ElecDry-Tier3AnyDMoMH72CZ12DEER2017 | 0
42958.3843 | Appl-CW-Top-ElecDHW-ElecDry-Tier3 | DMo | MH72 | CZ13 | rDXGF | -1 | Household | 1 | 1196 | 516 | 0 | 0 | 401 | 0 | 21.6 | 0 | -0.2 | 1.3 | -1.3 | 2.6 | 0 | 0 | 92.7 | 0 | -2.25 | 0 | -2.26 | 0 | 0.08 | 0 | 0.056 | 378 | 0 | 0 | 292 | 0 | 15.8 | 0 | -0.2 | 0.9 | -0.9 | 1.9 | 0 | 0 | 69.8 | 0 | -1.63 | 0 | -1.64 | 0 | 0.059 | 0 | 0.041 | PreCW-Top-ElecDHW-ElecDry | Appl-CW-Top-ElecDHW-ElecDry-Tier3AnyDMoMH72CZ13DEER2017 | 0
42958.3843 | Appl-CW-Top-ElecDHW-ElecDry-Tier3 | DMo | MH72 | CZ14 | rDXGF | -1 | Household | 1 | 1196 | 519 | 0 | 0 | 401 | 0 | 22.1 | 0 | -0.3 | 1.5 | -1.1 | 2.7 | 0 | 0 | 94.6 | 0 | -2.01 | 0 | -2.01 | 0 | 0.078 | 0 | 0.055 | 380 | 0 | 0 | 292 | 0 | 15.9 | 0 | -0.2 | 1.1 | -0.8 | 2 | 0 | 0 | 71.3 | 0 | -1.46 | 0 | -1.46 | 0 | 0.057 | 0 | 0.04 | PreCW-Top-ElecDHW-ElecDry | Appl-CW-Top-ElecDHW-ElecDry-Tier3AnyDMoMH72CZ14DEER2017 | 0
42958.3843 | Appl-CW-Top-ElecDHW-ElecDry-Tier3 | DMo | MH72 | CZ15 | rDXGF | -1 | Household | 1 | 1196 | 510 | 0 | 0 | 401 | 0 | 28.5 | 0 | -0.1 | 2.7 | -0.5 | 3.1 | 0 | 0 | 77.9 | 0 | -0.76 | 0 | -0.75 | 0 | 0.075 | 0 | 0.055 | 373 | 0 | 0 | 292 | 0 | 20.8 | 0 | 0 | 2 | -0.4 | 2.2 | 0 | 0 | 58.7 | 0 | -0.53 | 0 | -0.53 | 0 | 0.055 | 0 | 0.04 | PreCW-Top-ElecDHW-ElecDry | Appl-CW-Top-ElecDHW-ElecDry-Tier3AnyDMoMH72CZ15DEER2017 | 0
42958.3843 | Appl-CW-Top-ElecDHW-ElecDry-Tier3 | DMo | MH72 | CZ16 | rDXGF | -1 | Household | 1 | 1196 | 524 | 0 | 0 | 401 | 0 | 13.9 | 0 | -0.3 | 0.2 | -1.7 | 1.9 | 0 | 0 | 109 | 0 | -2.92 | 0 | -2.91 | 0 | 0.08 | 0 | 0.056 | 383 | 0 | 0 | 292 | 0 | 9.8 | 0 | -0.2 | 0.2 | -1.2 | 1.4 | 0 | 0 | 82 | 0 | -2.12 | 0 | -2.12 | 0 | 0.058 | 0 | 0.041 | PreCW-Top-ElecDHW-ElecDry | Appl-CW-Top-ElecDHW-ElecDry-Tier3AnyDMoMH72CZ16DEER2017 | 0
42958.3843 | Appl-CW-Top-ElecDHW-ElecDry-Tier3 | DMo | MH85 | CZ01 | rDXGF | -1 | Household | 1 | 1242 | 508 | 0 | 0 | 401 | 0 | 0 | 0 | -0.5 | -2.2 | -2.2 | 0 | 0 | 0 | 109 | 0 | -3.97 | 0 | -3.97 | 0 | 0.07 | 0 | 0.055 | 372 | 0 | 0 | 292 | 0 | 0 | 0 | -0.3 | -1.6 | -1.6 | 0 | 0 | 0 | 82.3 | 0 | -2.87 | 0 | -2.87 | 0 | 0.051 | 0 | 0.04 | PreCW-Top-ElecDHW-ElecDry | Appl-CW-Top-ElecDHW-ElecDry-Tier3AnyDMoMH85CZ01DEER2017 | 0
42958.3843 | Appl-CW-Top-ElecDHW-ElecDry-Tier3 | DMo | MH85 | CZ02 | rDXGF | -1 | Household | 1 | 1242 | 515 | 0 | 0 | 401 | 0 | 13.3 | 0 | -0.4 | -0.3 | -2 | 1.7 | 0 | 0 | 102 | 0 | -3.42 | 0 | -3.43 | 0 | 0.093 | 0 | 0.056 | 377 | 0 | 0 | 292 | 0 | 9.6 | 0 | -0.3 | -0.2 | -1.5 | 1.3 | 0 | 0 | 76.6 | 0 | -2.47 | 0 | -2.47 | 0 | 0.069 | 0 | 0.041 | PreCW-Top-ElecDHW-ElecDry | Appl-CW-Top-ElecDHW-ElecDry-Tier3AnyDMoMH85CZ02DEER2017 | 0
42958.3843 | Appl-CW-Top-ElecDHW-ElecDry-Tier3 | DMo | MH85 | CZ03 | rDXGF | -1 | Household | 1 | 1242 | 510 | 0 | 0 | 401 | 0 | 8.6 | 0 | -0.4 | -0.8 | -2 | 1.2 | 0 | 0 | 102 | 0 | -3.47 | 0 | -3.47 | 0 | 0.084 | 0 | 0.055 | 374 | 0 | 0 | 292 | 0 | 6.4 | 0 | -0.3 | -0.6 | -1.4 | 0.9 | 0 | 0 | 76.8 | 0 | -2.52 | 0 | -2.52 | 0 | 0.061 | 0 | 0.04 | PreCW-Top-ElecDHW-ElecDry | Appl-CW-Top-ElecDHW-ElecDry-Tier3AnyDMoMH85CZ03DEER2017 | 0
42958.3843 | Appl-CW-Top-ElecDHW-ElecDry-Tier3 | DMo | MH85 | CZ04 | rDXGF | -1 | Household | 1 | 1242 | 518 | 0 | 0 | 401 | 0 | 17.5 | 0 | -0.4 | 0.7 | -1.6 | 2.3 | 0 | 0 | 98.6 | 0 | -2.75 | 0 | -2.76 | 0 | 0.085 | 0 | 0.056 | 379 | 0 | 0 | 292 | 0 | 12.6 | 0 | -0.3 | 0.5 | -1.2 | 1.7 | 0 | 0 | 74.3 | 0 | -1.97 | 0 | -1.98 | 0 | 0.06 | 0 | 0.041 | PreCW-Top-ElecDHW-ElecDry | Appl-CW-Top-ElecDHW-ElecDry-Tier3AnyDMoMH85CZ04DEER2017 | 0
42958.3843 | Appl-CW-Top-ElecDHW-ElecDry-Tier3 | DMo | MH85 | CZ05 | rDXGF | -1 | Household | 1 | 1242 | 509 | 0 | 0 | 401 | 0 | 6.4 | 0 | -0.5 | -1.3 | -2.2 | 0.9 | 0 | 0 | 104 | 0 | -3.7 | 0 | -3.7 | 0 | 0.088 | 0 | 0.055 | 373 | 0 | 0 | 292 | 0 | 4.5 | 0 | -0.3 | -1 | -1.6 | 0.6 | 0 | 0 | 77.9 | 0 | -2.67 | 0 | -2.67 | 0 | 0.064 | 0 | 0.04 | PreCW-Top-ElecDHW-ElecDry | Appl-CW-Top-ElecDHW-ElecDry-Tier3AnyDMoMH85CZ05DEER2017 | 0
42958.3843 | Appl-CW-Top-ElecDHW-ElecDry-Tier3 | DMo | MH85 | CZ06 | rDXGF | -1 | Household | 1 | 1242 | 513 | 0 | 0 | 401 | 0 | 15.8 | 0 | -0.2 | 1 | -1.2 | 2.2 | 0 | 0 | 95.8 | 0 | -2.18 | 0 | -2.17 | 0 | 0.078 | 0 | 0.056 | 377 | 0 | 0 | 292 | 0 | 11.9 | 0 | -0.2 | 0.8 | -0.9 | 1.7 | 0 | 0 | 72.2 | 0 | -1.59 | 0 | -1.59 | 0 | 0.057 | 0 | 0.04 | PreCW-Top-ElecDHW-ElecDry | Appl-CW-Top-ElecDHW-ElecDry-Tier3AnyDMoMH85CZ06DEER2017 | 0
42958.3843 | Appl-CW-Top-ElecDHW-ElecDry-Tier3 | DMo | MH85 | CZ07 | rDXGF | -1 | Household | 1 | 1242 | 515 | 0 | 0 | 401 | 0 | 18 | 0 | -0.2 | 1.5 | -1 | 2.5 | 0 | 0 | 94.7 | 0 | -1.86 | 0 | -1.87 | 0 | 0.078 | 0 | 0.056 | 377 | 0 | 0 | 292 | 0 | 12.8 | 0 | -0.2 | 1.1 | -0.7 | 1.8 | 0 | 0 | 71.3 | 0 | -1.37 | 0 | -1.37 | 0 | 0.057 | 0 | 0.041 | PreCW-Top-ElecDHW-ElecDry | Appl-CW-Top-ElecDHW-ElecDry-Tier3AnyDMoMH85CZ07DEER2017 | 0
42958.3843 | Appl-CW-Top-ElecDHW-ElecDry-Tier3 | DMo | MH85 | CZ08 | rDXGF | -1 | Household | 1 | 1242 | 515 | 0 | 0 | 401 | 0 | 19.6 | 0 | -0.2 | 1.5 | -1.1 | 2.6 | 0 | 0 | 93.2 | 0 | -1.92 | 0 | -1.92 | 0 | 0.078 | 0 | 0.056 | 377 | 0 | 0 | 292 | 0 | 14.3 | 0 | -0.1 | 1.1 | -0.8 | 1.9 | 0 | 0 | 70.2 | 0 | -1.4 | 0 | -1.4 | 0 | 0.057 | 0 | 0.041 | PreCW-Top-ElecDHW-ElecDry | Appl-CW-Top-ElecDHW-ElecDry-Tier3AnyDMoMH85CZ08DEER2017 | 0
42958.3843 | Appl-CW-Top-ElecDHW-ElecDry-Tier3 | DMo | MH85 | CZ09 | rDXGF | -1 | Household | 1 | 1242 | 513 | 0 | 0 | 401 | 0 | 18 | 0 | -0.2 | 1 | -1.3 | 2.3 | 0 | 0 | 93.1 | 0 | -2.07 | 0 | -2.07 | 0 | 0.079 | 0 | 0.056 | 377 | 0 | 0 | 292 | 0 | 14.3 | 0 | -0.2 | 0.9 | -0.9 | 1.8 | 0 | 0 | 70.2 | 0 | -1.5 | 0 | -1.5 | 0 | 0.058 | 0 | 0.041 | PreCW-Top-ElecDHW-ElecDry | Appl-CW-Top-ElecDHW-ElecDry-Tier3AnyDMoMH85CZ09DEER2017 | 0
42958.3843 | Appl-CW-Top-ElecDHW-ElecDry-Tier3 | DMo | MH85 | CZ10 | rDXGF | -1 | Household | 1 | 1242 | 517 | 0 | 0 | 401 | 0 | 21.8 | 0 | -0.3 | 1.5 | -1.1 | 2.6 | 0 | 0 | 92.7 | 0 | -1.98 | 0 | -1.98 | 0 | 0.08 | 0 | 0.055 | 378 | 0 | 0 | 292 | 0 | 15.5 | 0 | -0.2 | 1 | -0.8 | 1.8 | 0 | 0 | 69.8 | 0 | -1.44 | 0 | -1.44 | 0 | 0.058 | 0 | 0.04 | PreCW-Top-ElecDHW-ElecDry | Appl-CW-Top-ElecDHW-ElecDry-Tier3AnyDMoMH85CZ10DEER2017 | 0
42958.3843 | Appl-CW-Top-ElecDHW-ElecDry-Tier3 | DMo | MH85 | CZ11 | rDXGF | -1 | Household | 1 | 1242 | 516 | 0 | 0 | 401 | 0 | 20.6 | 0 | -0.3 | 0.8 | -1.6 | 2.4 | 0 | 0 | 93.8 | 0 | -2.71 | 0 | -2.7 | 0 | 0.079 | 0 | 0.056 | 378 | 0 | 0 | 292 | 0 | 15 | 0 | -0.2 | 0.6 | -1.2 | 1.7 | 0 | 0 | 70.7 | 0 | -1.95 | 0 | -1.95 | 0 | 0.057 | 0 | 0.041 | PreCW-Top-ElecDHW-ElecDry | Appl-CW-Top-ElecDHW-ElecDry-Tier3AnyDMoMH85CZ11DEER2017 | 0
42958.3843 | Appl-CW-Top-ElecDHW-ElecDry-Tier3 | DMo | MH85 | CZ12 | rDXGF | -1 | Household | 1 | 1242 | 515 | 0 | 0 | 401 | 0 | 16.9 | 0 | -0.4 | 0.2 | -1.8 | 2 | 0 | 0 | 96.8 | 0 | -3 | 0 | -2.99 | 0 | 0.081 | 0 | 0.056 | 377 | 0 | 0 | 292 | 0 | 12.4 | 0 | -0.3 | 0.2 | -1.3 | 1.5 | 0 | 0 | 73 | 0 | -2.16 | 0 | -2.16 | 0 | 0.062 | 0 | 0.041 | PreCW-Top-ElecDHW-ElecDry | Appl-CW-Top-ElecDHW-ElecDry-Tier3AnyDMoMH85CZ12DEER2017 | 0
42958.3843 | Appl-CW-Top-ElecDHW-ElecDry-Tier3 | DMo | MH85 | CZ13 | rDXGF | -1 | Household | 1 | 1242 | 516 | 0 | 0 | 401 | 0 | 21.7 | 0 | -0.4 | 1 | -1.5 | 2.6 | 0 | 0 | 92.7 | 0 | -2.66 | 0 | -2.66 | 0 | 0.08 | 0 | 0.055 | 378 | 0 | 0 | 292 | 0 | 15.5 | 0 | -0.3 | 0.7 | -1.1 | 1.9 | 0 | 0 | 69.8 | 0 | -1.91 | 0 | -1.91 | 0 | 0.058 | 0 | 0.04 | PreCW-Top-ElecDHW-ElecDry | Appl-CW-Top-ElecDHW-ElecDry-Tier3AnyDMoMH85CZ13DEER2017 | 0
42958.3843 | Appl-CW-Top-ElecDHW-ElecDry-Tier3 | DMo | MH85 | CZ14 | rDXGF | -1 | Household | 1 | 1242 | 520 | 0 | 0 | 401 | 0 | 23.5 | 0 | -0.3 | 1.2 | -1.6 | 2.8 | 0 | 0 | 94.6 | 0 | -2.71 | 0 | -2.71 | 0 | 0.077 | 0 | 0.056 | 380 | 0 | 0 | 292 | 0 | 16.3 | 0 | -0.2 | 0.8 | -1.2 | 2 | 0 | 0 | 71.3 | 0 | -1.96 | 0 | -1.96 | 0 | 0.056 | 0 | 0.041 | PreCW-Top-ElecDHW-ElecDry | Appl-CW-Top-ElecDHW-ElecDry-Tier3AnyDMoMH85CZ14DEER2017 | 0
42958.3843 | Appl-CW-Top-ElecDHW-ElecDry-Tier3 | DMo | MH85 | CZ15 | rDXGF | -1 | Household | 1 | 1242 | 507 | 0 | 0 | 401 | 0 | 25.8 | 0 | -0.1 | 2.1 | -0.6 | 2.8 | 0 | 0 | 77.9 | 0 | -1 | 0 | -0.99 | 0 | 0.074 | 0 | 0.056 | 370 | 0 | 0 | 292 | 0 | 17.9 | 0 | -0.1 | 1.5 | -0.4 | 1.9 | 0 | 0 | 58.7 | 0 | -0.72 | 0 | -0.71 | 0 | 0.055 | 0 | 0.041 | PreCW-Top-ElecDHW-ElecDry | Appl-CW-Top-ElecDHW-ElecDry-Tier3AnyDMoMH85CZ15DEER2017 | 0
42958.3843 | Appl-CW-Top-ElecDHW-ElecDry-Tier3 | DMo | MH85 | CZ16 | rDXGF | -1 | Household | 1 | 1242 | 521 | 0 | 0 | 401 | 0 | 12 | 0 | -0.5 | -0.5 | -2.2 | 1.6 | 0 | 0 | 109 | 0 | -3.54 | 0 | -3.54 | 0 | 0.08 | 0 | 0.055 | 382 | 0 | 0 | 292 | 0 | 8.6 | 0 | -0.4 | -0.3 | -1.6 | 1.2 | 0 | 0 | 82 | 0 | -2.56 | 0 | -2.56 | 0 | 0.058 | 0 | 0.04 | PreCW-Top-ElecDHW-ElecDry | Appl-CW-Top-ElecDHW-ElecDry-Tier3AnyDMoMH85CZ16DEER2017 | 0
42958.3843 | Appl-CW-Top-ElecDHW-ElecDry-Tier3 | MFm | 1975 | CZ01 | rDXGF | -1 | Household | 1 | 1070.2 | 515 | 0 | 0 | 407 | 0 | 0.1 | 0 | -1.2 | -1.7 | -1.7 | 0 | 0 | 0 | 110 | 0 | -3.34 | 0 | -3.33 | 0 | 0.071 | 0 | 0.057 | 377 | 0 | 0 | 296 | 0 | 0.1 | 0 | -0.9 | -1.2 | -1.2 | 0 | 0 | 0 | 83.2 | 0 | -2.41 | 0 | -2.41 | 0 | 0.052 | 0 | 0.041 | PreCW-Top-ElecDHW-ElecDry | Appl-CW-Top-ElecDHW-ElecDry-Tier3AnyMFm1975CZ01DEER2017 | 0
42958.3843 | Appl-CW-Top-ElecDHW-ElecDry-Tier3 | MFm | 1975 | CZ02 | rDXGF | -1 | Household | 1 | 1070.2 | 514 | 0 | 0 | 407 | 0 | 5.3 | 0 | -0.5 | -0.4 | -1.2 | 0.6 | 0 | 0 | 103 | 0 | -2.2 | 0 | -2.2 | 0 | 0.081 | 0 | 0.056 | 376 | 0 | 0 | 296 | 0 | 3.8 | 0 | -0.3 | -0.3 | -0.8 | 0.4 | 0 | 0 | 77.2 | 0 | -1.59 | 0 | -1.59 | 0 | 0.06 | 0 | 0.041 | PreCW-Top-ElecDHW-ElecDry | Appl-CW-Top-ElecDHW-ElecDry-Tier3AnyMFm1975CZ02DEER2017 | 0
42958.3843 | Appl-CW-Top-ElecDHW-ElecDry-Tier3 | MFm | 1975 | CZ03 | rDXGF | -1 | Household | 1 | 1070.2 | 511 | 0 | 0 | 407 | 0 | 2.5 | 0 | -0.6 | -0.7 | -1.1 | 0.3 | 0 | 0 | 103 | 0 | -2.12 | 0 | -2.12 | 0 | 0.074 | 0 | 0.057 | 374 | 0 | 0 | 296 | 0 | 1.9 | 0 | -0.4 | -0.5 | -0.8 | 0.2 | 0 | 0 | 77.5 | 0 | -1.52 | 0 | -1.52 | 0 | 0.054 | 0 | 0.041 | PreCW-Top-ElecDHW-ElecDry | Appl-CW-Top-ElecDHW-ElecDry-Tier3AnyMFm1975CZ03DEER2017 | 0
42958.3843 | Appl-CW-Top-ElecDHW-ElecDry-Tier3 | MFm | 1975 | CZ04 | rDXGF | -1 | Household | 1 | 1070.2 | 512 | 0 | 0 | 407 | 0 | 5.9 | 0 | -0.5 | -0.2 | -1 | 0.7 | 0 | 0 | 99.5 | 0 | -1.9 | 0 | -1.9 | 0 | 0.08 | 0 | 0.056 | 375 | 0 | 0 | 296 | 0 | 4.3 | 0 | -0.4 | -0.1 | -0.7 | 0.5 | 0 | 0 | 75 | 0 | -1.37 | 0 | -1.37 | 0 | 0.059 | 0 | 0.041 | PreCW-Top-ElecDHW-ElecDry | Appl-CW-Top-ElecDHW-ElecDry-Tier3AnyMFm1975CZ04DEER2017 | 0
42958.3843 | Appl-CW-Top-ElecDHW-ElecDry-Tier3 | MFm | 1975 | CZ05 | rDXGF | -1 | Household | 1 | 1070.2 | 510 | 0 | 0 | 407 | 0 | 0.7 | 0 | -0.7 | -1.3 | -1.4 | 0.1 | 0 | 0 | 104 | 0 | -2.93 | 0 | -2.93 | 0 | 0.071 | 0 | 0.057 | 374 | 0 | 0 | 296 | 0 | 0.4 | 0 | -0.5 | -1 | -1 | 0.1 | 0 | 0 | 78.6 | 0 | -2.12 | 0 | -2.11 | 0 | 0.052 | 0 | 0.041 | PreCW-Top-ElecDHW-ElecDry | Appl-CW-Top-ElecDHW-ElecDry-Tier3AnyMFm1975CZ05DEER2017 | 0
42958.3843 | Appl-CW-Top-ElecDHW-ElecDry-Tier3 | MFm | 1975 | CZ06 | rDXGF | -1 | Household | 1 | 1047.7 | 513 | 0 | 0 | 407 | 0 | 9.1 | 0 | -0.4 | 0.4 | -0.8 | 1.2 | 0 | 0 | 96.6 | 0 | -1.65 | 0 | -1.65 | 0 | 0.078 | 0 | 0.056 | 375 | 0 | 0 | 296 | 0 | 6.3 | 0 | -0.3 | 0.2 | -0.6 | 0.8 | 0 | 0 | 72.8 | 0 | -1.2 | 0 | -1.19 | 0 | 0.056 | 0 | 0.041 | PreCW-Top-ElecDHW-ElecDry | Appl-CW-Top-ElecDHW-ElecDry-Tier3AnyMFm1975CZ06DEER2017 | 0
42958.3843 | Appl-CW-Top-ElecDHW-ElecDry-Tier3 | MFm | 1975 | CZ07 | rDXGF | -1 | Household | 1 | 1047.7 | 507 | 0 | 0 | 407 | 0 | 5.1 | 0 | -0.4 | -0.1 | -0.8 | 0.7 | 0 | 0 | 95.4 | 0 | -1.53 | 0 | -1.53 | 0 | 0.073 | 0 | 0.057 | 371 | 0 | 0 | 296 | 0 | 3.2 | 0 | -0.3 | -0.2 | -0.6 | 0.4 | 0 | 0 | 71.9 | 0 | -1.18 | 0 | -1.17 | 0 | 0.053 | 0 | 0.041 | PreCW-Top-ElecDHW-ElecDry | Appl-CW-Top-ElecDHW-ElecDry-Tier3AnyMFm1975CZ07DEER2017 | 0
42958.3843 | Appl-CW-Top-ElecDHW-ElecDry-Tier3 | MFm | 1975 | CZ08 | rDXGF | -1 | Household | 1 | 1047.7 | 512 | 0 | 0 | 407 | 0 | 10.3 | 0 | -0.3 | 0.7 | -0.6 | 1.3 | 0 | 0 | 93.9 | 0 | -1.28 | 0 | -1.27 | 0 | 0.079 | 0 | 0.056 | 375 | 0 | 0 | 296 | 0 | 7.5 | 0 | -0.2 | 0.5 | -0.5 | 0.9 | 0 | 0 | 70.7 | 0 | -0.92 | 0 | -0.92 | 0 | 0.058 | 0 | 0.04 | PreCW-Top-ElecDHW-ElecDry | Appl-CW-Top-ElecDHW-ElecDry-Tier3AnyMFm1975CZ08DEER2017 | 0
42958.3843 | Appl-CW-Top-ElecDHW-ElecDry-Tier3 | MFm | 1975 | CZ09 | rDXGF | -1 | Household | 1 | 1216.8 | 515 | 0 | 0 | 407 | 0 | 13.3 | 0 | -0.3 | 0.9 | -0.7 | 1.7 | 0 | 0 | 94 | 0 | -1.56 | 0 | -1.56 | 0 | 0.076 | 0 | 0.056 | 377 | 0 | 0 | 296 | 0 | 9.7 | 0 | -0.2 | 0.7 | -0.5 | 1.2 | 0 | 0 | 70.9 | 0 | -1.13 | 0 | -1.13 | 0 | 0.056 | 0 | 0.041 | PreCW-Top-ElecDHW-ElecDry | Appl-CW-Top-ElecDHW-ElecDry-Tier3AnyMFm1975CZ09DEER2017 | 0
42958.3843 | Appl-CW-Top-ElecDHW-ElecDry-Tier3 | MFm | 1975 | CZ10 | rDXGF | -1 | Household | 1 | 1216.8 | 512 | 0 | 0 | 407 | 0 | 11.5 | 0 | -0.3 | 0.6 | -0.7 | 1.4 | 0 | 0 | 93.5 | 0 | -1.59 | 0 | -1.59 | 0 | 0.083 | 0 | 0.056 | 375 | 0 | 0 | 296 | 0 | 8.6 | 0 | -0.2 | 0.5 | -0.5 | 1 | 0 | 0 | 70.5 | 0 | -1.1 | 0 | -1.09 | 0 | 0.061 | 0 | 0.041 | PreCW-Top-ElecDHW-ElecDry | Appl-CW-Top-ElecDHW-ElecDry-Tier3AnyMFm1975CZ10DEER2017 | 0
42958.3843 | Appl-CW-Top-ElecDHW-ElecDry-Tier3 | MFm | 1975 | CZ11 | rDXGF | -1 | Household | 1 | 1098.9 | 512 | 0 | 0 | 407 | 0 | 10.6 | 0 | -0.4 | 0.1 | -1.1 | 1.1 | 0 | 0 | 94.8 | 0 | -2.09 | 0 | -2.09 | 0 | 0.078 | 0 | 0.057 | 375 | 0 | 0 | 296 | 0 | 7.6 | 0 | -0.3 | 0 | -0.8 | 0.8 | 0 | 0 | 71.4 | 0 | -1.51 | 0 | -1.51 | 0 | 0.057 | 0 | 0.041 | PreCW-Top-ElecDHW-ElecDry | Appl-CW-Top-ElecDHW-ElecDry-Tier3AnyMFm1975CZ11DEER2017 | 0
42958.3843 | Appl-CW-Top-ElecDHW-ElecDry-Tier3 | MFm | 1975 | CZ12 | rDXGF | -1 | Household | 1 | 1098.9 | 512 | 0 | 0 | 407 | 0 | 8.3 | 0 | -0.4 | -0.1 | -1.1 | 1 | 0 | 0 | 97.8 | 0 | -2.19 | 0 | -2.19 | 0 | 0.079 | 0 | 0.057 | 375 | 0 | 0 | 296 | 0 | 6 | 0 | -0.3 | -0.1 | -0.8 | 0.7 | 0 | 0 | 73.7 | 0 | -1.58 | 0 | -1.58 | 0 | 0.058 | 0 | 0.041 | PreCW-Top-ElecDHW-ElecDry | Appl-CW-Top-ElecDHW-ElecDry-Tier3AnyMFm1975CZ12DEER2017 | 0
42958.3843 | Appl-CW-Top-ElecDHW-ElecDry-Tier3 | MFm | 1975 | CZ13 | rDXGF | -1 | Household | 1 | 1098.9 | 513 | 0 | 0 | 407 | 0 | 12.9 | 0 | -0.4 | 0.5 | -1 | 1.5 | 0 | 0 | 93.6 | 0 | -1.93 | 0 | -1.94 | 0 | 0.08 | 0 | 0.056 | 376 | 0 | 0 | 296 | 0 | 9.4 | 0 | -0.3 | 0.4 | -0.7 | 1.1 | 0 | 0 | 70.5 | 0 | -1.39 | 0 | -1.4 | 0 | 0.058 | 0 | 0.041 | PreCW-Top-ElecDHW-ElecDry | Appl-CW-Top-ElecDHW-ElecDry-Tier3AnyMFm1975CZ13DEER2017 | 0
42958.3843 | Appl-CW-Top-ElecDHW-ElecDry-Tier3 | MFm | 1975 | CZ14 | rDXGF | -1 | Household | 1 | 1409.4 | 516 | 0 | 0 | 407 | 0 | 13.6 | 0 | -0.3 | 0.6 | -1.1 | 1.6 | 0 | 0 | 95.7 | 0 | -2.08 | 0 | -2.08 | 0 | 0.073 | 0 | 0.056 | 377 | 0 | 0 | 296 | 0 | 9.5 | 0 | -0.2 | 0.4 | -0.8 | 1.1 | 0 | 0 | 72.1 | 0 | -1.52 | 0 | -1.52 | 0 | 0.053 | 0 | 0.041 | PreCW-Top-ElecDHW-ElecDry | Appl-CW-Top-ElecDHW-ElecDry-Tier3AnyMFm1975CZ14DEER2017 | 0
42958.3843 | Appl-CW-Top-ElecDHW-ElecDry-Tier3 | MFm | 1975 | CZ15 | rDXGF | -1 | Household | 1 | 1409.4 | 508 | 0 | 0 | 407 | 0 | 21.1 | 0 | -0.1 | 1.7 | -0.4 | 2.2 | 0 | 0 | 78.8 | 0 | -0.88 | 0 | -0.88 | 0 | 0.073 | 0 | 0.056 | 372 | 0 | 0 | 296 | 0 | 15.3 | 0 | -0.1 | 1.3 | -0.3 | 1.6 | 0 | 0 | 59.4 | 0 | -0.64 | 0 | -0.64 | 0 | 0.053 | 0 | 0.04 | PreCW-Top-ElecDHW-ElecDry | Appl-CW-Top-ElecDHW-ElecDry-Tier3AnyMFm1975CZ15DEER2017 | 0
42958.3843 | Appl-CW-Top-ElecDHW-ElecDry-Tier3 | MFm | 1975 | CZ16 | rDXGF | -1 | Household | 1 | 1070.2 | 524 | 0 | 0 | 407 | 0 | 7.8 | 0 | -0.6 | -0.2 | -1.2 | 1 | 0 | 0 | 110 | 0 | -2.28 | 0 | -2.28 | 0 | 0.077 | 0 | 0.056 | 384 | 0 | 0 | 296 | 0 | 5.6 | 0 | -0.4 | -0.1 | -0.9 | 0.7 | 0 | 0 | 82.8 | 0 | -1.65 | 0 | -1.65 | 0 | 0.056 | 0 | 0.04 | PreCW-Top-ElecDHW-ElecDry | Appl-CW-Top-ElecDHW-ElecDry-Tier3AnyMFm1975CZ16DEER2017 | 0
42958.3843 | Appl-CW-Top-ElecDHW-ElecDry-Tier3 | MFm | 1985 | CZ01 | rDXGF | -1 | Household | 1 | 1152 | 514 | 0 | 0 | 407 | 0 | 0.1 | 0 | -1.1 | -1.9 | -2 | 0 | 0 | 0 | 110 | 0 | -3.78 | 0 | -3.78 | 0 | 0.071 | 0 | 0.057 | 377 | 0 | 0 | 296 | 0 | 0 | 0 | -0.8 | -1.4 | -1.4 | 0 | 0 | 0 | 83.2 | 0 | -2.73 | 0 | -2.73 | 0 | 0.052 | 0 | 0.041 | PreCW-Top-ElecDHW-ElecDry | Appl-CW-Top-ElecDHW-ElecDry-Tier3AnyMFm1985CZ01DEER2017 | 0
42958.3843 | Appl-CW-Top-ElecDHW-ElecDry-Tier3 | MFm | 1985 | CZ02 | rDXGF | -1 | Household | 1 | 1152 | 514 | 0 | 0 | 407 | 0 | 5.7 | 0 | -0.4 | -0.4 | -1.1 | 0.7 | 0 | 0 | 103 | 0 | -2.14 | 0 | -2.13 | 0 | 0.082 | 0 | 0.057 | 377 | 0 | 0 | 296 | 0 | 4.1 | 0 | -0.3 | -0.2 | -0.8 | 0.5 | 0 | 0 | 77.3 | 0 | -1.52 | 0 | -1.52 | 0 | 0.06 | 0 | 0.041 | PreCW-Top-ElecDHW-ElecDry | Appl-CW-Top-ElecDHW-ElecDry-Tier3AnyMFm1985CZ02DEER2017 | 0
42958.3843 | Appl-CW-Top-ElecDHW-ElecDry-Tier3 | MFm | 1985 | CZ03 | rDXGF | -1 | Household | 1 | 1152 | 510 | 0 | 0 | 407 | 0 | 1.7 | 0 | -0.6 | -0.9 | -1.3 | 0.2 | 0 | 0 | 103 | 0 | -2.37 | 0 | -2.37 | 0 | 0.074 | 0 | 0.056 | 374 | 0 | 0 | 296 | 0 | 1.3 | 0 | -0.4 | -0.7 | -0.9 | 0.2 | 0 | 0 | 77.6 | 0 | -1.72 | 0 | -1.72 | 0 | 0.054 | 0 | 0.041 | PreCW-Top-ElecDHW-ElecDry | Appl-CW-Top-ElecDHW-ElecDry-Tier3AnyMFm1985CZ03DEER2017 | 0
42958.3843 | Appl-CW-Top-ElecDHW-ElecDry-Tier3 | MFm | 1985 | CZ04 | rDXGF | -1 | Household | 1 | 1152 | 510 | 0 | 0 | 407 | 0 | 4.3 | 0 | -0.5 | -0.3 | -0.9 | 0.5 | 0 | 0 | 99.5 | 0 | -1.79 | 0 | -1.8 | 0 | 0.077 | 0 | 0.056 | 374 | 0 | 0 | 296 | 0 | 3.1 | 0 | -0.4 | -0.2 | -0.6 | 0.4 | 0 | 0 | 75 | 0 | -1.29 | 0 | -1.3 | 0 | 0.056 | 0 | 0.04 | PreCW-Top-ElecDHW-ElecDry | Appl-CW-Top-ElecDHW-ElecDry-Tier3AnyMFm1985CZ04DEER2017 | 0
42958.3843 | Appl-CW-Top-ElecDHW-ElecDry-Tier3 | MFm | 1985 | CZ05 | rDXGF | -1 | Household | 1 | 1152 | 511 | 0 | 0 | 407 | 0 | 1.7 | 0 | -0.5 | -1 | -1.2 | 0.2 | 0 | 0 | 105 | 0 | -2.61 | 0 | -2.62 | 0 | 0.076 | 0 | 0.056 | 375 | 0 | 0 | 296 | 0 | 1.2 | 0 | -0.4 | -0.7 | -0.8 | 0.2 | 0 | 0 | 78.7 | 0 | -1.83 | 0 | -1.84 | 0 | 0.055 | 0 | 0.041 | PreCW-Top-ElecDHW-ElecDry | Appl-CW-Top-ElecDHW-ElecDry-Tier3AnyMFm1985CZ05DEER2017 | 0
42958.3843 | Appl-CW-Top-ElecDHW-ElecDry-Tier3 | MFm | 1985 | CZ06 | rDXGF | -1 | Household | 1 | 1295.2 | 512 | 0 | 0 | 407 | 0 | 8.1 | 0 | -0.2 | 0.7 | -0.4 | 1.1 | 0 | 0 | 96.5 | 0 | -0.95 | 0 | -0.95 | 0 | 0.085 | 0 | 0.057 | 375 | 0 | 0 | 296 | 0 | 5.9 | 0 | -0.1 | 0.5 | -0.3 | 0.8 | 0 | 0 | 72.8 | 0 | -0.72 | 0 | -0.72 | 0 | 0.061 | 0 | 0.041 | PreCW-Top-ElecDHW-ElecDry | Appl-CW-Top-ElecDHW-ElecDry-Tier3AnyMFm1985CZ06DEER2017 | 0
42958.3843 | Appl-CW-Top-ElecDHW-ElecDry-Tier3 | MFm | 1985 | CZ07 | rDXGF | -1 | Household | 1 | 1295.2 | 509 | 0 | 0 | 407 | 0 | 6.1 | 0 | -0.4 | 0.2 | -0.6 | 0.9 | 0 | 0 | 95.5 | 0 | -1.34 | 0 | -1.33 | 0 | 0.076 | 0 | 0.056 | 373 | 0 | 0 | 296 | 0 | 4.4 | 0 | -0.3 | 0.2 | -0.4 | 0.6 | 0 | 0 | 72 | 0 | -0.96 | 0 | -0.96 | 0 | 0.056 | 0 | 0.041 | PreCW-Top-ElecDHW-ElecDry | Appl-CW-Top-ElecDHW-ElecDry-Tier3AnyMFm1985CZ07DEER2017 | 0
42958.3843 | Appl-CW-Top-ElecDHW-ElecDry-Tier3 | MFm | 1985 | CZ08 | rDXGF | -1 | Household | 1 | 1295.2 | 513 | 0 | 0 | 407 | 0 | 11.4 | 0 | -0.4 | 0.9 | -0.7 | 1.6 | 0 | 0 | 94 | 0 | -1.34 | 0 | -1.34 | 0 | 0.079 | 0 | 0.056 | 376 | 0 | 0 | 296 | 0 | 8.3 | 0 | -0.3 | 0.7 | -0.5 | 1.2 | 0 | 0 | 70.9 | 0 | -0.94 | 0 | -0.94 | 0 | 0.058 | 0 | 0.041 | PreCW-Top-ElecDHW-ElecDry | Appl-CW-Top-ElecDHW-ElecDry-Tier3AnyMFm1985CZ08DEER2017 | 0
42958.3843 | Appl-CW-Top-ElecDHW-ElecDry-Tier3 | MFm | 1985 | CZ09 | rDXGF | -1 | Household | 1 | 1438.9 | 515 | 0 | 0 | 407 | 0 | 13.4 | 0 | -0.3 | 0.9 | -0.9 | 1.7 | 0 | 0 | 94 | 0 | -1.69 | 0 | -1.69 | 0 | 0.076 | 0 | 0.056 | 376 | 0 | 0 | 296 | 0 | 9.4 | 0 | -0.2 | 0.6 | -0.6 | 1.2 | 0 | 0 | 70.9 | 0 | -1.22 | 0 | -1.23 | 0 | 0.056 | 0 | 0.041 | PreCW-Top-ElecDHW-ElecDry | Appl-CW-Top-ElecDHW-ElecDry-Tier3AnyMFm1985CZ09DEER2017 | 0
42958.3843 | Appl-CW-Top-ElecDHW-ElecDry-Tier3 | MFm | 1985 | CZ10 | rDXGF | -1 | Household | 1 | 1438.9 | 516 | 0 | 0 | 407 | 0 | 14.4 | 0 | -0.2 | 1.1 | -0.6 | 1.7 | 0 | 0 | 93.6 | 0 | -1.29 | 0 | -1.29 | 0 | 0.084 | 0 | 0.056 | 375 | 0 | 0 | 296 | 0 | 8.5 | 0 | -0.2 | 0.3 | -0.6 | 0.9 | 0 | 0 | 70.5 | 0 | -1.31 | 0 | -1.31 | 0 | 0.056 | 0 | 0.041 | PreCW-Top-ElecDHW-ElecDry | Appl-CW-Top-ElecDHW-ElecDry-Tier3AnyMFm1985CZ10DEER2017 | 0
42958.3843 | Appl-CW-Top-ElecDHW-ElecDry-Tier3 | MFm | 1985 | CZ11 | rDXGF | -1 | Household | 1 | 1150 | 512 | 0 | 0 | 407 | 0 | 10.8 | 0 | -0.4 | 0.2 | -1.1 | 1.1 | 0 | 0 | 94.8 | 0 | -2.09 | 0 | -2.09 | 0 | 0.078 | 0 | 0.056 | 375 | 0 | 0 | 296 | 0 | 7.8 | 0 | -0.3 | 0.1 | -0.8 | 0.8 | 0 | 0 | 71.4 | 0 | -1.51 | 0 | -1.51 | 0 | 0.057 | 0 | 0.041 | PreCW-Top-ElecDHW-ElecDry | Appl-CW-Top-ElecDHW-ElecDry-Tier3AnyMFm1985CZ11DEER2017 | 0
42958.3843 | Appl-CW-Top-ElecDHW-ElecDry-Tier3 | MFm | 1985 | CZ12 | rDXGF | -1 | Household | 1 | 1150 | 512 | 0 | 0 | 407 | 0 | 7.5 | 0 | -0.5 | -0.2 | -1 | 0.8 | 0 | 0 | 97.7 | 0 | -2.09 | 0 | -2.1 | 0 | 0.079 | 0 | 0.056 | 374 | 0 | 0 | 296 | 0 | 5.3 | 0 | -0.4 | -0.1 | -0.7 | 0.6 | 0 | 0 | 73.6 | 0 | -1.52 | 0 | -1.53 | 0 | 0.058 | 0 | 0.041 | PreCW-Top-ElecDHW-ElecDry | Appl-CW-Top-ElecDHW-ElecDry-Tier3AnyMFm1985CZ12DEER2017 | 0
42958.3843 | Appl-CW-Top-ElecDHW-ElecDry-Tier3 | MFm | 1985 | CZ13 | rDXGF | -1 | Household | 1 | 1150 | 513 | 0 | 0 | 407 | 0 | 13 | 0 | -0.4 | 0.4 | -1.2 | 1.4 | 0 | 0 | 93.7 | 0 | -2.16 | 0 | -2.15 | 0 | 0.08 | 0 | 0.056 | 376 | 0 | 0 | 296 | 0 | 9.4 | 0 | -0.3 | 0.3 | -0.8 | 1 | 0 | 0 | 70.6 | 0 | -1.56 | 0 | -1.55 | 0 | 0.058 | 0 | 0.041 | PreCW-Top-ElecDHW-ElecDry | Appl-CW-Top-ElecDHW-ElecDry-Tier3AnyMFm1985CZ13DEER2017 | 0
42958.3843 | Appl-CW-Top-ElecDHW-ElecDry-Tier3 | MFm | 1985 | CZ14 | rDXGF | -1 | Household | 1 | 1407.2 | 516 | 0 | 0 | 407 | 0 | 13.7 | 0 | -0.2 | 0.6 | -0.9 | 1.5 | 0 | 0 | 95.6 | 0 | -1.83 | 0 | -1.83 | 0 | 0.076 | 0 | 0.056 | 378 | 0 | 0 | 296 | 0 | 9.9 | 0 | -0.2 | 0.5 | -0.6 | 1.1 | 0 | 0 | 72 | 0 | -1.32 | 0 | -1.32 | 0 | 0.056 | 0 | 0.041 | PreCW-Top-ElecDHW-ElecDry | Appl-CW-Top-ElecDHW-ElecDry-Tier3AnyMFm1985CZ14DEER2017 | 0
42958.3843 | Appl-CW-Top-ElecDHW-ElecDry-Tier3 | MFm | 1985 | CZ15 | rDXGF | -1 | Household | 1 | 1407.2 | 507 | 0 | 0 | 407 | 0 | 20.4 | 0 | -0.2 | 1.7 | -0.5 | 2.2 | 0 | 0 | 78.7 | 0 | -0.89 | 0 | -0.9 | 0 | 0.074 | 0 | 0.056 | 371 | 0 | 0 | 296 | 0 | 14.8 | 0 | -0.1 | 1.2 | -0.4 | 1.6 | 0 | 0 | 59.3 | 0 | -0.64 | 0 | -0.65 | 0 | 0.054 | 0 | 0.041 | PreCW-Top-ElecDHW-ElecDry | Appl-CW-Top-ElecDHW-ElecDry-Tier3AnyMFm1985CZ15DEER2017 | 0
42958.3843 | Appl-CW-Top-ElecDHW-ElecDry-Tier3 | MFm | 1985 | CZ16 | rDXGF | -1 | Household | 1 | 1152 | 526 | 0 | 0 | 407 | 0 | 9.6 | 0 | -0.5 | 0.1 | -1.2 | 1.4 | 0 | 0 | 110 | 0 | -2.36 | 0 | -2.37 | 0 | 0.077 | 0 | 0.057 | 385 | 0 | 0 | 296 | 0 | 6.9 | 0 | -0.4 | 0 | -0.9 | 1 | 0 | 0 | 82.9 | 0 | -1.7 | 0 | -1.71 | 0 | 0.056 | 0 | 0.041 | PreCW-Top-ElecDHW-ElecDry | Appl-CW-Top-ElecDHW-ElecDry-Tier3AnyMFm1985CZ16DEER2017 | 0
42958.3843 | Appl-CW-Top-ElecDHW-ElecDry-Tier3 | MFm | 1996 | CZ01 | rDXGF | -1 | Household | 1 | 981.6 | 514 | 0 | 0 | 407 | 0 | 0.2 | 0 | -1.6 | -2.2 | -2.3 | 0 | 0 | 0 | 110 | 0 | -3.52 | 0 | -3.52 | 0 | 0.071 | 0 | 0.057 | 377 | 0 | 0 | 296 | 0 | 0.1 | 0 | -1.1 | -1.5 | -1.6 | 0 | 0 | 0 | 83 | 0 | -2.47 | 0 | -2.46 | 0 | 0.052 | 0 | 0.041 | PreCW-Top-ElecDHW-ElecDry | Appl-CW-Top-ElecDHW-ElecDry-Tier3AnyMFm1996CZ01DEER2017 | 0
42958.3843 | Appl-CW-Top-ElecDHW-ElecDry-Tier3 | MFm | 1996 | CZ02 | rDXGF | -1 | Household | 1 | 981.6 | 515 | 0 | 0 | 407 | 0 | 5.7 | 0 | -0.5 | -0.1 | -0.8 | 0.8 | 0 | 0 | 102 | 0 | -1.64 | 0 | -1.64 | 0 | 0.082 | 0 | 0.057 | 377 | 0 | 0 | 296 | 0 | 4 | 0 | -0.4 | -0.1 | -0.6 | 0.5 | 0 | 0 | 77 | 0 | -1.23 | 0 | -1.23 | 0 | 0.059 | 0 | 0.041 | PreCW-Top-ElecDHW-ElecDry | Appl-CW-Top-ElecDHW-ElecDry-Tier3AnyMFm1996CZ02DEER2017 | 0
42958.3843 | Appl-CW-Top-ElecDHW-ElecDry-Tier3 | MFm | 1996 | CZ03 | rDXGF | -1 | Household | 1 | 981.6 | 511 | 0 | 0 | 407 | 0 | 2.8 | 0 | -0.6 | -0.6 | -0.9 | 0.4 | 0 | 0 | 103 | 0 | -1.89 | 0 | -1.89 | 0 | 0.075 | 0 | 0.056 | 375 | 0 | 0 | 296 | 0 | 2 | 0 | -0.4 | -0.4 | -0.6 | 0.3 | 0 | 0 | 77.3 | 0 | -1.33 | 0 | -1.33 | 0 | 0.055 | 0 | 0.041 | PreCW-Top-ElecDHW-ElecDry | Appl-CW-Top-ElecDHW-ElecDry-Tier3AnyMFm1996CZ03DEER2017 | 0
42958.3843 | Appl-CW-Top-ElecDHW-ElecDry-Tier3 | MFm | 1996 | CZ04 | rDXGF | -1 | Household | 1 | 981.6 | 510 | 0 | 0 | 408 | 0 | 4.5 | 0 | -0.6 | -0.2 | -0.8 | 0.6 | 0 | 0 | 99.2 | 0 | -1.52 | 0 | -1.52 | 0 | 0.075 | 0 | 0.057 | 374 | 0 | 0 | 296 | 0 | 3.3 | 0 | -0.4 | -0.2 | -0.6 | 0.4 | 0 | 0 | 74.8 | 0 | -1.08 | 0 | -1.08 | 0 | 0.055 | 0 | 0.041 | PreCW-Top-ElecDHW-ElecDry | Appl-CW-Top-ElecDHW-ElecDry-Tier3AnyMFm1996CZ04DEER2017 | 0
42958.3843 | Appl-CW-Top-ElecDHW-ElecDry-Tier3 | MFm | 1996 | CZ05 | rDXGF | -1 | Household | 1 | 981.6 | 512 | 0 | 0 | 408 | 0 | 1.6 | 0 | -0.7 | -0.8 | -1.1 | 0.2 | 0 | 0 | 104 | 0 | -2.26 | 0 | -2.26 | 0 | 0.071 | 0 | 0.057 | 375 | 0 | 0 | 296 | 0 | 1.1 | 0 | -0.5 | -0.6 | -0.8 | 0.2 | 0 | 0 | 78.4 | 0 | -1.63 | 0 | -1.63 | 0 | 0.052 | 0 | 0.041 | PreCW-Top-ElecDHW-ElecDry | Appl-CW-Top-ElecDHW-ElecDry-Tier3AnyMFm1996CZ05DEER2017 | 0
42958.3843 | Appl-CW-Top-ElecDHW-ElecDry-Tier3 | MFm | 1996 | CZ06 | rDXGF | -1 | Household | 1 | 1169.1 | 512 | 0 | 0 | 407 | 0 | 8.8 | 0 | -0.5 | 0.4 | -0.8 | 1.2 | 0 | 0 | 96.4 | 0 | -1.69 | 0 | -1.69 | 0 | 0.08 | 0 | 0.056 | 375 | 0 | 0 | 296 | 0 | 6.2 | 0 | -0.3 | 0.3 | -0.6 | 0.8 | 0 | 0 | 72.6 | 0 | -1.21 | 0 | -1.21 | 0 | 0.059 | 0 | 0.041 | PreCW-Top-ElecDHW-ElecDry | Appl-CW-Top-ElecDHW-ElecDry-Tier3AnyMFm1996CZ06DEER2017 | 0
42958.3843 | Appl-CW-Top-ElecDHW-ElecDry-Tier3 | MFm | 1996 | CZ07 | rDXGF | -1 | Household | 1 | 1169.1 | 512 | 0 | 0 | 408 | 0 | 9 | 0 | -0.3 | 0.9 | -0.4 | 1.3 | 0 | 0 | 95.1 | 0 | -0.75 | 0 | -0.75 | 0 | 0.077 | 0 | 0.057 | 375 | 0 | 0 | 297 | 0 | 6.3 | 0 | -0.2 | 0.6 | -0.3 | 0.9 | 0 | 0 | 71.7 | 0 | -0.55 | 0 | -0.55 | 0 | 0.055 | 0 | 0.041 | PreCW-Top-ElecDHW-ElecDry | Appl-CW-Top-ElecDHW-ElecDry-Tier3AnyMFm1996CZ07DEER2017 | 0
42958.3843 | Appl-CW-Top-ElecDHW-ElecDry-Tier3 | MFm | 1996 | CZ08 | rDXGF | -1 | Household | 1 | 1169.1 | 512 | 0 | 0 | 407 | 0 | 10.4 | 0 | -0.4 | 0.9 | -0.6 | 1.5 | 0 | 0 | 93.8 | 0 | -1.25 | 0 | -1.25 | 0 | 0.076 | 0 | 0.056 | 375 | 0 | 0 | 296 | 0 | 7.5 | 0 | -0.3 | 0.6 | -0.4 | 1.1 | 0 | 0 | 70.7 | 0 | -0.91 | 0 | -0.91 | 0 | 0.055 | 0 | 0.041 | PreCW-Top-ElecDHW-ElecDry | Appl-CW-Top-ElecDHW-ElecDry-Tier3AnyMFm1996CZ08DEER2017 | 0
42958.3843 | Appl-CW-Top-ElecDHW-ElecDry-Tier3 | MFm | 1996 | CZ09 | rDXGF | -1 | Household | 1 | 1093.6 | 516 | 0 | 0 | 407 | 0 | 14.6 | 0 | -0.4 | 1.2 | -0.6 | 1.8 | 0 | 0 | 93.8 | 0 | -1.21 | 0 | -1.21 | 0 | 0.076 | 0 | 0.057 | 378 | 0 | 0 | 296 | 0 | 10.4 | 0 | -0.3 | 0.9 | -0.4 | 1.3 | 0 | 0 | 70.7 | 0 | -0.87 | 0 | -0.87 | 0 | 0.055 | 0 | 0.041 | PreCW-Top-ElecDHW-ElecDry | Appl-CW-Top-ElecDHW-ElecDry-Tier3AnyMFm1996CZ09DEER2017 | 0
42958.3843 | Appl-CW-Top-ElecDHW-ElecDry-Tier3 | MFm | 1996 | CZ10 | rDXGF | -1 | Household | 1 | 1093.6 | 508 | 0 | 0 | 407 | 0 | 7.7 | 0 | -0.5 | 0.1 | -0.9 | 1 | 0 | 0 | 93.3 | 0 | -1.69 | 0 | -1.69 | 0 | 0.084 | 0 | 0.056 | 372 | 0 | 0 | 296 | 0 | 5.3 | 0 | -0.4 | 0 | -0.6 | 0.7 | 0 | 0 | 70.3 | 0 | -1.25 | 0 | -1.25 | 0 | 0.061 | 0 | 0.041 | PreCW-Top-ElecDHW-ElecDry | Appl-CW-Top-ElecDHW-ElecDry-Tier3AnyMFm1996CZ10DEER2017 | 0
42958.3843 | Appl-CW-Top-ElecDHW-ElecDry-Tier3 | MFm | 1996 | CZ11 | rDXGF | -1 | Household | 1 | 1031.9 | 514 | 0 | 0 | 407 | 0 | 11.8 | 0 | -0.5 | 0.6 | -0.7 | 1.4 | 0 | 0 | 94.6 | 0 | -1.5 | 0 | -1.49 | 0 | 0.077 | 0 | 0.056 | 378 | 0 | 0 | 296 | 0 | 10.2 | 0 | -0.3 | 0.7 | -0.5 | 1.2 | 0 | 0 | 71.3 | 0 | -1.03 | 0 | -1.03 | 0 | 0.058 | 0 | 0.04 | PreCW-Top-ElecDHW-ElecDry | Appl-CW-Top-ElecDHW-ElecDry-Tier3AnyMFm1996CZ11DEER2017 | 0
42958.3843 | Appl-CW-Top-ElecDHW-ElecDry-Tier3 | MFm | 1996 | CZ12 | rDXGF | -1 | Household | 1 | 1031.9 | 514 | 0 | 0 | 407 | 0 | 9.4 | 0 | -0.7 | 0.2 | -1 | 1.2 | 0 | 0 | 97.7 | 0 | -1.94 | 0 | -1.95 | 0 | 0.08 | 0 | 0.056 | 376 | 0 | 0 | 296 | 0 | 6.7 | 0 | -0.5 | 0.1 | -0.7 | 0.8 | 0 | 0 | 73.6 | 0 | -1.41 | 0 | -1.42 | 0 | 0.059 | 0 | 0.041 | PreCW-Top-ElecDHW-ElecDry | Appl-CW-Top-ElecDHW-ElecDry-Tier3AnyMFm1996CZ12DEER2017 | 0
42958.3843 | Appl-CW-Top-ElecDHW-ElecDry-Tier3 | MFm | 1996 | CZ13 | rDXGF | -1 | Household | 1 | 1031.9 | 514 | 0 | 0 | 407 | 0 | 13.4 | 0 | -0.6 | 0.8 | -0.8 | 1.6 | 0 | 0 | 93.5 | 0 | -1.68 | 0 | -1.69 | 0 | 0.079 | 0 | 0.056 | 377 | 0 | 0 | 296 | 0 | 9.8 | 0 | -0.4 | 0.6 | -0.6 | 1.2 | 0 | 0 | 70.4 | 0 | -1.2 | 0 | -1.21 | 0 | 0.058 | 0 | 0.041 | PreCW-Top-ElecDHW-ElecDry | Appl-CW-Top-ElecDHW-ElecDry-Tier3AnyMFm1996CZ13DEER2017 | 0
42958.3843 | Appl-CW-Top-ElecDHW-ElecDry-Tier3 | MFm | 1996 | CZ14 | rDXGF | -1 | Household | 1 | 1086 | 518 | 0 | 0 | 407 | 0 | 15.4 | 0 | -0.5 | 1.1 | -0.9 | 1.9 | 0 | 0 | 95.5 | 0 | -1.65 | 0 | -1.64 | 0 | 0.073 | 0 | 0.056 | 380 | 0 | 0 | 296 | 0 | 11.2 | 0 | -0.4 | 0.8 | -0.6 | 1.4 | 0 | 0 | 72 | 0 | -1.19 | 0 | -1.19 | 0 | 0.053 | 0 | 0.041 | PreCW-Top-ElecDHW-ElecDry | Appl-CW-Top-ElecDHW-ElecDry-Tier3AnyMFm1996CZ14DEER2017 | 0
42958.3843 | Appl-CW-Top-ElecDHW-ElecDry-Tier3 | MFm | 1996 | CZ15 | rDXGF | -1 | Household | 1 | 1086 | 506 | 0 | 0 | 407 | 0 | 19.1 | 0 | -0.3 | 1.6 | -0.4 | 2 | 0 | 0 | 78.5 | 0 | -0.79 | 0 | -0.79 | 0 | 0.073 | 0 | 0.056 | 370 | 0 | 0 | 296 | 0 | 13.8 | 0 | -0.2 | 1.2 | -0.2 | 1.4 | 0 | 0 | 59.1 | 0 | -0.57 | 0 | -0.56 | 0 | 0.053 | 0 | 0.041 | PreCW-Top-ElecDHW-ElecDry | Appl-CW-Top-ElecDHW-ElecDry-Tier3AnyMFm1996CZ15DEER2017 | 0
42958.3843 | Appl-CW-Top-ElecDHW-ElecDry-Tier3 | MFm | 1996 | CZ16 | rDXGF | -1 | Household | 1 | 981.6 | 526 | 0 | 0 | 407 | 0 | 10 | 0 | -1 | 0.1 | -1.3 | 1.4 | 0 | 0 | 110 | 0 | -2.34 | 0 | -2.34 | 0 | 0.078 | 0 | 0.056 | 385 | 0 | 0 | 296 | 0 | 7.3 | 0 | -0.7 | 0.1 | -0.9 | 1 | 0 | 0 | 82.9 | 0 | -1.69 | 0 | -1.69 | 0 | 0.057 | 0 | 0.041 | PreCW-Top-ElecDHW-ElecDry | Appl-CW-Top-ElecDHW-ElecDry-Tier3AnyMFm1996CZ16DEER2017 | 0
42958.3843 | Appl-CW-Top-ElecDHW-ElecDry-Tier3 | MFm | 2003 | CZ01 | rDXGF | -1 | Household | 1 | 998.7 | 515 | 0 | 0 | 407 | 0 | 0.2 | 0 | -1.1 | -1.6 | -1.6 | 0 | 0 | 0 | 110 | 0 | -2.71 | 0 | -2.71 | 0 | 0.071 | 0 | 0.056 | 377 | 0 | 0 | 296 | 0 | 0.1 | 0 | -0.8 | -1.2 | -1.2 | 0 | 0 | 0 | 83 | 0 | -1.97 | 0 | -1.97 | 0 | 0.052 | 0 | 0.041 | PreCW-Top-ElecDHW-ElecDry | Appl-CW-Top-ElecDHW-ElecDry-Tier3AnyMFm2003CZ01DEER2017 | 0
42958.3843 | Appl-CW-Top-ElecDHW-ElecDry-Tier3 | MFm | 2003 | CZ02 | rDXGF | -1 | Household | 1 | 1073.2 | 513 | 0 | 0 | 407 | 0 | 4.7 | 0 | -0.9 | -0.5 | -1.2 | 0.7 | 0 | 0 | 102 | 0 | -1.89 | 0 | -1.89 | 0 | 0.078 | 0 | 0.056 | 377 | 0 | 0 | 296 | 0 | 4.2 | 0 | -0.5 | 0 | -0.6 | 0.6 | 0 | 0 | 77.1 | 0 | -1.07 | 0 | -1.07 | 0 | 0.058 | 0 | 0.041 | PreCW-Top-ElecDHW-ElecDry | Appl-CW-Top-ElecDHW-ElecDry-Tier3AnyMFm2003CZ02DEER2017 | 0
42958.3843 | Appl-CW-Top-ElecDHW-ElecDry-Tier3 | MFm | 2003 | CZ03 | rDXGF | -1 | Household | 1 | 998.7 | 510 | 0 | 0 | 407 | 0 | 1.3 | 0 | -0.7 | -0.8 | -0.9 | 0.2 | 0 | 0 | 103 | 0 | -2.03 | 0 | -2.03 | 0 | 0.072 | 0 | 0.057 | 373 | 0 | 0 | 296 | 0 | 0.9 | 0 | -0.6 | -0.6 | -0.7 | 0.1 | 0 | 0 | 77.4 | 0 | -1.51 | 0 | -1.51 | 0 | 0.053 | 0 | 0.041 | PreCW-Top-ElecDHW-ElecDry | Appl-CW-Top-ElecDHW-ElecDry-Tier3AnyMFm2003CZ03DEER2017 | 0
42958.3843 | Appl-CW-Top-ElecDHW-ElecDry-Tier3 | MFm | 2003 | CZ04 | rDXGF | -1 | Household | 1 | 998.7 | 515 | 0 | 0 | 407 | 0 | 8.6 | 0 | -0.6 | 0.3 | -0.8 | 1.1 | 0 | 0 | 99.4 | 0 | -1.52 | 0 | -1.53 | 0 | 0.079 | 0 | 0.056 | 377 | 0 | 0 | 296 | 0 | 6.2 | 0 | -0.4 | 0.2 | -0.6 | 0.8 | 0 | 0 | 74.9 | 0 | -1.11 | 0 | -1.12 | 0 | 0.058 | 0 | 0.041 | PreCW-Top-ElecDHW-ElecDry | Appl-CW-Top-ElecDHW-ElecDry-Tier3AnyMFm2003CZ04DEER2017 | 0
42958.3843 | Appl-CW-Top-ElecDHW-ElecDry-Tier3 | MFm | 2003 | CZ05 | rDXGF | -1 | Household | 1 | 998.7 | 512 | 0 | 0 | 408 | 0 | 1.7 | 0 | -0.8 | -0.9 | -1.2 | 0.2 | 0 | 0 | 104 | 0 | -2.41 | 0 | -2.41 | 0 | 0.072 | 0 | 0.056 | 375 | 0 | 0 | 296 | 0 | 1.2 | 0 | -0.6 | -0.7 | -0.9 | 0.1 | 0 | 0 | 78.5 | 0 | -1.75 | 0 | -1.75 | 0 | 0.053 | 0 | 0.041 | PreCW-Top-ElecDHW-ElecDry | Appl-CW-Top-ElecDHW-ElecDry-Tier3AnyMFm2003CZ05DEER2017 | 0
42958.3843 | Appl-CW-Top-ElecDHW-ElecDry-Tier3 | MFm | 2003 | CZ06 | rDXGF | -1 | Household | 1 | 1206 | 510 | 0 | 0 | 407 | 0 | 6.9 | 0 | -0.4 | 0.2 | -0.7 | 0.9 | 0 | 0 | 96.3 | 0 | -1.44 | 0 | -1.45 | 0 | 0.079 | 0 | 0.056 | 374 | 0 | 0 | 296 | 0 | 5 | 0 | -0.3 | 0.2 | -0.5 | 0.7 | 0 | 0 | 72.6 | 0 | -1.04 | 0 | -1.05 | 0 | 0.057 | 0 | 0.041 | PreCW-Top-ElecDHW-ElecDry | Appl-CW-Top-ElecDHW-ElecDry-Tier3AnyMFm2003CZ06DEER2017 | 0
42958.3843 | Appl-CW-Top-ElecDHW-ElecDry-Tier3 | MFm | 2003 | CZ07 | rDXGF | -1 | Household | 1 | 1206 | 514 | 0 | 0 | 407 | 0 | 11.1 | 0 | -0.4 | 0.9 | -0.6 | 1.6 | 0 | 0 | 95.5 | 0 | -1.32 | 0 | -1.31 | 0 | 0.075 | 0 | 0.056 | 377 | 0 | 0 | 296 | 0 | 7.9 | 0 | -0.3 | 0.7 | -0.4 | 1.1 | 0 | 0 | 71.9 | 0 | -0.94 | 0 | -0.93 | 0 | 0.055 | 0 | 0.041 | PreCW-Top-ElecDHW-ElecDry | Appl-CW-Top-ElecDHW-ElecDry-Tier3AnyMFm2003CZ07DEER2017 | 0
42958.3843 | Appl-CW-Top-ElecDHW-ElecDry-Tier3 | MFm | 2003 | CZ08 | rDXGF | -1 | Household | 1 | 1206 | 512 | 0 | 0 | 407 | 0 | 10.7 | 0 | -0.3 | 0.8 | -0.6 | 1.4 | 0 | 0 | 93.8 | 0 | -1.26 | 0 | -1.25 | 0 | 0.079 | 0 | 0.056 | 375 | 0 | 0 | 296 | 0 | 7.7 | 0 | -0.2 | 0.6 | -0.4 | 1 | 0 | 0 | 70.7 | 0 | -0.91 | 0 | -0.91 | 0 | 0.058 | 0 | 0.041 | PreCW-Top-ElecDHW-ElecDry | Appl-CW-Top-ElecDHW-ElecDry-Tier3AnyMFm2003CZ08DEER2017 | 0
42958.3843 | Appl-CW-Top-ElecDHW-ElecDry-Tier3 | MFm | 2003 | CZ09 | rDXGF | -1 | Household | 1 | 1126.6 | 510 | 0 | 0 | 407 | 0 | 9.4 | 0 | -0.6 | 0.4 | -0.8 | 1.2 | 0 | 0 | 93.8 | 0 | -1.54 | 0 | -1.53 | 0 | 0.076 | 0 | 0.057 | 373 | 0 | 0 | 296 | 0 | 6.3 | 0 | -0.5 | 0.2 | -0.6 | 0.8 | 0 | 0 | 70.7 | 0 | -1.13 | 0 | -1.13 | 0 | 0.055 | 0 | 0.041 | PreCW-Top-ElecDHW-ElecDry | Appl-CW-Top-ElecDHW-ElecDry-Tier3AnyMFm2003CZ09DEER2017 | 0
42958.3843 | Appl-CW-Top-ElecDHW-ElecDry-Tier3 | MFm | 2003 | CZ10 | rDXGF | -1 | Household | 1 | 1073.2 | 510 | 0 | 0 | 407 | 0 | 9.2 | 0 | -0.4 | 0.5 | -0.6 | 1.1 | 0 | 0 | 93.2 | 0 | -1.07 | 0 | -1.07 | 0 | 0.08 | 0 | 0.056 | 373 | 0 | 0 | 296 | 0 | 6.2 | 0 | -0.3 | 0.3 | -0.4 | 0.7 | 0 | 0 | 70.3 | 0 | -0.82 | 0 | -0.82 | 0 | 0.058 | 0 | 0.041 | PreCW-Top-ElecDHW-ElecDry | Appl-CW-Top-ElecDHW-ElecDry-Tier3AnyMFm2003CZ10DEER2017 | 0
42958.3843 | Appl-CW-Top-ElecDHW-ElecDry-Tier3 | MFm | 2003 | CZ11 | rDXGF | -1 | Household | 1 | 1073.2 | 515 | 0 | 0 | 407 | 0 | 13.4 | 0 | -0.6 | 0.6 | -0.9 | 1.6 | 0 | 0 | 94.8 | 0 | -1.78 | 0 | -1.78 | 0 | 0.075 | 0 | 0.056 | 377 | 0 | 0 | 296 | 0 | 9.6 | 0 | -0.5 | 0.4 | -0.6 | 1.2 | 0 | 0 | 71.4 | 0 | -1.28 | 0 | -1.29 | 0 | 0.055 | 0 | 0.04 | PreCW-Top-ElecDHW-ElecDry | Appl-CW-Top-ElecDHW-ElecDry-Tier3AnyMFm2003CZ11DEER2017 | 0
42958.3843 | Appl-CW-Top-ElecDHW-ElecDry-Tier3 | MFm | 2003 | CZ12 | rDXGF | -1 | Household | 1 | 1073.2 | 515 | 0 | 0 | 407 | 0 | 10.8 | 0 | -0.6 | 0.5 | -0.9 | 1.4 | 0 | 0 | 97.7 | 0 | -1.67 | 0 | -1.66 | 0 | 0.079 | 0 | 0.056 | 378 | 0 | 0 | 296 | 0 | 7.9 | 0 | -0.4 | 0.4 | -0.6 | 1 | 0 | 0 | 73.6 | 0 | -1.21 | 0 | -1.2 | 0 | 0.058 | 0 | 0.041 | PreCW-Top-ElecDHW-ElecDry | Appl-CW-Top-ElecDHW-ElecDry-Tier3AnyMFm2003CZ12DEER2017 | 0
42958.3843 | Appl-CW-Top-ElecDHW-ElecDry-Tier3 | MFm | 2003 | CZ13 | rDXGF | -1 | Household | 1 | 1073.2 | 515 | 0 | 0 | 407 | 0 | 14.1 | 0 | -0.6 | 0.8 | -0.8 | 1.7 | 0 | 0 | 93.5 | 0 | -1.55 | 0 | -1.55 | 0 | 0.076 | 0 | 0.056 | 377 | 0 | 0 | 296 | 0 | 10 | 0 | -0.4 | 0.5 | -0.6 | 1.2 | 0 | 0 | 70.5 | 0 | -1.12 | 0 | -1.12 | 0 | 0.056 | 0 | 0.04 | PreCW-Top-ElecDHW-ElecDry | Appl-CW-Top-ElecDHW-ElecDry-Tier3AnyMFm2003CZ13DEER2017 | 0
42958.3843 | Appl-CW-Top-ElecDHW-ElecDry-Tier3 | MFm | 2003 | CZ14 | rDXGF | -1 | Household | 1 | 1094.6 | 517 | 0 | 0 | 407 | 0 | 14.6 | 0 | -0.6 | 0.9 | -0.9 | 1.9 | 0 | 0 | 95.5 | 0 | -1.72 | 0 | -1.72 | 0 | 0.074 | 0 | 0.056 | 379 | 0 | 0 | 296 | 0 | 10.6 | 0 | -0.4 | 0.7 | -0.7 | 1.3 | 0 | 0 | 72 | 0 | -1.24 | 0 | -1.25 | 0 | 0.054 | 0 | 0.041 | PreCW-Top-ElecDHW-ElecDry | Appl-CW-Top-ElecDHW-ElecDry-Tier3AnyMFm2003CZ14DEER2017 | 0
42958.3843 | Appl-CW-Top-ElecDHW-ElecDry-Tier3 | MFm | 2003 | CZ15 | rDXGF | -1 | Household | 1 | 1094.6 | 506 | 0 | 0 | 407 | 0 | 19.2 | 0 | -0.2 | 1.6 | -0.4 | 2.1 | 0 | 0 | 78.6 | 0 | -0.77 | 0 | -0.77 | 0 | 0.073 | 0 | 0.057 | 370 | 0 | 0 | 296 | 0 | 13.8 | 0 | -0.1 | 1.2 | -0.3 | 1.5 | 0 | 0 | 59.2 | 0 | -0.56 | 0 | -0.56 | 0 | 0.054 | 0 | 0.041 | PreCW-Top-ElecDHW-ElecDry | Appl-CW-Top-ElecDHW-ElecDry-Tier3AnyMFm2003CZ15DEER2017 | 0
42958.3843 | Appl-CW-Top-ElecDHW-ElecDry-Tier3 | MFm | 2003 | CZ16 | rDXGF | -1 | Household | 1 | 998.7 | 526 | 0 | 0 | 407 | 0 | 10 | 0 | -0.9 | 0.3 | -1.2 | 1.4 | 0 | 0 | 110 | 0 | -2.22 | 0 | -2.22 | 0 | 0.078 | 0 | 0.056 | 385 | 0 | 0 | 296 | 0 | 7.2 | 0 | -0.6 | 0.2 | -0.9 | 1 | 0 | 0 | 82.7 | 0 | -1.6 | 0 | -1.6 | 0 | 0.058 | 0 | 0.04 | PreCW-Top-ElecDHW-ElecDry | Appl-CW-Top-ElecDHW-ElecDry-Tier3AnyMFm2003CZ16DEER2017 | 0
42958.3843 | Appl-CW-Top-ElecDHW-ElecDry-Tier3 | MFm | 2007 | CZ01 | rDXGF | -1 | Household | 1 | 998.7 | 514 | 0 | 0 | 407 | 0 | 0.1 | 0 | -1.4 | -1.8 | -1.9 | 0 | 0 | 0 | 110 | 0 | -3.15 | 0 | -3.16 | 0 | 0.071 | 0 | 0.056 | 377 | 0 | 0 | 296 | 0 | 0 | 0 | -1.1 | -1.4 | -1.5 | 0 | 0 | 0 | 83.1 | 0 | -2.42 | 0 | -2.42 | 0 | 0.052 | 0 | 0.041 | PreCW-Top-ElecDHW-ElecDry | Appl-CW-Top-ElecDHW-ElecDry-Tier3AnyMFm2007CZ01DEER2017 | 0
42958.3843 | Appl-CW-Top-ElecDHW-ElecDry-Tier3 | MFm | 2007 | CZ02 | rDXGF | -1 | Household | 1 | 1073.2 | 515 | 0 | 0 | 407 | 0 | 5.6 | 0 | -0.7 | 0 | -1 | 1 | 0 | 0 | 103 | 0 | -1.79 | 0 | -1.79 | 0 | 0.078 | 0 | 0.057 | 377 | 0 | 0 | 296 | 0 | 4 | 0 | -0.5 | 0 | -0.7 | 0.7 | 0 | 0 | 77.3 | 0 | -1.29 | 0 | -1.29 | 0 | 0.058 | 0 | 0.041 | PreCW-Top-ElecDHW-ElecDry | Appl-CW-Top-ElecDHW-ElecDry-Tier3AnyMFm2007CZ02DEER2017 | 0
42958.3843 | Appl-CW-Top-ElecDHW-ElecDry-Tier3 | MFm | 2007 | CZ03 | rDXGF | -1 | Household | 1 | 998.7 | 509 | 0 | 0 | 407 | 0 | 0.7 | 0 | -0.8 | -1 | -1.1 | 0.1 | 0 | 0 | 103 | 0 | -2.31 | 0 | -2.31 | 0 | 0.073 | 0 | 0.056 | 373 | 0 | 0 | 296 | 0 | 0.5 | 0 | -0.6 | -0.7 | -0.8 | 0.1 | 0 | 0 | 77.6 | 0 | -1.67 | 0 | -1.67 | 0 | 0.053 | 0 | 0.041 | PreCW-Top-ElecDHW-ElecDry | Appl-CW-Top-ElecDHW-ElecDry-Tier3AnyMFm2007CZ03DEER2017 | 0
42958.3843 | Appl-CW-Top-ElecDHW-ElecDry-Tier3 | MFm | 2007 | CZ04 | rDXGF | -1 | Household | 1 | 998.7 | 514 | 0 | 0 | 407 | 0 | 7.5 | 0 | -0.6 | 0.6 | -0.7 | 1.3 | 0 | 0 | 99.7 | 0 | -1.49 | 0 | -1.49 | 0 | 0.076 | 0 | 0.056 | 376 | 0 | 0 | 296 | 0 | 5 | 0 | -0.4 | 0.3 | -0.5 | 0.9 | 0 | 0 | 75.1 | 0 | -1.09 | 0 | -1.09 | 0 | 0.055 | 0 | 0.041 | PreCW-Top-ElecDHW-ElecDry | Appl-CW-Top-ElecDHW-ElecDry-Tier3AnyMFm2007CZ04DEER2017 | 0
42958.3843 | Appl-CW-Top-ElecDHW-ElecDry-Tier3 | MFm | 2007 | CZ05 | rDXGF | -1 | Household | 1 | 998.7 | 512 | 0 | 0 | 408 | 0 | 1.3 | 0 | -0.7 | -0.8 | -1 | 0.3 | 0 | 0 | 104 | 0 | -2.05 | 0 | -2.05 | 0 | 0.074 | 0 | 0.056 | 375 | 0 | 0 | 296 | 0 | 0.9 | 0 | -0.5 | -0.6 | -0.7 | 0.2 | 0 | 0 | 78.7 | 0 | -1.48 | 0 | -1.48 | 0 | 0.054 | 0 | 0.041 | PreCW-Top-ElecDHW-ElecDry | Appl-CW-Top-ElecDHW-ElecDry-Tier3AnyMFm2007CZ05DEER2017 | 0
42958.3843 | Appl-CW-Top-ElecDHW-ElecDry-Tier3 | MFm | 2007 | CZ06 | rDXGF | -1 | Household | 1 | 1206 | 510 | 0 | 0 | 407 | 0 | 6.2 | 0 | -0.5 | 0.3 | -0.8 | 1 | 0 | 0 | 96.7 | 0 | -1.72 | 0 | -1.72 | 0 | 0.074 | 0 | 0.056 | 373 | 0 | 0 | 296 | 0 | 4.3 | 0 | -0.3 | 0.1 | -0.6 | 0.7 | 0 | 0 | 72.9 | 0 | -1.28 | 0 | -1.28 | 0 | 0.054 | 0 | 0.041 | PreCW-Top-ElecDHW-ElecDry | Appl-CW-Top-ElecDHW-ElecDry-Tier3AnyMFm2007CZ06DEER2017 | 0
42958.3843 | Appl-CW-Top-ElecDHW-ElecDry-Tier3 | MFm | 2007 | CZ07 | rDXGF | -1 | Household | 1 | 1206 | 512 | 0 | 0 | 407 | 0 | 8.9 | 0 | -0.5 | 0.7 | -0.8 | 1.5 | 0 | 0 | 95.7 | 0 | -1.66 | 0 | -1.66 | 0 | 0.072 | 0 | 0.056 | 374 | 0 | 0 | 296 | 0 | 5.9 | 0 | -0.4 | 0.4 | -0.6 | 1 | 0 | 0 | 72.1 | 0 | -1.24 | 0 | -1.24 | 0 | 0.052 | 0 | 0.04 | PreCW-Top-ElecDHW-ElecDry | Appl-CW-Top-ElecDHW-ElecDry-Tier3AnyMFm2007CZ07DEER2017 | 0
42958.3843 | Appl-CW-Top-ElecDHW-ElecDry-Tier3 | MFm | 2007 | CZ08 | rDXGF | -1 | Household | 1 | 1206 | 509 | 0 | 0 | 407 | 0 | 7.4 | 0 | -0.5 | 0.5 | -0.7 | 1.2 | 0 | 0 | 94.2 | 0 | -1.47 | 0 | -1.48 | 0 | 0.068 | 0 | 0.056 | 371 | 0 | 0 | 296 | 0 | 4.5 | 0 | -0.3 | 0.2 | -0.5 | 0.7 | 0 | 0 | 71 | 0 | -1.12 | 0 | -1.13 | 0 | 0.048 | 0 | 0.041 | PreCW-Top-ElecDHW-ElecDry | Appl-CW-Top-ElecDHW-ElecDry-Tier3AnyMFm2007CZ08DEER2017 | 0
42958.3843 | Appl-CW-Top-ElecDHW-ElecDry-Tier3 | MFm | 2007 | CZ09 | rDXGF | -1 | Household | 1 | 1126.6 | 510 | 0 | 0 | 407 | 0 | 8.6 | 0 | -0.5 | 0.8 | -0.7 | 1.4 | 0 | 0 | 94.1 | 0 | -1.41 | 0 | -1.41 | 0 | 0.076 | 0 | 0.056 | 373 | 0 | 0 | 296 | 0 | 6.2 | 0 | -0.3 | 0.6 | -0.5 | 1.1 | 0 | 0 | 70.9 | 0 | -1.02 | 0 | -1.02 | 0 | 0.055 | 0 | 0.041 | PreCW-Top-ElecDHW-ElecDry | Appl-CW-Top-ElecDHW-ElecDry-Tier3AnyMFm2007CZ09DEER2017 | 0
42958.3843 | Appl-CW-Top-ElecDHW-ElecDry-Tier3 | MFm | 2007 | CZ10 | rDXGF | -1 | Household | 1 | 1073.2 | 511 | 0 | 0 | 407 | 0 | 9.4 | 0 | -0.4 | 0.8 | -0.6 | 1.4 | 0 | 0 | 93.5 | 0 | -1.22 | 0 | -1.21 | 0 | 0.075 | 0 | 0.056 | 376 | 0 | 0 | 296 | 0 | 8.6 | 0 | -0.3 | 1 | -0.3 | 1.4 | 0 | 0 | 70.4 | 0 | -0.77 | 0 | -0.77 | 0 | 0.059 | 0 | 0.04 | PreCW-Top-ElecDHW-ElecDry | Appl-CW-Top-ElecDHW-ElecDry-Tier3AnyMFm2007CZ10DEER2017 | 0
42958.3843 | Appl-CW-Top-ElecDHW-ElecDry-Tier3 | MFm | 2007 | CZ11 | rDXGF | -1 | Household | 1 | 1073.2 | 513 | 0 | 0 | 407 | 0 | 10.9 | 0 | -0.6 | 0.9 | -0.9 | 1.7 | 0 | 0 | 94.9 | 0 | -1.81 | 0 | -1.8 | 0 | 0.073 | 0 | 0.056 | 375 | 0 | 0 | 296 | 0 | 7.8 | 0 | -0.5 | 0.6 | -0.7 | 1.2 | 0 | 0 | 71.5 | 0 | -1.31 | 0 | -1.31 | 0 | 0.053 | 0 | 0.04 | PreCW-Top-ElecDHW-ElecDry | Appl-CW-Top-ElecDHW-ElecDry-Tier3AnyMFm2007CZ11DEER2017 | 0
42958.3843 | Appl-CW-Top-ElecDHW-ElecDry-Tier3 | MFm | 2007 | CZ12 | rDXGF | -1 | Household | 1 | 1073.2 | 515 | 0 | 0 | 407 | 0 | 9.6 | 0 | -0.6 | 0.8 | -0.8 | 1.6 | 0 | 0 | 97.9 | 0 | -1.63 | 0 | -1.64 | 0 | 0.075 | 0 | 0.057 | 377 | 0 | 0 | 296 | 0 | 7 | 0 | -0.4 | 0.6 | -0.6 | 1.2 | 0 | 0 | 73.8 | 0 | -1.18 | 0 | -1.18 | 0 | 0.055 | 0 | 0.041 | PreCW-Top-ElecDHW-ElecDry | Appl-CW-Top-ElecDHW-ElecDry-Tier3AnyMFm2007CZ12DEER2017 | 0
42958.3843 | Appl-CW-Top-ElecDHW-ElecDry-Tier3 | MFm | 2007 | CZ13 | rDXGF | -1 | Household | 1 | 1073.2 | 512 | 0 | 0 | 407 | 0 | 11.3 | 0 | -0.7 | 1 | -0.8 | 1.8 | 0 | 0 | 93.8 | 0 | -1.71 | 0 | -1.71 | 0 | 0.073 | 0 | 0.056 | 375 | 0 | 0 | 296 | 0 | 8.2 | 0 | -0.5 | 0.7 | -0.6 | 1.3 | 0 | 0 | 70.7 | 0 | -1.23 | 0 | -1.23 | 0 | 0.053 | 0 | 0.041 | PreCW-Top-ElecDHW-ElecDry | Appl-CW-Top-ElecDHW-ElecDry-Tier3AnyMFm2007CZ13DEER2017 | 0
42958.3843 | Appl-CW-Top-ElecDHW-ElecDry-Tier3 | MFm | 2007 | CZ14 | rDXGF | -1 | Household | 1 | 1094.6 | 514 | 0 | 0 | 407 | 0 | 11.7 | 0 | -0.6 | 1.1 | -0.9 | 1.9 | 0 | 0 | 95.7 | 0 | -1.79 | 0 | -1.8 | 0 | 0.072 | 0 | 0.056 | 379 | 0 | 0 | 296 | 0 | 9.9 | 0 | -0.4 | 1.1 | -0.5 | 1.7 | 0 | 0 | 72.2 | 0 | -1.18 | 0 | -1.19 | 0 | 0.054 | 0 | 0.041 | PreCW-Top-ElecDHW-ElecDry | Appl-CW-Top-ElecDHW-ElecDry-Tier3AnyMFm2007CZ14DEER2017 | 0
42958.3843 | Appl-CW-Top-ElecDHW-ElecDry-Tier3 | MFm | 2007 | CZ15 | rDXGF | -1 | Household | 1 | 1094.6 | 503 | 0 | 0 | 407 | 0 | 15.6 | 0 | -0.2 | 1.8 | -0.3 | 2.1 | 0 | 0 | 78.8 | 0 | -0.77 | 0 | -0.78 | 0 | 0.071 | 0 | 0.056 | 367 | 0 | 0 | 296 | 0 | 10.7 | 0 | -0.1 | 1.2 | -0.2 | 1.5 | 0 | 0 | 59.4 | 0 | -0.56 | 0 | -0.57 | 0 | 0.051 | 0 | 0.04 | PreCW-Top-ElecDHW-ElecDry | Appl-CW-Top-ElecDHW-ElecDry-Tier3AnyMFm2007CZ15DEER2017 | 0
42958.3843 | Appl-CW-Top-ElecDHW-ElecDry-Tier3 | MFm | 2007 | CZ16 | rDXGF | -1 | Household | 1 | 998.7 | 524 | 0 | 0 | 407 | 0 | 7.8 | 0 | -0.8 | 0.3 | -1.1 | 1.4 | 0 | 0 | 110 | 0 | -2.29 | 0 | -2.29 | 0 | 0.076 | 0 | 0.057 | 384 | 0 | 0 | 296 | 0 | 5.6 | 0 | -0.6 | 0.2 | -0.8 | 1 | 0 | 0 | 82.9 | 0 | -1.66 | 0 | -1.65 | 0 | 0.056 | 0 | 0.041 | PreCW-Top-ElecDHW-ElecDry | Appl-CW-Top-ElecDHW-ElecDry-Tier3AnyMFm2007CZ16DEER2017 | 0
42958.3843 | Appl-CW-Top-ElecDHW-ElecDry-Tier3 | MFm | 2011 | CZ01 | rDXGF | -1 | Household | 1 | 998.7 | 515 | 0 | 0 | 408 | 0 | 0.1 | 0 | -1.3 | -1.6 | -1.7 | 0.1 | 0 | 0 | 110 | 0 | -2.91 | 0 | -2.91 | 0 | 0.071 | 0 | 0.056 | 377 | 0 | 0 | 296 | 0 | 0.1 | 0 | -0.9 | -1.2 | -1.2 | 0 | 0 | 0 | 83.1 | 0 | -2.1 | 0 | -2.1 | 0 | 0.052 | 0 | 0.041 | PreCW-Top-ElecDHW-ElecDry | Appl-CW-Top-ElecDHW-ElecDry-Tier3AnyMFm2011CZ01DEER2017 | 0
42958.3843 | Appl-CW-Top-ElecDHW-ElecDry-Tier3 | MFm | 2011 | CZ02 | rDXGF | -1 | Household | 1 | 1073.2 | 516 | 0 | 0 | 407 | 0 | 6.5 | 0 | -0.7 | 0.2 | -1 | 1.2 | 0 | 0 | 103 | 0 | -1.67 | 0 | -1.67 | 0 | 0.077 | 0 | 0.057 | 379 | 0 | 0 | 296 | 0 | 5 | 0 | -0.5 | 0.3 | -0.6 | 0.9 | 0 | 0 | 77.2 | 0 | -1.13 | 0 | -1.12 | 0 | 0.057 | 0 | 0.041 | PreCW-Top-ElecDHW-ElecDry | Appl-CW-Top-ElecDHW-ElecDry-Tier3AnyMFm2011CZ02DEER2017 | 0
42958.3843 | Appl-CW-Top-ElecDHW-ElecDry-Tier3 | MFm | 2011 | CZ03 | rDXGF | -1 | Household | 1 | 998.7 | 509 | 0 | 0 | 407 | 0 | 0.9 | 0 | -0.9 | -1.1 | -1.2 | 0.2 | 0 | 0 | 103 | 0 | -2.42 | 0 | -2.42 | 0 | 0.073 | 0 | 0.057 | 373 | 0 | 0 | 296 | 0 | 0.7 | 0 | -0.7 | -0.8 | -0.9 | 0.1 | 0 | 0 | 77.6 | 0 | -1.84 | 0 | -1.84 | 0 | 0.054 | 0 | 0.041 | PreCW-Top-ElecDHW-ElecDry | Appl-CW-Top-ElecDHW-ElecDry-Tier3AnyMFm2011CZ03DEER2017 | 0
42958.3843 | Appl-CW-Top-ElecDHW-ElecDry-Tier3 | MFm | 2011 | CZ04 | rDXGF | -1 | Household | 1 | 998.7 | 515 | 0 | 0 | 407 | 0 | 8.1 | 0 | -0.4 | 0.8 | -0.6 | 1.4 | 0 | 0 | 99.6 | 0 | -1.25 | 0 | -1.26 | 0 | 0.074 | 0 | 0.056 | 377 | 0 | 0 | 296 | 0 | 5.5 | 0 | -0.3 | 0.5 | -0.4 | 1 | 0 | 0 | 75.1 | 0 | -0.91 | 0 | -0.92 | 0 | 0.054 | 0 | 0.041 | PreCW-Top-ElecDHW-ElecDry | Appl-CW-Top-ElecDHW-ElecDry-Tier3AnyMFm2011CZ04DEER2017 | 0
42958.3843 | Appl-CW-Top-ElecDHW-ElecDry-Tier3 | MFm | 2011 | CZ05 | rDXGF | -1 | Household | 1 | 998.7 | 512 | 0 | 0 | 408 | 0 | 1.6 | 0 | -0.6 | -0.6 | -0.9 | 0.3 | 0 | 0 | 104 | 0 | -1.93 | 0 | -1.94 | 0 | 0.073 | 0 | 0.057 | 375 | 0 | 0 | 297 | 0 | 1.1 | 0 | -0.4 | -0.5 | -0.6 | 0.2 | 0 | 0 | 78.7 | 0 | -1.41 | 0 | -1.41 | 0 | 0.054 | 0 | 0.041 | PreCW-Top-ElecDHW-ElecDry | Appl-CW-Top-ElecDHW-ElecDry-Tier3AnyMFm2011CZ05DEER2017 | 0
42958.3843 | Appl-CW-Top-ElecDHW-ElecDry-Tier3 | MFm | 2011 | CZ06 | rDXGF | -1 | Household | 1 | 1206 | 512 | 0 | 0 | 407 | 0 | 7.3 | 0 | -0.4 | 0.6 | -0.6 | 1.2 | 0 | 0 | 96.6 | 0 | -1.48 | 0 | -1.48 | 0 | 0.077 | 0 | 0.057 | 375 | 0 | 0 | 296 | 0 | 5.3 | 0 | -0.2 | 0.5 | -0.4 | 0.9 | 0 | 0 | 72.8 | 0 | -1.05 | 0 | -1.05 | 0 | 0.056 | 0 | 0.041 | PreCW-Top-ElecDHW-ElecDry | Appl-CW-Top-ElecDHW-ElecDry-Tier3AnyMFm2011CZ06DEER2017 | 0
42958.3843 | Appl-CW-Top-ElecDHW-ElecDry-Tier3 | MFm | 2011 | CZ07 | rDXGF | -1 | Household | 1 | 1206 | 517 | 0 | 0 | 407 | 0 | 12.9 | 0 | -0.4 | 1.8 | -0.5 | 2.3 | 0 | 0 | 95.6 | 0 | -1.23 | 0 | -1.23 | 0 | 0.075 | 0 | 0.056 | 379 | 0 | 0 | 296 | 0 | 9.5 | 0 | -0.3 | 1.3 | -0.4 | 1.7 | 0 | 0 | 72.1 | 0 | -0.88 | 0 | -0.88 | 0 | 0.055 | 0 | 0.04 | PreCW-Top-ElecDHW-ElecDry | Appl-CW-Top-ElecDHW-ElecDry-Tier3AnyMFm2011CZ07DEER2017 | 0
42958.3843 | Appl-CW-Top-ElecDHW-ElecDry-Tier3 | MFm | 2011 | CZ08 | rDXGF | -1 | Household | 1 | 1206 | 514 | 0 | 0 | 407 | 0 | 11.8 | 0 | -0.4 | 1.5 | -0.5 | 2.1 | 0 | 0 | 94.2 | 0 | -1.11 | 0 | -1.1 | 0 | 0.074 | 0 | 0.056 | 378 | 0 | 0 | 296 | 0 | 10.1 | 0 | -0.3 | 1.4 | -0.4 | 1.8 | 0 | 0 | 71 | 0 | -0.76 | 0 | -0.76 | 0 | 0.056 | 0 | 0.041 | PreCW-Top-ElecDHW-ElecDry | Appl-CW-Top-ElecDHW-ElecDry-Tier3AnyMFm2011CZ08DEER2017 | 0
42958.3843 | Appl-CW-Top-ElecDHW-ElecDry-Tier3 | MFm | 2011 | CZ09 | rDXGF | -1 | Household | 1 | 1126.6 | 512 | 0 | 0 | 407 | 0 | 9.8 | 0 | -0.5 | 1 | -0.6 | 1.7 | 0 | 0 | 94 | 0 | -1.26 | 0 | -1.26 | 0 | 0.076 | 0 | 0.056 | 375 | 0 | 0 | 296 | 0 | 7.2 | 0 | -0.4 | 0.8 | -0.4 | 1.2 | 0 | 0 | 70.8 | 0 | -0.91 | 0 | -0.91 | 0 | 0.056 | 0 | 0.041 | PreCW-Top-ElecDHW-ElecDry | Appl-CW-Top-ElecDHW-ElecDry-Tier3AnyMFm2011CZ09DEER2017 | 0
42958.3843 | Appl-CW-Top-ElecDHW-ElecDry-Tier3 | MFm | 2011 | CZ10 | rDXGF | -1 | Household | 1 | 1073.2 | 512 | 0 | 0 | 407 | 0 | 10.8 | 0 | -0.4 | 1.2 | -0.6 | 1.7 | 0 | 0 | 93.5 | 0 | -1.06 | 0 | -1.06 | 0 | 0.077 | 0 | 0.057 | 375 | 0 | 0 | 296 | 0 | 7.3 | 0 | -0.3 | 0.8 | -0.4 | 1.1 | 0 | 0 | 70.5 | 0 | -0.78 | 0 | -0.78 | 0 | 0.055 | 0 | 0.041 | PreCW-Top-ElecDHW-ElecDry | Appl-CW-Top-ElecDHW-ElecDry-Tier3AnyMFm2011CZ10DEER2017 | 0
42958.3843 | Appl-CW-Top-ElecDHW-ElecDry-Tier3 | MFm | 2011 | CZ11 | rDXGF | -1 | Household | 1 | 1073.2 | 514 | 0 | 0 | 407 | 0 | 11.4 | 0 | -0.6 | 1 | -0.8 | 1.8 | 0 | 0 | 94.9 | 0 | -1.67 | 0 | -1.68 | 0 | 0.074 | 0 | 0.057 | 376 | 0 | 0 | 296 | 0 | 8 | 0 | -0.4 | 0.7 | -0.6 | 1.3 | 0 | 0 | 71.5 | 0 | -1.22 | 0 | -1.22 | 0 | 0.054 | 0 | 0.041 | PreCW-Top-ElecDHW-ElecDry | Appl-CW-Top-ElecDHW-ElecDry-Tier3AnyMFm2011CZ11DEER2017 | 0
42958.3843 | Appl-CW-Top-ElecDHW-ElecDry-Tier3 | MFm | 2011 | CZ12 | rDXGF | -1 | Household | 1 | 1073.2 | 515 | 0 | 0 | 407 | 0 | 9.9 | 0 | -0.6 | 0.8 | -0.8 | 1.6 | 0 | 0 | 97.9 | 0 | -1.54 | 0 | -1.54 | 0 | 0.074 | 0 | 0.056 | 378 | 0 | 0 | 296 | 0 | 7.4 | 0 | -0.4 | 0.7 | -0.5 | 1.2 | 0 | 0 | 73.7 | 0 | -1.09 | 0 | -1.08 | 0 | 0.055 | 0 | 0.041 | PreCW-Top-ElecDHW-ElecDry | Appl-CW-Top-ElecDHW-ElecDry-Tier3AnyMFm2011CZ12DEER2017 | 0
42958.3843 | Appl-CW-Top-ElecDHW-ElecDry-Tier3 | MFm | 2011 | CZ13 | rDXGF | -1 | Household | 1 | 1073.2 | 513 | 0 | 0 | 407 | 0 | 11.9 | 0 | -0.6 | 1.2 | -0.8 | 2 | 0 | 0 | 93.7 | 0 | -1.6 | 0 | -1.59 | 0 | 0.074 | 0 | 0.056 | 376 | 0 | 0 | 296 | 0 | 8.7 | 0 | -0.4 | 0.9 | -0.6 | 1.5 | 0 | 0 | 70.6 | 0 | -1.15 | 0 | -1.15 | 0 | 0.054 | 0 | 0.04 | PreCW-Top-ElecDHW-ElecDry | Appl-CW-Top-ElecDHW-ElecDry-Tier3AnyMFm2011CZ13DEER2017 | 0
42958.3843 | Appl-CW-Top-ElecDHW-ElecDry-Tier3 | MFm | 2011 | CZ14 | rDXGF | -1 | Household | 1 | 1094.6 | 515 | 0 | 0 | 407 | 0 | 11.9 | 0 | -0.6 | 1.2 | -0.8 | 1.9 | 0 | 0 | 95.6 | 0 | -1.63 | 0 | -1.63 | 0 | 0.072 | 0 | 0.056 | 378 | 0 | 0 | 296 | 0 | 9.1 | 0 | -0.4 | 1 | -0.6 | 1.5 | 0 | 0 | 72 | 0 | -1.19 | 0 | -1.18 | 0 | 0.053 | 0 | 0.04 | PreCW-Top-ElecDHW-ElecDry | Appl-CW-Top-ElecDHW-ElecDry-Tier3AnyMFm2011CZ14DEER2017 | 0
42958.3843 | Appl-CW-Top-ElecDHW-ElecDry-Tier3 | MFm | 2011 | CZ15 | rDXGF | -1 | Household | 1 | 1094.6 | 502 | 0 | 0 | 407 | 0 | 15.4 | 0 | -0.3 | 1.8 | -0.4 | 2.1 | 0 | 0 | 78.7 | 0 | -0.74 | 0 | -0.74 | 0 | 0.072 | 0 | 0.057 | 368 | 0 | 0 | 296 | 0 | 11.2 | 0 | -0.2 | 1.3 | -0.3 | 1.5 | 0 | 0 | 59.3 | 0 | -0.53 | 0 | -0.54 | 0 | 0.052 | 0 | 0.041 | PreCW-Top-ElecDHW-ElecDry | Appl-CW-Top-ElecDHW-ElecDry-Tier3AnyMFm2011CZ15DEER2017 | 0
42958.3843 | Appl-CW-Top-ElecDHW-ElecDry-Tier3 | MFm | 2011 | CZ16 | rDXGF | -1 | Household | 1 | 998.7 | 524 | 0 | 0 | 407 | 0 | 7.8 | 0 | -0.8 | 0.3 | -1.1 | 1.4 | 0 | 0 | 110 | 0 | -2.25 | 0 | -2.24 | 0 | 0.075 | 0 | 0.057 | 384 | 0 | 0 | 296 | 0 | 5.5 | 0 | -0.6 | 0.2 | -0.8 | 1 | 0 | 0 | 82.9 | 0 | -1.62 | 0 | -1.62 | 0 | 0.055 | 0 | 0.041 | PreCW-Top-ElecDHW-ElecDry | Appl-CW-Top-ElecDHW-ElecDry-Tier3AnyMFm2011CZ16DEER2017 | 0
42958.3843 | Appl-CW-Top-ElecDHW-ElecDry-Tier3 | MFm | 2015 | CZ01 | rDXGF | -1 | Household | 1 | 998.7 | 516 | 0 | 0 | 408 | 0 | 0.2 | 0 | -1.2 | -1.4 | -1.4 | 0.1 | 0 | 0 | 110 | 0 | -2.67 | 0 | -2.67 | 0 | 0.072 | 0 | 0.056 | 378 | 0 | 0 | 297 | 0 | 0.2 | 0 | -0.8 | -0.8 | -0.9 | 0 | 0 | 0 | 83 | 0 | -1.72 | 0 | -1.71 | 0 | 0.053 | 0 | 0.041 | PreCW-Top-ElecDHW-ElecDry | Appl-CW-Top-ElecDHW-ElecDry-Tier3AnyMFm2015CZ01DEER2017 | 0
42958.3843 | Appl-CW-Top-ElecDHW-ElecDry-Tier3 | MFm | 2015 | CZ02 | rDXGF | -1 | Household | 1 | 1073.2 | 515 | 0 | 0 | 407 | 0 | 5.7 | 0 | -0.7 | 0.1 | -0.8 | 1 | 0 | 0 | 103 | 0 | -1.64 | 0 | -1.65 | 0 | 0.076 | 0 | 0.057 | 377 | 0 | 0 | 296 | 0 | 4 | 0 | -0.5 | 0.1 | -0.5 | 0.7 | 0 | 0 | 77.2 | 0 | -1.2 | 0 | -1.2 | 0 | 0.056 | 0 | 0.041 | PreCW-Top-ElecDHW-ElecDry | Appl-CW-Top-ElecDHW-ElecDry-Tier3AnyMFm2015CZ02DEER2017 | 0
42958.3843 | Appl-CW-Top-ElecDHW-ElecDry-Tier3 | MFm | 2015 | CZ03 | rDXGF | -1 | Household | 1 | 998.7 | 510 | 0 | 0 | 407 | 0 | 1 | 0 | -0.6 | -0.5 | -0.7 | 0.2 | 0 | 0 | 103 | 0 | -1.86 | 0 | -1.86 | 0 | 0.072 | 0 | 0.056 | 374 | 0 | 0 | 296 | 0 | 0.8 | 0 | -0.4 | -0.3 | -0.5 | 0.1 | 0 | 0 | 77.5 | 0 | -1.27 | 0 | -1.27 | 0 | 0.053 | 0 | 0.041 | PreCW-Top-ElecDHW-ElecDry | Appl-CW-Top-ElecDHW-ElecDry-Tier3AnyMFm2015CZ03DEER2017 | 0
42958.3843 | Appl-CW-Top-ElecDHW-ElecDry-Tier3 | MFm | 2015 | CZ04 | rDXGF | -1 | Household | 1 | 998.7 | 516 | 0 | 0 | 408 | 0 | 8.5 | 0 | -0.4 | 0.8 | -0.5 | 1.3 | 0 | 0 | 99.5 | 0 | -1.24 | 0 | -1.24 | 0 | 0.076 | 0 | 0.056 | 378 | 0 | 0 | 296 | 0 | 6.2 | 0 | -0.3 | 0.6 | -0.3 | 0.9 | 0 | 0 | 75 | 0 | -0.89 | 0 | -0.89 | 0 | 0.056 | 0 | 0.041 | PreCW-Top-ElecDHW-ElecDry | Appl-CW-Top-ElecDHW-ElecDry-Tier3AnyMFm2015CZ04DEER2017 | 0
42958.3843 | Appl-CW-Top-ElecDHW-ElecDry-Tier3 | MFm | 2015 | CZ05 | rDXGF | -1 | Household | 1 | 998.7 | 514 | 0 | 0 | 408 | 0 | 2.5 | 0 | -0.4 | -0.1 | -0.6 | 0.5 | 0 | 0 | 104 | 0 | -1.34 | 0 | -1.34 | 0 | 0.074 | 0 | 0.056 | 377 | 0 | 0 | 297 | 0 | 1.7 | 0 | -0.3 | -0.1 | -0.4 | 0.3 | 0 | 0 | 78.5 | 0 | -0.98 | 0 | -0.98 | 0 | 0.053 | 0 | 0.041 | PreCW-Top-ElecDHW-ElecDry | Appl-CW-Top-ElecDHW-ElecDry-Tier3AnyMFm2015CZ05DEER2017 | 0
42958.3843 | Appl-CW-Top-ElecDHW-ElecDry-Tier3 | MFm | 2015 | CZ06 | rDXGF | -1 | Household | 1 | 1206 | 510 | 0 | 0 | 407 | 0 | 6 | 0 | -0.4 | 0.4 | -0.5 | 1.1 | 0 | 0 | 96.7 | 0 | -1.57 | 0 | -1.57 | 0 | 0.076 | 0 | 0.056 | 374 | 0 | 0 | 296 | 0 | 4.4 | 0 | -0.3 | 0.3 | -0.4 | 0.8 | 0 | 0 | 72.9 | 0 | -1.13 | 0 | -1.13 | 0 | 0.056 | 0 | 0.04 | PreCW-Top-ElecDHW-ElecDry | Appl-CW-Top-ElecDHW-ElecDry-Tier3AnyMFm2015CZ06DEER2017 | 0
42958.3843 | Appl-CW-Top-ElecDHW-ElecDry-Tier3 | MFm | 2015 | CZ07 | rDXGF | -1 | Household | 1 | 1206 | 514 | 0 | 0 | 407 | 0 | 10.5 | 0 | -0.4 | 1.4 | -0.5 | 1.8 | 0 | 0 | 95.7 | 0 | -1.29 | 0 | -1.29 | 0 | 0.074 | 0 | 0.056 | 377 | 0 | 0 | 296 | 0 | 7.7 | 0 | -0.3 | 1 | -0.4 | 1.3 | 0 | 0 | 72.1 | 0 | -0.94 | 0 | -0.93 | 0 | 0.054 | 0 | 0.041 | PreCW-Top-ElecDHW-ElecDry | Appl-CW-Top-ElecDHW-ElecDry-Tier3AnyMFm2015CZ07DEER2017 | 0
42958.3843 | Appl-CW-Top-ElecDHW-ElecDry-Tier3 | MFm | 2015 | CZ08 | rDXGF | -1 | Household | 1 | 1206 | 514 | 0 | 0 | 407 | 0 | 11.4 | 0 | -0.4 | 1.5 | -0.4 | 1.8 | 0 | 0 | 94.2 | 0 | -1.11 | 0 | -1.11 | 0 | 0.075 | 0 | 0.056 | 376 | 0 | 0 | 296 | 0 | 8.5 | 0 | -0.3 | 1.1 | -0.3 | 1.3 | 0 | 0 | 71 | 0 | -0.79 | 0 | -0.79 | 0 | 0.055 | 0 | 0.041 | PreCW-Top-ElecDHW-ElecDry | Appl-CW-Top-ElecDHW-ElecDry-Tier3AnyMFm2015CZ08DEER2017 | 0
42958.3843 | Appl-CW-Top-ElecDHW-ElecDry-Tier3 | MFm | 2015 | CZ09 | rDXGF | -1 | Household | 1 | 1126.6 | 511 | 0 | 0 | 407 | 0 | 9.1 | 0 | -0.5 | 1 | -0.5 | 1.5 | 0 | 0 | 94 | 0 | -1.29 | 0 | -1.29 | 0 | 0.076 | 0 | 0.056 | 374 | 0 | 0 | 296 | 0 | 6.8 | 0 | -0.3 | 0.8 | -0.4 | 1.2 | 0 | 0 | 70.8 | 0 | -0.9 | 0 | -0.9 | 0 | 0.056 | 0 | 0.041 | PreCW-Top-ElecDHW-ElecDry | Appl-CW-Top-ElecDHW-ElecDry-Tier3AnyMFm2015CZ09DEER2017 | 0
42958.3843 | Appl-CW-Top-ElecDHW-ElecDry-Tier3 | MFm | 2015 | CZ10 | rDXGF | -1 | Household | 1 | 1073.2 | 510 | 0 | 0 | 407 | 0 | 9 | 0 | -0.4 | 0.8 | -0.4 | 1.3 | 0 | 0 | 93.5 | 0 | -1.05 | 0 | -1.05 | 0 | 0.075 | 0 | 0.056 | 374 | 0 | 0 | 296 | 0 | 6.4 | 0 | -0.3 | 0.6 | -0.3 | 0.9 | 0 | 0 | 70.5 | 0 | -0.76 | 0 | -0.76 | 0 | 0.055 | 0 | 0.041 | PreCW-Top-ElecDHW-ElecDry | Appl-CW-Top-ElecDHW-ElecDry-Tier3AnyMFm2015CZ10DEER2017 | 0
42958.3843 | Appl-CW-Top-ElecDHW-ElecDry-Tier3 | MFm | 2015 | CZ11 | rDXGF | -1 | Household | 1 | 1073.2 | 513 | 0 | 0 | 407 | 0 | 10.7 | 0 | -0.6 | 0.9 | -0.6 | 1.6 | 0 | 0 | 94.9 | 0 | -1.66 | 0 | -1.65 | 0 | 0.074 | 0 | 0.056 | 375 | 0 | 0 | 296 | 0 | 7.7 | 0 | -0.4 | 0.6 | -0.4 | 1.2 | 0 | 0 | 71.6 | 0 | -1.19 | 0 | -1.19 | 0 | 0.054 | 0 | 0.041 | PreCW-Top-ElecDHW-ElecDry | Appl-CW-Top-ElecDHW-ElecDry-Tier3AnyMFm2015CZ11DEER2017 | 0
42958.3843 | Appl-CW-Top-ElecDHW-ElecDry-Tier3 | MFm | 2015 | CZ12 | rDXGF | -1 | Household | 1 | 1073.2 | 515 | 0 | 0 | 407 | 0 | 9.4 | 0 | -0.6 | 0.8 | -0.7 | 1.5 | 0 | 0 | 97.8 | 0 | -1.53 | 0 | -1.52 | 0 | 0.075 | 0 | 0.057 | 376 | 0 | 0 | 296 | 0 | 6.5 | 0 | -0.4 | 0.5 | -0.5 | 1 | 0 | 0 | 73.7 | 0 | -1.11 | 0 | -1.11 | 0 | 0.054 | 0 | 0.041 | PreCW-Top-ElecDHW-ElecDry | Appl-CW-Top-ElecDHW-ElecDry-Tier3AnyMFm2015CZ12DEER2017 | 0
42958.3843 | Appl-CW-Top-ElecDHW-ElecDry-Tier3 | MFm | 2015 | CZ13 | rDXGF | -1 | Household | 1 | 1073.2 | 512 | 0 | 0 | 407 | 0 | 10.9 | 0 | -0.6 | 1 | -0.7 | 1.7 | 0 | 0 | 93.7 | 0 | -1.57 | 0 | -1.57 | 0 | 0.073 | 0 | 0.056 | 375 | 0 | 0 | 296 | 0 | 7.7 | 0 | -0.4 | 0.7 | -0.5 | 1.2 | 0 | 0 | 70.6 | 0 | -1.14 | 0 | -1.13 | 0 | 0.054 | 0 | 0.041 | PreCW-Top-ElecDHW-ElecDry | Appl-CW-Top-ElecDHW-ElecDry-Tier3AnyMFm2015CZ13DEER2017 | 0
42958.3843 | Appl-CW-Top-ElecDHW-ElecDry-Tier3 | MFm | 2015 | CZ14 | rDXGF | -1 | Household | 1 | 1094.6 | 515 | 0 | 0 | 407 | 0 | 11.9 | 0 | -0.6 | 1.1 | -0.7 | 1.8 | 0 | 0 | 95.7 | 0 | -1.71 | 0 | -1.71 | 0 | 0.073 | 0 | 0.056 | 377 | 0 | 0 | 296 | 0 | 8.5 | 0 | -0.5 | 0.8 | -0.5 | 1.3 | 0 | 0 | 72.1 | 0 | -1.23 | 0 | -1.23 | 0 | 0.053 | 0 | 0.041 | PreCW-Top-ElecDHW-ElecDry | Appl-CW-Top-ElecDHW-ElecDry-Tier3AnyMFm2015CZ14DEER2017 | 0
42958.3843 | Appl-CW-Top-ElecDHW-ElecDry-Tier3 | MFm | 2015 | CZ15 | rDXGF | -1 | Household | 1 | 1094.6 | 501 | 0 | 0 | 407 | 0 | 14.2 | 0 | -0.3 | 1.5 | -0.3 | 1.9 | 0 | 0 | 78.8 | 0 | -0.74 | 0 | -0.74 | 0 | 0.07 | 0 | 0.056 | 367 | 0 | 0 | 296 | 0 | 10.2 | 0 | -0.2 | 1.1 | -0.2 | 1.4 | 0 | 0 | 59.4 | 0 | -0.53 | 0 | -0.53 | 0 | 0.051 | 0 | 0.041 | PreCW-Top-ElecDHW-ElecDry | Appl-CW-Top-ElecDHW-ElecDry-Tier3AnyMFm2015CZ15DEER2017 | 0
42958.3843 | Appl-CW-Top-ElecDHW-ElecDry-Tier3 | MFm | 2015 | CZ16 | rDXGF | -1 | Household | 1 | 998.7 | 523 | 0 | 0 | 407 | 0 | 7.1 | 0 | -0.9 | 0.2 | -1.1 | 1.2 | 0 | 0 | 110 | 0 | -2.41 | 0 | -2.41 | 0 | 0.075 | 0 | 0.056 | 383 | 0 | 0 | 296 | 0 | 5.1 | 0 | -0.6 | 0.1 | -0.8 | 0.9 | 0 | 0 | 83 | 0 | -1.74 | 0 | -1.74 | 0 | 0.055 | 0 | 0.04 | PreCW-Top-ElecDHW-ElecDry | Appl-CW-Top-ElecDHW-ElecDry-Tier3AnyMFm2015CZ16DEER2017 | 0
42958.3843 | Appl-CW-Top-ElecDHW-ElecDry-Tier3 | MFm | 2017 | CZ01 | rDXGF | -1 | Household | 1 | 998.7 | 516 | 0 | 0 | 408 | 0 | 0.2 | 0 | -1.2 | -1.3 | -1.3 | 0 | 0 | 0 | 110 | 0 | -2.65 | 0 | -2.64 | 0 | 0.071 | 0 | 0.057 | 378 | 0 | 0 | 297 | 0 | 0.1 | 0 | -0.9 | -1 | -1 | 0 | 0 | 0 | 83 | 0 | -1.96 | 0 | -1.95 | 0 | 0.052 | 0 | 0.041 | PreCW-Top-ElecDHW-ElecDry | Appl-CW-Top-ElecDHW-ElecDry-Tier3AnyMFm2017CZ01DEER2017 | 0
42958.3843 | Appl-CW-Top-ElecDHW-ElecDry-Tier3 | MFm | 2017 | CZ02 | rDXGF | -1 | Household | 1 | 1073.2 | 516 | 0 | 0 | 407 | 0 | 6.1 | 0 | -0.7 | 0.3 | -0.8 | 1.1 | 0 | 0 | 103 | 0 | -1.6 | 0 | -1.6 | 0 | 0.077 | 0 | 0.057 | 377 | 0 | 0 | 296 | 0 | 4.1 | 0 | -0.5 | 0.1 | -0.6 | 0.7 | 0 | 0 | 77.3 | 0 | -1.2 | 0 | -1.2 | 0 | 0.056 | 0 | 0.041 | PreCW-Top-ElecDHW-ElecDry | Appl-CW-Top-ElecDHW-ElecDry-Tier3AnyMFm2017CZ02DEER2017 | 0
42958.3843 | Appl-CW-Top-ElecDHW-ElecDry-Tier3 | MFm | 2017 | CZ03 | rDXGF | -1 | Household | 1 | 998.7 | 510 | 0 | 0 | 407 | 0 | 1 | 0 | -0.7 | -0.6 | -0.8 | 0.2 | 0 | 0 | 103 | 0 | -1.94 | 0 | -1.93 | 0 | 0.073 | 0 | 0.056 | 374 | 0 | 0 | 296 | 0 | 0.7 | 0 | -0.5 | -0.5 | -0.6 | 0.1 | 0 | 0 | 77.5 | 0 | -1.43 | 0 | -1.43 | 0 | 0.054 | 0 | 0.041 | PreCW-Top-ElecDHW-ElecDry | Appl-CW-Top-ElecDHW-ElecDry-Tier3AnyMFm2017CZ03DEER2017 | 0
42958.3843 | Appl-CW-Top-ElecDHW-ElecDry-Tier3 | MFm | 2017 | CZ04 | rDXGF | -1 | Household | 1 | 998.7 | 516 | 0 | 0 | 408 | 0 | 8.3 | 0 | -0.4 | 0.9 | -0.4 | 1.4 | 0 | 0 | 99.5 | 0 | -1.11 | 0 | -1.11 | 0 | 0.078 | 0 | 0.056 | 377 | 0 | 0 | 297 | 0 | 5.4 | 0 | -0.3 | 0.5 | -0.3 | 0.9 | 0 | 0 | 75 | 0 | -0.81 | 0 | -0.81 | 0 | 0.056 | 0 | 0.041 | PreCW-Top-ElecDHW-ElecDry | Appl-CW-Top-ElecDHW-ElecDry-Tier3AnyMFm2017CZ04DEER2017 | 0
42958.3843 | Appl-CW-Top-ElecDHW-ElecDry-Tier3 | MFm | 2017 | CZ05 | rDXGF | -1 | Household | 1 | 998.7 | 514 | 0 | 0 | 408 | 0 | 2.5 | 0 | -0.4 | 0 | -0.5 | 0.4 | 0 | 0 | 104 | 0 | -1.3 | 0 | -1.31 | 0 | 0.074 | 0 | 0.056 | 377 | 0 | 0 | 297 | 0 | 2 | 0 | -0.3 | 0 | -0.4 | 0.3 | 0 | 0 | 78.5 | 0 | -0.92 | 0 | -0.92 | 0 | 0.055 | 0 | 0.041 | PreCW-Top-ElecDHW-ElecDry | Appl-CW-Top-ElecDHW-ElecDry-Tier3AnyMFm2017CZ05DEER2017 | 0
42958.3843 | Appl-CW-Top-ElecDHW-ElecDry-Tier3 | MFm | 2017 | CZ06 | rDXGF | -1 | Household | 1 | 1206 | 509 | 0 | 0 | 407 | 0 | 5.6 | 0 | -0.4 | 0.4 | -0.6 | 0.9 | 0 | 0 | 96.7 | 0 | -1.57 | 0 | -1.58 | 0 | 0.076 | 0 | 0.056 | 373 | 0 | 0 | 296 | 0 | 3.9 | 0 | -0.3 | 0.3 | -0.4 | 0.7 | 0 | 0 | 72.9 | 0 | -1.14 | 0 | -1.14 | 0 | 0.055 | 0 | 0.04 | PreCW-Top-ElecDHW-ElecDry | Appl-CW-Top-ElecDHW-ElecDry-Tier3AnyMFm2017CZ06DEER2017 | 0
42958.3843 | Appl-CW-Top-ElecDHW-ElecDry-Tier3 | MFm | 2017 | CZ07 | rDXGF | -1 | Household | 1 | 1206 | 514 | 0 | 0 | 407 | 0 | 10.4 | 0 | -0.4 | 1.3 | -0.5 | 1.8 | 0 | 0 | 95.6 | 0 | -1.28 | 0 | -1.29 | 0 | 0.075 | 0 | 0.056 | 377 | 0 | 0 | 296 | 0 | 7.7 | 0 | -0.3 | 1 | -0.3 | 1.3 | 0 | 0 | 72.1 | 0 | -0.93 | 0 | -0.93 | 0 | 0.055 | 0 | 0.041 | PreCW-Top-ElecDHW-ElecDry | Appl-CW-Top-ElecDHW-ElecDry-Tier3AnyMFm2017CZ07DEER2017 | 0
42958.3843 | Appl-CW-Top-ElecDHW-ElecDry-Tier3 | MFm | 2017 | CZ08 | rDXGF | -1 | Household | 1 | 1206 | 512 | 0 | 0 | 407 | 0 | 10.1 | 0 | -0.3 | 1.2 | -0.3 | 1.6 | 0 | 0 | 94.1 | 0 | -1.04 | 0 | -1.04 | 0 | 0.073 | 0 | 0.056 | 375 | 0 | 0 | 296 | 0 | 7.3 | 0 | -0.2 | 0.8 | -0.2 | 1.2 | 0 | 0 | 70.9 | 0 | -0.75 | 0 | -0.75 | 0 | 0.053 | 0 | 0.041 | PreCW-Top-ElecDHW-ElecDry | Appl-CW-Top-ElecDHW-ElecDry-Tier3AnyMFm2017CZ08DEER2017 | 0
42958.3843 | Appl-CW-Top-ElecDHW-ElecDry-Tier3 | MFm | 2017 | CZ09 | rDXGF | -1 | Household | 1 | 1126.6 | 510 | 0 | 0 | 407 | 0 | 8.5 | 0 | -0.5 | 0.9 | -0.5 | 1.3 | 0 | 0 | 94 | 0 | -1.22 | 0 | -1.22 | 0 | 0.075 | 0 | 0.056 | 373 | 0 | 0 | 296 | 0 | 6 | 0 | -0.3 | 0.6 | -0.3 | 0.9 | 0 | 0 | 70.8 | 0 | -0.88 | 0 | -0.88 | 0 | 0.055 | 0 | 0.041 | PreCW-Top-ElecDHW-ElecDry | Appl-CW-Top-ElecDHW-ElecDry-Tier3AnyMFm2017CZ09DEER2017 | 0
42958.3843 | Appl-CW-Top-ElecDHW-ElecDry-Tier3 | MFm | 2017 | CZ10 | rDXGF | -1 | Household | 1 | 1073.2 | 511 | 0 | 0 | 407 | 0 | 9.3 | 0 | -0.4 | 0.9 | -0.4 | 1.3 | 0 | 0 | 93.4 | 0 | -0.96 | 0 | -0.96 | 0 | 0.075 | 0 | 0.056 | 374 | 0 | 0 | 296 | 0 | 6.7 | 0 | -0.3 | 0.7 | -0.3 | 0.9 | 0 | 0 | 70.4 | 0 | -0.7 | 0 | -0.7 | 0 | 0.055 | 0 | 0.04 | PreCW-Top-ElecDHW-ElecDry | Appl-CW-Top-ElecDHW-ElecDry-Tier3AnyMFm2017CZ10DEER2017 | 0
42958.3843 | Appl-CW-Top-ElecDHW-ElecDry-Tier3 | MFm | 2017 | CZ11 | rDXGF | -1 | Household | 1 | 1073.2 | 512 | 0 | 0 | 407 | 0 | 10.2 | 0 | -0.5 | 0.8 | -0.7 | 1.5 | 0 | 0 | 94.9 | 0 | -1.62 | 0 | -1.62 | 0 | 0.073 | 0 | 0.056 | 375 | 0 | 0 | 296 | 0 | 6.9 | 0 | -0.4 | 0.5 | -0.5 | 1 | 0 | 0 | 71.5 | 0 | -1.18 | 0 | -1.18 | 0 | 0.053 | 0 | 0.04 | PreCW-Top-ElecDHW-ElecDry | Appl-CW-Top-ElecDHW-ElecDry-Tier3AnyMFm2017CZ11DEER2017 | 0
42958.3843 | Appl-CW-Top-ElecDHW-ElecDry-Tier3 | MFm | 2017 | CZ12 | rDXGF | -1 | Household | 1 | 1073.2 | 514 | 0 | 0 | 407 | 0 | 8.9 | 0 | -0.5 | 0.7 | -0.7 | 1.4 | 0 | 0 | 97.9 | 0 | -1.5 | 0 | -1.49 | 0 | 0.075 | 0 | 0.056 | 377 | 0 | 0 | 296 | 0 | 7 | 0 | -0.4 | 0.6 | -0.5 | 1.1 | 0 | 0 | 73.8 | 0 | -1.06 | 0 | -1.06 | 0 | 0.055 | 0 | 0.041 | PreCW-Top-ElecDHW-ElecDry | Appl-CW-Top-ElecDHW-ElecDry-Tier3AnyMFm2017CZ12DEER2017 | 0
42958.3843 | Appl-CW-Top-ElecDHW-ElecDry-Tier3 | MFm | 2017 | CZ13 | rDXGF | -1 | Household | 1 | 1073.2 | 513 | 0 | 0 | 407 | 0 | 11.8 | 0 | -0.5 | 1.2 | -0.6 | 1.8 | 0 | 0 | 93.7 | 0 | -1.49 | 0 | -1.5 | 0 | 0.075 | 0 | 0.056 | 376 | 0 | 0 | 296 | 0 | 8.7 | 0 | -0.4 | 0.9 | -0.5 | 1.3 | 0 | 0 | 70.6 | 0 | -1.07 | 0 | -1.07 | 0 | 0.055 | 0 | 0.041 | PreCW-Top-ElecDHW-ElecDry | Appl-CW-Top-ElecDHW-ElecDry-Tier3AnyMFm2017CZ13DEER2017 | 0
42958.3843 | Appl-CW-Top-ElecDHW-ElecDry-Tier3 | MFm | 2017 | CZ14 | rDXGF | -1 | Household | 1 | 1094.6 | 517 | 0 | 0 | 407 | 0 | 13.3 | 0 | -0.5 | 1.4 | -0.6 | 2 | 0 | 0 | 95.7 | 0 | -1.58 | 0 | -1.59 | 0 | 0.074 | 0 | 0.056 | 377 | 0 | 0 | 296 | 0 | 8.8 | 0 | -0.4 | 0.9 | -0.5 | 1.3 | 0 | 0 | 72.1 | 0 | -1.19 | 0 | -1.19 | 0 | 0.054 | 0 | 0.041 | PreCW-Top-ElecDHW-ElecDry | Appl-CW-Top-ElecDHW-ElecDry-Tier3AnyMFm2017CZ14DEER2017 | 0
42958.3843 | Appl-CW-Top-ElecDHW-ElecDry-Tier3 | MFm | 2017 | CZ15 | rDXGF | -1 | Household | 1 | 1094.6 | 502 | 0 | 0 | 407 | 0 | 14.9 | 0 | -0.3 | 1.6 | -0.3 | 1.9 | 0 | 0 | 78.8 | 0 | -0.73 | 0 | -0.73 | 0 | 0.071 | 0 | 0.056 | 366 | 0 | 0 | 296 | 0 | 9.6 | 0 | -0.2 | 1 | -0.2 | 1.2 | 0 | 0 | 59.4 | 0 | -0.54 | 0 | -0.54 | 0 | 0.051 | 0 | 0.041 | PreCW-Top-ElecDHW-ElecDry | Appl-CW-Top-ElecDHW-ElecDry-Tier3AnyMFm2017CZ15DEER2017 | 0
42958.3843 | Appl-CW-Top-ElecDHW-ElecDry-Tier3 | MFm | 2017 | CZ16 | rDXGF | -1 | Household | 1 | 998.7 | 523 | 0 | 0 | 407 | 0 | 7 | 0 | -0.9 | 0.2 | -1 | 1.2 | 0 | 0 | 110 | 0 | -2.34 | 0 | -2.34 | 0 | 0.075 | 0 | 0.057 | 383 | 0 | 0 | 296 | 0 | 5.1 | 0 | -0.7 | 0.2 | -0.7 | 0.9 | 0 | 0 | 82.9 | 0 | -1.69 | 0 | -1.68 | 0 | 0.055 | 0 | 0.041 | PreCW-Top-ElecDHW-ElecDry | Appl-CW-Top-ElecDHW-ElecDry-Tier3AnyMFm2017CZ16DEER2017 | 0
42958.3843 | Appl-CW-Top-ElecDHW-ElecDry-Tier3 | SFm | 1975 | CZ01 | rDXGF | -1 | Household | 1 | 1591 | 638 | 0 | 0 | 504 | 0 | 0 | 0 | -0.9 | -2.3 | -2.3 | 0 | 0 | 0 | 137 | 0 | -4.37 | 0 | -4.37 | 0 | 0.088 | 0 | 0.07 | 468 | 0 | 0 | 367 | 0 | 0 | 0 | -0.7 | -1.7 | -1.7 | 0 | 0 | 0 | 103 | 0 | -3.16 | 0 | -3.15 | 0 | 0.065 | 0 | 0.051 | PreCW-Top-ElecDHW-ElecDry | Appl-CW-Top-ElecDHW-ElecDry-Tier3AnySFm1975CZ01DEER2017 | 0
42958.3843 | Appl-CW-Top-ElecDHW-ElecDry-Tier3 | SFm | 1975 | CZ02 | rDXGF | -1 | Household | 1 | 1591 | 638 | 0 | 0 | 504 | 0 | 8.4 | 0 | -0.5 | -1.2 | -2.2 | 1 | 0 | 0 | 127 | 0 | -4.12 | 0 | -4.12 | 0 | 0.112 | 0 | 0.07 | 467 | 0 | 0 | 367 | 0 | 5.6 | 0 | -0.3 | -0.9 | -1.6 | 0.7 | 0 | 0 | 95.9 | 0 | -2.97 | 0 | -2.97 | 0 | 0.082 | 0 | 0.051 | PreCW-Top-ElecDHW-ElecDry | Appl-CW-Top-ElecDHW-ElecDry-Tier3AnySFm1975CZ02DEER2017 | 0
42958.3843 | Appl-CW-Top-ElecDHW-ElecDry-Tier3 | SFm | 1975 | CZ03 | rDXGF | -1 | Household | 1 | 1591 | 633 | 0 | 0 | 504 | 0 | 3.7 | 0 | -0.5 | -1.6 | -2.1 | 0.5 | 0 | 0 | 128 | 0 | -3.97 | 0 | -3.97 | 0 | 0.107 | 0 | 0.07 | 464 | 0 | 0 | 367 | 0 | 2.5 | 0 | -0.4 | -1.2 | -1.5 | 0.3 | 0 | 0 | 96.2 | 0 | -2.85 | 0 | -2.85 | 0 | 0.079 | 0 | 0.051 | PreCW-Top-ElecDHW-ElecDry | Appl-CW-Top-ElecDHW-ElecDry-Tier3AnySFm1975CZ03DEER2017 | 0
42958.3843 | Appl-CW-Top-ElecDHW-ElecDry-Tier3 | SFm | 1975 | CZ04 | rDXGF | -1 | Household | 1 | 1591 | 638 | 0 | 0 | 504 | 0 | 11.2 | 0 | -0.5 | -0.2 | -1.7 | 1.4 | 0 | 0 | 124 | 0 | -3.18 | 0 | -3.17 | 0 | 0.108 | 0 | 0.069 | 467 | 0 | 0 | 367 | 0 | 8.1 | 0 | -0.4 | -0.1 | -1.2 | 1 | 0 | 0 | 93.1 | 0 | -2.31 | 0 | -2.31 | 0 | 0.08 | 0 | 0.05 | PreCW-Top-ElecDHW-ElecDry | Appl-CW-Top-ElecDHW-ElecDry-Tier3AnySFm1975CZ04DEER2017 | 0
42958.3843 | Appl-CW-Top-ElecDHW-ElecDry-Tier3 | SFm | 1975 | CZ05 | rDXGF | -1 | Household | 1 | 1591 | 633 | 0 | 0 | 504 | 0 | 2 | 0 | -0.6 | -2.2 | -2.4 | 0.2 | 0 | 0 | 130 | 0 | -4.71 | 0 | -4.72 | 0 | 0.105 | 0 | 0.07 | 464 | 0 | 0 | 367 | 0 | 1.4 | 0 | -0.5 | -1.6 | -1.7 | 0.1 | 0 | 0 | 97.6 | 0 | -3.37 | 0 | -3.38 | 0 | 0.077 | 0 | 0.051 | PreCW-Top-ElecDHW-ElecDry | Appl-CW-Top-ElecDHW-ElecDry-Tier3AnySFm1975CZ05DEER2017 | 0
42958.3843 | Appl-CW-Top-ElecDHW-ElecDry-Tier3 | SFm | 1975 | CZ06 | rDXGF | -1 | Household | 1 | 1528 | 637 | 0 | 0 | 504 | 0 | 12.5 | 0 | -0.3 | 0.4 | -1.2 | 1.7 | 0 | 0 | 120 | 0 | -2.5 | 0 | -2.5 | 0 | 0.103 | 0 | 0.069 | 467 | 0 | 0 | 367 | 0 | 9.5 | 0 | -0.2 | 0.4 | -0.9 | 1.3 | 0 | 0 | 90.2 | 0 | -1.81 | 0 | -1.81 | 0 | 0.074 | 0 | 0.05 | PreCW-Top-ElecDHW-ElecDry | Appl-CW-Top-ElecDHW-ElecDry-Tier3AnySFm1975CZ06DEER2017 | 0
42958.3843 | Appl-CW-Top-ElecDHW-ElecDry-Tier3 | SFm | 1975 | CZ07 | rDXGF | -1 | Household | 1 | 1528 | 633 | 0 | 0 | 504 | 0 | 10.9 | 0 | -0.4 | 0.2 | -1.4 | 1.6 | 0 | 0 | 119 | 0 | -2.73 | 0 | -2.73 | 0 | 0.099 | 0 | 0.07 | 464 | 0 | 0 | 367 | 0 | 7.7 | 0 | -0.3 | 0.1 | -1.1 | 1.1 | 0 | 0 | 89.4 | 0 | -1.97 | 0 | -1.97 | 0 | 0.073 | 0 | 0.051 | PreCW-Top-ElecDHW-ElecDry | Appl-CW-Top-ElecDHW-ElecDry-Tier3AnySFm1975CZ07DEER2017 | 0
42958.3843 | Appl-CW-Top-ElecDHW-ElecDry-Tier3 | SFm | 1975 | CZ08 | rDXGF | -1 | Household | 1 | 1528 | 638 | 0 | 0 | 504 | 0 | 16.2 | 0 | -0.3 | 0.9 | -1.3 | 2.1 | 0 | 0 | 117 | 0 | -2.5 | 0 | -2.5 | 0 | 0.102 | 0 | 0.069 | 466 | 0 | 0 | 367 | 0 | 11.3 | 0 | -0.2 | 0.6 | -0.9 | 1.5 | 0 | 0 | 87.9 | 0 | -1.79 | 0 | -1.78 | 0 | 0.075 | 0 | 0.05 | PreCW-Top-ElecDHW-ElecDry | Appl-CW-Top-ElecDHW-ElecDry-Tier3AnySFm1975CZ08DEER2017 | 0
42958.3843 | Appl-CW-Top-ElecDHW-ElecDry-Tier3 | SFm | 1975 | CZ09 | rDXGF | -1 | Household | 1 | 1636 | 642 | 0 | 0 | 504 | 0 | 20.3 | 0 | -0.3 | 1 | -1.4 | 2.6 | 0 | 0 | 117 | 0 | -2.82 | 0 | -2.82 | 0 | 0.095 | 0 | 0.069 | 470 | 0 | 0 | 367 | 0 | 14.6 | 0 | -0.2 | 0.7 | -1 | 1.9 | 0 | 0 | 87.8 | 0 | -2.03 | 0 | -2.03 | 0 | 0.069 | 0 | 0.05 | PreCW-Top-ElecDHW-ElecDry | Appl-CW-Top-ElecDHW-ElecDry-Tier3AnySFm1975CZ09DEER2017 | 0
42958.3843 | Appl-CW-Top-ElecDHW-ElecDry-Tier3 | SFm | 1975 | CZ10 | rDXGF | -1 | Household | 1 | 1636 | 636 | 0 | 0 | 504 | 0 | 15.8 | 0 | -0.4 | 0.2 | -1.7 | 1.9 | 0 | 0 | 116 | 0 | -3.3 | 0 | -3.31 | 0 | 0.106 | 0 | 0.069 | 465 | 0 | 0 | 367 | 0 | 11.3 | 0 | -0.3 | 0.1 | -1.3 | 1.4 | 0 | 0 | 87.4 | 0 | -2.38 | 0 | -2.38 | 0 | 0.077 | 0 | 0.05 | PreCW-Top-ElecDHW-ElecDry | Appl-CW-Top-ElecDHW-ElecDry-Tier3AnySFm1975CZ10DEER2017 | 0
42958.3843 | Appl-CW-Top-ElecDHW-ElecDry-Tier3 | SFm | 1975 | CZ11 | rDXGF | -1 | Household | 1 | 1528 | 641 | 0 | 0 | 504 | 0 | 19.4 | 0 | -0.4 | 0.3 | -1.7 | 2.1 | 0 | 0 | 118 | 0 | -3.35 | 0 | -3.36 | 0 | 0.105 | 0 | 0.07 | 469 | 0 | 0 | 367 | 0 | 14 | 0 | -0.3 | 0.2 | -1.2 | 1.5 | 0 | 0 | 88.6 | 0 | -2.4 | 0 | -2.41 | 0 | 0.076 | 0 | 0.051 | PreCW-Top-ElecDHW-ElecDry | Appl-CW-Top-ElecDHW-ElecDry-Tier3AnySFm1975CZ11DEER2017 | 0
42958.3843 | Appl-CW-Top-ElecDHW-ElecDry-Tier3 | SFm | 1975 | CZ12 | rDXGF | -1 | Household | 1 | 1528 | 640 | 0 | 0 | 504 | 0 | 14.7 | 0 | -0.4 | -0.1 | -1.8 | 1.7 | 0 | 0 | 121 | 0 | -3.51 | 0 | -3.51 | 0 | 0.106 | 0 | 0.07 | 469 | 0 | 0 | 367 | 0 | 10.8 | 0 | -0.3 | -0.1 | -1.3 | 1.2 | 0 | 0 | 91.4 | 0 | -2.53 | 0 | -2.53 | 0 | 0.078 | 0 | 0.051 | PreCW-Top-ElecDHW-ElecDry | Appl-CW-Top-ElecDHW-ElecDry-Tier3AnySFm1975CZ12DEER2017 | 0
42958.3843 | Appl-CW-Top-ElecDHW-ElecDry-Tier3 | SFm | 1975 | CZ13 | rDXGF | -1 | Household | 1 | 1528 | 640 | 0 | 0 | 504 | 0 | 20.5 | 0 | -0.4 | 0.4 | -1.9 | 2.3 | 0 | 0 | 116 | 0 | -3.71 | 0 | -3.71 | 0 | 0.101 | 0 | 0.069 | 469 | 0 | 0 | 367 | 0 | 14.5 | 0 | -0.3 | 0.3 | -1.4 | 1.6 | 0 | 0 | 87.5 | 0 | -2.67 | 0 | -2.67 | 0 | 0.074 | 0 | 0.05 | PreCW-Top-ElecDHW-ElecDry | Appl-CW-Top-ElecDHW-ElecDry-Tier3AnySFm1975CZ13DEER2017 | 0
42958.3843 | Appl-CW-Top-ElecDHW-ElecDry-Tier3 | SFm | 1975 | CZ14 | rDXGF | -1 | Household | 1 | 1555 | 647 | 0 | 0 | 504 | 0 | 24.4 | 0 | -0.3 | 0.8 | -1.9 | 2.7 | 0 | 0 | 119 | 0 | -3.26 | 0 | -3.25 | 0 | 0.097 | 0 | 0.069 | 473 | 0 | 0 | 367 | 0 | 17.1 | 0 | -0.2 | 0.5 | -1.4 | 1.9 | 0 | 0 | 89.4 | 0 | -2.35 | 0 | -2.35 | 0 | 0.071 | 0 | 0.05 | PreCW-Top-ElecDHW-ElecDry | Appl-CW-Top-ElecDHW-ElecDry-Tier3AnySFm1975CZ14DEER2017 | 0
42958.3843 | Appl-CW-Top-ElecDHW-ElecDry-Tier3 | SFm | 1975 | CZ15 | rDXGF | -1 | Household | 1 | 1555 | 633 | 0 | 0 | 504 | 0 | 29.5 | 0 | -0.1 | 1.8 | -1 | 2.9 | 0 | 0 | 97.6 | 0 | -1.58 | 0 | -1.58 | 0 | 0.092 | 0 | 0.07 | 463 | 0 | 0 | 367 | 0 | 21.5 | 0 | -0.1 | 1.4 | -0.7 | 2.1 | 0 | 0 | 73.6 | 0 | -1.11 | 0 | -1.11 | 0 | 0.067 | 0 | 0.051 | PreCW-Top-ElecDHW-ElecDry | Appl-CW-Top-ElecDHW-ElecDry-Tier3AnySFm1975CZ15DEER2017 | 0
42958.3843 | Appl-CW-Top-ElecDHW-ElecDry-Tier3 | SFm | 1975 | CZ16 | rDXGF | -1 | Household | 1 | 1591 | 654 | 0 | 0 | 504 | 0 | 14.1 | 0 | -0.5 | -0.1 | -2.1 | 1.9 | 0 | 0 | 136 | 0 | -3.84 | 0 | -3.84 | 0 | 0.1 | 0 | 0.07 | 479 | 0 | 0 | 367 | 0 | 10 | 0 | -0.4 | -0.1 | -1.5 | 1.4 | 0 | 0 | 103 | 0 | -2.78 | 0 | -2.78 | 0 | 0.074 | 0 | 0.051 | PreCW-Top-ElecDHW-ElecDry | Appl-CW-Top-ElecDHW-ElecDry-Tier3AnySFm1975CZ16DEER2017 | 0
42958.3843 | Appl-CW-Top-ElecDHW-ElecDry-Tier3 | SFm | 1985 | CZ01 | rDXGF | -1 | Household | 1 | 1904 | 636 | 0 | 0 | 504 | 0 | 0 | 0 | -1.5 | -3.1 | -3.1 | 0 | 0 | 0 | 137 | 0 | -5.76 | 0 | -5.76 | 0 | 0.088 | 0 | 0.07 | 467 | 0 | 0 | 367 | 0 | 0 | 0 | -1.1 | -2.2 | -2.2 | 0 | 0 | 0 | 103 | 0 | -4.16 | 0 | -4.16 | 0 | 0.065 | 0 | 0.051 | PreCW-Top-ElecDHW-ElecDry | Appl-CW-Top-ElecDHW-ElecDry-Tier3AnySFm1985CZ01DEER2017 | 0
42958.3843 | Appl-CW-Top-ElecDHW-ElecDry-Tier3 | SFm | 1985 | CZ02 | rDXGF | -1 | Household | 1 | 1904 | 636 | 0 | 0 | 504 | 0 | 7.4 | 0 | -0.8 | -1.6 | -2.6 | 1 | 0 | 0 | 127 | 0 | -4.96 | 0 | -4.97 | 0 | 0.103 | 0 | 0.07 | 466 | 0 | 0 | 367 | 0 | 5.1 | 0 | -0.5 | -1.2 | -1.9 | 0.7 | 0 | 0 | 95.9 | 0 | -3.59 | 0 | -3.6 | 0 | 0.075 | 0 | 0.051 | PreCW-Top-ElecDHW-ElecDry | Appl-CW-Top-ElecDHW-ElecDry-Tier3AnySFm1985CZ02DEER2017 | 0
42958.3843 | Appl-CW-Top-ElecDHW-ElecDry-Tier3 | SFm | 1985 | CZ03 | rDXGF | -1 | Household | 1 | 1904 | 633 | 0 | 0 | 504 | 0 | 4.4 | 0 | -1 | -2.2 | -2.9 | 0.6 | 0 | 0 | 128 | 0 | -5.3 | 0 | -5.31 | 0 | 0.105 | 0 | 0.069 | 464 | 0 | 0 | 367 | 0 | 3.3 | 0 | -0.7 | -1.5 | -2.1 | 0.4 | 0 | 0 | 96.2 | 0 | -3.83 | 0 | -3.84 | 0 | 0.076 | 0 | 0.05 | PreCW-Top-ElecDHW-ElecDry | Appl-CW-Top-ElecDHW-ElecDry-Tier3AnySFm1985CZ03DEER2017 | 0
42958.3843 | Appl-CW-Top-ElecDHW-ElecDry-Tier3 | SFm | 1985 | CZ04 | rDXGF | -1 | Household | 1 | 1904 | 640 | 0 | 0 | 504 | 0 | 13.7 | 0 | -0.8 | -0.4 | -2.2 | 1.8 | 0 | 0 | 124 | 0 | -4.04 | 0 | -4.04 | 0 | 0.106 | 0 | 0.07 | 468 | 0 | 0 | 367 | 0 | 9.3 | 0 | -0.6 | -0.3 | -1.6 | 1.2 | 0 | 0 | 93.1 | 0 | -2.92 | 0 | -2.93 | 0 | 0.078 | 0 | 0.051 | PreCW-Top-ElecDHW-ElecDry | Appl-CW-Top-ElecDHW-ElecDry-Tier3AnySFm1985CZ04DEER2017 | 0
42958.3843 | Appl-CW-Top-ElecDHW-ElecDry-Tier3 | SFm | 1985 | CZ05 | rDXGF | -1 | Household | 1 | 1904 | 633 | 0 | 0 | 504 | 0 | 3.4 | 0 | -1 | -2.6 | -3 | 0.4 | 0 | 0 | 130 | 0 | -5.79 | 0 | -5.79 | 0 | 0.107 | 0 | 0.07 | 464 | 0 | 0 | 367 | 0 | 2.4 | 0 | -0.7 | -1.9 | -2.2 | 0.3 | 0 | 0 | 97.6 | 0 | -4.16 | 0 | -4.15 | 0 | 0.078 | 0 | 0.051 | PreCW-Top-ElecDHW-ElecDry | Appl-CW-Top-ElecDHW-ElecDry-Tier3AnySFm1985CZ05DEER2017 | 0
42958.3843 | Appl-CW-Top-ElecDHW-ElecDry-Tier3 | SFm | 1985 | CZ06 | rDXGF | -1 | Household | 1 | 2064 | 637 | 0 | 0 | 504 | 0 | 12.9 | 0 | -0.4 | 0.2 | -1.5 | 1.7 | 0 | 0 | 120 | 0 | -3.08 | 0 | -3.07 | 0 | 0.109 | 0 | 0.07 | 466 | 0 | 0 | 367 | 0 | 9 | 0 | -0.3 | 0.1 | -1.1 | 1.2 | 0 | 0 | 90.4 | 0 | -2.22 | 0 | -2.21 | 0 | 0.08 | 0 | 0.051 | PreCW-Top-ElecDHW-ElecDry | Appl-CW-Top-ElecDHW-ElecDry-Tier3AnySFm1985CZ06DEER2017 | 0
42958.3843 | Appl-CW-Top-ElecDHW-ElecDry-Tier3 | SFm | 1985 | CZ07 | rDXGF | -1 | Household | 1 | 2064 | 637 | 0 | 0 | 504 | 0 | 14.1 | 0 | -0.5 | 0.5 | -1.5 | 2 | 0 | 0 | 119 | 0 | -2.87 | 0 | -2.87 | 0 | 0.101 | 0 | 0.069 | 465 | 0 | 0 | 367 | 0 | 9.4 | 0 | -0.3 | 0.2 | -1.1 | 1.3 | 0 | 0 | 89.5 | 0 | -2.07 | 0 | -2.07 | 0 | 0.073 | 0 | 0.05 | PreCW-Top-ElecDHW-ElecDry | Appl-CW-Top-ElecDHW-ElecDry-Tier3AnySFm1985CZ07DEER2017 | 0
42958.3843 | Appl-CW-Top-ElecDHW-ElecDry-Tier3 | SFm | 1985 | CZ08 | rDXGF | -1 | Household | 1 | 2064 | 642 | 0 | 0 | 504 | 0 | 20.3 | 0 | -0.4 | 1.1 | -1.5 | 2.7 | 0 | 0 | 117 | 0 | -2.95 | 0 | -2.95 | 0 | 0.096 | 0 | 0.069 | 469 | 0 | 0 | 367 | 0 | 13.5 | 0 | -0.3 | 0.6 | -1.1 | 1.8 | 0 | 0 | 88 | 0 | -2.13 | 0 | -2.13 | 0 | 0.069 | 0 | 0.05 | PreCW-Top-ElecDHW-ElecDry | Appl-CW-Top-ElecDHW-ElecDry-Tier3AnySFm1985CZ08DEER2017 | 0
42958.3843 | Appl-CW-Top-ElecDHW-ElecDry-Tier3 | SFm | 1985 | CZ09 | rDXGF | -1 | Household | 1 | 1811 | 641 | 0 | 0 | 504 | 0 | 19.7 | 0 | -0.4 | 0.9 | -1.5 | 2.4 | 0 | 0 | 117 | 0 | -2.98 | 0 | -2.98 | 0 | 0.098 | 0 | 0.07 | 470 | 0 | 0 | 367 | 0 | 14.8 | 0 | -0.3 | 0.7 | -1.1 | 1.8 | 0 | 0 | 87.8 | 0 | -2.13 | 0 | -2.13 | 0 | 0.072 | 0 | 0.051 | PreCW-Top-ElecDHW-ElecDry | Appl-CW-Top-ElecDHW-ElecDry-Tier3AnySFm1985CZ09DEER2017 | 0
42958.3843 | Appl-CW-Top-ElecDHW-ElecDry-Tier3 | SFm | 1985 | CZ10 | rDXGF | -1 | Household | 1 | 1811 | 639 | 0 | 0 | 504 | 0 | 18.5 | 0 | -0.4 | 0.4 | -1.7 | 2.2 | 0 | 0 | 116 | 0 | -3.39 | 0 | -3.39 | 0 | 0.103 | 0 | 0.07 | 467 | 0 | 0 | 367 | 0 | 13.3 | 0 | -0.3 | 0.3 | -1.2 | 1.6 | 0 | 0 | 87.5 | 0 | -2.44 | 0 | -2.44 | 0 | 0.075 | 0 | 0.051 | PreCW-Top-ElecDHW-ElecDry | Appl-CW-Top-ElecDHW-ElecDry-Tier3AnySFm1985CZ10DEER2017 | 0
42958.3843 | Appl-CW-Top-ElecDHW-ElecDry-Tier3 | SFm | 1985 | CZ11 | rDXGF | -1 | Household | 1 | 1704 | 642 | 0 | 0 | 504 | 0 | 20.7 | 0 | -0.5 | 0.1 | -2.2 | 2.3 | 0 | 0 | 118 | 0 | -4.27 | 0 | -4.27 | 0 | 0.101 | 0 | 0.07 | 469 | 0 | 0 | 367 | 0 | 14.3 | 0 | -0.4 | 0 | -1.6 | 1.6 | 0 | 0 | 88.7 | 0 | -3.09 | 0 | -3.09 | 0 | 0.073 | 0 | 0.051 | PreCW-Top-ElecDHW-ElecDry | Appl-CW-Top-ElecDHW-ElecDry-Tier3AnySFm1985CZ11DEER2017 | 0
42958.3843 | Appl-CW-Top-ElecDHW-ElecDry-Tier3 | SFm | 1985 | CZ12 | rDXGF | -1 | Household | 1 | 1704 | 639 | 0 | 0 | 504 | 0 | 14.8 | 0 | -0.6 | -0.5 | -2.2 | 1.7 | 0 | 0 | 121 | 0 | -4.25 | 0 | -4.25 | 0 | 0.108 | 0 | 0.069 | 468 | 0 | 0 | 367 | 0 | 10.7 | 0 | -0.4 | -0.3 | -1.6 | 1.2 | 0 | 0 | 91.5 | 0 | -3.07 | 0 | -3.07 | 0 | 0.077 | 0 | 0.05 | PreCW-Top-ElecDHW-ElecDry | Appl-CW-Top-ElecDHW-ElecDry-Tier3AnySFm1985CZ12DEER2017 | 0
42958.3843 | Appl-CW-Top-ElecDHW-ElecDry-Tier3 | SFm | 1985 | CZ13 | rDXGF | -1 | Household | 1 | 1704 | 642 | 0 | 0 | 504 | 0 | 21.9 | 0 | -0.5 | 0.3 | -2.2 | 2.5 | 0 | 0 | 116 | 0 | -4.22 | 0 | -4.22 | 0 | 0.101 | 0 | 0.07 | 470 | 0 | 0 | 367 | 0 | 16.2 | 0 | -0.3 | 0.3 | -1.6 | 1.8 | 0 | 0 | 87.5 | 0 | -3.06 | 0 | -3.06 | 0 | 0.073 | 0 | 0.051 | PreCW-Top-ElecDHW-ElecDry | Appl-CW-Top-ElecDHW-ElecDry-Tier3AnySFm1985CZ13DEER2017 | 0
42958.3843 | Appl-CW-Top-ElecDHW-ElecDry-Tier3 | SFm | 1985 | CZ14 | rDXGF | -1 | Household | 1 | 1741 | 647 | 0 | 0 | 504 | 0 | 24.6 | 0 | -0.4 | 0.7 | -2 | 2.8 | 0 | 0 | 119 | 0 | -4.15 | 0 | -4.14 | 0 | 0.096 | 0 | 0.07 | 474 | 0 | 0 | 367 | 0 | 17.7 | 0 | -0.3 | 0.5 | -1.5 | 2.1 | 0 | 0 | 89.4 | 0 | -2.98 | 0 | -2.97 | 0 | 0.07 | 0 | 0.051 | PreCW-Top-ElecDHW-ElecDry | Appl-CW-Top-ElecDHW-ElecDry-Tier3AnySFm1985CZ14DEER2017 | 0
42958.3843 | Appl-CW-Top-ElecDHW-ElecDry-Tier3 | SFm | 1985 | CZ15 | rDXGF | -1 | Household | 1 | 1741 | 634 | 0 | 0 | 504 | 0 | 30.5 | 0 | -0.2 | 2 | -1 | 3 | 0 | 0 | 97.6 | 0 | -1.83 | 0 | -1.82 | 0 | 0.093 | 0 | 0.07 | 463 | 0 | 0 | 367 | 0 | 22 | 0 | -0.1 | 1.5 | -0.7 | 2.2 | 0 | 0 | 73.6 | 0 | -1.3 | 0 | -1.3 | 0 | 0.068 | 0 | 0.051 | PreCW-Top-ElecDHW-ElecDry | Appl-CW-Top-ElecDHW-ElecDry-Tier3AnySFm1985CZ15DEER2017 | 0
42958.3843 | Appl-CW-Top-ElecDHW-ElecDry-Tier3 | SFm | 1985 | CZ16 | rDXGF | -1 | Household | 1 | 1904 | 653 | 0 | 0 | 504 | 0 | 14.2 | 0 | -0.7 | -0.6 | -2.5 | 1.9 | 0 | 0 | 136 | 0 | -4.64 | 0 | -4.63 | 0 | 0.103 | 0 | 0.069 | 478 | 0 | 0 | 367 | 0 | 10 | 0 | -0.5 | -0.4 | -1.8 | 1.3 | 0 | 0 | 103 | 0 | -3.35 | 0 | -3.34 | 0 | 0.075 | 0 | 0.05 | PreCW-Top-ElecDHW-ElecDry | Appl-CW-Top-ElecDHW-ElecDry-Tier3AnySFm1985CZ16DEER2017 | 0
42958.3843 | Appl-CW-Top-ElecDHW-ElecDry-Tier3 | SFm | 1996 | CZ01 | rDXGF | -1 | Household | 1 | 2193 | 638 | 0 | 0 | 504 | 0 | 0 | 0 | -0.7 | -1.9 | -1.9 | 0 | 0 | 0 | 137 | 0 | -3.71 | 0 | -3.7 | 0 | 0.088 | 0 | 0.07 | 468 | 0 | 0 | 367 | 0 | 0 | 0 | -0.5 | -1.4 | -1.4 | 0 | 0 | 0 | 103 | 0 | -2.68 | 0 | -2.68 | 0 | 0.065 | 0 | 0.05 | PreCW-Top-ElecDHW-ElecDry | Appl-CW-Top-ElecDHW-ElecDry-Tier3AnySFm1996CZ01DEER2017 | 0
42958.3843 | Appl-CW-Top-ElecDHW-ElecDry-Tier3 | SFm | 1996 | CZ02 | rDXGF | -1 | Household | 1 | 2193 | 640 | 0 | 0 | 504 | 0 | 9.9 | 0 | -0.4 | -0.7 | -1.8 | 1.2 | 0 | 0 | 127 | 0 | -3.62 | 0 | -3.63 | 0 | 0.106 | 0 | 0.069 | 467 | 0 | 0 | 367 | 0 | 5.4 | 0 | -0.3 | -0.8 | -1.3 | 0.7 | 0 | 0 | 95.9 | 0 | -2.61 | 0 | -2.62 | 0 | 0.084 | 0 | 0.05 | PreCW-Top-ElecDHW-ElecDry | Appl-CW-Top-ElecDHW-ElecDry-Tier3AnySFm1996CZ02DEER2017 | 0
42958.3843 | Appl-CW-Top-ElecDHW-ElecDry-Tier3 | SFm | 1996 | CZ03 | rDXGF | -1 | Household | 1 | 2193 | 633 | 0 | 0 | 504 | 0 | 3.7 | 0 | -0.6 | -1.6 | -2.1 | 0.5 | 0 | 0 | 128 | 0 | -3.89 | 0 | -3.89 | 0 | 0.096 | 0 | 0.069 | 464 | 0 | 0 | 367 | 0 | 2.8 | 0 | -0.4 | -1.1 | -1.5 | 0.4 | 0 | 0 | 96.2 | 0 | -2.78 | 0 | -2.78 | 0 | 0.068 | 0 | 0.05 | PreCW-Top-ElecDHW-ElecDry | Appl-CW-Top-ElecDHW-ElecDry-Tier3AnySFm1996CZ03DEER2017 | 0
42958.3843 | Appl-CW-Top-ElecDHW-ElecDry-Tier3 | SFm | 1996 | CZ04 | rDXGF | -1 | Household | 1 | 2193 | 639 | 0 | 0 | 504 | 0 | 12 | 0 | -0.5 | -0.3 | -1.8 | 1.5 | 0 | 0 | 124 | 0 | -3.37 | 0 | -3.38 | 0 | 0.106 | 0 | 0.07 | 468 | 0 | 0 | 367 | 0 | 8.9 | 0 | -0.4 | -0.2 | -1.3 | 1.1 | 0 | 0 | 93.2 | 0 | -2.43 | 0 | -2.44 | 0 | 0.077 | 0 | 0.051 | PreCW-Top-ElecDHW-ElecDry | Appl-CW-Top-ElecDHW-ElecDry-Tier3AnySFm1996CZ04DEER2017 | 0
42958.3843 | Appl-CW-Top-ElecDHW-ElecDry-Tier3 | SFm | 1996 | CZ05 | rDXGF | -1 | Household | 1 | 2193 | 633 | 0 | 0 | 504 | 0 | 2.5 | 0 | -0.7 | -2.5 | -2.8 | 0.3 | 0 | 0 | 130 | 0 | -5.56 | 0 | -5.56 | 0 | 0.102 | 0 | 0.07 | 464 | 0 | 0 | 367 | 0 | 1.8 | 0 | -0.5 | -1.8 | -2 | 0.2 | 0 | 0 | 97.8 | 0 | -4.01 | 0 | -4.01 | 0 | 0.074 | 0 | 0.051 | PreCW-Top-ElecDHW-ElecDry | Appl-CW-Top-ElecDHW-ElecDry-Tier3AnySFm1996CZ05DEER2017 | 0
42958.3843 | Appl-CW-Top-ElecDHW-ElecDry-Tier3 | SFm | 1996 | CZ06 | rDXGF | -1 | Household | 1 | 2297 | 635 | 0 | 0 | 504 | 0 | 11.1 | 0 | -0.3 | 0.2 | -1.3 | 1.5 | 0 | 0 | 120 | 0 | -2.7 | 0 | -2.7 | 0 | 0.106 | 0 | 0.07 | 466 | 0 | 0 | 367 | 0 | 8.6 | 0 | -0.2 | 0.2 | -1 | 1.2 | 0 | 0 | 90.4 | 0 | -1.94 | 0 | -1.93 | 0 | 0.077 | 0 | 0.051 | PreCW-Top-ElecDHW-ElecDry | Appl-CW-Top-ElecDHW-ElecDry-Tier3AnySFm1996CZ06DEER2017 | 0
42958.3843 | Appl-CW-Top-ElecDHW-ElecDry-Tier3 | SFm | 1996 | CZ07 | rDXGF | -1 | Household | 1 | 2297 | 642 | 0 | 0 | 504 | 0 | 17.5 | 0 | 0.1 | 2.3 | -0.2 | 2.4 | 0 | 0 | 119 | 0 | -0.6 | 0 | -0.6 | 0 | 0.129 | 0 | 0.069 | 470 | 0 | 0 | 367 | 0 | 12.7 | 0 | 0 | 1.4 | -0.5 | 1.7 | 0 | 0 | 89.4 | 0 | -1 | 0 | -1 | 0 | 0.095 | 0 | 0.05 | PreCW-Top-ElecDHW-ElecDry | Appl-CW-Top-ElecDHW-ElecDry-Tier3AnySFm1996CZ07DEER2017 | 0
42958.3843 | Appl-CW-Top-ElecDHW-ElecDry-Tier3 | SFm | 1996 | CZ08 | rDXGF | -1 | Household | 1 | 2297 | 639 | 0 | 0 | 504 | 0 | 17.8 | 0 | -0.2 | 1.1 | -1.1 | 2.3 | 0 | 0 | 117 | 0 | -2.34 | 0 | -2.35 | 0 | 0.093 | 0 | 0.07 | 468 | 0 | 0 | 367 | 0 | 13 | 0 | -0.2 | 0.8 | -0.8 | 1.7 | 0 | 0 | 88 | 0 | -1.71 | 0 | -1.71 | 0 | 0.068 | 0 | 0.051 | PreCW-Top-ElecDHW-ElecDry | Appl-CW-Top-ElecDHW-ElecDry-Tier3AnySFm1996CZ08DEER2017 | 0
42958.3843 | Appl-CW-Top-ElecDHW-ElecDry-Tier3 | SFm | 1996 | CZ09 | rDXGF | -1 | Household | 1 | 2186 | 641 | 0 | 0 | 504 | 0 | 19.8 | 0 | -0.3 | 1.2 | -1.3 | 2.5 | 0 | 0 | 117 | 0 | -2.53 | 0 | -2.53 | 0 | 0.095 | 0 | 0.07 | 470 | 0 | 0 | 367 | 0 | 15 | 0 | -0.2 | 0.9 | -0.9 | 1.9 | 0 | 0 | 87.9 | 0 | -1.82 | 0 | -1.82 | 0 | 0.069 | 0 | 0.051 | PreCW-Top-ElecDHW-ElecDry | Appl-CW-Top-ElecDHW-ElecDry-Tier3AnySFm1996CZ09DEER2017 | 0
42958.3843 | Appl-CW-Top-ElecDHW-ElecDry-Tier3 | SFm | 1996 | CZ10 | rDXGF | -1 | Household | 1 | 2186 | 642 | 0 | 0 | 504 | 0 | 21.4 | 0 | -0.3 | 1 | -1.6 | 2.5 | 0 | 0 | 116 | 0 | -3.11 | 0 | -3.11 | 0 | 0.098 | 0 | 0.07 | 470 | 0 | 0 | 367 | 0 | 15.6 | 0 | -0.2 | 0.7 | -1.1 | 1.9 | 0 | 0 | 87.5 | 0 | -2.23 | 0 | -2.23 | 0 | 0.072 | 0 | 0.051 | PreCW-Top-ElecDHW-ElecDry | Appl-CW-Top-ElecDHW-ElecDry-Tier3AnySFm1996CZ10DEER2017 | 0
42958.3843 | Appl-CW-Top-ElecDHW-ElecDry-Tier3 | SFm | 1996 | CZ11 | rDXGF | -1 | Household | 1 | 2032 | 641 | 0 | 0 | 504 | 0 | 19.9 | 0 | -0.5 | 0.4 | -1.9 | 2.2 | 0 | 0 | 118 | 0 | -3.58 | 0 | -3.57 | 0 | 0.102 | 0 | 0.07 | 470 | 0 | 0 | 367 | 0 | 14.8 | 0 | -0.3 | 0.4 | -1.4 | 1.6 | 0 | 0 | 88.6 | 0 | -2.59 | 0 | -2.58 | 0 | 0.074 | 0 | 0.051 | PreCW-Top-ElecDHW-ElecDry | Appl-CW-Top-ElecDHW-ElecDry-Tier3AnySFm1996CZ11DEER2017 | 0
42958.3843 | Appl-CW-Top-ElecDHW-ElecDry-Tier3 | SFm | 1996 | CZ12 | rDXGF | -1 | Household | 1 | 2032 | 642 | 0 | 0 | 504 | 0 | 16.8 | 0 | -0.5 | 0.2 | -1.8 | 2 | 0 | 0 | 121 | 0 | -3.47 | 0 | -3.46 | 0 | 0.103 | 0 | 0.069 | 470 | 0 | 0 | 367 | 0 | 11.8 | 0 | -0.3 | 0.1 | -1.3 | 1.4 | 0 | 0 | 91.5 | 0 | -2.5 | 0 | -2.5 | 0 | 0.076 | 0 | 0.05 | PreCW-Top-ElecDHW-ElecDry | Appl-CW-Top-ElecDHW-ElecDry-Tier3AnySFm1996CZ12DEER2017 | 0
42958.3843 | Appl-CW-Top-ElecDHW-ElecDry-Tier3 | SFm | 1996 | CZ13 | rDXGF | -1 | Household | 1 | 2032 | 641 | 0 | 0 | 504 | 0 | 21.3 | 0 | -0.6 | 0.4 | -2 | 2.5 | 0 | 0 | 116 | 0 | -3.77 | 0 | -3.76 | 0 | 0.1 | 0 | 0.069 | 470 | 0 | 0 | 367 | 0 | 15.5 | 0 | -0.4 | 0.3 | -1.4 | 1.8 | 0 | 0 | 87.6 | 0 | -2.73 | 0 | -2.72 | 0 | 0.073 | 0 | 0.05 | PreCW-Top-ElecDHW-ElecDry | Appl-CW-Top-ElecDHW-ElecDry-Tier3AnySFm1996CZ13DEER2017 | 0
42958.3843 | Appl-CW-Top-ElecDHW-ElecDry-Tier3 | SFm | 1996 | CZ14 | rDXGF | -1 | Household | 1 | 1758 | 646 | 0 | 0 | 504 | 0 | 23.1 | 0 | -0.6 | 0.8 | -1.9 | 2.7 | 0 | 0 | 119 | 0 | -3.68 | 0 | -3.68 | 0 | 0.094 | 0 | 0.07 | 473 | 0 | 0 | 367 | 0 | 17.2 | 0 | -0.4 | 0.7 | -1.4 | 2 | 0 | 0 | 89.3 | 0 | -2.65 | 0 | -2.65 | 0 | 0.068 | 0 | 0.051 | PreCW-Top-ElecDHW-ElecDry | Appl-CW-Top-ElecDHW-ElecDry-Tier3AnySFm1996CZ14DEER2017 | 0
42958.3843 | Appl-CW-Top-ElecDHW-ElecDry-Tier3 | SFm | 1996 | CZ15 | rDXGF | -1 | Household | 1 | 1758 | 635 | 0 | 0 | 504 | 0 | 31.3 | 0 | -0.2 | 2.4 | -0.9 | 3.3 | 0 | 0 | 97.5 | 0 | -1.74 | 0 | -1.74 | 0 | 0.093 | 0 | 0.069 | 463 | 0 | 0 | 367 | 0 | 21.5 | 0 | -0.1 | 1.6 | -0.7 | 2.3 | 0 | 0 | 73.5 | 0 | -1.25 | 0 | -1.25 | 0 | 0.068 | 0 | 0.05 | PreCW-Top-ElecDHW-ElecDry | Appl-CW-Top-ElecDHW-ElecDry-Tier3AnySFm1996CZ15DEER2017 | 0
42958.3843 | Appl-CW-Top-ElecDHW-ElecDry-Tier3 | SFm | 1996 | CZ16 | rDXGF | -1 | Household | 1 | 2193 | 654 | 0 | 0 | 504 | 0 | 14 | 0 | -0.4 | 0.3 | -1.6 | 1.9 | 0 | 0 | 136 | 0 | -2.99 | 0 | -2.99 | 0 | 0.102 | 0 | 0.07 | 480 | 0 | 0 | 367 | 0 | 10.2 | 0 | -0.3 | 0.2 | -1.1 | 1.4 | 0 | 0 | 103 | 0 | -2.15 | 0 | -2.15 | 0 | 0.074 | 0 | 0.051 | PreCW-Top-ElecDHW-ElecDry | Appl-CW-Top-ElecDHW-ElecDry-Tier3AnySFm1996CZ16DEER2017 | 0
42958.3843 | Appl-CW-Top-ElecDHW-ElecDry-Tier3 | SFm | 2003 | CZ01 | rDXGF | -1 | Household | 1 | 2295.6 | 638 | 0 | 0 | 504 | 0 | 0 | 0 | -0.7 | -2.1 | -2.1 | 0 | 0 | 0 | 137 | 0 | -4.03 | 0 | -4.02 | 0 | 0.088 | 0 | 0.069 | 468 | 0 | 0 | 367 | 0 | 0 | 0 | -0.5 | -1.5 | -1.5 | 0 | 0 | 0 | 103 | 0 | -2.91 | 0 | -2.9 | 0 | 0.064 | 0 | 0.05 | PreCW-Top-ElecDHW-ElecDry | Appl-CW-Top-ElecDHW-ElecDry-Tier3AnySFm2003CZ01DEER2017 | 0
42958.3843 | Appl-CW-Top-ElecDHW-ElecDry-Tier3 | SFm | 2003 | CZ02 | rDXGF | -1 | Household | 1 | 1948.8 | 641 | 0 | 0 | 504 | 0 | 10.8 | 0 | -0.7 | -0.6 | -2 | 1.3 | 0 | 0 | 127 | 0 | -3.62 | 0 | -3.61 | 0 | 0.105 | 0 | 0.07 | 469 | 0 | 0 | 367 | 0 | 7.7 | 0 | -0.5 | -0.5 | -1.4 | 1 | 0 | 0 | 95.9 | 0 | -2.61 | 0 | -2.61 | 0 | 0.076 | 0 | 0.051 | PreCW-Top-ElecDHW-ElecDry | Appl-CW-Top-ElecDHW-ElecDry-Tier3AnySFm2003CZ02DEER2017 | 0
42958.3843 | Appl-CW-Top-ElecDHW-ElecDry-Tier3 | SFm | 2003 | CZ03 | rDXGF | -1 | Household | 1 | 2295.6 | 632 | 0 | 0 | 504 | 0 | 3 | 0 | -0.5 | -1.7 | -2 | 0.4 | 0 | 0 | 128 | 0 | -3.94 | 0 | -3.95 | 0 | 0.102 | 0 | 0.069 | 463 | 0 | 0 | 367 | 0 | 1.9 | 0 | -0.3 | -1.3 | -1.5 | 0.3 | 0 | 0 | 96.3 | 0 | -2.84 | 0 | -2.85 | 0 | 0.074 | 0 | 0.05 | PreCW-Top-ElecDHW-ElecDry | Appl-CW-Top-ElecDHW-ElecDry-Tier3AnySFm2003CZ03DEER2017 | 0
42958.3843 | Appl-CW-Top-ElecDHW-ElecDry-Tier3 | SFm | 2003 | CZ04 | rDXGF | -1 | Household | 1 | 2295.6 | 642 | 0 | 0 | 504 | 0 | 15 | 0 | -0.4 | 0.3 | -1.6 | 1.9 | 0 | 0 | 124 | 0 | -3.13 | 0 | -3.13 | 0 | 0.105 | 0 | 0.07 | 470 | 0 | 0 | 367 | 0 | 10.2 | 0 | -0.3 | 0.1 | -1.2 | 1.3 | 0 | 0 | 93.2 | 0 | -2.26 | 0 | -2.26 | 0 | 0.075 | 0 | 0.051 | PreCW-Top-ElecDHW-ElecDry | Appl-CW-Top-ElecDHW-ElecDry-Tier3AnySFm2003CZ04DEER2017 | 0
42958.3843 | Appl-CW-Top-ElecDHW-ElecDry-Tier3 | SFm | 2003 | CZ05 | rDXGF | -1 | Household | 1 | 2295.6 | 634 | 0 | 0 | 504 | 0 | 3 | 0 | -0.6 | -2 | -2.4 | 0.4 | 0 | 0 | 130 | 0 | -4.93 | 0 | -4.93 | 0 | 0.102 | 0 | 0.07 | 464 | 0 | 0 | 367 | 0 | 1.8 | 0 | -0.5 | -1.5 | -1.8 | 0.3 | 0 | 0 | 97.7 | 0 | -3.57 | 0 | -3.57 | 0 | 0.075 | 0 | 0.051 | PreCW-Top-ElecDHW-ElecDry | Appl-CW-Top-ElecDHW-ElecDry-Tier3AnySFm2003CZ05DEER2017 | 0
42958.3843 | Appl-CW-Top-ElecDHW-ElecDry-Tier3 | SFm | 2003 | CZ06 | rDXGF | -1 | Household | 1 | 2392.9 | 641 | 0 | 0 | 504 | 0 | 16 | 0 | -0.3 | 1 | -1.2 | 2.1 | 0 | 0 | 120 | 0 | -2.32 | 0 | -2.31 | 0 | 0.098 | 0 | 0.07 | 462 | 0 | 0 | 367 | 0 | 5.2 | 0 | -0.2 | -0.1 | -0.9 | 0.7 | 0 | 0 | 90.4 | 0 | -1.67 | 0 | -1.66 | 0 | 0.081 | 0 | 0.051 | PreCW-Top-ElecDHW-ElecDry | Appl-CW-Top-ElecDHW-ElecDry-Tier3AnySFm2003CZ06DEER2017 | 0
42958.3843 | Appl-CW-Top-ElecDHW-ElecDry-Tier3 | SFm | 2003 | CZ07 | rDXGF | -1 | Household | 1 | 2392.9 | 644 | 0 | 0 | 504 | 0 | 20.5 | 0 | -0.4 | 1.5 | -1.4 | 2.9 | 0 | 0 | 119 | 0 | -2.75 | 0 | -2.75 | 0 | 0.096 | 0 | 0.07 | 471 | 0 | 0 | 366 | 0 | 14.3 | 0 | -0.3 | 1 | -1 | 2 | 0 | 0 | 89.5 | 0 | -1.98 | 0 | -1.98 | 0 | 0.068 | 0 | 0.051 | PreCW-Top-ElecDHW-ElecDry | Appl-CW-Top-ElecDHW-ElecDry-Tier3AnySFm2003CZ07DEER2017 | 0
42958.3843 | Appl-CW-Top-ElecDHW-ElecDry-Tier3 | SFm | 2003 | CZ08 | rDXGF | -1 | Household | 1 | 2392.9 | 647 | 0 | 0 | 504 | 0 | 24.7 | 0 | -0.3 | 2.2 | -1.1 | 3.3 | 0 | 0 | 117 | 0 | -2.23 | 0 | -2.23 | 0 | 0.093 | 0 | 0.07 | 475 | 0 | 0 | 367 | 0 | 18.5 | 0 | -0.2 | 1.7 | -0.8 | 2.5 | 0 | 0 | 88 | 0 | -1.61 | 0 | -1.61 | 0 | 0.068 | 0 | 0.051 | PreCW-Top-ElecDHW-ElecDry | Appl-CW-Top-ElecDHW-ElecDry-Tier3AnySFm2003CZ08DEER2017 | 0
42958.3843 | Appl-CW-Top-ElecDHW-ElecDry-Tier3 | SFm | 2003 | CZ09 | rDXGF | -1 | Household | 1 | 2422.9 | 638 | 0 | 0 | 504 | 0 | 17.1 | 0 | -0.3 | 0.8 | -1.4 | 2.1 | 0 | 0 | 117 | 0 | -2.69 | 0 | -2.69 | 0 | 0.092 | 0 | 0.069 | 467 | 0 | 0 | 367 | 0 | 12.1 | 0 | -0.2 | 0.6 | -1 | 1.5 | 0 | 0 | 87.9 | 0 | -1.94 | 0 | -1.93 | 0 | 0.068 | 0 | 0.05 | PreCW-Top-ElecDHW-ElecDry | Appl-CW-Top-ElecDHW-ElecDry-Tier3AnySFm2003CZ09DEER2017 | 0
42958.3843 | Appl-CW-Top-ElecDHW-ElecDry-Tier3 | SFm | 2003 | CZ10 | rDXGF | -1 | Household | 1 | 1948.8 | 642 | 0 | 0 | 504 | 0 | 21.3 | 0 | -0.6 | 1 | -1.7 | 2.6 | 0 | 0 | 116 | 0 | -3.1 | 0 | -3.1 | 0 | 0.093 | 0 | 0.069 | 470 | 0 | 0 | 367 | 0 | 15.4 | 0 | -0.4 | 0.7 | -1.2 | 1.8 | 0 | 0 | 87.5 | 0 | -2.23 | 0 | -2.23 | 0 | 0.069 | 0 | 0.05 | PreCW-Top-ElecDHW-ElecDry | Appl-CW-Top-ElecDHW-ElecDry-Tier3AnySFm2003CZ10DEER2017 | 0
42958.3843 | Appl-CW-Top-ElecDHW-ElecDry-Tier3 | SFm | 2003 | CZ11 | rDXGF | -1 | Household | 1 | 1948.8 | 641 | 0 | 0 | 504 | 0 | 19.6 | 0 | -0.6 | 0.5 | -1.8 | 2.3 | 0 | 0 | 118 | 0 | -3.38 | 0 | -3.38 | 0 | 0.098 | 0 | 0.069 | 469 | 0 | 0 | 367 | 0 | 13.9 | 0 | -0.4 | 0.3 | -1.3 | 1.6 | 0 | 0 | 88.6 | 0 | -2.44 | 0 | -2.45 | 0 | 0.072 | 0 | 0.05 | PreCW-Top-ElecDHW-ElecDry | Appl-CW-Top-ElecDHW-ElecDry-Tier3AnySFm2003CZ11DEER2017 | 0
42958.3843 | Appl-CW-Top-ElecDHW-ElecDry-Tier3 | SFm | 2003 | CZ12 | rDXGF | -1 | Household | 1 | 1948.8 | 639 | 0 | 0 | 504 | 0 | 14.5 | 0 | -0.6 | 0 | -1.8 | 1.8 | 0 | 0 | 121 | 0 | -3.39 | 0 | -3.4 | 0 | 0.103 | 0 | 0.07 | 469 | 0 | 0 | 367 | 0 | 10.8 | 0 | -0.5 | 0 | -1.3 | 1.3 | 0 | 0 | 91.5 | 0 | -2.44 | 0 | -2.45 | 0 | 0.075 | 0 | 0.051 | PreCW-Top-ElecDHW-ElecDry | Appl-CW-Top-ElecDHW-ElecDry-Tier3AnySFm2003CZ12DEER2017 | 0
42958.3843 | Appl-CW-Top-ElecDHW-ElecDry-Tier3 | SFm | 2003 | CZ13 | rDXGF | -1 | Household | 1 | 1948.8 | 640 | 0 | 0 | 504 | 0 | 19.8 | 0 | -0.6 | 0.6 | -1.8 | 2.3 | 0 | 0 | 116 | 0 | -3.5 | 0 | -3.5 | 0 | 0.1 | 0 | 0.07 | 468 | 0 | 0 | 367 | 0 | 14.3 | 0 | -0.4 | 0.4 | -1.3 | 1.7 | 0 | 0 | 87.6 | 0 | -2.51 | 0 | -2.51 | 0 | 0.073 | 0 | 0.051 | PreCW-Top-ElecDHW-ElecDry | Appl-CW-Top-ElecDHW-ElecDry-Tier3AnySFm2003CZ13DEER2017 | 0
42958.3843 | Appl-CW-Top-ElecDHW-ElecDry-Tier3 | SFm | 2003 | CZ14 | rDXGF | -1 | Household | 1 | 2160.9 | 648 | 0 | 0 | 504 | 0 | 24.5 | 0 | -0.5 | 1.3 | -1.8 | 3.1 | 0 | 0 | 119 | 0 | -3.55 | 0 | -3.56 | 0 | 0.093 | 0 | 0.07 | 474 | 0 | 0 | 366 | 0 | 17.5 | 0 | -0.3 | 0.9 | -1.3 | 2.2 | 0 | 0 | 89.4 | 0 | -2.56 | 0 | -2.57 | 0 | 0.068 | 0 | 0.051 | PreCW-Top-ElecDHW-ElecDry | Appl-CW-Top-ElecDHW-ElecDry-Tier3AnySFm2003CZ14DEER2017 | 0
42958.3843 | Appl-CW-Top-ElecDHW-ElecDry-Tier3 | SFm | 2003 | CZ15 | rDXGF | -1 | Household | 1 | 2160.9 | 631 | 0 | 0 | 504 | 0 | 27.2 | 0 | -0.2 | 1.9 | -0.9 | 2.8 | 0 | 0 | 97.7 | 0 | -1.73 | 0 | -1.72 | 0 | 0.093 | 0 | 0.069 | 463 | 0 | 0 | 367 | 0 | 21.2 | 0 | -0.1 | 1.6 | -0.6 | 2.2 | 0 | 0 | 73.6 | 0 | -1.25 | 0 | -1.25 | 0 | 0.068 | 0 | 0.05 | PreCW-Top-ElecDHW-ElecDry | Appl-CW-Top-ElecDHW-ElecDry-Tier3AnySFm2003CZ15DEER2017 | 0
42958.3843 | Appl-CW-Top-ElecDHW-ElecDry-Tier3 | SFm | 2003 | CZ16 | rDXGF | -1 | Household | 1 | 2295.6 | 648 | 0 | 0 | 504 | 0 | 8 | 0 | -0.3 | -0.4 | -1.5 | 1 | 0 | 0 | 136 | 0 | -2.86 | 0 | -2.87 | 0 | 0.1 | 0 | 0.07 | 475 | 0 | 0 | 367 | 0 | 5.8 | 0 | -0.2 | -0.3 | -1.1 | 0.8 | 0 | 0 | 103 | 0 | -2.07 | 0 | -2.08 | 0 | 0.073 | 0 | 0.051 | PreCW-Top-ElecDHW-ElecDry | Appl-CW-Top-ElecDHW-ElecDry-Tier3AnySFm2003CZ16DEER2017 | 0
42958.3843 | Appl-CW-Top-ElecDHW-ElecDry-Tier3 | SFm | 2007 | CZ01 | rDXGF | -1 | Household | 1 | 2295.6 | 638 | 0 | 0 | 504 | 0 | 0 | 0 | -0.8 | -2 | -2 | 0 | 0 | 0 | 137 | 0 | -4.05 | 0 | -4.04 | 0 | 0.088 | 0 | 0.07 | 468 | 0 | 0 | 367 | 0 | 0 | 0 | -0.6 | -1.5 | -1.5 | 0 | 0 | 0 | 103 | 0 | -2.92 | 0 | -2.92 | 0 | 0.064 | 0 | 0.051 | PreCW-Top-ElecDHW-ElecDry | Appl-CW-Top-ElecDHW-ElecDry-Tier3AnySFm2007CZ01DEER2017 | 0
42958.3843 | Appl-CW-Top-ElecDHW-ElecDry-Tier3 | SFm | 2007 | CZ02 | rDXGF | -1 | Household | 1 | 1948.8 | 639 | 0 | 0 | 504 | 0 | 9.4 | 0 | -0.9 | -0.7 | -2.2 | 1.5 | 0 | 0 | 128 | 0 | -4.35 | 0 | -4.36 | 0 | 0.098 | 0 | 0.07 | 468 | 0 | 0 | 367 | 0 | 6.9 | 0 | -0.7 | -0.5 | -1.6 | 1.1 | 0 | 0 | 96 | 0 | -3.15 | 0 | -3.16 | 0 | 0.072 | 0 | 0.051 | PreCW-Top-ElecDHW-ElecDry | Appl-CW-Top-ElecDHW-ElecDry-Tier3AnySFm2007CZ02DEER2017 | 0
42958.3843 | Appl-CW-Top-ElecDHW-ElecDry-Tier3 | SFm | 2007 | CZ03 | rDXGF | -1 | Household | 1 | 2295.6 | 633 | 0 | 0 | 504 | 0 | 3.3 | 0 | -0.6 | -1.5 | -2 | 0.5 | 0 | 0 | 128 | 0 | -4.02 | 0 | -4.02 | 0 | 0.101 | 0 | 0.07 | 463 | 0 | 0 | 367 | 0 | 2 | 0 | -0.4 | -1.1 | -1.4 | 0.3 | 0 | 0 | 96.3 | 0 | -2.89 | 0 | -2.89 | 0 | 0.074 | 0 | 0.051 | PreCW-Top-ElecDHW-ElecDry | Appl-CW-Top-ElecDHW-ElecDry-Tier3AnySFm2007CZ03DEER2017 | 0
42958.3843 | Appl-CW-Top-ElecDHW-ElecDry-Tier3 | SFm | 2007 | CZ04 | rDXGF | -1 | Household | 1 | 2295.6 | 639 | 0 | 0 | 504 | 0 | 11.9 | 0 | -0.5 | 0.3 | -1.7 | 2 | 0 | 0 | 124 | 0 | -3.4 | 0 | -3.41 | 0 | 0.099 | 0 | 0.07 | 468 | 0 | 0 | 367 | 0 | 8.3 | 0 | -0.4 | 0.2 | -1.2 | 1.4 | 0 | 0 | 93.3 | 0 | -2.46 | 0 | -2.46 | 0 | 0.072 | 0 | 0.051 | PreCW-Top-ElecDHW-ElecDry | Appl-CW-Top-ElecDHW-ElecDry-Tier3AnySFm2007CZ04DEER2017 | 0
42958.3843 | Appl-CW-Top-ElecDHW-ElecDry-Tier3 | SFm | 2007 | CZ05 | rDXGF | -1 | Household | 1 | 2295.6 | 633 | 0 | 0 | 504 | 0 | 2.2 | 0 | -0.6 | -2.1 | -2.4 | 0.4 | 0 | 0 | 130 | 0 | -4.95 | 0 | -4.95 | 0 | 0.098 | 0 | 0.07 | 464 | 0 | 0 | 367 | 0 | 1.6 | 0 | -0.4 | -1.5 | -1.7 | 0.3 | 0 | 0 | 97.9 | 0 | -3.61 | 0 | -3.6 | 0 | 0.071 | 0 | 0.051 | PreCW-Top-ElecDHW-ElecDry | Appl-CW-Top-ElecDHW-ElecDry-Tier3AnySFm2007CZ05DEER2017 | 0
42958.3843 | Appl-CW-Top-ElecDHW-ElecDry-Tier3 | SFm | 2007 | CZ06 | rDXGF | -1 | Household | 1 | 2392.9 | 638 | 0 | 0 | 504 | 0 | 13.5 | 0 | -0.3 | 1.1 | -1.3 | 2.3 | 0 | 0 | 120 | 0 | -2.76 | 0 | -2.76 | 0 | 0.099 | 0 | 0.07 | 467 | 0 | 0 | 367 | 0 | 9.9 | 0 | -0.2 | 0.8 | -0.9 | 1.7 | 0 | 0 | 90.5 | 0 | -1.99 | 0 | -2 | 0 | 0.074 | 0 | 0.051 | PreCW-Top-ElecDHW-ElecDry | Appl-CW-Top-ElecDHW-ElecDry-Tier3AnySFm2007CZ06DEER2017 | 0
42958.3843 | Appl-CW-Top-ElecDHW-ElecDry-Tier3 | SFm | 2007 | CZ07 | rDXGF | -1 | Household | 1 | 2392.9 | 640 | 0 | 0 | 504 | 0 | 15.4 | 0 | -0.3 | 1.7 | -1 | 2.7 | 0 | 0 | 119 | 0 | -2.31 | 0 | -2.31 | 0 | 0.096 | 0 | 0.07 | 468 | 0 | 0 | 367 | 0 | 11.1 | 0 | -0.2 | 1.2 | -0.7 | 2 | 0 | 0 | 89.6 | 0 | -1.67 | 0 | -1.67 | 0 | 0.07 | 0 | 0.051 | PreCW-Top-ElecDHW-ElecDry | Appl-CW-Top-ElecDHW-ElecDry-Tier3AnySFm2007CZ07DEER2017 | 0
42958.3843 | Appl-CW-Top-ElecDHW-ElecDry-Tier3 | SFm | 2007 | CZ08 | rDXGF | -1 | Household | 1 | 2392.9 | 640 | 0 | 0 | 504 | 0 | 17.6 | 0 | -0.2 | 2 | -1 | 3 | 0 | 0 | 117 | 0 | -2.18 | 0 | -2.18 | 0 | 0.091 | 0 | 0.069 | 469 | 0 | 0 | 367 | 0 | 13.4 | 0 | -0.1 | 1.6 | -0.7 | 2.3 | 0 | 0 | 88.1 | 0 | -1.58 | 0 | -1.58 | 0 | 0.067 | 0 | 0.05 | PreCW-Top-ElecDHW-ElecDry | Appl-CW-Top-ElecDHW-ElecDry-Tier3AnySFm2007CZ08DEER2017 | 0
42958.3843 | Appl-CW-Top-ElecDHW-ElecDry-Tier3 | SFm | 2007 | CZ09 | rDXGF | -1 | Household | 1 | 2422.9 | 637 | 0 | 0 | 504 | 0 | 15.1 | 0 | -0.3 | 1.3 | -1.2 | 2.5 | 0 | 0 | 117 | 0 | -2.39 | 0 | -2.39 | 0 | 0.088 | 0 | 0.069 | 466 | 0 | 0 | 367 | 0 | 10.9 | 0 | -0.2 | 0.9 | -0.9 | 1.8 | 0 | 0 | 88 | 0 | -1.72 | 0 | -1.72 | 0 | 0.064 | 0 | 0.05 | PreCW-Top-ElecDHW-ElecDry | Appl-CW-Top-ElecDHW-ElecDry-Tier3AnySFm2007CZ09DEER2017 | 0
42958.3843 | Appl-CW-Top-ElecDHW-ElecDry-Tier3 | SFm | 2007 | CZ10 | rDXGF | -1 | Household | 1 | 1948.8 | 639 | 0 | 0 | 504 | 0 | 17.8 | 0 | -0.5 | 1.3 | -1.6 | 2.9 | 0 | 0 | 116 | 0 | -3.12 | 0 | -3.12 | 0 | 0.09 | 0 | 0.07 | 468 | 0 | 0 | 367 | 0 | 12.8 | 0 | -0.4 | 1 | -1.1 | 2.1 | 0 | 0 | 87.6 | 0 | -2.25 | 0 | -2.26 | 0 | 0.066 | 0 | 0.051 | PreCW-Top-ElecDHW-ElecDry | Appl-CW-Top-ElecDHW-ElecDry-Tier3AnySFm2007CZ10DEER2017 | 0
42958.3843 | Appl-CW-Top-ElecDHW-ElecDry-Tier3 | SFm | 2007 | CZ11 | rDXGF | -1 | Household | 1 | 1948.8 | 637 | 0 | 0 | 504 | 0 | 15.5 | 0 | -0.6 | 0.6 | -1.8 | 2.4 | 0 | 0 | 118 | 0 | -3.58 | 0 | -3.58 | 0 | 0.093 | 0 | 0.07 | 467 | 0 | 0 | 367 | 0 | 11.4 | 0 | -0.5 | 0.5 | -1.3 | 1.7 | 0 | 0 | 88.7 | 0 | -2.58 | 0 | -2.58 | 0 | 0.068 | 0 | 0.051 | PreCW-Top-ElecDHW-ElecDry | Appl-CW-Top-ElecDHW-ElecDry-Tier3AnySFm2007CZ11DEER2017 | 0
42958.3843 | Appl-CW-Top-ElecDHW-ElecDry-Tier3 | SFm | 2007 | CZ12 | rDXGF | -1 | Household | 1 | 1948.8 | 638 | 0 | 0 | 504 | 0 | 12.7 | 0 | -0.6 | 0.4 | -1.6 | 2 | 0 | 0 | 122 | 0 | -3.19 | 0 | -3.18 | 0 | 0.097 | 0 | 0.07 | 467 | 0 | 0 | 367 | 0 | 8.9 | 0 | -0.4 | 0.2 | -1.1 | 1.4 | 0 | 0 | 91.6 | 0 | -2.3 | 0 | -2.3 | 0 | 0.071 | 0 | 0.051 | PreCW-Top-ElecDHW-ElecDry | Appl-CW-Top-ElecDHW-ElecDry-Tier3AnySFm2007CZ12DEER2017 | 0
42958.3843 | Appl-CW-Top-ElecDHW-ElecDry-Tier3 | SFm | 2007 | CZ13 | rDXGF | -1 | Household | 1 | 1948.8 | 638 | 0 | 0 | 504 | 0 | 16.8 | 0 | -0.5 | 1.1 | -1.5 | 2.6 | 0 | 0 | 116 | 0 | -3.04 | 0 | -3.04 | 0 | 0.094 | 0 | 0.07 | 467 | 0 | 0 | 367 | 0 | 12.3 | 0 | -0.4 | 0.8 | -1 | 1.9 | 0 | 0 | 87.6 | 0 | -2.19 | 0 | -2.19 | 0 | 0.069 | 0 | 0.051 | PreCW-Top-ElecDHW-ElecDry | Appl-CW-Top-ElecDHW-ElecDry-Tier3AnySFm2007CZ13DEER2017 | 0
42958.3843 | Appl-CW-Top-ElecDHW-ElecDry-Tier3 | SFm | 2007 | CZ14 | rDXGF | -1 | Household | 1 | 2160.9 | 641 | 0 | 0 | 504 | 0 | 18.2 | 0 | -0.5 | 1.1 | -1.9 | 3 | 0 | 0 | 119 | 0 | -3.66 | 0 | -3.66 | 0 | 0.09 | 0 | 0.07 | 470 | 0 | 0 | 366 | 0 | 13.2 | 0 | -0.4 | 0.8 | -1.4 | 2.1 | 0 | 0 | 89.4 | 0 | -2.65 | 0 | -2.66 | 0 | 0.066 | 0 | 0.051 | PreCW-Top-ElecDHW-ElecDry | Appl-CW-Top-ElecDHW-ElecDry-Tier3AnySFm2007CZ14DEER2017 | 0
42958.3843 | Appl-CW-Top-ElecDHW-ElecDry-Tier3 | SFm | 2007 | CZ15 | rDXGF | -1 | Household | 1 | 2160.9 | 628 | 0 | 0 | 504 | 0 | 23.6 | 0 | -0.2 | 2.5 | -0.8 | 3.3 | 0 | 0 | 97.7 | 0 | -1.59 | 0 | -1.59 | 0 | 0.089 | 0 | 0.069 | 459 | 0 | 0 | 367 | 0 | 16.8 | 0 | -0.1 | 1.8 | -0.6 | 2.3 | 0 | 0 | 73.7 | 0 | -1.15 | 0 | -1.15 | 0 | 0.065 | 0 | 0.05 | PreCW-Top-ElecDHW-ElecDry | Appl-CW-Top-ElecDHW-ElecDry-Tier3AnySFm2007CZ15DEER2017 | 0
42958.3843 | Appl-CW-Top-ElecDHW-ElecDry-Tier3 | SFm | 2007 | CZ16 | rDXGF | -1 | Household | 1 | 2295.6 | 648 | 0 | 0 | 504 | 0 | 8.3 | 0 | -0.3 | 0 | -1.4 | 1.4 | 0 | 0 | 136 | 0 | -2.89 | 0 | -2.89 | 0 | 0.097 | 0 | 0.07 | 475 | 0 | 0 | 367 | 0 | 6.2 | 0 | -0.2 | 0 | -1 | 1.1 | 0 | 0 | 103 | 0 | -2.09 | 0 | -2.09 | 0 | 0.072 | 0 | 0.051 | PreCW-Top-ElecDHW-ElecDry | Appl-CW-Top-ElecDHW-ElecDry-Tier3AnySFm2007CZ16DEER2017 | 0
42958.3843 | Appl-CW-Top-ElecDHW-ElecDry-Tier3 | SFm | 2011 | CZ01 | rDXGF | -1 | Household | 1 | 2295.6 | 639 | 0 | 0 | 504 | 0 | 0 | 0 | -0.7 | -1.9 | -1.9 | 0 | 0 | 0 | 137 | 0 | -3.85 | 0 | -3.85 | 0 | 0.088 | 0 | 0.069 | 468 | 0 | 0 | 367 | 0 | 0 | 0 | -0.5 | -1.4 | -1.4 | 0 | 0 | 0 | 103 | 0 | -2.77 | 0 | -2.77 | 0 | 0.065 | 0 | 0.05 | PreCW-Top-ElecDHW-ElecDry | Appl-CW-Top-ElecDHW-ElecDry-Tier3AnySFm2011CZ01DEER2017 | 0
42958.3843 | Appl-CW-Top-ElecDHW-ElecDry-Tier3 | SFm | 2011 | CZ02 | rDXGF | -1 | Household | 1 | 1948.8 | 640 | 0 | 0 | 504 | 0 | 9.7 | 0 | -0.9 | -0.6 | -2.1 | 1.5 | 0 | 0 | 127 | 0 | -4.2 | 0 | -4.2 | 0 | 0.1 | 0 | 0.07 | 469 | 0 | 0 | 367 | 0 | 6.9 | 0 | -0.6 | -0.4 | -1.5 | 1.1 | 0 | 0 | 96 | 0 | -3.04 | 0 | -3.03 | 0 | 0.072 | 0 | 0.051 | PreCW-Top-ElecDHW-ElecDry | Appl-CW-Top-ElecDHW-ElecDry-Tier3AnySFm2011CZ02DEER2017 | 0
42958.3843 | Appl-CW-Top-ElecDHW-ElecDry-Tier3 | SFm | 2011 | CZ03 | rDXGF | -1 | Household | 1 | 2295.6 | 634 | 0 | 0 | 504 | 0 | 3.7 | 0 | -0.5 | -1.2 | -1.9 | 0.6 | 0 | 0 | 128 | 0 | -3.88 | 0 | -3.89 | 0 | 0.098 | 0 | 0.07 | 464 | 0 | 0 | 367 | 0 | 2.8 | 0 | -0.4 | -0.9 | -1.4 | 0.4 | 0 | 0 | 96.3 | 0 | -2.8 | 0 | -2.81 | 0 | 0.075 | 0 | 0.051 | PreCW-Top-ElecDHW-ElecDry | Appl-CW-Top-ElecDHW-ElecDry-Tier3AnySFm2011CZ03DEER2017 | 0
42958.3843 | Appl-CW-Top-ElecDHW-ElecDry-Tier3 | SFm | 2011 | CZ04 | rDXGF | -1 | Household | 1 | 2295.6 | 640 | 0 | 0 | 504 | 0 | 12.2 | 0 | -0.4 | 0.4 | -1.7 | 2 | 0 | 0 | 124 | 0 | -3.32 | 0 | -3.32 | 0 | 0.102 | 0 | 0.07 | 469 | 0 | 0 | 367 | 0 | 9.1 | 0 | -0.3 | 0.4 | -1.2 | 1.5 | 0 | 0 | 93.3 | 0 | -2.4 | 0 | -2.4 | 0 | 0.075 | 0 | 0.051 | PreCW-Top-ElecDHW-ElecDry | Appl-CW-Top-ElecDHW-ElecDry-Tier3AnySFm2011CZ04DEER2017 | 0
42958.3843 | Appl-CW-Top-ElecDHW-ElecDry-Tier3 | SFm | 2011 | CZ05 | rDXGF | -1 | Household | 1 | 2295.6 | 632 | 0 | 0 | 504 | 0 | 1.2 | 0 | -0.5 | -2 | -2.3 | 0.2 | 0 | 0 | 130 | 0 | -4.96 | 0 | -4.96 | 0 | 0.099 | 0 | 0.07 | 463 | 0 | 0 | 367 | 0 | 0.8 | 0 | -0.4 | -1.5 | -1.6 | 0.2 | 0 | 0 | 97.8 | 0 | -3.56 | 0 | -3.56 | 0 | 0.073 | 0 | 0.051 | PreCW-Top-ElecDHW-ElecDry | Appl-CW-Top-ElecDHW-ElecDry-Tier3AnySFm2011CZ05DEER2017 | 0
42958.3843 | Appl-CW-Top-ElecDHW-ElecDry-Tier3 | SFm | 2011 | CZ06 | rDXGF | -1 | Household | 1 | 2392.9 | 634 | 0 | 0 | 504 | 0 | 9.4 | 0 | -0.2 | 0.3 | -1.3 | 1.6 | 0 | 0 | 120 | 0 | -2.91 | 0 | -2.91 | 0 | 0.098 | 0 | 0.069 | 464 | 0 | 0 | 367 | 0 | 6.7 | 0 | -0.2 | 0.2 | -1 | 1.2 | 0 | 0 | 90.6 | 0 | -2.11 | 0 | -2.11 | 0 | 0.071 | 0 | 0.05 | PreCW-Top-ElecDHW-ElecDry | Appl-CW-Top-ElecDHW-ElecDry-Tier3AnySFm2011CZ06DEER2017 | 0
42958.3843 | Appl-CW-Top-ElecDHW-ElecDry-Tier3 | SFm | 2011 | CZ07 | rDXGF | -1 | Household | 1 | 2392.9 | 648 | 0 | 0 | 504 | 0 | 21.6 | 0 | -0.1 | 3.4 | -0.5 | 4 | 0 | 0 | 119 | 0 | -1.34 | 0 | -1.34 | 0 | 0.103 | 0 | 0.07 | 469 | 0 | 0 | 367 | 0 | 11.2 | 0 | -0.2 | 1.4 | -0.6 | 2 | 0 | 0 | 89.5 | 0 | -1.38 | 0 | -1.38 | 0 | 0.068 | 0 | 0.051 | PreCW-Top-ElecDHW-ElecDry | Appl-CW-Top-ElecDHW-ElecDry-Tier3AnySFm2011CZ07DEER2017 | 0
42958.3843 | Appl-CW-Top-ElecDHW-ElecDry-Tier3 | SFm | 2011 | CZ08 | rDXGF | -1 | Household | 1 | 2392.9 | 643 | 0 | 0 | 504 | 0 | 20.1 | 0 | -0.2 | 2.5 | -0.9 | 3.5 | 0 | 0 | 117 | 0 | -1.99 | 0 | -2 | 0 | 0.091 | 0 | 0.07 | 469 | 0 | 0 | 367 | 0 | 12.9 | 0 | -0.2 | 1.5 | -0.6 | 2.2 | 0 | 0 | 88.2 | 0 | -1.45 | 0 | -1.46 | 0 | 0.067 | 0 | 0.051 | PreCW-Top-ElecDHW-ElecDry | Appl-CW-Top-ElecDHW-ElecDry-Tier3AnySFm2011CZ08DEER2017 | 0
42958.3843 | Appl-CW-Top-ElecDHW-ElecDry-Tier3 | SFm | 2011 | CZ09 | rDXGF | -1 | Household | 1 | 2422.9 | 640 | 0 | 0 | 504 | 0 | 17.7 | 0 | -0.2 | 1.9 | -1 | 3 | 0 | 0 | 117 | 0 | -2.02 | 0 | -2.02 | 0 | 0.092 | 0 | 0.069 | 469 | 0 | 0 | 367 | 0 | 13.3 | 0 | -0.1 | 1.5 | -0.7 | 2.2 | 0 | 0 | 88 | 0 | -1.39 | 0 | -1.39 | 0 | 0.068 | 0 | 0.05 | PreCW-Top-ElecDHW-ElecDry | Appl-CW-Top-ElecDHW-ElecDry-Tier3AnySFm2011CZ09DEER2017 | 0
42958.3843 | Appl-CW-Top-ElecDHW-ElecDry-Tier3 | SFm | 2011 | CZ10 | rDXGF | -1 | Household | 1 | 1948.8 | 639 | 0 | 0 | 504 | 0 | 17.8 | 0 | -0.5 | 1.3 | -1.6 | 2.9 | 0 | 0 | 116 | 0 | -3.05 | 0 | -3.04 | 0 | 0.091 | 0 | 0.069 | 467 | 0 | 0 | 367 | 0 | 12.7 | 0 | -0.4 | 0.9 | -1.1 | 2.1 | 0 | 0 | 87.6 | 0 | -2.19 | 0 | -2.19 | 0 | 0.066 | 0 | 0.05 | PreCW-Top-ElecDHW-ElecDry | Appl-CW-Top-ElecDHW-ElecDry-Tier3AnySFm2011CZ10DEER2017 | 0
42958.3843 | Appl-CW-Top-ElecDHW-ElecDry-Tier3 | SFm | 2011 | CZ11 | rDXGF | -1 | Household | 1 | 1948.8 | 638 | 0 | 0 | 504 | 0 | 15.7 | 0 | -0.5 | 0.7 | -1.7 | 2.4 | 0 | 0 | 118 | 0 | -3.44 | 0 | -3.44 | 0 | 0.092 | 0 | 0.07 | 467 | 0 | 0 | 367 | 0 | 11.4 | 0 | -0.4 | 0.5 | -1.2 | 1.7 | 0 | 0 | 88.8 | 0 | -2.47 | 0 | -2.47 | 0 | 0.067 | 0 | 0.051 | PreCW-Top-ElecDHW-ElecDry | Appl-CW-Top-ElecDHW-ElecDry-Tier3AnySFm2011CZ11DEER2017 | 0
42958.3843 | Appl-CW-Top-ElecDHW-ElecDry-Tier3 | SFm | 2011 | CZ12 | rDXGF | -1 | Household | 1 | 1948.8 | 639 | 0 | 0 | 504 | 0 | 13.3 | 0 | -0.6 | 0.5 | -1.5 | 2.1 | 0 | 0 | 122 | 0 | -3.05 | 0 | -3.04 | 0 | 0.098 | 0 | 0.07 | 468 | 0 | 0 | 367 | 0 | 9.7 | 0 | -0.4 | 0.4 | -1.1 | 1.5 | 0 | 0 | 91.5 | 0 | -2.2 | 0 | -2.2 | 0 | 0.071 | 0 | 0.051 | PreCW-Top-ElecDHW-ElecDry | Appl-CW-Top-ElecDHW-ElecDry-Tier3AnySFm2011CZ12DEER2017 | 0
42958.3843 | Appl-CW-Top-ElecDHW-ElecDry-Tier3 | SFm | 2011 | CZ13 | rDXGF | -1 | Household | 1 | 1948.8 | 638 | 0 | 0 | 504 | 0 | 17 | 0 | -0.4 | 1.2 | -1.4 | 2.6 | 0 | 0 | 116 | 0 | -2.88 | 0 | -2.87 | 0 | 0.094 | 0 | 0.07 | 467 | 0 | 0 | 367 | 0 | 12.4 | 0 | -0.3 | 0.9 | -1 | 1.9 | 0 | 0 | 87.6 | 0 | -2.09 | 0 | -2.08 | 0 | 0.069 | 0 | 0.051 | PreCW-Top-ElecDHW-ElecDry | Appl-CW-Top-ElecDHW-ElecDry-Tier3AnySFm2011CZ13DEER2017 | 0
42958.3843 | Appl-CW-Top-ElecDHW-ElecDry-Tier3 | SFm | 2011 | CZ14 | rDXGF | -1 | Household | 1 | 2160.9 | 644 | 0 | 0 | 504 | 0 | 20.6 | 0 | -0.4 | 1.6 | -1.7 | 3.3 | 0 | 0 | 119 | 0 | -3.46 | 0 | -3.46 | 0 | 0.091 | 0 | 0.069 | 473 | 0 | 0 | 366 | 0 | 15.8 | 0 | -0.3 | 1.3 | -1.2 | 2.5 | 0 | 0 | 89.5 | 0 | -2.48 | 0 | -2.49 | 0 | 0.067 | 0 | 0.05 | PreCW-Top-ElecDHW-ElecDry | Appl-CW-Top-ElecDHW-ElecDry-Tier3AnySFm2011CZ14DEER2017 | 0
42958.3843 | Appl-CW-Top-ElecDHW-ElecDry-Tier3 | SFm | 2011 | CZ15 | rDXGF | -1 | Household | 1 | 2160.9 | 628 | 0 | 0 | 504 | 0 | 23.7 | 0 | -0.2 | 2.5 | -0.8 | 3.3 | 0 | 0 | 97.7 | 0 | -1.55 | 0 | -1.55 | 0 | 0.089 | 0 | 0.069 | 459 | 0 | 0 | 366 | 0 | 17.5 | 0 | -0.1 | 1.9 | -0.6 | 2.4 | 0 | 0 | 73.6 | 0 | -1.12 | 0 | -1.12 | 0 | 0.065 | 0 | 0.05 | PreCW-Top-ElecDHW-ElecDry | Appl-CW-Top-ElecDHW-ElecDry-Tier3AnySFm2011CZ15DEER2017 | 0
42958.3843 | Appl-CW-Top-ElecDHW-ElecDry-Tier3 | SFm | 2011 | CZ16 | rDXGF | -1 | Household | 1 | 2295.6 | 650 | 0 | 0 | 504 | 0 | 9.4 | 0 | -0.3 | 0.3 | -1.3 | 1.6 | 0 | 0 | 136 | 0 | -2.73 | 0 | -2.72 | 0 | 0.097 | 0 | 0.07 | 477 | 0 | 0 | 367 | 0 | 7.4 | 0 | -0.3 | 0.3 | -1 | 1.3 | 0 | 0 | 103 | 0 | -1.98 | 0 | -1.98 | 0 | 0.071 | 0 | 0.051 | PreCW-Top-ElecDHW-ElecDry | Appl-CW-Top-ElecDHW-ElecDry-Tier3AnySFm2011CZ16DEER2017 | 0
42958.3843 | Appl-CW-Top-ElecDHW-ElecDry-Tier3 | SFm | 2015 | CZ01 | rDXGF | -1 | Household | 1 | 2295.6 | 639 | 0 | 0 | 504 | 0 | 0 | 0 | -0.7 | -1.7 | -1.7 | 0 | 0 | 0 | 137 | 0 | -3.96 | 0 | -3.96 | 0 | 0.088 | 0 | 0.07 | 468 | 0 | 0 | 367 | 0 | 0 | 0 | -0.5 | -1.3 | -1.3 | 0 | 0 | 0 | 103 | 0 | -2.99 | 0 | -2.99 | 0 | 0.065 | 0 | 0.051 | PreCW-Top-ElecDHW-ElecDry | Appl-CW-Top-ElecDHW-ElecDry-Tier3AnySFm2015CZ01DEER2017 | 0
42958.3843 | Appl-CW-Top-ElecDHW-ElecDry-Tier3 | SFm | 2015 | CZ02 | rDXGF | -1 | Household | 1 | 1948.8 | 638 | 0 | 0 | 504 | 0 | 8 | 0 | -0.8 | -0.7 | -1.8 | 1.2 | 0 | 0 | 127 | 0 | -4.2 | 0 | -4.2 | 0 | 0.099 | 0 | 0.069 | 467 | 0 | 0 | 367 | 0 | 5.8 | 0 | -0.6 | -0.5 | -1.3 | 0.9 | 0 | 0 | 96 | 0 | -3.02 | 0 | -3.02 | 0 | 0.073 | 0 | 0.05 | PreCW-Top-ElecDHW-ElecDry | Appl-CW-Top-ElecDHW-ElecDry-Tier3AnySFm2015CZ02DEER2017 | 0
42958.3843 | Appl-CW-Top-ElecDHW-ElecDry-Tier3 | SFm | 2015 | CZ03 | rDXGF | -1 | Household | 1 | 2295.6 | 635 | 0 | 0 | 504 | 0 | 4 | 0 | -0.4 | -0.7 | -1.4 | 0.7 | 0 | 0 | 128 | 0 | -3.26 | 0 | -3.26 | 0 | 0.099 | 0 | 0.069 | 465 | 0 | 0 | 367 | 0 | 2.9 | 0 | -0.3 | -0.5 | -1 | 0.5 | 0 | 0 | 96.3 | 0 | -2.33 | 0 | -2.33 | 0 | 0.073 | 0 | 0.05 | PreCW-Top-ElecDHW-ElecDry | Appl-CW-Top-ElecDHW-ElecDry-Tier3AnySFm2015CZ03DEER2017 | 0
42958.3843 | Appl-CW-Top-ElecDHW-ElecDry-Tier3 | SFm | 2015 | CZ04 | rDXGF | -1 | Household | 1 | 2295.6 | 637 | 0 | 0 | 504 | 0 | 10 | 0 | -0.4 | 0.2 | -1.4 | 1.5 | 0 | 0 | 124 | 0 | -3.39 | 0 | -3.4 | 0 | 0.099 | 0 | 0.07 | 467 | 0 | 0 | 367 | 0 | 7.3 | 0 | -0.3 | 0.1 | -1 | 1.1 | 0 | 0 | 93.2 | 0 | -2.44 | 0 | -2.44 | 0 | 0.072 | 0 | 0.051 | PreCW-Top-ElecDHW-ElecDry | Appl-CW-Top-ElecDHW-ElecDry-Tier3AnySFm2015CZ04DEER2017 | 0
42958.3843 | Appl-CW-Top-ElecDHW-ElecDry-Tier3 | SFm | 2015 | CZ05 | rDXGF | -1 | Household | 1 | 2295.6 | 636 | 0 | 0 | 504 | 0 | 3.8 | 0 | -0.5 | -0.9 | -1.5 | 0.6 | 0 | 0 | 130 | 0 | -3.86 | 0 | -3.87 | 0 | 0.098 | 0 | 0.069 | 466 | 0 | 0 | 367 | 0 | 2.4 | 0 | -0.3 | -0.7 | -1.1 | 0.4 | 0 | 0 | 97.7 | 0 | -2.8 | 0 | -2.8 | 0 | 0.071 | 0 | 0.05 | PreCW-Top-ElecDHW-ElecDry | Appl-CW-Top-ElecDHW-ElecDry-Tier3AnySFm2015CZ05DEER2017 | 0
42958.3843 | Appl-CW-Top-ElecDHW-ElecDry-Tier3 | SFm | 2015 | CZ06 | rDXGF | -1 | Household | 1 | 2392.9 | 632 | 0 | 0 | 504 | 0 | 8.5 | 0 | -0.2 | 0.2 | -1.2 | 1.3 | 0 | 0 | 120 | 0 | -2.91 | 0 | -2.91 | 0 | 0.104 | 0 | 0.07 | 463 | 0 | 0 | 367 | 0 | 6 | 0 | -0.2 | 0.1 | -0.9 | 0.9 | 0 | 0 | 90.5 | 0 | -2.08 | 0 | -2.08 | 0 | 0.074 | 0 | 0.051 | PreCW-Top-ElecDHW-ElecDry | Appl-CW-Top-ElecDHW-ElecDry-Tier3AnySFm2015CZ06DEER2017 | 0
42958.3843 | Appl-CW-Top-ElecDHW-ElecDry-Tier3 | SFm | 2015 | CZ07 | rDXGF | -1 | Household | 1 | 2392.9 | 639 | 0 | 0 | 504 | 0 | 15 | 0 | -0.2 | 1.8 | -0.7 | 2.5 | 0 | 0 | 119 | 0 | -1.91 | 0 | -1.92 | 0 | 0.094 | 0 | 0.07 | 472 | 0 | 0 | 367 | 0 | 13.9 | 0 | -0.1 | 2 | -0.4 | 2.4 | 0 | 0 | 89.5 | 0 | -1.13 | 0 | -1.14 | 0 | 0.074 | 0 | 0.051 | PreCW-Top-ElecDHW-ElecDry | Appl-CW-Top-ElecDHW-ElecDry-Tier3AnySFm2015CZ07DEER2017 | 0
42958.3843 | Appl-CW-Top-ElecDHW-ElecDry-Tier3 | SFm | 2015 | CZ08 | rDXGF | -1 | Household | 1 | 2392.9 | 635 | 0 | 0 | 504 | 0 | 9.7 | 0 | -0.2 | 5.1 | -0.8 | 5.9 | 0 | 0 | 117 | 0 | -2.01 | 0 | -2.01 | 0 | 0.09 | 0 | 0.069 | 470 | 0 | 0 | 367 | 0 | 11.4 | 0 | -0.1 | 4.3 | -0.3 | 4.6 | 0 | 0 | 88.1 | 0 | -0.97 | 0 | -0.96 | 0 | 0.076 | 0 | 0.05 | PreCW-Top-ElecDHW-ElecDry | Appl-CW-Top-ElecDHW-ElecDry-Tier3AnySFm2015CZ08DEER2017 | 0
42958.3843 | Appl-CW-Top-ElecDHW-ElecDry-Tier3 | SFm | 2015 | CZ09 | rDXGF | -1 | Household | 1 | 2422.9 | 633 | 0 | 0 | 504 | 0 | 9.1 | 0 | -0.3 | 3.6 | -1 | 4.5 | 0 | 0 | 117 | 0 | -2.34 | 0 | -2.33 | 0 | 0.091 | 0 | 0.07 | 463 | 0 | 0 | 366 | 0 | 6.5 | 0 | -0.2 | 2.6 | -0.7 | 3.2 | 0 | 0 | 88.1 | 0 | -1.65 | 0 | -1.65 | 0 | 0.066 | 0 | 0.051 | PreCW-Top-ElecDHW-ElecDry | Appl-CW-Top-ElecDHW-ElecDry-Tier3AnySFm2015CZ09DEER2017 | 0
42958.3843 | Appl-CW-Top-ElecDHW-ElecDry-Tier3 | SFm | 2015 | CZ10 | rDXGF | -1 | Household | 1 | 1948.8 | 633 | 0 | 0 | 504 | 0 | 11.8 | 0 | -0.4 | 2.1 | -1.3 | 3.3 | 0 | 0 | 116 | 0 | -3 | 0 | -3 | 0 | 0.093 | 0 | 0.069 | 463 | 0 | 0 | 366 | 0 | 7.8 | 0 | -0.3 | 1.7 | -0.9 | 2.6 | 0 | 0 | 87.6 | 0 | -2.18 | 0 | -2.17 | 0 | 0.068 | 0 | 0.05 | PreCW-Top-ElecDHW-ElecDry | Appl-CW-Top-ElecDHW-ElecDry-Tier3AnySFm2015CZ10DEER2017 | 0
42958.3843 | Appl-CW-Top-ElecDHW-ElecDry-Tier3 | SFm | 2015 | CZ11 | rDXGF | -1 | Household | 1 | 1948.8 | 635 | 0 | 0 | 504 | 0 | 12.4 | 0 | -0.6 | 1.3 | -1.4 | 2.8 | 0 | 0 | 118 | 0 | -3.38 | 0 | -3.37 | 0 | 0.094 | 0 | 0.07 | 464 | 0 | 0 | 367 | 0 | 8.5 | 0 | -0.4 | 0.8 | -1 | 1.9 | 0 | 0 | 88.8 | 0 | -2.45 | 0 | -2.45 | 0 | 0.067 | 0 | 0.051 | PreCW-Top-ElecDHW-ElecDry | Appl-CW-Top-ElecDHW-ElecDry-Tier3AnySFm2015CZ11DEER2017 | 0
42958.3843 | Appl-CW-Top-ElecDHW-ElecDry-Tier3 | SFm | 2015 | CZ12 | rDXGF | -1 | Household | 1 | 1948.8 | 635 | 0 | 0 | 504 | 0 | 8.2 | 0 | -0.5 | 1.8 | -1.4 | 3.2 | 0 | 0 | 122 | 0 | -3.03 | 0 | -3.03 | 0 | 0.098 | 0 | 0.07 | 465 | 0 | 0 | 367 | 0 | 5.9 | 0 | -0.4 | 1.4 | -1 | 2.4 | 0 | 0 | 91.6 | 0 | -2.18 | 0 | -2.17 | 0 | 0.071 | 0 | 0.051 | PreCW-Top-ElecDHW-ElecDry | Appl-CW-Top-ElecDHW-ElecDry-Tier3AnySFm2015CZ12DEER2017 | 0
42958.3843 | Appl-CW-Top-ElecDHW-ElecDry-Tier3 | SFm | 2015 | CZ13 | rDXGF | -1 | Household | 1 | 1948.8 | 635 | 0 | 0 | 504 | 0 | 12.3 | 0 | -0.5 | 3.1 | -1.2 | 4.3 | 0 | 0 | 116 | 0 | -2.8 | 0 | -2.8 | 0 | 0.092 | 0 | 0.07 | 465 | 0 | 0 | 367 | 0 | 9 | 0 | -0.4 | 2.5 | -0.9 | 3.3 | 0 | 0 | 87.7 | 0 | -2.03 | 0 | -2.03 | 0 | 0.067 | 0 | 0.051 | PreCW-Top-ElecDHW-ElecDry | Appl-CW-Top-ElecDHW-ElecDry-Tier3AnySFm2015CZ13DEER2017 | 0
42958.3843 | Appl-CW-Top-ElecDHW-ElecDry-Tier3 | SFm | 2015 | CZ14 | rDXGF | -1 | Household | 1 | 2160.9 | 639 | 0 | 0 | 504 | 0 | 15.9 | 0 | -0.5 | 1.2 | -1.6 | 2.8 | 0 | 0 | 119 | 0 | -3.6 | 0 | -3.59 | 0 | 0.091 | 0 | 0.07 | 468 | 0 | 0 | 366 | 0 | 11.4 | 0 | -0.4 | 1 | -1.2 | 2.2 | 0 | 0 | 89.5 | 0 | -2.58 | 0 | -2.58 | 0 | 0.067 | 0 | 0.051 | PreCW-Top-ElecDHW-ElecDry | Appl-CW-Top-ElecDHW-ElecDry-Tier3AnySFm2015CZ14DEER2017 | 0
42958.3843 | Appl-CW-Top-ElecDHW-ElecDry-Tier3 | SFm | 2015 | CZ15 | rDXGF | -1 | Household | 1 | 2160.9 | 625 | 0 | 0 | 504 | 0 | 21.5 | 0 | -0.2 | 2.2 | -0.6 | 2.8 | 0 | 0 | 97.8 | 0 | -1.56 | 0 | -1.56 | 0 | 0.089 | 0 | 0.07 | 457 | 0 | 0 | 367 | 0 | 15.4 | 0 | -0.2 | 1.5 | -0.4 | 2 | 0 | 0 | 73.7 | 0 | -1.12 | 0 | -1.12 | 0 | 0.065 | 0 | 0.051 | PreCW-Top-ElecDHW-ElecDry | Appl-CW-Top-ElecDHW-ElecDry-Tier3AnySFm2015CZ15DEER2017 | 0
42958.3843 | Appl-CW-Top-ElecDHW-ElecDry-Tier3 | SFm | 2015 | CZ16 | rDXGF | -1 | Household | 1 | 2295.6 | 643 | 0 | 0 | 504 | 0 | 4 | 0 | -0.3 | -0.8 | -1.3 | 0.6 | 0 | 0 | 136 | 0 | -3.34 | 0 | -3.34 | 0 | 0.096 | 0 | 0.07 | 471 | 0 | 0 | 367 | 0 | 2.8 | 0 | -0.2 | -0.6 | -0.9 | 0.5 | 0 | 0 | 103 | 0 | -2.4 | 0 | -2.4 | 0 | 0.07 | 0 | 0.051 | PreCW-Top-ElecDHW-ElecDry | Appl-CW-Top-ElecDHW-ElecDry-Tier3AnySFm2015CZ16DEER2017 | 0
42958.3843 | Appl-CW-Top-ElecDHW-ElecDry-Tier3 | SFm | 2017 | CZ01 | rDXGF | -1 | Household | 1 | 2295.6 | 639 | 0 | 0 | 505 | 0 | 0 | 0 | -0.6 | -1.4 | -1.4 | 0 | 0 | 0 | 137 | 0 | -3.32 | 0 | -3.32 | 0 | 0.088 | 0 | 0.07 | 469 | 0 | 0 | 367 | 0 | 0 | 0 | -0.4 | -1 | -1 | 0 | 0 | 0 | 103 | 0 | -2.39 | 0 | -2.39 | 0 | 0.065 | 0 | 0.051 | PreCW-Top-ElecDHW-ElecDry | Appl-CW-Top-ElecDHW-ElecDry-Tier3AnySFm2017CZ01DEER2017 | 0
42958.3843 | Appl-CW-Top-ElecDHW-ElecDry-Tier3 | SFm | 2017 | CZ02 | rDXGF | -1 | Household | 1 | 1948.8 | 638 | 0 | 0 | 504 | 0 | 7.7 | 0 | -0.8 | -0.7 | -1.8 | 1.2 | 0 | 0 | 127 | 0 | -4.07 | 0 | -4.06 | 0 | 0.1 | 0 | 0.07 | 467 | 0 | 0 | 367 | 0 | 5.6 | 0 | -0.5 | -0.5 | -1.3 | 0.8 | 0 | 0 | 96 | 0 | -2.95 | 0 | -2.95 | 0 | 0.073 | 0 | 0.051 | PreCW-Top-ElecDHW-ElecDry | Appl-CW-Top-ElecDHW-ElecDry-Tier3AnySFm2017CZ02DEER2017 | 0
42958.3843 | Appl-CW-Top-ElecDHW-ElecDry-Tier3 | SFm | 2017 | CZ03 | rDXGF | -1 | Household | 1 | 2295.6 | 633 | 0 | 0 | 504 | 0 | 3.1 | 0 | -0.5 | -0.9 | -1.4 | 0.5 | 0 | 0 | 128 | 0 | -3.32 | 0 | -3.33 | 0 | 0.098 | 0 | 0.069 | 465 | 0 | 0 | 367 | 0 | 2.6 | 0 | -0.4 | -0.6 | -1 | 0.4 | 0 | 0 | 96.3 | 0 | -2.39 | 0 | -2.4 | 0 | 0.071 | 0 | 0.05 | PreCW-Top-ElecDHW-ElecDry | Appl-CW-Top-ElecDHW-ElecDry-Tier3AnySFm2017CZ03DEER2017 | 0
42958.3843 | Appl-CW-Top-ElecDHW-ElecDry-Tier3 | SFm | 2017 | CZ04 | rDXGF | -1 | Household | 1 | 2295.6 | 637 | 0 | 0 | 504 | 0 | 9.6 | 0 | -0.4 | 0.1 | -1.3 | 1.5 | 0 | 0 | 124 | 0 | -3.3 | 0 | -3.3 | 0 | 0.097 | 0 | 0.07 | 467 | 0 | 0 | 367 | 0 | 7 | 0 | -0.3 | 0.1 | -0.9 | 1.1 | 0 | 0 | 93.3 | 0 | -2.38 | 0 | -2.38 | 0 | 0.072 | 0 | 0.051 | PreCW-Top-ElecDHW-ElecDry | Appl-CW-Top-ElecDHW-ElecDry-Tier3AnySFm2017CZ04DEER2017 | 0
42958.3843 | Appl-CW-Top-ElecDHW-ElecDry-Tier3 | SFm | 2017 | CZ05 | rDXGF | -1 | Household | 1 | 2295.6 | 635 | 0 | 0 | 504 | 0 | 2.8 | 0 | -0.4 | -1 | -1.5 | 0.5 | 0 | 0 | 130 | 0 | -3.74 | 0 | -3.74 | 0 | 0.099 | 0 | 0.069 | 465 | 0 | 0 | 367 | 0 | 2 | 0 | -0.3 | -0.7 | -1 | 0.3 | 0 | 0 | 97.7 | 0 | -2.65 | 0 | -2.65 | 0 | 0.072 | 0 | 0.05 | PreCW-Top-ElecDHW-ElecDry | Appl-CW-Top-ElecDHW-ElecDry-Tier3AnySFm2017CZ05DEER2017 | 0
42958.3843 | Appl-CW-Top-ElecDHW-ElecDry-Tier3 | SFm | 2017 | CZ06 | rDXGF | -1 | Household | 1 | 2392.9 | 633 | 0 | 0 | 504 | 0 | 8.6 | 0 | -0.3 | 0.2 | -1.1 | 1.3 | 0 | 0 | 120 | 0 | -2.89 | 0 | -2.89 | 0 | 0.102 | 0 | 0.07 | 463 | 0 | 0 | 367 | 0 | 6.2 | 0 | -0.2 | 0.1 | -0.8 | 1 | 0 | 0 | 90.6 | 0 | -2.09 | 0 | -2.09 | 0 | 0.075 | 0 | 0.051 | PreCW-Top-ElecDHW-ElecDry | Appl-CW-Top-ElecDHW-ElecDry-Tier3AnySFm2017CZ06DEER2017 | 0
42958.3843 | Appl-CW-Top-ElecDHW-ElecDry-Tier3 | SFm | 2017 | CZ07 | rDXGF | -1 | Household | 1 | 2392.9 | 640 | 0 | 0 | 504 | 0 | 15.2 | 0 | -0.2 | 2 | -0.6 | 2.6 | 0 | 0 | 119 | 0 | -1.87 | 0 | -1.87 | 0 | 0.096 | 0 | 0.07 | 466 | 0 | 0 | 367 | 0 | 9.2 | 0 | -0.2 | 1 | -0.5 | 1.6 | 0 | 0 | 89.6 | 0 | -1.57 | 0 | -1.57 | 0 | 0.066 | 0 | 0.051 | PreCW-Top-ElecDHW-ElecDry | Appl-CW-Top-ElecDHW-ElecDry-Tier3AnySFm2017CZ07DEER2017 | 0
42958.3843 | Appl-CW-Top-ElecDHW-ElecDry-Tier3 | SFm | 2017 | CZ08 | rDXGF | -1 | Household | 1 | 2392.9 | 636 | 0 | 0 | 504 | 0 | 11.2 | 0 | -0.2 | 4.2 | -0.7 | 4.8 | 0 | 0 | 117 | 0 | -1.66 | 0 | -1.67 | 0 | 0.1 | 0 | 0.07 | 466 | 0 | 0 | 367 | 0 | 8.3 | 0 | -0.1 | 3.5 | -0.5 | 3.8 | 0 | 0 | 88.1 | 0 | -1.15 | 0 | -1.15 | 0 | 0.073 | 0 | 0.051 | PreCW-Top-ElecDHW-ElecDry | Appl-CW-Top-ElecDHW-ElecDry-Tier3AnySFm2017CZ08DEER2017 | 0
42958.3843 | Appl-CW-Top-ElecDHW-ElecDry-Tier3 | SFm | 2017 | CZ09 | rDXGF | -1 | Household | 1 | 2422.9 | 630 | 0 | 0 | 504 | 0 | 8.5 | 0 | -0.3 | 0.9 | -1 | 1.9 | 0 | 0 | 117 | 0 | -2.31 | 0 | -2.31 | 0 | 0.092 | 0 | 0.07 | 460 | 0 | 0 | 367 | 0 | 6.6 | 0 | -0.2 | -0.6 | -0.7 | 0.1 | 0 | 0 | 88 | 0 | -1.66 | 0 | -1.65 | 0 | 0.067 | 0 | 0.051 | PreCW-Top-ElecDHW-ElecDry | Appl-CW-Top-ElecDHW-ElecDry-Tier3AnySFm2017CZ09DEER2017 | 0
42958.3843 | Appl-CW-Top-ElecDHW-ElecDry-Tier3 | SFm | 2017 | CZ10 | rDXGF | -1 | Household | 1 | 1948.8 | 634 | 0 | 0 | 504 | 0 | 11.7 | 0 | -0.4 | 2.3 | -1.2 | 3.5 | 0 | 0 | 116 | 0 | -2.87 | 0 | -2.86 | 0 | 0.094 | 0 | 0.069 | 463 | 0 | 0 | 366 | 0 | 7.8 | 0 | -0.3 | 1.9 | -0.9 | 2.8 | 0 | 0 | 87.7 | 0 | -2.08 | 0 | -2.08 | 0 | 0.069 | 0 | 0.05 | PreCW-Top-ElecDHW-ElecDry | Appl-CW-Top-ElecDHW-ElecDry-Tier3AnySFm2017CZ10DEER2017 | 0
42958.3843 | Appl-CW-Top-ElecDHW-ElecDry-Tier3 | SFm | 2017 | CZ11 | rDXGF | -1 | Household | 1 | 1948.8 | 634 | 0 | 0 | 504 | 0 | 12.2 | 0 | -0.5 | 1 | -1.4 | 2.3 | 0 | 0 | 118 | 0 | -3.28 | 0 | -3.28 | 0 | 0.096 | 0 | 0.069 | 465 | 0 | 0 | 367 | 0 | 8.6 | 0 | -0.3 | 1 | -1 | 2 | 0 | 0 | 88.7 | 0 | -2.38 | 0 | -2.38 | 0 | 0.071 | 0 | 0.05 | PreCW-Top-ElecDHW-ElecDry | Appl-CW-Top-ElecDHW-ElecDry-Tier3AnySFm2017CZ11DEER2017 | 0
42958.3843 | Appl-CW-Top-ElecDHW-ElecDry-Tier3 | SFm | 2017 | CZ12 | rDXGF | -1 | Household | 1 | 1948.8 | 634 | 0 | 0 | 504 | 0 | 7.8 | 0 | -0.5 | 1.3 | -1.3 | 2.5 | 0 | 0 | 122 | 0 | -2.93 | 0 | -2.93 | 0 | 0.097 | 0 | 0.07 | 464 | 0 | 0 | 367 | 0 | 5.6 | 0 | -0.4 | 1 | -0.9 | 1.8 | 0 | 0 | 91.6 | 0 | -2.11 | 0 | -2.11 | 0 | 0.071 | 0 | 0.051 | PreCW-Top-ElecDHW-ElecDry | Appl-CW-Top-ElecDHW-ElecDry-Tier3AnySFm2017CZ12DEER2017 | 0
42958.3843 | Appl-CW-Top-ElecDHW-ElecDry-Tier3 | SFm | 2017 | CZ13 | rDXGF | -1 | Household | 1 | 1948.8 | 634 | 0 | 0 | 504 | 0 | 11.8 | 0 | -0.4 | 2.4 | -1.1 | 3.5 | 0 | 0 | 116 | 0 | -2.76 | 0 | -2.76 | 0 | 0.092 | 0 | 0.069 | 464 | 0 | 0 | 367 | 0 | 8.1 | 0 | -0.3 | 1.9 | -0.8 | 2.8 | 0 | 0 | 87.7 | 0 | -1.99 | 0 | -2 | 0 | 0.068 | 0 | 0.05 | PreCW-Top-ElecDHW-ElecDry | Appl-CW-Top-ElecDHW-ElecDry-Tier3AnySFm2017CZ13DEER2017 | 0
42958.3843 | Appl-CW-Top-ElecDHW-ElecDry-Tier3 | SFm | 2017 | CZ14 | rDXGF | -1 | Household | 1 | 2160.9 | 639 | 0 | 0 | 504 | 0 | 15.1 | 0 | -0.5 | 1.5 | -1.5 | 3.1 | 0 | 0 | 119 | 0 | -3.66 | 0 | -3.66 | 0 | 0.09 | 0 | 0.07 | 468 | 0 | 0 | 366 | 0 | 11.2 | 0 | -0.3 | 1.2 | -1.1 | 2.3 | 0 | 0 | 89.5 | 0 | -2.64 | 0 | -2.64 | 0 | 0.066 | 0 | 0.051 | PreCW-Top-ElecDHW-ElecDry | Appl-CW-Top-ElecDHW-ElecDry-Tier3AnySFm2017CZ14DEER2017 | 0
42958.3843 | Appl-CW-Top-ElecDHW-ElecDry-Tier3 | SFm | 2017 | CZ15 | rDXGF | -1 | Household | 1 | 2160.9 | 625 | 0 | 0 | 504 | 0 | 21.6 | 0 | -0.1 | 2.2 | -0.6 | 2.8 | 0 | 0 | 97.7 | 0 | -1.53 | 0 | -1.53 | 0 | 0.088 | 0 | 0.07 | 457 | 0 | 0 | 367 | 0 | 15.6 | 0 | -0.1 | 1.6 | -0.4 | 2 | 0 | 0 | 73.6 | 0 | -1.1 | 0 | -1.1 | 0 | 0.064 | 0 | 0.051 | PreCW-Top-ElecDHW-ElecDry | Appl-CW-Top-ElecDHW-ElecDry-Tier3AnySFm2017CZ15DEER2017 | 0
42958.3843 | Appl-CW-Top-ElecDHW-ElecDry-Tier3 | SFm | 2017 | CZ16 | rDXGF | -1 | Household | 1 | 2295.6 | 643 | 0 | 0 | 504 | 0 | 3.6 | 0 | -0.4 | -0.7 | -1.3 | 0.6 | 0 | 0 | 136 | 0 | -3.19 | 0 | -3.19 | 0 | 0.096 | 0 | 0.07 | 471 | 0 | 0 | 367 | 0 | 2.4 | 0 | -0.3 | -0.5 | -1 | 0.4 | 0 | 0 | 103 | 0 | -2.29 | 0 | -2.28 | 0 | 0.07 | 0 | 0.051 | PreCW-Top-ElecDHW-ElecDry | Appl-CW-Top-ElecDHW-ElecDry-Tier3AnySFm2017CZ16DEER2017 | 0
42958.3843 | Appl-CW-Top-ElecDHW-GasDry-Tier1 | DMo | MH00 | CZ01 | rDXGF | -1 | Household | 1 | 1242 | 112 | 0 | 0 | 48.8 | 0 | 0 | 0 | -0.4 | -1.6 | -1.6 | 0 | 0 | 0 | 64.7 | 0 | 8.16 | 11 | -2.82 | 0 | 0.015 | 0 | 0.007 | 69 | 0 | 0 | 32.5 | 0 | 0 | 0 | -0.3 | -1 | -1 | 0 | 0 | 0 | 37.8 | 0 | 5.49 | 7.37 | -1.89 | 0 | 0.01 | 0 | 0.004 | PreCW-Top-ElecDHW-GasDry | Appl-CW-Top-ElecDHW-GasDry-Tier1AnyDMoMH00CZ01DEER2017 | 0
42958.3843 | Appl-CW-Top-ElecDHW-GasDry-Tier1 | DMo | MH00 | CZ02 | rDXGF | -1 | Household | 1 | 1242 | 119 | 0 | 0 | 48.4 | 0 | 11 | 0 | -0.3 | -0.1 | -1.5 | 1.3 | 0 | 0 | 60.2 | 0 | 8.61 | 11 | -2.38 | 0 | 0.026 | 0 | 0.007 | 74.3 | 0 | 0 | 32.3 | 0 | 7.2 | 0 | -0.2 | 0 | -1 | 0.9 | 0 | 0 | 35.2 | 0 | 5.78 | 7.37 | -1.59 | 0 | 0.015 | 0 | 0.004 | PreCW-Top-ElecDHW-GasDry | Appl-CW-Top-ElecDHW-GasDry-Tier1AnyDMoMH00CZ02DEER2017 | 0
42958.3843 | Appl-CW-Top-ElecDHW-GasDry-Tier1 | DMo | MH00 | CZ03 | rDXGF | -1 | Household | 1 | 1242 | 113 | 0 | 0 | 48.3 | 0 | 5.5 | 0 | -0.4 | -1.1 | -1.7 | 0.8 | 0 | 0 | 60.4 | 0 | 8.1 | 11 | -2.89 | 0 | 0.029 | 0 | 0.006 | 69.6 | 0 | 0 | 32.2 | 0 | 3.1 | 0 | -0.3 | -0.8 | -1.1 | 0.4 | 0 | 0 | 35.3 | 0 | 5.47 | 7.37 | -1.9 | 0 | 0.019 | 0 | 0.004 | PreCW-Top-ElecDHW-GasDry | Appl-CW-Top-ElecDHW-GasDry-Tier1AnyDMoMH00CZ03DEER2017 | 0
42958.3843 | Appl-CW-Top-ElecDHW-GasDry-Tier1 | DMo | MH00 | CZ04 | rDXGF | -1 | Household | 1 | 1242 | 120 | 0 | 0 | 48.2 | 0 | 13.4 | 0 | -0.3 | 0.2 | -1.6 | 1.7 | 0 | 0 | 58.5 | 0 | 8.49 | 11 | -2.5 | 0 | 0.033 | 0 | 0.007 | 75.5 | 0 | 0 | 32.2 | 0 | 9.3 | 0 | -0.2 | 0.2 | -1.1 | 1.2 | 0 | 0 | 34.2 | 0 | 5.69 | 7.37 | -1.69 | 0 | 0.023 | 0 | 0.005 | PreCW-Top-ElecDHW-GasDry | Appl-CW-Top-ElecDHW-GasDry-Tier1AnyDMoMH00CZ04DEER2017 | 0
42958.3843 | Appl-CW-Top-ElecDHW-GasDry-Tier1 | DMo | MH00 | CZ05 | rDXGF | -1 | Household | 1 | 1242 | 112 | 0 | 0 | 48.3 | 0 | 4.3 | 0 | -0.5 | -1.9 | -2.5 | 0.6 | 0 | 0 | 61.4 | 0 | 6.89 | 11 | -4.09 | 0 | 0.026 | 0 | 0.006 | 69.2 | 0 | 0 | 32.2 | 0 | 2.8 | 0 | -0.4 | -1.3 | -1.7 | 0.4 | 0 | 0 | 35.8 | 0 | 4.6 | 7.37 | -2.77 | 0 | 0.017 | 0 | 0.004 | PreCW-Top-ElecDHW-GasDry | Appl-CW-Top-ElecDHW-GasDry-Tier1AnyDMoMH00CZ05DEER2017 | 0
42958.3843 | Appl-CW-Top-ElecDHW-GasDry-Tier1 | DMo | MH00 | CZ06 | rDXGF | -1 | Household | 1 | 1242 | 120 | 0 | 0 | 48.3 | 0 | 14.1 | 0 | -0.3 | 0.7 | -1.2 | 1.9 | 0 | 0 | 56.8 | 0 | 8.88 | 11 | -2.11 | 0 | 0.022 | 0 | 0.007 | 74.7 | 0 | 0 | 32.2 | 0 | 9 | 0 | -0.2 | 0.4 | -0.8 | 1.2 | 0 | 0 | 33.2 | 0 | 5.95 | 7.37 | -1.42 | 0 | 0.013 | 0 | 0.004 | PreCW-Top-ElecDHW-GasDry | Appl-CW-Top-ElecDHW-GasDry-Tier1AnyDMoMH00CZ06DEER2017 | 0
42958.3843 | Appl-CW-Top-ElecDHW-GasDry-Tier1 | DMo | MH00 | CZ07 | rDXGF | -1 | Household | 1 | 1242 | 119 | 0 | 0 | 48.4 | 0 | 14 | 0 | -0.2 | 1 | -1 | 2 | 0 | 0 | 56.2 | 0 | 9.27 | 11 | -1.72 | 0 | 0.024 | 0 | 0.007 | 74.9 | 0 | 0 | 32.3 | 0 | 9.4 | 0 | -0.2 | 0.7 | -0.7 | 1.3 | 0 | 0 | 32.8 | 0 | 6.23 | 7.37 | -1.14 | 0 | 0.015 | 0 | 0.005 | PreCW-Top-ElecDHW-GasDry | Appl-CW-Top-ElecDHW-GasDry-Tier1AnyDMoMH00CZ07DEER2017 | 0
42958.3843 | Appl-CW-Top-ElecDHW-GasDry-Tier1 | DMo | MH00 | CZ08 | rDXGF | -1 | Household | 1 | 1242 | 121 | 0 | 0 | 48.2 | 0 | 16.6 | 0 | -0.2 | 1.2 | -1.1 | 2.2 | 0 | 0 | 55.3 | 0 | 9.27 | 11 | -1.72 | 0 | 0.024 | 0 | 0.006 | 76.9 | 0 | 0 | 32.2 | 0 | 11.7 | 0 | -0.1 | 0.9 | -0.7 | 1.5 | 0 | 0 | 32.3 | 0 | 6.23 | 7.37 | -1.15 | 0 | 0.015 | 0 | 0.004 | PreCW-Top-ElecDHW-GasDry | Appl-CW-Top-ElecDHW-GasDry-Tier1AnyDMoMH00CZ08DEER2017 | 0
42958.3843 | Appl-CW-Top-ElecDHW-GasDry-Tier1 | DMo | MH00 | CZ09 | rDXGF | -1 | Household | 1 | 1242 | 120 | 0 | 0 | 48.2 | 0 | 15.6 | 0 | -0.3 | 0.8 | -1.2 | 2 | 0 | 0 | 55.2 | 0 | 9.04 | 11 | -1.94 | 0 | 0.025 | 0 | 0.006 | 75.1 | 0 | 0 | 32.1 | 0 | 10.4 | 0 | -0.2 | 0.5 | -0.8 | 1.3 | 0 | 0 | 32.3 | 0 | 6.07 | 7.37 | -1.31 | 0 | 0.017 | 0 | 0.004 | PreCW-Top-ElecDHW-GasDry | Appl-CW-Top-ElecDHW-GasDry-Tier1AnyDMoMH00CZ09DEER2017 | 0
42958.3843 | Appl-CW-Top-ElecDHW-GasDry-Tier1 | DMo | MH00 | CZ10 | rDXGF | -1 | Household | 1 | 1242 | 126 | 0 | 0 | 48.2 | 0 | 21.3 | 0 | -0.2 | 1.5 | -1.1 | 2.7 | 0 | 0 | 54.9 | 0 | 9.14 | 11 | -1.85 | 0 | 0.024 | 0 | 0.007 | 79.6 | 0 | 0 | 32.1 | 0 | 14.5 | 0 | -0.1 | 1 | -0.8 | 1.8 | 0 | 0 | 32 | 0 | 6.14 | 7.37 | -1.23 | 0 | 0.015 | 0 | 0.005 | PreCW-Top-ElecDHW-GasDry | Appl-CW-Top-ElecDHW-GasDry-Tier1AnyDMoMH00CZ10DEER2017 | 0
42958.3843 | Appl-CW-Top-ElecDHW-GasDry-Tier1 | DMo | MH00 | CZ11 | rDXGF | -1 | Household | 1 | 1242 | 123 | 0 | 0 | 48.2 | 0 | 18.2 | 0 | -0.3 | 0.8 | -1.3 | 2.1 | 0 | 0 | 55.6 | 0 | 8.73 | 11 | -2.26 | 0 | 0.026 | 0 | 0.007 | 77 | 0 | 0 | 32.1 | 0 | 12 | 0 | -0.2 | 0.5 | -0.9 | 1.4 | 0 | 0 | 32.5 | 0 | 5.86 | 7.37 | -1.52 | 0 | 0.017 | 0 | 0.005 | PreCW-Top-ElecDHW-GasDry | Appl-CW-Top-ElecDHW-GasDry-Tier1AnyDMoMH00CZ11DEER2017 | 0
42958.3843 | Appl-CW-Top-ElecDHW-GasDry-Tier1 | DMo | MH00 | CZ12 | rDXGF | -1 | Household | 1 | 1242 | 125 | 0 | 0 | 48.3 | 0 | 18.6 | 0 | -0.3 | 0.7 | -1.4 | 2.3 | 0 | 0 | 57.4 | 0 | 8.51 | 11 | -2.48 | 0 | 0.027 | 0 | 0.007 | 78 | 0 | 0 | 32.2 | 0 | 12.1 | 0 | -0.2 | 0.4 | -0.9 | 1.5 | 0 | 0 | 33.6 | 0 | 5.73 | 7.37 | -1.64 | 0 | 0.018 | 0 | 0.005 | PreCW-Top-ElecDHW-GasDry | Appl-CW-Top-ElecDHW-GasDry-Tier1AnyDMoMH00CZ12DEER2017 | 0
42958.3843 | Appl-CW-Top-ElecDHW-GasDry-Tier1 | DMo | MH00 | CZ13 | rDXGF | -1 | Household | 1 | 1242 | 125 | 0 | 0 | 48.1 | 0 | 21.3 | 0 | -0.3 | 1.1 | -1.4 | 2.6 | 0 | 0 | 55 | 0 | 8.64 | 11 | -2.34 | 0 | 0.026 | 0 | 0.006 | 79.4 | 0 | 0 | 32.1 | 0 | 14.6 | 0 | -0.2 | 0.8 | -1 | 1.8 | 0 | 0 | 32.1 | 0 | 5.78 | 7.37 | -1.59 | 0 | 0.017 | 0 | 0.004 | PreCW-Top-ElecDHW-GasDry | Appl-CW-Top-ElecDHW-GasDry-Tier1AnyDMoMH00CZ13DEER2017 | 0