## Compare Impacts
[12 empty] | DHW: | Electric | Dryer: | Gas | [8 empty] | SCE | Ex | IOU | SFm | DEER2015 | DEER2017 | DEER2017
IOU | Any | [10 empty] | DEER2016 |  | DEER2017 |  | DEER2018 |  | BldgType | BldgVint | BldgLoc | Impact | MeasureID & 2016 EnergyImpactID | 2017 EnergyImpactID | Original | New Base |  | Original | New Base |  | DHW Fuel | Dryer Fuel
Vintage | 1996 | [9 empty] | Pre-exist Tech: | Top | IMEF =1.29, IWF =8.4 | Top | IMEF = 1.08, IWF <= 9.4 | Top | IMEF = 1.08, IWF <= 9.4 | SFm | MH00 | CZ01 | APreWBkWh | RB-Appl-EffCW-med-ElecDHW-GasCDryer-Tier1-Front | Appl-CW-Front-ElecDHW-GasDry-Tier1 | 893 | 698 |  | 62.8 | 90.1 |  | Electric | Gas
Building Type | SFm | [9 empty] | Code/Std Tech: | Top | IMEF =1.29, IWF =8.4 | Top | IMEF = 1.29, IWF <= 8.4 | Top | IMEF = 1.57, IWF <= 6.5 | MFm | MH06 | CZ02 | APreWBkW | RB-Appl-EffCW-med-ElecDHW-GasCDryer-Tier2-Front | Appl-CW-Front-ElecDHW-GasDry-Tier2 | 525 | 359 |  | 62.8 | 90.1 |  | Electric | Gas
HVAC Type | rDXGF | [9 empty] | Measure Tech: | Top | IMEF >2.2, IWF <=4 | Top | IMEF = 2.32, IWF <= 4.0 | Top | IMEF = 2.32, IWF <= 4.0 | DMo | MH15 | CZ03 | APreWBtherm | RB-Appl-EffCW-med-ElecDHW-GasCDryer-Tier3-Front | Appl-CW-Front-ElecDHW-GasDry-Tier3 | 947 | 861 |  | 117 | 253 |  | Electric | Gas
Measure | RB-Appl-EffCW-med-ElecDHW-GasCDryer-Tier2-Top | [5 empty] | 14 | [11 empty] | MH72 | CZ04 | AStdWBkWh | RB-Appl-EffCW-med-GasDHW-ElecCDryer-Tier1-Front | Appl-CW-Front-GasDHW-ElecDry-Tier1 | 579 | 522 |  | 117 | 253 |  | Gas | Electric
[19 empty] | MH85 | CZ05 | AStdWBkW | RB-Appl-EffCW-med-GasDHW-ElecCDryer-Tier2-Front | Appl-CW-Front-GasDHW-ElecDry-Tier2 | 981 | 896 |  | 151 | 288 |  | Gas | Electric
[19 empty] | 1975 | CZ06 | AStdWBtherm | RB-Appl-EffCW-med-GasDHW-ElecCDryer-Tier3-Front | Appl-CW-Front-GasDHW-ElecDry-Tier3 | 613 | 556 |  | 151 | 288 |  | Gas | Electric
[19 empty] | 1985 | CZ07 | APreEUkWh | RE-Appl-EffCW-med-ElecDHW-ElecCDryer-Tier1-Front | Appl-CW-Front-ElecDHW-ElecDry-Tier1 | 1010 | 926 |  | 181 | 318 |  | Electric | Electric
[19 empty] | 1996 | CZ08 | APreEUkW | RE-Appl-EffCW-med-ElecDHW-ElecCDryer-Tier2-Front | Appl-CW-Front-ElecDHW-ElecDry-Tier2 | 643 | 587 |  | 181 | 318 |  | Electric | Electric
[19 empty] | 2003 | CZ09 | APreEUtherm | RE-Appl-EffCW-med-ElecDHW-ElecCDryer-Tier3-Front | Appl-CW-Front-ElecDHW-ElecDry-Tier3 | 554 | 463 |  | 107 | 107 |  | Electric | Electric
[19 empty] | 2007 | CZ10 | AStdEUkWh | RB-Appl-EffCW-med-GasDHW-GasCDryer-Tier1-Front | Appl-CW-Front-GasDHW-GasDry-Tier1 | 778 | 688 |  | 332 | 332 |  | Gas | Gas
[19 empty] | 2011 | CZ11 | AStdEUkW | RB-Appl-EffCW-med-GasDHW-GasCDryer-Tier2-Front | Appl-CW-Front-GasDHW-GasDry-Tier2 | 825 | 735 |  | 379 | 379 |  | Gas | Gas
[19 empty] | 2015 | CZ12 | AStdEUtherm | RB-Appl-EffCW-med-GasDHW-GasCDryer-Tier3-Front | Appl-CW-Front-GasDHW-GasDry-Tier3 | 867 | 777 |  | 421 | 421 |  | Gas | Gas
[19 empty] | 2017 | CZ13 |  | RB-Appl-EffCW-med-ElecDHW-GasCDryer-Tier1-Top | Appl-CW-Top-ElecDHW-GasDry-Tier1 | 498 | 463 |  | 107 | 98.8 |  | Electric | Gas
[20 empty] | CZ14 |  | RB-Appl-EffCW-med-ElecDHW-GasCDryer-Tier2-Top | Appl-CW-Top-ElecDHW-GasDry-Tier2 | 677 | 688 |  | 287 | 323 |  | Electric | Gas
[20 empty] | CZ15 |  | RB-Appl-EffCW-med-ElecDHW-GasCDryer-Tier3-Top | Appl-CW-Top-ElecDHW-GasDry-Tier3 | 725 | 735 |  | 335 | 370 |  | Electric | Gas
[20 empty] | CZ16 |  | RB-Appl-EffCW-med-GasDHW-ElecCDryer-Tier1-Top | Appl-CW-Top-GasDHW-ElecDry-Tier1 | 767 | 777 |  | 377 | 413 |  | Gas | Electric
[20 empty] | IOU |  | RB-Appl-EffCW-med-GasDHW-ElecCDryer-Tier2-Top | Appl-CW-Top-GasDHW-ElecDry-Tier2 | 810 | 698 |  | 61.2 | 85.5 |  | Gas | Electric
[22 empty] | RB-Appl-EffCW-med-GasDHW-ElecCDryer-Tier3-Top | Appl-CW-Top-GasDHW-ElecDry-Tier3 | 464 | 359 |  | 62.8 | 85.5 |  | Gas | Electric
[22 empty] | RE-Appl-EffCW-med-ElecDHW-ElecCDryer-Tier1-Top | Appl-CW-Top-ElecDHW-ElecDry-Tier1 | 847 | 861 |  | 98 | 249 |  | Electric | Electric
[22 empty] | RE-Appl-EffCW-med-ElecDHW-ElecCDryer-Tier2-Top | Appl-CW-Top-ElecDHW-ElecDry-Tier2 | 518 | 522 |  | 117 | 249 |  | Electric | Electric
[22 empty] | RE-Appl-EffCW-med-ElecDHW-ElecCDryer-Tier3-Top | Appl-CW-Top-ElecDHW-ElecDry-Tier3 | 881 | 896 |  | 132 | 283 |  | Electric | Electric
[22 empty] | RB-Appl-EffCW-med-GasDHW-GasCDryer-Tier1-Top | Appl-CW-Top-GasDHW-GasDry-Tier1 | 552 | 556 |  | 151 | 283 |  | Gas | Gas
[22 empty] | RB-Appl-EffCW-med-GasDHW-GasCDryer-Tier2-Top | Appl-CW-Top-GasDHW-GasDry-Tier2 | 911 | 926 |  | 163 | 313 |  | Gas | Gas
[22 empty] | RB-Appl-EffCW-med-GasDHW-GasCDryer-Tier3-Top | Appl-CW-Top-GasDHW-GasDry-Tier3 | 582 | 587 |  | 181 | 313 |  | Gas | Gas
[22 empty] | RB-Appl-EffCW-med-Tier1-Front | RB-Appl-EffCW-med-Tier1-Front | 498 | 463 |  | 75 | 64.3 |  | Wtd | Wtd
[22 empty] | RB-Appl-EffCW-med-Tier2-Front | RB-Appl-EffCW-med-Tier2-Front | 677 | 688 |  | 255 | 289 |  | Wtd | Wtd
[22 empty] | RB-Appl-EffCW-med-Tier3-Front | RB-Appl-EffCW-med-Tier3-Front | 725 | 735 |  | 302 | 336 |  | Wtd | Wtd
[22 empty] | RB-Appl-EffCW-med-Tier1-Top | RB-Appl-EffCW-med-Tier1-Top | 767 | 777 |  | 344 | 378 |  | Wtd | Wtd
[22 empty] | RB-Appl-EffCW-med-Tier2-Top | RB-Appl-EffCW-med-Tier2-Top | 405 | 405 |  | 45.3 | 45.3 |  | Wtd | Wtd
[22 empty] | RB-Appl-EffCW-med-Tier3-Top | RB-Appl-EffCW-med-Tier3-Top | 434 | 434 |  | 74.2 | 74.2 |  | Wtd | Wtd
Above Pre-existing Electricity Savings (kWh) Bldg: SFm, Vint: 1996
Above Pre-existing Gas Savings (therm) Bldg: SFm, Vint: 1996
Above Code/Standard Electricity Savings (kWh) Bldg: SFm, Vint: 1996
Above Code/Standard Gas Savings (therm) Bldg: SFm, Vint: 1996
[24 empty] | 2016 | Clothes washer, Top loading, Elec DHW, GasDryer, Standard, IMEF =1.29, IWF =8.4
[24 empty] | 2016 | Clothes washer, Top loading, Elec DHW, GasDryer, Standard, IMEF =1.29, IWF =8.4
[24 empty] | 2016 | Clothes washer, Top loading, Elec DHW, GasDryer, Tier2, IMEF >2.2, IWF <=4
[24 empty] | 2017 | Clothes washer, Top loading, Elec DHW, GasDryer, Standard, IMEF = 1.08, IWF <= 9.4
[24 empty] | 2017 | Clothes washer, Top loading, Elec DHW, GasDryer, Standard, IMEF = 1.29, IWF <= 8.4
[24 empty] | 2017 | Clothes washer, Top loading, Elec DHW, GasDryer, Tier2, IMEF = 2.32, IWF <= 4.0
[24 empty] | 2018 | Clothes washer, Top loading, Elec DHW, GasDryer, Standard, IMEF = 1.08, IWF <= 9.4
[24 empty] | 2018 | Clothes washer, Top loading, Elec DHW, GasDryer, Standard, IMEF = 1.57, IWF <= 6.5
[24 empty] | 2018 | Clothes washer, Top loading, Elec DHW, GasDryer, Tier2, IMEF = 2.32, IWF <= 4.0
| DEER2016 | DEER2017
| Above Pre-Existing Technology | [5 empty] | Above Code/Std Technology | [5 empty] | Index
Building | 2016-kWh | 2017-kWh | 2018-kWh | 2016-therm | 2017-therm | 2018-therm | 2016-kWh | 2017-kWh | 2018-kWh | 2016-therm | 2017-therm | 2018-therm | DEER2016 | DEER2017 | DEER2018
CZ01 | 151 | 202 | 202 | 8.33 | 10.7 | 10.7 | 151 | 149 | 76.8 | 8.33 | 7.25 | 4.42 | 6495 | 5617 | 10121 |  | Appl-CW-Top-ElecDHW-GasDry-Tier2AnySFm1996CZ01DEER2017 |  |  |  |  | Appl-CW-Top-GasDHW-GasDry-Tier2AnySFm1996CZ01DEER2017
CZ02 | 146 | 203 | 203 | 8.31 | 10.8 | 10.8 | 146 | 148 | 77.5 | 8.31 | 7.3 | 4.47 | 6499 | 5618 | 10127 |  | Appl-CW-Top-ElecDHW-GasDry-Tier2AnySFm1996CZ01DEER2018 |  |  |  |  | Appl-CW-Top-GasDHW-GasDry-Tier2AnySFm1996CZ01DEER2018
CZ03 | 142 | 196 | 196 | 8.28 | 10.5 | 10.5 | 142 | 144 | 75.9 | 8.28 | 7.13 | 4.37 | 6503 | 5619 | 11540
CZ04 | 145 | 201 | 201 | 8.6 | 11 | 11 | 145 | 148 | 79.2 | 8.6 | 7.47 | 4.58 | 6507 | 5620 | 11648
CZ05 | 145 | 196 | 196 | 7.66 | 9.06 | 9.06 | 145 | 144 | 75.1 | 7.66 | 6.16 | 3.62 | 6511 | 5621 | 11714
CZ06 | 139 | 197 | 197 | 8.88 | 11.6 | 11.6 | 139 | 145 | 73.8 | 8.88 | 7.88 | 4.89 | 6515 | 5622 | 11515
CZ07 | 139 | 206 | 206 | 8.94 | 14.4 | 14.4 | 139 | 149 | 81.4 | 8.94 | 8.91 | 5.72 | 6519 | 5623 | 11498
CZ08 | 145 | 199 | 199 | 8.86 | 12 | 12 | 145 | 145 | 79 | 8.86 | 8.1 | 5.03 | 6523 | 5624 | 11631
CZ09 | 141 | 203 | 203 | 8.7 | 11.8 | 11.8 | 141 | 148 | 81.3 | 8.7 | 7.98 | 4.96 | 6527 | 5625 | 10089
CZ10 | 142 | 203 | 203 | 8.66 | 11.2 | 11.2 | 142 | 148 | 81.1 | 8.66 | 7.61 | 4.68 | 6531 | 5626 | 11656
CZ11 | 148 | 203 | 203 | 7.78 | 10.8 | 10.8 | 148 | 148 | 81.1 | 7.78 | 7.32 | 4.47 | 6535 | 5627 | 11597
CZ12 | 146 | 203 | 203 | 7.73 | 10.9 | 10.9 | 146 | 148 | 80.4 | 7.73 | 7.39 | 4.54 | 6539 | 5628 | 11736
CZ13 | 146 | 202 | 202 | 7.78 | 10.7 | 10.7 | 146 | 147 | 82.1 | 7.78 | 7.2 | 4.39 | 6543 | 5629 | 10153
CZ14 | 149 | 207 | 207 | 8 | 10.7 | 10.7 | 149 | 151 | 82.5 | 8 | 7.27 | 4.43 | 6547 | 5630 | 11651
CZ15 | 139 | 195 | 195 | 8.49 | 12.5 | 12.5 | 139 | 141 | 80.3 | 8.49 | 8.46 | 5.31 | 6551 | 5631 | 11533
CZ16 | 157 | 216 | 216 | 8.49 | 11.4 | 11.4 | 157 | 158 | 83.4 | 8.49 | 7.69 | 4.74 | 6555 | 5632 | 11615
IOU | #N/A | #N/A | #N/A | #N/A | #N/A | #N/A | #N/A | #N/A | #N/A | #N/A | #N/A | #N/A | #N/A | #N/A | #N/A |  | Appl-CW-Top-ElecDHW-GasDry-Tier2AnySFm1996IOUDEER2017
|  |  | #N/A |  |  | #N/A |  |  | #N/A |  |  | #N/A

## 2016Measure
Ex Ante Source Tables Export
Measure Table (exante.Measure)
This file created on 6/13/2017 5:17:02 PM while connected to AmazonWS-RDS as sptviewer.
Program/Database Description: READI v.2.4.7 (Preliminary Ex Ante Review data) options: include Non-DEER and Proposed data; 1/1/2013 - 12/31/2025
Index | MeasureID | Description | Version | VersionSource | LastMod | EnergyImpactID | MeasImpactType | EnImpCalcType | ImpScaleBasis | StdScaleVal | PreScaleVal | ImpWeighting | WeightGroupID | ApplyIE | IETableName | TechBased | Sector | PA | UseCategory | UseSubCategory | TechGroup | TechType | MeasCostID | EUL_ID | PreDesc | StdDesc | MeasDesc | PreTechID | StdTechID | MeasTechID | Status | Comment | PreMultiTech | StdMultiTech | SourceDesc | SupportedAppType | StdCostID | RUL_ID | LegacyID | MeasQualifierGroup | StartDate | ExpiryDate | ReviewStatus | MeasID_SCE | MeasID_PGE | MeasID_SDG | MeasID_SCG | MeasType | ReviewComment
951 | RB-Appl-EffCW-med-ElecDHW-GasCDryer-Tier1-Front | Clothes washer, Front loading, Elec DHW, GasDryer, Tier1, IMEF =2.38-2.74, IWF <=3.7 | DEER2016 | D16v2 | 2015-05-15 | RB-Appl-EffCW-med-ElecDHW-GasCDryer-Tier1-Front | DEER | Standard | None | 0 | 0 | None |  | FALSE |  | FALSE | Res | Any | AppPlug | Laundry | Clean_equip | ClothesWash |  | Appl-EffCW | Clothes washer, Top loading, Elec DHW, GasDryer, Standard, IMEF =1.29, IWF =8.4 | Clothes washer, Front loading, Elec DHW, GasDryer, Standard, IMEF =1.84, IWF =4.7 | Clothes washer, Front loading, Elec DHW, GasDryer, Tier1, IMEF =2.38-2.74, IWF <=3.7 |  |  |  | Available |  | FALSE | FALSE |  | RobNc |  | Appl-EffCW |  | None | 2016-01-01 |  | InEA_same |  |  |  |  | Component
952 | RB-Appl-EffCW-med-ElecDHW-GasCDryer-Tier2-Front | Clothes washer, Front loading, Elec DHW, GasDryer, Tier2, IMEF =2.74-2.92, IWF <=3.2 | DEER2016 | D16v2 | 2015-05-15 | RB-Appl-EffCW-med-ElecDHW-GasCDryer-Tier2-Front | DEER | Standard | None | 0 | 0 | None |  | FALSE |  | FALSE | Res | Any | AppPlug | Laundry | Clean_equip | ClothesWash |  | Appl-EffCW | Clothes washer, Top loading, Elec DHW, GasDryer, Standard, IMEF =1.29, IWF =8.4 | Clothes washer, Front loading, Elec DHW, GasDryer, Standard, IMEF =1.84, IWF =4.7 | Clothes washer, Front loading, Elec DHW, GasDryer, Tier2, IMEF =2.74-2.92, IWF <=3.2 |  |  |  | Available |  | FALSE | FALSE |  | RobNc |  | Appl-EffCW |  | None | 2016-01-01 |  | InEA_same |  |  |  |  | Component
953 | RB-Appl-EffCW-med-ElecDHW-GasCDryer-Tier3-Front | Clothes washer, Front loading, Elec DHW, GasDryer, Tier3, IMEF >2.92, IWF <=3.2 | DEER2016 | D16v2 | 2015-05-15 | RB-Appl-EffCW-med-ElecDHW-GasCDryer-Tier3-Front | DEER | Standard | None | 0 | 0 | None |  | FALSE |  | FALSE | Res | Any | AppPlug | Laundry | Clean_equip | ClothesWash |  | Appl-EffCW | Clothes washer, Top loading, Elec DHW, GasDryer, Standard, IMEF =1.29, IWF =8.4 | Clothes washer, Front loading, Elec DHW, GasDryer, Standard, IMEF =1.84, IWF =4.7 | Clothes washer, Front loading, Elec DHW, GasDryer, Tier3, IMEF >2.92, IWF <=3.2 |  |  |  | Available |  | FALSE | FALSE |  | RobNc |  | Appl-EffCW |  | None | 2016-01-01 |  | InEA_same |  |  |  |  | Component
954 | RB-Appl-EffCW-med-GasDHW-ElecCDryer-Tier1-Front | Clothes washer, Front loading, Gas DHW, ElecDryer, Tier1, IMEF =2.38-2.74, IWF <=3.7 | DEER2016 | D16v2 | 2015-05-15 | RB-Appl-EffCW-med-GasDHW-ElecCDryer-Tier1-Front | DEER | Standard | None | 0 | 0 | None |  | FALSE |  | FALSE | Res | Any | AppPlug | Laundry | Clean_equip | ClothesWash |  | Appl-EffCW | Clothes washer, Top loading, Gas DHW, ElecDryer, Standard, IMEF =1.29, IWF =8.4 | Clothes washer, Front loading, Gas DHW, ElecDryer, Standard, IMEF =1.84, IWF =4.7 | Clothes washer, Front loading, Gas DHW, ElecDryer, Tier1, IMEF =2.38-2.74, IWF <=3.7 |  |  |  | Available |  | FALSE | FALSE |  | RobNc |  | Appl-EffCW |  | None | 2016-01-01 |  | InEA_same |  |  |  |  | Component
955 | RB-Appl-EffCW-med-GasDHW-ElecCDryer-Tier2-Front | Clothes washer, Front loading, Gas DHW, ElecDryer, Tier2, IMEF =2.74-2.92, IWF <=3.2 | DEER2016 | D16v2 | 2015-05-15 | RB-Appl-EffCW-med-GasDHW-ElecCDryer-Tier2-Front | DEER | Standard | None | 0 | 0 | None |  | FALSE |  | FALSE | Res | Any | AppPlug | Laundry | Clean_equip | ClothesWash |  | Appl-EffCW | Clothes washer, Top loading, Gas DHW, ElecDryer, Standard, IMEF =1.29, IWF =8.4 | Clothes washer, Front loading, Gas DHW, ElecDryer, Standard, IMEF =1.84, IWF =4.7 | Clothes washer, Front loading, Gas DHW, ElecDryer, Tier2, IMEF =2.74-2.92, IWF <=3.2 |  |  |  | Available |  | FALSE | FALSE |  | RobNc |  | Appl-EffCW |  | None | 2016-01-01 |  | InEA_same |  |  |  |  | Component
956 | RB-Appl-EffCW-med-GasDHW-ElecCDryer-Tier3-Front | Clothes washer, Front loading, Gas DHW, ElecDryer, Tier3, IMEF >2.92, IWF <=3.2 | DEER2016 | D16v2 | 2015-05-15 | RB-Appl-EffCW-med-GasDHW-ElecCDryer-Tier3-Front | DEER | Standard | None | 0 | 0 | None |  | FALSE |  | FALSE | Res | Any | AppPlug | Laundry | Clean_equip | ClothesWash |  | Appl-EffCW | Clothes washer, Top loading, Gas DHW, ElecDryer, Standard, IMEF =1.29, IWF =8.4 | Clothes washer, Front loading, Gas DHW, ElecDryer, Standard, IMEF =1.84, IWF =4.7 | Clothes washer, Front loading, Gas DHW, ElecDryer, Tier3, IMEF >2.92, IWF <=3.2 |  |  |  | Available |  | FALSE | FALSE |  | RobNc |  | Appl-EffCW |  | None | 2016-01-01 |  | InEA_same |  |  |  |  | Component
957 | RE-Appl-EffCW-med-ElecDHW-ElecCDryer-Tier1-Front | Clothes washer, Front loading, Elec DHW, ElecDryer, Tier1, IMEF =2.38-2.74, IWF <=3.7 | DEER2016 | D16v2 | 2015-05-15 | RE-Appl-EffCW-med-ElecDHW-ElecCDryer-Tier1-Front | DEER | Standard | None | 0 | 0 | None |  | FALSE |  | FALSE | Res | Any | AppPlug | Laundry | Clean_equip | ClothesWash |  | Appl-EffCW | Clothes washer, Top loading, Elec DHW, ElecDryer, Standard, IMEF =1.29, IWF =8.4 | Clothes washer, Front loading, Elec DHW, ElecDryer, Standard, IMEF =1.84, IWF =4.7 | Clothes washer, Front loading, Elec DHW, ElecDryer, Tier1, IMEF =2.38-2.74, IWF <=3.7 |  |  |  | Available |  | FALSE | FALSE |  | RobNc |  | Appl-EffCW |  | None | 2016-01-01 |  | InEA_same |  |  |  |  | Component
958 | RE-Appl-EffCW-med-ElecDHW-ElecCDryer-Tier2-Front | Clothes washer, Front loading, Elec DHW, ElecDryer, Tier2, IMEF =2.74-2.92, IWF <=3.2 | DEER2016 | D16v2 | 2015-05-15 | RE-Appl-EffCW-med-ElecDHW-ElecCDryer-Tier2-Front | DEER | Standard | None | 0 | 0 | None |  | FALSE |  | FALSE | Res | Any | AppPlug | Laundry | Clean_equip | ClothesWash |  | Appl-EffCW | Clothes washer, Top loading, Elec DHW, ElecDryer, Standard, IMEF =1.29, IWF =8.4 | Clothes washer, Front loading, Elec DHW, ElecDryer, Standard, IMEF =1.84, IWF =4.7 | Clothes washer, Front loading, Elec DHW, ElecDryer, Tier2, IMEF =2.74-2.92, IWF <=3.2 |  |  |  | Available |  | FALSE | FALSE |  | RobNc |  | Appl-EffCW |  | None | 2016-01-01 |  | InEA_same |  |  |  |  | Component
959 | RE-Appl-EffCW-med-ElecDHW-ElecCDryer-Tier3-Front | Clothes washer, Front loading, Elec DHW, ElecDryer, Tier3, IMEF >2.92, IWF <=3.2 | DEER2016 | D16v2 | 2015-05-15 | RE-Appl-EffCW-med-ElecDHW-ElecCDryer-Tier3-Front | DEER | Standard | None | 0 | 0 | None |  | FALSE |  | FALSE | Res | Any | AppPlug | Laundry | Clean_equip | ClothesWash |  | Appl-EffCW | Clothes washer, Top loading, Elec DHW, ElecDryer, Standard, IMEF =1.29, IWF =8.4 | Clothes washer, Front loading, Elec DHW, ElecDryer, Standard, IMEF =1.84, IWF =4.7 | Clothes washer, Front loading, Elec DHW, ElecDryer, Tier3, IMEF >2.92, IWF <=3.2 |  |  |  | Available |  | FALSE | FALSE |  | RobNc |  | Appl-EffCW |  | None | 2016-01-01 |  | InEA_same |  |  |  |  | Component
960 | RB-Appl-EffCW-med-GasDHW-GasCDryer-Tier1-Front | Clothes washer, Front loading, Gas DHW, GasDryer, Tier1, IMEF =2.38-2.74, IWF <=3.7 | DEER2016 | D16v2 | 2015-05-15 | RB-Appl-EffCW-med-GasDHW-GasCDryer-Tier1-Front | DEER | Standard | None | 0 | 0 | None |  | FALSE |  | FALSE | Res | Any | AppPlug | Laundry | Clean_equip | ClothesWash |  | Appl-EffCW | Clothes washer, Top loading, Gas DHW, GasDryer, Standard, IMEF =1.29, IWF =8.4 | Clothes washer, Front loading, Gas DHW, GasDryer, Standard, IMEF =1.84, IWF =4.7 | Clothes washer, Front loading, Gas DHW, GasDryer, Tier1, IMEF =2.38-2.74, IWF <=3.7 |  |  |  | Available |  | FALSE | FALSE |  | RobNc |  | Appl-EffCW |  | None | 2016-01-01 |  | InEA_same |  |  |  |  | Component
961 | RB-Appl-EffCW-med-GasDHW-GasCDryer-Tier2-Front | Clothes washer, Front loading, Gas DHW, GasDryer, Tier2, IMEF =2.74-2.92, IWF <=3.2 | DEER2016 | D16v2 | 2015-05-15 | RB-Appl-EffCW-med-GasDHW-GasCDryer-Tier2-Front | DEER | Standard | None | 0 | 0 | None |  | FALSE |  | FALSE | Res | Any | AppPlug | Laundry | Clean_equip | ClothesWash |  | Appl-EffCW | Clothes washer, Top loading, Gas DHW, GasDryer, Standard, IMEF =1.29, IWF =8.4 | Clothes washer, Front loading, Gas DHW, GasDryer, Standard, IMEF =1.84, IWF =4.7 | Clothes washer, Front loading, Gas DHW, GasDryer, Tier2, IMEF =2.74-2.92, IWF <=3.2 |  |  |  | Available |  | FALSE | FALSE |  | RobNc |  | Appl-EffCW |  | None | 2016-01-01 |  | InEA_same |  |  |  |  | Component
962 | RB-Appl-EffCW-med-GasDHW-GasCDryer-Tier3-Front | Clothes washer, Front loading, Gas DHW, GasDryer, Tier3, IMEF >2.92, IWF <=3.2 | DEER2016 | D16v2 | 2015-05-15 | RB-Appl-EffCW-med-GasDHW-GasCDryer-Tier3-Front | DEER | Standard | None | 0 | 0 | None |  | FALSE |  | FALSE | Res | Any | AppPlug | Laundry | Clean_equip | ClothesWash |  | Appl-EffCW | Clothes washer, Top loading, Gas DHW, GasDryer, Standard, IMEF =1.29, IWF =8.4 | Clothes washer, Front loading, Gas DHW, GasDryer, Standard, IMEF =1.84, IWF =4.7 | Clothes washer, Front loading, Gas DHW, GasDryer, Tier3, IMEF >2.92, IWF <=3.2 |  |  |  | Available |  | FALSE | FALSE |  | RobNc |  | Appl-EffCW |  | None | 2016-01-01 |  | InEA_same |  |  |  |  | Component
963 | RB-Appl-EffCW-med-ElecDHW-GasCDryer-Tier1-Top | Clothes washer, Top loading, Elec DHW, GasDryer, Tier1, IMEF =2.06-2.2, IWF <=4.3 | DEER2016 | D16v2 | 2015-05-15 | RB-Appl-EffCW-med-ElecDHW-GasCDryer-Tier1-Top | DEER | Standard | None | 0 | 0 | None |  | FALSE |  | FALSE | Res | Any | AppPlug | Laundry | Clean_equip | ClothesWash |  | Appl-EffCW | Clothes washer, Top loading, Elec DHW, GasDryer, Standard, IMEF =1.29, IWF =8.4 | Clothes washer, Top loading, Elec DHW, GasDryer, Standard, IMEF =1.29, IWF =8.4 | Clothes washer, Top loading, Elec DHW, GasDryer, Tier1, IMEF =2.06-2.2, IWF <=4.3 |  |  |  | Available |  | FALSE | FALSE |  | RobNc |  | Appl-EffCW |  | None | 2016-01-01 |  | InEA_same |  |  |  |  | Component
964 | RB-Appl-EffCW-med-ElecDHW-GasCDryer-Tier2-Top | Clothes washer, Top loading, Elec DHW, GasDryer, Tier2, IMEF >2.2, IWF <=4 | DEER2016 | D16v2 | 2015-05-15 | RB-Appl-EffCW-med-ElecDHW-GasCDryer-Tier2-Top | DEER | Standard | None | 0 | 0 | None |  | FALSE |  | FALSE | Res | Any | AppPlug | Laundry | Clean_equip | ClothesWash |  | Appl-EffCW | Clothes washer, Top loading, Elec DHW, GasDryer, Standard, IMEF =1.29, IWF =8.4 | Clothes washer, Top loading, Elec DHW, GasDryer, Standard, IMEF =1.29, IWF =8.4 | Clothes washer, Top loading, Elec DHW, GasDryer, Tier2, IMEF >2.2, IWF <=4 |  |  |  | Available |  | FALSE | FALSE |  | RobNc |  | Appl-EffCW |  | None | 2016-01-01 |  | InEA_same |  |  |  |  | Component
965 | RB-Appl-EffCW-med-GasDHW-ElecCDryer-Tier1-Top | Clothes washer, Top loading, Gas DHW, ElecDryer, Tier1, IMEF =2.06-2.2, IWF <=4.3 | DEER2016 | D16v2 | 2015-05-15 | RB-Appl-EffCW-med-GasDHW-ElecCDryer-Tier1-Top | DEER | Standard | None | 0 | 0 | None |  | FALSE |  | FALSE | Res | Any | AppPlug | Laundry | Clean_equip | ClothesWash |  | Appl-EffCW | Clothes washer, Top loading, Gas DHW, ElecDryer, Standard, IMEF =1.29, IWF =8.4 | Clothes washer, Top loading, Gas DHW, ElecDryer, Standard, IMEF =1.29, IWF =8.4 | Clothes washer, Top loading, Gas DHW, ElecDryer, Tier1, IMEF =2.06-2.2, IWF <=4.3 |  |  |  | Available |  | FALSE | FALSE |  | RobNc |  | Appl-EffCW |  | None | 2016-01-01 |  | InEA_same |  |  |  |  | Component
966 | RB-Appl-EffCW-med-GasDHW-ElecCDryer-Tier2-Top | Clothes washer, Top loading, Gas DHW, ElecDryer, Tier2, IMEF >2.2, IWF <=4 | DEER2016 | D16v2 | 2015-05-15 | RB-Appl-EffCW-med-GasDHW-ElecCDryer-Tier2-Top | DEER | Standard | None | 0 | 0 | None |  | FALSE |  | FALSE | Res | Any | AppPlug | Laundry | Clean_equip | ClothesWash |  | Appl-EffCW | Clothes washer, Top loading, Gas DHW, ElecDryer, Standard, IMEF =1.29, IWF =8.4 | Clothes washer, Top loading, Gas DHW, ElecDryer, Standard, IMEF =1.29, IWF =8.4 | Clothes washer, Top loading, Gas DHW, ElecDryer, Tier2, IMEF >2.2, IWF <=4 |  |  |  | Available |  | FALSE | FALSE |  | RobNc |  | Appl-EffCW |  | None | 2016-01-01 |  | InEA_same |  |  |  |  | Component
967 | RE-Appl-EffCW-med-ElecDHW-ElecCDryer-Tier1-Top | Clothes washer, Top loading, Elec DHW, ElecDryer, Tier1, IMEF =2.06-2.2, IWF <=4.3 | DEER2016 | D16v2 | 2015-05-15 | RE-Appl-EffCW-med-ElecDHW-ElecCDryer-Tier1-Top | DEER | Standard | None | 0 | 0 | None |  | FALSE |  | FALSE | Res | Any | AppPlug | Laundry | Clean_equip | ClothesWash |  | Appl-EffCW | Clothes washer, Top loading, Elec DHW, ElecDryer, Standard, IMEF =1.29, IWF =8.4 | Clothes washer, Top loading, Elec DHW, ElecDryer, Standard, IMEF =1.29, IWF =8.4 | Clothes washer, Top loading, Elec DHW, ElecDryer, Tier1, IMEF =2.06-2.2, IWF <=4.3 |  |  |  | Available |  | FALSE | FALSE |  | RobNc |  | Appl-EffCW |  | None | 2016-01-01 |  | InEA_same |  |  |  |  | Component
968 | RE-Appl-EffCW-med-ElecDHW-ElecCDryer-Tier2-Top | Clothes washer, Top loading, Elec DHW, ElecDryer, Tier2, IMEF >2.2, IWF <=4 | DEER2016 | D16v2 | 2015-05-15 | RE-Appl-EffCW-med-ElecDHW-ElecCDryer-Tier2-Top | DEER | Standard | None | 0 | 0 | None |  | FALSE |  | FALSE | Res | Any | AppPlug | Laundry | Clean_equip | ClothesWash |  | Appl-EffCW | Clothes washer, Top loading, Elec DHW, ElecDryer, Standard, IMEF =1.29, IWF =8.4 | Clothes washer, Top loading, Elec DHW, ElecDryer, Standard, IMEF =1.29, IWF =8.4 | Clothes washer, Top loading, Elec DHW, ElecDryer, Tier2, IMEF >2.2, IWF <=4 |  |  |  | Available |  | FALSE | FALSE |  | RobNc |  | Appl-EffCW |  | None | 2016-01-01 |  | InEA_same |  |  |  |  | Component
969 | RB-Appl-EffCW-med-GasDHW-GasCDryer-Tier1-Top | Clothes washer, Top loading, Gas DHW, GasDryer, Tier1, IMEF =2.06-2.2, IWF <=4.3 | DEER2016 | D16v2 | 2015-05-15 | RB-Appl-EffCW-med-GasDHW-GasCDryer-Tier1-Top | DEER | Standard | None | 0 | 0 | None |  | FALSE |  | FALSE | Res | Any | AppPlug | Laundry | Clean_equip | ClothesWash |  | Appl-EffCW | Clothes washer, Top loading, Gas DHW, GasDryer, Standard, IMEF =1.29, IWF =8.4 | Clothes washer, Top loading, Gas DHW, GasDryer, Standard, IMEF =1.29, IWF =8.4 | Clothes washer, Top loading, Gas DHW, GasDryer, Tier1, IMEF =2.06-2.2, IWF <=4.3 |  |  |  | Available |  | FALSE | FALSE |  | RobNc |  | Appl-EffCW |  | None | 2016-01-01 |  | InEA_same |  |  |  |  | Component
970 | RB-Appl-EffCW-med-GasDHW-GasCDryer-Tier2-Top | Clothes washer, Top loading, Gas DHW, GasDryer, Tier2, IMEF >2.2, IWF <=4 | DEER2016 | D16v2 | 2015-05-15 | RB-Appl-EffCW-med-GasDHW-GasCDryer-Tier2-Top | DEER | Standard | None | 0 | 0 | None |  | FALSE |  | FALSE | Res | Any | AppPlug | Laundry | Clean_equip | ClothesWash |  | Appl-EffCW | Clothes washer, Top loading, Gas DHW, GasDryer, Standard, IMEF =1.29, IWF =8.4 | Clothes washer, Top loading, Gas DHW, GasDryer, Standard, IMEF =1.29, IWF =8.4 | Clothes washer, Top loading, Gas DHW, GasDryer, Tier2, IMEF >2.2, IWF <=4 |  |  |  | Available |  | FALSE | FALSE |  | RobNc |  | Appl-EffCW |  | None | 2016-01-01 |  | InEA_same |  |  |  |  | Component
971 | RB-Appl-EffCW-med-Tier1-Front | Clothes washer, Front loading, Weighted Fuel Type, Tier1, IMEF =2.38-2.74, IWF <=3.7 | DEER2016 | D16v2 | 2015-05-15 | RB-Appl-EffCW-med-Tier1-Front | DEER | CrossMeasWtd | None | 0 | 0 | None | ClothesWasher-Front-Tier1 | FALSE |  | FALSE | Res | Any | AppPlug | Laundry | Clean_equip | ClothesWash |  | Appl-EffCW | Clothes washer, Front loading, Weighted Fuel Types, Standard, IMEF =1.84, IWF =4.7 | Clothes washer, Front loading, Weighted Fuel Types, Standard, IMEF =1.84, IWF =4.7 | Clothes washer, Front loading, Weighted Fuel Types, Tier1, IMEF =2.38-2.74, IWF <=3.7 |  |  |  | Available |  | FALSE | FALSE |  | RobNc |  | Appl-EffCW |  | None | 2016-01-01 |  | InEA_same |  |  |  |  | Standard
972 | RB-Appl-EffCW-med-Tier2-Front | Clothes washer, Front loading, Weighted Fuel Type, Tier2, IMEF =2.74-2.92, IWF <=3.2 | DEER2016 | D16v2 | 2015-05-15 | RB-Appl-EffCW-med-Tier2-Front | DEER | CrossMeasWtd | None | 0 | 0 | None | ClothesWasher-Front-Tier2 | FALSE |  | FALSE | Res | Any | AppPlug | Laundry | Clean_equip | ClothesWash |  | Appl-EffCW | Clothes washer, Front loading, Weighted Fuel Types, Standard, IMEF =1.84, IWF =4.7 | Clothes washer, Front loading, Weighted Fuel Types, Standard, IMEF =1.84, IWF =4.7 | Clothes washer, Front loading, Weighted Fuel Types, Tier2, IMEF =2.74-2.92, IWF <=3.2 |  |  |  | Available |  | FALSE | FALSE |  | RobNc |  | Appl-EffCW |  | None | 2016-01-01 |  | InEA_same |  |  |  |  | Standard
973 | RB-Appl-EffCW-med-Tier3-Front | Clothes washer, Front loading, Weighted Fuel Type, Tier3, IMEF >2.92, IWF <=3.2 | DEER2016 | D16v2 | 2015-05-15 | RB-Appl-EffCW-med-Tier3-Front | DEER | CrossMeasWtd | None | 0 | 0 | None | ClothesWasher-Front-Tier3 | FALSE |  | FALSE | Res | Any | AppPlug | Laundry | Clean_equip | ClothesWash |  | Appl-EffCW | Clothes washer, Front loading, Weighted Fuel Types, Standard, IMEF =1.84, IWF =4.7 | Clothes washer, Front loading, Weighted Fuel Types, Standard, IMEF =1.84, IWF =4.7 | Clothes washer, Front loading, Weighted Fuel Types, Tier3, IMEF >2.92, IWF <=3.2 |  |  |  | Available |  | FALSE | FALSE |  | RobNc |  | Appl-EffCW |  | None | 2016-01-01 |  | InEA_same |  |  |  |  | Standard
974 | RB-Appl-EffCW-med-Tier1-Top | Clothes washer, Top loading, Weighted Fuel Type, Tier1, IMEF =2.06-2.2, IWF <=4.3 | DEER2016 | D16v2 | 2015-05-15 | RB-Appl-EffCW-med-Tier1-Top | DEER | CrossMeasWtd | None | 0 | 0 | None | ClothesWasher-Top-Tier1 | FALSE |  | FALSE | Res | Any | AppPlug | Laundry | Clean_equip | ClothesWash |  | Appl-EffCW | Clothes washer, Top loading, Weighted Fuel Types, Standard, IMEF =1.29, IWF =8.4 | Clothes washer, Top loading, Weighted Fuel Types, Standard, IMEF =1.29, IWF =8.4 | Clothes washer, Top loading, Weighted Fuel Types, Tier1, IMEF =2.06-2.2, IWF <=4.3 |  |  |  | Available |  | FALSE | FALSE |  | RobNc |  | Appl-EffCW |  | None | 2016-01-01 |  | InEA_same |  |  |  |  | Standard
975 | RB-Appl-EffCW-med-Tier2-Top | Clothes washer, Top loading, Weighted Fuel Type, Tier2, IMEF >2.2, IWF <=4 | DEER2016 | D16v2 | 2015-05-15 | RB-Appl-EffCW-med-Tier2-Top | DEER | CrossMeasWtd | None | 0 | 0 | None | ClothesWasher-Top-Tier2 | FALSE |  | FALSE | Res | Any | AppPlug | Laundry | Clean_equip | ClothesWash |  | Appl-EffCW | Clothes washer, Top loading, Weighted Fuel Types, Standard, IMEF =1.29, IWF =8.4 | Clothes washer, Top loading, Weighted Fuel Types, Standard, IMEF =1.29, IWF =8.4 | Clothes washer, Top loading, Weighted Fuel Types, Tier2, IMEF >2.2, IWF <=4 |  |  |  | Available |  | FALSE | FALSE |  | RobNc |  | Appl-EffCW |  | None | 2016-01-01 |  | InEA_same |  |  |  |  | Standard

## 2017Measure
Ex Ante Source Tables Export
Measure Table (exante.Measure)
This file created on 6/13/2017 5:17:02 PM while connected to AmazonWS-RDS as sptviewer.
Program/Database Description: READI v.2.4.7 (Preliminary Ex Ante Review data) options: include Non-DEER and Proposed data; 1/1/2013 - 12/31/2025
Index | MeasureID | Description | Version | VersionSource | LastMod | EnergyImpactID | MeasImpactType | EnImpCalcType | ImpScaleBasis | StdScaleVal | PreScaleVal | ImpWeighting | WeightGroupID | ApplyIE | IETableName | TechBased | Sector | PA | UseCategory | UseSubCategory | TechGroup | TechType | MeasCostID | EUL_ID | PreDesc | StdDesc | MeasDesc | PreTechID | StdTechID | MeasTechID | Status | Comment | PreMultiTech | StdMultiTech | SourceDesc | SupportedAppType | StdCostID | RUL_ID | LegacyID | MeasQualifierGroup | StartDate | ExpiryDate | ReviewStatus | MeasID_SCE | MeasID_PGE | MeasID_SDG | MeasID_SCG | MeasType | ReviewComment
Pre-Existing Technology Update:
1721 | RB-Appl-EffCW-med-ElecDHW-GasCDryer-Tier1-Front | Clothes washer, Front loading, Elec DHW, GasDryer, Tier1, IMEF = 2.38 to < 2.74, IWF <= 3.7 | DEER2017 | D17v2 | 336 | Appl-CW-Front-ElecDHW-GasDry-Tier1 | DEER | Standard | None | 0 | 0 | None |  | FALSE |  | FALSE | Res | Any | AppPlug | Laundry | Clean_equip | ClothesWash |  | Appl-EffCW | Clothes washer, Front loading, Elec DHW, GasDryer, Standard, IMEF =1.79, IWF < 4.8 | Clothes washer, Front loading, Elec DHW, GasDryer, Standard, IMEF =1.84, IWF < 4.7 | Clothes washer, Front loading, Elec DHW, GasDryer, Tier1, IMEF = 2.38, IWF <= 3.7 |  |  |  | Available |  | FALSE | FALSE | June 2017 DEER Update | RobNc |  | Appl-EffCW |  | None | 2016-01-01 |  | InEA_mod |  |  |  |  | Component | Measure updated for DEER June 2017 Update including Baseline Adjustment
1722 | RB-Appl-EffCW-med-ElecDHW-GasCDryer-Tier2-Front | Clothes washer, Front loading, Elec DHW, GasDryer, Tier2, IMEF = 2.74 to < 2.92, IWF <= 3.2 | DEER2017 | D17v2 | 336 | Appl-CW-Front-ElecDHW-GasDry-Tier2 | DEER | Standard | None | 0 | 0 | None |  | FALSE |  | FALSE | Res | Any | AppPlug | Laundry | Clean_equip | ClothesWash |  | Appl-EffCW | Clothes washer, Front loading, Elec DHW, GasDryer, Standard, IMEF =1.79, IWF < 4.8 | Clothes washer, Front loading, Elec DHW, GasDryer, Standard, IMEF =1.84, IWF < 4.7 | Clothes washer, Front loading, Elec DHW, GasDryer, Tier2, IMEF = 2.74, IWF <= 3.2 |  |  |  | Available |  | FALSE | FALSE | June 2017 DEER Update | RobNc |  | Appl-EffCW |  | None | 2016-01-01 |  | InEA_mod |  |  |  |  | Component | Measure updated for DEER June 2017 Update including Baseline Adjustment
1723 | RB-Appl-EffCW-med-ElecDHW-GasCDryer-Tier3-Front | Clothes washer, Front loading, Elec DHW, GasDryer, Tier3, IMEF >= 2.92, IWF <= 3.2 | DEER2017 | D17v2 | 336 | Appl-CW-Front-ElecDHW-GasDry-Tier3 | DEER | Standard | None | 0 | 0 | None |  | FALSE |  | FALSE | Res | Any | AppPlug | Laundry | Clean_equip | ClothesWash |  | Appl-EffCW | Clothes washer, Front loading, Elec DHW, GasDryer, Standard, IMEF =1.79, IWF < 4.8 | Clothes washer, Front loading, Elec DHW, GasDryer, Standard, IMEF =1.84, IWF < 4.7 | Clothes washer, Front loading, Elec DHW, GasDryer, Tier3, IMEF = 2.92, IWF <= 3.2 |  |  |  | Available |  | FALSE | FALSE | June 2017 DEER Update | RobNc |  | Appl-EffCW |  | None | 2016-01-01 |  | InEA_mod |  |  |  |  | Component | Measure updated for DEER June 2017 Update including Baseline Adjustment
1724 | RB-Appl-EffCW-med-GasDHW-ElecCDryer-Tier1-Front | Clothes washer, Front loading, Gas DHW, ElecDryer, Tier1, IMEF = 2.38 to < 2.74, IWF <= 3.7 | DEER2017 | D17v2 | 336 | Appl-CW-Front-GasDHW-ElecDry-Tier1 | DEER | Standard | None | 0 | 0 | None |  | FALSE |  | FALSE | Res | Any | AppPlug | Laundry | Clean_equip | ClothesWash |  | Appl-EffCW | Clothes washer, Front loading, Gas DHW, ElecDryer, Standard, IMEF =1.79, IWF < 4.8 | Clothes washer, Front loading, Gas DHW, ElecDryer, Standard, IMEF =1.84, IWF < 4.7 | Clothes washer, Front loading, Gas DHW, ElecDryer, Tier1, IMEF = 2.38, IWF <= 3.7 |  |  |  | Available |  | FALSE | FALSE | June 2017 DEER Update | RobNc |  | Appl-EffCW |  | None | 2016-01-01 |  | InEA_mod |  |  |  |  | Component | Measure updated for DEER June 2017 Update including Baseline Adjustment
1725 | RB-Appl-EffCW-med-GasDHW-ElecCDryer-Tier2-Front | Clothes washer, Front loading, Gas DHW, ElecDryer, Tier2, IMEF = 2.74 to < 2.92, IWF <= 3.2 | DEER2017 | D17v2 | 336 | Appl-CW-Front-GasDHW-ElecDry-Tier2 | DEER | Standard | None | 0 | 0 | None |  | FALSE |  | FALSE | Res | Any | AppPlug | Laundry | Clean_equip | ClothesWash |  | Appl-EffCW | Clothes washer, Front loading, Gas DHW, ElecDryer, Standard, IMEF =1.79, IWF < 4.8 | Clothes washer, Front loading, Gas DHW, ElecDryer, Standard, IMEF =1.84, IWF < 4.7 | Clothes washer, Front loading, Gas DHW, ElecDryer, Tier2, IMEF = 2.74, IWF <= 3.2 |  |  |  | Available |  | FALSE | FALSE | June 2017 DEER Update | RobNc |  | Appl-EffCW |  | None | 2016-01-01 |  | InEA_mod |  |  |  |  | Component | Measure updated for DEER June 2017 Update including Baseline Adjustment
1726 | RB-Appl-EffCW-med-GasDHW-ElecCDryer-Tier3-Front | Clothes washer, Front loading, Gas DHW, ElecDryer, Tier3, IMEF >= 2.92, IWF <= 3.2 | DEER2017 | D17v2 | 336 | Appl-CW-Front-GasDHW-ElecDry-Tier3 | DEER | Standard | None | 0 | 0 | None |  | FALSE |  | FALSE | Res | Any | AppPlug | Laundry | Clean_equip | ClothesWash |  | Appl-EffCW | Clothes washer, Front loading, Gas DHW, ElecDryer, Standard, IMEF =1.79, IWF < 4.8 | Clothes washer, Front loading, Gas DHW, ElecDryer, Standard, IMEF =1.84, IWF < 4.7 | Clothes washer, Front loading, Gas DHW, ElecDryer, Tier3, IMEF = 2.92, IWF <= 3.2 |  |  |  | Available |  | FALSE | FALSE | June 2017 DEER Update | RobNc |  | Appl-EffCW |  | None | 2016-01-01 |  | InEA_mod |  |  |  |  | Component | Measure updated for DEER June 2017 Update including Baseline Adjustment
1727 | RE-Appl-EffCW-med-ElecDHW-ElecCDryer-Tier1-Front | Clothes washer, Front loading, Elec DHW, ElecDryer, Tier1, IMEF = 2.38 to < 2.74, IWF <= 3.7 | DEER2017 | D17v2 | 336 | Appl-CW-Front-ElecDHW-ElecDry-Tier1 | DEER | Standard | None | 0 | 0 | None |  | FALSE |  | FALSE | Res | Any | AppPlug | Laundry | Clean_equip | ClothesWash |  | Appl-EffCW | Clothes washer, Front loading, Elec DHW, ElecDryer, Standard, IMEF =1.79, IWF < 4.8 | Clothes washer, Front loading, Elec DHW, ElecDryer, Standard, IMEF =1.84, IWF < 4.7 | Clothes washer, Front loading, Elec DHW, ElecDryer, Tier1, IMEF = 2.38, IWF <= 3.7 |  |  |  | Available |  | FALSE | FALSE | June 2017 DEER Update | RobNc |  | Appl-EffCW |  | None | 2016-01-01 |  | InEA_mod |  |  |  |  | Component | Measure updated for DEER June 2017 Update including Baseline Adjustment
1728 | RE-Appl-EffCW-med-ElecDHW-ElecCDryer-Tier2-Front | Clothes washer, Front loading, Elec DHW, ElecDryer, Tier2, IMEF = 2.74 to < 2.92, IWF <= 3.2 | DEER2017 | D17v2 | 336 | Appl-CW-Front-ElecDHW-ElecDry-Tier2 | DEER | Standard | None | 0 | 0 | None |  | FALSE |  | FALSE | Res | Any | AppPlug | Laundry | Clean_equip | ClothesWash |  | Appl-EffCW | Clothes washer, Front loading, Elec DHW, ElecDryer, Standard, IMEF =1.79, IWF < 4.8 | Clothes washer, Front loading, Elec DHW, ElecDryer, Standard, IMEF =1.84, IWF < 4.7 | Clothes washer, Front loading, Elec DHW, ElecDryer, Tier2, IMEF = 2.74, IWF <= 3.2 |  |  |  | Available |  | FALSE | FALSE | June 2017 DEER Update | RobNc |  | Appl-EffCW |  | None | 2016-01-01 |  | InEA_mod |  |  |  |  | Component | Measure updated for DEER June 2017 Update including Baseline Adjustment
1729 | RE-Appl-EffCW-med-ElecDHW-ElecCDryer-Tier3-Front | Clothes washer, Front loading, Elec DHW, ElecDryer, Tier3, IMEF >= 2.92, IWF <= 3.2 | DEER2017 | D17v2 | 336 | Appl-CW-Front-ElecDHW-ElecDry-Tier3 | DEER | Standard | None | 0 | 0 | None |  | FALSE |  | FALSE | Res | Any | AppPlug | Laundry | Clean_equip | ClothesWash |  | Appl-EffCW | Clothes washer, Front loading, Elec DHW, ElecDryer, Standard, IMEF =1.79, IWF < 4.8 | Clothes washer, Front loading, Elec DHW, ElecDryer, Standard, IMEF =1.84, IWF < 4.7 | Clothes washer, Front loading, Elec DHW, ElecDryer, Tier3, IMEF = 2.92, IWF <= 3.2 |  |  |  | Available |  | FALSE | FALSE | June 2017 DEER Update | RobNc |  | Appl-EffCW |  | None | 2016-01-01 |  | InEA_mod |  |  |  |  | Component | Measure updated for DEER June 2017 Update including Baseline Adjustment
1730 | RB-Appl-EffCW-med-GasDHW-GasCDryer-Tier1-Front | Clothes washer, Front loading, Gas DHW, GasDryer, Tier1, IMEF = 2.38 to < 2.74, IWF <= 3.7 | DEER2017 | D17v2 | 336 | Appl-CW-Front-GasDHW-GasDry-Tier1 | DEER | Standard | None | 0 | 0 | None |  | FALSE |  | FALSE | Res | Any | AppPlug | Laundry | Clean_equip | ClothesWash |  | Appl-EffCW | Clothes washer, Front loading, Gas DHW, GasDryer, Standard, IMEF =1.79, IWF < 4.8 | Clothes washer, Front loading, Gas DHW, GasDryer, Standard, IMEF =1.84, IWF < 4.7 | Clothes washer, Front loading, Gas DHW, GasDryer, Tier1, IMEF = 2.38, IWF <= 3.7 |  |  |  | Available |  | FALSE | FALSE | June 2017 DEER Update | RobNc |  | Appl-EffCW |  | None | 2016-01-01 |  | InEA_mod |  |  |  |  | Component | Measure updated for DEER June 2017 Update including Baseline Adjustment
1731 | RB-Appl-EffCW-med-GasDHW-GasCDryer-Tier2-Front | Clothes washer, Front loading, Gas DHW, GasDryer, Tier2, IMEF = 2.74 to < 2.92, IWF <= 3.2 | DEER2017 | D17v2 | 336 | Appl-CW-Front-GasDHW-GasDry-Tier2 | DEER | Standard | None | 0 | 0 | None |  | FALSE |  | FALSE | Res | Any | AppPlug | Laundry | Clean_equip | ClothesWash |  | Appl-EffCW | Clothes washer, Front loading, Gas DHW, GasDryer, Standard, IMEF =1.79, IWF < 4.8 | Clothes washer, Front loading, Gas DHW, GasDryer, Standard, IMEF =1.84, IWF < 4.7 | Clothes washer, Front loading, Gas DHW, GasDryer, Tier2, IMEF = 2.74, IWF <= 3.2 |  |  |  | Available |  | FALSE | FALSE | June 2017 DEER Update | RobNc |  | Appl-EffCW |  | None | 2016-01-01 |  | InEA_mod |  |  |  |  | Component | Measure updated for DEER June 2017 Update including Baseline Adjustment
1732 | RB-Appl-EffCW-med-GasDHW-GasCDryer-Tier3-Front | Clothes washer, Front loading, Gas DHW, GasDryer, Tier3, IMEF >= 2.92, IWF <= 3.2 | DEER2017 | D17v2 | 336 | Appl-CW-Front-GasDHW-GasDry-Tier3 | DEER | Standard | None | 0 | 0 | None |  | FALSE |  | FALSE | Res | Any | AppPlug | Laundry | Clean_equip | ClothesWash |  | Appl-EffCW | Clothes washer, Front loading, Gas DHW, GasDryer, Standard, IMEF =1.79, IWF < 4.8 | Clothes washer, Front loading, Gas DHW, GasDryer, Standard, IMEF =1.84, IWF < 4.7 | Clothes washer, Front loading, Gas DHW, GasDryer, Tier3, IMEF = 2.92, IWF <= 3.2 |  |  |  | Available |  | FALSE | FALSE | June 2017 DEER Update | RobNc |  | Appl-EffCW |  | None | 2016-01-01 |  | InEA_mod |  |  |  |  | Component | Measure updated for DEER June 2017 Update including Baseline Adjustment
1733 | RB-Appl-EffCW-med-ElecDHW-GasCDryer-Tier1-Top | Clothes washer, Top loading, Elec DHW, GasDryer, Tier1, IMEF = 2.06 to < 2.32, IWF <= 4.3 | DEER2017 | D17v2 | 336 | Appl-CW-Top-ElecDHW-GasDry-Tier1 | DEER | Standard | None | 0 | 0 | None |  | FALSE |  | FALSE | Res | Any | AppPlug | Laundry | Clean_equip | ClothesWash |  | Appl-EffCW | Clothes washer, Top loading, Elec DHW, GasDryer, Standard, IMEF = 1.08, IWF <= 9.4 | Clothes washer, Top loading, Elec DHW, GasDryer, Standard, IMEF = 1.29, IWF <= 8.4 | Clothes washer, Top loading, Elec DHW, GasDryer, Tier1, IMEF = 2.06, IWF <= 4.3 |  |  |  | Available |  | FALSE | FALSE | June 2017 DEER Update | RobNc |  | Appl-EffCW |  | None | 2016-01-01 | 2017-12-31 | InEA_mod |  |  |  |  | Component | Measure updated for DEER June 2017 Update including Baseline Adjustment
1734 | RB-Appl-EffCW-med-ElecDHW-GasCDryer-Tier2-Top | Clothes washer, Top loading, Elec DHW, GasDryer, Tier2, IMEF = 2.32 to < 2.76, IWF <= 4.0 | DEER2017 | D17v2 | 336 | Appl-CW-Top-ElecDHW-GasDry-Tier2 | DEER | Standard | None | 0 | 0 | None |  | FALSE |  | FALSE | Res | Any | AppPlug | Laundry | Clean_equip | ClothesWash |  | Appl-EffCW | Clothes washer, Top loading, Elec DHW, GasDryer, Standard, IMEF = 1.08, IWF <= 9.4 | Clothes washer, Top loading, Elec DHW, GasDryer, Standard, IMEF = 1.29, IWF <= 8.4 | Clothes washer, Top loading, Elec DHW, GasDryer, Tier2, IMEF = 2.32, IWF <= 4.0 |  |  |  | Available |  | FALSE | FALSE | June 2017 DEER Update | RobNc |  | Appl-EffCW |  | None | 2016-01-01 | 2017-12-31 | InEA_mod |  |  |  |  | Component | Measure updated for DEER June 2017 Update including Baseline Adjustment
1735 | RB-Appl-EffCW-med-GasDHW-ElecCDryer-Tier1-Top | Clothes washer, Top loading, Gas DHW, ElecDryer, Tier1, IMEF = 2.06 to < 2.32, IWF <= 4.3 | DEER2017 | D17v2 | 336 | Appl-CW-Top-GasDHW-ElecDry-Tier1 | DEER | Standard | None | 0 | 0 | None |  | FALSE |  | FALSE | Res | Any | AppPlug | Laundry | Clean_equip | ClothesWash |  | Appl-EffCW | Clothes washer, Top loading, Gas DHW, ElecDryer, Standard, IMEF = 1.08, IWF <= 9.4 | Clothes washer, Top loading, Gas DHW, ElecDryer, Standard, IMEF = 1.29, IWF <= 8.4 | Clothes washer, Top loading, Gas DHW, ElecDryer, Tier1, IMEF = 2.06, IWF <= 4.3 |  |  |  | Available |  | FALSE | FALSE | June 2017 DEER Update | RobNc |  | Appl-EffCW |  | None | 2016-01-01 | 2017-12-31 | InEA_mod |  |  |  |  | Component | Measure updated for DEER June 2017 Update including Baseline Adjustment
1736 | RB-Appl-EffCW-med-GasDHW-ElecCDryer-Tier2-Top | Clothes washer, Top loading, Gas DHW, ElecDryer, Tier2, IMEF = 2.32 to < 2.76, IWF <= 4.0 | DEER2017 | D17v2 | 336 | Appl-CW-Top-GasDHW-ElecDry-Tier2 | DEER | Standard | None | 0 | 0 | None |  | FALSE |  | FALSE | Res | Any | AppPlug | Laundry | Clean_equip | ClothesWash |  | Appl-EffCW | Clothes washer, Top loading, Gas DHW, ElecDryer, Standard, IMEF = 1.08, IWF <= 9.4 | Clothes washer, Top loading, Gas DHW, ElecDryer, Standard, IMEF = 1.29, IWF <= 8.4 | Clothes washer, Top loading, Gas DHW, ElecDryer, Tier2, IMEF = 2.32, IWF <= 4.0 |  |  |  | Available |  | FALSE | FALSE | June 2017 DEER Update | RobNc |  | Appl-EffCW |  | None | 2016-01-01 | 2017-12-31 | InEA_mod |  |  |  |  | Component | Measure updated for DEER June 2017 Update including Baseline Adjustment
1737 | RE-Appl-EffCW-med-ElecDHW-ElecCDryer-Tier1-Top | Clothes washer, Top loading, Elec DHW, ElecDryer, Tier1, IMEF = 2.06 to < 2.32, IWF <= 4.3 | DEER2017 | D17v2 | 336 | Appl-CW-Top-ElecDHW-ElecDry-Tier1 | DEER | Standard | None | 0 | 0 | None |  | FALSE |  | FALSE | Res | Any | AppPlug | Laundry | Clean_equip | ClothesWash |  | Appl-EffCW | Clothes washer, Top loading, Elec DHW, ElecDryer, Standard, IMEF = 1.08, IWF <= 9.4 | Clothes washer, Top loading, Elec DHW, ElecDryer, Standard, IMEF = 1.29, IWF <= 8.4 | Clothes washer, Top loading, Elec DHW, ElecDryer, Tier1, IMEF = 2.06, IWF <= 4.3 |  |  |  | Available |  | FALSE | FALSE | June 2017 DEER Update | RobNc |  | Appl-EffCW |  | None | 2016-01-01 | 2017-12-31 | InEA_mod |  |  |  |  | Component | Measure updated for DEER June 2017 Update including Baseline Adjustment
1738 | RE-Appl-EffCW-med-ElecDHW-ElecCDryer-Tier2-Top | Clothes washer, Top loading, Elec DHW, ElecDryer, Tier2, IMEF = 2.32 to < 2.76, IWF <= 4.0 | DEER2017 | D17v2 | 336 | Appl-CW-Top-ElecDHW-ElecDry-Tier2 | DEER | Standard | None | 0 | 0 | None |  | FALSE |  | FALSE | Res | Any | AppPlug | Laundry | Clean_equip | ClothesWash |  | Appl-EffCW | Clothes washer, Top loading, Elec DHW, ElecDryer, Standard, IMEF = 1.08, IWF <= 9.4 | Clothes washer, Top loading, Elec DHW, ElecDryer, Standard, IMEF = 1.29, IWF <= 8.4 | Clothes washer, Top loading, Elec DHW, ElecDryer, Tier2, IMEF = 2.32, IWF <= 4.0 |  |  |  | Available |  | FALSE | FALSE | June 2017 DEER Update | RobNc |  | Appl-EffCW |  | None | 2016-01-01 | 2017-12-31 | InEA_mod |  |  |  |  | Component | Measure updated for DEER June 2017 Update including Baseline Adjustment
1739 | RB-Appl-EffCW-med-GasDHW-GasCDryer-Tier1-Top | Clothes washer, Top loading, Gas DHW, GasDryer, Tier1, IMEF = 2.06 to < 2.32, IWF <= 4.3 | DEER2017 | D17v2 | 336 | Appl-CW-Top-GasDHW-GasDry-Tier1 | DEER | Standard | None | 0 | 0 | None |  | FALSE |  | FALSE | Res | Any | AppPlug | Laundry | Clean_equip | ClothesWash |  | Appl-EffCW | Clothes washer, Top loading, Gas DHW, GasDryer, Standard, IMEF = 1.08, IWF <= 9.4 | Clothes washer, Top loading, Gas DHW, GasDryer, Standard, IMEF = 1.29, IWF <= 8.4 | Clothes washer, Top loading, Gas DHW, GasDryer, Tier1, IMEF = 2.06, IWF <= 4.3 |  |  |  | Available |  | FALSE | FALSE | June 2017 DEER Update | RobNc |  | Appl-EffCW |  | None | 2016-01-01 | 2017-12-31 | InEA_mod |  |  |  |  | Component | Measure updated for DEER June 2017 Update including Baseline Adjustment
1740 | RB-Appl-EffCW-med-GasDHW-GasCDryer-Tier2-Top | Clothes washer, Top loading, Gas DHW, GasDryer, Tier2, IMEF = 2.32 to < 2.76, IWF <= 4.0 | DEER2017 | D17v2 | 336 | Appl-CW-Top-GasDHW-GasDry-Tier2 | DEER | Standard | None | 0 | 0 | None |  | FALSE |  | FALSE | Res | Any | AppPlug | Laundry | Clean_equip | ClothesWash |  | Appl-EffCW | Clothes washer, Top loading, Gas DHW, GasDryer, Standard, IMEF = 1.08, IWF <= 9.4 | Clothes washer, Top loading, Gas DHW, GasDryer, Standard, IMEF = 1.29, IWF <= 8.4 | Clothes washer, Top loading, Gas DHW, GasDryer, Tier2, IMEF = 2.32, IWF <= 4.0 |  |  |  | Available |  | FALSE | FALSE | June 2017 DEER Update | RobNc |  | Appl-EffCW |  | None | 2016-01-01 | 2017-12-31 | InEA_mod |  |  |  |  | Component | Measure updated for DEER June 2017 Update including Baseline Adjustment
1741 | RB-Appl-EffCW-med-Tier1-Front | Clothes washer, Front loading, Weighted Fuel Type, Tier1, IMEF = 2.38 to < 2.74, IWF <= 3.7 | DEER2017 | D17v2 | 0 | RB-Appl-EffCW-med-Tier1-Front | DEER | CrossMeasWtd | None | 0 | 0 | None | ClothesWasher-Front-Tier1 | FALSE |  | FALSE | Res | Any | AppPlug | Laundry | Clean_equip | ClothesWash |  | Appl-EffCW | Clothes washer, Front loading, Weighted Fuel Types, Standard, IMEF =1.79, IWF < 4.8 | Clothes washer, Front loading, Weighted Fuel Types, Standard, IMEF =1.84, IWF < 4.7 | Clothes washer, Front loading, Weighted Fuel Types, Tier1, IMEF = 2.38, IWF <= 3.7 |  |  |  | Available |  | FALSE | FALSE | June 2017 DEER Update | RobNc |  | Appl-EffCW |  | None | 2016-01-01 |  | InEA_mod |  |  |  |  | Standard | Measure updated for DEER June 2017 Update including Baseline Adjustment
1742 | RB-Appl-EffCW-med-Tier2-Front | Clothes washer, Front loading, Weighted Fuel Type, Tier2, IMEF = 2.74 to < 2.92, IWF <= 3.2 | DEER2017 | D17v2 | 0 | RB-Appl-EffCW-med-Tier2-Front | DEER | CrossMeasWtd | None | 0 | 0 | None | ClothesWasher-Front-Tier2 | FALSE |  | FALSE | Res | Any | AppPlug | Laundry | Clean_equip | ClothesWash |  | Appl-EffCW | Clothes washer, Front loading, Weighted Fuel Types, Standard, IMEF =1.79, IWF < 4.8 | Clothes washer, Front loading, Weighted Fuel Types, Standard, IMEF =1.84, IWF < 4.7 | Clothes washer, Front loading, Weighted Fuel Types, Tier2, IMEF = 2.74, IWF <= 3.2 |  |  |  | Available |  | FALSE | FALSE | June 2017 DEER Update | RobNc |  | Appl-EffCW |  | None | 2016-01-01 |  | InEA_mod |  |  |  |  | Standard | Measure updated for DEER June 2017 Update including Baseline Adjustment
1743 | RB-Appl-EffCW-med-Tier3-Front | Clothes washer, Front loading, Weighted Fuel Type, Tier3, IMEF >= 2.92, IWF <= 3.2 | DEER2017 | D17v2 | 0 | RB-Appl-EffCW-med-Tier3-Front | DEER | CrossMeasWtd | None | 0 | 0 | None | ClothesWasher-Front-Tier3 | FALSE |  | FALSE | Res | Any | AppPlug | Laundry | Clean_equip | ClothesWash |  | Appl-EffCW | Clothes washer, Front loading, Weighted Fuel Types, Standard, IMEF =1.79, IWF < 4.8 | Clothes washer, Front loading, Weighted Fuel Types, Standard, IMEF =1.84, IWF < 4.7 | Clothes washer, Front loading, Weighted Fuel Types, Tier3, IMEF = 2.92, IWF <= 3.2 |  |  |  | Available |  | FALSE | FALSE | June 2017 DEER Update | RobNc |  | Appl-EffCW |  | None | 2016-01-01 |  | InEA_mod |  |  |  |  | Standard | Measure updated for DEER June 2017 Update including Baseline Adjustment
1744 | RB-Appl-EffCW-med-Tier1-Top | Clothes washer, Top loading, Weighted Fuel Type, Tier1, IMEF = 2.06 to < 2.32, IWF <= 4.3 | DEER2017 | D17v2 | 0 | RB-Appl-EffCW-med-Tier1-Top | DEER | CrossMeasWtd | None | 0 | 0 | None | ClothesWasher-Top-Tier1 | FALSE |  | FALSE | Res | Any | AppPlug | Laundry | Clean_equip | ClothesWash |  | Appl-EffCW | Clothes washer, Top loading, Weighted Fuel Types, Standard, IMEF = 1.08, IWF <= 9.4 | Clothes washer, Top loading, Weighted Fuel Types, Standard, IMEF = 1.29, IWF <= 8.4 | Clothes washer, Top loading, Weighted Fuel Types, Tier1, IMEF = 2.06, IWF <= 4.3 |  |  |  | Available |  | FALSE | FALSE | June 2017 DEER Update | RobNc |  | Appl-EffCW |  | None | 2016-01-01 | 2017-12-31 | InEA_mod |  |  |  |  | Standard | Measure updated for DEER June 2017 Update including Baseline Adjustment
1745 | RB-Appl-EffCW-med-Tier2-Top | Clothes washer, Top loading, Weighted Fuel Type, Tier2, IMEF = 2.32 to < 2.76, IWF <= 4.0 | DEER2017 | D17v2 | 0 | RB-Appl-EffCW-med-Tier2-Top | DEER | CrossMeasWtd | None | 0 | 0 | None | ClothesWasher-Top-Tier2 | FALSE |  | FALSE | Res | Any | AppPlug | Laundry | Clean_equip | ClothesWash |  | Appl-EffCW | Clothes washer, Top loading, Weighted Fuel Types, Standard, IMEF = 1.08, IWF <= 9.4 | Clothes washer, Top loading, Weighted Fuel Types, Standard, IMEF = 1.29, IWF <= 8.4 | Clothes washer, Top loading, Weighted Fuel Types, Tier2, IMEF = 2.32, IWF <= 4.0 |  |  |  | Available |  | FALSE | FALSE | June 2017 DEER Update | RobNc |  | Appl-EffCW |  | None | 2016-01-01 | 2017-12-31 | InEA_mod |  |  |  |  | Standard | Measure updated for DEER June 2017 Update including Baseline Adjustment
New Measure:
1745 | RB-Appl-EffCW-med-ElecDHW-GasCDryer-Tier3-Top | Clothes washer, Top loading, Elec DHW, GasDryer, Tier3, IMEF >= 2.76, IWF <= 3.2 | DEER2017 | D17v2 | 336 | Appl-CW-Top-ElecDHW-GasDry-Tier3 | DEER | Standard | None | 0 | 0 | None |  | FALSE |  | FALSE | Res | Any | AppPlug | Laundry | Clean_equip | ClothesWash |  | Appl-EffCW | Clothes washer, Top loading, Elec DHW, GasDryer, Standard, IMEF = 1.08, IWF <= 9.4 | Clothes washer, Top loading, Elec DHW, GasDryer, Standard, IMEF = 1.29, IWF <= 8.4 | Clothes washer, Top loading, Elec DHW, GasDryer, Tier3, IMEF = 2.76, IWF <= 3.2 |  |  |  | Available |  | FALSE | FALSE | June 2017 DEER Update | RobNc |  | Appl-EffCW |  | None | 2017-01-01 | 2017-12-31 | NotInEA |  |  |  |  | Component | New higher tier measure added for DEER June 2017 Update
1746 | RB-Appl-EffCW-med-GasDHW-ElecCDryer-Tier3-Top | Clothes washer, Top loading, Gas DHW, ElecDryer, Tier3, IMEF >= 2.76, IWF <= 3.2 | DEER2017 | D17v2 | 336 | Appl-CW-Top-GasDHW-ElecDry-Tier3 | DEER | Standard | None | 0 | 0 | None |  | FALSE |  | FALSE | Res | Any | AppPlug | Laundry | Clean_equip | ClothesWash |  | Appl-EffCW | Clothes washer, Top loading, Gas DHW, ElecDryer, Standard, IMEF = 1.08, IWF <= 9.4 | Clothes washer, Top loading, Gas DHW, ElecDryer, Standard, IMEF = 1.29, IWF <= 8.4 | Clothes washer, Top loading, Gas DHW, ElecDryer, Tier3, IMEF = 2.76, IWF <= 3.2 |  |  |  | Available |  | FALSE | FALSE | June 2017 DEER Update | RobNc |  | Appl-EffCW |  | None | 2017-01-01 | 2017-12-31 | NotInEA |  |  |  |  | Component | New higher tier measure added for DEER June 2017 Update
1747 | RE-Appl-EffCW-med-ElecDHW-ElecCDryer-Tier3-Top | Clothes washer, Top loading, Elec DHW, ElecDryer, Tier3, IMEF >= 2.76, IWF <= 3.2 | DEER2017 | D17v2 | 336 | Appl-CW-Top-ElecDHW-ElecDry-Tier3 | DEER | Standard | None | 0 | 0 | None |  | FALSE |  | FALSE | Res | Any | AppPlug | Laundry | Clean_equip | ClothesWash |  | Appl-EffCW | Clothes washer, Top loading, Elec DHW, ElecDryer, Standard, IMEF = 1.08, IWF <= 9.4 | Clothes washer, Top loading, Elec DHW, ElecDryer, Standard, IMEF = 1.29, IWF <= 8.4 | Clothes washer, Top loading, Elec DHW, ElecDryer, Tier3, IMEF = 2.76, IWF <= 3.2 |  |  |  | Available |  | FALSE | FALSE | June 2017 DEER Update | RobNc |  | Appl-EffCW |  | None | 2017-01-01 | 2017-12-31 | NotInEA |  |  |  |  | Component | New higher tier measure added for DEER June 2017 Update
1748 | RB-Appl-EffCW-med-GasDHW-GasCDryer-Tier3-Top | Clothes washer, Top loading, Gas DHW, GasDryer, Tier3, IMEF >= 2.76, IWF <= 3.2 | DEER2017 | D17v2 | 336 | Appl-CW-Top-GasDHW-GasDry-Tier3 | DEER | Standard | None | 0 | 0 | None |  | FALSE |  | FALSE | Res | Any | AppPlug | Laundry | Clean_equip | ClothesWash |  | Appl-EffCW | Clothes washer, Top loading, Gas DHW, GasDryer, Standard, IMEF = 1.08, IWF <= 9.4 | Clothes washer, Top loading, Gas DHW, GasDryer, Standard, IMEF = 1.29, IWF <= 8.4 | Clothes washer, Top loading, Gas DHW, GasDryer, Tier3, IMEF = 2.76, IWF <= 3.2 |  |  |  | Available |  | FALSE | FALSE | June 2017 DEER Update | RobNc |  | Appl-EffCW |  | None | 2017-01-01 | 2017-12-31 | NotInEA |  |  |  |  | Component | New higher tier measure added for DEER June 2017 Update
1749 | RB-Appl-EffCW-med-Tier3-Top | Clothes washer, Top loading, Weighted Fuel Type, Tier3, IMEF >= 2.76, IWF <= 3.2 | DEER2017 | D17v2 | 0 | RB-Appl-EffCW-med-Tier3-Top | DEER | CrossMeasWtd | None | 0 | 0 | None | ClothesWasher-Top-Tier3 | FALSE |  | FALSE | Res | Any | AppPlug | Laundry | Clean_equip | ClothesWash |  | Appl-EffCW | Clothes washer, Top loading, Weighted Fuel Types, Standard, IMEF = 1.08, IWF <= 9.4 | Clothes washer, Top loading, Weighted Fuel Types, Standard, IMEF =1.29, IWF <= 8.4 | Clothes washer, Top loading, Weighted Fuel Type, Tier3, IMEF = 2.76, IWF <= 3.2 |  |  |  | Available |  | FALSE | FALSE | June 2017 DEER Update | RobNc |  | Appl-EffCW |  | None | 2017-01-01 | 2017-12-31 | NotInEA |  |  |  |  | Standard | New higher tier measure added for DEER June 2017 Update
Code Update:
1 | RB-Appl-EffCW-med-ElecDHW-GasCDryer-Tier1-Top | Clothes washer, Top loading, Elec DHW, GasDryer, Tier1, IMEF = 2.06 to < 2.32, IWF <= 4.3 | DEER2018 | D18v2 | 336 | Appl-CW-Top-ElecDHW-GasDry-Tier1 | DEER | Standard | None | 0 | 0 | None |  | FALSE |  | FALSE | Res | Any | AppPlug | Laundry | Clean_equip | ClothesWash |  | Appl-EffCW | Clothes washer, Top loading, Elec DHW, GasDryer, Standard, IMEF = 1.08, IWF <= 9.4 | Clothes washer, Top loading, Elec DHW, GasDryer, Standard, IMEF = 1.57, IWF <= 6.5 | Clothes washer, Top loading, Elec DHW, GasDryer, Tier1, IMEF = 2.06, IWF <= 4.3 |  |  |  | Available |  | FALSE | FALSE | June 2017 DEER Update | RobNc |  | Appl-EffCW |  | None | 2018-01-01 |  | NotInEA |  |  |  |  | Component | Measure updated for DEER June 2017 Update including Baseline Adjustment and Federal Code update
2 | RB-Appl-EffCW-med-ElecDHW-GasCDryer-Tier2-Top | Clothes washer, Top loading, Elec DHW, GasDryer, Tier2, IMEF = 2.32 to < 2.76, IWF <= 4.0 | DEER2018 | D18v2 | 336 | Appl-CW-Top-ElecDHW-GasDry-Tier2 | DEER | Standard | None | 0 | 0 | None |  | FALSE |  | FALSE | Res | Any | AppPlug | Laundry | Clean_equip | ClothesWash |  | Appl-EffCW | Clothes washer, Top loading, Elec DHW, GasDryer, Standard, IMEF = 1.08, IWF <= 9.4 | Clothes washer, Top loading, Elec DHW, GasDryer, Standard, IMEF = 1.57, IWF <= 6.5 | Clothes washer, Top loading, Elec DHW, GasDryer, Tier2, IMEF = 2.32, IWF <= 4.0 |  |  |  | Available |  | FALSE | FALSE | June 2017 DEER Update | RobNc |  | Appl-EffCW |  | None | 2018-01-01 |  | NotInEA |  |  |  |  | Component | Measure updated for DEER June 2017 Update including Baseline Adjustment and Federal Code update
3 | RB-Appl-EffCW-med-GasDHW-ElecCDryer-Tier1-Top | Clothes washer, Top loading, Gas DHW, ElecDryer, Tier1, IMEF = 2.06 to < 2.32, IWF <= 4.3 | DEER2018 | D18v2 | 336 | Appl-CW-Top-GasDHW-ElecDry-Tier1 | DEER | Standard | None | 0 | 0 | None |  | FALSE |  | FALSE | Res | Any | AppPlug | Laundry | Clean_equip | ClothesWash |  | Appl-EffCW | Clothes washer, Top loading, Gas DHW, ElecDryer, Standard, IMEF = 1.08, IWF <= 9.4 | Clothes washer, Top loading, Gas DHW, ElecDryer, Standard, IMEF = 1.57, IWF <= 6.5 | Clothes washer, Top loading, Gas DHW, ElecDryer, Tier1, IMEF = 2.06, IWF <= 4.3 |  |  |  | Available |  | FALSE | FALSE | June 2017 DEER Update | RobNc |  | Appl-EffCW |  | None | 2018-01-01 |  | NotInEA |  |  |  |  | Component | Measure updated for DEER June 2017 Update including Baseline Adjustment and Federal Code update
4 | RB-Appl-EffCW-med-GasDHW-ElecCDryer-Tier2-Top | Clothes washer, Top loading, Gas DHW, ElecDryer, Tier2, IMEF = 2.32 to < 2.76, IWF <= 4.0 | DEER2018 | D18v2 | 336 | Appl-CW-Top-GasDHW-ElecDry-Tier2 | DEER | Standard | None | 0 | 0 | None |  | FALSE |  | FALSE | Res | Any | AppPlug | Laundry | Clean_equip | ClothesWash |  | Appl-EffCW | Clothes washer, Top loading, Gas DHW, ElecDryer, Standard, IMEF = 1.08, IWF <= 9.4 | Clothes washer, Top loading, Gas DHW, ElecDryer, Standard, IMEF = 1.57, IWF <= 6.5 | Clothes washer, Top loading, Gas DHW, ElecDryer, Tier2, IMEF = 2.32, IWF <= 4.0 |  |  |  | Available |  | FALSE | FALSE | June 2017 DEER Update | RobNc |  | Appl-EffCW |  | None | 2018-01-01 |  | NotInEA |  |  |  |  | Component | Measure updated for DEER June 2017 Update including Baseline Adjustment and Federal Code update
5 | RE-Appl-EffCW-med-ElecDHW-ElecCDryer-Tier1-Top | Clothes washer, Top loading, Elec DHW, ElecDryer, Tier1, IMEF = 2.06 to < 2.32, IWF <= 4.3 | DEER2018 | D18v2 | 336 | Appl-CW-Top-ElecDHW-ElecDry-Tier1 | DEER | Standard | None | 0 | 0 | None |  | FALSE |  | FALSE | Res | Any | AppPlug | Laundry | Clean_equip | ClothesWash |  | Appl-EffCW | Clothes washer, Top loading, Elec DHW, ElecDryer, Standard, IMEF = 1.08, IWF <= 9.4 | Clothes washer, Top loading, Elec DHW, ElecDryer, Standard, IMEF = 1.57, IWF <= 6.5 | Clothes washer, Top loading, Elec DHW, ElecDryer, Tier1, IMEF = 2.06, IWF <= 4.3 |  |  |  | Available |  | FALSE | FALSE | June 2017 DEER Update | RobNc |  | Appl-EffCW |  | None | 2018-01-01 |  | NotInEA |  |  |  |  | Component | Measure updated for DEER June 2017 Update including Baseline Adjustment and Federal Code update
6 | RE-Appl-EffCW-med-ElecDHW-ElecCDryer-Tier2-Top | Clothes washer, Top loading, Elec DHW, ElecDryer, Tier2, IMEF = 2.32 to < 2.76, IWF <= 4.0 | DEER2018 | D18v2 | 336 | Appl-CW-Top-ElecDHW-ElecDry-Tier2 | DEER | Standard | None | 0 | 0 | None |  | FALSE |  | FALSE | Res | Any | AppPlug | Laundry | Clean_equip | ClothesWash |  | Appl-EffCW | Clothes washer, Top loading, Elec DHW, ElecDryer, Standard, IMEF = 1.08, IWF <= 9.4 | Clothes washer, Top loading, Elec DHW, ElecDryer, Standard, IMEF = 1.57, IWF <= 6.5 | Clothes washer, Top loading, Elec DHW, ElecDryer, Tier2, IMEF = 2.32, IWF <= 4.0 |  |  |  | Available |  | FALSE | FALSE | June 2017 DEER Update | RobNc |  | Appl-EffCW |  | None | 2018-01-01 |  | NotInEA |  |  |  |  | Component | Measure updated for DEER June 2017 Update including Baseline Adjustment and Federal Code update
7 | RB-Appl-EffCW-med-GasDHW-GasCDryer-Tier1-Top | Clothes washer, Top loading, Gas DHW, GasDryer, Tier1, IMEF = 2.06 to < 2.32, IWF <= 4.3 | DEER2018 | D18v2 | 336 | Appl-CW-Top-GasDHW-GasDry-Tier1 | DEER | Standard | None | 0 | 0 | None |  | FALSE |  | FALSE | Res | Any | AppPlug | Laundry | Clean_equip | ClothesWash |  | Appl-EffCW | Clothes washer, Top loading, Gas DHW, GasDryer, Standard, IMEF = 1.08, IWF <= 9.4 | Clothes washer, Top loading, Gas DHW, GasDryer, Standard, IMEF = 1.57, IWF <= 6.5 | Clothes washer, Top loading, Gas DHW, GasDryer, Tier1, IMEF = 2.06, IWF <= 4.3 |  |  |  | Available |  | FALSE | FALSE | June 2017 DEER Update | RobNc |  | Appl-EffCW |  | None | 2018-01-01 |  | NotInEA |  |  |  |  | Component | Measure updated for DEER June 2017 Update including Baseline Adjustment and Federal Code update
8 | RB-Appl-EffCW-med-GasDHW-GasCDryer-Tier2-Top | Clothes washer, Top loading, Gas DHW, GasDryer, Tier2, IMEF = 2.32 to < 2.76, IWF <= 4.0 | DEER2018 | D18v2 | 336 | Appl-CW-Top-GasDHW-GasDry-Tier2 | DEER | Standard | None | 0 | 0 | None |  | FALSE |  | FALSE | Res | Any | AppPlug | Laundry | Clean_equip | ClothesWash |  | Appl-EffCW | Clothes washer, Top loading, Gas DHW, GasDryer, Standard, IMEF = 1.08, IWF <= 9.4 | Clothes washer, Top loading, Gas DHW, GasDryer, Standard, IMEF = 1.57, IWF <= 6.5 | Clothes washer, Top loading, Gas DHW, GasDryer, Tier2, IMEF = 2.32, IWF <= 4.0 |  |  |  | Available |  | FALSE | FALSE | June 2017 DEER Update | RobNc |  | Appl-EffCW |  | None | 2018-01-01 |  | NotInEA |  |  |  |  | Component | Measure updated for DEER June 2017 Update including Baseline Adjustment and Federal Code update
9 | RB-Appl-EffCW-med-Tier1-Top | Clothes washer, Top loading, Weighted Fuel Type, Tier1, IMEF = 2.06 to < 2.32, IWF <= 4.3 | DEER2018 | D18v2 | 0 | RB-Appl-EffCW-med-Tier1-Top | DEER | CrossMeasWtd | None | 0 | 0 | None | ClothesWasher-Top-Tier1 | FALSE |  | FALSE | Res | Any | AppPlug | Laundry | Clean_equip | ClothesWash |  | Appl-EffCW | Clothes washer, Top loading, Weighted Fuel Types, Standard, IMEF = 1.08, IWF <= 9.4 | Clothes washer, Top loading, Weighted Fuel Types, Standard, IMEF = 1.57, IWF <= 6.5 | Clothes washer, Top loading, Weighted Fuel Types, Tier1, IMEF = 2.06, IWF <= 4.3 |  |  |  | Available |  | FALSE | FALSE | June 2017 DEER Update | RobNc |  | Appl-EffCW |  | None | 2018-01-01 |  | NotInEA |  |  |  |  | Standard | Measure updated for DEER June 2017 Update including Baseline Adjustment and Federal Code update
10 | RB-Appl-EffCW-med-Tier2-Top | Clothes washer, Top loading, Weighted Fuel Type, Tier2, IMEF = 2.32 to < 2.76, IWF <= 4.0 | DEER2018 | D18v2 | 0 | RB-Appl-EffCW-med-Tier2-Top | DEER | CrossMeasWtd | None | 0 | 0 | None | ClothesWasher-Top-Tier2 | FALSE |  | FALSE | Res | Any | AppPlug | Laundry | Clean_equip | ClothesWash |  | Appl-EffCW | Clothes washer, Top loading, Weighted Fuel Types, Standard, IMEF = 1.08, IWF <= 9.4 | Clothes washer, Top loading, Weighted Fuel Types, Standard, IMEF = 1.57, IWF <= 6.5 | Clothes washer, Top loading, Weighted Fuel Types, Tier2, IMEF = 2.32, IWF <= 4.0 |  |  |  | Available |  | FALSE | FALSE | June 2017 DEER Update | RobNc |  | Appl-EffCW |  | None | 2018-01-01 |  | NotInEA |  |  |  |  | Standard | Measure updated for DEER June 2017 Update including Baseline Adjustment and Federal Code update
New Measure:
11 | RB-Appl-EffCW-med-ElecDHW-GasCDryer-Tier3-Top | Clothes washer, Top loading, Elec DHW, GasDryer, Tier3, IMEF >= 2.76, IWF <= 3.2 | DEER2018 | D18v2 | 336 | Appl-CW-Top-ElecDHW-GasDry-Tier3 | DEER | Standard | None | 0 | 0 | None |  | FALSE |  | FALSE | Res | Any | AppPlug | Laundry | Clean_equip | ClothesWash |  | Appl-EffCW | Clothes washer, Top loading, Elec DHW, GasDryer, Standard, IMEF = 1.08, IWF <= 9.4 | Clothes washer, Top loading, Elec DHW, GasDryer, Standard, IMEF = 1.57, IWF <= 6.5 | Clothes washer, Top loading, Elec DHW, GasDryer, Tier3, IMEF = 2.76, IWF <= 3.2 |  |  |  | Available |  | FALSE | FALSE | June 2017 DEER Update | RobNc |  | Appl-EffCW |  | None | 2019-01-01 |  | NotInEA |  |  |  |  | Component | New higher tier measure added for DEER June 2017 Update, including Baseline Adjustment and Federal Code update
12 | RB-Appl-EffCW-med-GasDHW-ElecCDryer-Tier3-Top | Clothes washer, Top loading, Gas DHW, ElecDryer, Tier3, IMEF > 2.76, IWF <= 3.2 | DEER2018 | D18v2 | 336 | Appl-CW-Top-GasDHW-ElecDry-Tier3 | DEER | Standard | None | 0 | 0 | None |  | FALSE |  | FALSE | Res | Any | AppPlug | Laundry | Clean_equip | ClothesWash |  | Appl-EffCW | Clothes washer, Top loading, Gas DHW, ElecDryer, Standard, IMEF = 1.08, IWF <= 9.4 | Clothes washer, Top loading, Gas DHW, ElecDryer, Standard, IMEF = 1.57, IWF <= 6.5 | Clothes washer, Top loading, Gas DHW, ElecDryer, Tier3, IMEF = 2.76, IWF <= 3.2 |  |  |  | Available |  | FALSE | FALSE | June 2017 DEER Update | RobNc |  | Appl-EffCW |  | None | 2019-01-01 |  | NotInEA |  |  |  |  | Component | New higher tier measure added for DEER June 2017 Update, including Baseline Adjustment and Federal Code update
13 | RE-Appl-EffCW-med-ElecDHW-ElecCDryer-Tier3-Top | Clothes washer, Top loading, Elec DHW, ElecDryer, Tier3, IMEF > 2.76, IWF <= 3.2 | DEER2018 | D18v2 | 336 | Appl-CW-Top-ElecDHW-ElecDry-Tier3 | DEER | Standard | None | 0 | 0 | None |  | FALSE |  | FALSE | Res | Any | AppPlug | Laundry | Clean_equip | ClothesWash |  | Appl-EffCW | Clothes washer, Top loading, Elec DHW, ElecDryer, Standard, IMEF = 1.08, IWF <= 9.4 | Clothes washer, Top loading, Elec DHW, ElecDryer, Standard, IMEF = 1.57, IWF <= 6.5 | Clothes washer, Top loading, Elec DHW, ElecDryer, Tier3, IMEF = 2.76, IWF <= 3.2 |  |  |  | Available |  | FALSE | FALSE | June 2017 DEER Update | RobNc |  | Appl-EffCW |  | None | 2019-01-01 |  | NotInEA |  |  |  |  | Component | New higher tier measure added for DEER June 2017 Update, including Baseline Adjustment and Federal Code update
14 | RB-Appl-EffCW-med-GasDHW-GasCDryer-Tier3-Top | Clothes washer, Top loading, Gas DHW, GasDryer, Tier3, IMEF > 2.76, IWF <= 3.2 | DEER2018 | D18v2 | 336 | Appl-CW-Top-GasDHW-GasDry-Tier3 | DEER | Standard | None | 0 | 0 | None |  | FALSE |  | FALSE | Res | Any | AppPlug | Laundry | Clean_equip | ClothesWash |  | Appl-EffCW | Clothes washer, Top loading, Gas DHW, GasDryer, Standard, IMEF = 1.08, IWF <= 9.4 | Clothes washer, Top loading, Gas DHW, GasDryer, Standard, IMEF = 1.57, IWF <= 6.5 | Clothes washer, Top loading, Gas DHW, GasDryer, Tier3, IMEF = 2.76, IWF <= 3.2 |  |  |  | Available |  | FALSE | FALSE | June 2017 DEER Update | RobNc |  | Appl-EffCW |  | None | 2019-01-01 |  | NotInEA |  |  |  |  | Component | New higher tier measure added for DEER June 2017 Update, including Baseline Adjustment and Federal Code update
15 | RB-Appl-EffCW-med-Tier3-Top | Clothes washer, Top loading, Weighted Fuel Type, Tier3, IMEF > 2.76, IWF <= 3.2 | DEER2018 | D18v2 | 0 | RB-Appl-EffCW-med-Tier3-Top | DEER | CrossMeasWtd | None | 0 | 0 | None | ClothesWasher-Top-Tier3 | FALSE |  | FALSE | Res | Any | AppPlug | Laundry | Clean_equip | ClothesWash |  | Appl-EffCW | Clothes washer, Top loading, Weighted Fuel Types, Standard, IMEF = 1.08, IWF <= 9.4 | Clothes washer, Top loading, Weighted Fuel Types, Standard, IMEF = 1.57, IWF <= 6.5 | Clothes washer, Top loading, Weighted Fuel Type, Tier3, IMEF = 2.76, IWF <= 3.2 |  |  |  | Available |  | FALSE | FALSE | June 2017 DEER Update | RobNc |  | Appl-EffCW |  | None | 2019-01-01 |  | NotInEA |  |  |  |  | Standard | New higher tier measure added for DEER June 2017 Update, including Baseline Adjustment and Federal Code update

## 2016EnergyImpact
Ex Ante Source Tables Export
EnergyImpact Table (exante.EnergyImpact)
This file created on 6/13/2017 5:26:41 PM while connected to AmazonWS-RDS as sptviewer.
Program/Database Description: READI v.2.4.7 (Preliminary Ex Ante Review data) options: include Non-DEER and Proposed data; 1/1/2013 - 12/31/2025
EnergyImpactID | Version | VersionSource | LastMod | PA | BldgType | BldgVint | BldgLoc | BldgHVAC | NormUnit | NumUnit | MeasArea | ScaleBasis | APreWBkWh | APreWBkW | APreWBtherm | AStdWBkWh | AStdWBkW | AStdWBtherm | APreEUkWh | APreEUkW | APreEUtherm | AStdEUkWh | AStdEUkW | AStdEUtherm | ElecImpactProfileID | GasImpactProfileID | Flag | SourceDesc | Index
RB-Appl-EffCW-med-ElecDHW-GasCDryer-Tier1-Front | DEER2016 | D16v1 | 2015-05-16 | Any | DMo | MH00 | CZ01 | rDXGF | Each | 1 | 621 | None | 121 | 0.0158 | 6.42 | 9.75 | -0.000878 | 4.94 | 121 | 0.0158 | 6.42 | 9.75 | -0.000878 | 4.94 |  |  | 1 |  | RB-Appl-EffCW-med-ElecDHW-GasCDryer-Tier1-FrontAnyDMoMH00CZ01rDXGF
RB-Appl-EffCW-med-ElecDHW-GasCDryer-Tier1-Front | DEER2016 | D16v1 | 2015-05-16 | Any | DMo | MH00 | CZ01 | rDXHP | Each | 1 | 621 | None | 109 | 0.013 | 7.73 | 4.48 | -0.00014 | 5.42 | 109 | 0.013 | 7.73 | 4.48 | -0.00014 | 5.42 |  |  | 1 |  | RB-Appl-EffCW-med-ElecDHW-GasCDryer-Tier1-FrontAnyDMoMH00CZ01rDXHP
RB-Appl-EffCW-med-ElecDHW-GasCDryer-Tier1-Front | DEER2016 | D16v1 | 2015-05-16 | Any | DMo | MH00 | CZ01 | rNCEH | Each | 1 | 621 | None | 107 | 0.0162 | 7.73 | 4.47 | 0.00127 | 5.42 | 107 | 0.0162 | 7.73 | 4.47 | 0.00127 | 5.42 |  |  | 1 |  | RB-Appl-EffCW-med-ElecDHW-GasCDryer-Tier1-FrontAnyDMoMH00CZ01rNCEH
RB-Appl-EffCW-med-ElecDHW-GasCDryer-Tier1-Front | DEER2016 | D16v1 | 2015-05-16 | Any | DMo | MH00 | CZ01 | rNCGF | Each | 1 | 621 | None | 120 | 0.0161 | 6.39 | 9.16 | 0.00113 | 4.94 | 120 | 0.0161 | 6.39 | 9.16 | 0.00113 | 4.94 |  |  | 1 |  | RB-Appl-EffCW-med-ElecDHW-GasCDryer-Tier1-FrontAnyDMoMH00CZ01rNCGF
RB-Appl-EffCW-med-ElecDHW-GasCDryer-Tier1-Front | DEER2016 | D16v1 | 2015-05-16 | Any | DMo | MH00 | CZ02 | rDXGF | Each | 1 | 621 | None | 117 | 0.0203 | 6.3 | 9.14 | 0.00351 | 4.86 | 117 | 0.0203 | 6.3 | 9.14 | 0.00351 | 4.86 |  |  | 1 |  | RB-Appl-EffCW-med-ElecDHW-GasCDryer-Tier1-FrontAnyDMoMH00CZ02rDXGF
RB-Appl-EffCW-med-ElecDHW-GasCDryer-Tier1-Front | DEER2016 | D16v1 | 2015-05-16 | Any | DMo | MH00 | CZ02 | rDXHP | Each | 1 | 621 | None | 105 | 0.0202 | 7.73 | 4.13 | 0.00332 | 5.42 | 105 | 0.0202 | 7.73 | 4.13 | 0.00332 | 5.42 |  |  | 1 |  | RB-Appl-EffCW-med-ElecDHW-GasCDryer-Tier1-FrontAnyDMoMH00CZ02rDXHP
RB-Appl-EffCW-med-ElecDHW-GasCDryer-Tier1-Front | DEER2016 | D16v1 | 2015-05-16 | Any | DMo | MH00 | CZ02 | rNCEH | Each | 1 | 621 | None | 100 | 0.0151 | 7.73 | 3.81 | 0.00116 | 5.42 | 100 | 0.0151 | 7.73 | 3.81 | 0.00116 | 5.42 |  |  | 1 |  | RB-Appl-EffCW-med-ElecDHW-GasCDryer-Tier1-FrontAnyDMoMH00CZ02rNCEH
RB-Appl-EffCW-med-ElecDHW-GasCDryer-Tier1-Front | DEER2016 | D16v1 | 2015-05-16 | Any | DMo | MH00 | CZ02 | rNCGF | Each | 1 | 621 | None | 112 | 0.0151 | 6.25 | 8.43 | 0.00118 | 4.85 | 112 | 0.0151 | 6.25 | 8.43 | 0.00118 | 4.85 |  |  | 1 |  | RB-Appl-EffCW-med-ElecDHW-GasCDryer-Tier1-FrontAnyDMoMH00CZ02rNCGF
RB-Appl-EffCW-med-ElecDHW-GasCDryer-Tier1-Front | DEER2016 | D16v1 | 2015-05-16 | Any | DMo | MH00 | CZ03 | rDXGF | Each | 1 | 621 | None | 114 | 0.0183 | 6.3 | 9.26 | 0.00249 | 4.86 | 114 | 0.0183 | 6.3 | 9.26 | 0.00249 | 4.86 |  |  | 1 |  | RB-Appl-EffCW-med-ElecDHW-GasCDryer-Tier1-FrontAnyDMoMH00CZ03rDXGF
RB-Appl-EffCW-med-ElecDHW-GasCDryer-Tier1-Front | DEER2016 | D16v1 | 2015-05-16 | Any | DMo | MH00 | CZ03 | rDXHP | Each | 1 | 621 | None | 104 | 0.0183 | 7.73 | 3.88 | 0.00152 | 5.42 | 104 | 0.0183 | 7.73 | 3.88 | 0.00152 | 5.42 |  |  | 1 |  | RB-Appl-EffCW-med-ElecDHW-GasCDryer-Tier1-FrontAnyDMoMH00CZ03rDXHP
RB-Appl-EffCW-med-ElecDHW-GasCDryer-Tier1-Front | DEER2016 | D16v1 | 2015-05-16 | Any | DMo | MH00 | CZ03 | rNCEH | Each | 1 | 621 | None | 101 | 0.0153 | 7.73 | 3.87 | 0.00118 | 5.42 | 101 | 0.0153 | 7.73 | 3.87 | 0.00118 | 5.42 |  |  | 1 |  | RB-Appl-EffCW-med-ElecDHW-GasCDryer-Tier1-FrontAnyDMoMH00CZ03rNCEH
RB-Appl-EffCW-med-ElecDHW-GasCDryer-Tier1-Front | DEER2016 | D16v1 | 2015-05-16 | Any | DMo | MH00 | CZ03 | rNCGF | Each | 1 | 621 | None | 113 | 0.0149 | 6.31 | 8.44 | 0.00126 | 4.86 | 113 | 0.0149 | 6.31 | 8.44 | 0.00126 | 4.86 |  |  | 1 |  | RB-Appl-EffCW-med-ElecDHW-GasCDryer-Tier1-FrontAnyDMoMH00CZ03rNCGF
RB-Appl-EffCW-med-ElecDHW-GasCDryer-Tier1-Front | DEER2016 | D16v1 | 2015-05-16 | Any | DMo | MH00 | CZ04 | rDXGF | Each | 1 | 621 | None | 117 | 0.0181 | 6.66 | 11.2 | 0.00458 | 5.07 | 117 | 0.0181 | 6.66 | 11.2 | 0.00458 | 5.07 |  |  | 1 |  | RB-Appl-EffCW-med-ElecDHW-GasCDryer-Tier1-FrontAnyDMoMH00CZ04rDXGF
RB-Appl-EffCW-med-ElecDHW-GasCDryer-Tier1-Front | DEER2016 | D16v1 | 2015-05-16 | Any | DMo | MH00 | CZ04 | rDXHP | Each | 1 | 621 | None | 107 | 0.0182 | 7.73 | 5.55 | 0.00231 | 5.42 | 107 | 0.0182 | 7.73 | 5.55 | 0.00231 | 5.42 |  |  | 1 |  | RB-Appl-EffCW-med-ElecDHW-GasCDryer-Tier1-FrontAnyDMoMH00CZ04rDXHP
RB-Appl-EffCW-med-ElecDHW-GasCDryer-Tier1-Front | DEER2016 | D16v1 | 2015-05-16 | Any | DMo | MH00 | CZ04 | rNCEH | Each | 1 | 621 | None | 100 | 0.0144 | 7.73 | 4.58 | 0.00109 | 5.42 | 100 | 0.0144 | 7.73 | 4.58 | 0.00109 | 5.42 |  |  | 1 |  | RB-Appl-EffCW-med-ElecDHW-GasCDryer-Tier1-FrontAnyDMoMH00CZ04rNCEH
RB-Appl-EffCW-med-ElecDHW-GasCDryer-Tier1-Front | DEER2016 | D16v1 | 2015-05-16 | Any | DMo | MH00 | CZ04 | rNCGF | Each | 1 | 621 | None | 110 | 0.0144 | 6.59 | 8.21 | 0.00112 | 5 | 110 | 0.0144 | 6.59 | 8.21 | 0.00112 | 5 |  |  | 1 |  | RB-Appl-EffCW-med-ElecDHW-GasCDryer-Tier1-FrontAnyDMoMH00CZ04rNCGF
RB-Appl-EffCW-med-ElecDHW-GasCDryer-Tier1-Front | DEER2016 | D16v1 | 2015-05-16 | Any | DMo | MH00 | CZ05 | rDXGF | Each | 1 | 621 | None | 113 | 0.0171 | 6.25 | 9.28 | 0.00188 | 4.83 | 113 | 0.0171 | 6.25 | 9.28 | 0.00188 | 4.83 |  |  | 1 |  | RB-Appl-EffCW-med-ElecDHW-GasCDryer-Tier1-FrontAnyDMoMH00CZ05rDXGF
RB-Appl-EffCW-med-ElecDHW-GasCDryer-Tier1-Front | DEER2016 | D16v1 | 2015-05-16 | Any | DMo | MH00 | CZ05 | rDXHP | Each | 1 | 621 | None | 103 | 0.0173 | 7.73 | 3.11 | 0.00159 | 5.42 | 103 | 0.0173 | 7.73 | 3.11 | 0.00159 | 5.42 |  |  | 1 |  | RB-Appl-EffCW-med-ElecDHW-GasCDryer-Tier1-FrontAnyDMoMH00CZ05rDXHP
RB-Appl-EffCW-med-ElecDHW-GasCDryer-Tier1-Front | DEER2016 | D16v1 | 2015-05-16 | Any | DMo | MH00 | CZ05 | rNCEH | Each | 1 | 621 | None | 99.2 | 0.0154 | 7.73 | 2.85 | 0.00119 | 5.42 | 99.2 | 0.0154 | 7.73 | 2.85 | 0.00119 | 5.42 |  |  | 1 |  | RB-Appl-EffCW-med-ElecDHW-GasCDryer-Tier1-FrontAnyDMoMH00CZ05rNCEH
RB-Appl-EffCW-med-ElecDHW-GasCDryer-Tier1-Front | DEER2016 | D16v1 | 2015-05-16 | Any | DMo | MH00 | CZ05 | rNCGF | Each | 1 | 621 | None | 114 | 0.0163 | 6.09 | 8.52 | 0.00121 | 4.8 | 114 | 0.0163 | 6.09 | 8.52 | 0.00121 | 4.8 |  |  | 1 |  | RB-Appl-EffCW-med-ElecDHW-GasCDryer-Tier1-FrontAnyDMoMH00CZ05rNCGF
RB-Appl-EffCW-med-ElecDHW-GasCDryer-Tier1-Front | DEER2016 | D16v1 | 2015-05-16 | Any | DMo | MH00 | CZ06 | rDXGF | Each | 1 | 621 | None | 118 | 0.0177 | 6.85 | 11.3 | 0.00242 | 5.09 | 118 | 0.0177 | 6.85 | 11.3 | 0.00242 | 5.09 |  |  | 1 |  | RB-Appl-EffCW-med-ElecDHW-GasCDryer-Tier1-FrontAnyDMoMH00CZ06rDXGF
RB-Appl-EffCW-med-ElecDHW-GasCDryer-Tier1-Front | DEER2016 | D16v1 | 2015-05-16 | Any | DMo | MH00 | CZ06 | rDXHP | Each | 1 | 621 | None | 109 | 0.0172 | 7.73 | 8.65 | 0.00186 | 5.42 | 109 | 0.0172 | 7.73 | 8.65 | 0.00186 | 5.42 |  |  | 1 |  | RB-Appl-EffCW-med-ElecDHW-GasCDryer-Tier1-FrontAnyDMoMH00CZ06rDXHP
RB-Appl-EffCW-med-ElecDHW-GasCDryer-Tier1-Front | DEER2016 | D16v1 | 2015-05-16 | Any | DMo | MH00 | CZ06 | rNCEH | Each | 1 | 621 | None | 98.8 | 0.0142 | 7.73 | 4.78 | 0.00108 | 5.42 | 98.8 | 0.0142 | 7.73 | 4.78 | 0.00108 | 5.42 |  |  | 1 |  | RB-Appl-EffCW-med-ElecDHW-GasCDryer-Tier1-FrontAnyDMoMH00CZ06rNCEH
RB-Appl-EffCW-med-ElecDHW-GasCDryer-Tier1-Front | DEER2016 | D16v1 | 2015-05-16 | Any | DMo | MH00 | CZ06 | rNCGF | Each | 1 | 621 | None | 107 | 0.0133 | 6.75 | 7.81 | 0.000199 | 5.06 | 107 | 0.0133 | 6.75 | 7.81 | 0.000199 | 5.06 |  |  | 1 |  | RB-Appl-EffCW-med-ElecDHW-GasCDryer-Tier1-FrontAnyDMoMH00CZ06rNCGF
RB-Appl-EffCW-med-ElecDHW-GasCDryer-Tier1-Front | DEER2016 | D16v1 | 2015-05-16 | Any | DMo | MH00 | CZ07 | rDXGF | Each | 1 | 621 | None | 116 | 0.0309 | 6.84 | 11.3 | -0.0478 | 5.07 | 116 | 0.0309 | 6.84 | 11.3 | -0.0478 | 5.07 |  |  | 1 |  | RB-Appl-EffCW-med-ElecDHW-GasCDryer-Tier1-FrontAnyDMoMH00CZ07rDXGF
RB-Appl-EffCW-med-ElecDHW-GasCDryer-Tier1-Front | DEER2016 | D16v1 | 2015-05-16 | Any | DMo | MH00 | CZ07 | rDXHP | Each | 1 | 621 | None | 110 | 0.0526 | 7.73 | 9.87 | 0.0375 | 5.42 | 110 | 0.0526 | 7.73 | 9.87 | 0.0375 | 5.42 |  |  | 1 |  | RB-Appl-EffCW-med-ElecDHW-GasCDryer-Tier1-FrontAnyDMoMH00CZ07rDXHP
RB-Appl-EffCW-med-ElecDHW-GasCDryer-Tier1-Front | DEER2016 | D16v1 | 2015-05-16 | Any | DMo | MH00 | CZ07 | rNCEH | Each | 1 | 621 | None | 98.6 | 0.0142 | 7.73 | 4.98 | 0.00108 | 5.42 | 98.6 | 0.0142 | 7.73 | 4.98 | 0.00108 | 5.42 |  |  | 1 |  | RB-Appl-EffCW-med-ElecDHW-GasCDryer-Tier1-FrontAnyDMoMH00CZ07rNCEH
RB-Appl-EffCW-med-ElecDHW-GasCDryer-Tier1-Front | DEER2016 | D16v1 | 2015-05-16 | Any | DMo | MH00 | CZ07 | rNCGF | Each | 1 | 621 | None | 106 | 0.0141 | 6.78 | 7.82 | 0.000831 | 5.05 | 106 | 0.0141 | 6.78 | 7.82 | 0.000831 | 5.05 |  |  | 1 |  | RB-Appl-EffCW-med-ElecDHW-GasCDryer-Tier1-FrontAnyDMoMH00CZ07rNCGF
RB-Appl-EffCW-med-ElecDHW-GasCDryer-Tier1-Front | DEER2016 | D16v1 | 2015-05-16 | Any | DMo | MH00 | CZ08 | rDXGF | Each | 1 | 621 | None | 113 | 0.0166 | 6.88 | 11.4 | 0.00197 | 5.07 | 113 | 0.0166 | 6.88 | 11.4 | 0.00197 | 5.07 |  |  | 1 |  | RB-Appl-EffCW-med-ElecDHW-GasCDryer-Tier1-FrontAnyDMoMH00CZ08rDXGF
RB-Appl-EffCW-med-ElecDHW-GasCDryer-Tier1-Front | DEER2016 | D16v1 | 2015-05-16 | Any | DMo | MH00 | CZ08 | rDXHP | Each | 1 | 621 | None | 101 | 0.018 | 7.73 | 3.22 | 0.00259 | 5.42 | 101 | 0.018 | 7.73 | 3.22 | 0.00259 | 5.42 |  |  | 1 |  | RB-Appl-EffCW-med-ElecDHW-GasCDryer-Tier1-FrontAnyDMoMH00CZ08rDXHP
RB-Appl-EffCW-med-ElecDHW-GasCDryer-Tier1-Front | DEER2016 | D16v1 | 2015-05-16 | Any | DMo | MH00 | CZ08 | rNCEH | Each | 1 | 621 | None | 97 | 0.0138 | 7.73 | 4.78 | 0.00104 | 5.42 | 97 | 0.0138 | 7.73 | 4.78 | 0.00104 | 5.42 |  |  | 1 |  | RB-Appl-EffCW-med-ElecDHW-GasCDryer-Tier1-FrontAnyDMoMH00CZ08rNCEH
RB-Appl-EffCW-med-ElecDHW-GasCDryer-Tier1-Front | DEER2016 | D16v1 | 2015-05-16 | Any | DMo | MH00 | CZ08 | rNCGF | Each | 1 | 621 | None | 105 | 0.014 | 6.79 | 7.78 | 0.00104 | 5.06 | 105 | 0.014 | 6.79 | 7.78 | 0.00104 | 5.06 |  |  | 1 |  | RB-Appl-EffCW-med-ElecDHW-GasCDryer-Tier1-FrontAnyDMoMH00CZ08rNCGF
RB-Appl-EffCW-med-ElecDHW-GasCDryer-Tier1-Front | DEER2016 | D16v1 | 2015-05-16 | Any | DMo | MH00 | CZ09 | rDXGF | Each | 1 | 621 | None | 114 | 0.017 | 6.81 | 12.2 | 0.00236 | 5.07 | 114 | 0.017 | 6.81 | 12.2 | 0.00236 | 5.07 |  |  | 1 |  | RB-Appl-EffCW-med-ElecDHW-GasCDryer-Tier1-FrontAnyDMoMH00CZ09rDXGF
RB-Appl-EffCW-med-ElecDHW-GasCDryer-Tier1-Front | DEER2016 | D16v1 | 2015-05-16 | Any | DMo | MH00 | CZ09 | rDXHP | Each | 1 | 621 | None | 107 | 0.0173 | 7.73 | 9.21 | 0.00223 | 5.42 | 107 | 0.0173 | 7.73 | 9.21 | 0.00223 | 5.42 |  |  | 1 |  | RB-Appl-EffCW-med-ElecDHW-GasCDryer-Tier1-FrontAnyDMoMH00CZ09rDXHP
RB-Appl-EffCW-med-ElecDHW-GasCDryer-Tier1-Front | DEER2016 | D16v1 | 2015-05-16 | Any | DMo | MH00 | CZ09 | rNCEH | Each | 1 | 621 | None | 96.1 | 0.0137 | 7.73 | 4.48 | 0.00103 | 5.42 | 96.1 | 0.0137 | 7.73 | 4.48 | 0.00103 | 5.42 |  |  | 1 |  | RB-Appl-EffCW-med-ElecDHW-GasCDryer-Tier1-FrontAnyDMoMH00CZ09rNCEH
RB-Appl-EffCW-med-ElecDHW-GasCDryer-Tier1-Front | DEER2016 | D16v1 | 2015-05-16 | Any | DMo | MH00 | CZ09 | rNCGF | Each | 1 | 621 | None | 105 | 0.0141 | 6.76 | 7.71 | 0.00104 | 5.06 | 105 | 0.0141 | 6.76 | 7.71 | 0.00104 | 5.06 |  |  | 1 |  | RB-Appl-EffCW-med-ElecDHW-GasCDryer-Tier1-FrontAnyDMoMH00CZ09rNCGF
RB-Appl-EffCW-med-ElecDHW-GasCDryer-Tier1-Front | DEER2016 | D16v1 | 2015-05-16 | Any | DMo | MH00 | CZ10 | rDXGF | Each | 1 | 621 | None | 115 | 0.0172 | 6.81 | 11.7 | 0.00232 | 5.09 | 115 | 0.0172 | 6.81 | 11.7 | 0.00232 | 5.09 |  |  | 1 |  | RB-Appl-EffCW-med-ElecDHW-GasCDryer-Tier1-FrontAnyDMoMH00CZ10rDXGF
RB-Appl-EffCW-med-ElecDHW-GasCDryer-Tier1-Front | DEER2016 | D16v1 | 2015-05-16 | Any | DMo | MH00 | CZ10 | rDXHP | Each | 1 | 621 | None | 108 | 0.017 | 7.73 | 7.93 | 0.0022 | 5.42 | 108 | 0.017 | 7.73 | 7.93 | 0.0022 | 5.42 |  |  | 1 |  | RB-Appl-EffCW-med-ElecDHW-GasCDryer-Tier1-FrontAnyDMoMH00CZ10rDXHP
RB-Appl-EffCW-med-ElecDHW-GasCDryer-Tier1-Front | DEER2016 | D16v1 | 2015-05-16 | Any | DMo | MH00 | CZ10 | rNCEH | Each | 1 | 621 | None | 95.5 | 0.0135 | 7.73 | 4.38 | 0.00101 | 5.42 | 95.5 | 0.0135 | 7.73 | 4.38 | 0.00101 | 5.42 |  |  | 1 |  | RB-Appl-EffCW-med-ElecDHW-GasCDryer-Tier1-FrontAnyDMoMH00CZ10rNCEH
RB-Appl-EffCW-med-ElecDHW-GasCDryer-Tier1-Front | DEER2016 | D16v1 | 2015-05-16 | Any | DMo | MH00 | CZ10 | rNCGF | Each | 1 | 621 | None | 104 | 0.0132 | 6.79 | 7.57 | 0.000633 | 5.07 | 104 | 0.0132 | 6.79 | 7.57 | 0.000633 | 5.07 |  |  | 1 |  | RB-Appl-EffCW-med-ElecDHW-GasCDryer-Tier1-FrontAnyDMoMH00CZ10rNCGF
RB-Appl-EffCW-med-ElecDHW-GasCDryer-Tier1-Front | DEER2016 | D16v1 | 2015-05-16 | Any | DMo | MH00 | CZ11 | rDXGF | Each | 1 | 621 | None | 114 | 0.0168 | 6.43 | 10.8 | 0.00226 | 4.92 | 114 | 0.0168 | 6.43 | 10.8 | 0.00226 | 4.92 |  |  | 1 |  | RB-Appl-EffCW-med-ElecDHW-GasCDryer-Tier1-FrontAnyDMoMH00CZ11rDXGF
RB-Appl-EffCW-med-ElecDHW-GasCDryer-Tier1-Front | DEER2016 | D16v1 | 2015-05-16 | Any | DMo | MH00 | CZ11 | rDXHP | Each | 1 | 621 | None | 102 | 0.0172 | 7.73 | 6.28 | 0.00246 | 5.42 | 102 | 0.0172 | 7.73 | 6.28 | 0.00246 | 5.42 |  |  | 1 |  | RB-Appl-EffCW-med-ElecDHW-GasCDryer-Tier1-FrontAnyDMoMH00CZ11rDXHP
RB-Appl-EffCW-med-ElecDHW-GasCDryer-Tier1-Front | DEER2016 | D16v1 | 2015-05-16 | Any | DMo | MH00 | CZ11 | rNCEH | Each | 1 | 621 | None | 93.3 | 0.0134 | 7.73 | 3.21 | 0.001 | 5.42 | 93.3 | 0.0134 | 7.73 | 3.21 | 0.001 | 5.42 |  |  | 1 |  | RB-Appl-EffCW-med-ElecDHW-GasCDryer-Tier1-FrontAnyDMoMH00CZ11rNCEH
RB-Appl-EffCW-med-ElecDHW-GasCDryer-Tier1-Front | DEER2016 | D16v1 | 2015-05-16 | Any | DMo | MH00 | CZ11 | rNCGF | Each | 1 | 621 | None | 105 | 0.0135 | 6.45 | 7.69 | 0.00099 | 4.94 | 105 | 0.0135 | 6.45 | 7.69 | 0.00099 | 4.94 |  |  | 1 |  | RB-Appl-EffCW-med-ElecDHW-GasCDryer-Tier1-FrontAnyDMoMH00CZ11rNCGF
RB-Appl-EffCW-med-ElecDHW-GasCDryer-Tier1-Front | DEER2016 | D16v1 | 2015-05-16 | Any | DMo | MH00 | CZ12 | rDXGF | Each | 1 | 621 | None | 116 | 0.0174 | 6.39 | 11.3 | 0.0024 | 4.94 | 116 | 0.0174 | 6.39 | 11.3 | 0.0024 | 4.94 |  |  | 1 |  | RB-Appl-EffCW-med-ElecDHW-GasCDryer-Tier1-FrontAnyDMoMH00CZ12rDXGF
RB-Appl-EffCW-med-ElecDHW-GasCDryer-Tier1-Front | DEER2016 | D16v1 | 2015-05-16 | Any | DMo | MH00 | CZ12 | rDXHP | Each | 1 | 621 | None | 104 | 0.0174 | 7.73 | 6.34 | 0.00226 | 5.42 | 104 | 0.0174 | 7.73 | 6.34 | 0.00226 | 5.42 |  |  | 1 |  | RB-Appl-EffCW-med-ElecDHW-GasCDryer-Tier1-FrontAnyDMoMH00CZ12rDXHP
RB-Appl-EffCW-med-ElecDHW-GasCDryer-Tier1-Front | DEER2016 | D16v1 | 2015-05-16 | Any | DMo | MH00 | CZ12 | rNCEH | Each | 1 | 621 | None | 96.1 | 0.0142 | 7.73 | 3.45 | 0.00108 | 5.42 | 96.1 | 0.0142 | 7.73 | 3.45 | 0.00108 | 5.42 |  |  | 1 |  | RB-Appl-EffCW-med-ElecDHW-GasCDryer-Tier1-FrontAnyDMoMH00CZ12rNCEH
RB-Appl-EffCW-med-ElecDHW-GasCDryer-Tier1-Front | DEER2016 | D16v1 | 2015-05-16 | Any | DMo | MH00 | CZ12 | rNCGF | Each | 1 | 621 | None | 108 | 0.0141 | 6.41 | 7.91 | 0.00111 | 4.94 | 108 | 0.0141 | 6.41 | 7.91 | 0.00111 | 4.94 |  |  | 1 |  | RB-Appl-EffCW-med-ElecDHW-GasCDryer-Tier1-FrontAnyDMoMH00CZ12rNCGF
RB-Appl-EffCW-med-ElecDHW-GasCDryer-Tier1-Front | DEER2016 | D16v1 | 2015-05-16 | Any | DMo | MH00 | CZ13 | rDXGF | Each | 1 | 621 | None | 114 | 0.0169 | 6.48 | 11.6 | 0.00228 | 4.95 | 114 | 0.0169 | 6.48 | 11.6 | 0.00228 | 4.95 |  |  | 1 |  | RB-Appl-EffCW-med-ElecDHW-GasCDryer-Tier1-FrontAnyDMoMH00CZ13rDXGF
RB-Appl-EffCW-med-ElecDHW-GasCDryer-Tier1-Front | DEER2016 | D16v1 | 2015-05-16 | Any | DMo | MH00 | CZ13 | rDXHP | Each | 1 | 621 | None | 103 | 0.017 | 7.73 | 7.02 | 0.00223 | 5.42 | 103 | 0.017 | 7.73 | 7.02 | 0.00223 | 5.42 |  |  | 1 |  | RB-Appl-EffCW-med-ElecDHW-GasCDryer-Tier1-FrontAnyDMoMH00CZ13rDXHP
RB-Appl-EffCW-med-ElecDHW-GasCDryer-Tier1-Front | DEER2016 | D16v1 | 2015-05-16 | Any | DMo | MH00 | CZ13 | rNCEH | Each | 1 | 621 | None | 92.2 | 0.0133 | 7.73 | 3.07 | 0.000994 | 5.42 | 92.2 | 0.0133 | 7.73 | 3.07 | 0.000994 | 5.42 |  |  | 1 |  | RB-Appl-EffCW-med-ElecDHW-GasCDryer-Tier1-FrontAnyDMoMH00CZ13rNCEH
RB-Appl-EffCW-med-ElecDHW-GasCDryer-Tier1-Front | DEER2016 | D16v1 | 2015-05-16 | Any | DMo | MH00 | CZ13 | rNCGF | Each | 1 | 621 | None | 104 | 0.0132 | 6.46 | 7.57 | 0.000983 | 4.95 | 104 | 0.0132 | 6.46 | 7.57 | 0.000983 | 4.95 |  |  | 1 |  | RB-Appl-EffCW-med-ElecDHW-GasCDryer-Tier1-FrontAnyDMoMH00CZ13rNCGF
RB-Appl-EffCW-med-ElecDHW-GasCDryer-Tier1-Front | DEER2016 | D16v1 | 2015-05-16 | Any | DMo | MH00 | CZ14 | rDXGF | Each | 1 | 621 | None | 117 | 0.017 | 6.6 | 12.7 | 0.00231 | 5 | 117 | 0.017 | 6.6 | 12.7 | 0.00231 | 5 |  |  | 1 |  | RB-Appl-EffCW-med-ElecDHW-GasCDryer-Tier1-FrontAnyDMoMH00CZ14rDXGF
RB-Appl-EffCW-med-ElecDHW-GasCDryer-Tier1-Front | DEER2016 | D16v1 | 2015-05-16 | Any | DMo | MH00 | CZ14 | rDXHP | Each | 1 | 621 | None | 107 | 0.0164 | 7.73 | 7.63 | 0.00195 | 5.42 | 107 | 0.0164 | 7.73 | 7.63 | 0.00195 | 5.42 |  |  | 1 |  | RB-Appl-EffCW-med-ElecDHW-GasCDryer-Tier1-FrontAnyDMoMH00CZ14rDXHP
RB-Appl-EffCW-med-ElecDHW-GasCDryer-Tier1-Front | DEER2016 | D16v1 | 2015-05-16 | Any | DMo | MH00 | CZ14 | rNCEH | Each | 1 | 621 | None | 95.3 | 0.013 | 7.73 | 3.79 | 0.00096 | 5.42 | 95.3 | 0.013 | 7.73 | 3.79 | 0.00096 | 5.42 |  |  | 1 |  | RB-Appl-EffCW-med-ElecDHW-GasCDryer-Tier1-FrontAnyDMoMH00CZ14rNCEH
RB-Appl-EffCW-med-ElecDHW-GasCDryer-Tier1-Front | DEER2016 | D16v1 | 2015-05-16 | Any | DMo | MH00 | CZ14 | rNCGF | Each | 1 | 621 | None | 106 | 0.0128 | 6.58 | 7.77 | 0.000786 | 4.99 | 106 | 0.0128 | 6.58 | 7.77 | 0.000786 | 4.99 |  |  | 1 |  | RB-Appl-EffCW-med-ElecDHW-GasCDryer-Tier1-FrontAnyDMoMH00CZ14rNCGF
RB-Appl-EffCW-med-ElecDHW-GasCDryer-Tier1-Front | DEER2016 | D16v1 | 2015-05-16 | Any | DMo | MH00 | CZ15 | rDXGF | Each | 1 | 621 | None | 107 | 0.0135 | 7.03 | 12.8 | 0.00173 | 5.16 | 107 | 0.0135 | 7.03 | 12.8 | 0.00173 | 5.16 |  |  | 1 |  | RB-Appl-EffCW-med-ElecDHW-GasCDryer-Tier1-FrontAnyDMoMH00CZ15rDXGF
RB-Appl-EffCW-med-ElecDHW-GasCDryer-Tier1-Front | DEER2016 | D16v1 | 2015-05-16 | Any | DMo | MH00 | CZ15 | rDXHP | Each | 1 | 621 | None | 101 | 0.0135 | 7.73 | 11.1 | 0.00175 | 5.42 | 101 | 0.0135 | 7.73 | 11.1 | 0.00175 | 5.42 |  |  | 1 |  | RB-Appl-EffCW-med-ElecDHW-GasCDryer-Tier1-FrontAnyDMoMH00CZ15rDXHP
RB-Appl-EffCW-med-ElecDHW-GasCDryer-Tier1-Front | DEER2016 | D16v1 | 2015-05-16 | Any | DMo | MH00 | CZ15 | rNCEH | Each | 1 | 621 | None | 83.9 | 0.0109 | 7.73 | 3.9 | 0.000758 | 5.42 | 83.9 | 0.0109 | 7.73 | 3.9 | 0.000758 | 5.42 |  |  | 1 |  | RB-Appl-EffCW-med-ElecDHW-GasCDryer-Tier1-FrontAnyDMoMH00CZ15rNCEH
RB-Appl-EffCW-med-ElecDHW-GasCDryer-Tier1-Front | DEER2016 | D16v1 | 2015-05-16 | Any | DMo | MH00 | CZ15 | rNCGF | Each | 1 | 621 | None | 90.4 | 0.0109 | 7.01 | 6.4 | 0.000746 | 5.17 | 90.4 | 0.0109 | 7.01 | 6.4 | 0.000746 | 5.17 |  |  | 1 |  | RB-Appl-EffCW-med-ElecDHW-GasCDryer-Tier1-FrontAnyDMoMH00CZ15rNCGF
RB-Appl-EffCW-med-ElecDHW-GasCDryer-Tier1-Front | DEER2016 | D16v1 | 2015-05-16 | Any | DMo | MH00 | CZ16 | rDXGF | Each | 1 | 621 | None | 129 | 0.0187 | 6.46 | 16.8 | 0.00243 | 4.95 | 129 | 0.0187 | 6.46 | 16.8 | 0.00243 | 4.95 |  |  | 1 |  | RB-Appl-EffCW-med-ElecDHW-GasCDryer-Tier1-FrontAnyDMoMH00CZ16rDXGF
RB-Appl-EffCW-med-ElecDHW-GasCDryer-Tier1-Front | DEER2016 | D16v1 | 2015-05-16 | Any | DMo | MH00 | CZ16 | rDXHP | Each | 1 | 621 | None | 111 | 0.0187 | 7.73 | 5.57 | 0.00228 | 5.42 | 111 | 0.0187 | 7.73 | 5.57 | 0.00228 | 5.42 |  |  | 1 |  | RB-Appl-EffCW-med-ElecDHW-GasCDryer-Tier1-FrontAnyDMoMH00CZ16rDXHP
RB-Appl-EffCW-med-ElecDHW-GasCDryer-Tier1-Front | DEER2016 | D16v1 | 2015-05-16 | Any | DMo | MH00 | CZ16 | rNCEH | Each | 1 | 621 | None | 108 | 0.0155 | 7.73 | 4.77 | 0.00121 | 5.42 | 108 | 0.0155 | 7.73 | 4.77 | 0.00121 | 5.42 |  |  | 1 |  | RB-Appl-EffCW-med-ElecDHW-GasCDryer-Tier1-FrontAnyDMoMH00CZ16rNCEH
RB-Appl-EffCW-med-ElecDHW-GasCDryer-Tier1-Front | DEER2016 | D16v1 | 2015-05-16 | Any | DMo | MH00 | CZ16 | rNCGF | Each | 1 | 621 | None | 119 | 0.0155 | 6.49 | 9.13 | 0.00119 | 4.98 | 119 | 0.0155 | 6.49 | 9.13 | 0.00119 | 4.98 |  |  | 1 |  | RB-Appl-EffCW-med-ElecDHW-GasCDryer-Tier1-FrontAnyDMoMH00CZ16rNCGF
RB-Appl-EffCW-med-ElecDHW-GasCDryer-Tier1-Front | DEER2016 | D16v1 | 2015-05-16 | Any | DMo | MH06 | CZ01 | rDXGF | Each | 1 | 621 | None | 120 | 0.0167 | 6.32 | 8.69 | 0.00183 | 4.9 | 120 | 0.0167 | 6.32 | 8.69 | 0.00183 | 4.9 |  |  | 1 |  | RB-Appl-EffCW-med-ElecDHW-GasCDryer-Tier1-FrontAnyDMoMH06CZ01rDXGF
RB-Appl-EffCW-med-ElecDHW-GasCDryer-Tier1-Front | DEER2016 | D16v1 | 2015-05-16 | Any | DMo | MH06 | CZ01 | rDXHP | Each | 1 | 621 | None | 109 | 0.0136 | 7.73 | 5.09 | -0.000416 | 5.42 | 109 | 0.0136 | 7.73 | 5.09 | -0.000416 | 5.42 |  |  | 1 |  | RB-Appl-EffCW-med-ElecDHW-GasCDryer-Tier1-FrontAnyDMoMH06CZ01rDXHP
RB-Appl-EffCW-med-ElecDHW-GasCDryer-Tier1-Front | DEER2016 | D16v1 | 2015-05-16 | Any | DMo | MH06 | CZ01 | rNCEH | Each | 1 | 621 | None | 107 | 0.0162 | 7.73 | 4.1 | 0.00128 | 5.42 | 107 | 0.0162 | 7.73 | 4.1 | 0.00128 | 5.42 |  |  | 1 |  | RB-Appl-EffCW-med-ElecDHW-GasCDryer-Tier1-FrontAnyDMoMH06CZ01rNCEH
RB-Appl-EffCW-med-ElecDHW-GasCDryer-Tier1-Front | DEER2016 | D16v1 | 2015-05-16 | Any | DMo | MH06 | CZ01 | rNCGF | Each | 1 | 621 | None | 120 | 0.0161 | 6.31 | 9.14 | 0.001 | 4.91 | 120 | 0.0161 | 6.31 | 9.14 | 0.001 | 4.91 |  |  | 1 |  | RB-Appl-EffCW-med-ElecDHW-GasCDryer-Tier1-FrontAnyDMoMH06CZ01rNCGF
RB-Appl-EffCW-med-ElecDHW-GasCDryer-Tier1-Front | DEER2016 | D16v1 | 2015-05-16 | Any | DMo | MH06 | CZ02 | rDXGF | Each | 1 | 621 | None | 118 | 0.0181 | 6.2 | 9.93 | 0.00232 | 4.84 | 118 | 0.0181 | 6.2 | 9.93 | 0.00232 | 4.84 |  |  | 1 |  | RB-Appl-EffCW-med-ElecDHW-GasCDryer-Tier1-FrontAnyDMoMH06CZ02rDXGF
RB-Appl-EffCW-med-ElecDHW-GasCDryer-Tier1-Front | DEER2016 | D16v1 | 2015-05-16 | Any | DMo | MH06 | CZ02 | rDXHP | Each | 1 | 621 | None | 103 | 0.0183 | 7.73 | 5.67 | 0.00201 | 5.42 | 103 | 0.0183 | 7.73 | 5.67 | 0.00201 | 5.42 |  |  | 1 |  | RB-Appl-EffCW-med-ElecDHW-GasCDryer-Tier1-FrontAnyDMoMH06CZ02rDXHP
RB-Appl-EffCW-med-ElecDHW-GasCDryer-Tier1-Front | DEER2016 | D16v1 | 2015-05-16 | Any | DMo | MH06 | CZ02 | rNCEH | Each | 1 | 621 | None | 98.4 | 0.0151 | 7.73 | 3.09 | 0.00117 | 5.42 | 98.4 | 0.0151 | 7.73 | 3.09 | 0.00117 | 5.42 |  |  | 1 |  | RB-Appl-EffCW-med-ElecDHW-GasCDryer-Tier1-FrontAnyDMoMH06CZ02rNCEH
RB-Appl-EffCW-med-ElecDHW-GasCDryer-Tier1-Front | DEER2016 | D16v1 | 2015-05-16 | Any | DMo | MH06 | CZ02 | rNCGF | Each | 1 | 621 | None | 112 | 0.0151 | 6.13 | 8.38 | 0.00117 | 4.81 | 112 | 0.0151 | 6.13 | 8.38 | 0.00117 | 4.81 |  |  | 1 |  | RB-Appl-EffCW-med-ElecDHW-GasCDryer-Tier1-FrontAnyDMoMH06CZ02rNCGF
RB-Appl-EffCW-med-ElecDHW-GasCDryer-Tier1-Front | DEER2016 | D16v1 | 2015-05-16 | Any | DMo | MH06 | CZ03 | rDXGF | Each | 1 | 621 | None | 111 | 0.0209 | 6.05 | 7.97 | 0.00181 | 4.75 | 111 | 0.0209 | 6.05 | 7.97 | 0.00181 | 4.75 |  |  | 1 |  | RB-Appl-EffCW-med-ElecDHW-GasCDryer-Tier1-FrontAnyDMoMH06CZ03rDXGF
RB-Appl-EffCW-med-ElecDHW-GasCDryer-Tier1-Front | DEER2016 | D16v1 | 2015-05-16 | Any | DMo | MH06 | CZ03 | rDXHP | Each | 1 | 621 | None | 101 | 0.0184 | 7.73 | 3.68 | 0.00291 | 5.42 | 101 | 0.0184 | 7.73 | 3.68 | 0.00291 | 5.42 |  |  | 1 |  | RB-Appl-EffCW-med-ElecDHW-GasCDryer-Tier1-FrontAnyDMoMH06CZ03rDXHP
RB-Appl-EffCW-med-ElecDHW-GasCDryer-Tier1-Front | DEER2016 | D16v1 | 2015-05-16 | Any | DMo | MH06 | CZ03 | rNCEH | Each | 1 | 621 | None | 99.1 | 0.0153 | 7.73 | 3.27 | 0.00119 | 5.42 | 99.1 | 0.0153 | 7.73 | 3.27 | 0.00119 | 5.42 |  |  | 1 |  | RB-Appl-EffCW-med-ElecDHW-GasCDryer-Tier1-FrontAnyDMoMH06CZ03rNCEH
RB-Appl-EffCW-med-ElecDHW-GasCDryer-Tier1-Front | DEER2016 | D16v1 | 2015-05-16 | Any | DMo | MH06 | CZ03 | rNCGF | Each | 1 | 621 | None | 112 | 0.0151 | 6.06 | 8.35 | 0.00119 | 4.78 | 112 | 0.0151 | 6.06 | 8.35 | 0.00119 | 4.78 |  |  | 1 |  | RB-Appl-EffCW-med-ElecDHW-GasCDryer-Tier1-FrontAnyDMoMH06CZ03rNCGF
RB-Appl-EffCW-med-ElecDHW-GasCDryer-Tier1-Front | DEER2016 | D16v1 | 2015-05-16 | Any | DMo | MH06 | CZ04 | rDXGF | Each | 1 | 621 | None | 117 | 0.0172 | 6.54 | 11.2 | 0.0023 | 4.99 | 117 | 0.0172 | 6.54 | 11.2 | 0.0023 | 4.99 |  |  | 1 |  | RB-Appl-EffCW-med-ElecDHW-GasCDryer-Tier1-FrontAnyDMoMH06CZ04rDXGF
RB-Appl-EffCW-med-ElecDHW-GasCDryer-Tier1-Front | DEER2016 | D16v1 | 2015-05-16 | Any | DMo | MH06 | CZ04 | rDXHP | Each | 1 | 621 | None | 113 | 0.0188 | 7.73 | 7.14 | 0.00226 | 5.42 | 113 | 0.0188 | 7.73 | 7.14 | 0.00226 | 5.42 |  |  | 1 |  | RB-Appl-EffCW-med-ElecDHW-GasCDryer-Tier1-FrontAnyDMoMH06CZ04rDXHP
RB-Appl-EffCW-med-ElecDHW-GasCDryer-Tier1-Front | DEER2016 | D16v1 | 2015-05-16 | Any | DMo | MH06 | CZ04 | rNCEH | Each | 1 | 621 | None | 100 | 0.0144 | 7.73 | 4.48 | 0.0011 | 5.42 | 100 | 0.0144 | 7.73 | 4.48 | 0.0011 | 5.42 |  |  | 1 |  | RB-Appl-EffCW-med-ElecDHW-GasCDryer-Tier1-FrontAnyDMoMH06CZ04rNCEH
RB-Appl-EffCW-med-ElecDHW-GasCDryer-Tier1-Front | DEER2016 | D16v1 | 2015-05-16 | Any | DMo | MH06 | CZ04 | rNCGF | Each | 1 | 621 | None | 110 | 0.0147 | 6.58 | 8.18 | 0.00141 | 5 | 110 | 0.0147 | 6.58 | 8.18 | 0.00141 | 5 |  |  | 1 |  | RB-Appl-EffCW-med-ElecDHW-GasCDryer-Tier1-FrontAnyDMoMH06CZ04rNCGF
RB-Appl-EffCW-med-ElecDHW-GasCDryer-Tier1-Front | DEER2016 | D16v1 | 2015-05-16 | Any | DMo | MH06 | CZ05 | rDXGF | Each | 1 | 621 | None | 116 | 0.0166 | 6.22 | 9.82 | 0.00194 | 4.81 | 116 | 0.0166 | 6.22 | 9.82 | 0.00194 | 4.81 |  |  | 1 |  | RB-Appl-EffCW-med-ElecDHW-GasCDryer-Tier1-FrontAnyDMoMH06CZ05rDXGF
RB-Appl-EffCW-med-ElecDHW-GasCDryer-Tier1-Front | DEER2016 | D16v1 | 2015-05-16 | Any | DMo | MH06 | CZ05 | rDXHP | Each | 1 | 621 | None | 106 | 0.0238 | 7.73 | 5.73 | 0.00826 | 5.42 | 106 | 0.0238 | 7.73 | 5.73 | 0.00826 | 5.42 |  |  | 1 |  | RB-Appl-EffCW-med-ElecDHW-GasCDryer-Tier1-FrontAnyDMoMH06CZ05rDXHP
RB-Appl-EffCW-med-ElecDHW-GasCDryer-Tier1-Front | DEER2016 | D16v1 | 2015-05-16 | Any | DMo | MH06 | CZ05 | rNCEH | Each | 1 | 621 | None | 100 | 0.0154 | 7.73 | 3.24 | 0.00119 | 5.42 | 100 | 0.0154 | 7.73 | 3.24 | 0.00119 | 5.42 |  |  | 1 |  | RB-Appl-EffCW-med-ElecDHW-GasCDryer-Tier1-FrontAnyDMoMH06CZ05rNCEH
RB-Appl-EffCW-med-ElecDHW-GasCDryer-Tier1-Front | DEER2016 | D16v1 | 2015-05-16 | Any | DMo | MH06 | CZ05 | rNCGF | Each | 1 | 621 | None | 114 | 0.0156 | 6.14 | 8.53 | 0.00102 | 4.81 | 114 | 0.0156 | 6.14 | 8.53 | 0.00102 | 4.81 |  |  | 1 |  | RB-Appl-EffCW-med-ElecDHW-GasCDryer-Tier1-FrontAnyDMoMH06CZ05rNCGF
RB-Appl-EffCW-med-ElecDHW-GasCDryer-Tier1-Front | DEER2016 | D16v1 | 2015-05-16 | Any | DMo | MH06 | CZ06 | rDXGF | Each | 1 | 621 | None | 114 | 0.0169 | 6.95 | 9.7 | 0.00231 | 5.11 | 114 | 0.0169 | 6.95 | 9.7 | 0.00231 | 5.11 |  |  | 1 |  | RB-Appl-EffCW-med-ElecDHW-GasCDryer-Tier1-FrontAnyDMoMH06CZ06rDXGF
RB-Appl-EffCW-med-ElecDHW-GasCDryer-Tier1-Front | DEER2016 | D16v1 | 2015-05-16 | Any | DMo | MH06 | CZ06 | rDXHP | Each | 1 | 621 | None | 113 | 0.0164 | 7.73 | 12.1 | 0.00161 | 5.42 | 113 | 0.0164 | 7.73 | 12.1 | 0.00161 | 5.42 |  |  | 1 |  | RB-Appl-EffCW-med-ElecDHW-GasCDryer-Tier1-FrontAnyDMoMH06CZ06rDXHP
RB-Appl-EffCW-med-ElecDHW-GasCDryer-Tier1-Front | DEER2016 | D16v1 | 2015-05-16 | Any | DMo | MH06 | CZ06 | rNCEH | Each | 1 | 621 | None | 99.9 | 0.0142 | 7.73 | 5.21 | 0.00108 | 5.42 | 99.9 | 0.0142 | 7.73 | 5.21 | 0.00108 | 5.42 |  |  | 1 |  | RB-Appl-EffCW-med-ElecDHW-GasCDryer-Tier1-FrontAnyDMoMH06CZ06rNCEH
RB-Appl-EffCW-med-ElecDHW-GasCDryer-Tier1-Front | DEER2016 | D16v1 | 2015-05-16 | Any | DMo | MH06 | CZ06 | rNCGF | Each | 1 | 621 | None | 107 | 0.0136 | 6.86 | 7.95 | 0.000497 | 5.1 | 107 | 0.0136 | 6.86 | 7.95 | 0.000497 | 5.1 |  |  | 1 |  | RB-Appl-EffCW-med-ElecDHW-GasCDryer-Tier1-FrontAnyDMoMH06CZ06rNCGF
RB-Appl-EffCW-med-ElecDHW-GasCDryer-Tier1-Front | DEER2016 | D16v1 | 2015-05-16 | Any | DMo | MH06 | CZ07 | rDXGF | Each | 1 | 621 | None | 118 | 0.0201 | 7.01 | 11.9 | 0.00195 | 5.13 | 118 | 0.0201 | 7.01 | 11.9 | 0.00195 | 5.13 |  |  | 1 |  | RB-Appl-EffCW-med-ElecDHW-GasCDryer-Tier1-FrontAnyDMoMH06CZ07rDXGF
RB-Appl-EffCW-med-ElecDHW-GasCDryer-Tier1-Front | DEER2016 | D16v1 | 2015-05-16 | Any | DMo | MH06 | CZ07 | rDXHP | Each | 1 | 621 | None | 110 | 0.0166 | 7.73 | 10.8 | 0.00228 | 5.42 | 110 | 0.0166 | 7.73 | 10.8 | 0.00228 | 5.42 |  |  | 1 |  | RB-Appl-EffCW-med-ElecDHW-GasCDryer-Tier1-FrontAnyDMoMH06CZ07rDXHP
RB-Appl-EffCW-med-ElecDHW-GasCDryer-Tier1-Front | DEER2016 | D16v1 | 2015-05-16 | Any | DMo | MH06 | CZ07 | rNCEH | Each | 1 | 621 | None | 100 | 0.0142 | 7.73 | 5.5 | 0.00108 | 5.42 | 100 | 0.0142 | 7.73 | 5.5 | 0.00108 | 5.42 |  |  | 1 |  | RB-Appl-EffCW-med-ElecDHW-GasCDryer-Tier1-FrontAnyDMoMH06CZ07rNCEH
RB-Appl-EffCW-med-ElecDHW-GasCDryer-Tier1-Front | DEER2016 | D16v1 | 2015-05-16 | Any | DMo | MH06 | CZ07 | rNCGF | Each | 1 | 621 | None | 106 | 0.0143 | 6.93 | 7.92 | 0.000935 | 5.1 | 106 | 0.0143 | 6.93 | 7.92 | 0.000935 | 5.1 |  |  | 1 |  | RB-Appl-EffCW-med-ElecDHW-GasCDryer-Tier1-FrontAnyDMoMH06CZ07rNCGF
RB-Appl-EffCW-med-ElecDHW-GasCDryer-Tier1-Front | DEER2016 | D16v1 | 2015-05-16 | Any | DMo | MH06 | CZ08 | rDXGF | Each | 1 | 621 | None | 114 | 0.0159 | 6.94 | 11.7 | 0.00174 | 5.1 | 114 | 0.0159 | 6.94 | 11.7 | 0.00174 | 5.1 |  |  | 1 |  | RB-Appl-EffCW-med-ElecDHW-GasCDryer-Tier1-FrontAnyDMoMH06CZ08rDXGF
RB-Appl-EffCW-med-ElecDHW-GasCDryer-Tier1-Front | DEER2016 | D16v1 | 2015-05-16 | Any | DMo | MH06 | CZ08 | rDXHP | Each | 1 | 621 | None | 111 | 0.0162 | 7.73 | 9.13 | 0.00176 | 5.42 | 111 | 0.0162 | 7.73 | 9.13 | 0.00176 | 5.42 |  |  | 1 |  | RB-Appl-EffCW-med-ElecDHW-GasCDryer-Tier1-FrontAnyDMoMH06CZ08rDXHP
RB-Appl-EffCW-med-ElecDHW-GasCDryer-Tier1-Front | DEER2016 | D16v1 | 2015-05-16 | Any | DMo | MH06 | CZ08 | rNCEH | Each | 1 | 621 | None | 97.8 | 0.0138 | 7.73 | 5.08 | 0.00105 | 5.42 | 97.8 | 0.0138 | 7.73 | 5.08 | 0.00105 | 5.42 |  |  | 1 |  | RB-Appl-EffCW-med-ElecDHW-GasCDryer-Tier1-FrontAnyDMoMH06CZ08rNCEH
RB-Appl-EffCW-med-ElecDHW-GasCDryer-Tier1-Front | DEER2016 | D16v1 | 2015-05-16 | Any | DMo | MH06 | CZ08 | rNCGF | Each | 1 | 621 | None | 105 | 0.0141 | 6.89 | 7.77 | 0.00117 | 5.11 | 105 | 0.0141 | 6.89 | 7.77 | 0.00117 | 5.11 |  |  | 1 |  | RB-Appl-EffCW-med-ElecDHW-GasCDryer-Tier1-FrontAnyDMoMH06CZ08rNCGF
RB-Appl-EffCW-med-ElecDHW-GasCDryer-Tier1-Front | DEER2016 | D16v1 | 2015-05-16 | Any | DMo | MH06 | CZ09 | rDXGF | Each | 1 | 621 | None | 113 | 0.0161 | 6.84 | 10.5 | 0.00215 | 5.1 | 113 | 0.0161 | 6.84 | 10.5 | 0.00215 | 5.1 |  |  | 1 |  | RB-Appl-EffCW-med-ElecDHW-GasCDryer-Tier1-FrontAnyDMoMH06CZ09rDXGF
RB-Appl-EffCW-med-ElecDHW-GasCDryer-Tier1-Front | DEER2016 | D16v1 | 2015-05-16 | Any | DMo | MH06 | CZ09 | rDXHP | Each | 1 | 621 | None | 110 | 0.0158 | 7.73 | 9.26 | 0.0018 | 5.42 | 110 | 0.0158 | 7.73 | 9.26 | 0.0018 | 5.42 |  |  | 1 |  | RB-Appl-EffCW-med-ElecDHW-GasCDryer-Tier1-FrontAnyDMoMH06CZ09rDXHP
RB-Appl-EffCW-med-ElecDHW-GasCDryer-Tier1-Front | DEER2016 | D16v1 | 2015-05-16 | Any | DMo | MH06 | CZ09 | rNCEH | Each | 1 | 621 | None | 96.4 | 0.0137 | 7.73 | 4.6 | 0.00103 | 5.42 | 96.4 | 0.0137 | 7.73 | 4.6 | 0.00103 | 5.42 |  |  | 1 |  | RB-Appl-EffCW-med-ElecDHW-GasCDryer-Tier1-FrontAnyDMoMH06CZ09rNCEH
RB-Appl-EffCW-med-ElecDHW-GasCDryer-Tier1-Front | DEER2016 | D16v1 | 2015-05-16 | Any | DMo | MH06 | CZ09 | rNCGF | Each | 1 | 621 | None | 105 | 0.0139 | 6.79 | 7.72 | 0.00104 | 5.07 | 105 | 0.0139 | 6.79 | 7.72 | 0.00104 | 5.07 |  |  | 1 |  | RB-Appl-EffCW-med-ElecDHW-GasCDryer-Tier1-FrontAnyDMoMH06CZ09rNCGF
RB-Appl-EffCW-med-ElecDHW-GasCDryer-Tier1-Front | DEER2016 | D16v1 | 2015-05-16 | Any | DMo | MH06 | CZ10 | rDXGF | Each | 1 | 621 | None | 114 | 0.015 | 6.75 | 11.3 | 0.00162 | 5.06 | 114 | 0.015 | 6.75 | 11.3 | 0.00162 | 5.06 |  |  | 1 |  | RB-Appl-EffCW-med-ElecDHW-GasCDryer-Tier1-FrontAnyDMoMH06CZ10rDXGF
RB-Appl-EffCW-med-ElecDHW-GasCDryer-Tier1-Front | DEER2016 | D16v1 | 2015-05-16 | Any | DMo | MH06 | CZ10 | rDXHP | Each | 1 | 621 | None | 107 | 0.0146 | 7.73 | 8.83 | 0.00144 | 5.42 | 107 | 0.0146 | 7.73 | 8.83 | 0.00144 | 5.42 |  |  | 1 |  | RB-Appl-EffCW-med-ElecDHW-GasCDryer-Tier1-FrontAnyDMoMH06CZ10rDXHP
RB-Appl-EffCW-med-ElecDHW-GasCDryer-Tier1-Front | DEER2016 | D16v1 | 2015-05-16 | Any | DMo | MH06 | CZ10 | rNCEH | Each | 1 | 621 | None | 95.1 | 0.0135 | 7.73 | 4.19 | 0.00101 | 5.42 | 95.1 | 0.0135 | 7.73 | 4.19 | 0.00101 | 5.42 |  |  | 1 |  | RB-Appl-EffCW-med-ElecDHW-GasCDryer-Tier1-FrontAnyDMoMH06CZ10rNCEH
RB-Appl-EffCW-med-ElecDHW-GasCDryer-Tier1-Front | DEER2016 | D16v1 | 2015-05-16 | Any | DMo | MH06 | CZ10 | rNCGF | Each | 1 | 621 | None | 104 | 0.0132 | 6.72 | 7.6 | 0.000737 | 5.04 | 104 | 0.0132 | 6.72 | 7.6 | 0.000737 | 5.04 |  |  | 1 |  | RB-Appl-EffCW-med-ElecDHW-GasCDryer-Tier1-FrontAnyDMoMH06CZ10rNCGF
RB-Appl-EffCW-med-ElecDHW-GasCDryer-Tier1-Front | DEER2016 | D16v1 | 2015-05-16 | Any | DMo | MH06 | CZ11 | rDXGF | Each | 1 | 621 | None | 114 | 0.0153 | 6.53 | 10.8 | 0.00172 | 4.95 | 114 | 0.0153 | 6.53 | 10.8 | 0.00172 | 4.95 |  |  | 1 |  | RB-Appl-EffCW-med-ElecDHW-GasCDryer-Tier1-FrontAnyDMoMH06CZ11rDXGF
RB-Appl-EffCW-med-ElecDHW-GasCDryer-Tier1-Front | DEER2016 | D16v1 | 2015-05-16 | Any | DMo | MH06 | CZ11 | rDXHP | Each | 1 | 621 | None | 104 | 0.0153 | 7.73 | 6.83 | 0.00162 | 5.42 | 104 | 0.0153 | 7.73 | 6.83 | 0.00162 | 5.42 |  |  | 1 |  | RB-Appl-EffCW-med-ElecDHW-GasCDryer-Tier1-FrontAnyDMoMH06CZ11rDXHP
RB-Appl-EffCW-med-ElecDHW-GasCDryer-Tier1-Front | DEER2016 | D16v1 | 2015-05-16 | Any | DMo | MH06 | CZ11 | rNCEH | Each | 1 | 621 | None | 94.5 | 0.0134 | 7.73 | 3.64 | 0.00101 | 5.42 | 94.5 | 0.0134 | 7.73 | 3.64 | 0.00101 | 5.42 |  |  | 1 |  | RB-Appl-EffCW-med-ElecDHW-GasCDryer-Tier1-FrontAnyDMoMH06CZ11rNCEH
RB-Appl-EffCW-med-ElecDHW-GasCDryer-Tier1-Front | DEER2016 | D16v1 | 2015-05-16 | Any | DMo | MH06 | CZ11 | rNCGF | Each | 1 | 621 | None | 105 | 0.0136 | 6.5 | 7.71 | 0.000976 | 4.95 | 105 | 0.0136 | 6.5 | 7.71 | 0.000976 | 4.95 |  |  | 1 |  | RB-Appl-EffCW-med-ElecDHW-GasCDryer-Tier1-FrontAnyDMoMH06CZ11rNCGF
RB-Appl-EffCW-med-ElecDHW-GasCDryer-Tier1-Front | DEER2016 | D16v1 | 2015-05-16 | Any | DMo | MH06 | CZ12 | rDXGF | Each | 1 | 621 | None | 115 | 0.0172 | 6.49 | 10.9 | 0.00233 | 4.96 | 115 | 0.0172 | 6.49 | 10.9 | 0.00233 | 4.96 |  |  | 1 |  | RB-Appl-EffCW-med-ElecDHW-GasCDryer-Tier1-FrontAnyDMoMH06CZ12rDXGF
RB-Appl-EffCW-med-ElecDHW-GasCDryer-Tier1-Front | DEER2016 | D16v1 | 2015-05-16 | Any | DMo | MH06 | CZ12 | rDXHP | Each | 1 | 621 | None | 102 | 0.0171 | 7.73 | 5.81 | 0.00203 | 5.42 | 102 | 0.0171 | 7.73 | 5.81 | 0.00203 | 5.42 |  |  | 1 |  | RB-Appl-EffCW-med-ElecDHW-GasCDryer-Tier1-FrontAnyDMoMH06CZ12rDXHP
RB-Appl-EffCW-med-ElecDHW-GasCDryer-Tier1-Front | DEER2016 | D16v1 | 2015-05-16 | Any | DMo | MH06 | CZ12 | rNCEH | Each | 1 | 621 | None | 97 | 0.0142 | 7.73 | 3.8 | 0.00108 | 5.42 | 97 | 0.0142 | 7.73 | 3.8 | 0.00108 | 5.42 |  |  | 1 |  | RB-Appl-EffCW-med-ElecDHW-GasCDryer-Tier1-FrontAnyDMoMH06CZ12rNCEH
RB-Appl-EffCW-med-ElecDHW-GasCDryer-Tier1-Front | DEER2016 | D16v1 | 2015-05-16 | Any | DMo | MH06 | CZ12 | rNCGF | Each | 1 | 621 | None | 108 | 0.0141 | 6.49 | 7.94 | 0.00109 | 4.96 | 108 | 0.0141 | 6.49 | 7.94 | 0.00109 | 4.96 |  |  | 1 |  | RB-Appl-EffCW-med-ElecDHW-GasCDryer-Tier1-FrontAnyDMoMH06CZ12rNCGF
RB-Appl-EffCW-med-ElecDHW-GasCDryer-Tier1-Front | DEER2016 | D16v1 | 2015-05-16 | Any | DMo | MH06 | CZ13 | rDXGF | Each | 1 | 621 | None | 114 | 0.0163 | 6.46 | 11.1 | 0.00191 | 4.94 | 114 | 0.0163 | 6.46 | 11.1 | 0.00191 | 4.94 |  |  | 1 |  | RB-Appl-EffCW-med-ElecDHW-GasCDryer-Tier1-FrontAnyDMoMH06CZ13rDXGF
RB-Appl-EffCW-med-ElecDHW-GasCDryer-Tier1-Front | DEER2016 | D16v1 | 2015-05-16 | Any | DMo | MH06 | CZ13 | rDXHP | Each | 1 | 621 | None | 101 | 0.0162 | 7.73 | 6.91 | 0.00189 | 5.42 | 101 | 0.0162 | 7.73 | 6.91 | 0.00189 | 5.42 |  |  | 1 |  | RB-Appl-EffCW-med-ElecDHW-GasCDryer-Tier1-FrontAnyDMoMH06CZ13rDXHP
RB-Appl-EffCW-med-ElecDHW-GasCDryer-Tier1-Front | DEER2016 | D16v1 | 2015-05-16 | Any | DMo | MH06 | CZ13 | rNCEH | Each | 1 | 621 | None | 92.6 | 0.0133 | 7.73 | 3.24 | 0.000995 | 5.42 | 92.6 | 0.0133 | 7.73 | 3.24 | 0.000995 | 5.42 |  |  | 1 |  | RB-Appl-EffCW-med-ElecDHW-GasCDryer-Tier1-FrontAnyDMoMH06CZ13rNCEH
RB-Appl-EffCW-med-ElecDHW-GasCDryer-Tier1-Front | DEER2016 | D16v1 | 2015-05-16 | Any | DMo | MH06 | CZ13 | rNCGF | Each | 1 | 621 | None | 104 | 0.0133 | 6.47 | 7.62 | 0.000984 | 4.95 | 104 | 0.0133 | 6.47 | 7.62 | 0.000984 | 4.95 |  |  | 1 |  | RB-Appl-EffCW-med-ElecDHW-GasCDryer-Tier1-FrontAnyDMoMH06CZ13rNCGF
RB-Appl-EffCW-med-ElecDHW-GasCDryer-Tier1-Front | DEER2016 | D16v1 | 2015-05-16 | Any | DMo | MH06 | CZ14 | rDXGF | Each | 1 | 621 | None | 117 | 0.0133 | 6.49 | 12.3 | 0.00105 | 4.95 | 117 | 0.0133 | 6.49 | 12.3 | 0.00105 | 4.95 |  |  | 1 |  | RB-Appl-EffCW-med-ElecDHW-GasCDryer-Tier1-FrontAnyDMoMH06CZ14rDXGF
RB-Appl-EffCW-med-ElecDHW-GasCDryer-Tier1-Front | DEER2016 | D16v1 | 2015-05-16 | Any | DMo | MH06 | CZ14 | rDXHP | Each | 1 | 621 | None | 104 | 0.013 | 7.73 | 7.85 | 0.000947 | 5.42 | 104 | 0.013 | 7.73 | 7.85 | 0.000947 | 5.42 |  |  | 1 |  | RB-Appl-EffCW-med-ElecDHW-GasCDryer-Tier1-FrontAnyDMoMH06CZ14rDXHP
RB-Appl-EffCW-med-ElecDHW-GasCDryer-Tier1-Front | DEER2016 | D16v1 | 2015-05-16 | Any | DMo | MH06 | CZ14 | rNCEH | Each | 1 | 621 | None | 94.7 | 0.013 | 7.73 | 3.56 | 0.000961 | 5.42 | 94.7 | 0.013 | 7.73 | 3.56 | 0.000961 | 5.42 |  |  | 1 |  | RB-Appl-EffCW-med-ElecDHW-GasCDryer-Tier1-FrontAnyDMoMH06CZ14rNCEH
RB-Appl-EffCW-med-ElecDHW-GasCDryer-Tier1-Front | DEER2016 | D16v1 | 2015-05-16 | Any | DMo | MH06 | CZ14 | rNCGF | Each | 1 | 621 | None | 106 | 0.0127 | 6.46 | 7.7 | 0.00068 | 4.95 | 106 | 0.0127 | 6.46 | 7.7 | 0.00068 | 4.95 |  |  | 1 |  | RB-Appl-EffCW-med-ElecDHW-GasCDryer-Tier1-FrontAnyDMoMH06CZ14rNCGF
RB-Appl-EffCW-med-ElecDHW-GasCDryer-Tier1-Front | DEER2016 | D16v1 | 2015-05-16 | Any | DMo | MH06 | CZ15 | rDXGF | Each | 1 | 621 | None | 104 | 0.0126 | 7.04 | 12 | 0.00148 | 5.16 | 104 | 0.0126 | 7.04 | 12 | 0.00148 | 5.16 |  |  | 1 |  | RB-Appl-EffCW-med-ElecDHW-GasCDryer-Tier1-FrontAnyDMoMH06CZ15rDXGF
RB-Appl-EffCW-med-ElecDHW-GasCDryer-Tier1-Front | DEER2016 | D16v1 | 2015-05-16 | Any | DMo | MH06 | CZ15 | rDXHP | Each | 1 | 621 | None | 99.5 | 0.0127 | 7.73 | 9.35 | 0.00187 | 5.42 | 99.5 | 0.0127 | 7.73 | 9.35 | 0.00187 | 5.42 |  |  | 1 |  | RB-Appl-EffCW-med-ElecDHW-GasCDryer-Tier1-FrontAnyDMoMH06CZ15rDXHP
RB-Appl-EffCW-med-ElecDHW-GasCDryer-Tier1-Front | DEER2016 | D16v1 | 2015-05-16 | Any | DMo | MH06 | CZ15 | rNCEH | Each | 1 | 621 | None | 83.9 | 0.0109 | 7.73 | 3.9 | 0.000758 | 5.42 | 83.9 | 0.0109 | 7.73 | 3.9 | 0.000758 | 5.42 |  |  | 1 |  | RB-Appl-EffCW-med-ElecDHW-GasCDryer-Tier1-FrontAnyDMoMH06CZ15rNCEH
RB-Appl-EffCW-med-ElecDHW-GasCDryer-Tier1-Front | DEER2016 | D16v1 | 2015-05-16 | Any | DMo | MH06 | CZ15 | rNCGF | Each | 1 | 621 | None | 90.4 | 0.0109 | 7.01 | 6.39 | 0.000747 | 5.17 | 90.4 | 0.0109 | 7.01 | 6.39 | 0.000747 | 5.17 |  |  | 1 |  | RB-Appl-EffCW-med-ElecDHW-GasCDryer-Tier1-FrontAnyDMoMH06CZ15rNCGF
RB-Appl-EffCW-med-ElecDHW-GasCDryer-Tier1-Front | DEER2016 | D16v1 | 2015-05-16 | Any | DMo | MH06 | CZ16 | rDXGF | Each | 1 | 621 | None | 124 | 0.0181 | 6.43 | 10.1 | 0.00221 | 4.96 | 124 | 0.0181 | 6.43 | 10.1 | 0.00221 | 4.96 |  |  | 1 |  | RB-Appl-EffCW-med-ElecDHW-GasCDryer-Tier1-FrontAnyDMoMH06CZ16rDXGF
RB-Appl-EffCW-med-ElecDHW-GasCDryer-Tier1-Front | DEER2016 | D16v1 | 2015-05-16 | Any | DMo | MH06 | CZ16 | rDXHP | Each | 1 | 621 | None | 112 | 0.0181 | 7.73 | 4.54 | 0.00199 | 5.42 | 112 | 0.0181 | 7.73 | 4.54 | 0.00199 | 5.42 |  |  | 1 |  | RB-Appl-EffCW-med-ElecDHW-GasCDryer-Tier1-FrontAnyDMoMH06CZ16rDXHP
RB-Appl-EffCW-med-ElecDHW-GasCDryer-Tier1-Front | DEER2016 | D16v1 | 2015-05-16 | Any | DMo | MH06 | CZ16 | rNCEH | Each | 1 | 621 | None | 108 | 0.0155 | 7.73 | 4.63 | 0.00121 | 5.42 | 108 | 0.0155 | 7.73 | 4.63 | 0.00121 | 5.42 |  |  | 1 |  | RB-Appl-EffCW-med-ElecDHW-GasCDryer-Tier1-FrontAnyDMoMH06CZ16rNCEH
RB-Appl-EffCW-med-ElecDHW-GasCDryer-Tier1-Front | DEER2016 | D16v1 | 2015-05-16 | Any | DMo | MH06 | CZ16 | rNCGF | Each | 1 | 621 | None | 119 | 0.0155 | 6.46 | 9.12 | 0.00119 | 4.96 | 119 | 0.0155 | 6.46 | 9.12 | 0.00119 | 4.96 |  |  | 1 |  | RB-Appl-EffCW-med-ElecDHW-GasCDryer-Tier1-FrontAnyDMoMH06CZ16rNCGF
RB-Appl-EffCW-med-ElecDHW-GasCDryer-Tier1-Front | DEER2016 | D16v1 | 2015-05-16 | Any | DMo | MH72 | CZ01 | rDXGF | Each | 1 | 598 | None | 117 | -0.0165 | 7.14 | 8.57 | -0.0139 | 4.9 | 117 | -0.0165 | 7.14 | 8.57 | -0.0139 | 4.9 |  |  | 1 |  | RB-Appl-EffCW-med-ElecDHW-GasCDryer-Tier1-FrontAnyDMoMH72CZ01rDXGF
RB-Appl-EffCW-med-ElecDHW-GasCDryer-Tier1-Front | DEER2016 | D16v1 | 2015-05-16 | Any | DMo | MH72 | CZ01 | rDXHP | Each | 1 | 598 | None | 112 | 0.0047 | 7.73 | 5.32 | 0.000675 | 5.42 | 112 | 0.0047 | 7.73 | 5.32 | 0.000675 | 5.42 |  |  | 1 |  | RB-Appl-EffCW-med-ElecDHW-GasCDryer-Tier1-FrontAnyDMoMH72CZ01rDXHP
RB-Appl-EffCW-med-ElecDHW-GasCDryer-Tier1-Front | DEER2016 | D16v1 | 2015-05-16 | Any | DMo | MH72 | CZ01 | rNCEH | Each | 1 | 598 | None | 115 | 0.0162 | 7.73 | 4.77 | 0.0013 | 5.42 | 115 | 0.0162 | 7.73 | 4.77 | 0.0013 | 5.42 |  |  | 1 |  | RB-Appl-EffCW-med-ElecDHW-GasCDryer-Tier1-FrontAnyDMoMH72CZ01rNCEH
RB-Appl-EffCW-med-ElecDHW-GasCDryer-Tier1-Front | DEER2016 | D16v1 | 2015-05-16 | Any | DMo | MH72 | CZ01 | rNCGF | Each | 1 | 598 | None | 120 | 0.016 | 7.13 | 9.45 | 0.00115 | 4.9 | 120 | 0.016 | 7.13 | 9.45 | 0.00115 | 4.9 |  |  | 1 |  | RB-Appl-EffCW-med-ElecDHW-GasCDryer-Tier1-FrontAnyDMoMH72CZ01rNCGF
RB-Appl-EffCW-med-ElecDHW-GasCDryer-Tier1-Front | DEER2016 | D16v1 | 2015-05-16 | Any | DMo | MH72 | CZ02 | rDXGF | Each | 1 | 598 | None | 117 | 0.0182 | 7.09 | 11.3 | 0.00315 | 4.9 | 117 | 0.0182 | 7.09 | 11.3 | 0.00315 | 4.9 |  |  | 1 |  | RB-Appl-EffCW-med-ElecDHW-GasCDryer-Tier1-FrontAnyDMoMH72CZ02rDXGF
RB-Appl-EffCW-med-ElecDHW-GasCDryer-Tier1-Front | DEER2016 | D16v1 | 2015-05-16 | Any | DMo | MH72 | CZ02 | rDXHP | Each | 1 | 598 | None | 109 | 0.0171 | 7.73 | 4.52 | 0.00247 | 5.42 | 109 | 0.0171 | 7.73 | 4.52 | 0.00247 | 5.42 |  |  | 1 |  | RB-Appl-EffCW-med-ElecDHW-GasCDryer-Tier1-FrontAnyDMoMH72CZ02rDXHP
RB-Appl-EffCW-med-ElecDHW-GasCDryer-Tier1-Front | DEER2016 | D16v1 | 2015-05-16 | Any | DMo | MH72 | CZ02 | rNCEH | Each | 1 | 598 | None | 107 | 0.0151 | 7.73 | 4.13 | 0.00119 | 5.42 | 107 | 0.0151 | 7.73 | 4.13 | 0.00119 | 5.42 |  |  | 1 |  | RB-Appl-EffCW-med-ElecDHW-GasCDryer-Tier1-FrontAnyDMoMH72CZ02rNCEH
RB-Appl-EffCW-med-ElecDHW-GasCDryer-Tier1-Front | DEER2016 | D16v1 | 2015-05-16 | Any | DMo | MH72 | CZ02 | rNCGF | Each | 1 | 598 | None | 113 | 0.0151 | 7.06 | 8.69 | 0.00115 | 4.87 | 113 | 0.0151 | 7.06 | 8.69 | 0.00115 | 4.87 |  |  | 1 |  | RB-Appl-EffCW-med-ElecDHW-GasCDryer-Tier1-FrontAnyDMoMH72CZ02rNCGF
RB-Appl-EffCW-med-ElecDHW-GasCDryer-Tier1-Front | DEER2016 | D16v1 | 2015-05-16 | Any | DMo | MH72 | CZ03 | rDXGF | Each | 1 | 598 | None | 116 | 0.0186 | 7.1 | 10.5 | 0.0022 | 4.87 | 116 | 0.0186 | 7.1 | 10.5 | 0.0022 | 4.87 |  |  | 1 |  | RB-Appl-EffCW-med-ElecDHW-GasCDryer-Tier1-FrontAnyDMoMH72CZ03rDXGF
RB-Appl-EffCW-med-ElecDHW-GasCDryer-Tier1-Front | DEER2016 | D16v1 | 2015-05-16 | Any | DMo | MH72 | CZ03 | rDXHP | Each | 1 | 598 | None | 108 | 0.0119 | 7.73 | 4.22 | 0.00229 | 5.42 | 108 | 0.0119 | 7.73 | 4.22 | 0.00229 | 5.42 |  |  | 1 |  | RB-Appl-EffCW-med-ElecDHW-GasCDryer-Tier1-FrontAnyDMoMH72CZ03rDXHP
RB-Appl-EffCW-med-ElecDHW-GasCDryer-Tier1-Front | DEER2016 | D16v1 | 2015-05-16 | Any | DMo | MH72 | CZ03 | rNCEH | Each | 1 | 598 | None | 108 | 0.0153 | 7.73 | 4.3 | 0.00121 | 5.42 | 108 | 0.0153 | 7.73 | 4.3 | 0.00121 | 5.42 |  |  | 1 |  | RB-Appl-EffCW-med-ElecDHW-GasCDryer-Tier1-FrontAnyDMoMH72CZ03rNCEH
RB-Appl-EffCW-med-ElecDHW-GasCDryer-Tier1-Front | DEER2016 | D16v1 | 2015-05-16 | Any | DMo | MH72 | CZ03 | rNCGF | Each | 1 | 598 | None | 113 | 0.015 | 7.11 | 8.68 | 0.00121 | 4.9 | 113 | 0.015 | 7.11 | 8.68 | 0.00121 | 4.9 |  |  | 1 |  | RB-Appl-EffCW-med-ElecDHW-GasCDryer-Tier1-FrontAnyDMoMH72CZ03rNCGF
RB-Appl-EffCW-med-ElecDHW-GasCDryer-Tier1-Front | DEER2016 | D16v1 | 2015-05-16 | Any | DMo | MH72 | CZ04 | rDXGF | Each | 1 | 598 | None | 112 | 0.0168 | 7.19 | 9.71 | 0.00254 | 4.99 | 112 | 0.0168 | 7.19 | 9.71 | 0.00254 | 4.99 |  |  | 1 |  | RB-Appl-EffCW-med-ElecDHW-GasCDryer-Tier1-FrontAnyDMoMH72CZ04rDXGF
RB-Appl-EffCW-med-ElecDHW-GasCDryer-Tier1-Front | DEER2016 | D16v1 | 2015-05-16 | Any | DMo | MH72 | CZ04 | rDXHP | Each | 1 | 598 | None | 108 | 0.0162 | 7.73 | 6.16 | 0.00224 | 5.42 | 108 | 0.0162 | 7.73 | 6.16 | 0.00224 | 5.42 |  |  | 1 |  | RB-Appl-EffCW-med-ElecDHW-GasCDryer-Tier1-FrontAnyDMoMH72CZ04rDXHP
RB-Appl-EffCW-med-ElecDHW-GasCDryer-Tier1-Front | DEER2016 | D16v1 | 2015-05-16 | Any | DMo | MH72 | CZ04 | rNCEH | Each | 1 | 598 | None | 105 | 0.0143 | 7.73 | 4.93 | 0.00112 | 5.42 | 105 | 0.0143 | 7.73 | 4.93 | 0.00112 | 5.42 |  |  | 1 |  | RB-Appl-EffCW-med-ElecDHW-GasCDryer-Tier1-FrontAnyDMoMH72CZ04rNCEH
RB-Appl-EffCW-med-ElecDHW-GasCDryer-Tier1-Front | DEER2016 | D16v1 | 2015-05-16 | Any | DMo | MH72 | CZ04 | rNCGF | Each | 1 | 598 | None | 110 | 0.0143 | 7.2 | 8.42 | 0.00107 | 5.02 | 110 | 0.0143 | 7.2 | 8.42 | 0.00107 | 5.02 |  |  | 1 |  | RB-Appl-EffCW-med-ElecDHW-GasCDryer-Tier1-FrontAnyDMoMH72CZ04rNCGF
RB-Appl-EffCW-med-ElecDHW-GasCDryer-Tier1-Front | DEER2016 | D16v1 | 2015-05-16 | Any | DMo | MH72 | CZ05 | rDXGF | Each | 1 | 598 | None | 116 | 0.0177 | 7.07 | 9.72 | 0.00209 | 4.81 | 116 | 0.0177 | 7.07 | 9.72 | 0.00209 | 4.81 |  |  | 1 |  | RB-Appl-EffCW-med-ElecDHW-GasCDryer-Tier1-FrontAnyDMoMH72CZ05rDXGF
RB-Appl-EffCW-med-ElecDHW-GasCDryer-Tier1-Front | DEER2016 | D16v1 | 2015-05-16 | Any | DMo | MH72 | CZ05 | rDXHP | Each | 1 | 598 | None | 110 | 0.0168 | 7.73 | 5.13 | 0.00204 | 5.42 | 110 | 0.0168 | 7.73 | 5.13 | 0.00204 | 5.42 |  |  | 1 |  | RB-Appl-EffCW-med-ElecDHW-GasCDryer-Tier1-FrontAnyDMoMH72CZ05rDXHP
RB-Appl-EffCW-med-ElecDHW-GasCDryer-Tier1-Front | DEER2016 | D16v1 | 2015-05-16 | Any | DMo | MH72 | CZ05 | rNCEH | Each | 1 | 598 | None | 109 | 0.0154 | 7.73 | 3.83 | 0.00122 | 5.42 | 109 | 0.0154 | 7.73 | 3.83 | 0.00122 | 5.42 |  |  | 1 |  | RB-Appl-EffCW-med-ElecDHW-GasCDryer-Tier1-FrontAnyDMoMH72CZ05rNCEH
RB-Appl-EffCW-med-ElecDHW-GasCDryer-Tier1-Front | DEER2016 | D16v1 | 2015-05-16 | Any | DMo | MH72 | CZ05 | rNCGF | Each | 1 | 598 | None | 114 | 0.0153 | 7.07 | 8.84 | 0.00115 | 4.79 | 114 | 0.0153 | 7.07 | 8.84 | 0.00115 | 4.79 |  |  | 1 |  | RB-Appl-EffCW-med-ElecDHW-GasCDryer-Tier1-FrontAnyDMoMH72CZ05rNCGF
RB-Appl-EffCW-med-ElecDHW-GasCDryer-Tier1-Front | DEER2016 | D16v1 | 2015-05-16 | Any | DMo | MH72 | CZ06 | rDXGF | Each | 1 | 598 | None | 120 | 0.0168 | 7.46 | 19.2 | 0.00279 | 5.13 | 120 | 0.0168 | 7.46 | 19.2 | 0.00279 | 5.13 |  |  | 1 |  | RB-Appl-EffCW-med-ElecDHW-GasCDryer-Tier1-FrontAnyDMoMH72CZ06rDXGF
RB-Appl-EffCW-med-ElecDHW-GasCDryer-Tier1-Front | DEER2016 | D16v1 | 2015-05-16 | Any | DMo | MH72 | CZ06 | rDXHP | Each | 1 | 598 | None | 117 | 0.0163 | 7.73 | 14.9 | 0.00244 | 5.42 | 117 | 0.0163 | 7.73 | 14.9 | 0.00244 | 5.42 |  |  | 1 |  | RB-Appl-EffCW-med-ElecDHW-GasCDryer-Tier1-FrontAnyDMoMH72CZ06rDXHP
RB-Appl-EffCW-med-ElecDHW-GasCDryer-Tier1-Front | DEER2016 | D16v1 | 2015-05-16 | Any | DMo | MH72 | CZ06 | rNCEH | Each | 1 | 598 | None | 105 | 0.0142 | 7.73 | 5.5 | 0.00111 | 5.42 | 105 | 0.0142 | 7.73 | 5.5 | 0.00111 | 5.42 |  |  | 1 |  | RB-Appl-EffCW-med-ElecDHW-GasCDryer-Tier1-FrontAnyDMoMH72CZ06rNCEH
RB-Appl-EffCW-med-ElecDHW-GasCDryer-Tier1-Front | DEER2016 | D16v1 | 2015-05-16 | Any | DMo | MH72 | CZ06 | rNCGF | Each | 1 | 598 | None | 107 | 0.0142 | 7.42 | 8.3 | 0.000722 | 5.09 | 107 | 0.0142 | 7.42 | 8.3 | 0.000722 | 5.09 |  |  | 1 |  | RB-Appl-EffCW-med-ElecDHW-GasCDryer-Tier1-FrontAnyDMoMH72CZ06rNCGF
RB-Appl-EffCW-med-ElecDHW-GasCDryer-Tier1-Front | DEER2016 | D16v1 | 2015-05-16 | Any | DMo | MH72 | CZ07 | rDXGF | Each | 1 | 598 | None | 111 | -0.0204 | 7.34 | 8.69 | 0.00173 | 5.05 | 111 | -0.0204 | 7.34 | 8.69 | 0.00173 | 5.05 |  |  | 1 |  | RB-Appl-EffCW-med-ElecDHW-GasCDryer-Tier1-FrontAnyDMoMH72CZ07rDXGF
RB-Appl-EffCW-med-ElecDHW-GasCDryer-Tier1-Front | DEER2016 | D16v1 | 2015-05-16 | Any | DMo | MH72 | CZ07 | rDXHP | Each | 1 | 598 | None | 110 | 0.0561 | 7.73 | 11.1 | 0.00241 | 5.42 | 110 | 0.0561 | 7.73 | 11.1 | 0.00241 | 5.42 |  |  | 1 |  | RB-Appl-EffCW-med-ElecDHW-GasCDryer-Tier1-FrontAnyDMoMH72CZ07rDXHP
RB-Appl-EffCW-med-ElecDHW-GasCDryer-Tier1-Front | DEER2016 | D16v1 | 2015-05-16 | Any | DMo | MH72 | CZ07 | rNCEH | Each | 1 | 598 | None | 104 | 0.0142 | 7.73 | 5.56 | 0.00111 | 5.42 | 104 | 0.0142 | 7.73 | 5.56 | 0.00111 | 5.42 |  |  | 1 |  | RB-Appl-EffCW-med-ElecDHW-GasCDryer-Tier1-FrontAnyDMoMH72CZ07rNCEH
RB-Appl-EffCW-med-ElecDHW-GasCDryer-Tier1-Front | DEER2016 | D16v1 | 2015-05-16 | Any | DMo | MH72 | CZ07 | rNCGF | Each | 1 | 598 | None | 106 | 0.014 | 7.31 | 8.15 | 0.000931 | 5.04 | 106 | 0.014 | 7.31 | 8.15 | 0.000931 | 5.04 |  |  | 1 |  | RB-Appl-EffCW-med-ElecDHW-GasCDryer-Tier1-FrontAnyDMoMH72CZ07rNCGF
RB-Appl-EffCW-med-ElecDHW-GasCDryer-Tier1-Front | DEER2016 | D16v1 | 2015-05-16 | Any | DMo | MH72 | CZ08 | rDXGF | Each | 1 | 598 | None | 109 | 0.0155 | 7.31 | 10.4 | 0.002 | 5.04 | 109 | 0.0155 | 7.31 | 10.4 | 0.002 | 5.04 |  |  | 1 |  | RB-Appl-EffCW-med-ElecDHW-GasCDryer-Tier1-FrontAnyDMoMH72CZ08rDXGF
RB-Appl-EffCW-med-ElecDHW-GasCDryer-Tier1-Front | DEER2016 | D16v1 | 2015-05-16 | Any | DMo | MH72 | CZ08 | rDXHP | Each | 1 | 598 | None | 108 | 0.0155 | 7.73 | 8.9 | 0.00219 | 5.42 | 108 | 0.0155 | 7.73 | 8.9 | 0.00219 | 5.42 |  |  | 1 |  | RB-Appl-EffCW-med-ElecDHW-GasCDryer-Tier1-FrontAnyDMoMH72CZ08rDXHP
RB-Appl-EffCW-med-ElecDHW-GasCDryer-Tier1-Front | DEER2016 | D16v1 | 2015-05-16 | Any | DMo | MH72 | CZ08 | rNCEH | Each | 1 | 598 | None | 101 | 0.0138 | 7.73 | 4.95 | 0.00107 | 5.42 | 101 | 0.0138 | 7.73 | 4.95 | 0.00107 | 5.42 |  |  | 1 |  | RB-Appl-EffCW-med-ElecDHW-GasCDryer-Tier1-FrontAnyDMoMH72CZ08rNCEH
RB-Appl-EffCW-med-ElecDHW-GasCDryer-Tier1-Front | DEER2016 | D16v1 | 2015-05-16 | Any | DMo | MH72 | CZ08 | rNCGF | Each | 1 | 598 | None | 105 | 0.0142 | 7.27 | 7.96 | 0.00111 | 5.04 | 105 | 0.0142 | 7.27 | 7.96 | 0.00111 | 5.04 |  |  | 1 |  | RB-Appl-EffCW-med-ElecDHW-GasCDryer-Tier1-FrontAnyDMoMH72CZ08rNCGF
RB-Appl-EffCW-med-ElecDHW-GasCDryer-Tier1-Front | DEER2016 | D16v1 | 2015-05-16 | Any | DMo | MH72 | CZ09 | rDXGF | Each | 1 | 598 | None | 111 | 0.0157 | 7.26 | 11.6 | 0.00247 | 5.01 | 111 | 0.0157 | 7.26 | 11.6 | 0.00247 | 5.01 |  |  | 1 |  | RB-Appl-EffCW-med-ElecDHW-GasCDryer-Tier1-FrontAnyDMoMH72CZ09rDXGF
RB-Appl-EffCW-med-ElecDHW-GasCDryer-Tier1-Front | DEER2016 | D16v1 | 2015-05-16 | Any | DMo | MH72 | CZ09 | rDXHP | Each | 1 | 598 | None | 107 | 0.0156 | 7.73 | 8.91 | 0.0023 | 5.42 | 107 | 0.0156 | 7.73 | 8.91 | 0.0023 | 5.42 |  |  | 1 |  | RB-Appl-EffCW-med-ElecDHW-GasCDryer-Tier1-FrontAnyDMoMH72CZ09rDXHP
RB-Appl-EffCW-med-ElecDHW-GasCDryer-Tier1-Front | DEER2016 | D16v1 | 2015-05-16 | Any | DMo | MH72 | CZ09 | rNCEH | Each | 1 | 598 | None | 101 | 0.0137 | 7.73 | 4.63 | 0.00105 | 5.42 | 101 | 0.0137 | 7.73 | 4.63 | 0.00105 | 5.42 |  |  | 1 |  | RB-Appl-EffCW-med-ElecDHW-GasCDryer-Tier1-FrontAnyDMoMH72CZ09rNCEH
RB-Appl-EffCW-med-ElecDHW-GasCDryer-Tier1-Front | DEER2016 | D16v1 | 2015-05-16 | Any | DMo | MH72 | CZ09 | rNCGF | Each | 1 | 598 | None | 105 | 0.0137 | 7.26 | 7.99 | 0.00111 | 5.03 | 105 | 0.0137 | 7.26 | 7.99 | 0.00111 | 5.03 |  |  | 1 |  | RB-Appl-EffCW-med-ElecDHW-GasCDryer-Tier1-FrontAnyDMoMH72CZ09rNCGF
RB-Appl-EffCW-med-ElecDHW-GasCDryer-Tier1-Front | DEER2016 | D16v1 | 2015-05-16 | Any | DMo | MH72 | CZ10 | rDXGF | Each | 1 | 598 | None | 109 | 0.0156 | 7.2 | 10.7 | 0.00243 | 4.96 | 109 | 0.0156 | 7.2 | 10.7 | 0.00243 | 4.96 |  |  | 1 |  | RB-Appl-EffCW-med-ElecDHW-GasCDryer-Tier1-FrontAnyDMoMH72CZ10rDXGF
RB-Appl-EffCW-med-ElecDHW-GasCDryer-Tier1-Front | DEER2016 | D16v1 | 2015-05-16 | Any | DMo | MH72 | CZ10 | rDXHP | Each | 1 | 598 | None | 104 | 0.0157 | 7.73 | 7.4 | 0.00248 | 5.42 | 104 | 0.0157 | 7.73 | 7.4 | 0.00248 | 5.42 |  |  | 1 |  | RB-Appl-EffCW-med-ElecDHW-GasCDryer-Tier1-FrontAnyDMoMH72CZ10rDXHP
RB-Appl-EffCW-med-ElecDHW-GasCDryer-Tier1-Front | DEER2016 | D16v1 | 2015-05-16 | Any | DMo | MH72 | CZ10 | rNCEH | Each | 1 | 598 | None | 100 | 0.0135 | 7.73 | 4.51 | 0.00103 | 5.42 | 100 | 0.0135 | 7.73 | 4.51 | 0.00103 | 5.42 |  |  | 1 |  | RB-Appl-EffCW-med-ElecDHW-GasCDryer-Tier1-FrontAnyDMoMH72CZ10rNCEH
RB-Appl-EffCW-med-ElecDHW-GasCDryer-Tier1-Front | DEER2016 | D16v1 | 2015-05-16 | Any | DMo | MH72 | CZ10 | rNCGF | Each | 1 | 598 | None | 104 | 0.0139 | 7.18 | 7.91 | 0.00115 | 4.97 | 104 | 0.0139 | 7.18 | 7.91 | 0.00115 | 4.97 |  |  | 1 |  | RB-Appl-EffCW-med-ElecDHW-GasCDryer-Tier1-FrontAnyDMoMH72CZ10rNCGF
RB-Appl-EffCW-med-ElecDHW-GasCDryer-Tier1-Front | DEER2016 | D16v1 | 2015-05-16 | Any | DMo | MH72 | CZ11 | rDXGF | Each | 1 | 598 | None | 109 | 0.0166 | 7.23 | 10.1 | 0.00263 | 5.01 | 109 | 0.0166 | 7.23 | 10.1 | 0.00263 | 5.01 |  |  | 1 |  | RB-Appl-EffCW-med-ElecDHW-GasCDryer-Tier1-FrontAnyDMoMH72CZ11rDXGF
RB-Appl-EffCW-med-ElecDHW-GasCDryer-Tier1-Front | DEER2016 | D16v1 | 2015-05-16 | Any | DMo | MH72 | CZ11 | rDXHP | Each | 1 | 598 | None | 104 | 0.0158 | 7.73 | 6.24 | 0.00249 | 5.42 | 104 | 0.0158 | 7.73 | 6.24 | 0.00249 | 5.42 |  |  | 1 |  | RB-Appl-EffCW-med-ElecDHW-GasCDryer-Tier1-FrontAnyDMoMH72CZ11rDXHP
RB-Appl-EffCW-med-ElecDHW-GasCDryer-Tier1-Front | DEER2016 | D16v1 | 2015-05-16 | Any | DMo | MH72 | CZ11 | rNCEH | Each | 1 | 598 | None | 101 | 0.0134 | 7.73 | 4.38 | 0.00103 | 5.42 | 101 | 0.0134 | 7.73 | 4.38 | 0.00103 | 5.42 |  |  | 1 |  | RB-Appl-EffCW-med-ElecDHW-GasCDryer-Tier1-FrontAnyDMoMH72CZ11rNCEH
RB-Appl-EffCW-med-ElecDHW-GasCDryer-Tier1-Front | DEER2016 | D16v1 | 2015-05-16 | Any | DMo | MH72 | CZ11 | rNCGF | Each | 1 | 598 | None | 105 | 0.0133 | 7.21 | 8.05 | 0.000968 | 5 | 105 | 0.0133 | 7.21 | 8.05 | 0.000968 | 5 |  |  | 1 |  | RB-Appl-EffCW-med-ElecDHW-GasCDryer-Tier1-FrontAnyDMoMH72CZ11rNCGF
RB-Appl-EffCW-med-ElecDHW-GasCDryer-Tier1-Front | DEER2016 | D16v1 | 2015-05-16 | Any | DMo | MH72 | CZ12 | rDXGF | Each | 1 | 598 | None | 111 | 0.0167 | 7.09 | 9.91 | 0.00241 | 4.93 | 111 | 0.0167 | 7.09 | 9.91 | 0.00241 | 4.93 |  |  | 1 |  | RB-Appl-EffCW-med-ElecDHW-GasCDryer-Tier1-FrontAnyDMoMH72CZ12rDXGF
RB-Appl-EffCW-med-ElecDHW-GasCDryer-Tier1-Front | DEER2016 | D16v1 | 2015-05-16 | Any | DMo | MH72 | CZ12 | rDXHP | Each | 1 | 598 | None | 107 | 0.017 | 7.73 | 6.16 | 0.00309 | 5.42 | 107 | 0.017 | 7.73 | 6.16 | 0.00309 | 5.42 |  |  | 1 |  | RB-Appl-EffCW-med-ElecDHW-GasCDryer-Tier1-FrontAnyDMoMH72CZ12rDXHP
RB-Appl-EffCW-med-ElecDHW-GasCDryer-Tier1-Front | DEER2016 | D16v1 | 2015-05-16 | Any | DMo | MH72 | CZ12 | rNCEH | Each | 1 | 598 | None | 103 | 0.0142 | 7.73 | 4.08 | 0.0011 | 5.42 | 103 | 0.0142 | 7.73 | 4.08 | 0.0011 | 5.42 |  |  | 1 |  | RB-Appl-EffCW-med-ElecDHW-GasCDryer-Tier1-FrontAnyDMoMH72CZ12rNCEH
RB-Appl-EffCW-med-ElecDHW-GasCDryer-Tier1-Front | DEER2016 | D16v1 | 2015-05-16 | Any | DMo | MH72 | CZ12 | rNCGF | Each | 1 | 598 | None | 108 | 0.0142 | 7.11 | 8.26 | 0.0011 | 4.94 | 108 | 0.0142 | 7.11 | 8.26 | 0.0011 | 4.94 |  |  | 1 |  | RB-Appl-EffCW-med-ElecDHW-GasCDryer-Tier1-FrontAnyDMoMH72CZ12rNCGF
RB-Appl-EffCW-med-ElecDHW-GasCDryer-Tier1-Front | DEER2016 | D16v1 | 2015-05-16 | Any | DMo | MH72 | CZ13 | rDXGF | Each | 1 | 598 | None | 109 | 0.0148 | 7.18 | 10.8 | 0.0016 | 4.99 | 109 | 0.0148 | 7.18 | 10.8 | 0.0016 | 4.99 |  |  | 1 |  | RB-Appl-EffCW-med-ElecDHW-GasCDryer-Tier1-FrontAnyDMoMH72CZ13rDXGF
RB-Appl-EffCW-med-ElecDHW-GasCDryer-Tier1-Front | DEER2016 | D16v1 | 2015-05-16 | Any | DMo | MH72 | CZ13 | rDXHP | Each | 1 | 598 | None | 103 | 0.0145 | 7.73 | 6.5 | 0.00155 | 5.42 | 103 | 0.0145 | 7.73 | 6.5 | 0.00155 | 5.42 |  |  | 1 |  | RB-Appl-EffCW-med-ElecDHW-GasCDryer-Tier1-FrontAnyDMoMH72CZ13rDXHP
RB-Appl-EffCW-med-ElecDHW-GasCDryer-Tier1-Front | DEER2016 | D16v1 | 2015-05-16 | Any | DMo | MH72 | CZ13 | rNCEH | Each | 1 | 598 | None | 99.2 | 0.0133 | 7.73 | 3.96 | 0.00102 | 5.42 | 99.2 | 0.0133 | 7.73 | 3.96 | 0.00102 | 5.42 |  |  | 1 |  | RB-Appl-EffCW-med-ElecDHW-GasCDryer-Tier1-FrontAnyDMoMH72CZ13rNCEH
RB-Appl-EffCW-med-ElecDHW-GasCDryer-Tier1-Front | DEER2016 | D16v1 | 2015-05-16 | Any | DMo | MH72 | CZ13 | rNCGF | Each | 1 | 598 | None | 104 | 0.0135 | 7.18 | 7.86 | 0.0012 | 4.99 | 104 | 0.0135 | 7.18 | 7.86 | 0.0012 | 4.99 |  |  | 1 |  | RB-Appl-EffCW-med-ElecDHW-GasCDryer-Tier1-FrontAnyDMoMH72CZ13rNCGF
RB-Appl-EffCW-med-ElecDHW-GasCDryer-Tier1-Front | DEER2016 | D16v1 | 2015-05-16 | Any | DMo | MH72 | CZ14 | rDXGF | Each | 1 | 598 | None | 113 | 0.0153 | 7.32 | 12.1 | 0.00211 | 5.06 | 113 | 0.0153 | 7.32 | 12.1 | 0.00211 | 5.06 |  |  | 1 |  | RB-Appl-EffCW-med-ElecDHW-GasCDryer-Tier1-FrontAnyDMoMH72CZ14rDXGF
RB-Appl-EffCW-med-ElecDHW-GasCDryer-Tier1-Front | DEER2016 | D16v1 | 2015-05-16 | Any | DMo | MH72 | CZ14 | rDXHP | Each | 1 | 598 | None | 109 | 0.0145 | 7.73 | 8.26 | 0.00192 | 5.42 | 109 | 0.0145 | 7.73 | 8.26 | 0.00192 | 5.42 |  |  | 1 |  | RB-Appl-EffCW-med-ElecDHW-GasCDryer-Tier1-FrontAnyDMoMH72CZ14rDXHP
RB-Appl-EffCW-med-ElecDHW-GasCDryer-Tier1-Front | DEER2016 | D16v1 | 2015-05-16 | Any | DMo | MH72 | CZ14 | rNCEH | Each | 1 | 598 | None | 102 | 0.013 | 7.73 | 4.93 | 0.000986 | 5.42 | 102 | 0.013 | 7.73 | 4.93 | 0.000986 | 5.42 |  |  | 1 |  | RB-Appl-EffCW-med-ElecDHW-GasCDryer-Tier1-FrontAnyDMoMH72CZ14rNCEH
RB-Appl-EffCW-med-ElecDHW-GasCDryer-Tier1-Front | DEER2016 | D16v1 | 2015-05-16 | Any | DMo | MH72 | CZ14 | rNCGF | Each | 1 | 598 | None | 106 | 0.013 | 7.3 | 8.14 | 0.000977 | 5.07 | 106 | 0.013 | 7.3 | 8.14 | 0.000977 | 5.07 |  |  | 1 |  | RB-Appl-EffCW-med-ElecDHW-GasCDryer-Tier1-FrontAnyDMoMH72CZ14rNCGF
RB-Appl-EffCW-med-ElecDHW-GasCDryer-Tier1-Front | DEER2016 | D16v1 | 2015-05-16 | Any | DMo | MH72 | CZ15 | rDXGF | Each | 1 | 598 | None | 101 | 0.0129 | 7.57 | 12.5 | 0.00192 | 5.23 | 101 | 0.0129 | 7.57 | 12.5 | 0.00192 | 5.23 |  |  | 1 |  | RB-Appl-EffCW-med-ElecDHW-GasCDryer-Tier1-FrontAnyDMoMH72CZ15rDXGF
RB-Appl-EffCW-med-ElecDHW-GasCDryer-Tier1-Front | DEER2016 | D16v1 | 2015-05-16 | Any | DMo | MH72 | CZ15 | rDXHP | Each | 1 | 598 | None | 99.4 | 0.0129 | 7.73 | 11.6 | 0.00193 | 5.42 | 99.4 | 0.0129 | 7.73 | 11.6 | 0.00193 | 5.42 |  |  | 1 |  | RB-Appl-EffCW-med-ElecDHW-GasCDryer-Tier1-FrontAnyDMoMH72CZ15rDXHP
RB-Appl-EffCW-med-ElecDHW-GasCDryer-Tier1-Front | DEER2016 | D16v1 | 2015-05-16 | Any | DMo | MH72 | CZ15 | rNCEH | Each | 1 | 598 | None | 88.9 | 0.0109 | 7.73 | 4.96 | 0.000784 | 5.42 | 88.9 | 0.0109 | 7.73 | 4.96 | 0.000784 | 5.42 |  |  | 1 |  | RB-Appl-EffCW-med-ElecDHW-GasCDryer-Tier1-FrontAnyDMoMH72CZ15rNCEH
RB-Appl-EffCW-med-ElecDHW-GasCDryer-Tier1-Front | DEER2016 | D16v1 | 2015-05-16 | Any | DMo | MH72 | CZ15 | rNCGF | Each | 1 | 598 | None | 90.6 | 0.0112 | 7.56 | 6.71 | 0.00114 | 5.23 | 90.6 | 0.0112 | 7.56 | 6.71 | 0.00114 | 5.23 |  |  | 1 |  | RB-Appl-EffCW-med-ElecDHW-GasCDryer-Tier1-FrontAnyDMoMH72CZ15rNCGF
RB-Appl-EffCW-med-ElecDHW-GasCDryer-Tier1-Front | DEER2016 | D16v1 | 2015-05-16 | Any | DMo | MH72 | CZ16 | rDXGF | Each | 1 | 598 | None | 124 | 0.0174 | 7.11 | 12.5 | 0.00238 | 4.93 | 124 | 0.0174 | 7.11 | 12.5 | 0.00238 | 4.93 |  |  | 1 |  | RB-Appl-EffCW-med-ElecDHW-GasCDryer-Tier1-FrontAnyDMoMH72CZ16rDXGF
RB-Appl-EffCW-med-ElecDHW-GasCDryer-Tier1-Front | DEER2016 | D16v1 | 2015-05-16 | Any | DMo | MH72 | CZ16 | rDXHP | Each | 1 | 598 | None | 115 | 0.017 | 7.73 | 5.05 | 0.00221 | 5.42 | 115 | 0.017 | 7.73 | 5.05 | 0.00221 | 5.42 |  |  | 1 |  | RB-Appl-EffCW-med-ElecDHW-GasCDryer-Tier1-FrontAnyDMoMH72CZ16rDXHP
RB-Appl-EffCW-med-ElecDHW-GasCDryer-Tier1-Front | DEER2016 | D16v1 | 2015-05-16 | Any | DMo | MH72 | CZ16 | rNCEH | Each | 1 | 598 | None | 114 | 0.0155 | 7.73 | 4.64 | 0.00124 | 5.42 | 114 | 0.0155 | 7.73 | 4.64 | 0.00124 | 5.42 |  |  | 1 |  | RB-Appl-EffCW-med-ElecDHW-GasCDryer-Tier1-FrontAnyDMoMH72CZ16rNCEH
RB-Appl-EffCW-med-ElecDHW-GasCDryer-Tier1-Front | DEER2016 | D16v1 | 2015-05-16 | Any | DMo | MH72 | CZ16 | rNCGF | Each | 1 | 598 | None | 119 | 0.0156 | 7.1 | 9.36 | 0.00122 | 4.93 | 119 | 0.0156 | 7.1 | 9.36 | 0.00122 | 4.93 |  |  | 1 |  | RB-Appl-EffCW-med-ElecDHW-GasCDryer-Tier1-FrontAnyDMoMH72CZ16rNCGF
RB-Appl-EffCW-med-ElecDHW-GasCDryer-Tier1-Front | DEER2016 | D16v1 | 2015-05-16 | Any | DMo | MH85 | CZ01 | rDXGF | Each | 1 | 621 | None | 120 | 0.0217 | 6.24 | 9.16 | 0.00346 | 4.9 | 120 | 0.0217 | 6.24 | 9.16 | 0.00346 | 4.9 |  |  | 1 |  | RB-Appl-EffCW-med-ElecDHW-GasCDryer-Tier1-FrontAnyDMoMH85CZ01rDXGF
RB-Appl-EffCW-med-ElecDHW-GasCDryer-Tier1-Front | DEER2016 | D16v1 | 2015-05-16 | Any | DMo | MH85 | CZ01 | rDXHP | Each | 1 | 621 | None | 108 | 0.00292 | 7.73 | 3.59 | 0.00218 | 5.42 | 108 | 0.00292 | 7.73 | 3.59 | 0.00218 | 5.42 |  |  | 1 |  | RB-Appl-EffCW-med-ElecDHW-GasCDryer-Tier1-FrontAnyDMoMH85CZ01rDXHP
RB-Appl-EffCW-med-ElecDHW-GasCDryer-Tier1-Front | DEER2016 | D16v1 | 2015-05-16 | Any | DMo | MH85 | CZ01 | rNCEH | Each | 1 | 621 | None | 106 | 0.0162 | 7.73 | 4.04 | 0.00127 | 5.42 | 106 | 0.0162 | 7.73 | 4.04 | 0.00127 | 5.42 |  |  | 1 |  | RB-Appl-EffCW-med-ElecDHW-GasCDryer-Tier1-FrontAnyDMoMH85CZ01rNCEH
RB-Appl-EffCW-med-ElecDHW-GasCDryer-Tier1-Front | DEER2016 | D16v1 | 2015-05-16 | Any | DMo | MH85 | CZ01 | rNCGF | Each | 1 | 621 | None | 120 | 0.0163 | 6.22 | 9.12 | 0.0014 | 4.89 | 120 | 0.0163 | 6.22 | 9.12 | 0.0014 | 4.89 |  |  | 1 |  | RB-Appl-EffCW-med-ElecDHW-GasCDryer-Tier1-FrontAnyDMoMH85CZ01rNCGF
RB-Appl-EffCW-med-ElecDHW-GasCDryer-Tier1-Front | DEER2016 | D16v1 | 2015-05-16 | Any | DMo | MH85 | CZ02 | rDXGF | Each | 1 | 621 | None | 115 | 0.0191 | 6.18 | 7.81 | 0.00305 | 4.9 | 115 | 0.0191 | 6.18 | 7.81 | 0.00305 | 4.9 |  |  | 1 |  | RB-Appl-EffCW-med-ElecDHW-GasCDryer-Tier1-FrontAnyDMoMH85CZ02rDXGF
RB-Appl-EffCW-med-ElecDHW-GasCDryer-Tier1-Front | DEER2016 | D16v1 | 2015-05-16 | Any | DMo | MH85 | CZ02 | rDXHP | Each | 1 | 621 | None | 101 | 0.0194 | 7.73 | 3.55 | 0.00286 | 5.42 | 101 | 0.0194 | 7.73 | 3.55 | 0.00286 | 5.42 |  |  | 1 |  | RB-Appl-EffCW-med-ElecDHW-GasCDryer-Tier1-FrontAnyDMoMH85CZ02rDXHP
RB-Appl-EffCW-med-ElecDHW-GasCDryer-Tier1-Front | DEER2016 | D16v1 | 2015-05-16 | Any | DMo | MH85 | CZ02 | rNCEH | Each | 1 | 621 | None | 97.3 | 0.0151 | 7.73 | 2.69 | 0.00116 | 5.42 | 97.3 | 0.0151 | 7.73 | 2.69 | 0.00116 | 5.42 |  |  | 1 |  | RB-Appl-EffCW-med-ElecDHW-GasCDryer-Tier1-FrontAnyDMoMH85CZ02rNCEH
RB-Appl-EffCW-med-ElecDHW-GasCDryer-Tier1-Front | DEER2016 | D16v1 | 2015-05-16 | Any | DMo | MH85 | CZ02 | rNCGF | Each | 1 | 621 | None | 112 | 0.015 | 6 | 8.28 | 0.00105 | 4.72 | 112 | 0.015 | 6 | 8.28 | 0.00105 | 4.72 |  |  | 1 |  | RB-Appl-EffCW-med-ElecDHW-GasCDryer-Tier1-FrontAnyDMoMH85CZ02rNCGF
RB-Appl-EffCW-med-ElecDHW-GasCDryer-Tier1-Front | DEER2016 | D16v1 | 2015-05-16 | Any | DMo | MH85 | CZ03 | rDXGF | Each | 1 | 621 | None | 116 | 0.0196 | 6.17 | 9.91 | 0.00279 | 4.8 | 116 | 0.0196 | 6.17 | 9.91 | 0.00279 | 4.8 |  |  | 1 |  | RB-Appl-EffCW-med-ElecDHW-GasCDryer-Tier1-FrontAnyDMoMH85CZ03rDXGF
RB-Appl-EffCW-med-ElecDHW-GasCDryer-Tier1-Front | DEER2016 | D16v1 | 2015-05-16 | Any | DMo | MH85 | CZ03 | rDXHP | Each | 1 | 621 | None | 104 | 0.0212 | 7.73 | 4.61 | 0.00249 | 5.42 | 104 | 0.0212 | 7.73 | 4.61 | 0.00249 | 5.42 |  |  | 1 |  | RB-Appl-EffCW-med-ElecDHW-GasCDryer-Tier1-FrontAnyDMoMH85CZ03rDXHP
RB-Appl-EffCW-med-ElecDHW-GasCDryer-Tier1-Front | DEER2016 | D16v1 | 2015-05-16 | Any | DMo | MH85 | CZ03 | rNCEH | Each | 1 | 621 | None | 98.8 | 0.0153 | 7.73 | 3.17 | 0.00118 | 5.42 | 98.8 | 0.0153 | 7.73 | 3.17 | 0.00118 | 5.42 |  |  | 1 |  | RB-Appl-EffCW-med-ElecDHW-GasCDryer-Tier1-FrontAnyDMoMH85CZ03rNCEH
RB-Appl-EffCW-med-ElecDHW-GasCDryer-Tier1-Front | DEER2016 | D16v1 | 2015-05-16 | Any | DMo | MH85 | CZ03 | rNCGF | Each | 1 | 621 | None | 112 | 0.0151 | 6.15 | 8.33 | 0.00117 | 4.81 | 112 | 0.0151 | 6.15 | 8.33 | 0.00117 | 4.81 |  |  | 1 |  | RB-Appl-EffCW-med-ElecDHW-GasCDryer-Tier1-FrontAnyDMoMH85CZ03rNCGF
RB-Appl-EffCW-med-ElecDHW-GasCDryer-Tier1-Front | DEER2016 | D16v1 | 2015-05-16 | Any | DMo | MH85 | CZ04 | rDXGF | Each | 1 | 621 | None | 116 | 0.018 | 6.24 | 10.6 | 0.00265 | 4.87 | 116 | 0.018 | 6.24 | 10.6 | 0.00265 | 4.87 |  |  | 1 |  | RB-Appl-EffCW-med-ElecDHW-GasCDryer-Tier1-FrontAnyDMoMH85CZ04rDXGF
RB-Appl-EffCW-med-ElecDHW-GasCDryer-Tier1-Front | DEER2016 | D16v1 | 2015-05-16 | Any | DMo | MH85 | CZ04 | rDXHP | Each | 1 | 621 | None | 102 | 0.0184 | 7.73 | 3.64 | 0.00275 | 5.42 | 102 | 0.0184 | 7.73 | 3.64 | 0.00275 | 5.42 |  |  | 1 |  | RB-Appl-EffCW-med-ElecDHW-GasCDryer-Tier1-FrontAnyDMoMH85CZ04rDXHP
RB-Appl-EffCW-med-ElecDHW-GasCDryer-Tier1-Front | DEER2016 | D16v1 | 2015-05-16 | Any | DMo | MH85 | CZ04 | rNCEH | Each | 1 | 621 | None | 97 | 0.0143 | 7.73 | 3.38 | 0.00109 | 5.42 | 97 | 0.0143 | 7.73 | 3.38 | 0.00109 | 5.42 |  |  | 1 |  | RB-Appl-EffCW-med-ElecDHW-GasCDryer-Tier1-FrontAnyDMoMH85CZ04rNCEH
RB-Appl-EffCW-med-ElecDHW-GasCDryer-Tier1-Front | DEER2016 | D16v1 | 2015-05-16 | Any | DMo | MH85 | CZ04 | rNCGF | Each | 1 | 621 | None | 110 | 0.0143 | 6.23 | 8.1 | 0.00108 | 4.86 | 110 | 0.0143 | 6.23 | 8.1 | 0.00108 | 4.86 |  |  | 1 |  | RB-Appl-EffCW-med-ElecDHW-GasCDryer-Tier1-FrontAnyDMoMH85CZ04rNCGF
RB-Appl-EffCW-med-ElecDHW-GasCDryer-Tier1-Front | DEER2016 | D16v1 | 2015-05-16 | Any | DMo | MH85 | CZ05 | rDXGF | Each | 1 | 621 | None | 119 | 0.0204 | 6.03 | 10.7 | 0.00174 | 4.77 | 119 | 0.0204 | 6.03 | 10.7 | 0.00174 | 4.77 |  |  | 1 |  | RB-Appl-EffCW-med-ElecDHW-GasCDryer-Tier1-FrontAnyDMoMH85CZ05rDXGF
RB-Appl-EffCW-med-ElecDHW-GasCDryer-Tier1-Front | DEER2016 | D16v1 | 2015-05-16 | Any | DMo | MH85 | CZ05 | rDXHP | Each | 1 | 621 | None | 105 | 0.0204 | 7.73 | 5.85 | 0.0021 | 5.42 | 105 | 0.0204 | 7.73 | 5.85 | 0.0021 | 5.42 |  |  | 1 |  | RB-Appl-EffCW-med-ElecDHW-GasCDryer-Tier1-FrontAnyDMoMH85CZ05rDXHP
RB-Appl-EffCW-med-ElecDHW-GasCDryer-Tier1-Front | DEER2016 | D16v1 | 2015-05-16 | Any | DMo | MH85 | CZ05 | rNCEH | Each | 1 | 621 | None | 98.9 | 0.0154 | 7.73 | 2.79 | 0.00119 | 5.42 | 98.9 | 0.0154 | 7.73 | 2.79 | 0.00119 | 5.42 |  |  | 1 |  | RB-Appl-EffCW-med-ElecDHW-GasCDryer-Tier1-FrontAnyDMoMH85CZ05rNCEH
RB-Appl-EffCW-med-ElecDHW-GasCDryer-Tier1-Front | DEER2016 | D16v1 | 2015-05-16 | Any | DMo | MH85 | CZ05 | rNCGF | Each | 1 | 621 | None | 114 | 0.0144 | 5.95 | 8.46 | 0.000761 | 4.75 | 114 | 0.0144 | 5.95 | 8.46 | 0.000761 | 4.75 |  |  | 1 |  | RB-Appl-EffCW-med-ElecDHW-GasCDryer-Tier1-FrontAnyDMoMH85CZ05rNCGF
RB-Appl-EffCW-med-ElecDHW-GasCDryer-Tier1-Front | DEER2016 | D16v1 | 2015-05-16 | Any | DMo | MH85 | CZ06 | rDXGF | Each | 1 | 621 | None | 116 | 0.0175 | 6.8 | 12.8 | 0.00236 | 5.1 | 116 | 0.0175 | 6.8 | 12.8 | 0.00236 | 5.1 |  |  | 1 |  | RB-Appl-EffCW-med-ElecDHW-GasCDryer-Tier1-FrontAnyDMoMH85CZ06rDXGF
RB-Appl-EffCW-med-ElecDHW-GasCDryer-Tier1-Front | DEER2016 | D16v1 | 2015-05-16 | Any | DMo | MH85 | CZ06 | rDXHP | Each | 1 | 621 | None | 108 | 0.016 | 7.73 | 4.91 | 0.00259 | 5.42 | 108 | 0.016 | 7.73 | 4.91 | 0.00259 | 5.42 |  |  | 1 |  | RB-Appl-EffCW-med-ElecDHW-GasCDryer-Tier1-FrontAnyDMoMH85CZ06rDXHP
RB-Appl-EffCW-med-ElecDHW-GasCDryer-Tier1-Front | DEER2016 | D16v1 | 2015-05-16 | Any | DMo | MH85 | CZ06 | rNCEH | Each | 1 | 621 | None | 98.9 | 0.0142 | 7.73 | 4.85 | 0.00108 | 5.42 | 98.9 | 0.0142 | 7.73 | 4.85 | 0.00108 | 5.42 |  |  | 1 |  | RB-Appl-EffCW-med-ElecDHW-GasCDryer-Tier1-FrontAnyDMoMH85CZ06rNCEH
RB-Appl-EffCW-med-ElecDHW-GasCDryer-Tier1-Front | DEER2016 | D16v1 | 2015-05-16 | Any | DMo | MH85 | CZ06 | rNCGF | Each | 1 | 621 | None | 107 | 0.0142 | 6.78 | 7.86 | 0.00106 | 5.1 | 107 | 0.0142 | 6.78 | 7.86 | 0.00106 | 5.1 |  |  | 1 |  | RB-Appl-EffCW-med-ElecDHW-GasCDryer-Tier1-FrontAnyDMoMH85CZ06rNCGF
RB-Appl-EffCW-med-ElecDHW-GasCDryer-Tier1-Front | DEER2016 | D16v1 | 2015-05-16 | Any | DMo | MH85 | CZ07 | rDXGF | Each | 1 | 621 | None | 114 | 0.0263 | 6.78 | 10.1 | 0.00188 | 5.04 | 114 | 0.0263 | 6.78 | 10.1 | 0.00188 | 5.04 |  |  | 1 |  | RB-Appl-EffCW-med-ElecDHW-GasCDryer-Tier1-FrontAnyDMoMH85CZ07rDXGF
RB-Appl-EffCW-med-ElecDHW-GasCDryer-Tier1-Front | DEER2016 | D16v1 | 2015-05-16 | Any | DMo | MH85 | CZ07 | rDXHP | Each | 1 | 621 | None | 109 | 0.0278 | 7.73 | 8.85 | 0.00243 | 5.42 | 109 | 0.0278 | 7.73 | 8.85 | 0.00243 | 5.42 |  |  | 1 |  | RB-Appl-EffCW-med-ElecDHW-GasCDryer-Tier1-FrontAnyDMoMH85CZ07rDXHP
RB-Appl-EffCW-med-ElecDHW-GasCDryer-Tier1-Front | DEER2016 | D16v1 | 2015-05-16 | Any | DMo | MH85 | CZ07 | rNCEH | Each | 1 | 621 | None | 98.5 | 0.0142 | 7.73 | 4.95 | 0.00108 | 5.42 | 98.5 | 0.0142 | 7.73 | 4.95 | 0.00108 | 5.42 |  |  | 1 |  | RB-Appl-EffCW-med-ElecDHW-GasCDryer-Tier1-FrontAnyDMoMH85CZ07rNCEH
RB-Appl-EffCW-med-ElecDHW-GasCDryer-Tier1-Front | DEER2016 | D16v1 | 2015-05-16 | Any | DMo | MH85 | CZ07 | rNCGF | Each | 1 | 621 | None | 106 | 0.014 | 6.78 | 7.82 | 0.000939 | 5.05 | 106 | 0.014 | 6.78 | 7.82 | 0.000939 | 5.05 |  |  | 1 |  | RB-Appl-EffCW-med-ElecDHW-GasCDryer-Tier1-FrontAnyDMoMH85CZ07rNCGF
RB-Appl-EffCW-med-ElecDHW-GasCDryer-Tier1-Front | DEER2016 | D16v1 | 2015-05-16 | Any | DMo | MH85 | CZ08 | rDXGF | Each | 1 | 621 | None | 112 | 0.0164 | 6.69 | 9.08 | 0.00136 | 5.07 | 112 | 0.0164 | 6.69 | 9.08 | 0.00136 | 5.07 |  |  | 1 |  | RB-Appl-EffCW-med-ElecDHW-GasCDryer-Tier1-FrontAnyDMoMH85CZ08rDXGF
RB-Appl-EffCW-med-ElecDHW-GasCDryer-Tier1-Front | DEER2016 | D16v1 | 2015-05-16 | Any | DMo | MH85 | CZ08 | rDXHP | Each | 1 | 621 | None | 109 | 0.0171 | 7.73 | 7.57 | 0.00222 | 5.42 | 109 | 0.0171 | 7.73 | 7.57 | 0.00222 | 5.42 |  |  | 1 |  | RB-Appl-EffCW-med-ElecDHW-GasCDryer-Tier1-FrontAnyDMoMH85CZ08rDXHP
RB-Appl-EffCW-med-ElecDHW-GasCDryer-Tier1-Front | DEER2016 | D16v1 | 2015-05-16 | Any | DMo | MH85 | CZ08 | rNCEH | Each | 1 | 621 | None | 96.3 | 0.0138 | 7.73 | 4.54 | 0.00104 | 5.42 | 96.3 | 0.0138 | 7.73 | 4.54 | 0.00104 | 5.42 |  |  | 1 |  | RB-Appl-EffCW-med-ElecDHW-GasCDryer-Tier1-FrontAnyDMoMH85CZ08rNCEH
RB-Appl-EffCW-med-ElecDHW-GasCDryer-Tier1-Front | DEER2016 | D16v1 | 2015-05-16 | Any | DMo | MH85 | CZ08 | rNCGF | Each | 1 | 621 | None | 105 | 0.014 | 6.73 | 7.69 | 0.00132 | 5.04 | 105 | 0.014 | 6.73 | 7.69 | 0.00132 | 5.04 |  |  | 1 |  | RB-Appl-EffCW-med-ElecDHW-GasCDryer-Tier1-FrontAnyDMoMH85CZ08rNCGF
RB-Appl-EffCW-med-ElecDHW-GasCDryer-Tier1-Front | DEER2016 | D16v1 | 2015-05-16 | Any | DMo | MH85 | CZ09 | rDXGF | Each | 1 | 621 | None | 115 | 0.0168 | 6.73 | 10.3 | 0.0024 | 5.06 | 115 | 0.0168 | 6.73 | 10.3 | 0.0024 | 5.06 |  |  | 1 |  | RB-Appl-EffCW-med-ElecDHW-GasCDryer-Tier1-FrontAnyDMoMH85CZ09rDXGF
RB-Appl-EffCW-med-ElecDHW-GasCDryer-Tier1-Front | DEER2016 | D16v1 | 2015-05-16 | Any | DMo | MH85 | CZ09 | rDXHP | Each | 1 | 621 | None | 104 | 0.0166 | 7.73 | 6.27 | 0.00212 | 5.42 | 104 | 0.0166 | 7.73 | 6.27 | 0.00212 | 5.42 |  |  | 1 |  | RB-Appl-EffCW-med-ElecDHW-GasCDryer-Tier1-FrontAnyDMoMH85CZ09rDXHP
RB-Appl-EffCW-med-ElecDHW-GasCDryer-Tier1-Front | DEER2016 | D16v1 | 2015-05-16 | Any | DMo | MH85 | CZ09 | rNCEH | Each | 1 | 621 | None | 95.4 | 0.0137 | 7.73 | 4.25 | 0.00102 | 5.42 | 95.4 | 0.0137 | 7.73 | 4.25 | 0.00102 | 5.42 |  |  | 1 |  | RB-Appl-EffCW-med-ElecDHW-GasCDryer-Tier1-FrontAnyDMoMH85CZ09rNCEH
RB-Appl-EffCW-med-ElecDHW-GasCDryer-Tier1-Front | DEER2016 | D16v1 | 2015-05-16 | Any | DMo | MH85 | CZ09 | rNCGF | Each | 1 | 621 | None | 104 | 0.0138 | 6.67 | 7.7 | 0.00134 | 5.03 | 104 | 0.0138 | 6.67 | 7.7 | 0.00134 | 5.03 |  |  | 1 |  | RB-Appl-EffCW-med-ElecDHW-GasCDryer-Tier1-FrontAnyDMoMH85CZ09rNCGF
RB-Appl-EffCW-med-ElecDHW-GasCDryer-Tier1-Front | DEER2016 | D16v1 | 2015-05-16 | Any | DMo | MH85 | CZ10 | rDXGF | Each | 1 | 621 | None | 110 | 0.0165 | 6.68 | 10.9 | 0.00226 | 5 | 110 | 0.0165 | 6.68 | 10.9 | 0.00226 | 5 |  |  | 1 |  | RB-Appl-EffCW-med-ElecDHW-GasCDryer-Tier1-FrontAnyDMoMH85CZ10rDXGF
RB-Appl-EffCW-med-ElecDHW-GasCDryer-Tier1-Front | DEER2016 | D16v1 | 2015-05-16 | Any | DMo | MH85 | CZ10 | rDXHP | Each | 1 | 621 | None | 103 | 0.0164 | 7.73 | 7.42 | 0.00202 | 5.42 | 103 | 0.0164 | 7.73 | 7.42 | 0.00202 | 5.42 |  |  | 1 |  | RB-Appl-EffCW-med-ElecDHW-GasCDryer-Tier1-FrontAnyDMoMH85CZ10rDXHP
RB-Appl-EffCW-med-ElecDHW-GasCDryer-Tier1-Front | DEER2016 | D16v1 | 2015-05-16 | Any | DMo | MH85 | CZ10 | rNCEH | Each | 1 | 621 | None | 94.1 | 0.0135 | 7.73 | 3.87 | 0.001 | 5.42 | 94.1 | 0.0135 | 7.73 | 3.87 | 0.001 | 5.42 |  |  | 1 |  | RB-Appl-EffCW-med-ElecDHW-GasCDryer-Tier1-FrontAnyDMoMH85CZ10rNCEH
RB-Appl-EffCW-med-ElecDHW-GasCDryer-Tier1-Front | DEER2016 | D16v1 | 2015-05-16 | Any | DMo | MH85 | CZ10 | rNCGF | Each | 1 | 621 | None | 104 | 0.013 | 6.55 | 7.62 | 0.000857 | 4.99 | 104 | 0.013 | 6.55 | 7.62 | 0.000857 | 4.99 |  |  | 1 |  | RB-Appl-EffCW-med-ElecDHW-GasCDryer-Tier1-FrontAnyDMoMH85CZ10rNCGF
RB-Appl-EffCW-med-ElecDHW-GasCDryer-Tier1-Front | DEER2016 | D16v1 | 2015-05-16 | Any | DMo | MH85 | CZ11 | rDXGF | Each | 1 | 621 | None | 113 | 0.0162 | 6.27 | 10.3 | 0.00205 | 4.84 | 113 | 0.0162 | 6.27 | 10.3 | 0.00205 | 4.84 |  |  | 1 |  | RB-Appl-EffCW-med-ElecDHW-GasCDryer-Tier1-FrontAnyDMoMH85CZ11rDXGF
RB-Appl-EffCW-med-ElecDHW-GasCDryer-Tier1-Front | DEER2016 | D16v1 | 2015-05-16 | Any | DMo | MH85 | CZ11 | rDXHP | Each | 1 | 621 | None | 99.9 | 0.0167 | 7.73 | 3.95 | 0.00245 | 5.42 | 99.9 | 0.0167 | 7.73 | 3.95 | 0.00245 | 5.42 |  |  | 1 |  | RB-Appl-EffCW-med-ElecDHW-GasCDryer-Tier1-FrontAnyDMoMH85CZ11rDXHP
RB-Appl-EffCW-med-ElecDHW-GasCDryer-Tier1-Front | DEER2016 | D16v1 | 2015-05-16 | Any | DMo | MH85 | CZ11 | rNCEH | Each | 1 | 621 | None | 93 | 0.0134 | 7.73 | 3.12 | 0.000998 | 5.42 | 93 | 0.0134 | 7.73 | 3.12 | 0.000998 | 5.42 |  |  | 1 |  | RB-Appl-EffCW-med-ElecDHW-GasCDryer-Tier1-FrontAnyDMoMH85CZ11rNCEH
RB-Appl-EffCW-med-ElecDHW-GasCDryer-Tier1-Front | DEER2016 | D16v1 | 2015-05-16 | Any | DMo | MH85 | CZ11 | rNCGF | Each | 1 | 621 | None | 105 | 0.0133 | 6.37 | 7.59 | 0.00125 | 4.91 | 105 | 0.0133 | 6.37 | 7.59 | 0.00125 | 4.91 |  |  | 1 |  | RB-Appl-EffCW-med-ElecDHW-GasCDryer-Tier1-FrontAnyDMoMH85CZ11rNCGF
RB-Appl-EffCW-med-ElecDHW-GasCDryer-Tier1-Front | DEER2016 | D16v1 | 2015-05-16 | Any | DMo | MH85 | CZ12 | rDXGF | Each | 1 | 621 | None | 113 | 0.0161 | 6.17 | 8.61 | 0.000876 | 4.76 | 113 | 0.0161 | 6.17 | 8.61 | 0.000876 | 4.76 |  |  | 1 |  | RB-Appl-EffCW-med-ElecDHW-GasCDryer-Tier1-FrontAnyDMoMH85CZ12rDXGF
RB-Appl-EffCW-med-ElecDHW-GasCDryer-Tier1-Front | DEER2016 | D16v1 | 2015-05-16 | Any | DMo | MH85 | CZ12 | rDXHP | Each | 1 | 621 | None | 101 | 0.0166 | 7.73 | 4.5 | 0.000832 | 5.42 | 101 | 0.0166 | 7.73 | 4.5 | 0.000832 | 5.42 |  |  | 1 |  | RB-Appl-EffCW-med-ElecDHW-GasCDryer-Tier1-FrontAnyDMoMH85CZ12rDXHP
RB-Appl-EffCW-med-ElecDHW-GasCDryer-Tier1-Front | DEER2016 | D16v1 | 2015-05-16 | Any | DMo | MH85 | CZ12 | rNCEH | Each | 1 | 621 | None | 95.3 | 0.0142 | 7.73 | 3.19 | 0.00107 | 5.42 | 95.3 | 0.0142 | 7.73 | 3.19 | 0.00107 | 5.42 |  |  | 1 |  | RB-Appl-EffCW-med-ElecDHW-GasCDryer-Tier1-FrontAnyDMoMH85CZ12rNCEH
RB-Appl-EffCW-med-ElecDHW-GasCDryer-Tier1-Front | DEER2016 | D16v1 | 2015-05-16 | Any | DMo | MH85 | CZ12 | rNCGF | Each | 1 | 621 | None | 108 | 0.0142 | 6.29 | 7.93 | 0.00104 | 4.88 | 108 | 0.0142 | 6.29 | 7.93 | 0.00104 | 4.88 |  |  | 1 |  | RB-Appl-EffCW-med-ElecDHW-GasCDryer-Tier1-FrontAnyDMoMH85CZ12rNCGF
RB-Appl-EffCW-med-ElecDHW-GasCDryer-Tier1-Front | DEER2016 | D16v1 | 2015-05-16 | Any | DMo | MH85 | CZ13 | rDXGF | Each | 1 | 621 | None | 112 | 0.0168 | 6.46 | 10.7 | 0.00226 | 4.96 | 112 | 0.0168 | 6.46 | 10.7 | 0.00226 | 4.96 |  |  | 1 |  | RB-Appl-EffCW-med-ElecDHW-GasCDryer-Tier1-FrontAnyDMoMH85CZ13rDXGF
RB-Appl-EffCW-med-ElecDHW-GasCDryer-Tier1-Front | DEER2016 | D16v1 | 2015-05-16 | Any | DMo | MH85 | CZ13 | rDXHP | Each | 1 | 621 | None | 102 | 0.017 | 7.73 | 6.27 | 0.00222 | 5.42 | 102 | 0.017 | 7.73 | 6.27 | 0.00222 | 5.42 |  |  | 1 |  | RB-Appl-EffCW-med-ElecDHW-GasCDryer-Tier1-FrontAnyDMoMH85CZ13rDXHP
RB-Appl-EffCW-med-ElecDHW-GasCDryer-Tier1-Front | DEER2016 | D16v1 | 2015-05-16 | Any | DMo | MH85 | CZ13 | rNCEH | Each | 1 | 621 | None | 92.6 | 0.0133 | 7.73 | 3.29 | 0.000988 | 5.42 | 92.6 | 0.0133 | 7.73 | 3.29 | 0.000988 | 5.42 |  |  | 1 |  | RB-Appl-EffCW-med-ElecDHW-GasCDryer-Tier1-FrontAnyDMoMH85CZ13rNCEH
RB-Appl-EffCW-med-ElecDHW-GasCDryer-Tier1-Front | DEER2016 | D16v1 | 2015-05-16 | Any | DMo | MH85 | CZ13 | rNCGF | Each | 1 | 621 | None | 104 | 0.0135 | 6.46 | 7.6 | 0.00118 | 4.96 | 104 | 0.0135 | 6.46 | 7.6 | 0.00118 | 4.96 |  |  | 1 |  | RB-Appl-EffCW-med-ElecDHW-GasCDryer-Tier1-FrontAnyDMoMH85CZ13rNCGF
RB-Appl-EffCW-med-ElecDHW-GasCDryer-Tier1-Front | DEER2016 | D16v1 | 2015-05-16 | Any | DMo | MH85 | CZ14 | rDXGF | Each | 1 | 621 | None | 117 | 0.0156 | 6.41 | 11.7 | 0.00192 | 4.93 | 117 | 0.0156 | 6.41 | 11.7 | 0.00192 | 4.93 |  |  | 1 |  | RB-Appl-EffCW-med-ElecDHW-GasCDryer-Tier1-FrontAnyDMoMH85CZ14rDXGF
RB-Appl-EffCW-med-ElecDHW-GasCDryer-Tier1-Front | DEER2016 | D16v1 | 2015-05-16 | Any | DMo | MH85 | CZ14 | rDXHP | Each | 1 | 621 | None | 105 | 0.0152 | 7.73 | 6.3 | 0.0016 | 5.42 | 105 | 0.0152 | 7.73 | 6.3 | 0.0016 | 5.42 |  |  | 1 |  | RB-Appl-EffCW-med-ElecDHW-GasCDryer-Tier1-FrontAnyDMoMH85CZ14rDXHP
RB-Appl-EffCW-med-ElecDHW-GasCDryer-Tier1-Front | DEER2016 | D16v1 | 2015-05-16 | Any | DMo | MH85 | CZ14 | rNCEH | Each | 1 | 621 | None | 94 | 0.0129 | 7.73 | 3.32 | 0.000954 | 5.42 | 94 | 0.0129 | 7.73 | 3.32 | 0.000954 | 5.42 |  |  | 1 |  | RB-Appl-EffCW-med-ElecDHW-GasCDryer-Tier1-FrontAnyDMoMH85CZ14rNCEH
RB-Appl-EffCW-med-ElecDHW-GasCDryer-Tier1-Front | DEER2016 | D16v1 | 2015-05-16 | Any | DMo | MH85 | CZ14 | rNCGF | Each | 1 | 621 | None | 106 | 0.0129 | 6.36 | 7.71 | 0.00103 | 4.93 | 106 | 0.0129 | 6.36 | 7.71 | 0.00103 | 4.93 |  |  | 1 |  | RB-Appl-EffCW-med-ElecDHW-GasCDryer-Tier1-FrontAnyDMoMH85CZ14rNCGF
RB-Appl-EffCW-med-ElecDHW-GasCDryer-Tier1-Front | DEER2016 | D16v1 | 2015-05-16 | Any | DMo | MH85 | CZ15 | rDXGF | Each | 1 | 621 | None | 103 | 0.014 | 7.01 | 9.84 | 0.0018 | 5.16 | 103 | 0.014 | 7.01 | 9.84 | 0.0018 | 5.16 |  |  | 1 |  | RB-Appl-EffCW-med-ElecDHW-GasCDryer-Tier1-FrontAnyDMoMH85CZ15rDXGF
RB-Appl-EffCW-med-ElecDHW-GasCDryer-Tier1-Front | DEER2016 | D16v1 | 2015-05-16 | Any | DMo | MH85 | CZ15 | rDXHP | Each | 1 | 621 | None | 97.7 | 0.0138 | 7.73 | 8.19 | 0.00174 | 5.42 | 97.7 | 0.0138 | 7.73 | 8.19 | 0.00174 | 5.42 |  |  | 1 |  | RB-Appl-EffCW-med-ElecDHW-GasCDryer-Tier1-FrontAnyDMoMH85CZ15rDXHP
RB-Appl-EffCW-med-ElecDHW-GasCDryer-Tier1-Front | DEER2016 | D16v1 | 2015-05-16 | Any | DMo | MH85 | CZ15 | rNCEH | Each | 1 | 621 | None | 83.8 | 0.0109 | 7.73 | 3.88 | 0.000752 | 5.42 | 83.8 | 0.0109 | 7.73 | 3.88 | 0.000752 | 5.42 |  |  | 1 |  | RB-Appl-EffCW-med-ElecDHW-GasCDryer-Tier1-FrontAnyDMoMH85CZ15rNCEH
RB-Appl-EffCW-med-ElecDHW-GasCDryer-Tier1-Front | DEER2016 | D16v1 | 2015-05-16 | Any | DMo | MH85 | CZ15 | rNCGF | Each | 1 | 621 | None | 90.3 | 0.0106 | 6.99 | 6.37 | 0.00074 | 5.16 | 90.3 | 0.0106 | 6.99 | 6.37 | 0.00074 | 5.16 |  |  | 1 |  | RB-Appl-EffCW-med-ElecDHW-GasCDryer-Tier1-FrontAnyDMoMH85CZ15rNCGF
RB-Appl-EffCW-med-ElecDHW-GasCDryer-Tier1-Front | DEER2016 | D16v1 | 2015-05-16 | Any | DMo | MH85 | CZ16 | rDXGF | Each | 1 | 621 | None | 123 | 0.0185 | 6.1 | 11 | 0.0024 | 4.86 | 123 | 0.0185 | 6.1 | 11 | 0.0024 | 4.86 |  |  | 1 |  | RB-Appl-EffCW-med-ElecDHW-GasCDryer-Tier1-FrontAnyDMoMH85CZ16rDXGF
RB-Appl-EffCW-med-ElecDHW-GasCDryer-Tier1-Front | DEER2016 | D16v1 | 2015-05-16 | Any | DMo | MH85 | CZ16 | rDXHP | Each | 1 | 621 | None | 105 | 0.0188 | 7.73 | 2.96 | 0.00196 | 5.42 | 105 | 0.0188 | 7.73 | 2.96 | 0.00196 | 5.42 |  |  | 1 |  | RB-Appl-EffCW-med-ElecDHW-GasCDryer-Tier1-FrontAnyDMoMH85CZ16rDXHP
RB-Appl-EffCW-med-ElecDHW-GasCDryer-Tier1-Front | DEER2016 | D16v1 | 2015-05-16 | Any | DMo | MH85 | CZ16 | rNCEH | Each | 1 | 621 | None | 104 | 0.0155 | 7.73 | 3.44 | 0.0012 | 5.42 | 104 | 0.0155 | 7.73 | 3.44 | 0.0012 | 5.42 |  |  | 1 |  | RB-Appl-EffCW-med-ElecDHW-GasCDryer-Tier1-FrontAnyDMoMH85CZ16rNCEH
RB-Appl-EffCW-med-ElecDHW-GasCDryer-Tier1-Front | DEER2016 | D16v1 | 2015-05-16 | Any | DMo | MH85 | CZ16 | rNCGF | Each | 1 | 621 | None | 119 | 0.0155 | 6.16 | 9 | 0.00119 | 4.87 | 119 | 0.0155 | 6.16 | 9 | 0.00119 | 4.87 |  |  | 1 |  | RB-Appl-EffCW-med-ElecDHW-GasCDryer-Tier1-FrontAnyDMoMH85CZ16rNCGF
RB-Appl-EffCW-med-ElecDHW-GasCDryer-Tier1-Front | DEER2016 | D16v1 | 2015-05-16 | Any | MFm | 1975 | CZ01 | rDXGF | Each | 1 | 474 | None | 121 | 0.0177 | 6.73 | 9.31 | -0.00173 | 5.44 | 121 | 0.0177 | 6.73 | 9.31 | -0.00173 | 5.44 |  |  | 1 |  | RB-Appl-EffCW-med-ElecDHW-GasCDryer-Tier1-FrontAnyMFm1975CZ01rDXGF
RB-Appl-EffCW-med-ElecDHW-GasCDryer-Tier1-Front | DEER2016 | D16v1 | 2015-05-16 | Any | MFm | 1975 | CZ01 | rDXHP | Each | 1 | 474 | None | 112 | 0.0166 | 7.84 | 9.6 | 0.00277 | 5.5 | 112 | 0.0166 | 7.84 | 9.6 | 0.00277 | 5.5 |  |  | 1 |  | RB-Appl-EffCW-med-ElecDHW-GasCDryer-Tier1-FrontAnyMFm1975CZ01rDXHP
RB-Appl-EffCW-med-ElecDHW-GasCDryer-Tier1-Front | DEER2016 | D16v1 | 2015-05-16 | Any | MFm | 1975 | CZ01 | rNCEH | Each | 1 | 474 | None | 105 | 0.0162 | 7.84 | 9.03 | 0.00124 | 5.5 | 105 | 0.0162 | 7.84 | 9.03 | 0.00124 | 5.5 |  |  | 1 |  | RB-Appl-EffCW-med-ElecDHW-GasCDryer-Tier1-FrontAnyMFm1975CZ01rNCEH
RB-Appl-EffCW-med-ElecDHW-GasCDryer-Tier1-Front | DEER2016 | D16v1 | 2015-05-16 | Any | MFm | 1975 | CZ01 | rNCGF | Each | 1 | 474 | None | 121 | 0.0164 | 6.76 | 9.46 | 0.00132 | 5.49 | 121 | 0.0164 | 6.76 | 9.46 | 0.00132 | 5.49 |  |  | 1 |  | RB-Appl-EffCW-med-ElecDHW-GasCDryer-Tier1-FrontAnyMFm1975CZ01rNCGF
RB-Appl-EffCW-med-ElecDHW-GasCDryer-Tier1-Front | DEER2016 | D16v1 | 2015-05-16 | Any | MFm | 1975 | CZ02 | rDXGF | Each | 1 | 474 | None | 115 | 0.0179 | 7.2 | 8.62 | 0.000499 | 5.48 | 115 | 0.0179 | 7.2 | 8.62 | 0.000499 | 5.48 |  |  | 1 |  | RB-Appl-EffCW-med-ElecDHW-GasCDryer-Tier1-FrontAnyMFm1975CZ02rDXGF
RB-Appl-EffCW-med-ElecDHW-GasCDryer-Tier1-Front | DEER2016 | D16v1 | 2015-05-16 | Any | MFm | 1975 | CZ02 | rDXHP | Each | 1 | 474 | None | 110 | 0.0195 | 7.84 | 9.19 | 0.00181 | 5.5 | 110 | 0.0195 | 7.84 | 9.19 | 0.00181 | 5.5 |  |  | 1 |  | RB-Appl-EffCW-med-ElecDHW-GasCDryer-Tier1-FrontAnyMFm1975CZ02rDXHP
RB-Appl-EffCW-med-ElecDHW-GasCDryer-Tier1-Front | DEER2016 | D16v1 | 2015-05-16 | Any | MFm | 1975 | CZ02 | rNCEH | Each | 1 | 474 | None | 105 | 0.0152 | 7.84 | 8.71 | 0.00116 | 5.5 | 105 | 0.0152 | 7.84 | 8.71 | 0.00116 | 5.5 |  |  | 1 |  | RB-Appl-EffCW-med-ElecDHW-GasCDryer-Tier1-FrontAnyMFm1975CZ02rNCEH
RB-Appl-EffCW-med-ElecDHW-GasCDryer-Tier1-Front | DEER2016 | D16v1 | 2015-05-16 | Any | MFm | 1975 | CZ02 | rNCGF | Each | 1 | 474 | None | 114 | 0.0152 | 7.18 | 8.79 | 0.00115 | 5.52 | 114 | 0.0152 | 7.18 | 8.79 | 0.00115 | 5.52 |  |  | 1 |  | RB-Appl-EffCW-med-ElecDHW-GasCDryer-Tier1-FrontAnyMFm1975CZ02rNCGF
RB-Appl-EffCW-med-ElecDHW-GasCDryer-Tier1-Front | DEER2016 | D16v1 | 2015-05-16 | Any | MFm | 1975 | CZ03 | rDXGF | Each | 1 | 474 | None | 115 | 0.0214 | 7.11 | 9.13 | 0.00231 | 5.52 | 115 | 0.0214 | 7.11 | 9.13 | 0.00231 | 5.52 |  |  | 1 |  | RB-Appl-EffCW-med-ElecDHW-GasCDryer-Tier1-FrontAnyMFm1975CZ03rDXGF
RB-Appl-EffCW-med-ElecDHW-GasCDryer-Tier1-Front | DEER2016 | D16v1 | 2015-05-16 | Any | MFm | 1975 | CZ03 | rDXHP | Each | 1 | 474 | None | 109 | 0.0193 | 7.84 | 8.89 | 0.00195 | 5.5 | 109 | 0.0193 | 7.84 | 8.89 | 0.00195 | 5.5 |  |  | 1 |  | RB-Appl-EffCW-med-ElecDHW-GasCDryer-Tier1-FrontAnyMFm1975CZ03rDXHP
RB-Appl-EffCW-med-ElecDHW-GasCDryer-Tier1-Front | DEER2016 | D16v1 | 2015-05-16 | Any | MFm | 1975 | CZ03 | rNCEH | Each | 1 | 474 | None | 104 | 0.0154 | 7.84 | 8.73 | 0.00118 | 5.5 | 104 | 0.0154 | 7.84 | 8.73 | 0.00118 | 5.5 |  |  | 1 |  | RB-Appl-EffCW-med-ElecDHW-GasCDryer-Tier1-FrontAnyMFm1975CZ03rNCEH
RB-Appl-EffCW-med-ElecDHW-GasCDryer-Tier1-Front | DEER2016 | D16v1 | 2015-05-16 | Any | MFm | 1975 | CZ03 | rNCGF | Each | 1 | 474 | None | 114 | 0.0154 | 7.08 | 8.82 | 0.0012 | 5.49 | 114 | 0.0154 | 7.08 | 8.82 | 0.0012 | 5.49 |  |  | 1 |  | RB-Appl-EffCW-med-ElecDHW-GasCDryer-Tier1-FrontAnyMFm1975CZ03rNCGF
RB-Appl-EffCW-med-ElecDHW-GasCDryer-Tier1-Front | DEER2016 | D16v1 | 2015-05-16 | Any | MFm | 1975 | CZ04 | rDXGF | Each | 1 | 474 | None | 113 | 0.0157 | 7.28 | 8.33 | 0.000755 | 5.5 | 113 | 0.0157 | 7.28 | 8.33 | 0.000755 | 5.5 |  |  | 1 |  | RB-Appl-EffCW-med-ElecDHW-GasCDryer-Tier1-FrontAnyMFm1975CZ04rDXGF
RB-Appl-EffCW-med-ElecDHW-GasCDryer-Tier1-Front | DEER2016 | D16v1 | 2015-05-16 | Any | MFm | 1975 | CZ04 | rDXHP | Each | 1 | 474 | None | 109 | 0.018 | 7.84 | 8.67 | 0.00249 | 5.5 | 109 | 0.018 | 7.84 | 8.67 | 0.00249 | 5.5 |  |  | 1 |  | RB-Appl-EffCW-med-ElecDHW-GasCDryer-Tier1-FrontAnyMFm1975CZ04rDXHP
RB-Appl-EffCW-med-ElecDHW-GasCDryer-Tier1-Front | DEER2016 | D16v1 | 2015-05-16 | Any | MFm | 1975 | CZ04 | rNCEH | Each | 1 | 474 | None | 104 | 0.0145 | 7.84 | 8.49 | 0.00108 | 5.5 | 104 | 0.0145 | 7.84 | 8.49 | 0.00108 | 5.5 |  |  | 1 |  | RB-Appl-EffCW-med-ElecDHW-GasCDryer-Tier1-FrontAnyMFm1975CZ04rNCEH
RB-Appl-EffCW-med-ElecDHW-GasCDryer-Tier1-Front | DEER2016 | D16v1 | 2015-05-16 | Any | MFm | 1975 | CZ04 | rNCGF | Each | 1 | 474 | None | 111 | 0.0145 | 7.27 | 8.52 | 0.00108 | 5.5 | 111 | 0.0145 | 7.27 | 8.52 | 0.00108 | 5.5 |  |  | 1 |  | RB-Appl-EffCW-med-ElecDHW-GasCDryer-Tier1-FrontAnyMFm1975CZ04rNCGF
RB-Appl-EffCW-med-ElecDHW-GasCDryer-Tier1-Front | DEER2016 | D16v1 | 2015-05-16 | Any | MFm | 1975 | CZ05 | rDXGF | Each | 1 | 474 | None | 116 | 0.0152 | 7.02 | 8.98 | -0.000626 | 5.49 | 116 | 0.0152 | 7.02 | 8.98 | -0.000626 | 5.49 |  |  | 1 |  | RB-Appl-EffCW-med-ElecDHW-GasCDryer-Tier1-FrontAnyMFm1975CZ05rDXGF
RB-Appl-EffCW-med-ElecDHW-GasCDryer-Tier1-Front | DEER2016 | D16v1 | 2015-05-16 | Any | MFm | 1975 | CZ05 | rDXHP | Each | 1 | 474 | None | 109 | 0.0156 | 7.84 | 9.29 | 0.00179 | 5.5 | 109 | 0.0156 | 7.84 | 9.29 | 0.00179 | 5.5 |  |  | 1 |  | RB-Appl-EffCW-med-ElecDHW-GasCDryer-Tier1-FrontAnyMFm1975CZ05rDXHP
RB-Appl-EffCW-med-ElecDHW-GasCDryer-Tier1-Front | DEER2016 | D16v1 | 2015-05-16 | Any | MFm | 1975 | CZ05 | rNCEH | Each | 1 | 474 | None | 104 | 0.0155 | 7.84 | 8.95 | 0.00119 | 5.5 | 104 | 0.0155 | 7.84 | 8.95 | 0.00119 | 5.5 |  |  | 1 |  | RB-Appl-EffCW-med-ElecDHW-GasCDryer-Tier1-FrontAnyMFm1975CZ05rNCEH
RB-Appl-EffCW-med-ElecDHW-GasCDryer-Tier1-Front | DEER2016 | D16v1 | 2015-05-16 | Any | MFm | 1975 | CZ05 | rNCGF | Each | 1 | 474 | None | 116 | 0.0156 | 6.97 | 8.97 | 0.0012 | 5.48 | 116 | 0.0156 | 6.97 | 8.97 | 0.0012 | 5.48 |  |  | 1 |  | RB-Appl-EffCW-med-ElecDHW-GasCDryer-Tier1-FrontAnyMFm1975CZ05rNCGF
RB-Appl-EffCW-med-ElecDHW-GasCDryer-Tier1-Front | DEER2016 | D16v1 | 2015-05-16 | Any | MFm | 1975 | CZ06 | rDXGF | Each | 1 | 465 | None | 112 | 0.0148 | 7.48 | 8.54 | -0.00187 | 5.53 | 112 | 0.0148 | 7.48 | 8.54 | -0.00187 | 5.53 |  |  | 1 |  | RB-Appl-EffCW-med-ElecDHW-GasCDryer-Tier1-FrontAnyMFm1975CZ06rDXGF
RB-Appl-EffCW-med-ElecDHW-GasCDryer-Tier1-Front | DEER2016 | D16v1 | 2015-05-16 | Any | MFm | 1975 | CZ06 | rDXHP | Each | 1 | 465 | None | 109 | 0.012 | 7.84 | 8.85 | 3.55e-05 | 5.5 | 109 | 0.012 | 7.84 | 8.85 | 3.55e-05 | 5.5 |  |  | 1 |  | RB-Appl-EffCW-med-ElecDHW-GasCDryer-Tier1-FrontAnyMFm1975CZ06rDXHP
RB-Appl-EffCW-med-ElecDHW-GasCDryer-Tier1-Front | DEER2016 | D16v1 | 2015-05-16 | Any | MFm | 1975 | CZ06 | rNCEH | Each | 1 | 465 | None | 103 | 0.0144 | 7.84 | 8.2 | 0.00104 | 5.5 | 103 | 0.0144 | 7.84 | 8.2 | 0.00104 | 5.5 |  |  | 1 |  | RB-Appl-EffCW-med-ElecDHW-GasCDryer-Tier1-FrontAnyMFm1975CZ06rNCEH
RB-Appl-EffCW-med-ElecDHW-GasCDryer-Tier1-Front | DEER2016 | D16v1 | 2015-05-16 | Any | MFm | 1975 | CZ06 | rNCGF | Each | 1 | 465 | None | 109 | 0.0143 | 7.44 | 8.09 | 0.00101 | 5.53 | 109 | 0.0143 | 7.44 | 8.09 | 0.00101 | 5.53 |  |  | 1 |  | RB-Appl-EffCW-med-ElecDHW-GasCDryer-Tier1-FrontAnyMFm1975CZ06rNCGF
RB-Appl-EffCW-med-ElecDHW-GasCDryer-Tier1-Front | DEER2016 | D16v1 | 2015-05-16 | Any | MFm | 1975 | CZ07 | rDXGF | Each | 1 | 465 | None | 111 | 0.0189 | 7.58 | 7.92 | 0.00484 | 5.52 | 111 | 0.0189 | 7.58 | 7.92 | 0.00484 | 5.52 |  |  | 1 |  | RB-Appl-EffCW-med-ElecDHW-GasCDryer-Tier1-FrontAnyMFm1975CZ07rDXGF
RB-Appl-EffCW-med-ElecDHW-GasCDryer-Tier1-Front | DEER2016 | D16v1 | 2015-05-16 | Any | MFm | 1975 | CZ07 | rDXHP | Each | 1 | 465 | None | 109 | 0.00807 | 7.84 | 8.74 | -0.00512 | 5.5 | 109 | 0.00807 | 7.84 | 8.74 | -0.00512 | 5.5 |  |  | 1 |  | RB-Appl-EffCW-med-ElecDHW-GasCDryer-Tier1-FrontAnyMFm1975CZ07rDXHP
RB-Appl-EffCW-med-ElecDHW-GasCDryer-Tier1-Front | DEER2016 | D16v1 | 2015-05-16 | Any | MFm | 1975 | CZ07 | rNCEH | Each | 1 | 465 | None | 104 | 0.0144 | 7.84 | 8.04 | 0.00104 | 5.5 | 104 | 0.0144 | 7.84 | 8.04 | 0.00104 | 5.5 |  |  | 1 |  | RB-Appl-EffCW-med-ElecDHW-GasCDryer-Tier1-FrontAnyMFm1975CZ07rNCEH
RB-Appl-EffCW-med-ElecDHW-GasCDryer-Tier1-Front | DEER2016 | D16v1 | 2015-05-16 | Any | MFm | 1975 | CZ07 | rNCGF | Each | 1 | 465 | None | 108 | 0.0143 | 7.57 | 7.99 | 0.00104 | 5.52 | 108 | 0.0143 | 7.57 | 7.99 | 0.00104 | 5.52 |  |  | 1 |  | RB-Appl-EffCW-med-ElecDHW-GasCDryer-Tier1-FrontAnyMFm1975CZ07rNCGF
RB-Appl-EffCW-med-ElecDHW-GasCDryer-Tier1-Front | DEER2016 | D16v1 | 2015-05-16 | Any | MFm | 1975 | CZ08 | rDXGF | Each | 1 | 465 | None | 110 | 0.0174 | 7.41 | 7.91 | 0.00259 | 5.52 | 110 | 0.0174 | 7.41 | 7.91 | 0.00259 | 5.52 |  |  | 1 |  | RB-Appl-EffCW-med-ElecDHW-GasCDryer-Tier1-FrontAnyMFm1975CZ08rDXGF
RB-Appl-EffCW-med-ElecDHW-GasCDryer-Tier1-Front | DEER2016 | D16v1 | 2015-05-16 | Any | MFm | 1975 | CZ08 | rDXHP | Each | 1 | 465 | None | 108 | 0.0148 | 7.84 | 9.36 | 0.000351 | 5.5 | 108 | 0.0148 | 7.84 | 9.36 | 0.000351 | 5.5 |  |  | 1 |  | RB-Appl-EffCW-med-ElecDHW-GasCDryer-Tier1-FrontAnyMFm1975CZ08rDXHP
RB-Appl-EffCW-med-ElecDHW-GasCDryer-Tier1-Front | DEER2016 | D16v1 | 2015-05-16 | Any | MFm | 1975 | CZ08 | rNCEH | Each | 1 | 465 | None | 100 | 0.014 | 7.84 | 7.84 | 0.001 | 5.5 | 100 | 0.014 | 7.84 | 7.84 | 0.001 | 5.5 |  |  | 1 |  | RB-Appl-EffCW-med-ElecDHW-GasCDryer-Tier1-FrontAnyMFm1975CZ08rNCEH
RB-Appl-EffCW-med-ElecDHW-GasCDryer-Tier1-Front | DEER2016 | D16v1 | 2015-05-16 | Any | MFm | 1975 | CZ08 | rNCGF | Each | 1 | 465 | None | 106 | 0.0139 | 7.36 | 7.83 | 0.000981 | 5.49 | 106 | 0.0139 | 7.36 | 7.83 | 0.000981 | 5.49 |  |  | 1 |  | RB-Appl-EffCW-med-ElecDHW-GasCDryer-Tier1-FrontAnyMFm1975CZ08rNCGF
RB-Appl-EffCW-med-ElecDHW-GasCDryer-Tier1-Front | DEER2016 | D16v1 | 2015-05-16 | Any | MFm | 1975 | CZ09 | rDXGF | Each | 1 | 544 | None | 109 | 0.0149 | 7.43 | 9.28 | 0.00131 | 5.19 | 109 | 0.0149 | 7.43 | 9.28 | 0.00131 | 5.19 |  |  | 1 |  | RB-Appl-EffCW-med-ElecDHW-GasCDryer-Tier1-FrontAnyMFm1975CZ09rDXGF
RB-Appl-EffCW-med-ElecDHW-GasCDryer-Tier1-Front | DEER2016 | D16v1 | 2015-05-16 | Any | MFm | 1975 | CZ09 | rDXHP | Each | 1 | 544 | None | 108 | 0.0164 | 7.84 | 8.48 | 0.00246 | 5.5 | 108 | 0.0164 | 7.84 | 8.48 | 0.00246 | 5.5 |  |  | 1 |  | RB-Appl-EffCW-med-ElecDHW-GasCDryer-Tier1-FrontAnyMFm1975CZ09rDXHP
RB-Appl-EffCW-med-ElecDHW-GasCDryer-Tier1-Front | DEER2016 | D16v1 | 2015-05-16 | Any | MFm | 1975 | CZ09 | rNCEH | Each | 1 | 544 | None | 99.9 | 0.0138 | 7.84 | 3.57 | 0.000992 | 5.5 | 99.9 | 0.0138 | 7.84 | 3.57 | 0.000992 | 5.5 |  |  | 1 |  | RB-Appl-EffCW-med-ElecDHW-GasCDryer-Tier1-FrontAnyMFm1975CZ09rNCEH
RB-Appl-EffCW-med-ElecDHW-GasCDryer-Tier1-Front | DEER2016 | D16v1 | 2015-05-16 | Any | MFm | 1975 | CZ09 | rNCGF | Each | 1 | 544 | None | 106 | 0.0137 | 7.36 | 7.61 | 0.000987 | 5.17 | 106 | 0.0137 | 7.36 | 7.61 | 0.000987 | 5.17 |  |  | 1 |  | RB-Appl-EffCW-med-ElecDHW-GasCDryer-Tier1-FrontAnyMFm1975CZ09rNCGF
RB-Appl-EffCW-med-ElecDHW-GasCDryer-Tier1-Front | DEER2016 | D16v1 | 2015-05-16 | Any | MFm | 1975 | CZ10 | rDXGF | Each | 1 | 544 | None | 110 | 0.0155 | 7.46 | 10.5 | 0.00127 | 5.21 | 110 | 0.0155 | 7.46 | 10.5 | 0.00127 | 5.21 |  |  | 1 |  | RB-Appl-EffCW-med-ElecDHW-GasCDryer-Tier1-FrontAnyMFm1975CZ10rDXGF
RB-Appl-EffCW-med-ElecDHW-GasCDryer-Tier1-Front | DEER2016 | D16v1 | 2015-05-16 | Any | MFm | 1975 | CZ10 | rDXHP | Each | 1 | 544 | None | 106 | 0.0162 | 7.84 | 7.76 | 0.0018 | 5.5 | 106 | 0.0162 | 7.84 | 7.76 | 0.0018 | 5.5 |  |  | 1 |  | RB-Appl-EffCW-med-ElecDHW-GasCDryer-Tier1-FrontAnyMFm1975CZ10rDXHP
RB-Appl-EffCW-med-ElecDHW-GasCDryer-Tier1-Front | DEER2016 | D16v1 | 2015-05-16 | Any | MFm | 1975 | CZ10 | rNCEH | Each | 1 | 544 | None | 99.9 | 0.0136 | 7.84 | 3.75 | 0.000971 | 5.5 | 99.9 | 0.0136 | 7.84 | 3.75 | 0.000971 | 5.5 |  |  | 1 |  | RB-Appl-EffCW-med-ElecDHW-GasCDryer-Tier1-FrontAnyMFm1975CZ10rNCEH
RB-Appl-EffCW-med-ElecDHW-GasCDryer-Tier1-Front | DEER2016 | D16v1 | 2015-05-16 | Any | MFm | 1975 | CZ10 | rNCGF | Each | 1 | 544 | None | 105 | 0.0136 | 7.42 | 7.6 | 0.00098 | 5.2 | 105 | 0.0136 | 7.42 | 7.6 | 0.00098 | 5.2 |  |  | 1 |  | RB-Appl-EffCW-med-ElecDHW-GasCDryer-Tier1-FrontAnyMFm1975CZ10rNCGF
RB-Appl-EffCW-med-ElecDHW-GasCDryer-Tier1-Front | DEER2016 | D16v1 | 2015-05-16 | Any | MFm | 1975 | CZ11 | rDXGF | Each | 1 | 487 | None | 111 | 0.0158 | 7.25 | 7.98 | 0.0013 | 5.49 | 111 | 0.0158 | 7.25 | 7.98 | 0.0013 | 5.49 |  |  | 1 |  | RB-Appl-EffCW-med-ElecDHW-GasCDryer-Tier1-FrontAnyMFm1975CZ11rDXGF
RB-Appl-EffCW-med-ElecDHW-GasCDryer-Tier1-Front | DEER2016 | D16v1 | 2015-05-16 | Any | MFm | 1975 | CZ11 | rDXHP | Each | 1 | 487 | None | 106 | 0.0164 | 7.84 | 8.32 | 0.00107 | 5.5 | 106 | 0.0164 | 7.84 | 8.32 | 0.00107 | 5.5 |  |  | 1 |  | RB-Appl-EffCW-med-ElecDHW-GasCDryer-Tier1-FrontAnyMFm1975CZ11rDXHP
RB-Appl-EffCW-med-ElecDHW-GasCDryer-Tier1-Front | DEER2016 | D16v1 | 2015-05-16 | Any | MFm | 1975 | CZ11 | rNCEH | Each | 1 | 487 | None | 98.6 | 0.0136 | 7.84 | 7.82 | 0.00098 | 5.5 | 98.6 | 0.0136 | 7.84 | 7.82 | 0.00098 | 5.5 |  |  | 1 |  | RB-Appl-EffCW-med-ElecDHW-GasCDryer-Tier1-FrontAnyMFm1975CZ11rNCEH
RB-Appl-EffCW-med-ElecDHW-GasCDryer-Tier1-Front | DEER2016 | D16v1 | 2015-05-16 | Any | MFm | 1975 | CZ11 | rNCGF | Each | 1 | 487 | None | 107 | 0.0135 | 7.24 | 7.91 | 0.000969 | 5.49 | 107 | 0.0135 | 7.24 | 7.91 | 0.000969 | 5.49 |  |  | 1 |  | RB-Appl-EffCW-med-ElecDHW-GasCDryer-Tier1-FrontAnyMFm1975CZ11rNCGF
RB-Appl-EffCW-med-ElecDHW-GasCDryer-Tier1-Front | DEER2016 | D16v1 | 2015-05-16 | Any | MFm | 1975 | CZ12 | rDXGF | Each | 1 | 487 | None | 113 | 0.0171 | 7.24 | 8.3 | 0.00119 | 5.52 | 113 | 0.0171 | 7.24 | 8.3 | 0.00119 | 5.52 |  |  | 1 |  | RB-Appl-EffCW-med-ElecDHW-GasCDryer-Tier1-FrontAnyMFm1975CZ12rDXGF
RB-Appl-EffCW-med-ElecDHW-GasCDryer-Tier1-Front | DEER2016 | D16v1 | 2015-05-16 | Any | MFm | 1975 | CZ12 | rDXHP | Each | 1 | 487 | None | 108 | 0.0173 | 7.84 | 8.15 | 0.000328 | 5.5 | 108 | 0.0173 | 7.84 | 8.15 | 0.000328 | 5.5 |  |  | 1 |  | RB-Appl-EffCW-med-ElecDHW-GasCDryer-Tier1-FrontAnyMFm1975CZ12rDXHP
RB-Appl-EffCW-med-ElecDHW-GasCDryer-Tier1-Front | DEER2016 | D16v1 | 2015-05-16 | Any | MFm | 1975 | CZ12 | rNCEH | Each | 1 | 487 | None | 101 | 0.0143 | 7.84 | 8.27 | 0.00105 | 5.5 | 101 | 0.0143 | 7.84 | 8.27 | 0.00105 | 5.5 |  |  | 1 |  | RB-Appl-EffCW-med-ElecDHW-GasCDryer-Tier1-FrontAnyMFm1975CZ12rNCEH
RB-Appl-EffCW-med-ElecDHW-GasCDryer-Tier1-Front | DEER2016 | D16v1 | 2015-05-16 | Any | MFm | 1975 | CZ12 | rNCGF | Each | 1 | 487 | None | 110 | 0.0143 | 7.24 | 8.23 | 0.00105 | 5.53 | 110 | 0.0143 | 7.24 | 8.23 | 0.00105 | 5.53 |  |  | 1 |  | RB-Appl-EffCW-med-ElecDHW-GasCDryer-Tier1-FrontAnyMFm1975CZ12rNCGF
RB-Appl-EffCW-med-ElecDHW-GasCDryer-Tier1-Front | DEER2016 | D16v1 | 2015-05-16 | Any | MFm | 1975 | CZ13 | rDXGF | Each | 1 | 487 | None | 111 | 0.015 | 7.3 | 8.11 | 0.00104 | 5.51 | 111 | 0.015 | 7.3 | 8.11 | 0.00104 | 5.51 |  |  | 1 |  | RB-Appl-EffCW-med-ElecDHW-GasCDryer-Tier1-FrontAnyMFm1975CZ13rDXGF
RB-Appl-EffCW-med-ElecDHW-GasCDryer-Tier1-Front | DEER2016 | D16v1 | 2015-05-16 | Any | MFm | 1975 | CZ13 | rDXHP | Each | 1 | 487 | None | 106 | 0.0163 | 7.84 | 8.17 | 0.00119 | 5.5 | 106 | 0.0163 | 7.84 | 8.17 | 0.00119 | 5.5 |  |  | 1 |  | RB-Appl-EffCW-med-ElecDHW-GasCDryer-Tier1-FrontAnyMFm1975CZ13rDXHP
RB-Appl-EffCW-med-ElecDHW-GasCDryer-Tier1-Front | DEER2016 | D16v1 | 2015-05-16 | Any | MFm | 1975 | CZ13 | rNCEH | Each | 1 | 487 | None | 98 | 0.0135 | 7.84 | 7.78 | 0.000969 | 5.5 | 98 | 0.0135 | 7.84 | 7.78 | 0.000969 | 5.5 |  |  | 1 |  | RB-Appl-EffCW-med-ElecDHW-GasCDryer-Tier1-FrontAnyMFm1975CZ13rNCEH
RB-Appl-EffCW-med-ElecDHW-GasCDryer-Tier1-Front | DEER2016 | D16v1 | 2015-05-16 | Any | MFm | 1975 | CZ13 | rNCGF | Each | 1 | 487 | None | 106 | 0.0134 | 7.28 | 7.82 | 0.000964 | 5.5 | 106 | 0.0134 | 7.28 | 7.82 | 0.000964 | 5.5 |  |  | 1 |  | RB-Appl-EffCW-med-ElecDHW-GasCDryer-Tier1-FrontAnyMFm1975CZ13rNCGF
RB-Appl-EffCW-med-ElecDHW-GasCDryer-Tier1-Front | DEER2016 | D16v1 | 2015-05-16 | Any | MFm | 1975 | CZ14 | rDXGF | Each | 1 | 634 | None | 116 | 0.0154 | 6.87 | 10.8 | 0.00172 | 5.11 | 116 | 0.0154 | 6.87 | 10.8 | 0.00172 | 5.11 |  |  | 1 |  | RB-Appl-EffCW-med-ElecDHW-GasCDryer-Tier1-FrontAnyMFm1975CZ14rDXGF
RB-Appl-EffCW-med-ElecDHW-GasCDryer-Tier1-Front | DEER2016 | D16v1 | 2015-05-16 | Any | MFm | 1975 | CZ14 | rDXHP | Each | 1 | 634 | None | 109 | 0.0153 | 7.84 | 8.33 | 0.00124 | 5.5 | 109 | 0.0153 | 7.84 | 8.33 | 0.00124 | 5.5 |  |  | 1 |  | RB-Appl-EffCW-med-ElecDHW-GasCDryer-Tier1-FrontAnyMFm1975CZ14rDXHP
RB-Appl-EffCW-med-ElecDHW-GasCDryer-Tier1-Front | DEER2016 | D16v1 | 2015-05-16 | Any | MFm | 1975 | CZ14 | rNCEH | Each | 1 | 634 | None | 94.3 | 0.0131 | 7.84 | 2.91 | 0.000946 | 5.5 | 94.3 | 0.0131 | 7.84 | 2.91 | 0.000946 | 5.5 |  |  | 1 |  | RB-Appl-EffCW-med-ElecDHW-GasCDryer-Tier1-FrontAnyMFm1975CZ14rNCEH
RB-Appl-EffCW-med-ElecDHW-GasCDryer-Tier1-Front | DEER2016 | D16v1 | 2015-05-16 | Any | MFm | 1975 | CZ14 | rNCGF | Each | 1 | 634 | None | 107 | 0.0131 | 6.86 | 7.9 | 0.000944 | 5.12 | 107 | 0.0131 | 6.86 | 7.9 | 0.000944 | 5.12 |  |  | 1 |  | RB-Appl-EffCW-med-ElecDHW-GasCDryer-Tier1-FrontAnyMFm1975CZ14rNCGF
RB-Appl-EffCW-med-ElecDHW-GasCDryer-Tier1-Front | DEER2016 | D16v1 | 2015-05-16 | Any | MFm | 1975 | CZ15 | rDXGF | Each | 1 | 634 | None | 104 | 0.0129 | 7.44 | 11.2 | 0.00123 | 5.34 | 104 | 0.0129 | 7.44 | 11.2 | 0.00123 | 5.34 |  |  | 1 |  | RB-Appl-EffCW-med-ElecDHW-GasCDryer-Tier1-FrontAnyMFm1975CZ15rDXGF
RB-Appl-EffCW-med-ElecDHW-GasCDryer-Tier1-Front | DEER2016 | D16v1 | 2015-05-16 | Any | MFm | 1975 | CZ15 | rDXHP | Each | 1 | 634 | None | 101 | 0.0136 | 7.84 | 9.45 | 0.00145 | 5.5 | 101 | 0.0136 | 7.84 | 9.45 | 0.00145 | 5.5 |  |  | 1 |  | RB-Appl-EffCW-med-ElecDHW-GasCDryer-Tier1-FrontAnyMFm1975CZ15rDXHP
RB-Appl-EffCW-med-ElecDHW-GasCDryer-Tier1-Front | DEER2016 | D16v1 | 2015-05-16 | Any | MFm | 1975 | CZ15 | rNCEH | Each | 1 | 634 | None | 86.5 | 0.011 | 7.84 | 4.5 | 0.000741 | 5.5 | 86.5 | 0.011 | 7.84 | 4.5 | 0.000741 | 5.5 |  |  | 1 |  | RB-Appl-EffCW-med-ElecDHW-GasCDryer-Tier1-FrontAnyMFm1975CZ15rNCEH
RB-Appl-EffCW-med-ElecDHW-GasCDryer-Tier1-Front | DEER2016 | D16v1 | 2015-05-16 | Any | MFm | 1975 | CZ15 | rNCGF | Each | 1 | 634 | None | 91.7 | 0.011 | 7.43 | 6.49 | 0.000729 | 5.34 | 91.7 | 0.011 | 7.43 | 6.49 | 0.000729 | 5.34 |  |  | 1 |  | RB-Appl-EffCW-med-ElecDHW-GasCDryer-Tier1-FrontAnyMFm1975CZ15rNCGF
RB-Appl-EffCW-med-ElecDHW-GasCDryer-Tier1-Front | DEER2016 | D16v1 | 2015-05-16 | Any | MFm | 1975 | CZ16 | rDXGF | Each | 1 | 474 | None | 123 | 0.0178 | 7.05 | 9.19 | 0.000377 | 5.46 | 123 | 0.0178 | 7.05 | 9.19 | 0.000377 | 5.46 |  |  | 1 |  | RB-Appl-EffCW-med-ElecDHW-GasCDryer-Tier1-FrontAnyMFm1975CZ16rDXGF
RB-Appl-EffCW-med-ElecDHW-GasCDryer-Tier1-Front | DEER2016 | D16v1 | 2015-05-16 | Any | MFm | 1975 | CZ16 | rDXHP | Each | 1 | 474 | None | 116 | 0.0187 | 7.84 | 9.97 | 0.000969 | 5.5 | 116 | 0.0187 | 7.84 | 9.97 | 0.000969 | 5.5 |  |  | 1 |  | RB-Appl-EffCW-med-ElecDHW-GasCDryer-Tier1-FrontAnyMFm1975CZ16rDXHP
RB-Appl-EffCW-med-ElecDHW-GasCDryer-Tier1-Front | DEER2016 | D16v1 | 2015-05-16 | Any | MFm | 1975 | CZ16 | rNCEH | Each | 1 | 474 | None | 109 | 0.0157 | 7.84 | 8.79 | 0.0012 | 5.5 | 109 | 0.0157 | 7.84 | 8.79 | 0.0012 | 5.5 |  |  | 1 |  | RB-Appl-EffCW-med-ElecDHW-GasCDryer-Tier1-FrontAnyMFm1975CZ16rNCEH
RB-Appl-EffCW-med-ElecDHW-GasCDryer-Tier1-Front | DEER2016 | D16v1 | 2015-05-16 | Any | MFm | 1975 | CZ16 | rNCGF | Each | 1 | 474 | None | 121 | 0.0157 | 7.03 | 9.42 | 0.00119 | 5.46 | 121 | 0.0157 | 7.03 | 9.42 | 0.00119 | 5.46 |  |  | 1 |  | RB-Appl-EffCW-med-ElecDHW-GasCDryer-Tier1-FrontAnyMFm1975CZ16rNCGF
RB-Appl-EffCW-med-ElecDHW-GasCDryer-Tier1-Front | DEER2016 | D16v1 | 2015-05-16 | Any | MFm | 1985 | CZ01 | rDXGF | Each | 1 | 512 | None | 122 | 0.0195 | 7.01 | 9.86 | 0.00148 | 5.55 | 122 | 0.0195 | 7.01 | 9.86 | 0.00148 | 5.55 |  |  | 1 |  | RB-Appl-EffCW-med-ElecDHW-GasCDryer-Tier1-FrontAnyMFm1985CZ01rDXGF
RB-Appl-EffCW-med-ElecDHW-GasCDryer-Tier1-Front | DEER2016 | D16v1 | 2015-05-16 | Any | MFm | 1985 | CZ01 | rDXHP | Each | 1 | 512 | None | 114 | 0.0171 | 7.84 | 10.2 | 0.00148 | 5.5 | 114 | 0.0171 | 7.84 | 10.2 | 0.00148 | 5.5 |  |  | 1 |  | RB-Appl-EffCW-med-ElecDHW-GasCDryer-Tier1-FrontAnyMFm1985CZ01rDXHP
RB-Appl-EffCW-med-ElecDHW-GasCDryer-Tier1-Front | DEER2016 | D16v1 | 2015-05-16 | Any | MFm | 1985 | CZ01 | rNCEH | Each | 1 | 512 | None | 108 | 0.0163 | 7.84 | 10.1 | 0.00125 | 5.5 | 108 | 0.0163 | 7.84 | 10.1 | 0.00125 | 5.5 |  |  | 1 |  | RB-Appl-EffCW-med-ElecDHW-GasCDryer-Tier1-FrontAnyMFm1985CZ01rNCEH
RB-Appl-EffCW-med-ElecDHW-GasCDryer-Tier1-Front | DEER2016 | D16v1 | 2015-05-16 | Any | MFm | 1985 | CZ01 | rNCGF | Each | 1 | 512 | None | 121 | 0.0163 | 6.97 | 9.5 | 0.00129 | 5.58 | 121 | 0.0163 | 6.97 | 9.5 | 0.00129 | 5.58 |  |  | 1 |  | RB-Appl-EffCW-med-ElecDHW-GasCDryer-Tier1-FrontAnyMFm1985CZ01rNCGF
RB-Appl-EffCW-med-ElecDHW-GasCDryer-Tier1-Front | DEER2016 | D16v1 | 2015-05-16 | Any | MFm | 1985 | CZ02 | rDXGF | Each | 1 | 512 | None | 116 | 0.0182 | 7.21 | 8.82 | 0.000838 | 5.55 | 116 | 0.0182 | 7.21 | 8.82 | 0.000838 | 5.55 |  |  | 1 |  | RB-Appl-EffCW-med-ElecDHW-GasCDryer-Tier1-FrontAnyMFm1985CZ02rDXGF
RB-Appl-EffCW-med-ElecDHW-GasCDryer-Tier1-Front | DEER2016 | D16v1 | 2015-05-16 | Any | MFm | 1985 | CZ02 | rDXHP | Each | 1 | 512 | None | 110 | 0.0184 | 7.84 | 9.64 | 0.00136 | 5.5 | 110 | 0.0184 | 7.84 | 9.64 | 0.00136 | 5.5 |  |  | 1 |  | RB-Appl-EffCW-med-ElecDHW-GasCDryer-Tier1-FrontAnyMFm1985CZ02rDXHP
RB-Appl-EffCW-med-ElecDHW-GasCDryer-Tier1-Front | DEER2016 | D16v1 | 2015-05-16 | Any | MFm | 1985 | CZ02 | rNCEH | Each | 1 | 512 | None | 105 | 0.0152 | 7.84 | 9.18 | 0.00115 | 5.5 | 105 | 0.0152 | 7.84 | 9.18 | 0.00115 | 5.5 |  |  | 1 |  | RB-Appl-EffCW-med-ElecDHW-GasCDryer-Tier1-FrontAnyMFm1985CZ02rNCEH
RB-Appl-EffCW-med-ElecDHW-GasCDryer-Tier1-Front | DEER2016 | D16v1 | 2015-05-16 | Any | MFm | 1985 | CZ02 | rNCGF | Each | 1 | 512 | None | 114 | 0.0152 | 7.17 | 8.77 | 0.00115 | 5.54 | 114 | 0.0152 | 7.17 | 8.77 | 0.00115 | 5.54 |  |  | 1 |  | RB-Appl-EffCW-med-ElecDHW-GasCDryer-Tier1-FrontAnyMFm1985CZ02rNCGF
RB-Appl-EffCW-med-ElecDHW-GasCDryer-Tier1-Front | DEER2016 | D16v1 | 2015-05-16 | Any | MFm | 1985 | CZ03 | rDXGF | Each | 1 | 512 | None | 115 | 0.0146 | 7.14 | 8.87 | -0.00144 | 5.57 | 115 | 0.0146 | 7.14 | 8.87 | -0.00144 | 5.57 |  |  | 1 |  | RB-Appl-EffCW-med-ElecDHW-GasCDryer-Tier1-FrontAnyMFm1985CZ03rDXGF
RB-Appl-EffCW-med-ElecDHW-GasCDryer-Tier1-Front | DEER2016 | D16v1 | 2015-05-16 | Any | MFm | 1985 | CZ03 | rDXHP | Each | 1 | 512 | None | 109 | 0.0157 | 7.84 | 9.56 | -0.000665 | 5.5 | 109 | 0.0157 | 7.84 | 9.56 | -0.000665 | 5.5 |  |  | 1 |  | RB-Appl-EffCW-med-ElecDHW-GasCDryer-Tier1-FrontAnyMFm1985CZ03rDXHP
RB-Appl-EffCW-med-ElecDHW-GasCDryer-Tier1-Front | DEER2016 | D16v1 | 2015-05-16 | Any | MFm | 1985 | CZ03 | rNCEH | Each | 1 | 512 | None | 104 | 0.0154 | 7.84 | 9.3 | 0.00117 | 5.5 | 104 | 0.0154 | 7.84 | 9.3 | 0.00117 | 5.5 |  |  | 1 |  | RB-Appl-EffCW-med-ElecDHW-GasCDryer-Tier1-FrontAnyMFm1985CZ03rNCEH
RB-Appl-EffCW-med-ElecDHW-GasCDryer-Tier1-Front | DEER2016 | D16v1 | 2015-05-16 | Any | MFm | 1985 | CZ03 | rNCGF | Each | 1 | 512 | None | 114 | 0.0154 | 7.09 | 8.81 | 0.00117 | 5.56 | 114 | 0.0154 | 7.09 | 8.81 | 0.00117 | 5.56 |  |  | 1 |  | RB-Appl-EffCW-med-ElecDHW-GasCDryer-Tier1-FrontAnyMFm1985CZ03rNCGF
RB-Appl-EffCW-med-ElecDHW-GasCDryer-Tier1-Front | DEER2016 | D16v1 | 2015-05-16 | Any | MFm | 1985 | CZ04 | rDXGF | Each | 1 | 512 | None | 113 | 0.0168 | 7.33 | 8.26 | 0.00103 | 5.54 | 113 | 0.0168 | 7.33 | 8.26 | 0.00103 | 5.54 |  |  | 1 |  | RB-Appl-EffCW-med-ElecDHW-GasCDryer-Tier1-FrontAnyMFm1985CZ04rDXGF
RB-Appl-EffCW-med-ElecDHW-GasCDryer-Tier1-Front | DEER2016 | D16v1 | 2015-05-16 | Any | MFm | 1985 | CZ04 | rDXHP | Each | 1 | 512 | None | 108 | 0.017 | 7.84 | 9.29 | 0.000178 | 5.5 | 108 | 0.017 | 7.84 | 9.29 | 0.000178 | 5.5 |  |  | 1 |  | RB-Appl-EffCW-med-ElecDHW-GasCDryer-Tier1-FrontAnyMFm1985CZ04rDXHP
RB-Appl-EffCW-med-ElecDHW-GasCDryer-Tier1-Front | DEER2016 | D16v1 | 2015-05-16 | Any | MFm | 1985 | CZ04 | rNCEH | Each | 1 | 512 | None | 104 | 0.0145 | 7.84 | 8.93 | 0.00108 | 5.5 | 104 | 0.0145 | 7.84 | 8.93 | 0.00108 | 5.5 |  |  | 1 |  | RB-Appl-EffCW-med-ElecDHW-GasCDryer-Tier1-FrontAnyMFm1985CZ04rNCEH
RB-Appl-EffCW-med-ElecDHW-GasCDryer-Tier1-Front | DEER2016 | D16v1 | 2015-05-16 | Any | MFm | 1985 | CZ04 | rNCGF | Each | 1 | 512 | None | 111 | 0.0145 | 7.31 | 8.5 | 0.00106 | 5.54 | 111 | 0.0145 | 7.31 | 8.5 | 0.00106 | 5.54 |  |  | 1 |  | RB-Appl-EffCW-med-ElecDHW-GasCDryer-Tier1-FrontAnyMFm1985CZ04rNCGF
RB-Appl-EffCW-med-ElecDHW-GasCDryer-Tier1-Front | DEER2016 | D16v1 | 2015-05-16 | Any | MFm | 1985 | CZ05 | rDXGF | Each | 1 | 512 | None | 116 | 0.0137 | 7.08 | 8.88 | 0.000556 | 5.55 | 116 | 0.0137 | 7.08 | 8.88 | 0.000556 | 5.55 |  |  | 1 |  | RB-Appl-EffCW-med-ElecDHW-GasCDryer-Tier1-FrontAnyMFm1985CZ05rDXGF
RB-Appl-EffCW-med-ElecDHW-GasCDryer-Tier1-Front | DEER2016 | D16v1 | 2015-05-16 | Any | MFm | 1985 | CZ05 | rDXHP | Each | 1 | 512 | None | 110 | 0.016 | 7.84 | 9.75 | -0.00146 | 5.5 | 110 | 0.016 | 7.84 | 9.75 | -0.00146 | 5.5 |  |  | 1 |  | RB-Appl-EffCW-med-ElecDHW-GasCDryer-Tier1-FrontAnyMFm1985CZ05rDXHP
RB-Appl-EffCW-med-ElecDHW-GasCDryer-Tier1-Front | DEER2016 | D16v1 | 2015-05-16 | Any | MFm | 1985 | CZ05 | rNCEH | Each | 1 | 512 | None | 105 | 0.0155 | 7.84 | 9.63 | 0.00118 | 5.5 | 105 | 0.0155 | 7.84 | 9.63 | 0.00118 | 5.5 |  |  | 1 |  | RB-Appl-EffCW-med-ElecDHW-GasCDryer-Tier1-FrontAnyMFm1985CZ05rNCEH
RB-Appl-EffCW-med-ElecDHW-GasCDryer-Tier1-Front | DEER2016 | D16v1 | 2015-05-16 | Any | MFm | 1985 | CZ05 | rNCGF | Each | 1 | 512 | None | 116 | 0.0155 | 7.08 | 8.96 | 0.00115 | 5.56 | 116 | 0.0155 | 7.08 | 8.96 | 0.00115 | 5.56 |  |  | 1 |  | RB-Appl-EffCW-med-ElecDHW-GasCDryer-Tier1-FrontAnyMFm1985CZ05rNCGF
RB-Appl-EffCW-med-ElecDHW-GasCDryer-Tier1-Front | DEER2016 | D16v1 | 2015-05-16 | Any | MFm | 1985 | CZ06 | rDXGF | Each | 1 | 578 | None | 111 | 0.0192 | 7.51 | 9.96 | 0.00347 | 5.22 | 111 | 0.0192 | 7.51 | 9.96 | 0.00347 | 5.22 |  |  | 1 |  | RB-Appl-EffCW-med-ElecDHW-GasCDryer-Tier1-FrontAnyMFm1985CZ06rDXGF
RB-Appl-EffCW-med-ElecDHW-GasCDryer-Tier1-Front | DEER2016 | D16v1 | 2015-05-16 | Any | MFm | 1985 | CZ06 | rDXHP | Each | 1 | 578 | None | 108 | 0.0163 | 7.84 | 7.19 | -0.000654 | 5.5 | 108 | 0.0163 | 7.84 | 7.19 | -0.000654 | 5.5 |  |  | 1 |  | RB-Appl-EffCW-med-ElecDHW-GasCDryer-Tier1-FrontAnyMFm1985CZ06rDXHP
RB-Appl-EffCW-med-ElecDHW-GasCDryer-Tier1-Front | DEER2016 | D16v1 | 2015-05-16 | Any | MFm | 1985 | CZ06 | rNCEH | Each | 1 | 578 | None | 104 | 0.0144 | 7.84 | 4.46 | 0.00111 | 5.5 | 104 | 0.0144 | 7.84 | 4.46 | 0.00111 | 5.5 |  |  | 1 |  | RB-Appl-EffCW-med-ElecDHW-GasCDryer-Tier1-FrontAnyMFm1985CZ06rNCEH
RB-Appl-EffCW-med-ElecDHW-GasCDryer-Tier1-Front | DEER2016 | D16v1 | 2015-05-16 | Any | MFm | 1985 | CZ06 | rNCGF | Each | 1 | 578 | None | 109 | 0.0144 | 7.46 | 8.3 | 0.00109 | 5.19 | 109 | 0.0144 | 7.46 | 8.3 | 0.00109 | 5.19 |  |  | 1 |  | RB-Appl-EffCW-med-ElecDHW-GasCDryer-Tier1-FrontAnyMFm1985CZ06rNCGF
RB-Appl-EffCW-med-ElecDHW-GasCDryer-Tier1-Front | DEER2016 | D16v1 | 2015-05-16 | Any | MFm | 1985 | CZ07 | rDXGF | Each | 1 | 578 | None | 110 | 0.0186 | 7.62 | 10.2 | 0.00443 | 5.32 | 110 | 0.0186 | 7.62 | 10.2 | 0.00443 | 5.32 |  |  | 1 |  | RB-Appl-EffCW-med-ElecDHW-GasCDryer-Tier1-FrontAnyMFm1985CZ07rDXGF
RB-Appl-EffCW-med-ElecDHW-GasCDryer-Tier1-Front | DEER2016 | D16v1 | 2015-05-16 | Any | MFm | 1985 | CZ07 | rDXHP | Each | 1 | 578 | None | 108 | 0.00891 | 7.84 | 8.31 | -0.00214 | 5.5 | 108 | 0.00891 | 7.84 | 8.31 | -0.00214 | 5.5 |  |  | 1 |  | RB-Appl-EffCW-med-ElecDHW-GasCDryer-Tier1-FrontAnyMFm1985CZ07rDXHP
RB-Appl-EffCW-med-ElecDHW-GasCDryer-Tier1-Front | DEER2016 | D16v1 | 2015-05-16 | Any | MFm | 1985 | CZ07 | rNCEH | Each | 1 | 578 | None | 104 | 0.0144 | 7.84 | 5.69 | 0.00111 | 5.5 | 104 | 0.0144 | 7.84 | 5.69 | 0.00111 | 5.5 |  |  | 1 |  | RB-Appl-EffCW-med-ElecDHW-GasCDryer-Tier1-FrontAnyMFm1985CZ07rNCEH
RB-Appl-EffCW-med-ElecDHW-GasCDryer-Tier1-Front | DEER2016 | D16v1 | 2015-05-16 | Any | MFm | 1985 | CZ07 | rNCGF | Each | 1 | 578 | None | 108 | 0.0143 | 7.56 | 8.28 | 0.0011 | 5.29 | 108 | 0.0143 | 7.56 | 8.28 | 0.0011 | 5.29 |  |  | 1 |  | RB-Appl-EffCW-med-ElecDHW-GasCDryer-Tier1-FrontAnyMFm1985CZ07rNCGF
RB-Appl-EffCW-med-ElecDHW-GasCDryer-Tier1-Front | DEER2016 | D16v1 | 2015-05-16 | Any | MFm | 1985 | CZ08 | rDXGF | Each | 1 | 578 | None | 110 | 0.0152 | 7.57 | 9.56 | 0.000928 | 5.25 | 110 | 0.0152 | 7.57 | 9.56 | 0.000928 | 5.25 |  |  | 1 |  | RB-Appl-EffCW-med-ElecDHW-GasCDryer-Tier1-FrontAnyMFm1985CZ08rDXGF
RB-Appl-EffCW-med-ElecDHW-GasCDryer-Tier1-Front | DEER2016 | D16v1 | 2015-05-16 | Any | MFm | 1985 | CZ08 | rDXHP | Each | 1 | 578 | None | 108 | 0.0178 | 7.84 | 10 | 0.00282 | 5.5 | 108 | 0.0178 | 7.84 | 10 | 0.00282 | 5.5 |  |  | 1 |  | RB-Appl-EffCW-med-ElecDHW-GasCDryer-Tier1-FrontAnyMFm1985CZ08rDXHP
RB-Appl-EffCW-med-ElecDHW-GasCDryer-Tier1-Front | DEER2016 | D16v1 | 2015-05-16 | Any | MFm | 1985 | CZ08 | rNCEH | Each | 1 | 578 | None | 102 | 0.014 | 7.84 | 4.88 | 0.00107 | 5.5 | 102 | 0.014 | 7.84 | 4.88 | 0.00107 | 5.5 |  |  | 1 |  | RB-Appl-EffCW-med-ElecDHW-GasCDryer-Tier1-FrontAnyMFm1985CZ08rNCEH
RB-Appl-EffCW-med-ElecDHW-GasCDryer-Tier1-Front | DEER2016 | D16v1 | 2015-05-16 | Any | MFm | 1985 | CZ08 | rNCGF | Each | 1 | 578 | None | 106 | 0.014 | 7.51 | 8.09 | 0.00107 | 5.24 | 106 | 0.014 | 7.51 | 8.09 | 0.00107 | 5.24 |  |  | 1 |  | RB-Appl-EffCW-med-ElecDHW-GasCDryer-Tier1-FrontAnyMFm1985CZ08rNCGF
RB-Appl-EffCW-med-ElecDHW-GasCDryer-Tier1-Front | DEER2016 | D16v1 | 2015-05-16 | Any | MFm | 1985 | CZ09 | rDXGF | Each | 1 | 648 | None | 114 | 0.0166 | 7.11 | 10.7 | 0.0021 | 5.2 | 114 | 0.0166 | 7.11 | 10.7 | 0.0021 | 5.2 |  |  | 1 |  | RB-Appl-EffCW-med-ElecDHW-GasCDryer-Tier1-FrontAnyMFm1985CZ09rDXGF
RB-Appl-EffCW-med-ElecDHW-GasCDryer-Tier1-Front | DEER2016 | D16v1 | 2015-05-16 | Any | MFm | 1985 | CZ09 | rDXHP | Each | 1 | 648 | None | 109 | 0.0174 | 7.84 | 8.75 | 0.00271 | 5.5 | 109 | 0.0174 | 7.84 | 8.75 | 0.00271 | 5.5 |  |  | 1 |  | RB-Appl-EffCW-med-ElecDHW-GasCDryer-Tier1-FrontAnyMFm1985CZ09rDXHP
RB-Appl-EffCW-med-ElecDHW-GasCDryer-Tier1-Front | DEER2016 | D16v1 | 2015-05-16 | Any | MFm | 1985 | CZ09 | rNCEH | Each | 1 | 648 | None | 96.3 | 0.0138 | 7.84 | 4.23 | 0.00104 | 5.5 | 96.3 | 0.0138 | 7.84 | 4.23 | 0.00104 | 5.5 |  |  | 1 |  | RB-Appl-EffCW-med-ElecDHW-GasCDryer-Tier1-FrontAnyMFm1985CZ09rNCEH
RB-Appl-EffCW-med-ElecDHW-GasCDryer-Tier1-Front | DEER2016 | D16v1 | 2015-05-16 | Any | MFm | 1985 | CZ09 | rNCGF | Each | 1 | 648 | None | 106 | 0.0138 | 7.02 | 8.03 | 0.00103 | 5.18 | 106 | 0.0138 | 7.02 | 8.03 | 0.00103 | 5.18 |  |  | 1 |  | RB-Appl-EffCW-med-ElecDHW-GasCDryer-Tier1-FrontAnyMFm1985CZ09rNCGF
RB-Appl-EffCW-med-ElecDHW-GasCDryer-Tier1-Front | DEER2016 | D16v1 | 2015-05-16 | Any | MFm | 1985 | CZ10 | rDXGF | Each | 1 | 648 | None | 111 | 0.0161 | 7.11 | 10 | 0.00132 | 5.2 | 111 | 0.0161 | 7.11 | 10 | 0.00132 | 5.2 |  |  | 1 |  | RB-Appl-EffCW-med-ElecDHW-GasCDryer-Tier1-FrontAnyMFm1985CZ10rDXGF
RB-Appl-EffCW-med-ElecDHW-GasCDryer-Tier1-Front | DEER2016 | D16v1 | 2015-05-16 | Any | MFm | 1985 | CZ10 | rDXHP | Each | 1 | 648 | None | 106 | 0.0178 | 7.84 | 8.09 | 0.00268 | 5.5 | 106 | 0.0178 | 7.84 | 8.09 | 0.00268 | 5.5 |  |  | 1 |  | RB-Appl-EffCW-med-ElecDHW-GasCDryer-Tier1-FrontAnyMFm1985CZ10rDXHP
RB-Appl-EffCW-med-ElecDHW-GasCDryer-Tier1-Front | DEER2016 | D16v1 | 2015-05-16 | Any | MFm | 1985 | CZ10 | rNCEH | Each | 1 | 648 | None | 96 | 0.0136 | 7.84 | 4.26 | 0.00102 | 5.5 | 96 | 0.0136 | 7.84 | 4.26 | 0.00102 | 5.5 |  |  | 1 |  | RB-Appl-EffCW-med-ElecDHW-GasCDryer-Tier1-FrontAnyMFm1985CZ10rNCEH
RB-Appl-EffCW-med-ElecDHW-GasCDryer-Tier1-Front | DEER2016 | D16v1 | 2015-05-16 | Any | MFm | 1985 | CZ10 | rNCGF | Each | 1 | 648 | None | 106 | 0.0136 | 7.07 | 8 | 0.00101 | 5.2 | 106 | 0.0136 | 7.07 | 8 | 0.00101 | 5.2 |  |  | 1 |  | RB-Appl-EffCW-med-ElecDHW-GasCDryer-Tier1-FrontAnyMFm1985CZ10rNCGF
RB-Appl-EffCW-med-ElecDHW-GasCDryer-Tier1-Front | DEER2016 | D16v1 | 2015-05-16 | Any | MFm | 1985 | CZ11 | rDXGF | Each | 1 | 512 | None | 110 | 0.0152 | 7.28 | 7.87 | 0.000659 | 5.51 | 110 | 0.0152 | 7.28 | 7.87 | 0.000659 | 5.51 |  |  | 1 |  | RB-Appl-EffCW-med-ElecDHW-GasCDryer-Tier1-FrontAnyMFm1985CZ11rDXGF
RB-Appl-EffCW-med-ElecDHW-GasCDryer-Tier1-Front | DEER2016 | D16v1 | 2015-05-16 | Any | MFm | 1985 | CZ11 | rDXHP | Each | 1 | 512 | None | 106 | 0.0163 | 7.84 | 8.26 | 0.000861 | 5.5 | 106 | 0.0163 | 7.84 | 8.26 | 0.000861 | 5.5 |  |  | 1 |  | RB-Appl-EffCW-med-ElecDHW-GasCDryer-Tier1-FrontAnyMFm1985CZ11rDXHP
RB-Appl-EffCW-med-ElecDHW-GasCDryer-Tier1-Front | DEER2016 | D16v1 | 2015-05-16 | Any | MFm | 1985 | CZ11 | rNCEH | Each | 1 | 512 | None | 98.9 | 0.0135 | 7.84 | 8.14 | 0.000985 | 5.5 | 98.9 | 0.0135 | 7.84 | 8.14 | 0.000985 | 5.5 |  |  | 1 |  | RB-Appl-EffCW-med-ElecDHW-GasCDryer-Tier1-FrontAnyMFm1985CZ11rNCEH
RB-Appl-EffCW-med-ElecDHW-GasCDryer-Tier1-Front | DEER2016 | D16v1 | 2015-05-16 | Any | MFm | 1985 | CZ11 | rNCGF | Each | 1 | 512 | None | 107 | 0.0135 | 7.26 | 8.04 | 0.000983 | 5.5 | 107 | 0.0135 | 7.26 | 8.04 | 0.000983 | 5.5 |  |  | 1 |  | RB-Appl-EffCW-med-ElecDHW-GasCDryer-Tier1-FrontAnyMFm1985CZ11rNCGF
RB-Appl-EffCW-med-ElecDHW-GasCDryer-Tier1-Front | DEER2016 | D16v1 | 2015-05-16 | Any | MFm | 1985 | CZ12 | rDXGF | Each | 1 | 512 | None | 112 | 0.0172 | 7.26 | 7.72 | 0.00205 | 5.52 | 112 | 0.0172 | 7.26 | 7.72 | 0.00205 | 5.52 |  |  | 1 |  | RB-Appl-EffCW-med-ElecDHW-GasCDryer-Tier1-FrontAnyMFm1985CZ12rDXGF
RB-Appl-EffCW-med-ElecDHW-GasCDryer-Tier1-Front | DEER2016 | D16v1 | 2015-05-16 | Any | MFm | 1985 | CZ12 | rDXHP | Each | 1 | 512 | None | 107 | 0.0185 | 7.84 | 8.22 | 0.00287 | 5.5 | 107 | 0.0185 | 7.84 | 8.22 | 0.00287 | 5.5 |  |  | 1 |  | RB-Appl-EffCW-med-ElecDHW-GasCDryer-Tier1-FrontAnyMFm1985CZ12rDXHP
RB-Appl-EffCW-med-ElecDHW-GasCDryer-Tier1-Front | DEER2016 | D16v1 | 2015-05-16 | Any | MFm | 1985 | CZ12 | rNCEH | Each | 1 | 512 | None | 102 | 0.0143 | 7.84 | 8.53 | 0.00106 | 5.5 | 102 | 0.0143 | 7.84 | 8.53 | 0.00106 | 5.5 |  |  | 1 |  | RB-Appl-EffCW-med-ElecDHW-GasCDryer-Tier1-FrontAnyMFm1985CZ12rNCEH
RB-Appl-EffCW-med-ElecDHW-GasCDryer-Tier1-Front | DEER2016 | D16v1 | 2015-05-16 | Any | MFm | 1985 | CZ12 | rNCGF | Each | 1 | 512 | None | 109 | 0.0143 | 7.24 | 8.33 | 0.00105 | 5.53 | 109 | 0.0143 | 7.24 | 8.33 | 0.00105 | 5.53 |  |  | 1 |  | RB-Appl-EffCW-med-ElecDHW-GasCDryer-Tier1-FrontAnyMFm1985CZ12rNCGF
RB-Appl-EffCW-med-ElecDHW-GasCDryer-Tier1-Front | DEER2016 | D16v1 | 2015-05-16 | Any | MFm | 1985 | CZ13 | rDXGF | Each | 1 | 512 | None | 109 | 0.0149 | 7.31 | 7.54 | 0.000408 | 5.53 | 109 | 0.0149 | 7.31 | 7.54 | 0.000408 | 5.53 |  |  | 1 |  | RB-Appl-EffCW-med-ElecDHW-GasCDryer-Tier1-FrontAnyMFm1985CZ13rDXGF
RB-Appl-EffCW-med-ElecDHW-GasCDryer-Tier1-Front | DEER2016 | D16v1 | 2015-05-16 | Any | MFm | 1985 | CZ13 | rDXHP | Each | 1 | 512 | None | 105 | 0.0157 | 7.84 | 8 | 0.00088 | 5.5 | 105 | 0.0157 | 7.84 | 8 | 0.00088 | 5.5 |  |  | 1 |  | RB-Appl-EffCW-med-ElecDHW-GasCDryer-Tier1-FrontAnyMFm1985CZ13rDXHP
RB-Appl-EffCW-med-ElecDHW-GasCDryer-Tier1-Front | DEER2016 | D16v1 | 2015-05-16 | Any | MFm | 1985 | CZ13 | rNCEH | Each | 1 | 512 | None | 97.7 | 0.0134 | 7.84 | 8.06 | 0.000974 | 5.5 | 97.7 | 0.0134 | 7.84 | 8.06 | 0.000974 | 5.5 |  |  | 1 |  | RB-Appl-EffCW-med-ElecDHW-GasCDryer-Tier1-FrontAnyMFm1985CZ13rNCEH
RB-Appl-EffCW-med-ElecDHW-GasCDryer-Tier1-Front | DEER2016 | D16v1 | 2015-05-16 | Any | MFm | 1985 | CZ13 | rNCGF | Each | 1 | 512 | None | 106 | 0.0134 | 7.27 | 7.93 | 0.000969 | 5.51 | 106 | 0.0134 | 7.27 | 7.93 | 0.000969 | 5.51 |  |  | 1 |  | RB-Appl-EffCW-med-ElecDHW-GasCDryer-Tier1-FrontAnyMFm1985CZ13rNCGF
RB-Appl-EffCW-med-ElecDHW-GasCDryer-Tier1-Front | DEER2016 | D16v1 | 2015-05-16 | Any | MFm | 1985 | CZ14 | rDXGF | Each | 1 | 630 | None | 116 | 0.0145 | 6.97 | 11.5 | 0.00128 | 5.16 | 116 | 0.0145 | 6.97 | 11.5 | 0.00128 | 5.16 |  |  | 1 |  | RB-Appl-EffCW-med-ElecDHW-GasCDryer-Tier1-FrontAnyMFm1985CZ14rDXGF
RB-Appl-EffCW-med-ElecDHW-GasCDryer-Tier1-Front | DEER2016 | D16v1 | 2015-05-16 | Any | MFm | 1985 | CZ14 | rDXHP | Each | 1 | 630 | None | 109 | 0.016 | 7.84 | 9.21 | 0.00189 | 5.5 | 109 | 0.016 | 7.84 | 9.21 | 0.00189 | 5.5 |  |  | 1 |  | RB-Appl-EffCW-med-ElecDHW-GasCDryer-Tier1-FrontAnyMFm1985CZ14rDXHP
RB-Appl-EffCW-med-ElecDHW-GasCDryer-Tier1-Front | DEER2016 | D16v1 | 2015-05-16 | Any | MFm | 1985 | CZ14 | rNCEH | Each | 1 | 630 | None | 96.2 | 0.0131 | 7.84 | 3.76 | 0.000976 | 5.5 | 96.2 | 0.0131 | 7.84 | 3.76 | 0.000976 | 5.5 |  |  | 1 |  | RB-Appl-EffCW-med-ElecDHW-GasCDryer-Tier1-FrontAnyMFm1985CZ14rNCEH
RB-Appl-EffCW-med-ElecDHW-GasCDryer-Tier1-Front | DEER2016 | D16v1 | 2015-05-16 | Any | MFm | 1985 | CZ14 | rNCGF | Each | 1 | 630 | None | 108 | 0.0131 | 6.95 | 8.12 | 0.000976 | 5.15 | 108 | 0.0131 | 6.95 | 8.12 | 0.000976 | 5.15 |  |  | 1 |  | RB-Appl-EffCW-med-ElecDHW-GasCDryer-Tier1-FrontAnyMFm1985CZ14rNCGF
RB-Appl-EffCW-med-ElecDHW-GasCDryer-Tier1-Front | DEER2016 | D16v1 | 2015-05-16 | Any | MFm | 1985 | CZ15 | rDXGF | Each | 1 | 630 | None | 105 | 0.0128 | 7.46 | 11.4 | 0.000877 | 5.35 | 105 | 0.0128 | 7.46 | 11.4 | 0.000877 | 5.35 |  |  | 1 |  | RB-Appl-EffCW-med-ElecDHW-GasCDryer-Tier1-FrontAnyMFm1985CZ15rDXGF
RB-Appl-EffCW-med-ElecDHW-GasCDryer-Tier1-Front | DEER2016 | D16v1 | 2015-05-16 | Any | MFm | 1985 | CZ15 | rDXHP | Each | 1 | 630 | None | 101 | 0.0135 | 7.84 | 9.86 | 0.00147 | 5.5 | 101 | 0.0135 | 7.84 | 9.86 | 0.00147 | 5.5 |  |  | 1 |  | RB-Appl-EffCW-med-ElecDHW-GasCDryer-Tier1-FrontAnyMFm1985CZ15rDXHP
RB-Appl-EffCW-med-ElecDHW-GasCDryer-Tier1-Front | DEER2016 | D16v1 | 2015-05-16 | Any | MFm | 1985 | CZ15 | rNCEH | Each | 1 | 630 | None | 87.1 | 0.011 | 7.84 | 4.87 | 0.000771 | 5.5 | 87.1 | 0.011 | 7.84 | 4.87 | 0.000771 | 5.5 |  |  | 1 |  | RB-Appl-EffCW-med-ElecDHW-GasCDryer-Tier1-FrontAnyMFm1985CZ15rNCEH
RB-Appl-EffCW-med-ElecDHW-GasCDryer-Tier1-Front | DEER2016 | D16v1 | 2015-05-16 | Any | MFm | 1985 | CZ15 | rNCGF | Each | 1 | 630 | None | 91.9 | 0.011 | 7.45 | 6.71 | 0.000755 | 5.35 | 91.9 | 0.011 | 7.45 | 6.71 | 0.000755 | 5.35 |  |  | 1 |  | RB-Appl-EffCW-med-ElecDHW-GasCDryer-Tier1-FrontAnyMFm1985CZ15rNCGF
RB-Appl-EffCW-med-ElecDHW-GasCDryer-Tier1-Front | DEER2016 | D16v1 | 2015-05-16 | Any | MFm | 1985 | CZ16 | rDXGF | Each | 1 | 512 | None | 124 | 0.0163 | 7.12 | 9.56 | 0.000507 | 5.51 | 124 | 0.0163 | 7.12 | 9.56 | 0.000507 | 5.51 |  |  | 1 |  | RB-Appl-EffCW-med-ElecDHW-GasCDryer-Tier1-FrontAnyMFm1985CZ16rDXGF
RB-Appl-EffCW-med-ElecDHW-GasCDryer-Tier1-Front | DEER2016 | D16v1 | 2015-05-16 | Any | MFm | 1985 | CZ16 | rDXHP | Each | 1 | 512 | None | 117 | 0.0178 | 7.84 | 9.91 | 0.00206 | 5.5 | 117 | 0.0178 | 7.84 | 9.91 | 0.00206 | 5.5 |  |  | 1 |  | RB-Appl-EffCW-med-ElecDHW-GasCDryer-Tier1-FrontAnyMFm1985CZ16rDXHP
RB-Appl-EffCW-med-ElecDHW-GasCDryer-Tier1-Front | DEER2016 | D16v1 | 2015-05-16 | Any | MFm | 1985 | CZ16 | rNCEH | Each | 1 | 512 | None | 110 | 0.0157 | 7.84 | 9.39 | 0.00119 | 5.5 | 110 | 0.0157 | 7.84 | 9.39 | 0.00119 | 5.5 |  |  | 1 |  | RB-Appl-EffCW-med-ElecDHW-GasCDryer-Tier1-FrontAnyMFm1985CZ16rNCEH
RB-Appl-EffCW-med-ElecDHW-GasCDryer-Tier1-Front | DEER2016 | D16v1 | 2015-05-16 | Any | MFm | 1985 | CZ16 | rNCGF | Each | 1 | 512 | None | 121 | 0.0157 | 7.09 | 9.4 | 0.00118 | 5.51 | 121 | 0.0157 | 7.09 | 9.4 | 0.00118 | 5.51 |  |  | 1 |  | RB-Appl-EffCW-med-ElecDHW-GasCDryer-Tier1-FrontAnyMFm1985CZ16rNCGF
RB-Appl-EffCW-med-ElecDHW-GasCDryer-Tier1-Front | DEER2016 | D16v1 | 2015-05-16 | Any | MFm | 1996 | CZ01 | rDXGF | Each | 1 | 432 | None | 122 | 0.0198 | 6.89 | 9.46 | 0.00436 | 5.39 | 122 | 0.0198 | 6.89 | 9.46 | 0.00436 | 5.39 |  |  | 1 |  | RB-Appl-EffCW-med-ElecDHW-GasCDryer-Tier1-FrontAnyMFm1996CZ01rDXGF
RB-Appl-EffCW-med-ElecDHW-GasCDryer-Tier1-Front | DEER2016 | D16v1 | 2015-05-16 | Any | MFm | 1996 | CZ01 | rDXHP | Each | 1 | 432 | None | 114 | 0.0175 | 7.84 | 8.91 | 0.00171 | 5.5 | 114 | 0.0175 | 7.84 | 8.91 | 0.00171 | 5.5 |  |  | 1 |  | RB-Appl-EffCW-med-ElecDHW-GasCDryer-Tier1-FrontAnyMFm1996CZ01rDXHP
RB-Appl-EffCW-med-ElecDHW-GasCDryer-Tier1-Front | DEER2016 | D16v1 | 2015-05-16 | Any | MFm | 1996 | CZ01 | rNCEH | Each | 1 | 432 | None | 106 | 0.0162 | 7.84 | 8.26 | 0.00124 | 5.5 | 106 | 0.0162 | 7.84 | 8.26 | 0.00124 | 5.5 |  |  | 1 |  | RB-Appl-EffCW-med-ElecDHW-GasCDryer-Tier1-FrontAnyMFm1996CZ01rNCEH
RB-Appl-EffCW-med-ElecDHW-GasCDryer-Tier1-Front | DEER2016 | D16v1 | 2015-05-16 | Any | MFm | 1996 | CZ01 | rNCGF | Each | 1 | 432 | None | 121 | 0.0164 | 6.89 | 9.37 | 0.00129 | 5.4 | 121 | 0.0164 | 6.89 | 9.37 | 0.00129 | 5.4 |  |  | 1 |  | RB-Appl-EffCW-med-ElecDHW-GasCDryer-Tier1-FrontAnyMFm1996CZ01rNCGF
RB-Appl-EffCW-med-ElecDHW-GasCDryer-Tier1-Front | DEER2016 | D16v1 | 2015-05-16 | Any | MFm | 1996 | CZ02 | rDXGF | Each | 1 | 432 | None | 115 | 0.021 | 7.25 | 8.31 | 0.00438 | 5.47 | 115 | 0.021 | 7.25 | 8.31 | 0.00438 | 5.47 |  |  | 1 |  | RB-Appl-EffCW-med-ElecDHW-GasCDryer-Tier1-FrontAnyMFm1996CZ02rDXGF
RB-Appl-EffCW-med-ElecDHW-GasCDryer-Tier1-Front | DEER2016 | D16v1 | 2015-05-16 | Any | MFm | 1996 | CZ02 | rDXHP | Each | 1 | 432 | None | 110 | 0.023 | 7.84 | 8.84 | 0.00341 | 5.5 | 110 | 0.023 | 7.84 | 8.84 | 0.00341 | 5.5 |  |  | 1 |  | RB-Appl-EffCW-med-ElecDHW-GasCDryer-Tier1-FrontAnyMFm1996CZ02rDXHP
RB-Appl-EffCW-med-ElecDHW-GasCDryer-Tier1-Front | DEER2016 | D16v1 | 2015-05-16 | Any | MFm | 1996 | CZ02 | rNCEH | Each | 1 | 432 | None | 106 | 0.0152 | 7.84 | 8.17 | 0.00116 | 5.5 | 106 | 0.0152 | 7.84 | 8.17 | 0.00116 | 5.5 |  |  | 1 |  | RB-Appl-EffCW-med-ElecDHW-GasCDryer-Tier1-FrontAnyMFm1996CZ02rNCEH
RB-Appl-EffCW-med-ElecDHW-GasCDryer-Tier1-Front | DEER2016 | D16v1 | 2015-05-16 | Any | MFm | 1996 | CZ02 | rNCGF | Each | 1 | 432 | None | 114 | 0.0152 | 7.24 | 8.7 | 0.00115 | 5.48 | 114 | 0.0152 | 7.24 | 8.7 | 0.00115 | 5.48 |  |  | 1 |  | RB-Appl-EffCW-med-ElecDHW-GasCDryer-Tier1-FrontAnyMFm1996CZ02rNCGF
RB-Appl-EffCW-med-ElecDHW-GasCDryer-Tier1-Front | DEER2016 | D16v1 | 2015-05-16 | Any | MFm | 1996 | CZ03 | rDXGF | Each | 1 | 432 | None | 115 | 0.0158 | 7.23 | 8.62 | 0.000988 | 5.48 | 115 | 0.0158 | 7.23 | 8.62 | 0.000988 | 5.48 |  |  | 1 |  | RB-Appl-EffCW-med-ElecDHW-GasCDryer-Tier1-FrontAnyMFm1996CZ03rDXGF
RB-Appl-EffCW-med-ElecDHW-GasCDryer-Tier1-Front | DEER2016 | D16v1 | 2015-05-16 | Any | MFm | 1996 | CZ03 | rDXHP | Each | 1 | 432 | None | 110 | 0.0174 | 7.84 | 8.91 | 0.00225 | 5.5 | 110 | 0.0174 | 7.84 | 8.91 | 0.00225 | 5.5 |  |  | 1 |  | RB-Appl-EffCW-med-ElecDHW-GasCDryer-Tier1-FrontAnyMFm1996CZ03rDXHP
RB-Appl-EffCW-med-ElecDHW-GasCDryer-Tier1-Front | DEER2016 | D16v1 | 2015-05-16 | Any | MFm | 1996 | CZ03 | rNCEH | Each | 1 | 432 | None | 105 | 0.0154 | 7.84 | 8.2 | 0.00118 | 5.5 | 105 | 0.0154 | 7.84 | 8.2 | 0.00118 | 5.5 |  |  | 1 |  | RB-Appl-EffCW-med-ElecDHW-GasCDryer-Tier1-FrontAnyMFm1996CZ03rNCEH
RB-Appl-EffCW-med-ElecDHW-GasCDryer-Tier1-Front | DEER2016 | D16v1 | 2015-05-16 | Any | MFm | 1996 | CZ03 | rNCGF | Each | 1 | 432 | None | 114 | 0.0154 | 7.2 | 8.73 | 0.00118 | 5.48 | 114 | 0.0154 | 7.2 | 8.73 | 0.00118 | 5.48 |  |  | 1 |  | RB-Appl-EffCW-med-ElecDHW-GasCDryer-Tier1-FrontAnyMFm1996CZ03rNCGF
RB-Appl-EffCW-med-ElecDHW-GasCDryer-Tier1-Front | DEER2016 | D16v1 | 2015-05-16 | Any | MFm | 1996 | CZ04 | rDXGF | Each | 1 | 432 | None | 113 | 0.0167 | 7.39 | 8.74 | 0.00152 | 5.49 | 113 | 0.0167 | 7.39 | 8.74 | 0.00152 | 5.49 |  |  | 1 |  | RB-Appl-EffCW-med-ElecDHW-GasCDryer-Tier1-FrontAnyMFm1996CZ04rDXGF
RB-Appl-EffCW-med-ElecDHW-GasCDryer-Tier1-Front | DEER2016 | D16v1 | 2015-05-16 | Any | MFm | 1996 | CZ04 | rDXHP | Each | 1 | 432 | None | 109 | 0.0181 | 7.84 | 8.79 | 0.00211 | 5.5 | 109 | 0.0181 | 7.84 | 8.79 | 0.00211 | 5.5 |  |  | 1 |  | RB-Appl-EffCW-med-ElecDHW-GasCDryer-Tier1-FrontAnyMFm1996CZ04rDXHP
RB-Appl-EffCW-med-ElecDHW-GasCDryer-Tier1-Front | DEER2016 | D16v1 | 2015-05-16 | Any | MFm | 1996 | CZ04 | rNCEH | Each | 1 | 432 | None | 105 | 0.0145 | 7.84 | 8.08 | 0.00109 | 5.5 | 105 | 0.0145 | 7.84 | 8.08 | 0.00109 | 5.5 |  |  | 1 |  | RB-Appl-EffCW-med-ElecDHW-GasCDryer-Tier1-FrontAnyMFm1996CZ04rNCEH
RB-Appl-EffCW-med-ElecDHW-GasCDryer-Tier1-Front | DEER2016 | D16v1 | 2015-05-16 | Any | MFm | 1996 | CZ04 | rNCGF | Each | 1 | 432 | None | 111 | 0.0145 | 7.37 | 8.45 | 0.00109 | 5.48 | 111 | 0.0145 | 7.37 | 8.45 | 0.00109 | 5.48 |  |  | 1 |  | RB-Appl-EffCW-med-ElecDHW-GasCDryer-Tier1-FrontAnyMFm1996CZ04rNCGF
RB-Appl-EffCW-med-ElecDHW-GasCDryer-Tier1-Front | DEER2016 | D16v1 | 2015-05-16 | Any | MFm | 1996 | CZ05 | rDXGF | Each | 1 | 432 | None | 116 | 0.0184 | 7.15 | 9.01 | 0.00118 | 5.47 | 116 | 0.0184 | 7.15 | 9.01 | 0.00118 | 5.47 |  |  | 1 |  | RB-Appl-EffCW-med-ElecDHW-GasCDryer-Tier1-FrontAnyMFm1996CZ05rDXGF
RB-Appl-EffCW-med-ElecDHW-GasCDryer-Tier1-Front | DEER2016 | D16v1 | 2015-05-16 | Any | MFm | 1996 | CZ05 | rDXHP | Each | 1 | 432 | None | 110 | 0.0173 | 7.84 | 8.77 | 0.00231 | 5.5 | 110 | 0.0173 | 7.84 | 8.77 | 0.00231 | 5.5 |  |  | 1 |  | RB-Appl-EffCW-med-ElecDHW-GasCDryer-Tier1-FrontAnyMFm1996CZ05rDXHP
RB-Appl-EffCW-med-ElecDHW-GasCDryer-Tier1-Front | DEER2016 | D16v1 | 2015-05-16 | Any | MFm | 1996 | CZ05 | rNCEH | Each | 1 | 432 | None | 106 | 0.0155 | 7.84 | 8.33 | 0.00119 | 5.5 | 106 | 0.0155 | 7.84 | 8.33 | 0.00119 | 5.5 |  |  | 1 |  | RB-Appl-EffCW-med-ElecDHW-GasCDryer-Tier1-FrontAnyMFm1996CZ05rNCEH
RB-Appl-EffCW-med-ElecDHW-GasCDryer-Tier1-Front | DEER2016 | D16v1 | 2015-05-16 | Any | MFm | 1996 | CZ05 | rNCGF | Each | 1 | 432 | None | 116 | 0.0155 | 7.14 | 8.89 | 0.0012 | 5.48 | 116 | 0.0155 | 7.14 | 8.89 | 0.0012 | 5.48 |  |  | 1 |  | RB-Appl-EffCW-med-ElecDHW-GasCDryer-Tier1-FrontAnyMFm1996CZ05rNCGF
RB-Appl-EffCW-med-ElecDHW-GasCDryer-Tier1-Front | DEER2016 | D16v1 | 2015-05-16 | Any | MFm | 1996 | CZ06 | rDXGF | Each | 1 | 518 | None | 112 | 0.013 | 7.52 | 9.76 | -0.0015 | 5.24 | 112 | 0.013 | 7.52 | 9.76 | -0.0015 | 5.24 |  |  | 1 |  | RB-Appl-EffCW-med-ElecDHW-GasCDryer-Tier1-FrontAnyMFm1996CZ06rDXGF
RB-Appl-EffCW-med-ElecDHW-GasCDryer-Tier1-Front | DEER2016 | D16v1 | 2015-05-16 | Any | MFm | 1996 | CZ06 | rDXHP | Each | 1 | 518 | None | 109 | 0.0164 | 7.84 | 8.27 | 0.00145 | 5.5 | 109 | 0.0164 | 7.84 | 8.27 | 0.00145 | 5.5 |  |  | 1 |  | RB-Appl-EffCW-med-ElecDHW-GasCDryer-Tier1-FrontAnyMFm1996CZ06rDXHP
RB-Appl-EffCW-med-ElecDHW-GasCDryer-Tier1-Front | DEER2016 | D16v1 | 2015-05-16 | Any | MFm | 1996 | CZ06 | rNCEH | Each | 1 | 518 | None | 104 | 0.0144 | 7.84 | 4.65 | 0.00108 | 5.5 | 104 | 0.0144 | 7.84 | 4.65 | 0.00108 | 5.5 |  |  | 1 |  | RB-Appl-EffCW-med-ElecDHW-GasCDryer-Tier1-FrontAnyMFm1996CZ06rNCEH
RB-Appl-EffCW-med-ElecDHW-GasCDryer-Tier1-Front | DEER2016 | D16v1 | 2015-05-16 | Any | MFm | 1996 | CZ06 | rNCGF | Each | 1 | 518 | None | 109 | 0.0143 | 7.46 | 8.16 | 0.00106 | 5.23 | 109 | 0.0143 | 7.46 | 8.16 | 0.00106 | 5.23 |  |  | 1 |  | RB-Appl-EffCW-med-ElecDHW-GasCDryer-Tier1-FrontAnyMFm1996CZ06rNCGF
RB-Appl-EffCW-med-ElecDHW-GasCDryer-Tier1-Front | DEER2016 | D16v1 | 2015-05-16 | Any | MFm | 1996 | CZ07 | rDXGF | Each | 1 | 518 | None | 111 | 0.0205 | 7.63 | 9.91 | 0.00763 | 5.33 | 111 | 0.0205 | 7.63 | 9.91 | 0.00763 | 5.33 |  |  | 1 |  | RB-Appl-EffCW-med-ElecDHW-GasCDryer-Tier1-FrontAnyMFm1996CZ07rDXGF
RB-Appl-EffCW-med-ElecDHW-GasCDryer-Tier1-Front | DEER2016 | D16v1 | 2015-05-16 | Any | MFm | 1996 | CZ07 | rDXHP | Each | 1 | 518 | None | 109 | 0.0212 | 7.84 | 9.14 | 0.0073 | 5.5 | 109 | 0.0212 | 7.84 | 9.14 | 0.0073 | 5.5 |  |  | 1 |  | RB-Appl-EffCW-med-ElecDHW-GasCDryer-Tier1-FrontAnyMFm1996CZ07rDXHP
RB-Appl-EffCW-med-ElecDHW-GasCDryer-Tier1-Front | DEER2016 | D16v1 | 2015-05-16 | Any | MFm | 1996 | CZ07 | rNCEH | Each | 1 | 518 | None | 104 | 0.0144 | 7.84 | 5.83 | 0.00108 | 5.5 | 104 | 0.0144 | 7.84 | 5.83 | 0.00108 | 5.5 |  |  | 1 |  | RB-Appl-EffCW-med-ElecDHW-GasCDryer-Tier1-FrontAnyMFm1996CZ07rNCEH
RB-Appl-EffCW-med-ElecDHW-GasCDryer-Tier1-Front | DEER2016 | D16v1 | 2015-05-16 | Any | MFm | 1996 | CZ07 | rNCGF | Each | 1 | 518 | None | 108 | 0.0144 | 7.6 | 8.16 | 0.00107 | 5.32 | 108 | 0.0144 | 7.6 | 8.16 | 0.00107 | 5.32 |  |  | 1 |  | RB-Appl-EffCW-med-ElecDHW-GasCDryer-Tier1-FrontAnyMFm1996CZ07rNCGF
RB-Appl-EffCW-med-ElecDHW-GasCDryer-Tier1-Front | DEER2016 | D16v1 | 2015-05-16 | Any | MFm | 1996 | CZ08 | rDXGF | Each | 1 | 518 | None | 111 | 0.0171 | 7.56 | 10.4 | 0.00167 | 5.28 | 111 | 0.0171 | 7.56 | 10.4 | 0.00167 | 5.28 |  |  | 1 |  | RB-Appl-EffCW-med-ElecDHW-GasCDryer-Tier1-FrontAnyMFm1996CZ08rDXGF
RB-Appl-EffCW-med-ElecDHW-GasCDryer-Tier1-Front | DEER2016 | D16v1 | 2015-05-16 | Any | MFm | 1996 | CZ08 | rDXHP | Each | 1 | 518 | None | 109 | 0.0185 | 7.84 | 9.45 | 0.00212 | 5.5 | 109 | 0.0185 | 7.84 | 9.45 | 0.00212 | 5.5 |  |  | 1 |  | RB-Appl-EffCW-med-ElecDHW-GasCDryer-Tier1-FrontAnyMFm1996CZ08rDXHP
RB-Appl-EffCW-med-ElecDHW-GasCDryer-Tier1-Front | DEER2016 | D16v1 | 2015-05-16 | Any | MFm | 1996 | CZ08 | rNCEH | Each | 1 | 518 | None | 102 | 0.014 | 7.84 | 4.96 | 0.00104 | 5.5 | 102 | 0.014 | 7.84 | 4.96 | 0.00104 | 5.5 |  |  | 1 |  | RB-Appl-EffCW-med-ElecDHW-GasCDryer-Tier1-FrontAnyMFm1996CZ08rNCEH
RB-Appl-EffCW-med-ElecDHW-GasCDryer-Tier1-Front | DEER2016 | D16v1 | 2015-05-16 | Any | MFm | 1996 | CZ08 | rNCGF | Each | 1 | 518 | None | 106 | 0.014 | 7.51 | 7.96 | 0.00102 | 5.27 | 106 | 0.014 | 7.51 | 7.96 | 0.00102 | 5.27 |  |  | 1 |  | RB-Appl-EffCW-med-ElecDHW-GasCDryer-Tier1-FrontAnyMFm1996CZ08rNCGF
RB-Appl-EffCW-med-ElecDHW-GasCDryer-Tier1-Front | DEER2016 | D16v1 | 2015-05-16 | Any | MFm | 1996 | CZ09 | rDXGF | Each | 1 | 487 | None | 112 | 0.0156 | 7.47 | 7.91 | 0.00107 | 5.52 | 112 | 0.0156 | 7.47 | 7.91 | 0.00107 | 5.52 |  |  | 1 |  | RB-Appl-EffCW-med-ElecDHW-GasCDryer-Tier1-FrontAnyMFm1996CZ09rDXGF
RB-Appl-EffCW-med-ElecDHW-GasCDryer-Tier1-Front | DEER2016 | D16v1 | 2015-05-16 | Any | MFm | 1996 | CZ09 | rDXHP | Each | 1 | 487 | None | 108 | 0.0159 | 7.84 | 7.82 | 0.00132 | 5.5 | 108 | 0.0159 | 7.84 | 7.82 | 0.00132 | 5.5 |  |  | 1 |  | RB-Appl-EffCW-med-ElecDHW-GasCDryer-Tier1-FrontAnyMFm1996CZ09rDXHP
RB-Appl-EffCW-med-ElecDHW-GasCDryer-Tier1-Front | DEER2016 | D16v1 | 2015-05-16 | Any | MFm | 1996 | CZ09 | rNCEH | Each | 1 | 487 | None | 100 | 0.0138 | 7.84 | 7.88 | 0.001 | 5.5 | 100 | 0.0138 | 7.84 | 7.88 | 0.001 | 5.5 |  |  | 1 |  | RB-Appl-EffCW-med-ElecDHW-GasCDryer-Tier1-FrontAnyMFm1996CZ09rNCEH
RB-Appl-EffCW-med-ElecDHW-GasCDryer-Tier1-Front | DEER2016 | D16v1 | 2015-05-16 | Any | MFm | 1996 | CZ09 | rNCGF | Each | 1 | 487 | None | 106 | 0.0138 | 7.41 | 7.86 | 0.000986 | 5.51 | 106 | 0.0138 | 7.41 | 7.86 | 0.000986 | 5.51 |  |  | 1 |  | RB-Appl-EffCW-med-ElecDHW-GasCDryer-Tier1-FrontAnyMFm1996CZ09rNCGF
RB-Appl-EffCW-med-ElecDHW-GasCDryer-Tier1-Front | DEER2016 | D16v1 | 2015-05-16 | Any | MFm | 1996 | CZ10 | rDXGF | Each | 1 | 487 | None | 109 | 0.0175 | 7.42 | 8.3 | 0.000528 | 5.51 | 109 | 0.0175 | 7.42 | 8.3 | 0.000528 | 5.51 |  |  | 1 |  | RB-Appl-EffCW-med-ElecDHW-GasCDryer-Tier1-FrontAnyMFm1996CZ10rDXGF
RB-Appl-EffCW-med-ElecDHW-GasCDryer-Tier1-Front | DEER2016 | D16v1 | 2015-05-16 | Any | MFm | 1996 | CZ10 | rDXHP | Each | 1 | 487 | None | 105 | 0.018 | 7.84 | 8.48 | 0.00114 | 5.5 | 105 | 0.018 | 7.84 | 8.48 | 0.00114 | 5.5 |  |  | 1 |  | RB-Appl-EffCW-med-ElecDHW-GasCDryer-Tier1-FrontAnyMFm1996CZ10rDXHP
RB-Appl-EffCW-med-ElecDHW-GasCDryer-Tier1-Front | DEER2016 | D16v1 | 2015-05-16 | Any | MFm | 1996 | CZ10 | rNCEH | Each | 1 | 487 | None | 99.5 | 0.0136 | 7.84 | 7.86 | 0.000985 | 5.5 | 99.5 | 0.0136 | 7.84 | 7.86 | 0.000985 | 5.5 |  |  | 1 |  | RB-Appl-EffCW-med-ElecDHW-GasCDryer-Tier1-FrontAnyMFm1996CZ10rNCEH
RB-Appl-EffCW-med-ElecDHW-GasCDryer-Tier1-Front | DEER2016 | D16v1 | 2015-05-16 | Any | MFm | 1996 | CZ10 | rNCGF | Each | 1 | 487 | None | 106 | 0.0136 | 7.41 | 7.82 | 0.000991 | 5.5 | 106 | 0.0136 | 7.41 | 7.82 | 0.000991 | 5.5 |  |  | 1 |  | RB-Appl-EffCW-med-ElecDHW-GasCDryer-Tier1-FrontAnyMFm1996CZ10rNCGF
RB-Appl-EffCW-med-ElecDHW-GasCDryer-Tier1-Front | DEER2016 | D16v1 | 2015-05-16 | Any | MFm | 1996 | CZ11 | rDXGF | Each | 1 | 456 | None | 111 | 0.016 | 7.36 | 8.19 | 0.00134 | 5.46 | 111 | 0.016 | 7.36 | 8.19 | 0.00134 | 5.46 |  |  | 1 |  | RB-Appl-EffCW-med-ElecDHW-GasCDryer-Tier1-FrontAnyMFm1996CZ11rDXGF
RB-Appl-EffCW-med-ElecDHW-GasCDryer-Tier1-Front | DEER2016 | D16v1 | 2015-05-16 | Any | MFm | 1996 | CZ11 | rDXHP | Each | 1 | 456 | None | 107 | 0.0157 | 7.84 | 7.98 | 0.00117 | 5.5 | 107 | 0.0157 | 7.84 | 7.98 | 0.00117 | 5.5 |  |  | 1 |  | RB-Appl-EffCW-med-ElecDHW-GasCDryer-Tier1-FrontAnyMFm1996CZ11rDXHP
RB-Appl-EffCW-med-ElecDHW-GasCDryer-Tier1-Front | DEER2016 | D16v1 | 2015-05-16 | Any | MFm | 1996 | CZ11 | rNCEH | Each | 1 | 456 | None | 99.6 | 0.0135 | 7.84 | 7.41 | 0.000977 | 5.5 | 99.6 | 0.0135 | 7.84 | 7.41 | 0.000977 | 5.5 |  |  | 1 |  | RB-Appl-EffCW-med-ElecDHW-GasCDryer-Tier1-FrontAnyMFm1996CZ11rNCEH
RB-Appl-EffCW-med-ElecDHW-GasCDryer-Tier1-Front | DEER2016 | D16v1 | 2015-05-16 | Any | MFm | 1996 | CZ11 | rNCGF | Each | 1 | 456 | None | 107 | 0.0135 | 7.36 | 7.87 | 0.000975 | 5.46 | 107 | 0.0135 | 7.36 | 7.87 | 0.000975 | 5.46 |  |  | 1 |  | RB-Appl-EffCW-med-ElecDHW-GasCDryer-Tier1-FrontAnyMFm1996CZ11rNCGF
RB-Appl-EffCW-med-ElecDHW-GasCDryer-Tier1-Front | DEER2016 | D16v1 | 2015-05-16 | Any | MFm | 1996 | CZ12 | rDXGF | Each | 1 | 456 | None | 113 | 0.0179 | 7.21 | 8.4 | 0.0054 | 5.46 | 113 | 0.0179 | 7.21 | 8.4 | 0.0054 | 5.46 |  |  | 1 |  | RB-Appl-EffCW-med-ElecDHW-GasCDryer-Tier1-FrontAnyMFm1996CZ12rDXGF
RB-Appl-EffCW-med-ElecDHW-GasCDryer-Tier1-Front | DEER2016 | D16v1 | 2015-05-16 | Any | MFm | 1996 | CZ12 | rDXHP | Each | 1 | 456 | None | 108 | 0.0157 | 7.84 | 8.97 | 0.00194 | 5.5 | 108 | 0.0157 | 7.84 | 8.97 | 0.00194 | 5.5 |  |  | 1 |  | RB-Appl-EffCW-med-ElecDHW-GasCDryer-Tier1-FrontAnyMFm1996CZ12rDXHP
RB-Appl-EffCW-med-ElecDHW-GasCDryer-Tier1-Front | DEER2016 | D16v1 | 2015-05-16 | Any | MFm | 1996 | CZ12 | rNCEH | Each | 1 | 456 | None | 101 | 0.0143 | 7.84 | 7.67 | 0.00105 | 5.5 | 101 | 0.0143 | 7.84 | 7.67 | 0.00105 | 5.5 |  |  | 1 |  | RB-Appl-EffCW-med-ElecDHW-GasCDryer-Tier1-FrontAnyMFm1996CZ12rNCEH
RB-Appl-EffCW-med-ElecDHW-GasCDryer-Tier1-Front | DEER2016 | D16v1 | 2015-05-16 | Any | MFm | 1996 | CZ12 | rNCGF | Each | 1 | 456 | None | 109 | 0.0143 | 7.19 | 8.14 | 0.00103 | 5.45 | 109 | 0.0143 | 7.19 | 8.14 | 0.00103 | 5.45 |  |  | 1 |  | RB-Appl-EffCW-med-ElecDHW-GasCDryer-Tier1-FrontAnyMFm1996CZ12rNCGF
RB-Appl-EffCW-med-ElecDHW-GasCDryer-Tier1-Front | DEER2016 | D16v1 | 2015-05-16 | Any | MFm | 1996 | CZ13 | rDXGF | Each | 1 | 456 | None | 111 | 0.0157 | 7.3 | 8.28 | 0.00171 | 5.46 | 111 | 0.0157 | 7.3 | 8.28 | 0.00171 | 5.46 |  |  | 1 |  | RB-Appl-EffCW-med-ElecDHW-GasCDryer-Tier1-FrontAnyMFm1996CZ13rDXGF
RB-Appl-EffCW-med-ElecDHW-GasCDryer-Tier1-Front | DEER2016 | D16v1 | 2015-05-16 | Any | MFm | 1996 | CZ13 | rDXHP | Each | 1 | 456 | None | 106 | 0.0157 | 7.84 | 7.63 | 0.00132 | 5.5 | 106 | 0.0157 | 7.84 | 7.63 | 0.00132 | 5.5 |  |  | 1 |  | RB-Appl-EffCW-med-ElecDHW-GasCDryer-Tier1-FrontAnyMFm1996CZ13rDXHP
RB-Appl-EffCW-med-ElecDHW-GasCDryer-Tier1-Front | DEER2016 | D16v1 | 2015-05-16 | Any | MFm | 1996 | CZ13 | rNCEH | Each | 1 | 456 | None | 97.6 | 0.0134 | 7.84 | 7.34 | 0.000966 | 5.5 | 97.6 | 0.0134 | 7.84 | 7.34 | 0.000966 | 5.5 |  |  | 1 |  | RB-Appl-EffCW-med-ElecDHW-GasCDryer-Tier1-FrontAnyMFm1996CZ13rNCEH
RB-Appl-EffCW-med-ElecDHW-GasCDryer-Tier1-Front | DEER2016 | D16v1 | 2015-05-16 | Any | MFm | 1996 | CZ13 | rNCGF | Each | 1 | 456 | None | 106 | 0.0134 | 7.29 | 7.77 | 0.000961 | 5.48 | 106 | 0.0134 | 7.29 | 7.77 | 0.000961 | 5.48 |  |  | 1 |  | RB-Appl-EffCW-med-ElecDHW-GasCDryer-Tier1-FrontAnyMFm1996CZ13rNCGF
RB-Appl-EffCW-med-ElecDHW-GasCDryer-Tier1-Front | DEER2016 | D16v1 | 2015-05-16 | Any | MFm | 1996 | CZ14 | rDXGF | Each | 1 | 480 | None | 114 | 0.0139 | 7.43 | 8.61 | 0.000787 | 5.51 | 114 | 0.0139 | 7.43 | 8.61 | 0.000787 | 5.51 |  |  | 1 |  | RB-Appl-EffCW-med-ElecDHW-GasCDryer-Tier1-FrontAnyMFm1996CZ14rDXGF
RB-Appl-EffCW-med-ElecDHW-GasCDryer-Tier1-Front | DEER2016 | D16v1 | 2015-05-16 | Any | MFm | 1996 | CZ14 | rDXHP | Each | 1 | 480 | None | 110 | 0.0143 | 7.84 | 8.84 | 0.00083 | 5.5 | 110 | 0.0143 | 7.84 | 8.84 | 0.00083 | 5.5 |  |  | 1 |  | RB-Appl-EffCW-med-ElecDHW-GasCDryer-Tier1-FrontAnyMFm1996CZ14rDXHP
RB-Appl-EffCW-med-ElecDHW-GasCDryer-Tier1-Front | DEER2016 | D16v1 | 2015-05-16 | Any | MFm | 1996 | CZ14 | rNCEH | Each | 1 | 480 | None | 100 | 0.0131 | 7.84 | 7.86 | 0.000912 | 5.5 | 100 | 0.0131 | 7.84 | 7.86 | 0.000912 | 5.5 |  |  | 1 |  | RB-Appl-EffCW-med-ElecDHW-GasCDryer-Tier1-FrontAnyMFm1996CZ14rNCEH
RB-Appl-EffCW-med-ElecDHW-GasCDryer-Tier1-Front | DEER2016 | D16v1 | 2015-05-16 | Any | MFm | 1996 | CZ14 | rNCGF | Each | 1 | 480 | None | 107 | 0.013 | 7.37 | 7.88 | 0.0009 | 5.5 | 107 | 0.013 | 7.37 | 7.88 | 0.0009 | 5.5 |  |  | 1 |  | RB-Appl-EffCW-med-ElecDHW-GasCDryer-Tier1-FrontAnyMFm1996CZ14rNCGF
RB-Appl-EffCW-med-ElecDHW-GasCDryer-Tier1-Front | DEER2016 | D16v1 | 2015-05-16 | Any | MFm | 1996 | CZ15 | rDXGF | Each | 1 | 480 | None | 98.4 | 0.0126 | 7.67 | 6.91 | 0.000536 | 5.5 | 98.4 | 0.0126 | 7.67 | 6.91 | 0.000536 | 5.5 |  |  | 1 |  | RB-Appl-EffCW-med-ElecDHW-GasCDryer-Tier1-FrontAnyMFm1996CZ15rDXGF
RB-Appl-EffCW-med-ElecDHW-GasCDryer-Tier1-Front | DEER2016 | D16v1 | 2015-05-16 | Any | MFm | 1996 | CZ15 | rDXHP | Each | 1 | 480 | None | 96.9 | 0.0134 | 7.84 | 6.93 | 0.000753 | 5.5 | 96.9 | 0.0134 | 7.84 | 6.93 | 0.000753 | 5.5 |  |  | 1 |  | RB-Appl-EffCW-med-ElecDHW-GasCDryer-Tier1-FrontAnyMFm1996CZ15rDXHP
RB-Appl-EffCW-med-ElecDHW-GasCDryer-Tier1-Front | DEER2016 | D16v1 | 2015-05-16 | Any | MFm | 1996 | CZ15 | rNCEH | Each | 1 | 480 | None | 89.2 | 0.011 | 7.84 | 6.35 | 0.000708 | 5.5 | 89.2 | 0.011 | 7.84 | 6.35 | 0.000708 | 5.5 |  |  | 1 |  | RB-Appl-EffCW-med-ElecDHW-GasCDryer-Tier1-FrontAnyMFm1996CZ15rNCEH
RB-Appl-EffCW-med-ElecDHW-GasCDryer-Tier1-Front | DEER2016 | D16v1 | 2015-05-16 | Any | MFm | 1996 | CZ15 | rNCGF | Each | 1 | 480 | None | 91.7 | 0.0109 | 7.67 | 6.37 | 0.000717 | 5.5 | 91.7 | 0.0109 | 7.67 | 6.37 | 0.000717 | 5.5 |  |  | 1 |  | RB-Appl-EffCW-med-ElecDHW-GasCDryer-Tier1-FrontAnyMFm1996CZ15rNCGF
RB-Appl-EffCW-med-ElecDHW-GasCDryer-Tier1-Front | DEER2016 | D16v1 | 2015-05-16 | Any | MFm | 1996 | CZ16 | rDXGF | Each | 1 | 432 | None | 125 | 0.017 | 7.08 | 9.46 | 0.00106 | 5.45 | 125 | 0.017 | 7.08 | 9.46 | 0.00106 | 5.45 |  |  | 1 |  | RB-Appl-EffCW-med-ElecDHW-GasCDryer-Tier1-FrontAnyMFm1996CZ16rDXGF
RB-Appl-EffCW-med-ElecDHW-GasCDryer-Tier1-Front | DEER2016 | D16v1 | 2015-05-16 | Any | MFm | 1996 | CZ16 | rDXHP | Each | 1 | 432 | None | 116 | 0.017 | 7.84 | 9.49 | 0.000639 | 5.5 | 116 | 0.017 | 7.84 | 9.49 | 0.000639 | 5.5 |  |  | 1 |  | RB-Appl-EffCW-med-ElecDHW-GasCDryer-Tier1-FrontAnyMFm1996CZ16rDXHP
RB-Appl-EffCW-med-ElecDHW-GasCDryer-Tier1-Front | DEER2016 | D16v1 | 2015-05-16 | Any | MFm | 1996 | CZ16 | rNCEH | Each | 1 | 432 | None | 109 | 0.0157 | 7.84 | 8.3 | 0.0012 | 5.5 | 109 | 0.0157 | 7.84 | 8.3 | 0.0012 | 5.5 |  |  | 1 |  | RB-Appl-EffCW-med-ElecDHW-GasCDryer-Tier1-FrontAnyMFm1996CZ16rNCEH
RB-Appl-EffCW-med-ElecDHW-GasCDryer-Tier1-Front | DEER2016 | D16v1 | 2015-05-16 | Any | MFm | 1996 | CZ16 | rNCGF | Each | 1 | 432 | None | 121 | 0.0157 | 7.04 | 9.35 | 0.0012 | 5.43 | 121 | 0.0157 | 7.04 | 9.35 | 0.0012 | 5.43 |  |  | 1 |  | RB-Appl-EffCW-med-ElecDHW-GasCDryer-Tier1-FrontAnyMFm1996CZ16rNCGF
RB-Appl-EffCW-med-ElecDHW-GasCDryer-Tier1-Front | DEER2016 | D16v1 | 2015-05-16 | Any | MFm | 2003 | CZ01 | rDXGF | Each | 1 | 441 | None | 122 | 0.0185 | 7.16 | 9.35 | 0.00201 | 5.49 | 122 | 0.0185 | 7.16 | 9.35 | 0.00201 | 5.49 |  |  | 1 |  | RB-Appl-EffCW-med-ElecDHW-GasCDryer-Tier1-FrontAnyMFm2003CZ01rDXGF
RB-Appl-EffCW-med-ElecDHW-GasCDryer-Tier1-Front | DEER2016 | D16v1 | 2015-05-16 | Any | MFm | 2003 | CZ01 | rDXHP | Each | 1 | 441 | None | 115 | 0.0172 | 7.84 | 9.56 | 0.00257 | 5.5 | 115 | 0.0172 | 7.84 | 9.56 | 0.00257 | 5.5 |  |  | 1 |  | RB-Appl-EffCW-med-ElecDHW-GasCDryer-Tier1-FrontAnyMFm2003CZ01rDXHP
RB-Appl-EffCW-med-ElecDHW-GasCDryer-Tier1-Front | DEER2016 | D16v1 | 2015-05-16 | Any | MFm | 2003 | CZ01 | rNCEH | Each | 1 | 441 | None | 109 | 0.0164 | 7.84 | 8.78 | 0.00125 | 5.5 | 109 | 0.0164 | 7.84 | 8.78 | 0.00125 | 5.5 |  |  | 1 |  | RB-Appl-EffCW-med-ElecDHW-GasCDryer-Tier1-FrontAnyMFm2003CZ01rNCEH
RB-Appl-EffCW-med-ElecDHW-GasCDryer-Tier1-Front | DEER2016 | D16v1 | 2015-05-16 | Any | MFm | 2003 | CZ01 | rNCGF | Each | 1 | 441 | None | 121 | 0.0164 | 7.12 | 9.37 | 0.00124 | 5.5 | 121 | 0.0164 | 7.12 | 9.37 | 0.00124 | 5.5 |  |  | 1 |  | RB-Appl-EffCW-med-ElecDHW-GasCDryer-Tier1-FrontAnyMFm2003CZ01rNCGF
RB-Appl-EffCW-med-ElecDHW-GasCDryer-Tier1-Front | DEER2016 | D16v1 | 2015-05-16 | Any | MFm | 2003 | CZ02 | rDXGF | Each | 1 | 474 | None | 115 | 0.0204 | 7.18 | 8.47 | 0.00198 | 5.43 | 115 | 0.0204 | 7.18 | 8.47 | 0.00198 | 5.43 |  |  | 1 |  | RB-Appl-EffCW-med-ElecDHW-GasCDryer-Tier1-FrontAnyMFm2003CZ02rDXGF
RB-Appl-EffCW-med-ElecDHW-GasCDryer-Tier1-Front | DEER2016 | D16v1 | 2015-05-16 | Any | MFm | 2003 | CZ02 | rDXHP | Each | 1 | 474 | None | 109 | 0.0194 | 7.84 | 7.87 | 0.00207 | 5.5 | 109 | 0.0194 | 7.84 | 7.87 | 0.00207 | 5.5 |  |  | 1 |  | RB-Appl-EffCW-med-ElecDHW-GasCDryer-Tier1-FrontAnyMFm2003CZ02rDXHP
RB-Appl-EffCW-med-ElecDHW-GasCDryer-Tier1-Front | DEER2016 | D16v1 | 2015-05-16 | Any | MFm | 2003 | CZ02 | rNCEH | Each | 1 | 474 | None | 105 | 0.0152 | 7.84 | 8.19 | 0.00116 | 5.5 | 105 | 0.0152 | 7.84 | 8.19 | 0.00116 | 5.5 |  |  | 1 |  | RB-Appl-EffCW-med-ElecDHW-GasCDryer-Tier1-FrontAnyMFm2003CZ02rNCEH
RB-Appl-EffCW-med-ElecDHW-GasCDryer-Tier1-Front | DEER2016 | D16v1 | 2015-05-16 | Any | MFm | 2003 | CZ02 | rNCGF | Each | 1 | 474 | None | 114 | 0.0152 | 7.18 | 8.74 | 0.00117 | 5.44 | 114 | 0.0152 | 7.18 | 8.74 | 0.00117 | 5.44 |  |  | 1 |  | RB-Appl-EffCW-med-ElecDHW-GasCDryer-Tier1-FrontAnyMFm2003CZ02rNCGF
RB-Appl-EffCW-med-ElecDHW-GasCDryer-Tier1-Front | DEER2016 | D16v1 | 2015-05-16 | Any | MFm | 2003 | CZ03 | rDXGF | Each | 1 | 441 | None | 114 | 0.0182 | 7.04 | 8.47 | 0.00177 | 5.46 | 114 | 0.0182 | 7.04 | 8.47 | 0.00177 | 5.46 |  |  | 1 |  | RB-Appl-EffCW-med-ElecDHW-GasCDryer-Tier1-FrontAnyMFm2003CZ03rDXGF
RB-Appl-EffCW-med-ElecDHW-GasCDryer-Tier1-Front | DEER2016 | D16v1 | 2015-05-16 | Any | MFm | 2003 | CZ03 | rDXHP | Each | 1 | 441 | None | 107 | 0.0159 | 7.84 | 8.43 | 0.000702 | 5.5 | 107 | 0.0159 | 7.84 | 8.43 | 0.000702 | 5.5 |  |  | 1 |  | RB-Appl-EffCW-med-ElecDHW-GasCDryer-Tier1-FrontAnyMFm2003CZ03rDXHP
RB-Appl-EffCW-med-ElecDHW-GasCDryer-Tier1-Front | DEER2016 | D16v1 | 2015-05-16 | Any | MFm | 2003 | CZ03 | rNCEH | Each | 1 | 441 | None | 103 | 0.0154 | 7.84 | 8.01 | 0.00116 | 5.5 | 103 | 0.0154 | 7.84 | 8.01 | 0.00116 | 5.5 |  |  | 1 |  | RB-Appl-EffCW-med-ElecDHW-GasCDryer-Tier1-FrontAnyMFm2003CZ03rNCEH
RB-Appl-EffCW-med-ElecDHW-GasCDryer-Tier1-Front | DEER2016 | D16v1 | 2015-05-16 | Any | MFm | 2003 | CZ03 | rNCGF | Each | 1 | 441 | None | 114 | 0.0154 | 7.01 | 8.66 | 0.00115 | 5.47 | 114 | 0.0154 | 7.01 | 8.66 | 0.00115 | 5.47 |  |  | 1 |  | RB-Appl-EffCW-med-ElecDHW-GasCDryer-Tier1-FrontAnyMFm2003CZ03rNCGF
RB-Appl-EffCW-med-ElecDHW-GasCDryer-Tier1-Front | DEER2016 | D16v1 | 2015-05-16 | Any | MFm | 2003 | CZ04 | rDXGF | Each | 1 | 441 | None | 114 | 0.0172 | 7.3 | 8.1 | 0.00148 | 5.43 | 114 | 0.0172 | 7.3 | 8.1 | 0.00148 | 5.43 |  |  | 1 |  | RB-Appl-EffCW-med-ElecDHW-GasCDryer-Tier1-FrontAnyMFm2003CZ04rDXGF
RB-Appl-EffCW-med-ElecDHW-GasCDryer-Tier1-Front | DEER2016 | D16v1 | 2015-05-16 | Any | MFm | 2003 | CZ04 | rDXHP | Each | 1 | 441 | None | 110 | 0.0183 | 7.84 | 8.78 | 0.00163 | 5.5 | 110 | 0.0183 | 7.84 | 8.78 | 0.00163 | 5.5 |  |  | 1 |  | RB-Appl-EffCW-med-ElecDHW-GasCDryer-Tier1-FrontAnyMFm2003CZ04rDXHP
RB-Appl-EffCW-med-ElecDHW-GasCDryer-Tier1-Front | DEER2016 | D16v1 | 2015-05-16 | Any | MFm | 2003 | CZ04 | rNCEH | Each | 1 | 441 | None | 104 | 0.0145 | 7.84 | 7.77 | 0.00107 | 5.5 | 104 | 0.0145 | 7.84 | 7.77 | 0.00107 | 5.5 |  |  | 1 |  | RB-Appl-EffCW-med-ElecDHW-GasCDryer-Tier1-FrontAnyMFm2003CZ04rNCEH
RB-Appl-EffCW-med-ElecDHW-GasCDryer-Tier1-Front | DEER2016 | D16v1 | 2015-05-16 | Any | MFm | 2003 | CZ04 | rNCGF | Each | 1 | 441 | None | 111 | 0.0145 | 7.29 | 8.35 | 0.00106 | 5.43 | 111 | 0.0145 | 7.29 | 8.35 | 0.00106 | 5.43 |  |  | 1 |  | RB-Appl-EffCW-med-ElecDHW-GasCDryer-Tier1-FrontAnyMFm2003CZ04rNCGF
RB-Appl-EffCW-med-ElecDHW-GasCDryer-Tier1-Front | DEER2016 | D16v1 | 2015-05-16 | Any | MFm | 2003 | CZ05 | rDXGF | Each | 1 | 441 | None | 116 | 0.0184 | 7.12 | 8.78 | 0.00299 | 5.47 | 116 | 0.0184 | 7.12 | 8.78 | 0.00299 | 5.47 |  |  | 1 |  | RB-Appl-EffCW-med-ElecDHW-GasCDryer-Tier1-FrontAnyMFm2003CZ05rDXGF
RB-Appl-EffCW-med-ElecDHW-GasCDryer-Tier1-Front | DEER2016 | D16v1 | 2015-05-16 | Any | MFm | 2003 | CZ05 | rDXHP | Each | 1 | 441 | None | 110 | 0.0153 | 7.84 | 8.79 | 0.000419 | 5.5 | 110 | 0.0153 | 7.84 | 8.79 | 0.000419 | 5.5 |  |  | 1 |  | RB-Appl-EffCW-med-ElecDHW-GasCDryer-Tier1-FrontAnyMFm2003CZ05rDXHP
RB-Appl-EffCW-med-ElecDHW-GasCDryer-Tier1-Front | DEER2016 | D16v1 | 2015-05-16 | Any | MFm | 2003 | CZ05 | rNCEH | Each | 1 | 441 | None | 105 | 0.0155 | 7.84 | 8.33 | 0.00117 | 5.5 | 105 | 0.0155 | 7.84 | 8.33 | 0.00117 | 5.5 |  |  | 1 |  | RB-Appl-EffCW-med-ElecDHW-GasCDryer-Tier1-FrontAnyMFm2003CZ05rNCEH
RB-Appl-EffCW-med-ElecDHW-GasCDryer-Tier1-Front | DEER2016 | D16v1 | 2015-05-16 | Any | MFm | 2003 | CZ05 | rNCGF | Each | 1 | 441 | None | 116 | 0.0155 | 7.11 | 8.83 | 0.00117 | 5.48 | 116 | 0.0155 | 7.11 | 8.83 | 0.00117 | 5.48 |  |  | 1 |  | RB-Appl-EffCW-med-ElecDHW-GasCDryer-Tier1-FrontAnyMFm2003CZ05rNCGF
RB-Appl-EffCW-med-ElecDHW-GasCDryer-Tier1-Front | DEER2016 | D16v1 | 2015-05-16 | Any | MFm | 2003 | CZ06 | rDXGF | Each | 1 | 538 | None | 111 | 0.0172 | 7.52 | 9.79 | 0.00481 | 5.26 | 111 | 0.0172 | 7.52 | 9.79 | 0.00481 | 5.26 |  |  | 1 |  | RB-Appl-EffCW-med-ElecDHW-GasCDryer-Tier1-FrontAnyMFm2003CZ06rDXGF
RB-Appl-EffCW-med-ElecDHW-GasCDryer-Tier1-Front | DEER2016 | D16v1 | 2015-05-16 | Any | MFm | 2003 | CZ06 | rDXHP | Each | 1 | 538 | None | 108 | 0.0162 | 7.84 | 7.55 | 0.002 | 5.5 | 108 | 0.0162 | 7.84 | 7.55 | 0.002 | 5.5 |  |  | 1 |  | RB-Appl-EffCW-med-ElecDHW-GasCDryer-Tier1-FrontAnyMFm2003CZ06rDXHP
RB-Appl-EffCW-med-ElecDHW-GasCDryer-Tier1-Front | DEER2016 | D16v1 | 2015-05-16 | Any | MFm | 2003 | CZ06 | rNCEH | Each | 1 | 538 | None | 104 | 0.0144 | 7.84 | 4.57 | 0.00108 | 5.5 | 104 | 0.0144 | 7.84 | 4.57 | 0.00108 | 5.5 |  |  | 1 |  | RB-Appl-EffCW-med-ElecDHW-GasCDryer-Tier1-FrontAnyMFm2003CZ06rNCEH
RB-Appl-EffCW-med-ElecDHW-GasCDryer-Tier1-Front | DEER2016 | D16v1 | 2015-05-16 | Any | MFm | 2003 | CZ06 | rNCGF | Each | 1 | 538 | None | 109 | 0.0144 | 7.48 | 8.11 | 0.00104 | 5.22 | 109 | 0.0144 | 7.48 | 8.11 | 0.00104 | 5.22 |  |  | 1 |  | RB-Appl-EffCW-med-ElecDHW-GasCDryer-Tier1-FrontAnyMFm2003CZ06rNCGF
RB-Appl-EffCW-med-ElecDHW-GasCDryer-Tier1-Front | DEER2016 | D16v1 | 2015-05-16 | Any | MFm | 2003 | CZ07 | rDXGF | Each | 1 | 538 | None | 110 | 0.0159 | 7.59 | 9.34 | 0.000959 | 5.31 | 110 | 0.0159 | 7.59 | 9.34 | 0.000959 | 5.31 |  |  | 1 |  | RB-Appl-EffCW-med-ElecDHW-GasCDryer-Tier1-FrontAnyMFm2003CZ07rDXGF
RB-Appl-EffCW-med-ElecDHW-GasCDryer-Tier1-Front | DEER2016 | D16v1 | 2015-05-16 | Any | MFm | 2003 | CZ07 | rDXHP | Each | 1 | 538 | None | 108 | 0.0148 | 7.84 | 8.22 | 0.000665 | 5.5 | 108 | 0.0148 | 7.84 | 8.22 | 0.000665 | 5.5 |  |  | 1 |  | RB-Appl-EffCW-med-ElecDHW-GasCDryer-Tier1-FrontAnyMFm2003CZ07rDXHP
RB-Appl-EffCW-med-ElecDHW-GasCDryer-Tier1-Front | DEER2016 | D16v1 | 2015-05-16 | Any | MFm | 2003 | CZ07 | rNCEH | Each | 1 | 538 | None | 104 | 0.0144 | 7.84 | 5.33 | 0.00108 | 5.5 | 104 | 0.0144 | 7.84 | 5.33 | 0.00108 | 5.5 |  |  | 1 |  | RB-Appl-EffCW-med-ElecDHW-GasCDryer-Tier1-FrontAnyMFm2003CZ07rNCEH
RB-Appl-EffCW-med-ElecDHW-GasCDryer-Tier1-Front | DEER2016 | D16v1 | 2015-05-16 | Any | MFm | 2003 | CZ07 | rNCGF | Each | 1 | 538 | None | 108 | 0.0143 | 7.56 | 8.06 | 0.00107 | 5.3 | 108 | 0.0143 | 7.56 | 8.06 | 0.00107 | 5.3 |  |  | 1 |  | RB-Appl-EffCW-med-ElecDHW-GasCDryer-Tier1-FrontAnyMFm2003CZ07rNCGF
RB-Appl-EffCW-med-ElecDHW-GasCDryer-Tier1-Front | DEER2016 | D16v1 | 2015-05-16 | Any | MFm | 2003 | CZ08 | rDXGF | Each | 1 | 538 | None | 111 | 0.0162 | 7.54 | 10.2 | 0.00225 | 5.27 | 111 | 0.0162 | 7.54 | 10.2 | 0.00225 | 5.27 |  |  | 1 |  | RB-Appl-EffCW-med-ElecDHW-GasCDryer-Tier1-FrontAnyMFm2003CZ08rDXGF
RB-Appl-EffCW-med-ElecDHW-GasCDryer-Tier1-Front | DEER2016 | D16v1 | 2015-05-16 | Any | MFm | 2003 | CZ08 | rDXHP | Each | 1 | 538 | None | 108 | 0.0162 | 7.84 | 8.79 | 0.00298 | 5.5 | 108 | 0.0162 | 7.84 | 8.79 | 0.00298 | 5.5 |  |  | 1 |  | RB-Appl-EffCW-med-ElecDHW-GasCDryer-Tier1-FrontAnyMFm2003CZ08rDXHP
RB-Appl-EffCW-med-ElecDHW-GasCDryer-Tier1-Front | DEER2016 | D16v1 | 2015-05-16 | Any | MFm | 2003 | CZ08 | rNCEH | Each | 1 | 538 | None | 102 | 0.014 | 7.84 | 4.68 | 0.00104 | 5.5 | 102 | 0.014 | 7.84 | 4.68 | 0.00104 | 5.5 |  |  | 1 |  | RB-Appl-EffCW-med-ElecDHW-GasCDryer-Tier1-FrontAnyMFm2003CZ08rNCEH
RB-Appl-EffCW-med-ElecDHW-GasCDryer-Tier1-Front | DEER2016 | D16v1 | 2015-05-16 | Any | MFm | 2003 | CZ08 | rNCGF | Each | 1 | 538 | None | 106 | 0.014 | 7.5 | 7.89 | 0.00107 | 5.26 | 106 | 0.014 | 7.5 | 7.89 | 0.00107 | 5.26 |  |  | 1 |  | RB-Appl-EffCW-med-ElecDHW-GasCDryer-Tier1-FrontAnyMFm2003CZ08rNCGF
RB-Appl-EffCW-med-ElecDHW-GasCDryer-Tier1-Front | DEER2016 | D16v1 | 2015-05-16 | Any | MFm | 2003 | CZ09 | rDXGF | Each | 1 | 499 | None | 110 | 0.0157 | 7.44 | 8.56 | 0.00132 | 5.52 | 110 | 0.0157 | 7.44 | 8.56 | 0.00132 | 5.52 |  |  | 1 |  | RB-Appl-EffCW-med-ElecDHW-GasCDryer-Tier1-FrontAnyMFm2003CZ09rDXGF
RB-Appl-EffCW-med-ElecDHW-GasCDryer-Tier1-Front | DEER2016 | D16v1 | 2015-05-16 | Any | MFm | 2003 | CZ09 | rDXHP | Each | 1 | 499 | None | 107 | 0.0162 | 7.84 | 9.17 | 0.00161 | 5.5 | 107 | 0.0162 | 7.84 | 9.17 | 0.00161 | 5.5 |  |  | 1 |  | RB-Appl-EffCW-med-ElecDHW-GasCDryer-Tier1-FrontAnyMFm2003CZ09rDXHP
RB-Appl-EffCW-med-ElecDHW-GasCDryer-Tier1-Front | DEER2016 | D16v1 | 2015-05-16 | Any | MFm | 2003 | CZ09 | rNCEH | Each | 1 | 499 | None | 99.6 | 0.0138 | 7.84 | 7.99 | 0.00101 | 5.5 | 99.6 | 0.0138 | 7.84 | 7.99 | 0.00101 | 5.5 |  |  | 1 |  | RB-Appl-EffCW-med-ElecDHW-GasCDryer-Tier1-FrontAnyMFm2003CZ09rNCEH
RB-Appl-EffCW-med-ElecDHW-GasCDryer-Tier1-Front | DEER2016 | D16v1 | 2015-05-16 | Any | MFm | 2003 | CZ09 | rNCGF | Each | 1 | 499 | None | 106 | 0.0138 | 7.39 | 7.94 | 0.00101 | 5.51 | 106 | 0.0138 | 7.39 | 7.94 | 0.00101 | 5.51 |  |  | 1 |  | RB-Appl-EffCW-med-ElecDHW-GasCDryer-Tier1-FrontAnyMFm2003CZ09rNCGF
RB-Appl-EffCW-med-ElecDHW-GasCDryer-Tier1-Front | DEER2016 | D16v1 | 2015-05-16 | Any | MFm | 2003 | CZ10 | rDXGF | Each | 1 | 474 | None | 109 | 0.0156 | 7.51 | 8.05 | 0.00112 | 5.5 | 109 | 0.0156 | 7.51 | 8.05 | 0.00112 | 5.5 |  |  | 1 |  | RB-Appl-EffCW-med-ElecDHW-GasCDryer-Tier1-FrontAnyMFm2003CZ10rDXGF
RB-Appl-EffCW-med-ElecDHW-GasCDryer-Tier1-Front | DEER2016 | D16v1 | 2015-05-16 | Any | MFm | 2003 | CZ10 | rDXHP | Each | 1 | 474 | None | 107 | 0.0161 | 7.84 | 8.16 | 0.00119 | 5.5 | 107 | 0.0161 | 7.84 | 8.16 | 0.00119 | 5.5 |  |  | 1 |  | RB-Appl-EffCW-med-ElecDHW-GasCDryer-Tier1-FrontAnyMFm2003CZ10rDXHP
RB-Appl-EffCW-med-ElecDHW-GasCDryer-Tier1-Front | DEER2016 | D16v1 | 2015-05-16 | Any | MFm | 2003 | CZ10 | rNCEH | Each | 1 | 474 | None | 101 | 0.0136 | 7.84 | 7.86 | 0.000998 | 5.5 | 101 | 0.0136 | 7.84 | 7.86 | 0.000998 | 5.5 |  |  | 1 |  | RB-Appl-EffCW-med-ElecDHW-GasCDryer-Tier1-FrontAnyMFm2003CZ10rNCEH
RB-Appl-EffCW-med-ElecDHW-GasCDryer-Tier1-Front | DEER2016 | D16v1 | 2015-05-16 | Any | MFm | 2003 | CZ10 | rNCGF | Each | 1 | 474 | None | 106 | 0.0136 | 7.5 | 7.95 | 0.000982 | 5.5 | 106 | 0.0136 | 7.5 | 7.95 | 0.000982 | 5.5 |  |  | 1 |  | RB-Appl-EffCW-med-ElecDHW-GasCDryer-Tier1-FrontAnyMFm2003CZ10rNCGF
RB-Appl-EffCW-med-ElecDHW-GasCDryer-Tier1-Front | DEER2016 | D16v1 | 2015-05-16 | Any | MFm | 2003 | CZ11 | rDXGF | Each | 1 | 474 | None | 112 | 0.0147 | 7.28 | 8.86 | 0.00106 | 5.46 | 112 | 0.0147 | 7.28 | 8.86 | 0.00106 | 5.46 |  |  | 1 |  | RB-Appl-EffCW-med-ElecDHW-GasCDryer-Tier1-FrontAnyMFm2003CZ11rDXGF
RB-Appl-EffCW-med-ElecDHW-GasCDryer-Tier1-Front | DEER2016 | D16v1 | 2015-05-16 | Any | MFm | 2003 | CZ11 | rDXHP | Each | 1 | 474 | None | 107 | 0.0147 | 7.84 | 8.09 | 0.000738 | 5.5 | 107 | 0.0147 | 7.84 | 8.09 | 0.000738 | 5.5 |  |  | 1 |  | RB-Appl-EffCW-med-ElecDHW-GasCDryer-Tier1-FrontAnyMFm2003CZ11rDXHP
RB-Appl-EffCW-med-ElecDHW-GasCDryer-Tier1-Front | DEER2016 | D16v1 | 2015-05-16 | Any | MFm | 2003 | CZ11 | rNCEH | Each | 1 | 474 | None | 98.3 | 0.0136 | 7.84 | 7.69 | 0.000994 | 5.5 | 98.3 | 0.0136 | 7.84 | 7.69 | 0.000994 | 5.5 |  |  | 1 |  | RB-Appl-EffCW-med-ElecDHW-GasCDryer-Tier1-FrontAnyMFm2003CZ11rNCEH
RB-Appl-EffCW-med-ElecDHW-GasCDryer-Tier1-Front | DEER2016 | D16v1 | 2015-05-16 | Any | MFm | 2003 | CZ11 | rNCGF | Each | 1 | 474 | None | 107 | 0.0136 | 7.26 | 8.04 | 0.000983 | 5.47 | 107 | 0.0136 | 7.26 | 8.04 | 0.000983 | 5.47 |  |  | 1 |  | RB-Appl-EffCW-med-ElecDHW-GasCDryer-Tier1-FrontAnyMFm2003CZ11rNCGF
RB-Appl-EffCW-med-ElecDHW-GasCDryer-Tier1-Front | DEER2016 | D16v1 | 2015-05-16 | Any | MFm | 2003 | CZ12 | rDXGF | Each | 1 | 474 | None | 113 | 0.0177 | 7.31 | 8.44 | 0.00175 | 5.46 | 113 | 0.0177 | 7.31 | 8.44 | 0.00175 | 5.46 |  |  | 1 |  | RB-Appl-EffCW-med-ElecDHW-GasCDryer-Tier1-FrontAnyMFm2003CZ12rDXGF
RB-Appl-EffCW-med-ElecDHW-GasCDryer-Tier1-Front | DEER2016 | D16v1 | 2015-05-16 | Any | MFm | 2003 | CZ12 | rDXHP | Each | 1 | 474 | None | 108 | 0.0174 | 7.84 | 7.89 | 0.00115 | 5.5 | 108 | 0.0174 | 7.84 | 7.89 | 0.00115 | 5.5 |  |  | 1 |  | RB-Appl-EffCW-med-ElecDHW-GasCDryer-Tier1-FrontAnyMFm2003CZ12rDXHP
RB-Appl-EffCW-med-ElecDHW-GasCDryer-Tier1-Front | DEER2016 | D16v1 | 2015-05-16 | Any | MFm | 2003 | CZ12 | rNCEH | Each | 1 | 474 | None | 102 | 0.0143 | 7.84 | 7.97 | 0.00107 | 5.5 | 102 | 0.0143 | 7.84 | 7.97 | 0.00107 | 5.5 |  |  | 1 |  | RB-Appl-EffCW-med-ElecDHW-GasCDryer-Tier1-FrontAnyMFm2003CZ12rNCEH
RB-Appl-EffCW-med-ElecDHW-GasCDryer-Tier1-Front | DEER2016 | D16v1 | 2015-05-16 | Any | MFm | 2003 | CZ12 | rNCGF | Each | 1 | 474 | None | 110 | 0.0143 | 7.3 | 8.33 | 0.00107 | 5.47 | 110 | 0.0143 | 7.3 | 8.33 | 0.00107 | 5.47 |  |  | 1 |  | RB-Appl-EffCW-med-ElecDHW-GasCDryer-Tier1-FrontAnyMFm2003CZ12rNCGF
RB-Appl-EffCW-med-ElecDHW-GasCDryer-Tier1-Front | DEER2016 | D16v1 | 2015-05-16 | Any | MFm | 2003 | CZ13 | rDXGF | Each | 1 | 474 | None | 111 | 0.0148 | 7.41 | 8.68 | 0.00102 | 5.49 | 111 | 0.0148 | 7.41 | 8.68 | 0.00102 | 5.49 |  |  | 1 |  | RB-Appl-EffCW-med-ElecDHW-GasCDryer-Tier1-FrontAnyMFm2003CZ13rDXGF
RB-Appl-EffCW-med-ElecDHW-GasCDryer-Tier1-Front | DEER2016 | D16v1 | 2015-05-16 | Any | MFm | 2003 | CZ13 | rDXHP | Each | 1 | 474 | None | 107 | 0.0155 | 7.84 | 7.99 | 0.000993 | 5.5 | 107 | 0.0155 | 7.84 | 7.99 | 0.000993 | 5.5 |  |  | 1 |  | RB-Appl-EffCW-med-ElecDHW-GasCDryer-Tier1-FrontAnyMFm2003CZ13rDXHP
RB-Appl-EffCW-med-ElecDHW-GasCDryer-Tier1-Front | DEER2016 | D16v1 | 2015-05-16 | Any | MFm | 2003 | CZ13 | rNCEH | Each | 1 | 474 | None | 98.7 | 0.0134 | 7.84 | 7.77 | 0.000984 | 5.5 | 98.7 | 0.0134 | 7.84 | 7.77 | 0.000984 | 5.5 |  |  | 1 |  | RB-Appl-EffCW-med-ElecDHW-GasCDryer-Tier1-FrontAnyMFm2003CZ13rNCEH
RB-Appl-EffCW-med-ElecDHW-GasCDryer-Tier1-Front | DEER2016 | D16v1 | 2015-05-16 | Any | MFm | 2003 | CZ13 | rNCGF | Each | 1 | 474 | None | 106 | 0.0134 | 7.4 | 7.98 | 0.000982 | 5.49 | 106 | 0.0134 | 7.4 | 7.98 | 0.000982 | 5.49 |  |  | 1 |  | RB-Appl-EffCW-med-ElecDHW-GasCDryer-Tier1-FrontAnyMFm2003CZ13rNCGF
RB-Appl-EffCW-med-ElecDHW-GasCDryer-Tier1-Front | DEER2016 | D16v1 | 2015-05-16 | Any | MFm | 2003 | CZ14 | rDXGF | Each | 1 | 487 | None | 114 | 0.0141 | 7.4 | 8.45 | 0.000932 | 5.5 | 114 | 0.0141 | 7.4 | 8.45 | 0.000932 | 5.5 |  |  | 1 |  | RB-Appl-EffCW-med-ElecDHW-GasCDryer-Tier1-FrontAnyMFm2003CZ14rDXGF
RB-Appl-EffCW-med-ElecDHW-GasCDryer-Tier1-Front | DEER2016 | D16v1 | 2015-05-16 | Any | MFm | 2003 | CZ14 | rDXHP | Each | 1 | 487 | None | 110 | 0.014 | 7.84 | 8.64 | 0.000871 | 5.5 | 110 | 0.014 | 7.84 | 8.64 | 0.000871 | 5.5 |  |  | 1 |  | RB-Appl-EffCW-med-ElecDHW-GasCDryer-Tier1-FrontAnyMFm2003CZ14rDXHP
RB-Appl-EffCW-med-ElecDHW-GasCDryer-Tier1-Front | DEER2016 | D16v1 | 2015-05-16 | Any | MFm | 2003 | CZ14 | rNCEH | Each | 1 | 487 | None | 99.9 | 0.0131 | 7.84 | 7.94 | 0.000936 | 5.5 | 99.9 | 0.0131 | 7.84 | 7.94 | 0.000936 | 5.5 |  |  | 1 |  | RB-Appl-EffCW-med-ElecDHW-GasCDryer-Tier1-FrontAnyMFm2003CZ14rNCEH
RB-Appl-EffCW-med-ElecDHW-GasCDryer-Tier1-Front | DEER2016 | D16v1 | 2015-05-16 | Any | MFm | 2003 | CZ14 | rNCGF | Each | 1 | 487 | None | 107 | 0.0131 | 7.35 | 8.01 | 0.000927 | 5.51 | 107 | 0.0131 | 7.35 | 8.01 | 0.000927 | 5.51 |  |  | 1 |  | RB-Appl-EffCW-med-ElecDHW-GasCDryer-Tier1-FrontAnyMFm2003CZ14rNCGF
RB-Appl-EffCW-med-ElecDHW-GasCDryer-Tier1-Front | DEER2016 | D16v1 | 2015-05-16 | Any | MFm | 2003 | CZ15 | rDXGF | Each | 1 | 487 | None | 98.5 | 0.0126 | 7.66 | 6.79 | 0.000591 | 5.5 | 98.5 | 0.0126 | 7.66 | 6.79 | 0.000591 | 5.5 |  |  | 1 |  | RB-Appl-EffCW-med-ElecDHW-GasCDryer-Tier1-FrontAnyMFm2003CZ15rDXGF
RB-Appl-EffCW-med-ElecDHW-GasCDryer-Tier1-Front | DEER2016 | D16v1 | 2015-05-16 | Any | MFm | 2003 | CZ15 | rDXHP | Each | 1 | 487 | None | 97 | 0.0128 | 7.84 | 7.08 | 0.000793 | 5.5 | 97 | 0.0128 | 7.84 | 7.08 | 0.000793 | 5.5 |  |  | 1 |  | RB-Appl-EffCW-med-ElecDHW-GasCDryer-Tier1-FrontAnyMFm2003CZ15rDXHP
RB-Appl-EffCW-med-ElecDHW-GasCDryer-Tier1-Front | DEER2016 | D16v1 | 2015-05-16 | Any | MFm | 2003 | CZ15 | rNCEH | Each | 1 | 487 | None | 89.1 | 0.011 | 7.84 | 6.45 | 0.000731 | 5.5 | 89.1 | 0.011 | 7.84 | 6.45 | 0.000731 | 5.5 |  |  | 1 |  | RB-Appl-EffCW-med-ElecDHW-GasCDryer-Tier1-FrontAnyMFm2003CZ15rNCEH
RB-Appl-EffCW-med-ElecDHW-GasCDryer-Tier1-Front | DEER2016 | D16v1 | 2015-05-16 | Any | MFm | 2003 | CZ15 | rNCGF | Each | 1 | 487 | None | 91.8 | 0.011 | 7.66 | 6.46 | 0.000738 | 5.5 | 91.8 | 0.011 | 7.66 | 6.46 | 0.000738 | 5.5 |  |  | 1 |  | RB-Appl-EffCW-med-ElecDHW-GasCDryer-Tier1-FrontAnyMFm2003CZ15rNCGF
RB-Appl-EffCW-med-ElecDHW-GasCDryer-Tier1-Front | DEER2016 | D16v1 | 2015-05-16 | Any | MFm | 2003 | CZ16 | rDXGF | Each | 1 | 441 | None | 125 | 0.0175 | 7.15 | 9.51 | 0.00134 | 5.45 | 125 | 0.0175 | 7.15 | 9.51 | 0.00134 | 5.45 |  |  | 1 |  | RB-Appl-EffCW-med-ElecDHW-GasCDryer-Tier1-FrontAnyMFm2003CZ16rDXGF
RB-Appl-EffCW-med-ElecDHW-GasCDryer-Tier1-Front | DEER2016 | D16v1 | 2015-05-16 | Any | MFm | 2003 | CZ16 | rDXHP | Each | 1 | 441 | None | 118 | 0.0175 | 7.84 | 9.72 | 0.00159 | 5.5 | 118 | 0.0175 | 7.84 | 9.72 | 0.00159 | 5.5 |  |  | 1 |  | RB-Appl-EffCW-med-ElecDHW-GasCDryer-Tier1-FrontAnyMFm2003CZ16rDXHP
RB-Appl-EffCW-med-ElecDHW-GasCDryer-Tier1-Front | DEER2016 | D16v1 | 2015-05-16 | Any | MFm | 2003 | CZ16 | rNCEH | Each | 1 | 441 | None | 110 | 0.0157 | 7.84 | 8.44 | 0.00119 | 5.5 | 110 | 0.0157 | 7.84 | 8.44 | 0.00119 | 5.5 |  |  | 1 |  | RB-Appl-EffCW-med-ElecDHW-GasCDryer-Tier1-FrontAnyMFm2003CZ16rNCEH
RB-Appl-EffCW-med-ElecDHW-GasCDryer-Tier1-Front | DEER2016 | D16v1 | 2015-05-16 | Any | MFm | 2003 | CZ16 | rNCGF | Each | 1 | 441 | None | 121 | 0.0157 | 7.11 | 9.29 | 0.00118 | 5.45 | 121 | 0.0157 | 7.11 | 9.29 | 0.00118 | 5.45 |  |  | 1 |  | RB-Appl-EffCW-med-ElecDHW-GasCDryer-Tier1-FrontAnyMFm2003CZ16rNCGF
RB-Appl-EffCW-med-ElecDHW-GasCDryer-Tier1-Front | DEER2016 | D16v1 | 2015-05-16 | Any | MFm | 2007 | CZ01 | rDXGF | Each | 1 | 441 | None | 122 | 0.0149 | 7 | 8.63 | -0.00148 | 5.48 | 122 | 0.0149 | 7 | 8.63 | -0.00148 | 5.48 |  |  | 1 |  | RB-Appl-EffCW-med-ElecDHW-GasCDryer-Tier1-FrontAnyMFm2007CZ01rDXGF
RB-Appl-EffCW-med-ElecDHW-GasCDryer-Tier1-Front | DEER2016 | D16v1 | 2015-05-16 | Any | MFm | 2007 | CZ01 | rDXHP | Each | 1 | 441 | None | 115 | 0.0181 | 7.84 | 9.15 | -0.00114 | 5.5 | 115 | 0.0181 | 7.84 | 9.15 | -0.00114 | 5.5 |  |  | 1 |  | RB-Appl-EffCW-med-ElecDHW-GasCDryer-Tier1-FrontAnyMFm2007CZ01rDXHP
RB-Appl-EffCW-med-ElecDHW-GasCDryer-Tier1-Front | DEER2016 | D16v1 | 2015-05-16 | Any | MFm | 2007 | CZ01 | rNCEH | Each | 1 | 441 | None | 106 | 0.0162 | 7.84 | 8.3 | 0.00123 | 5.5 | 106 | 0.0162 | 7.84 | 8.3 | 0.00123 | 5.5 |  |  | 1 |  | RB-Appl-EffCW-med-ElecDHW-GasCDryer-Tier1-FrontAnyMFm2007CZ01rNCEH
RB-Appl-EffCW-med-ElecDHW-GasCDryer-Tier1-Front | DEER2016 | D16v1 | 2015-05-16 | Any | MFm | 2007 | CZ01 | rNCGF | Each | 1 | 441 | None | 121 | 0.0163 | 6.93 | 9.32 | 0.00124 | 5.46 | 121 | 0.0163 | 6.93 | 9.32 | 0.00124 | 5.46 |  |  | 1 |  | RB-Appl-EffCW-med-ElecDHW-GasCDryer-Tier1-FrontAnyMFm2007CZ01rNCGF
RB-Appl-EffCW-med-ElecDHW-GasCDryer-Tier1-Front | DEER2016 | D16v1 | 2015-05-16 | Any | MFm | 2007 | CZ02 | rDXGF | Each | 1 | 474 | None | 115 | 0.018 | 7.3 | 8.44 | 0.00188 | 5.5 | 115 | 0.018 | 7.3 | 8.44 | 0.00188 | 5.5 |  |  | 1 |  | RB-Appl-EffCW-med-ElecDHW-GasCDryer-Tier1-FrontAnyMFm2007CZ02rDXGF
RB-Appl-EffCW-med-ElecDHW-GasCDryer-Tier1-Front | DEER2016 | D16v1 | 2015-05-16 | Any | MFm | 2007 | CZ02 | rDXHP | Each | 1 | 474 | None | 111 | 0.018 | 7.84 | 9 | 0.00348 | 5.5 | 111 | 0.018 | 7.84 | 9 | 0.00348 | 5.5 |  |  | 1 |  | RB-Appl-EffCW-med-ElecDHW-GasCDryer-Tier1-FrontAnyMFm2007CZ02rDXHP
RB-Appl-EffCW-med-ElecDHW-GasCDryer-Tier1-Front | DEER2016 | D16v1 | 2015-05-16 | Any | MFm | 2007 | CZ02 | rNCEH | Each | 1 | 474 | None | 106 | 0.0153 | 7.84 | 8.57 | 0.00116 | 5.5 | 106 | 0.0153 | 7.84 | 8.57 | 0.00116 | 5.5 |  |  | 1 |  | RB-Appl-EffCW-med-ElecDHW-GasCDryer-Tier1-FrontAnyMFm2007CZ02rNCEH
RB-Appl-EffCW-med-ElecDHW-GasCDryer-Tier1-Front | DEER2016 | D16v1 | 2015-05-16 | Any | MFm | 2007 | CZ02 | rNCGF | Each | 1 | 474 | None | 114 | 0.0152 | 7.27 | 8.8 | 0.00117 | 5.5 | 114 | 0.0152 | 7.27 | 8.8 | 0.00117 | 5.5 |  |  | 1 |  | RB-Appl-EffCW-med-ElecDHW-GasCDryer-Tier1-FrontAnyMFm2007CZ02rNCGF
RB-Appl-EffCW-med-ElecDHW-GasCDryer-Tier1-Front | DEER2016 | D16v1 | 2015-05-16 | Any | MFm | 2007 | CZ03 | rDXGF | Each | 1 | 441 | None | 114 | 0.016 | 7.11 | 8.65 | 0.00142 | 5.47 | 114 | 0.016 | 7.11 | 8.65 | 0.00142 | 5.47 |  |  | 1 |  | RB-Appl-EffCW-med-ElecDHW-GasCDryer-Tier1-FrontAnyMFm2007CZ03rDXGF
RB-Appl-EffCW-med-ElecDHW-GasCDryer-Tier1-Front | DEER2016 | D16v1 | 2015-05-16 | Any | MFm | 2007 | CZ03 | rDXHP | Each | 1 | 441 | None | 109 | 0.0152 | 7.84 | 8.75 | 0.00133 | 5.5 | 109 | 0.0152 | 7.84 | 8.75 | 0.00133 | 5.5 |  |  | 1 |  | RB-Appl-EffCW-med-ElecDHW-GasCDryer-Tier1-FrontAnyMFm2007CZ03rDXHP
RB-Appl-EffCW-med-ElecDHW-GasCDryer-Tier1-Front | DEER2016 | D16v1 | 2015-05-16 | Any | MFm | 2007 | CZ03 | rNCEH | Each | 1 | 441 | None | 104 | 0.0155 | 7.84 | 8.08 | 0.00117 | 5.5 | 104 | 0.0155 | 7.84 | 8.08 | 0.00117 | 5.5 |  |  | 1 |  | RB-Appl-EffCW-med-ElecDHW-GasCDryer-Tier1-FrontAnyMFm2007CZ03rNCEH
RB-Appl-EffCW-med-ElecDHW-GasCDryer-Tier1-Front | DEER2016 | D16v1 | 2015-05-16 | Any | MFm | 2007 | CZ03 | rNCGF | Each | 1 | 441 | None | 114 | 0.0155 | 7.08 | 8.68 | 0.00116 | 5.48 | 114 | 0.0155 | 7.08 | 8.68 | 0.00116 | 5.48 |  |  | 1 |  | RB-Appl-EffCW-med-ElecDHW-GasCDryer-Tier1-FrontAnyMFm2007CZ03rNCGF
RB-Appl-EffCW-med-ElecDHW-GasCDryer-Tier1-Front | DEER2016 | D16v1 | 2015-05-16 | Any | MFm | 2007 | CZ04 | rDXGF | Each | 1 | 441 | None | 114 | 0.0162 | 7.32 | 8.58 | 0.00177 | 5.45 | 114 | 0.0162 | 7.32 | 8.58 | 0.00177 | 5.45 |  |  | 1 |  | RB-Appl-EffCW-med-ElecDHW-GasCDryer-Tier1-FrontAnyMFm2007CZ04rDXGF
RB-Appl-EffCW-med-ElecDHW-GasCDryer-Tier1-Front | DEER2016 | D16v1 | 2015-05-16 | Any | MFm | 2007 | CZ04 | rDXHP | Each | 1 | 441 | None | 110 | 0.0167 | 7.84 | 8.39 | 0.00147 | 5.5 | 110 | 0.0167 | 7.84 | 8.39 | 0.00147 | 5.5 |  |  | 1 |  | RB-Appl-EffCW-med-ElecDHW-GasCDryer-Tier1-FrontAnyMFm2007CZ04rDXHP
RB-Appl-EffCW-med-ElecDHW-GasCDryer-Tier1-Front | DEER2016 | D16v1 | 2015-05-16 | Any | MFm | 2007 | CZ04 | rNCEH | Each | 1 | 441 | None | 104 | 0.0145 | 7.84 | 7.82 | 0.00108 | 5.5 | 104 | 0.0145 | 7.84 | 7.82 | 0.00108 | 5.5 |  |  | 1 |  | RB-Appl-EffCW-med-ElecDHW-GasCDryer-Tier1-FrontAnyMFm2007CZ04rNCEH
RB-Appl-EffCW-med-ElecDHW-GasCDryer-Tier1-Front | DEER2016 | D16v1 | 2015-05-16 | Any | MFm | 2007 | CZ04 | rNCGF | Each | 1 | 441 | None | 111 | 0.0145 | 7.3 | 8.37 | 0.00106 | 5.45 | 111 | 0.0145 | 7.3 | 8.37 | 0.00106 | 5.45 |  |  | 1 |  | RB-Appl-EffCW-med-ElecDHW-GasCDryer-Tier1-FrontAnyMFm2007CZ04rNCGF
RB-Appl-EffCW-med-ElecDHW-GasCDryer-Tier1-Front | DEER2016 | D16v1 | 2015-05-16 | Any | MFm | 2007 | CZ05 | rDXGF | Each | 1 | 441 | None | 116 | 0.016 | 7.25 | 8.81 | 0.00195 | 5.5 | 116 | 0.016 | 7.25 | 8.81 | 0.00195 | 5.5 |  |  | 1 |  | RB-Appl-EffCW-med-ElecDHW-GasCDryer-Tier1-FrontAnyMFm2007CZ05rDXGF
RB-Appl-EffCW-med-ElecDHW-GasCDryer-Tier1-Front | DEER2016 | D16v1 | 2015-05-16 | Any | MFm | 2007 | CZ05 | rDXHP | Each | 1 | 441 | None | 112 | 0.0176 | 7.84 | 9.05 | 0.00129 | 5.5 | 112 | 0.0176 | 7.84 | 9.05 | 0.00129 | 5.5 |  |  | 1 |  | RB-Appl-EffCW-med-ElecDHW-GasCDryer-Tier1-FrontAnyMFm2007CZ05rDXHP
RB-Appl-EffCW-med-ElecDHW-GasCDryer-Tier1-Front | DEER2016 | D16v1 | 2015-05-16 | Any | MFm | 2007 | CZ05 | rNCEH | Each | 1 | 441 | None | 107 | 0.0156 | 7.84 | 8.46 | 0.00118 | 5.5 | 107 | 0.0156 | 7.84 | 8.46 | 0.00118 | 5.5 |  |  | 1 |  | RB-Appl-EffCW-med-ElecDHW-GasCDryer-Tier1-FrontAnyMFm2007CZ05rNCEH
RB-Appl-EffCW-med-ElecDHW-GasCDryer-Tier1-Front | DEER2016 | D16v1 | 2015-05-16 | Any | MFm | 2007 | CZ05 | rNCGF | Each | 1 | 441 | None | 116 | 0.0156 | 7.21 | 8.84 | 0.0012 | 5.47 | 116 | 0.0156 | 7.21 | 8.84 | 0.0012 | 5.47 |  |  | 1 |  | RB-Appl-EffCW-med-ElecDHW-GasCDryer-Tier1-FrontAnyMFm2007CZ05rNCGF
RB-Appl-EffCW-med-ElecDHW-GasCDryer-Tier1-Front | DEER2016 | D16v1 | 2015-05-16 | Any | MFm | 2007 | CZ06 | rDXGF | Each | 1 | 538 | None | 112 | 0.0179 | 7.51 | 10 | 0.00347 | 5.23 | 112 | 0.0179 | 7.51 | 10 | 0.00347 | 5.23 |  |  | 1 |  | RB-Appl-EffCW-med-ElecDHW-GasCDryer-Tier1-FrontAnyMFm2007CZ06rDXGF
RB-Appl-EffCW-med-ElecDHW-GasCDryer-Tier1-Front | DEER2016 | D16v1 | 2015-05-16 | Any | MFm | 2007 | CZ06 | rDXHP | Each | 1 | 538 | None | 109 | 0.0159 | 7.84 | 8.09 | 0.002 | 5.5 | 109 | 0.0159 | 7.84 | 8.09 | 0.002 | 5.5 |  |  | 1 |  | RB-Appl-EffCW-med-ElecDHW-GasCDryer-Tier1-FrontAnyMFm2007CZ06rDXHP
RB-Appl-EffCW-med-ElecDHW-GasCDryer-Tier1-Front | DEER2016 | D16v1 | 2015-05-16 | Any | MFm | 2007 | CZ06 | rNCEH | Each | 1 | 538 | None | 104 | 0.0144 | 7.84 | 4.66 | 0.00109 | 5.5 | 104 | 0.0144 | 7.84 | 4.66 | 0.00109 | 5.5 |  |  | 1 |  | RB-Appl-EffCW-med-ElecDHW-GasCDryer-Tier1-FrontAnyMFm2007CZ06rNCEH
RB-Appl-EffCW-med-ElecDHW-GasCDryer-Tier1-Front | DEER2016 | D16v1 | 2015-05-16 | Any | MFm | 2007 | CZ06 | rNCGF | Each | 1 | 538 | None | 109 | 0.0143 | 7.45 | 8.18 | 0.00104 | 5.21 | 109 | 0.0143 | 7.45 | 8.18 | 0.00104 | 5.21 |  |  | 1 |  | RB-Appl-EffCW-med-ElecDHW-GasCDryer-Tier1-FrontAnyMFm2007CZ06rNCGF
RB-Appl-EffCW-med-ElecDHW-GasCDryer-Tier1-Front | DEER2016 | D16v1 | 2015-05-16 | Any | MFm | 2007 | CZ07 | rDXGF | Each | 1 | 538 | None | 110 | 0.0163 | 7.68 | 9.77 | 0.00252 | 5.37 | 110 | 0.0163 | 7.68 | 9.77 | 0.00252 | 5.37 |  |  | 1 |  | RB-Appl-EffCW-med-ElecDHW-GasCDryer-Tier1-FrontAnyMFm2007CZ07rDXGF
RB-Appl-EffCW-med-ElecDHW-GasCDryer-Tier1-Front | DEER2016 | D16v1 | 2015-05-16 | Any | MFm | 2007 | CZ07 | rDXHP | Each | 1 | 538 | None | 109 | 0.0182 | 7.84 | 8.65 | 0.000921 | 5.5 | 109 | 0.0182 | 7.84 | 8.65 | 0.000921 | 5.5 |  |  | 1 |  | RB-Appl-EffCW-med-ElecDHW-GasCDryer-Tier1-FrontAnyMFm2007CZ07rDXHP
RB-Appl-EffCW-med-ElecDHW-GasCDryer-Tier1-Front | DEER2016 | D16v1 | 2015-05-16 | Any | MFm | 2007 | CZ07 | rNCEH | Each | 1 | 538 | None | 105 | 0.0144 | 7.84 | 6.24 | 0.00109 | 5.5 | 105 | 0.0144 | 7.84 | 6.24 | 0.00109 | 5.5 |  |  | 1 |  | RB-Appl-EffCW-med-ElecDHW-GasCDryer-Tier1-FrontAnyMFm2007CZ07rNCEH
RB-Appl-EffCW-med-ElecDHW-GasCDryer-Tier1-Front | DEER2016 | D16v1 | 2015-05-16 | Any | MFm | 2007 | CZ07 | rNCGF | Each | 1 | 538 | None | 108 | 0.0144 | 7.66 | 8.17 | 0.00108 | 5.36 | 108 | 0.0144 | 7.66 | 8.17 | 0.00108 | 5.36 |  |  | 1 |  | RB-Appl-EffCW-med-ElecDHW-GasCDryer-Tier1-FrontAnyMFm2007CZ07rNCGF
RB-Appl-EffCW-med-ElecDHW-GasCDryer-Tier1-Front | DEER2016 | D16v1 | 2015-05-16 | Any | MFm | 2007 | CZ08 | rDXGF | Each | 1 | 538 | None | 110 | 0.0152 | 7.53 | 9.84 | 0.00193 | 5.26 | 110 | 0.0152 | 7.53 | 9.84 | 0.00193 | 5.26 |  |  | 1 |  | RB-Appl-EffCW-med-ElecDHW-GasCDryer-Tier1-FrontAnyMFm2007CZ08rDXGF
RB-Appl-EffCW-med-ElecDHW-GasCDryer-Tier1-Front | DEER2016 | D16v1 | 2015-05-16 | Any | MFm | 2007 | CZ08 | rDXHP | Each | 1 | 538 | None | 109 | 0.0165 | 7.84 | 8.99 | 0.00251 | 5.5 | 109 | 0.0165 | 7.84 | 8.99 | 0.00251 | 5.5 |  |  | 1 |  | RB-Appl-EffCW-med-ElecDHW-GasCDryer-Tier1-FrontAnyMFm2007CZ08rDXHP
RB-Appl-EffCW-med-ElecDHW-GasCDryer-Tier1-Front | DEER2016 | D16v1 | 2015-05-16 | Any | MFm | 2007 | CZ08 | rNCEH | Each | 1 | 538 | None | 102 | 0.014 | 7.84 | 4.71 | 0.00106 | 5.5 | 102 | 0.014 | 7.84 | 4.71 | 0.00106 | 5.5 |  |  | 1 |  | RB-Appl-EffCW-med-ElecDHW-GasCDryer-Tier1-FrontAnyMFm2007CZ08rNCEH
RB-Appl-EffCW-med-ElecDHW-GasCDryer-Tier1-Front | DEER2016 | D16v1 | 2015-05-16 | Any | MFm | 2007 | CZ08 | rNCGF | Each | 1 | 538 | None | 106 | 0.014 | 7.49 | 7.97 | 0.00106 | 5.26 | 106 | 0.014 | 7.49 | 7.97 | 0.00106 | 5.26 |  |  | 1 |  | RB-Appl-EffCW-med-ElecDHW-GasCDryer-Tier1-FrontAnyMFm2007CZ08rNCGF
RB-Appl-EffCW-med-ElecDHW-GasCDryer-Tier1-Front | DEER2016 | D16v1 | 2015-05-16 | Any | MFm | 2007 | CZ09 | rDXGF | Each | 1 | 499 | None | 110 | 0.0154 | 7.47 | 8.06 | 0.00122 | 5.52 | 110 | 0.0154 | 7.47 | 8.06 | 0.00122 | 5.52 |  |  | 1 |  | RB-Appl-EffCW-med-ElecDHW-GasCDryer-Tier1-FrontAnyMFm2007CZ09rDXGF
RB-Appl-EffCW-med-ElecDHW-GasCDryer-Tier1-Front | DEER2016 | D16v1 | 2015-05-16 | Any | MFm | 2007 | CZ09 | rDXHP | Each | 1 | 499 | None | 107 | 0.0158 | 7.84 | 8.11 | 0.00133 | 5.5 | 107 | 0.0158 | 7.84 | 8.11 | 0.00133 | 5.5 |  |  | 1 |  | RB-Appl-EffCW-med-ElecDHW-GasCDryer-Tier1-FrontAnyMFm2007CZ09rDXHP
RB-Appl-EffCW-med-ElecDHW-GasCDryer-Tier1-Front | DEER2016 | D16v1 | 2015-05-16 | Any | MFm | 2007 | CZ09 | rNCEH | Each | 1 | 499 | None | 100 | 0.0138 | 7.84 | 8 | 0.00102 | 5.5 | 100 | 0.0138 | 7.84 | 8 | 0.00102 | 5.5 |  |  | 1 |  | RB-Appl-EffCW-med-ElecDHW-GasCDryer-Tier1-FrontAnyMFm2007CZ09rNCEH
RB-Appl-EffCW-med-ElecDHW-GasCDryer-Tier1-Front | DEER2016 | D16v1 | 2015-05-16 | Any | MFm | 2007 | CZ09 | rNCGF | Each | 1 | 499 | None | 106 | 0.0138 | 7.43 | 7.94 | 0.00102 | 5.51 | 106 | 0.0138 | 7.43 | 7.94 | 0.00102 | 5.51 |  |  | 1 |  | RB-Appl-EffCW-med-ElecDHW-GasCDryer-Tier1-FrontAnyMFm2007CZ09rNCGF
RB-Appl-EffCW-med-ElecDHW-GasCDryer-Tier1-Front | DEER2016 | D16v1 | 2015-05-16 | Any | MFm | 2007 | CZ10 | rDXGF | Each | 1 | 474 | None | 109 | 0.015 | 7.53 | 8.11 | 0.00114 | 5.5 | 109 | 0.015 | 7.53 | 8.11 | 0.00114 | 5.5 |  |  | 1 |  | RB-Appl-EffCW-med-ElecDHW-GasCDryer-Tier1-FrontAnyMFm2007CZ10rDXGF
RB-Appl-EffCW-med-ElecDHW-GasCDryer-Tier1-Front | DEER2016 | D16v1 | 2015-05-16 | Any | MFm | 2007 | CZ10 | rDXHP | Each | 1 | 474 | None | 107 | 0.015 | 7.84 | 8.59 | 0.00116 | 5.5 | 107 | 0.015 | 7.84 | 8.59 | 0.00116 | 5.5 |  |  | 1 |  | RB-Appl-EffCW-med-ElecDHW-GasCDryer-Tier1-FrontAnyMFm2007CZ10rDXHP
RB-Appl-EffCW-med-ElecDHW-GasCDryer-Tier1-Front | DEER2016 | D16v1 | 2015-05-16 | Any | MFm | 2007 | CZ10 | rNCEH | Each | 1 | 474 | None | 101 | 0.0136 | 7.84 | 7.91 | 0.001 | 5.5 | 101 | 0.0136 | 7.84 | 7.91 | 0.001 | 5.5 |  |  | 1 |  | RB-Appl-EffCW-med-ElecDHW-GasCDryer-Tier1-FrontAnyMFm2007CZ10rNCEH
RB-Appl-EffCW-med-ElecDHW-GasCDryer-Tier1-Front | DEER2016 | D16v1 | 2015-05-16 | Any | MFm | 2007 | CZ10 | rNCGF | Each | 1 | 474 | None | 106 | 0.0136 | 7.5 | 7.99 | 0.00101 | 5.5 | 106 | 0.0136 | 7.5 | 7.99 | 0.00101 | 5.5 |  |  | 1 |  | RB-Appl-EffCW-med-ElecDHW-GasCDryer-Tier1-FrontAnyMFm2007CZ10rNCGF
RB-Appl-EffCW-med-ElecDHW-GasCDryer-Tier1-Front | DEER2016 | D16v1 | 2015-05-16 | Any | MFm | 2007 | CZ11 | rDXGF | Each | 1 | 474 | None | 112 | 0.0143 | 7.41 | 8.98 | 0.000699 | 5.5 | 112 | 0.0143 | 7.41 | 8.98 | 0.000699 | 5.5 |  |  | 1 |  | RB-Appl-EffCW-med-ElecDHW-GasCDryer-Tier1-FrontAnyMFm2007CZ11rDXGF
RB-Appl-EffCW-med-ElecDHW-GasCDryer-Tier1-Front | DEER2016 | D16v1 | 2015-05-16 | Any | MFm | 2007 | CZ11 | rDXHP | Each | 1 | 474 | None | 108 | 0.0149 | 7.84 | 8.69 | 0.00114 | 5.5 | 108 | 0.0149 | 7.84 | 8.69 | 0.00114 | 5.5 |  |  | 1 |  | RB-Appl-EffCW-med-ElecDHW-GasCDryer-Tier1-FrontAnyMFm2007CZ11rDXHP
RB-Appl-EffCW-med-ElecDHW-GasCDryer-Tier1-Front | DEER2016 | D16v1 | 2015-05-16 | Any | MFm | 2007 | CZ11 | rNCEH | Each | 1 | 474 | None | 99.2 | 0.0136 | 7.84 | 7.9 | 0.000999 | 5.5 | 99.2 | 0.0136 | 7.84 | 7.9 | 0.000999 | 5.5 |  |  | 1 |  | RB-Appl-EffCW-med-ElecDHW-GasCDryer-Tier1-FrontAnyMFm2007CZ11rNCEH
RB-Appl-EffCW-med-ElecDHW-GasCDryer-Tier1-Front | DEER2016 | D16v1 | 2015-05-16 | Any | MFm | 2007 | CZ11 | rNCGF | Each | 1 | 474 | None | 107 | 0.0136 | 7.36 | 8.09 | 0.00101 | 5.5 | 107 | 0.0136 | 7.36 | 8.09 | 0.00101 | 5.5 |  |  | 1 |  | RB-Appl-EffCW-med-ElecDHW-GasCDryer-Tier1-FrontAnyMFm2007CZ11rNCGF
RB-Appl-EffCW-med-ElecDHW-GasCDryer-Tier1-Front | DEER2016 | D16v1 | 2015-05-16 | Any | MFm | 2007 | CZ12 | rDXGF | Each | 1 | 474 | None | 113 | 0.0161 | 7.36 | 8.98 | 0.00172 | 5.49 | 113 | 0.0161 | 7.36 | 8.98 | 0.00172 | 5.49 |  |  | 1 |  | RB-Appl-EffCW-med-ElecDHW-GasCDryer-Tier1-FrontAnyMFm2007CZ12rDXGF
RB-Appl-EffCW-med-ElecDHW-GasCDryer-Tier1-Front | DEER2016 | D16v1 | 2015-05-16 | Any | MFm | 2007 | CZ12 | rDXHP | Each | 1 | 474 | None | 110 | 0.0164 | 7.84 | 9.17 | 0.00128 | 5.5 | 110 | 0.0164 | 7.84 | 9.17 | 0.00128 | 5.5 |  |  | 1 |  | RB-Appl-EffCW-med-ElecDHW-GasCDryer-Tier1-FrontAnyMFm2007CZ12rDXHP
RB-Appl-EffCW-med-ElecDHW-GasCDryer-Tier1-Front | DEER2016 | D16v1 | 2015-05-16 | Any | MFm | 2007 | CZ12 | rNCEH | Each | 1 | 474 | None | 102 | 0.0144 | 7.84 | 8.12 | 0.00107 | 5.5 | 102 | 0.0144 | 7.84 | 8.12 | 0.00107 | 5.5 |  |  | 1 |  | RB-Appl-EffCW-med-ElecDHW-GasCDryer-Tier1-FrontAnyMFm2007CZ12rNCEH
RB-Appl-EffCW-med-ElecDHW-GasCDryer-Tier1-Front | DEER2016 | D16v1 | 2015-05-16 | Any | MFm | 2007 | CZ12 | rNCGF | Each | 1 | 474 | None | 110 | 0.0143 | 7.34 | 8.36 | 0.00106 | 5.49 | 110 | 0.0143 | 7.34 | 8.36 | 0.00106 | 5.49 |  |  | 1 |  | RB-Appl-EffCW-med-ElecDHW-GasCDryer-Tier1-FrontAnyMFm2007CZ12rNCGF
RB-Appl-EffCW-med-ElecDHW-GasCDryer-Tier1-Front | DEER2016 | D16v1 | 2015-05-16 | Any | MFm | 2007 | CZ13 | rDXGF | Each | 1 | 474 | None | 110 | 0.0145 | 7.35 | 8.62 | 0.000943 | 5.47 | 110 | 0.0145 | 7.35 | 8.62 | 0.000943 | 5.47 |  |  | 1 |  | RB-Appl-EffCW-med-ElecDHW-GasCDryer-Tier1-FrontAnyMFm2007CZ13rDXGF
RB-Appl-EffCW-med-ElecDHW-GasCDryer-Tier1-Front | DEER2016 | D16v1 | 2015-05-16 | Any | MFm | 2007 | CZ13 | rDXHP | Each | 1 | 474 | None | 107 | 0.0139 | 7.84 | 8.59 | 0.000898 | 5.5 | 107 | 0.0139 | 7.84 | 8.59 | 0.000898 | 5.5 |  |  | 1 |  | RB-Appl-EffCW-med-ElecDHW-GasCDryer-Tier1-FrontAnyMFm2007CZ13rDXHP
RB-Appl-EffCW-med-ElecDHW-GasCDryer-Tier1-Front | DEER2016 | D16v1 | 2015-05-16 | Any | MFm | 2007 | CZ13 | rNCEH | Each | 1 | 474 | None | 98.4 | 0.0135 | 7.84 | 7.64 | 0.000988 | 5.5 | 98.4 | 0.0135 | 7.84 | 7.64 | 0.000988 | 5.5 |  |  | 1 |  | RB-Appl-EffCW-med-ElecDHW-GasCDryer-Tier1-FrontAnyMFm2007CZ13rNCEH
RB-Appl-EffCW-med-ElecDHW-GasCDryer-Tier1-Front | DEER2016 | D16v1 | 2015-05-16 | Any | MFm | 2007 | CZ13 | rNCGF | Each | 1 | 474 | None | 106 | 0.0135 | 7.33 | 7.97 | 0.000985 | 5.47 | 106 | 0.0135 | 7.33 | 7.97 | 0.000985 | 5.47 |  |  | 1 |  | RB-Appl-EffCW-med-ElecDHW-GasCDryer-Tier1-FrontAnyMFm2007CZ13rNCGF
RB-Appl-EffCW-med-ElecDHW-GasCDryer-Tier1-Front | DEER2016 | D16v1 | 2015-05-16 | Any | MFm | 2007 | CZ14 | rDXGF | Each | 1 | 487 | None | 113 | 0.0139 | 7.41 | 8.59 | 0.000788 | 5.5 | 113 | 0.0139 | 7.41 | 8.59 | 0.000788 | 5.5 |  |  | 1 |  | RB-Appl-EffCW-med-ElecDHW-GasCDryer-Tier1-FrontAnyMFm2007CZ14rDXGF
RB-Appl-EffCW-med-ElecDHW-GasCDryer-Tier1-Front | DEER2016 | D16v1 | 2015-05-16 | Any | MFm | 2007 | CZ14 | rDXHP | Each | 1 | 487 | None | 110 | 0.0142 | 7.84 | 8.57 | 0.000907 | 5.5 | 110 | 0.0142 | 7.84 | 8.57 | 0.000907 | 5.5 |  |  | 1 |  | RB-Appl-EffCW-med-ElecDHW-GasCDryer-Tier1-FrontAnyMFm2007CZ14rDXHP
RB-Appl-EffCW-med-ElecDHW-GasCDryer-Tier1-Front | DEER2016 | D16v1 | 2015-05-16 | Any | MFm | 2007 | CZ14 | rNCEH | Each | 1 | 487 | None | 99.8 | 0.0131 | 7.84 | 7.92 | 0.00094 | 5.5 | 99.8 | 0.0131 | 7.84 | 7.92 | 0.00094 | 5.5 |  |  | 1 |  | RB-Appl-EffCW-med-ElecDHW-GasCDryer-Tier1-FrontAnyMFm2007CZ14rNCEH
RB-Appl-EffCW-med-ElecDHW-GasCDryer-Tier1-Front | DEER2016 | D16v1 | 2015-05-16 | Any | MFm | 2007 | CZ14 | rNCGF | Each | 1 | 487 | None | 108 | 0.0131 | 7.34 | 8 | 0.000934 | 5.5 | 108 | 0.0131 | 7.34 | 8 | 0.000934 | 5.5 |  |  | 1 |  | RB-Appl-EffCW-med-ElecDHW-GasCDryer-Tier1-FrontAnyMFm2007CZ14rNCGF
RB-Appl-EffCW-med-ElecDHW-GasCDryer-Tier1-Front | DEER2016 | D16v1 | 2015-05-16 | Any | MFm | 2007 | CZ15 | rDXGF | Each | 1 | 487 | None | 98.1 | 0.0123 | 7.7 | 7.21 | 0.000686 | 5.5 | 98.1 | 0.0123 | 7.7 | 7.21 | 0.000686 | 5.5 |  |  | 1 |  | RB-Appl-EffCW-med-ElecDHW-GasCDryer-Tier1-FrontAnyMFm2007CZ15rDXGF
RB-Appl-EffCW-med-ElecDHW-GasCDryer-Tier1-Front | DEER2016 | D16v1 | 2015-05-16 | Any | MFm | 2007 | CZ15 | rDXHP | Each | 1 | 487 | None | 96.7 | 0.0125 | 7.84 | 6.84 | 0.000908 | 5.5 | 96.7 | 0.0125 | 7.84 | 6.84 | 0.000908 | 5.5 |  |  | 1 |  | RB-Appl-EffCW-med-ElecDHW-GasCDryer-Tier1-FrontAnyMFm2007CZ15rDXHP
RB-Appl-EffCW-med-ElecDHW-GasCDryer-Tier1-Front | DEER2016 | D16v1 | 2015-05-16 | Any | MFm | 2007 | CZ15 | rNCEH | Each | 1 | 487 | None | 89.9 | 0.011 | 7.84 | 6.46 | 0.000735 | 5.5 | 89.9 | 0.011 | 7.84 | 6.46 | 0.000735 | 5.5 |  |  | 1 |  | RB-Appl-EffCW-med-ElecDHW-GasCDryer-Tier1-FrontAnyMFm2007CZ15rNCEH
RB-Appl-EffCW-med-ElecDHW-GasCDryer-Tier1-Front | DEER2016 | D16v1 | 2015-05-16 | Any | MFm | 2007 | CZ15 | rNCGF | Each | 1 | 487 | None | 92 | 0.011 | 7.7 | 6.45 | 0.00071 | 5.5 | 92 | 0.011 | 7.7 | 6.45 | 0.00071 | 5.5 |  |  | 1 |  | RB-Appl-EffCW-med-ElecDHW-GasCDryer-Tier1-FrontAnyMFm2007CZ15rNCGF
RB-Appl-EffCW-med-ElecDHW-GasCDryer-Tier1-Front | DEER2016 | D16v1 | 2015-05-16 | Any | MFm | 2007 | CZ16 | rDXGF | Each | 1 | 441 | None | 125 | 0.0173 | 7.23 | 10 | 0.0014 | 5.47 | 125 | 0.0173 | 7.23 | 10 | 0.0014 | 5.47 |  |  | 1 |  | RB-Appl-EffCW-med-ElecDHW-GasCDryer-Tier1-FrontAnyMFm2007CZ16rDXGF
RB-Appl-EffCW-med-ElecDHW-GasCDryer-Tier1-Front | DEER2016 | D16v1 | 2015-05-16 | Any | MFm | 2007 | CZ16 | rDXHP | Each | 1 | 441 | None | 119 | 0.0165 | 7.84 | 9.77 | 0.000552 | 5.5 | 119 | 0.0165 | 7.84 | 9.77 | 0.000552 | 5.5 |  |  | 1 |  | RB-Appl-EffCW-med-ElecDHW-GasCDryer-Tier1-FrontAnyMFm2007CZ16rDXHP
RB-Appl-EffCW-med-ElecDHW-GasCDryer-Tier1-Front | DEER2016 | D16v1 | 2015-05-16 | Any | MFm | 2007 | CZ16 | rNCEH | Each | 1 | 441 | None | 110 | 0.0157 | 7.84 | 8.58 | 0.0012 | 5.5 | 110 | 0.0157 | 7.84 | 8.58 | 0.0012 | 5.5 |  |  | 1 |  | RB-Appl-EffCW-med-ElecDHW-GasCDryer-Tier1-FrontAnyMFm2007CZ16rNCEH
RB-Appl-EffCW-med-ElecDHW-GasCDryer-Tier1-Front | DEER2016 | D16v1 | 2015-05-16 | Any | MFm | 2007 | CZ16 | rNCGF | Each | 1 | 441 | None | 121 | 0.0157 | 7.16 | 9.32 | 0.00119 | 5.46 | 121 | 0.0157 | 7.16 | 9.32 | 0.00119 | 5.46 |  |  | 1 |  | RB-Appl-EffCW-med-ElecDHW-GasCDryer-Tier1-FrontAnyMFm2007CZ16rNCGF
RB-Appl-EffCW-med-ElecDHW-GasCDryer-Tier1-Front | DEER2016 | D16v1 | 2015-05-16 | Any | MFm | 2011 | CZ01 | rDXGF | Each | 1 | 441 | None | 122 | 0.0173 | 7.02 | 8.81 | 0.000189 | 5.42 | 122 | 0.0173 | 7.02 | 8.81 | 0.000189 | 5.42 |  |  | 1 |  | RB-Appl-EffCW-med-ElecDHW-GasCDryer-Tier1-FrontAnyMFm2011CZ01rDXGF
RB-Appl-EffCW-med-ElecDHW-GasCDryer-Tier1-Front | DEER2016 | D16v1 | 2015-05-16 | Any | MFm | 2011 | CZ01 | rDXHP | Each | 1 | 441 | None | 116 | 0.0163 | 7.84 | 9.56 | 0.00106 | 5.5 | 116 | 0.0163 | 7.84 | 9.56 | 0.00106 | 5.5 |  |  | 1 |  | RB-Appl-EffCW-med-ElecDHW-GasCDryer-Tier1-FrontAnyMFm2011CZ01rDXHP
RB-Appl-EffCW-med-ElecDHW-GasCDryer-Tier1-Front | DEER2016 | D16v1 | 2015-05-16 | Any | MFm | 2011 | CZ01 | rNCEH | Each | 1 | 441 | None | 107 | 0.0164 | 7.84 | 8.39 | 0.00125 | 5.5 | 107 | 0.0164 | 7.84 | 8.39 | 0.00125 | 5.5 |  |  | 1 |  | RB-Appl-EffCW-med-ElecDHW-GasCDryer-Tier1-FrontAnyMFm2011CZ01rNCEH
RB-Appl-EffCW-med-ElecDHW-GasCDryer-Tier1-Front | DEER2016 | D16v1 | 2015-05-16 | Any | MFm | 2011 | CZ01 | rNCGF | Each | 1 | 441 | None | 121 | 0.0164 | 6.96 | 9.32 | 0.00132 | 5.45 | 121 | 0.0164 | 6.96 | 9.32 | 0.00132 | 5.45 |  |  | 1 |  | RB-Appl-EffCW-med-ElecDHW-GasCDryer-Tier1-FrontAnyMFm2011CZ01rNCGF
RB-Appl-EffCW-med-ElecDHW-GasCDryer-Tier1-Front | DEER2016 | D16v1 | 2015-05-16 | Any | MFm | 2011 | CZ02 | rDXGF | Each | 1 | 474 | None | 116 | 0.0195 | 7.35 | 8.9 | 0.00225 | 5.5 | 116 | 0.0195 | 7.35 | 8.9 | 0.00225 | 5.5 |  |  | 1 |  | RB-Appl-EffCW-med-ElecDHW-GasCDryer-Tier1-FrontAnyMFm2011CZ02rDXGF
RB-Appl-EffCW-med-ElecDHW-GasCDryer-Tier1-Front | DEER2016 | D16v1 | 2015-05-16 | Any | MFm | 2011 | CZ02 | rDXHP | Each | 1 | 474 | None | 111 | 0.0183 | 7.84 | 8.86 | 0.000684 | 5.5 | 111 | 0.0183 | 7.84 | 8.86 | 0.000684 | 5.5 |  |  | 1 |  | RB-Appl-EffCW-med-ElecDHW-GasCDryer-Tier1-FrontAnyMFm2011CZ02rDXHP
RB-Appl-EffCW-med-ElecDHW-GasCDryer-Tier1-Front | DEER2016 | D16v1 | 2015-05-16 | Any | MFm | 2011 | CZ02 | rNCEH | Each | 1 | 474 | None | 107 | 0.0153 | 7.84 | 8.58 | 0.00116 | 5.5 | 107 | 0.0153 | 7.84 | 8.58 | 0.00116 | 5.5 |  |  | 1 |  | RB-Appl-EffCW-med-ElecDHW-GasCDryer-Tier1-FrontAnyMFm2011CZ02rNCEH
RB-Appl-EffCW-med-ElecDHW-GasCDryer-Tier1-Front | DEER2016 | D16v1 | 2015-05-16 | Any | MFm | 2011 | CZ02 | rNCGF | Each | 1 | 474 | None | 114 | 0.0153 | 7.31 | 8.81 | 0.00121 | 5.49 | 114 | 0.0153 | 7.31 | 8.81 | 0.00121 | 5.49 |  |  | 1 |  | RB-Appl-EffCW-med-ElecDHW-GasCDryer-Tier1-FrontAnyMFm2011CZ02rNCGF
RB-Appl-EffCW-med-ElecDHW-GasCDryer-Tier1-Front | DEER2016 | D16v1 | 2015-05-16 | Any | MFm | 2011 | CZ03 | rDXGF | Each | 1 | 441 | None | 115 | 0.0148 | 7.2 | 8.74 | 0.00104 | 5.47 | 115 | 0.0148 | 7.2 | 8.74 | 0.00104 | 5.47 |  |  | 1 |  | RB-Appl-EffCW-med-ElecDHW-GasCDryer-Tier1-FrontAnyMFm2011CZ03rDXGF
RB-Appl-EffCW-med-ElecDHW-GasCDryer-Tier1-Front | DEER2016 | D16v1 | 2015-05-16 | Any | MFm | 2011 | CZ03 | rDXHP | Each | 1 | 441 | None | 110 | 0.016 | 7.84 | 8.61 | -0.000785 | 5.5 | 110 | 0.016 | 7.84 | 8.61 | -0.000785 | 5.5 |  |  | 1 |  | RB-Appl-EffCW-med-ElecDHW-GasCDryer-Tier1-FrontAnyMFm2011CZ03rDXHP
RB-Appl-EffCW-med-ElecDHW-GasCDryer-Tier1-Front | DEER2016 | D16v1 | 2015-05-16 | Any | MFm | 2011 | CZ03 | rNCEH | Each | 1 | 441 | None | 107 | 0.0155 | 7.84 | 8.2 | 0.00117 | 5.5 | 107 | 0.0155 | 7.84 | 8.2 | 0.00117 | 5.5 |  |  | 1 |  | RB-Appl-EffCW-med-ElecDHW-GasCDryer-Tier1-FrontAnyMFm2011CZ03rNCEH
RB-Appl-EffCW-med-ElecDHW-GasCDryer-Tier1-Front | DEER2016 | D16v1 | 2015-05-16 | Any | MFm | 2011 | CZ03 | rNCGF | Each | 1 | 441 | None | 114 | 0.0154 | 7.2 | 8.69 | 0.00116 | 5.46 | 114 | 0.0154 | 7.2 | 8.69 | 0.00116 | 5.46 |  |  | 1 |  | RB-Appl-EffCW-med-ElecDHW-GasCDryer-Tier1-FrontAnyMFm2011CZ03rNCGF
RB-Appl-EffCW-med-ElecDHW-GasCDryer-Tier1-Front | DEER2016 | D16v1 | 2015-05-16 | Any | MFm | 2011 | CZ04 | rDXGF | Each | 1 | 441 | None | 114 | 0.0162 | 7.41 | 8.43 | 0.00158 | 5.45 | 114 | 0.0162 | 7.41 | 8.43 | 0.00158 | 5.45 |  |  | 1 |  | RB-Appl-EffCW-med-ElecDHW-GasCDryer-Tier1-FrontAnyMFm2011CZ04rDXGF
RB-Appl-EffCW-med-ElecDHW-GasCDryer-Tier1-Front | DEER2016 | D16v1 | 2015-05-16 | Any | MFm | 2011 | CZ04 | rDXHP | Each | 1 | 441 | None | 112 | 0.0165 | 7.84 | 8.68 | 0.00179 | 5.5 | 112 | 0.0165 | 7.84 | 8.68 | 0.00179 | 5.5 |  |  | 1 |  | RB-Appl-EffCW-med-ElecDHW-GasCDryer-Tier1-FrontAnyMFm2011CZ04rDXHP
RB-Appl-EffCW-med-ElecDHW-GasCDryer-Tier1-Front | DEER2016 | D16v1 | 2015-05-16 | Any | MFm | 2011 | CZ04 | rNCEH | Each | 1 | 441 | None | 105 | 0.0145 | 7.84 | 7.91 | 0.00108 | 5.5 | 105 | 0.0145 | 7.84 | 7.91 | 0.00108 | 5.5 |  |  | 1 |  | RB-Appl-EffCW-med-ElecDHW-GasCDryer-Tier1-FrontAnyMFm2011CZ04rNCEH
RB-Appl-EffCW-med-ElecDHW-GasCDryer-Tier1-Front | DEER2016 | D16v1 | 2015-05-16 | Any | MFm | 2011 | CZ04 | rNCGF | Each | 1 | 441 | None | 111 | 0.0145 | 7.4 | 8.38 | 0.00107 | 5.45 | 111 | 0.0145 | 7.4 | 8.38 | 0.00107 | 5.45 |  |  | 1 |  | RB-Appl-EffCW-med-ElecDHW-GasCDryer-Tier1-FrontAnyMFm2011CZ04rNCGF
RB-Appl-EffCW-med-ElecDHW-GasCDryer-Tier1-Front | DEER2016 | D16v1 | 2015-05-16 | Any | MFm | 2011 | CZ05 | rDXGF | Each | 1 | 441 | None | 116 | 0.0174 | 7.24 | 8.78 | 0.00363 | 5.49 | 116 | 0.0174 | 7.24 | 8.78 | 0.00363 | 5.49 |  |  | 1 |  | RB-Appl-EffCW-med-ElecDHW-GasCDryer-Tier1-FrontAnyMFm2011CZ05rDXGF
RB-Appl-EffCW-med-ElecDHW-GasCDryer-Tier1-Front | DEER2016 | D16v1 | 2015-05-16 | Any | MFm | 2011 | CZ05 | rDXHP | Each | 1 | 441 | None | 112 | 0.0152 | 7.84 | 9 | 0.00173 | 5.5 | 112 | 0.0152 | 7.84 | 9 | 0.00173 | 5.5 |  |  | 1 |  | RB-Appl-EffCW-med-ElecDHW-GasCDryer-Tier1-FrontAnyMFm2011CZ05rDXHP
RB-Appl-EffCW-med-ElecDHW-GasCDryer-Tier1-Front | DEER2016 | D16v1 | 2015-05-16 | Any | MFm | 2011 | CZ05 | rNCEH | Each | 1 | 441 | None | 108 | 0.0156 | 7.84 | 8.39 | 0.00118 | 5.5 | 108 | 0.0156 | 7.84 | 8.39 | 0.00118 | 5.5 |  |  | 1 |  | RB-Appl-EffCW-med-ElecDHW-GasCDryer-Tier1-FrontAnyMFm2011CZ05rNCEH
RB-Appl-EffCW-med-ElecDHW-GasCDryer-Tier1-Front | DEER2016 | D16v1 | 2015-05-16 | Any | MFm | 2011 | CZ05 | rNCGF | Each | 1 | 441 | None | 116 | 0.0155 | 7.24 | 8.85 | 0.0012 | 5.47 | 116 | 0.0155 | 7.24 | 8.85 | 0.0012 | 5.47 |  |  | 1 |  | RB-Appl-EffCW-med-ElecDHW-GasCDryer-Tier1-FrontAnyMFm2011CZ05rNCGF
RB-Appl-EffCW-med-ElecDHW-GasCDryer-Tier1-Front | DEER2016 | D16v1 | 2015-05-16 | Any | MFm | 2011 | CZ06 | rDXGF | Each | 1 | 538 | None | 111 | 0.0169 | 7.54 | 9.53 | 0.00379 | 5.26 | 111 | 0.0169 | 7.54 | 9.53 | 0.00379 | 5.26 |  |  | 1 |  | RB-Appl-EffCW-med-ElecDHW-GasCDryer-Tier1-FrontAnyMFm2011CZ06rDXGF
RB-Appl-EffCW-med-ElecDHW-GasCDryer-Tier1-Front | DEER2016 | D16v1 | 2015-05-16 | Any | MFm | 2011 | CZ06 | rDXHP | Each | 1 | 538 | None | 109 | 0.0215 | 7.84 | 8.06 | 0.00512 | 5.5 | 109 | 0.0215 | 7.84 | 8.06 | 0.00512 | 5.5 |  |  | 1 |  | RB-Appl-EffCW-med-ElecDHW-GasCDryer-Tier1-FrontAnyMFm2011CZ06rDXHP
RB-Appl-EffCW-med-ElecDHW-GasCDryer-Tier1-Front | DEER2016 | D16v1 | 2015-05-16 | Any | MFm | 2011 | CZ06 | rNCEH | Each | 1 | 538 | None | 104 | 0.0144 | 7.84 | 4.84 | 0.0011 | 5.5 | 104 | 0.0144 | 7.84 | 4.84 | 0.0011 | 5.5 |  |  | 1 |  | RB-Appl-EffCW-med-ElecDHW-GasCDryer-Tier1-FrontAnyMFm2011CZ06rNCEH
RB-Appl-EffCW-med-ElecDHW-GasCDryer-Tier1-Front | DEER2016 | D16v1 | 2015-05-16 | Any | MFm | 2011 | CZ06 | rNCGF | Each | 1 | 538 | None | 109 | 0.0143 | 7.47 | 8.18 | 0.00102 | 5.24 | 109 | 0.0143 | 7.47 | 8.18 | 0.00102 | 5.24 |  |  | 1 |  | RB-Appl-EffCW-med-ElecDHW-GasCDryer-Tier1-FrontAnyMFm2011CZ06rNCGF
RB-Appl-EffCW-med-ElecDHW-GasCDryer-Tier1-Front | DEER2016 | D16v1 | 2015-05-16 | Any | MFm | 2011 | CZ07 | rDXGF | Each | 1 | 538 | None | 111 | 0.0224 | 7.76 | 10.2 | 0.0066 | 5.43 | 111 | 0.0224 | 7.76 | 10.2 | 0.0066 | 5.43 |  |  | 1 |  | RB-Appl-EffCW-med-ElecDHW-GasCDryer-Tier1-FrontAnyMFm2011CZ07rDXGF
RB-Appl-EffCW-med-ElecDHW-GasCDryer-Tier1-Front | DEER2016 | D16v1 | 2015-05-16 | Any | MFm | 2011 | CZ07 | rDXHP | Each | 1 | 538 | None | 111 | 0.0179 | 7.84 | 9.92 | 0.00625 | 5.5 | 111 | 0.0179 | 7.84 | 9.92 | 0.00625 | 5.5 |  |  | 1 |  | RB-Appl-EffCW-med-ElecDHW-GasCDryer-Tier1-FrontAnyMFm2011CZ07rDXHP
RB-Appl-EffCW-med-ElecDHW-GasCDryer-Tier1-Front | DEER2016 | D16v1 | 2015-05-16 | Any | MFm | 2011 | CZ07 | rNCEH | Each | 1 | 538 | None | 107 | 0.0144 | 7.84 | 7.27 | 0.0011 | 5.5 | 107 | 0.0144 | 7.84 | 7.27 | 0.0011 | 5.5 |  |  | 1 |  | RB-Appl-EffCW-med-ElecDHW-GasCDryer-Tier1-FrontAnyMFm2011CZ07rNCEH
RB-Appl-EffCW-med-ElecDHW-GasCDryer-Tier1-Front | DEER2016 | D16v1 | 2015-05-16 | Any | MFm | 2011 | CZ07 | rNCGF | Each | 1 | 538 | None | 108 | 0.0144 | 7.75 | 8.26 | 0.00109 | 5.43 | 108 | 0.0144 | 7.75 | 8.26 | 0.00109 | 5.43 |  |  | 1 |  | RB-Appl-EffCW-med-ElecDHW-GasCDryer-Tier1-FrontAnyMFm2011CZ07rNCGF
RB-Appl-EffCW-med-ElecDHW-GasCDryer-Tier1-Front | DEER2016 | D16v1 | 2015-05-16 | Any | MFm | 2011 | CZ08 | rDXGF | Each | 1 | 538 | None | 111 | 0.0153 | 7.6 | 10.5 | 0.00206 | 5.31 | 111 | 0.0153 | 7.6 | 10.5 | 0.00206 | 5.31 |  |  | 1 |  | RB-Appl-EffCW-med-ElecDHW-GasCDryer-Tier1-FrontAnyMFm2011CZ08rDXGF
RB-Appl-EffCW-med-ElecDHW-GasCDryer-Tier1-Front | DEER2016 | D16v1 | 2015-05-16 | Any | MFm | 2011 | CZ08 | rDXHP | Each | 1 | 538 | None | 110 | 0.0159 | 7.84 | 9.84 | 0.00214 | 5.5 | 110 | 0.0159 | 7.84 | 9.84 | 0.00214 | 5.5 |  |  | 1 |  | RB-Appl-EffCW-med-ElecDHW-GasCDryer-Tier1-FrontAnyMFm2011CZ08rDXHP
RB-Appl-EffCW-med-ElecDHW-GasCDryer-Tier1-Front | DEER2016 | D16v1 | 2015-05-16 | Any | MFm | 2011 | CZ08 | rNCEH | Each | 1 | 538 | None | 103 | 0.014 | 7.84 | 5.64 | 0.00106 | 5.5 | 103 | 0.014 | 7.84 | 5.64 | 0.00106 | 5.5 |  |  | 1 |  | RB-Appl-EffCW-med-ElecDHW-GasCDryer-Tier1-FrontAnyMFm2011CZ08rNCEH
RB-Appl-EffCW-med-ElecDHW-GasCDryer-Tier1-Front | DEER2016 | D16v1 | 2015-05-16 | Any | MFm | 2011 | CZ08 | rNCGF | Each | 1 | 538 | None | 107 | 0.014 | 7.57 | 8.02 | 0.00105 | 5.3 | 107 | 0.014 | 7.57 | 8.02 | 0.00105 | 5.3 |  |  | 1 |  | RB-Appl-EffCW-med-ElecDHW-GasCDryer-Tier1-FrontAnyMFm2011CZ08rNCGF
RB-Appl-EffCW-med-ElecDHW-GasCDryer-Tier1-Front | DEER2016 | D16v1 | 2015-05-16 | Any | MFm | 2011 | CZ09 | rDXGF | Each | 1 | 499 | None | 110 | 0.0154 | 7.55 | 7.22 | 0.00135 | 5.51 | 110 | 0.0154 | 7.55 | 7.22 | 0.00135 | 5.51 |  |  | 1 |  | RB-Appl-EffCW-med-ElecDHW-GasCDryer-Tier1-FrontAnyMFm2011CZ09rDXGF
RB-Appl-EffCW-med-ElecDHW-GasCDryer-Tier1-Front | DEER2016 | D16v1 | 2015-05-16 | Any | MFm | 2011 | CZ09 | rDXHP | Each | 1 | 499 | None | 108 | 0.0155 | 7.84 | 8.45 | 0.000861 | 5.5 | 108 | 0.0155 | 7.84 | 8.45 | 0.000861 | 5.5 |  |  | 1 |  | RB-Appl-EffCW-med-ElecDHW-GasCDryer-Tier1-FrontAnyMFm2011CZ09rDXHP
RB-Appl-EffCW-med-ElecDHW-GasCDryer-Tier1-Front | DEER2016 | D16v1 | 2015-05-16 | Any | MFm | 2011 | CZ09 | rNCEH | Each | 1 | 499 | None | 102 | 0.0138 | 7.84 | 7.97 | 0.00102 | 5.5 | 102 | 0.0138 | 7.84 | 7.97 | 0.00102 | 5.5 |  |  | 1 |  | RB-Appl-EffCW-med-ElecDHW-GasCDryer-Tier1-FrontAnyMFm2011CZ09rNCEH
RB-Appl-EffCW-med-ElecDHW-GasCDryer-Tier1-Front | DEER2016 | D16v1 | 2015-05-16 | Any | MFm | 2011 | CZ09 | rNCGF | Each | 1 | 499 | None | 106 | 0.0138 | 7.52 | 7.96 | 0.00102 | 5.52 | 106 | 0.0138 | 7.52 | 7.96 | 0.00102 | 5.52 |  |  | 1 |  | RB-Appl-EffCW-med-ElecDHW-GasCDryer-Tier1-FrontAnyMFm2011CZ09rNCGF
RB-Appl-EffCW-med-ElecDHW-GasCDryer-Tier1-Front | DEER2016 | D16v1 | 2015-05-16 | Any | MFm | 2011 | CZ10 | rDXGF | Each | 1 | 474 | None | 110 | 0.0148 | 7.59 | 8.53 | 0.00117 | 5.51 | 110 | 0.0148 | 7.59 | 8.53 | 0.00117 | 5.51 |  |  | 1 |  | RB-Appl-EffCW-med-ElecDHW-GasCDryer-Tier1-FrontAnyMFm2011CZ10rDXGF
RB-Appl-EffCW-med-ElecDHW-GasCDryer-Tier1-Front | DEER2016 | D16v1 | 2015-05-16 | Any | MFm | 2011 | CZ10 | rDXHP | Each | 1 | 474 | None | 108 | 0.0154 | 7.84 | 8.86 | 0.00118 | 5.5 | 108 | 0.0154 | 7.84 | 8.86 | 0.00118 | 5.5 |  |  | 1 |  | RB-Appl-EffCW-med-ElecDHW-GasCDryer-Tier1-FrontAnyMFm2011CZ10rDXHP
RB-Appl-EffCW-med-ElecDHW-GasCDryer-Tier1-Front | DEER2016 | D16v1 | 2015-05-16 | Any | MFm | 2011 | CZ10 | rNCEH | Each | 1 | 474 | None | 102 | 0.0136 | 7.84 | 7.91 | 0.001 | 5.5 | 102 | 0.0136 | 7.84 | 7.91 | 0.001 | 5.5 |  |  | 1 |  | RB-Appl-EffCW-med-ElecDHW-GasCDryer-Tier1-FrontAnyMFm2011CZ10rNCEH
RB-Appl-EffCW-med-ElecDHW-GasCDryer-Tier1-Front | DEER2016 | D16v1 | 2015-05-16 | Any | MFm | 2011 | CZ10 | rNCGF | Each | 1 | 474 | None | 106 | 0.0136 | 7.57 | 7.99 | 0.000983 | 5.5 | 106 | 0.0136 | 7.57 | 7.99 | 0.000983 | 5.5 |  |  | 1 |  | RB-Appl-EffCW-med-ElecDHW-GasCDryer-Tier1-FrontAnyMFm2011CZ10rNCGF
RB-Appl-EffCW-med-ElecDHW-GasCDryer-Tier1-Front | DEER2016 | D16v1 | 2015-05-16 | Any | MFm | 2011 | CZ11 | rDXGF | Each | 1 | 474 | None | 112 | 0.0145 | 7.45 | 9 | 0.000648 | 5.49 | 112 | 0.0145 | 7.45 | 9 | 0.000648 | 5.49 |  |  | 1 |  | RB-Appl-EffCW-med-ElecDHW-GasCDryer-Tier1-FrontAnyMFm2011CZ11rDXGF
RB-Appl-EffCW-med-ElecDHW-GasCDryer-Tier1-Front | DEER2016 | D16v1 | 2015-05-16 | Any | MFm | 2011 | CZ11 | rDXHP | Each | 1 | 474 | None | 109 | 0.0147 | 7.84 | 8.63 | 0.00103 | 5.5 | 109 | 0.0147 | 7.84 | 8.63 | 0.00103 | 5.5 |  |  | 1 |  | RB-Appl-EffCW-med-ElecDHW-GasCDryer-Tier1-FrontAnyMFm2011CZ11rDXHP
RB-Appl-EffCW-med-ElecDHW-GasCDryer-Tier1-Front | DEER2016 | D16v1 | 2015-05-16 | Any | MFm | 2011 | CZ11 | rNCEH | Each | 1 | 474 | None | 99.9 | 0.0136 | 7.84 | 7.9 | 0.001 | 5.5 | 99.9 | 0.0136 | 7.84 | 7.9 | 0.001 | 5.5 |  |  | 1 |  | RB-Appl-EffCW-med-ElecDHW-GasCDryer-Tier1-FrontAnyMFm2011CZ11rNCEH
RB-Appl-EffCW-med-ElecDHW-GasCDryer-Tier1-Front | DEER2016 | D16v1 | 2015-05-16 | Any | MFm | 2011 | CZ11 | rNCGF | Each | 1 | 474 | None | 107 | 0.0136 | 7.4 | 8.08 | 0.000981 | 5.5 | 107 | 0.0136 | 7.4 | 8.08 | 0.000981 | 5.5 |  |  | 1 |  | RB-Appl-EffCW-med-ElecDHW-GasCDryer-Tier1-FrontAnyMFm2011CZ11rNCGF
RB-Appl-EffCW-med-ElecDHW-GasCDryer-Tier1-Front | DEER2016 | D16v1 | 2015-05-16 | Any | MFm | 2011 | CZ12 | rDXGF | Each | 1 | 474 | None | 114 | 0.0155 | 7.41 | 8.59 | 0.00121 | 5.49 | 114 | 0.0155 | 7.41 | 8.59 | 0.00121 | 5.49 |  |  | 1 |  | RB-Appl-EffCW-med-ElecDHW-GasCDryer-Tier1-FrontAnyMFm2011CZ12rDXGF
RB-Appl-EffCW-med-ElecDHW-GasCDryer-Tier1-Front | DEER2016 | D16v1 | 2015-05-16 | Any | MFm | 2011 | CZ12 | rDXHP | Each | 1 | 474 | None | 111 | 0.0155 | 7.84 | 8.84 | 0.00139 | 5.5 | 111 | 0.0155 | 7.84 | 8.84 | 0.00139 | 5.5 |  |  | 1 |  | RB-Appl-EffCW-med-ElecDHW-GasCDryer-Tier1-FrontAnyMFm2011CZ12rDXHP
RB-Appl-EffCW-med-ElecDHW-GasCDryer-Tier1-Front | DEER2016 | D16v1 | 2015-05-16 | Any | MFm | 2011 | CZ12 | rNCEH | Each | 1 | 474 | None | 103 | 0.0144 | 7.84 | 8.13 | 0.00107 | 5.5 | 103 | 0.0144 | 7.84 | 8.13 | 0.00107 | 5.5 |  |  | 1 |  | RB-Appl-EffCW-med-ElecDHW-GasCDryer-Tier1-FrontAnyMFm2011CZ12rNCEH
RB-Appl-EffCW-med-ElecDHW-GasCDryer-Tier1-Front | DEER2016 | D16v1 | 2015-05-16 | Any | MFm | 2011 | CZ12 | rNCGF | Each | 1 | 474 | None | 110 | 0.0143 | 7.39 | 8.39 | 0.00104 | 5.48 | 110 | 0.0143 | 7.39 | 8.39 | 0.00104 | 5.48 |  |  | 1 |  | RB-Appl-EffCW-med-ElecDHW-GasCDryer-Tier1-FrontAnyMFm2011CZ12rNCGF
RB-Appl-EffCW-med-ElecDHW-GasCDryer-Tier1-Front | DEER2016 | D16v1 | 2015-05-16 | Any | MFm | 2011 | CZ13 | rDXGF | Each | 1 | 474 | None | 111 | 0.0143 | 7.4 | 8.85 | 0.0009 | 5.47 | 111 | 0.0143 | 7.4 | 8.85 | 0.0009 | 5.47 |  |  | 1 |  | RB-Appl-EffCW-med-ElecDHW-GasCDryer-Tier1-FrontAnyMFm2011CZ13rDXGF
RB-Appl-EffCW-med-ElecDHW-GasCDryer-Tier1-Front | DEER2016 | D16v1 | 2015-05-16 | Any | MFm | 2011 | CZ13 | rDXHP | Each | 1 | 474 | None | 107 | 0.0147 | 7.84 | 8.42 | 0.00104 | 5.5 | 107 | 0.0147 | 7.84 | 8.42 | 0.00104 | 5.5 |  |  | 1 |  | RB-Appl-EffCW-med-ElecDHW-GasCDryer-Tier1-FrontAnyMFm2011CZ13rDXHP
RB-Appl-EffCW-med-ElecDHW-GasCDryer-Tier1-Front | DEER2016 | D16v1 | 2015-05-16 | Any | MFm | 2011 | CZ13 | rNCEH | Each | 1 | 474 | None | 99.1 | 0.0135 | 7.84 | 7.66 | 0.000989 | 5.5 | 99.1 | 0.0135 | 7.84 | 7.66 | 0.000989 | 5.5 |  |  | 1 |  | RB-Appl-EffCW-med-ElecDHW-GasCDryer-Tier1-FrontAnyMFm2011CZ13rNCEH
RB-Appl-EffCW-med-ElecDHW-GasCDryer-Tier1-Front | DEER2016 | D16v1 | 2015-05-16 | Any | MFm | 2011 | CZ13 | rNCGF | Each | 1 | 474 | None | 106 | 0.0135 | 7.37 | 8.01 | 0.000999 | 5.47 | 106 | 0.0135 | 7.37 | 8.01 | 0.000999 | 5.47 |  |  | 1 |  | RB-Appl-EffCW-med-ElecDHW-GasCDryer-Tier1-FrontAnyMFm2011CZ13rNCGF
RB-Appl-EffCW-med-ElecDHW-GasCDryer-Tier1-Front | DEER2016 | D16v1 | 2015-05-16 | Any | MFm | 2011 | CZ14 | rDXGF | Each | 1 | 487 | None | 113 | 0.0138 | 7.46 | 8.72 | 0.000857 | 5.5 | 113 | 0.0138 | 7.46 | 8.72 | 0.000857 | 5.5 |  |  | 1 |  | RB-Appl-EffCW-med-ElecDHW-GasCDryer-Tier1-FrontAnyMFm2011CZ14rDXGF
RB-Appl-EffCW-med-ElecDHW-GasCDryer-Tier1-Front | DEER2016 | D16v1 | 2015-05-16 | Any | MFm | 2011 | CZ14 | rDXHP | Each | 1 | 487 | None | 110 | 0.0142 | 7.84 | 8.61 | 0.00068 | 5.5 | 110 | 0.0142 | 7.84 | 8.61 | 0.00068 | 5.5 |  |  | 1 |  | RB-Appl-EffCW-med-ElecDHW-GasCDryer-Tier1-FrontAnyMFm2011CZ14rDXHP
RB-Appl-EffCW-med-ElecDHW-GasCDryer-Tier1-Front | DEER2016 | D16v1 | 2015-05-16 | Any | MFm | 2011 | CZ14 | rNCEH | Each | 1 | 487 | None | 101 | 0.0131 | 7.84 | 7.92 | 0.00094 | 5.5 | 101 | 0.0131 | 7.84 | 7.92 | 0.00094 | 5.5 |  |  | 1 |  | RB-Appl-EffCW-med-ElecDHW-GasCDryer-Tier1-FrontAnyMFm2011CZ14rNCEH
RB-Appl-EffCW-med-ElecDHW-GasCDryer-Tier1-Front | DEER2016 | D16v1 | 2015-05-16 | Any | MFm | 2011 | CZ14 | rNCGF | Each | 1 | 487 | None | 108 | 0.0131 | 7.39 | 8 | 0.000942 | 5.5 | 108 | 0.0131 | 7.39 | 8 | 0.000942 | 5.5 |  |  | 1 |  | RB-Appl-EffCW-med-ElecDHW-GasCDryer-Tier1-FrontAnyMFm2011CZ14rNCGF
RB-Appl-EffCW-med-ElecDHW-GasCDryer-Tier1-Front | DEER2016 | D16v1 | 2015-05-16 | Any | MFm | 2011 | CZ15 | rDXGF | Each | 1 | 487 | None | 98.3 | 0.0125 | 7.74 | 6.93 | 0.000826 | 5.5 | 98.3 | 0.0125 | 7.74 | 6.93 | 0.000826 | 5.5 |  |  | 1 |  | RB-Appl-EffCW-med-ElecDHW-GasCDryer-Tier1-FrontAnyMFm2011CZ15rDXGF
RB-Appl-EffCW-med-ElecDHW-GasCDryer-Tier1-Front | DEER2016 | D16v1 | 2015-05-16 | Any | MFm | 2011 | CZ15 | rDXHP | Each | 1 | 487 | None | 97.2 | 0.0125 | 7.84 | 6.38 | 0.000791 | 5.5 | 97.2 | 0.0125 | 7.84 | 6.38 | 0.000791 | 5.5 |  |  | 1 |  | RB-Appl-EffCW-med-ElecDHW-GasCDryer-Tier1-FrontAnyMFm2011CZ15rDXHP
RB-Appl-EffCW-med-ElecDHW-GasCDryer-Tier1-Front | DEER2016 | D16v1 | 2015-05-16 | Any | MFm | 2011 | CZ15 | rNCEH | Each | 1 | 487 | None | 90.5 | 0.011 | 7.84 | 6.46 | 0.000736 | 5.5 | 90.5 | 0.011 | 7.84 | 6.46 | 0.000736 | 5.5 |  |  | 1 |  | RB-Appl-EffCW-med-ElecDHW-GasCDryer-Tier1-FrontAnyMFm2011CZ15rNCEH
RB-Appl-EffCW-med-ElecDHW-GasCDryer-Tier1-Front | DEER2016 | D16v1 | 2015-05-16 | Any | MFm | 2011 | CZ15 | rNCGF | Each | 1 | 487 | None | 92 | 0.011 | 7.74 | 6.48 | 0.000742 | 5.5 | 92 | 0.011 | 7.74 | 6.48 | 0.000742 | 5.5 |  |  | 1 |  | RB-Appl-EffCW-med-ElecDHW-GasCDryer-Tier1-FrontAnyMFm2011CZ15rNCGF
RB-Appl-EffCW-med-ElecDHW-GasCDryer-Tier1-Front | DEER2016 | D16v1 | 2015-05-16 | Any | MFm | 2011 | CZ16 | rDXGF | Each | 1 | 441 | None | 126 | 0.0164 | 7.28 | 10.3 | 0.00108 | 5.47 | 126 | 0.0164 | 7.28 | 10.3 | 0.00108 | 5.47 |  |  | 1 |  | RB-Appl-EffCW-med-ElecDHW-GasCDryer-Tier1-FrontAnyMFm2011CZ16rDXGF
RB-Appl-EffCW-med-ElecDHW-GasCDryer-Tier1-Front | DEER2016 | D16v1 | 2015-05-16 | Any | MFm | 2011 | CZ16 | rDXHP | Each | 1 | 441 | None | 120 | 0.0166 | 7.84 | 9.75 | 0.00118 | 5.5 | 120 | 0.0166 | 7.84 | 9.75 | 0.00118 | 5.5 |  |  | 1 |  | RB-Appl-EffCW-med-ElecDHW-GasCDryer-Tier1-FrontAnyMFm2011CZ16rDXHP
RB-Appl-EffCW-med-ElecDHW-GasCDryer-Tier1-Front | DEER2016 | D16v1 | 2015-05-16 | Any | MFm | 2011 | CZ16 | rNCEH | Each | 1 | 441 | None | 111 | 0.0158 | 7.84 | 8.62 | 0.0012 | 5.5 | 111 | 0.0158 | 7.84 | 8.62 | 0.0012 | 5.5 |  |  | 1 |  | RB-Appl-EffCW-med-ElecDHW-GasCDryer-Tier1-FrontAnyMFm2011CZ16rNCEH
RB-Appl-EffCW-med-ElecDHW-GasCDryer-Tier1-Front | DEER2016 | D16v1 | 2015-05-16 | Any | MFm | 2011 | CZ16 | rNCGF | Each | 1 | 441 | None | 121 | 0.0157 | 7.19 | 9.33 | 0.00118 | 5.46 | 121 | 0.0157 | 7.19 | 9.33 | 0.00118 | 5.46 |  |  | 1 |  | RB-Appl-EffCW-med-ElecDHW-GasCDryer-Tier1-FrontAnyMFm2011CZ16rNCGF
RB-Appl-EffCW-med-ElecDHW-GasCDryer-Tier1-Front | DEER2016 | D16v1 | 2015-05-16 | Any | MFm | 2014 | CZ01 | rDXGF | Each | 1 | 441 | None | 122 | 0.0164 | 7.14 | 9.44 | -0.00116 | 5.42 | 122 | 0.0164 | 7.14 | 9.44 | -0.00116 | 5.42 |  |  | 1 |  | RB-Appl-EffCW-med-ElecDHW-GasCDryer-Tier1-FrontAnyMFm2014CZ01rDXGF
RB-Appl-EffCW-med-ElecDHW-GasCDryer-Tier1-Front | DEER2016 | D16v1 | 2015-05-16 | Any | MFm | 2014 | CZ01 | rDXHP | Each | 1 | 441 | None | 117 | 0.0174 | 7.84 | 8.9 | 0.00111 | 5.5 | 117 | 0.0174 | 7.84 | 8.9 | 0.00111 | 5.5 |  |  | 1 |  | RB-Appl-EffCW-med-ElecDHW-GasCDryer-Tier1-FrontAnyMFm2014CZ01rDXHP
RB-Appl-EffCW-med-ElecDHW-GasCDryer-Tier1-Front | DEER2016 | D16v1 | 2015-05-16 | Any | MFm | 2014 | CZ01 | rNCEH | Each | 1 | 441 | None | 109 | 0.0164 | 7.84 | 8.48 | 0.00126 | 5.5 | 109 | 0.0164 | 7.84 | 8.48 | 0.00126 | 5.5 |  |  | 1 |  | RB-Appl-EffCW-med-ElecDHW-GasCDryer-Tier1-FrontAnyMFm2014CZ01rNCEH
RB-Appl-EffCW-med-ElecDHW-GasCDryer-Tier1-Front | DEER2016 | D16v1 | 2015-05-16 | Any | MFm | 2014 | CZ01 | rNCGF | Each | 1 | 441 | None | 121 | 0.0162 | 7.05 | 9.37 | 0.0012 | 5.45 | 121 | 0.0162 | 7.05 | 9.37 | 0.0012 | 5.45 |  |  | 1 |  | RB-Appl-EffCW-med-ElecDHW-GasCDryer-Tier1-FrontAnyMFm2014CZ01rNCGF
RB-Appl-EffCW-med-ElecDHW-GasCDryer-Tier1-Front | DEER2016 | D16v1 | 2015-05-16 | Any | MFm | 2014 | CZ02 | rDXGF | Each | 1 | 474 | None | 116 | 0.0184 | 7.37 | 8.47 | 0.00121 | 5.49 | 116 | 0.0184 | 7.37 | 8.47 | 0.00121 | 5.49 |  |  | 1 |  | RB-Appl-EffCW-med-ElecDHW-GasCDryer-Tier1-FrontAnyMFm2014CZ02rDXGF
RB-Appl-EffCW-med-ElecDHW-GasCDryer-Tier1-Front | DEER2016 | D16v1 | 2015-05-16 | Any | MFm | 2014 | CZ02 | rDXHP | Each | 1 | 474 | None | 112 | 0.0187 | 7.84 | 9.44 | 0.00193 | 5.5 | 112 | 0.0187 | 7.84 | 9.44 | 0.00193 | 5.5 |  |  | 1 |  | RB-Appl-EffCW-med-ElecDHW-GasCDryer-Tier1-FrontAnyMFm2014CZ02rDXHP
RB-Appl-EffCW-med-ElecDHW-GasCDryer-Tier1-Front | DEER2016 | D16v1 | 2015-05-16 | Any | MFm | 2014 | CZ02 | rNCEH | Each | 1 | 474 | None | 107 | 0.0153 | 7.84 | 8.56 | 0.00116 | 5.5 | 107 | 0.0153 | 7.84 | 8.56 | 0.00116 | 5.5 |  |  | 1 |  | RB-Appl-EffCW-med-ElecDHW-GasCDryer-Tier1-FrontAnyMFm2014CZ02rNCEH
RB-Appl-EffCW-med-ElecDHW-GasCDryer-Tier1-Front | DEER2016 | D16v1 | 2015-05-16 | Any | MFm | 2014 | CZ02 | rNCGF | Each | 1 | 474 | None | 114 | 0.0152 | 7.36 | 8.8 | 0.00117 | 5.49 | 114 | 0.0152 | 7.36 | 8.8 | 0.00117 | 5.49 |  |  | 1 |  | RB-Appl-EffCW-med-ElecDHW-GasCDryer-Tier1-FrontAnyMFm2014CZ02rNCGF
RB-Appl-EffCW-med-ElecDHW-GasCDryer-Tier1-Front | DEER2016 | D16v1 | 2015-05-16 | Any | MFm | 2014 | CZ03 | rDXGF | Each | 1 | 441 | None | 115 | 0.0161 | 7.37 | 8.59 | 0.00277 | 5.5 | 115 | 0.0161 | 7.37 | 8.59 | 0.00277 | 5.5 |  |  | 1 |  | RB-Appl-EffCW-med-ElecDHW-GasCDryer-Tier1-FrontAnyMFm2014CZ03rDXGF
RB-Appl-EffCW-med-ElecDHW-GasCDryer-Tier1-Front | DEER2016 | D16v1 | 2015-05-16 | Any | MFm | 2014 | CZ03 | rDXHP | Each | 1 | 441 | None | 111 | 0.015 | 7.84 | 8.85 | 0.000907 | 5.5 | 111 | 0.015 | 7.84 | 8.85 | 0.000907 | 5.5 |  |  | 1 |  | RB-Appl-EffCW-med-ElecDHW-GasCDryer-Tier1-FrontAnyMFm2014CZ03rDXHP
RB-Appl-EffCW-med-ElecDHW-GasCDryer-Tier1-Front | DEER2016 | D16v1 | 2015-05-16 | Any | MFm | 2014 | CZ03 | rNCEH | Each | 1 | 441 | None | 109 | 0.0155 | 7.84 | 8.32 | 0.00117 | 5.5 | 109 | 0.0155 | 7.84 | 8.32 | 0.00117 | 5.5 |  |  | 1 |  | RB-Appl-EffCW-med-ElecDHW-GasCDryer-Tier1-FrontAnyMFm2014CZ03rNCEH
RB-Appl-EffCW-med-ElecDHW-GasCDryer-Tier1-Front | DEER2016 | D16v1 | 2015-05-16 | Any | MFm | 2014 | CZ03 | rNCGF | Each | 1 | 441 | None | 115 | 0.0154 | 7.35 | 8.71 | 0.00113 | 5.49 | 115 | 0.0154 | 7.35 | 8.71 | 0.00113 | 5.49 |  |  | 1 |  | RB-Appl-EffCW-med-ElecDHW-GasCDryer-Tier1-FrontAnyMFm2014CZ03rNCGF
RB-Appl-EffCW-med-ElecDHW-GasCDryer-Tier1-Front | DEER2016 | D16v1 | 2015-05-16 | Any | MFm | 2014 | CZ04 | rDXGF | Each | 1 | 441 | None | 114 | 0.0174 | 7.48 | 8.18 | 0.00299 | 5.46 | 114 | 0.0174 | 7.48 | 8.18 | 0.00299 | 5.46 |  |  | 1 |  | RB-Appl-EffCW-med-ElecDHW-GasCDryer-Tier1-FrontAnyMFm2014CZ04rDXGF
RB-Appl-EffCW-med-ElecDHW-GasCDryer-Tier1-Front | DEER2016 | D16v1 | 2015-05-16 | Any | MFm | 2014 | CZ04 | rDXHP | Each | 1 | 441 | None | 112 | 0.0172 | 7.84 | 8.41 | 0.00237 | 5.5 | 112 | 0.0172 | 7.84 | 8.41 | 0.00237 | 5.5 |  |  | 1 |  | RB-Appl-EffCW-med-ElecDHW-GasCDryer-Tier1-FrontAnyMFm2014CZ04rDXHP
RB-Appl-EffCW-med-ElecDHW-GasCDryer-Tier1-Front | DEER2016 | D16v1 | 2015-05-16 | Any | MFm | 2014 | CZ04 | rNCEH | Each | 1 | 441 | None | 106 | 0.0146 | 7.84 | 7.94 | 0.00108 | 5.5 | 106 | 0.0146 | 7.84 | 7.94 | 0.00108 | 5.5 |  |  | 1 |  | RB-Appl-EffCW-med-ElecDHW-GasCDryer-Tier1-FrontAnyMFm2014CZ04rNCEH
RB-Appl-EffCW-med-ElecDHW-GasCDryer-Tier1-Front | DEER2016 | D16v1 | 2015-05-16 | Any | MFm | 2014 | CZ04 | rNCGF | Each | 1 | 441 | None | 112 | 0.0145 | 7.46 | 8.38 | 0.00107 | 5.46 | 112 | 0.0145 | 7.46 | 8.38 | 0.00107 | 5.46 |  |  | 1 |  | RB-Appl-EffCW-med-ElecDHW-GasCDryer-Tier1-FrontAnyMFm2014CZ04rNCGF
RB-Appl-EffCW-med-ElecDHW-GasCDryer-Tier1-Front | DEER2016 | D16v1 | 2015-05-16 | Any | MFm | 2014 | CZ05 | rDXGF | Each | 1 | 441 | None | 117 | 0.0176 | 7.54 | 9.01 | 0.00279 | 5.52 | 117 | 0.0176 | 7.54 | 9.01 | 0.00279 | 5.52 |  |  | 1 |  | RB-Appl-EffCW-med-ElecDHW-GasCDryer-Tier1-FrontAnyMFm2014CZ05rDXGF
RB-Appl-EffCW-med-ElecDHW-GasCDryer-Tier1-Front | DEER2016 | D16v1 | 2015-05-16 | Any | MFm | 2014 | CZ05 | rDXHP | Each | 1 | 441 | None | 115 | 0.0158 | 7.84 | 9.25 | 0.00149 | 5.5 | 115 | 0.0158 | 7.84 | 9.25 | 0.00149 | 5.5 |  |  | 1 |  | RB-Appl-EffCW-med-ElecDHW-GasCDryer-Tier1-FrontAnyMFm2014CZ05rDXHP
RB-Appl-EffCW-med-ElecDHW-GasCDryer-Tier1-Front | DEER2016 | D16v1 | 2015-05-16 | Any | MFm | 2014 | CZ05 | rNCEH | Each | 1 | 441 | None | 112 | 0.0156 | 7.84 | 8.65 | 0.00118 | 5.5 | 112 | 0.0156 | 7.84 | 8.65 | 0.00118 | 5.5 |  |  | 1 |  | RB-Appl-EffCW-med-ElecDHW-GasCDryer-Tier1-FrontAnyMFm2014CZ05rNCEH
RB-Appl-EffCW-med-ElecDHW-GasCDryer-Tier1-Front | DEER2016 | D16v1 | 2015-05-16 | Any | MFm | 2014 | CZ05 | rNCGF | Each | 1 | 441 | None | 116 | 0.0155 | 7.53 | 8.86 | 0.00115 | 5.52 | 116 | 0.0155 | 7.53 | 8.86 | 0.00115 | 5.52 |  |  | 1 |  | RB-Appl-EffCW-med-ElecDHW-GasCDryer-Tier1-FrontAnyMFm2014CZ05rNCGF
RB-Appl-EffCW-med-ElecDHW-GasCDryer-Tier1-Front | DEER2016 | D16v1 | 2015-05-16 | Any | MFm | 2014 | CZ06 | rDXGF | Each | 1 | 538 | None | 111 | 0.0168 | 7.58 | 9.56 | 0.000619 | 5.3 | 111 | 0.0168 | 7.58 | 9.56 | 0.000619 | 5.3 |  |  | 1 |  | RB-Appl-EffCW-med-ElecDHW-GasCDryer-Tier1-FrontAnyMFm2014CZ06rDXGF
RB-Appl-EffCW-med-ElecDHW-GasCDryer-Tier1-Front | DEER2016 | D16v1 | 2015-05-16 | Any | MFm | 2014 | CZ06 | rDXHP | Each | 1 | 538 | None | 109 | 0.0242 | 7.84 | 8.14 | 0.00743 | 5.5 | 109 | 0.0242 | 7.84 | 8.14 | 0.00743 | 5.5 |  |  | 1 |  | RB-Appl-EffCW-med-ElecDHW-GasCDryer-Tier1-FrontAnyMFm2014CZ06rDXHP
RB-Appl-EffCW-med-ElecDHW-GasCDryer-Tier1-Front | DEER2016 | D16v1 | 2015-05-16 | Any | MFm | 2014 | CZ06 | rNCEH | Each | 1 | 538 | None | 105 | 0.0144 | 7.84 | 5.37 | 0.0011 | 5.5 | 105 | 0.0144 | 7.84 | 5.37 | 0.0011 | 5.5 |  |  | 1 |  | RB-Appl-EffCW-med-ElecDHW-GasCDryer-Tier1-FrontAnyMFm2014CZ06rNCEH
RB-Appl-EffCW-med-ElecDHW-GasCDryer-Tier1-Front | DEER2016 | D16v1 | 2015-05-16 | Any | MFm | 2014 | CZ06 | rNCGF | Each | 1 | 538 | None | 109 | 0.0143 | 7.51 | 8.25 | 0.00105 | 5.27 | 109 | 0.0143 | 7.51 | 8.25 | 0.00105 | 5.27 |  |  | 1 |  | RB-Appl-EffCW-med-ElecDHW-GasCDryer-Tier1-FrontAnyMFm2014CZ06rNCGF
RB-Appl-EffCW-med-ElecDHW-GasCDryer-Tier1-Front | DEER2016 | D16v1 | 2015-05-16 | Any | MFm | 2014 | CZ07 | rDXGF | Each | 1 | 538 | None | 111 | 0.0143 | 7.79 | 9.99 | -0.00337 | 5.45 | 111 | 0.0143 | 7.79 | 9.99 | -0.00337 | 5.45 |  |  | 1 |  | RB-Appl-EffCW-med-ElecDHW-GasCDryer-Tier1-FrontAnyMFm2014CZ07rDXGF
RB-Appl-EffCW-med-ElecDHW-GasCDryer-Tier1-Front | DEER2016 | D16v1 | 2015-05-16 | Any | MFm | 2014 | CZ07 | rDXHP | Each | 1 | 538 | None | 111 | 0.0138 | 7.84 | 10.3 | 0.000881 | 5.5 | 111 | 0.0138 | 7.84 | 10.3 | 0.000881 | 5.5 |  |  | 1 |  | RB-Appl-EffCW-med-ElecDHW-GasCDryer-Tier1-FrontAnyMFm2014CZ07rDXHP
RB-Appl-EffCW-med-ElecDHW-GasCDryer-Tier1-Front | DEER2016 | D16v1 | 2015-05-16 | Any | MFm | 2014 | CZ07 | rNCEH | Each | 1 | 538 | None | 107 | 0.0144 | 7.84 | 7.71 | 0.0011 | 5.5 | 107 | 0.0144 | 7.84 | 7.71 | 0.0011 | 5.5 |  |  | 1 |  | RB-Appl-EffCW-med-ElecDHW-GasCDryer-Tier1-FrontAnyMFm2014CZ07rNCEH
RB-Appl-EffCW-med-ElecDHW-GasCDryer-Tier1-Front | DEER2016 | D16v1 | 2015-05-16 | Any | MFm | 2014 | CZ07 | rNCGF | Each | 1 | 538 | None | 108 | 0.0144 | 7.79 | 8.26 | 0.00106 | 5.46 | 108 | 0.0144 | 7.79 | 8.26 | 0.00106 | 5.46 |  |  | 1 |  | RB-Appl-EffCW-med-ElecDHW-GasCDryer-Tier1-FrontAnyMFm2014CZ07rNCGF
RB-Appl-EffCW-med-ElecDHW-GasCDryer-Tier1-Front | DEER2016 | D16v1 | 2015-05-16 | Any | MFm | 2014 | CZ08 | rDXGF | Each | 1 | 538 | None | 112 | 0.0153 | 7.65 | 10.9 | 0.0021 | 5.34 | 112 | 0.0153 | 7.65 | 10.9 | 0.0021 | 5.34 |  |  | 1 |  | RB-Appl-EffCW-med-ElecDHW-GasCDryer-Tier1-FrontAnyMFm2014CZ08rDXGF
RB-Appl-EffCW-med-ElecDHW-GasCDryer-Tier1-Front | DEER2016 | D16v1 | 2015-05-16 | Any | MFm | 2014 | CZ08 | rDXHP | Each | 1 | 538 | None | 110 | 0.0159 | 7.84 | 9.71 | 0.00228 | 5.5 | 110 | 0.0159 | 7.84 | 9.71 | 0.00228 | 5.5 |  |  | 1 |  | RB-Appl-EffCW-med-ElecDHW-GasCDryer-Tier1-FrontAnyMFm2014CZ08rDXHP
RB-Appl-EffCW-med-ElecDHW-GasCDryer-Tier1-Front | DEER2016 | D16v1 | 2015-05-16 | Any | MFm | 2014 | CZ08 | rNCEH | Each | 1 | 538 | None | 104 | 0.014 | 7.84 | 6.13 | 0.00106 | 5.5 | 104 | 0.014 | 7.84 | 6.13 | 0.00106 | 5.5 |  |  | 1 |  | RB-Appl-EffCW-med-ElecDHW-GasCDryer-Tier1-FrontAnyMFm2014CZ08rNCEH
RB-Appl-EffCW-med-ElecDHW-GasCDryer-Tier1-Front | DEER2016 | D16v1 | 2015-05-16 | Any | MFm | 2014 | CZ08 | rNCGF | Each | 1 | 538 | None | 107 | 0.014 | 7.62 | 8.06 | 0.00104 | 5.33 | 107 | 0.014 | 7.62 | 8.06 | 0.00104 | 5.33 |  |  | 1 |  | RB-Appl-EffCW-med-ElecDHW-GasCDryer-Tier1-FrontAnyMFm2014CZ08rNCGF
RB-Appl-EffCW-med-ElecDHW-GasCDryer-Tier1-Front | DEER2016 | D16v1 | 2015-05-16 | Any | MFm | 2014 | CZ09 | rDXGF | Each | 1 | 499 | None | 110 | 0.0154 | 7.58 | 8.1 | 0.00111 | 5.5 | 110 | 0.0154 | 7.58 | 8.1 | 0.00111 | 5.5 |  |  | 1 |  | RB-Appl-EffCW-med-ElecDHW-GasCDryer-Tier1-FrontAnyMFm2014CZ09rDXGF
RB-Appl-EffCW-med-ElecDHW-GasCDryer-Tier1-Front | DEER2016 | D16v1 | 2015-05-16 | Any | MFm | 2014 | CZ09 | rDXHP | Each | 1 | 499 | None | 110 | 0.0163 | 7.84 | 8.97 | 0.00143 | 5.5 | 110 | 0.0163 | 7.84 | 8.97 | 0.00143 | 5.5 |  |  | 1 |  | RB-Appl-EffCW-med-ElecDHW-GasCDryer-Tier1-FrontAnyMFm2014CZ09rDXHP
RB-Appl-EffCW-med-ElecDHW-GasCDryer-Tier1-Front | DEER2016 | D16v1 | 2015-05-16 | Any | MFm | 2014 | CZ09 | rNCEH | Each | 1 | 499 | None | 102 | 0.0138 | 7.84 | 7.94 | 0.00102 | 5.5 | 102 | 0.0138 | 7.84 | 7.94 | 0.00102 | 5.5 |  |  | 1 |  | RB-Appl-EffCW-med-ElecDHW-GasCDryer-Tier1-FrontAnyMFm2014CZ09rNCEH
RB-Appl-EffCW-med-ElecDHW-GasCDryer-Tier1-Front | DEER2016 | D16v1 | 2015-05-16 | Any | MFm | 2014 | CZ09 | rNCGF | Each | 1 | 499 | None | 106 | 0.0138 | 7.57 | 7.94 | 0.00102 | 5.51 | 106 | 0.0138 | 7.57 | 7.94 | 0.00102 | 5.51 |  |  | 1 |  | RB-Appl-EffCW-med-ElecDHW-GasCDryer-Tier1-FrontAnyMFm2014CZ09rNCGF
RB-Appl-EffCW-med-ElecDHW-GasCDryer-Tier1-Front | DEER2016 | D16v1 | 2015-05-16 | Any | MFm | 2014 | CZ10 | rDXGF | Each | 1 | 474 | None | 110 | 0.0154 | 7.62 | 8.02 | 0.00113 | 5.5 | 110 | 0.0154 | 7.62 | 8.02 | 0.00113 | 5.5 |  |  | 1 |  | RB-Appl-EffCW-med-ElecDHW-GasCDryer-Tier1-FrontAnyMFm2014CZ10rDXGF
RB-Appl-EffCW-med-ElecDHW-GasCDryer-Tier1-Front | DEER2016 | D16v1 | 2015-05-16 | Any | MFm | 2014 | CZ10 | rDXHP | Each | 1 | 474 | None | 108 | 0.0156 | 7.84 | 8.69 | 0.00111 | 5.5 | 108 | 0.0156 | 7.84 | 8.69 | 0.00111 | 5.5 |  |  | 1 |  | RB-Appl-EffCW-med-ElecDHW-GasCDryer-Tier1-FrontAnyMFm2014CZ10rDXHP
RB-Appl-EffCW-med-ElecDHW-GasCDryer-Tier1-Front | DEER2016 | D16v1 | 2015-05-16 | Any | MFm | 2014 | CZ10 | rNCEH | Each | 1 | 474 | None | 102 | 0.0136 | 7.84 | 7.9 | 0.001 | 5.5 | 102 | 0.0136 | 7.84 | 7.9 | 0.001 | 5.5 |  |  | 1 |  | RB-Appl-EffCW-med-ElecDHW-GasCDryer-Tier1-FrontAnyMFm2014CZ10rNCEH
RB-Appl-EffCW-med-ElecDHW-GasCDryer-Tier1-Front | DEER2016 | D16v1 | 2015-05-16 | Any | MFm | 2014 | CZ10 | rNCGF | Each | 1 | 474 | None | 106 | 0.0136 | 7.62 | 7.97 | 0.00101 | 5.5 | 106 | 0.0136 | 7.62 | 7.97 | 0.00101 | 5.5 |  |  | 1 |  | RB-Appl-EffCW-med-ElecDHW-GasCDryer-Tier1-FrontAnyMFm2014CZ10rNCGF
RB-Appl-EffCW-med-ElecDHW-GasCDryer-Tier1-Front | DEER2016 | D16v1 | 2015-05-16 | Any | MFm | 2014 | CZ11 | rDXGF | Each | 1 | 474 | None | 112 | 0.0144 | 7.45 | 8.7 | 0.000918 | 5.49 | 112 | 0.0144 | 7.45 | 8.7 | 0.000918 | 5.49 |  |  | 1 |  | RB-Appl-EffCW-med-ElecDHW-GasCDryer-Tier1-FrontAnyMFm2014CZ11rDXGF
RB-Appl-EffCW-med-ElecDHW-GasCDryer-Tier1-Front | DEER2016 | D16v1 | 2015-05-16 | Any | MFm | 2014 | CZ11 | rDXHP | Each | 1 | 474 | None | 109 | 0.0147 | 7.84 | 8.66 | 0.001 | 5.5 | 109 | 0.0147 | 7.84 | 8.66 | 0.001 | 5.5 |  |  | 1 |  | RB-Appl-EffCW-med-ElecDHW-GasCDryer-Tier1-FrontAnyMFm2014CZ11rDXHP
RB-Appl-EffCW-med-ElecDHW-GasCDryer-Tier1-Front | DEER2016 | D16v1 | 2015-05-16 | Any | MFm | 2014 | CZ11 | rNCEH | Each | 1 | 474 | None | 100 | 0.0136 | 7.84 | 7.87 | 0.001 | 5.5 | 100 | 0.0136 | 7.84 | 7.87 | 0.001 | 5.5 |  |  | 1 |  | RB-Appl-EffCW-med-ElecDHW-GasCDryer-Tier1-FrontAnyMFm2014CZ11rNCEH
RB-Appl-EffCW-med-ElecDHW-GasCDryer-Tier1-Front | DEER2016 | D16v1 | 2015-05-16 | Any | MFm | 2014 | CZ11 | rNCGF | Each | 1 | 474 | None | 107 | 0.0136 | 7.41 | 8.18 | 0.00103 | 5.49 | 107 | 0.0136 | 7.41 | 8.18 | 0.00103 | 5.49 |  |  | 1 |  | RB-Appl-EffCW-med-ElecDHW-GasCDryer-Tier1-FrontAnyMFm2014CZ11rNCGF
RB-Appl-EffCW-med-ElecDHW-GasCDryer-Tier1-Front | DEER2016 | D16v1 | 2015-05-16 | Any | MFm | 2014 | CZ12 | rDXGF | Each | 1 | 474 | None | 114 | 0.0158 | 7.43 | 8.79 | 0.00135 | 5.49 | 114 | 0.0158 | 7.43 | 8.79 | 0.00135 | 5.49 |  |  | 1 |  | RB-Appl-EffCW-med-ElecDHW-GasCDryer-Tier1-FrontAnyMFm2014CZ12rDXGF
RB-Appl-EffCW-med-ElecDHW-GasCDryer-Tier1-Front | DEER2016 | D16v1 | 2015-05-16 | Any | MFm | 2014 | CZ12 | rDXHP | Each | 1 | 474 | None | 111 | 0.0162 | 7.84 | 9.13 | 0.00153 | 5.5 | 111 | 0.0162 | 7.84 | 9.13 | 0.00153 | 5.5 |  |  | 1 |  | RB-Appl-EffCW-med-ElecDHW-GasCDryer-Tier1-FrontAnyMFm2014CZ12rDXHP
RB-Appl-EffCW-med-ElecDHW-GasCDryer-Tier1-Front | DEER2016 | D16v1 | 2015-05-16 | Any | MFm | 2014 | CZ12 | rNCEH | Each | 1 | 474 | None | 103 | 0.0144 | 7.84 | 8.12 | 0.00107 | 5.5 | 103 | 0.0144 | 7.84 | 8.12 | 0.00107 | 5.5 |  |  | 1 |  | RB-Appl-EffCW-med-ElecDHW-GasCDryer-Tier1-FrontAnyMFm2014CZ12rNCEH
RB-Appl-EffCW-med-ElecDHW-GasCDryer-Tier1-Front | DEER2016 | D16v1 | 2015-05-16 | Any | MFm | 2014 | CZ12 | rNCGF | Each | 1 | 474 | None | 110 | 0.0143 | 7.4 | 8.4 | 0.00109 | 5.48 | 110 | 0.0143 | 7.4 | 8.4 | 0.00109 | 5.48 |  |  | 1 |  | RB-Appl-EffCW-med-ElecDHW-GasCDryer-Tier1-FrontAnyMFm2014CZ12rNCGF
RB-Appl-EffCW-med-ElecDHW-GasCDryer-Tier1-Front | DEER2016 | D16v1 | 2015-05-16 | Any | MFm | 2014 | CZ13 | rDXGF | Each | 1 | 474 | None | 111 | 0.0143 | 7.42 | 8.86 | 0.00102 | 5.47 | 111 | 0.0143 | 7.42 | 8.86 | 0.00102 | 5.47 |  |  | 1 |  | RB-Appl-EffCW-med-ElecDHW-GasCDryer-Tier1-FrontAnyMFm2014CZ13rDXGF
RB-Appl-EffCW-med-ElecDHW-GasCDryer-Tier1-Front | DEER2016 | D16v1 | 2015-05-16 | Any | MFm | 2014 | CZ13 | rDXHP | Each | 1 | 474 | None | 108 | 0.0146 | 7.84 | 8.74 | 0.000863 | 5.5 | 108 | 0.0146 | 7.84 | 8.74 | 0.000863 | 5.5 |  |  | 1 |  | RB-Appl-EffCW-med-ElecDHW-GasCDryer-Tier1-FrontAnyMFm2014CZ13rDXHP
RB-Appl-EffCW-med-ElecDHW-GasCDryer-Tier1-Front | DEER2016 | D16v1 | 2015-05-16 | Any | MFm | 2014 | CZ13 | rNCEH | Each | 1 | 474 | None | 99.4 | 0.0135 | 7.84 | 7.65 | 0.00099 | 5.5 | 99.4 | 0.0135 | 7.84 | 7.65 | 0.00099 | 5.5 |  |  | 1 |  | RB-Appl-EffCW-med-ElecDHW-GasCDryer-Tier1-FrontAnyMFm2014CZ13rNCEH
RB-Appl-EffCW-med-ElecDHW-GasCDryer-Tier1-Front | DEER2016 | D16v1 | 2015-05-16 | Any | MFm | 2014 | CZ13 | rNCGF | Each | 1 | 474 | None | 106 | 0.0135 | 7.39 | 7.96 | 0.00098 | 5.47 | 106 | 0.0135 | 7.39 | 7.96 | 0.00098 | 5.47 |  |  | 1 |  | RB-Appl-EffCW-med-ElecDHW-GasCDryer-Tier1-FrontAnyMFm2014CZ13rNCGF
RB-Appl-EffCW-med-ElecDHW-GasCDryer-Tier1-Front | DEER2016 | D16v1 | 2015-05-16 | Any | MFm | 2014 | CZ14 | rDXGF | Each | 1 | 487 | None | 113 | 0.014 | 7.44 | 8.16 | 0.000882 | 5.49 | 113 | 0.014 | 7.44 | 8.16 | 0.000882 | 5.49 |  |  | 1 |  | RB-Appl-EffCW-med-ElecDHW-GasCDryer-Tier1-FrontAnyMFm2014CZ14rDXGF
RB-Appl-EffCW-med-ElecDHW-GasCDryer-Tier1-Front | DEER2016 | D16v1 | 2015-05-16 | Any | MFm | 2014 | CZ14 | rDXHP | Each | 1 | 487 | None | 110 | 0.0145 | 7.84 | 8.68 | 0.000954 | 5.5 | 110 | 0.0145 | 7.84 | 8.68 | 0.000954 | 5.5 |  |  | 1 |  | RB-Appl-EffCW-med-ElecDHW-GasCDryer-Tier1-FrontAnyMFm2014CZ14rDXHP
RB-Appl-EffCW-med-ElecDHW-GasCDryer-Tier1-Front | DEER2016 | D16v1 | 2015-05-16 | Any | MFm | 2014 | CZ14 | rNCEH | Each | 1 | 487 | None | 101 | 0.0131 | 7.84 | 7.88 | 0.000941 | 5.5 | 101 | 0.0131 | 7.84 | 7.88 | 0.000941 | 5.5 |  |  | 1 |  | RB-Appl-EffCW-med-ElecDHW-GasCDryer-Tier1-FrontAnyMFm2014CZ14rNCEH
RB-Appl-EffCW-med-ElecDHW-GasCDryer-Tier1-Front | DEER2016 | D16v1 | 2015-05-16 | Any | MFm | 2014 | CZ14 | rNCGF | Each | 1 | 487 | None | 108 | 0.0131 | 7.38 | 7.97 | 0.000931 | 5.49 | 108 | 0.0131 | 7.38 | 7.97 | 0.000931 | 5.49 |  |  | 1 |  | RB-Appl-EffCW-med-ElecDHW-GasCDryer-Tier1-FrontAnyMFm2014CZ14rNCGF
RB-Appl-EffCW-med-ElecDHW-GasCDryer-Tier1-Front | DEER2016 | D16v1 | 2015-05-16 | Any | MFm | 2014 | CZ15 | rDXGF | Each | 1 | 487 | None | 98.4 | 0.0122 | 7.75 | 7.09 | 0.00068 | 5.5 | 98.4 | 0.0122 | 7.75 | 7.09 | 0.00068 | 5.5 |  |  | 1 |  | RB-Appl-EffCW-med-ElecDHW-GasCDryer-Tier1-FrontAnyMFm2014CZ15rDXGF
RB-Appl-EffCW-med-ElecDHW-GasCDryer-Tier1-Front | DEER2016 | D16v1 | 2015-05-16 | Any | MFm | 2014 | CZ15 | rDXHP | Each | 1 | 487 | None | 97.2 | 0.0126 | 7.84 | 6.86 | 0.00086 | 5.5 | 97.2 | 0.0126 | 7.84 | 6.86 | 0.00086 | 5.5 |  |  | 1 |  | RB-Appl-EffCW-med-ElecDHW-GasCDryer-Tier1-FrontAnyMFm2014CZ15rDXHP
RB-Appl-EffCW-med-ElecDHW-GasCDryer-Tier1-Front | DEER2016 | D16v1 | 2015-05-16 | Any | MFm | 2014 | CZ15 | rNCEH | Each | 1 | 487 | None | 90.7 | 0.011 | 7.84 | 6.46 | 0.000737 | 5.5 | 90.7 | 0.011 | 7.84 | 6.46 | 0.000737 | 5.5 |  |  | 1 |  | RB-Appl-EffCW-med-ElecDHW-GasCDryer-Tier1-FrontAnyMFm2014CZ15rNCEH
RB-Appl-EffCW-med-ElecDHW-GasCDryer-Tier1-Front | DEER2016 | D16v1 | 2015-05-16 | Any | MFm | 2014 | CZ15 | rNCGF | Each | 1 | 487 | None | 92.1 | 0.011 | 7.75 | 6.46 | 0.000719 | 5.5 | 92.1 | 0.011 | 7.75 | 6.46 | 0.000719 | 5.5 |  |  | 1 |  | RB-Appl-EffCW-med-ElecDHW-GasCDryer-Tier1-FrontAnyMFm2014CZ15rNCGF
RB-Appl-EffCW-med-ElecDHW-GasCDryer-Tier1-Front | DEER2016 | D16v1 | 2015-05-16 | Any | MFm | 2014 | CZ16 | rDXGF | Each | 1 | 441 | None | 125 | 0.017 | 7.21 | 9.6 | 0.00158 | 5.47 | 125 | 0.017 | 7.21 | 9.6 | 0.00158 | 5.47 |  |  | 1 |  | RB-Appl-EffCW-med-ElecDHW-GasCDryer-Tier1-FrontAnyMFm2014CZ16rDXGF
RB-Appl-EffCW-med-ElecDHW-GasCDryer-Tier1-Front | DEER2016 | D16v1 | 2015-05-16 | Any | MFm | 2014 | CZ16 | rDXHP | Each | 1 | 441 | None | 119 | 0.018 | 7.84 | 9.74 | 0.0019 | 5.5 | 119 | 0.018 | 7.84 | 9.74 | 0.0019 | 5.5 |  |  | 1 |  | RB-Appl-EffCW-med-ElecDHW-GasCDryer-Tier1-FrontAnyMFm2014CZ16rDXHP
RB-Appl-EffCW-med-ElecDHW-GasCDryer-Tier1-Front | DEER2016 | D16v1 | 2015-05-16 | Any | MFm | 2014 | CZ16 | rNCEH | Each | 1 | 441 | None | 110 | 0.0158 | 7.84 | 8.45 | 0.0012 | 5.5 | 110 | 0.0158 | 7.84 | 8.45 | 0.0012 | 5.5 |  |  | 1 |  | RB-Appl-EffCW-med-ElecDHW-GasCDryer-Tier1-FrontAnyMFm2014CZ16rNCEH
RB-Appl-EffCW-med-ElecDHW-GasCDryer-Tier1-Front | DEER2016 | D16v1 | 2015-05-16 | Any | MFm | 2014 | CZ16 | rNCGF | Each | 1 | 441 | None | 121 | 0.0157 | 7.15 | 9.33 | 0.00119 | 5.47 | 121 | 0.0157 | 7.15 | 9.33 | 0.00119 | 5.47 |  |  | 1 |  | RB-Appl-EffCW-med-ElecDHW-GasCDryer-Tier1-FrontAnyMFm2014CZ16rNCGF
RB-Appl-EffCW-med-ElecDHW-GasCDryer-Tier1-Front | DEER2016 | D16v1 | 2015-05-16 | Any | SFm | 1975 | CZ01 | rDXGF | Each | 1 | 796 | None | 150 | 0.0224 | 8.82 | 12 | 0.00122 | 7.14 | 150 | 0.0224 | 8.82 | 12 | 0.00122 | 7.14 |  |  | 1 |  | RB-Appl-EffCW-med-ElecDHW-GasCDryer-Tier1-FrontAnySFm1975CZ01rDXGF
RB-Appl-EffCW-med-ElecDHW-GasCDryer-Tier1-Front | DEER2016 | D16v1 | 2015-05-16 | Any | SFm | 1975 | CZ01 | rDXHP | Each | 1 | 796 | None | 142 | 0.022 | 9.72 | 13.8 | 0.000616 | 6.81 | 142 | 0.022 | 9.72 | 13.8 | 0.000616 | 6.81 |  |  | 1 |  | RB-Appl-EffCW-med-ElecDHW-GasCDryer-Tier1-FrontAnySFm1975CZ01rDXHP
RB-Appl-EffCW-med-ElecDHW-GasCDryer-Tier1-Front | DEER2016 | D16v1 | 2015-05-16 | Any | SFm | 1975 | CZ01 | rNCEH | Each | 1 | 796 | None | 142 | 0.0203 | 9.72 | 14.6 | 0.00157 | 6.81 | 142 | 0.0203 | 9.72 | 14.6 | 0.00157 | 6.81 |  |  | 1 |  | RB-Appl-EffCW-med-ElecDHW-GasCDryer-Tier1-FrontAnySFm1975CZ01rNCEH
RB-Appl-EffCW-med-ElecDHW-GasCDryer-Tier1-Front | DEER2016 | D16v1 | 2015-05-16 | Any | SFm | 1975 | CZ01 | rNCGF | Each | 1 | 796 | None | 150 | 0.0203 | 8.79 | 12 | 0.0015 | 7.14 | 150 | 0.0203 | 8.79 | 12 | 0.0015 | 7.14 |  |  | 1 |  | RB-Appl-EffCW-med-ElecDHW-GasCDryer-Tier1-FrontAnySFm1975CZ01rNCGF
RB-Appl-EffCW-med-ElecDHW-GasCDryer-Tier1-Front | DEER2016 | D16v1 | 2015-05-16 | Any | SFm | 1975 | CZ02 | rDXGF | Each | 1 | 796 | None | 143 | 0.025 | 8.92 | 10.5 | 0.00245 | 7.04 | 143 | 0.025 | 8.92 | 10.5 | 0.00245 | 7.04 |  |  | 1 |  | RB-Appl-EffCW-med-ElecDHW-GasCDryer-Tier1-FrontAnySFm1975CZ02rDXGF
RB-Appl-EffCW-med-ElecDHW-GasCDryer-Tier1-Front | DEER2016 | D16v1 | 2015-05-16 | Any | SFm | 1975 | CZ02 | rDXHP | Each | 1 | 796 | None | 137 | 0.0242 | 9.72 | 12.5 | 0.000832 | 6.81 | 137 | 0.0242 | 9.72 | 12.5 | 0.000832 | 6.81 |  |  | 1 |  | RB-Appl-EffCW-med-ElecDHW-GasCDryer-Tier1-FrontAnySFm1975CZ02rDXHP
RB-Appl-EffCW-med-ElecDHW-GasCDryer-Tier1-Front | DEER2016 | D16v1 | 2015-05-16 | Any | SFm | 1975 | CZ02 | rNCEH | Each | 1 | 796 | None | 134 | 0.0188 | 9.72 | 13.4 | 0.00144 | 6.81 | 134 | 0.0188 | 9.72 | 13.4 | 0.00144 | 6.81 |  |  | 1 |  | RB-Appl-EffCW-med-ElecDHW-GasCDryer-Tier1-FrontAnySFm1975CZ02rNCEH
RB-Appl-EffCW-med-ElecDHW-GasCDryer-Tier1-Front | DEER2016 | D16v1 | 2015-05-16 | Any | SFm | 1975 | CZ02 | rNCGF | Each | 1 | 796 | None | 141 | 0.0188 | 8.92 | 11.1 | 0.00143 | 7.07 | 141 | 0.0188 | 8.92 | 11.1 | 0.00143 | 7.07 |  |  | 1 |  | RB-Appl-EffCW-med-ElecDHW-GasCDryer-Tier1-FrontAnySFm1975CZ02rNCGF
RB-Appl-EffCW-med-ElecDHW-GasCDryer-Tier1-Front | DEER2016 | D16v1 | 2015-05-16 | Any | SFm | 1975 | CZ03 | rDXGF | Each | 1 | 796 | None | 143 | 0.0246 | 8.91 | 11.6 | 0.00842 | 7.08 | 143 | 0.0246 | 8.91 | 11.6 | 0.00842 | 7.08 |  |  | 1 |  | RB-Appl-EffCW-med-ElecDHW-GasCDryer-Tier1-FrontAnySFm1975CZ03rDXGF
RB-Appl-EffCW-med-ElecDHW-GasCDryer-Tier1-Front | DEER2016 | D16v1 | 2015-05-16 | Any | SFm | 1975 | CZ03 | rDXHP | Each | 1 | 796 | None | 136 | 0.0218 | 9.72 | 12.7 | 0.00944 | 6.81 | 136 | 0.0218 | 9.72 | 12.7 | 0.00944 | 6.81 |  |  | 1 |  | RB-Appl-EffCW-med-ElecDHW-GasCDryer-Tier1-FrontAnySFm1975CZ03rDXHP
RB-Appl-EffCW-med-ElecDHW-GasCDryer-Tier1-Front | DEER2016 | D16v1 | 2015-05-16 | Any | SFm | 1975 | CZ03 | rNCEH | Each | 1 | 796 | None | 134 | 0.0191 | 9.72 | 13.9 | 0.00147 | 6.81 | 134 | 0.0191 | 9.72 | 13.9 | 0.00147 | 6.81 |  |  | 1 |  | RB-Appl-EffCW-med-ElecDHW-GasCDryer-Tier1-FrontAnySFm1975CZ03rNCEH
RB-Appl-EffCW-med-ElecDHW-GasCDryer-Tier1-Front | DEER2016 | D16v1 | 2015-05-16 | Any | SFm | 1975 | CZ03 | rNCGF | Each | 1 | 796 | None | 142 | 0.0191 | 8.89 | 11.1 | 0.00146 | 7.1 | 142 | 0.0191 | 8.89 | 11.1 | 0.00146 | 7.1 |  |  | 1 |  | RB-Appl-EffCW-med-ElecDHW-GasCDryer-Tier1-FrontAnySFm1975CZ03rNCGF
RB-Appl-EffCW-med-ElecDHW-GasCDryer-Tier1-Front | DEER2016 | D16v1 | 2015-05-16 | Any | SFm | 1975 | CZ04 | rDXGF | Each | 1 | 796 | None | 137 | 0.0211 | 9.01 | 10.2 | 0.00105 | 6.95 | 137 | 0.0211 | 9.01 | 10.2 | 0.00105 | 6.95 |  |  | 1 |  | RB-Appl-EffCW-med-ElecDHW-GasCDryer-Tier1-FrontAnySFm1975CZ04rDXGF
RB-Appl-EffCW-med-ElecDHW-GasCDryer-Tier1-Front | DEER2016 | D16v1 | 2015-05-16 | Any | SFm | 1975 | CZ04 | rDXHP | Each | 1 | 796 | None | 133 | 0.0188 | 9.72 | 11.5 | -0.00111 | 6.81 | 133 | 0.0188 | 9.72 | 11.5 | -0.00111 | 6.81 |  |  | 1 |  | RB-Appl-EffCW-med-ElecDHW-GasCDryer-Tier1-FrontAnySFm1975CZ04rDXHP
RB-Appl-EffCW-med-ElecDHW-GasCDryer-Tier1-Front | DEER2016 | D16v1 | 2015-05-16 | Any | SFm | 1975 | CZ04 | rNCEH | Each | 1 | 796 | None | 131 | 0.0179 | 9.72 | 12.1 | 0.00135 | 6.81 | 131 | 0.0179 | 9.72 | 12.1 | 0.00135 | 6.81 |  |  | 1 |  | RB-Appl-EffCW-med-ElecDHW-GasCDryer-Tier1-FrontAnySFm1975CZ04rNCEH
RB-Appl-EffCW-med-ElecDHW-GasCDryer-Tier1-Front | DEER2016 | D16v1 | 2015-05-16 | Any | SFm | 1975 | CZ04 | rNCGF | Each | 1 | 796 | None | 138 | 0.0179 | 9.01 | 10.7 | 0.00135 | 6.97 | 138 | 0.0179 | 9.01 | 10.7 | 0.00135 | 6.97 |  |  | 1 |  | RB-Appl-EffCW-med-ElecDHW-GasCDryer-Tier1-FrontAnySFm1975CZ04rNCGF
RB-Appl-EffCW-med-ElecDHW-GasCDryer-Tier1-Front | DEER2016 | D16v1 | 2015-05-16 | Any | SFm | 1975 | CZ05 | rDXGF | Each | 1 | 796 | None | 144 | 0.0164 | 8.67 | 11.5 | -0.00492 | 7.06 | 144 | 0.0164 | 8.67 | 11.5 | -0.00492 | 7.06 |  |  | 1 |  | RB-Appl-EffCW-med-ElecDHW-GasCDryer-Tier1-FrontAnySFm1975CZ05rDXGF
RB-Appl-EffCW-med-ElecDHW-GasCDryer-Tier1-Front | DEER2016 | D16v1 | 2015-05-16 | Any | SFm | 1975 | CZ05 | rDXHP | Each | 1 | 796 | None | 137 | 0.0234 | 9.72 | 13.5 | 0.00716 | 6.81 | 137 | 0.0234 | 9.72 | 13.5 | 0.00716 | 6.81 |  |  | 1 |  | RB-Appl-EffCW-med-ElecDHW-GasCDryer-Tier1-FrontAnySFm1975CZ05rDXHP
RB-Appl-EffCW-med-ElecDHW-GasCDryer-Tier1-Front | DEER2016 | D16v1 | 2015-05-16 | Any | SFm | 1975 | CZ05 | rNCEH | Each | 1 | 796 | None | 135 | 0.0192 | 9.72 | 14.7 | 0.00148 | 6.81 | 135 | 0.0192 | 9.72 | 14.7 | 0.00148 | 6.81 |  |  | 1 |  | RB-Appl-EffCW-med-ElecDHW-GasCDryer-Tier1-FrontAnySFm1975CZ05rNCEH
RB-Appl-EffCW-med-ElecDHW-GasCDryer-Tier1-Front | DEER2016 | D16v1 | 2015-05-16 | Any | SFm | 1975 | CZ05 | rNCGF | Each | 1 | 796 | None | 143 | 0.0191 | 8.69 | 11.3 | 0.00147 | 7.05 | 143 | 0.0191 | 8.69 | 11.3 | 0.00147 | 7.05 |  |  | 1 |  | RB-Appl-EffCW-med-ElecDHW-GasCDryer-Tier1-FrontAnySFm1975CZ05rNCGF
RB-Appl-EffCW-med-ElecDHW-GasCDryer-Tier1-Front | DEER2016 | D16v1 | 2015-05-16 | Any | SFm | 1975 | CZ06 | rDXGF | Each | 1 | 764 | None | 137 | 0.0204 | 9.3 | 9.89 | 0.00202 | 6.86 | 137 | 0.0204 | 9.3 | 9.89 | 0.00202 | 6.86 |  |  | 1 |  | RB-Appl-EffCW-med-ElecDHW-GasCDryer-Tier1-FrontAnySFm1975CZ06rDXGF
RB-Appl-EffCW-med-ElecDHW-GasCDryer-Tier1-Front | DEER2016 | D16v1 | 2015-05-16 | Any | SFm | 1975 | CZ06 | rDXHP | Each | 1 | 764 | None | 136 | 0.0209 | 9.72 | 11.1 | 0.0021 | 6.81 | 136 | 0.0209 | 9.72 | 11.1 | 0.0021 | 6.81 |  |  | 1 |  | RB-Appl-EffCW-med-ElecDHW-GasCDryer-Tier1-FrontAnySFm1975CZ06rDXHP
RB-Appl-EffCW-med-ElecDHW-GasCDryer-Tier1-Front | DEER2016 | D16v1 | 2015-05-16 | Any | SFm | 1975 | CZ06 | rNCEH | Each | 1 | 764 | None | 130 | 0.0178 | 9.72 | 10.2 | 0.0013 | 6.81 | 130 | 0.0178 | 9.72 | 10.2 | 0.0013 | 6.81 |  |  | 1 |  | RB-Appl-EffCW-med-ElecDHW-GasCDryer-Tier1-FrontAnySFm1975CZ06rNCEH
RB-Appl-EffCW-med-ElecDHW-GasCDryer-Tier1-Front | DEER2016 | D16v1 | 2015-05-16 | Any | SFm | 1975 | CZ06 | rNCGF | Each | 1 | 764 | None | 135 | 0.0178 | 9.26 | 10 | 0.00129 | 6.82 | 135 | 0.0178 | 9.26 | 10 | 0.00129 | 6.82 |  |  | 1 |  | RB-Appl-EffCW-med-ElecDHW-GasCDryer-Tier1-FrontAnySFm1975CZ06rNCGF
RB-Appl-EffCW-med-ElecDHW-GasCDryer-Tier1-Front | DEER2016 | D16v1 | 2015-05-16 | Any | SFm | 1975 | CZ07 | rDXGF | Each | 1 | 764 | None | 135 | -0.0292 | 9.16 | 8.18 | -0.0421 | 6.74 | 135 | -0.0292 | 9.16 | 8.18 | -0.0421 | 6.74 |  |  | 1 |  | RB-Appl-EffCW-med-ElecDHW-GasCDryer-Tier1-FrontAnySFm1975CZ07rDXGF
RB-Appl-EffCW-med-ElecDHW-GasCDryer-Tier1-Front | DEER2016 | D16v1 | 2015-05-16 | Any | SFm | 1975 | CZ07 | rDXHP | Each | 1 | 764 | None | 134 | 0.0264 | 9.72 | 11 | 0.0168 | 6.81 | 134 | 0.0264 | 9.72 | 11 | 0.0168 | 6.81 |  |  | 1 |  | RB-Appl-EffCW-med-ElecDHW-GasCDryer-Tier1-FrontAnySFm1975CZ07rDXHP
RB-Appl-EffCW-med-ElecDHW-GasCDryer-Tier1-Front | DEER2016 | D16v1 | 2015-05-16 | Any | SFm | 1975 | CZ07 | rNCEH | Each | 1 | 764 | None | 129 | 0.0178 | 9.72 | 9.66 | 0.0013 | 6.81 | 129 | 0.0178 | 9.72 | 9.66 | 0.0013 | 6.81 |  |  | 1 |  | RB-Appl-EffCW-med-ElecDHW-GasCDryer-Tier1-FrontAnySFm1975CZ07rNCEH
RB-Appl-EffCW-med-ElecDHW-GasCDryer-Tier1-Front | DEER2016 | D16v1 | 2015-05-16 | Any | SFm | 1975 | CZ07 | rNCGF | Each | 1 | 764 | None | 133 | 0.0177 | 9.11 | 9.83 | 0.00124 | 6.74 | 133 | 0.0177 | 9.11 | 9.83 | 0.00124 | 6.74 |  |  | 1 |  | RB-Appl-EffCW-med-ElecDHW-GasCDryer-Tier1-FrontAnySFm1975CZ07rNCGF
RB-Appl-EffCW-med-ElecDHW-GasCDryer-Tier1-Front | DEER2016 | D16v1 | 2015-05-16 | Any | SFm | 1975 | CZ08 | rDXGF | Each | 1 | 764 | None | 135 | 0.0201 | 9.12 | 8.47 | 0.00237 | 6.74 | 135 | 0.0201 | 9.12 | 8.47 | 0.00237 | 6.74 |  |  | 1 |  | RB-Appl-EffCW-med-ElecDHW-GasCDryer-Tier1-FrontAnySFm1975CZ08rDXGF
RB-Appl-EffCW-med-ElecDHW-GasCDryer-Tier1-Front | DEER2016 | D16v1 | 2015-05-16 | Any | SFm | 1975 | CZ08 | rDXHP | Each | 1 | 764 | None | 130 | 0.0197 | 9.72 | 10.4 | 0.00164 | 6.81 | 130 | 0.0197 | 9.72 | 10.4 | 0.00164 | 6.81 |  |  | 1 |  | RB-Appl-EffCW-med-ElecDHW-GasCDryer-Tier1-FrontAnySFm1975CZ08rDXHP
RB-Appl-EffCW-med-ElecDHW-GasCDryer-Tier1-Front | DEER2016 | D16v1 | 2015-05-16 | Any | SFm | 1975 | CZ08 | rNCEH | Each | 1 | 764 | None | 126 | 0.0173 | 9.72 | 9.39 | 0.00125 | 6.81 | 126 | 0.0173 | 9.72 | 9.39 | 0.00125 | 6.81 |  |  | 1 |  | RB-Appl-EffCW-med-ElecDHW-GasCDryer-Tier1-FrontAnySFm1975CZ08rNCEH
RB-Appl-EffCW-med-ElecDHW-GasCDryer-Tier1-Front | DEER2016 | D16v1 | 2015-05-16 | Any | SFm | 1975 | CZ08 | rNCGF | Each | 1 | 764 | None | 131 | 0.0172 | 9.08 | 9.65 | 0.00137 | 6.74 | 131 | 0.0172 | 9.08 | 9.65 | 0.00137 | 6.74 |  |  | 1 |  | RB-Appl-EffCW-med-ElecDHW-GasCDryer-Tier1-FrontAnySFm1975CZ08rNCGF
RB-Appl-EffCW-med-ElecDHW-GasCDryer-Tier1-Front | DEER2016 | D16v1 | 2015-05-16 | Any | SFm | 1975 | CZ09 | rDXGF | Each | 1 | 818 | None | 140 | 0.0205 | 9.05 | 13.1 | 0.00231 | 6.67 | 140 | 0.0205 | 9.05 | 13.1 | 0.00231 | 6.67 |  |  | 1 |  | RB-Appl-EffCW-med-ElecDHW-GasCDryer-Tier1-FrontAnySFm1975CZ09rDXGF
RB-Appl-EffCW-med-ElecDHW-GasCDryer-Tier1-Front | DEER2016 | D16v1 | 2015-05-16 | Any | SFm | 1975 | CZ09 | rDXHP | Each | 1 | 818 | None | 132 | 0.0197 | 9.72 | 9.88 | 0.00193 | 6.81 | 132 | 0.0197 | 9.72 | 9.88 | 0.00193 | 6.81 |  |  | 1 |  | RB-Appl-EffCW-med-ElecDHW-GasCDryer-Tier1-FrontAnySFm1975CZ09rDXHP
RB-Appl-EffCW-med-ElecDHW-GasCDryer-Tier1-Front | DEER2016 | D16v1 | 2015-05-16 | Any | SFm | 1975 | CZ09 | rNCEH | Each | 1 | 818 | None | 125 | 0.0171 | 9.72 | 8.58 | 0.00126 | 6.81 | 125 | 0.0171 | 9.72 | 8.58 | 0.00126 | 6.81 |  |  | 1 |  | RB-Appl-EffCW-med-ElecDHW-GasCDryer-Tier1-FrontAnySFm1975CZ09rNCEH
RB-Appl-EffCW-med-ElecDHW-GasCDryer-Tier1-Front | DEER2016 | D16v1 | 2015-05-16 | Any | SFm | 1975 | CZ09 | rNCGF | Each | 1 | 818 | None | 131 | 0.017 | 9.02 | 9.78 | 0.00125 | 6.68 | 131 | 0.017 | 9.02 | 9.78 | 0.00125 | 6.68 |  |  | 1 |  | RB-Appl-EffCW-med-ElecDHW-GasCDryer-Tier1-FrontAnySFm1975CZ09rNCGF
RB-Appl-EffCW-med-ElecDHW-GasCDryer-Tier1-Front | DEER2016 | D16v1 | 2015-05-16 | Any | SFm | 1975 | CZ10 | rDXGF | Each | 1 | 818 | None | 136 | 0.0202 | 9.05 | 11.8 | 0.00169 | 6.68 | 136 | 0.0202 | 9.05 | 11.8 | 0.00169 | 6.68 |  |  | 1 |  | RB-Appl-EffCW-med-ElecDHW-GasCDryer-Tier1-FrontAnySFm1975CZ10rDXGF
RB-Appl-EffCW-med-ElecDHW-GasCDryer-Tier1-Front | DEER2016 | D16v1 | 2015-05-16 | Any | SFm | 1975 | CZ10 | rDXHP | Each | 1 | 818 | None | 134 | 0.0208 | 9.72 | 10.2 | 0.00202 | 6.81 | 134 | 0.0208 | 9.72 | 10.2 | 0.00202 | 6.81 |  |  | 1 |  | RB-Appl-EffCW-med-ElecDHW-GasCDryer-Tier1-FrontAnySFm1975CZ10rDXHP
RB-Appl-EffCW-med-ElecDHW-GasCDryer-Tier1-Front | DEER2016 | D16v1 | 2015-05-16 | Any | SFm | 1975 | CZ10 | rNCEH | Each | 1 | 818 | None | 125 | 0.0168 | 9.72 | 8.56 | 0.00123 | 6.81 | 125 | 0.0168 | 9.72 | 8.56 | 0.00123 | 6.81 |  |  | 1 |  | RB-Appl-EffCW-med-ElecDHW-GasCDryer-Tier1-FrontAnySFm1975CZ10rNCEH
RB-Appl-EffCW-med-ElecDHW-GasCDryer-Tier1-Front | DEER2016 | D16v1 | 2015-05-16 | Any | SFm | 1975 | CZ10 | rNCGF | Each | 1 | 818 | None | 131 | 0.0168 | 9.05 | 9.71 | 0.00123 | 6.69 | 131 | 0.0168 | 9.05 | 9.71 | 0.00123 | 6.69 |  |  | 1 |  | RB-Appl-EffCW-med-ElecDHW-GasCDryer-Tier1-FrontAnySFm1975CZ10rNCGF
RB-Appl-EffCW-med-ElecDHW-GasCDryer-Tier1-Front | DEER2016 | D16v1 | 2015-05-16 | Any | SFm | 1975 | CZ11 | rDXGF | Each | 1 | 764 | None | 136 | 0.0199 | 9.1 | 10.3 | 0.00104 | 6.75 | 136 | 0.0199 | 9.1 | 10.3 | 0.00104 | 6.75 |  |  | 1 |  | RB-Appl-EffCW-med-ElecDHW-GasCDryer-Tier1-FrontAnySFm1975CZ11rDXGF
RB-Appl-EffCW-med-ElecDHW-GasCDryer-Tier1-Front | DEER2016 | D16v1 | 2015-05-16 | Any | SFm | 1975 | CZ11 | rDXHP | Each | 1 | 764 | None | 131 | 0.022 | 9.72 | 10.5 | 0.00232 | 6.81 | 131 | 0.022 | 9.72 | 10.5 | 0.00232 | 6.81 |  |  | 1 |  | RB-Appl-EffCW-med-ElecDHW-GasCDryer-Tier1-FrontAnySFm1975CZ11rDXHP
RB-Appl-EffCW-med-ElecDHW-GasCDryer-Tier1-Front | DEER2016 | D16v1 | 2015-05-16 | Any | SFm | 1975 | CZ11 | rNCEH | Each | 1 | 764 | None | 126 | 0.0167 | 9.72 | 8.99 | 0.00123 | 6.81 | 126 | 0.0167 | 9.72 | 8.99 | 0.00123 | 6.81 |  |  | 1 |  | RB-Appl-EffCW-med-ElecDHW-GasCDryer-Tier1-FrontAnySFm1975CZ11rNCEH
RB-Appl-EffCW-med-ElecDHW-GasCDryer-Tier1-Front | DEER2016 | D16v1 | 2015-05-16 | Any | SFm | 1975 | CZ11 | rNCGF | Each | 1 | 764 | None | 132 | 0.0167 | 9.07 | 9.94 | 0.00122 | 6.75 | 132 | 0.0167 | 9.07 | 9.94 | 0.00122 | 6.75 |  |  | 1 |  | RB-Appl-EffCW-med-ElecDHW-GasCDryer-Tier1-FrontAnySFm1975CZ11rNCGF
RB-Appl-EffCW-med-ElecDHW-GasCDryer-Tier1-Front | DEER2016 | D16v1 | 2015-05-16 | Any | SFm | 1975 | CZ12 | rDXGF | Each | 1 | 764 | None | 138 | 0.0202 | 8.92 | 9.6 | 0.00383 | 6.72 | 138 | 0.0202 | 8.92 | 9.6 | 0.00383 | 6.72 |  |  | 1 |  | RB-Appl-EffCW-med-ElecDHW-GasCDryer-Tier1-FrontAnySFm1975CZ12rDXGF
RB-Appl-EffCW-med-ElecDHW-GasCDryer-Tier1-Front | DEER2016 | D16v1 | 2015-05-16 | Any | SFm | 1975 | CZ12 | rDXHP | Each | 1 | 764 | None | 132 | 0.0228 | 9.72 | 9.68 | 0.00235 | 6.81 | 132 | 0.0228 | 9.72 | 9.68 | 0.00235 | 6.81 |  |  | 1 |  | RB-Appl-EffCW-med-ElecDHW-GasCDryer-Tier1-FrontAnySFm1975CZ12rDXHP
RB-Appl-EffCW-med-ElecDHW-GasCDryer-Tier1-Front | DEER2016 | D16v1 | 2015-05-16 | Any | SFm | 1975 | CZ12 | rNCEH | Each | 1 | 764 | None | 128 | 0.0177 | 9.72 | 8.95 | 0.00132 | 6.81 | 128 | 0.0177 | 9.72 | 8.95 | 0.00132 | 6.81 |  |  | 1 |  | RB-Appl-EffCW-med-ElecDHW-GasCDryer-Tier1-FrontAnySFm1975CZ12rNCEH
RB-Appl-EffCW-med-ElecDHW-GasCDryer-Tier1-Front | DEER2016 | D16v1 | 2015-05-16 | Any | SFm | 1975 | CZ12 | rNCGF | Each | 1 | 764 | None | 136 | 0.0177 | 8.9 | 10.2 | 0.00131 | 6.69 | 136 | 0.0177 | 8.9 | 10.2 | 0.00131 | 6.69 |  |  | 1 |  | RB-Appl-EffCW-med-ElecDHW-GasCDryer-Tier1-FrontAnySFm1975CZ12rNCGF
RB-Appl-EffCW-med-ElecDHW-GasCDryer-Tier1-Front | DEER2016 | D16v1 | 2015-05-16 | Any | SFm | 1975 | CZ13 | rDXGF | Each | 1 | 764 | None | 136 | 0.0208 | 9 | 11 | 0.00212 | 6.74 | 136 | 0.0208 | 9 | 11 | 0.00212 | 6.74 |  |  | 1 |  | RB-Appl-EffCW-med-ElecDHW-GasCDryer-Tier1-FrontAnySFm1975CZ13rDXGF
RB-Appl-EffCW-med-ElecDHW-GasCDryer-Tier1-Front | DEER2016 | D16v1 | 2015-05-16 | Any | SFm | 1975 | CZ13 | rDXHP | Each | 1 | 764 | None | 130 | 0.0198 | 9.72 | 10.2 | 0.00205 | 6.81 | 130 | 0.0198 | 9.72 | 10.2 | 0.00205 | 6.81 |  |  | 1 |  | RB-Appl-EffCW-med-ElecDHW-GasCDryer-Tier1-FrontAnySFm1975CZ13rDXHP
RB-Appl-EffCW-med-ElecDHW-GasCDryer-Tier1-Front | DEER2016 | D16v1 | 2015-05-16 | Any | SFm | 1975 | CZ13 | rNCEH | Each | 1 | 764 | None | 123 | 0.0166 | 9.72 | 8.49 | 0.00121 | 6.81 | 123 | 0.0166 | 9.72 | 8.49 | 0.00121 | 6.81 |  |  | 1 |  | RB-Appl-EffCW-med-ElecDHW-GasCDryer-Tier1-FrontAnySFm1975CZ13rNCEH
RB-Appl-EffCW-med-ElecDHW-GasCDryer-Tier1-Front | DEER2016 | D16v1 | 2015-05-16 | Any | SFm | 1975 | CZ13 | rNCGF | Each | 1 | 764 | None | 131 | 0.0166 | 8.99 | 9.77 | 0.00121 | 6.74 | 131 | 0.0166 | 8.99 | 9.77 | 0.00121 | 6.74 |  |  | 1 |  | RB-Appl-EffCW-med-ElecDHW-GasCDryer-Tier1-FrontAnySFm1975CZ13rNCGF
RB-Appl-EffCW-med-ElecDHW-GasCDryer-Tier1-Front | DEER2016 | D16v1 | 2015-05-16 | Any | SFm | 1975 | CZ14 | rDXGF | Each | 1 | 778 | None | 143 | 0.0197 | 9.1 | 16 | 0.00305 | 6.35 | 143 | 0.0197 | 9.1 | 16 | 0.00305 | 6.35 |  |  | 1 |  | RB-Appl-EffCW-med-ElecDHW-GasCDryer-Tier1-FrontAnySFm1975CZ14rDXGF
RB-Appl-EffCW-med-ElecDHW-GasCDryer-Tier1-Front | DEER2016 | D16v1 | 2015-05-16 | Any | SFm | 1975 | CZ14 | rDXHP | Each | 1 | 778 | None | 137 | 0.0204 | 9.72 | 11 | 0.0035 | 6.81 | 137 | 0.0204 | 9.72 | 11 | 0.0035 | 6.81 |  |  | 1 |  | RB-Appl-EffCW-med-ElecDHW-GasCDryer-Tier1-FrontAnySFm1975CZ14rDXHP
RB-Appl-EffCW-med-ElecDHW-GasCDryer-Tier1-Front | DEER2016 | D16v1 | 2015-05-16 | Any | SFm | 1975 | CZ14 | rNCEH | Each | 1 | 778 | None | 127 | 0.0162 | 9.72 | 5.48 | 0.00116 | 6.81 | 127 | 0.0162 | 9.72 | 5.48 | 0.00116 | 6.81 |  |  | 1 |  | RB-Appl-EffCW-med-ElecDHW-GasCDryer-Tier1-FrontAnySFm1975CZ14rNCEH
RB-Appl-EffCW-med-ElecDHW-GasCDryer-Tier1-Front | DEER2016 | D16v1 | 2015-05-16 | Any | SFm | 1975 | CZ14 | rNCGF | Each | 1 | 778 | None | 133 | 0.0161 | 9.09 | 9.67 | 0.00116 | 6.37 | 133 | 0.0161 | 9.09 | 9.67 | 0.00116 | 6.37 |  |  | 1 |  | RB-Appl-EffCW-med-ElecDHW-GasCDryer-Tier1-FrontAnySFm1975CZ14rNCGF
RB-Appl-EffCW-med-ElecDHW-GasCDryer-Tier1-Front | DEER2016 | D16v1 | 2015-05-16 | Any | SFm | 1975 | CZ15 | rDXGF | Each | 1 | 778 | None | 125 | 0.017 | 9.35 | 14.7 | 0.00272 | 6.54 | 125 | 0.017 | 9.35 | 14.7 | 0.00272 | 6.54 |  |  | 1 |  | RB-Appl-EffCW-med-ElecDHW-GasCDryer-Tier1-FrontAnySFm1975CZ15rDXGF
RB-Appl-EffCW-med-ElecDHW-GasCDryer-Tier1-Front | DEER2016 | D16v1 | 2015-05-16 | Any | SFm | 1975 | CZ15 | rDXHP | Each | 1 | 778 | None | 122 | 0.0173 | 9.72 | 13.6 | 0.0033 | 6.81 | 122 | 0.0173 | 9.72 | 13.6 | 0.0033 | 6.81 |  |  | 1 |  | RB-Appl-EffCW-med-ElecDHW-GasCDryer-Tier1-FrontAnySFm1975CZ15rDXHP
RB-Appl-EffCW-med-ElecDHW-GasCDryer-Tier1-Front | DEER2016 | D16v1 | 2015-05-16 | Any | SFm | 1975 | CZ15 | rNCEH | Each | 1 | 778 | None | 110 | 0.0135 | 9.72 | 5.36 | 0.000907 | 6.81 | 110 | 0.0135 | 9.72 | 5.36 | 0.000907 | 6.81 |  |  | 1 |  | RB-Appl-EffCW-med-ElecDHW-GasCDryer-Tier1-FrontAnySFm1975CZ15rNCEH
RB-Appl-EffCW-med-ElecDHW-GasCDryer-Tier1-Front | DEER2016 | D16v1 | 2015-05-16 | Any | SFm | 1975 | CZ15 | rNCGF | Each | 1 | 778 | None | 113 | 0.0135 | 9.33 | 7.86 | 0.0009 | 6.52 | 113 | 0.0135 | 9.33 | 7.86 | 0.0009 | 6.52 |  |  | 1 |  | RB-Appl-EffCW-med-ElecDHW-GasCDryer-Tier1-FrontAnySFm1975CZ15rNCGF
RB-Appl-EffCW-med-ElecDHW-GasCDryer-Tier1-Front | DEER2016 | D16v1 | 2015-05-16 | Any | SFm | 1975 | CZ16 | rDXGF | Each | 1 | 796 | None | 157 | 0.0231 | 9.04 | 13.5 | 0.00185 | 7.11 | 157 | 0.0231 | 9.04 | 13.5 | 0.00185 | 7.11 |  |  | 1 |  | RB-Appl-EffCW-med-ElecDHW-GasCDryer-Tier1-FrontAnySFm1975CZ16rDXGF
RB-Appl-EffCW-med-ElecDHW-GasCDryer-Tier1-Front | DEER2016 | D16v1 | 2015-05-16 | Any | SFm | 1975 | CZ16 | rDXHP | Each | 1 | 796 | None | 145 | 0.019 | 9.72 | 14.1 | -0.00282 | 6.81 | 145 | 0.019 | 9.72 | 14.1 | -0.00282 | 6.81 |  |  | 1 |  | RB-Appl-EffCW-med-ElecDHW-GasCDryer-Tier1-FrontAnySFm1975CZ16rDXHP
RB-Appl-EffCW-med-ElecDHW-GasCDryer-Tier1-Front | DEER2016 | D16v1 | 2015-05-16 | Any | SFm | 1975 | CZ16 | rNCEH | Each | 1 | 796 | None | 142 | 0.0194 | 9.72 | 13.9 | 0.0015 | 6.81 | 142 | 0.0194 | 9.72 | 13.9 | 0.0015 | 6.81 |  |  | 1 |  | RB-Appl-EffCW-med-ElecDHW-GasCDryer-Tier1-FrontAnySFm1975CZ16rNCEH
RB-Appl-EffCW-med-ElecDHW-GasCDryer-Tier1-Front | DEER2016 | D16v1 | 2015-05-16 | Any | SFm | 1975 | CZ16 | rNCGF | Each | 1 | 796 | None | 150 | 0.0194 | 9.03 | 11.9 | 0.00149 | 7.12 | 150 | 0.0194 | 9.03 | 11.9 | 0.00149 | 7.12 |  |  | 1 |  | RB-Appl-EffCW-med-ElecDHW-GasCDryer-Tier1-FrontAnySFm1975CZ16rNCGF
RB-Appl-EffCW-med-ElecDHW-GasCDryer-Tier1-Front | DEER2016 | D16v1 | 2015-05-16 | Any | SFm | 1985 | CZ01 | rDXGF | Each | 1 | 952 | None | 150 | 0.0266 | 8.32 | 11.2 | 0.0022 | 5.99 | 150 | 0.0266 | 8.32 | 11.2 | 0.0022 | 5.99 |  |  | 1 |  | RB-Appl-EffCW-med-ElecDHW-GasCDryer-Tier1-FrontAnySFm1985CZ01rDXGF
RB-Appl-EffCW-med-ElecDHW-GasCDryer-Tier1-Front | DEER2016 | D16v1 | 2015-05-16 | Any | SFm | 1985 | CZ01 | rDXHP | Each | 1 | 952 | None | 138 | 0.0185 | 9.72 | 4.26 | 0.0014 | 6.81 | 138 | 0.0185 | 9.72 | 4.26 | 0.0014 | 6.81 |  |  | 1 |  | RB-Appl-EffCW-med-ElecDHW-GasCDryer-Tier1-FrontAnySFm1985CZ01rDXHP
RB-Appl-EffCW-med-ElecDHW-GasCDryer-Tier1-Front | DEER2016 | D16v1 | 2015-05-16 | Any | SFm | 1985 | CZ01 | rNCEH | Each | 1 | 952 | None | 138 | 0.0202 | 9.72 | 4.27 | 0.00153 | 6.81 | 138 | 0.0202 | 9.72 | 4.27 | 0.00153 | 6.81 |  |  | 1 |  | RB-Appl-EffCW-med-ElecDHW-GasCDryer-Tier1-FrontAnySFm1985CZ01rNCEH
RB-Appl-EffCW-med-ElecDHW-GasCDryer-Tier1-Front | DEER2016 | D16v1 | 2015-05-16 | Any | SFm | 1985 | CZ01 | rNCGF | Each | 1 | 952 | None | 150 | 0.0203 | 8.27 | 11.2 | 0.00156 | 5.97 | 150 | 0.0203 | 8.27 | 11.2 | 0.00156 | 5.97 |  |  | 1 |  | RB-Appl-EffCW-med-ElecDHW-GasCDryer-Tier1-FrontAnySFm1985CZ01rNCGF
RB-Appl-EffCW-med-ElecDHW-GasCDryer-Tier1-Front | DEER2016 | D16v1 | 2015-05-16 | Any | SFm | 1985 | CZ02 | rDXGF | Each | 1 | 952 | None | 143 | 0.0257 | 8.31 | 12.2 | 0.00453 | 6.02 | 143 | 0.0257 | 8.31 | 12.2 | 0.00453 | 6.02 |  |  | 1 |  | RB-Appl-EffCW-med-ElecDHW-GasCDryer-Tier1-FrontAnySFm1985CZ02rDXGF
RB-Appl-EffCW-med-ElecDHW-GasCDryer-Tier1-Front | DEER2016 | D16v1 | 2015-05-16 | Any | SFm | 1985 | CZ02 | rDXHP | Each | 1 | 952 | None | 132 | 0.0291 | 9.72 | 3.99 | 0.00626 | 6.81 | 132 | 0.0291 | 9.72 | 3.99 | 0.00626 | 6.81 |  |  | 1 |  | RB-Appl-EffCW-med-ElecDHW-GasCDryer-Tier1-FrontAnySFm1985CZ02rDXHP
RB-Appl-EffCW-med-ElecDHW-GasCDryer-Tier1-Front | DEER2016 | D16v1 | 2015-05-16 | Any | SFm | 1985 | CZ02 | rNCEH | Each | 1 | 952 | None | 128 | 0.0188 | 9.72 | 2.98 | 0.00142 | 6.81 | 128 | 0.0188 | 9.72 | 2.98 | 0.00142 | 6.81 |  |  | 1 |  | RB-Appl-EffCW-med-ElecDHW-GasCDryer-Tier1-FrontAnySFm1985CZ02rNCEH
RB-Appl-EffCW-med-ElecDHW-GasCDryer-Tier1-Front | DEER2016 | D16v1 | 2015-05-16 | Any | SFm | 1985 | CZ02 | rNCGF | Each | 1 | 952 | None | 141 | 0.0188 | 8.37 | 10.4 | 0.0014 | 6.09 | 141 | 0.0188 | 8.37 | 10.4 | 0.0014 | 6.09 |  |  | 1 |  | RB-Appl-EffCW-med-ElecDHW-GasCDryer-Tier1-FrontAnySFm1985CZ02rNCGF
RB-Appl-EffCW-med-ElecDHW-GasCDryer-Tier1-Front | DEER2016 | D16v1 | 2015-05-16 | Any | SFm | 1985 | CZ03 | rDXGF | Each | 1 | 952 | None | 141 | 0.0253 | 8.37 | 10.2 | 0.00575 | 6 | 141 | 0.0253 | 8.37 | 10.2 | 0.00575 | 6 |  |  | 1 |  | RB-Appl-EffCW-med-ElecDHW-GasCDryer-Tier1-FrontAnySFm1985CZ03rDXGF
RB-Appl-EffCW-med-ElecDHW-GasCDryer-Tier1-Front | DEER2016 | D16v1 | 2015-05-16 | Any | SFm | 1985 | CZ03 | rDXHP | Each | 1 | 952 | None | 131 | 0.0193 | 9.72 | 3.92 | 0.00245 | 6.81 | 131 | 0.0193 | 9.72 | 3.92 | 0.00245 | 6.81 |  |  | 1 |  | RB-Appl-EffCW-med-ElecDHW-GasCDryer-Tier1-FrontAnySFm1985CZ03rDXHP
RB-Appl-EffCW-med-ElecDHW-GasCDryer-Tier1-Front | DEER2016 | D16v1 | 2015-05-16 | Any | SFm | 1985 | CZ03 | rNCEH | Each | 1 | 952 | None | 129 | 0.0191 | 9.72 | 3.04 | 0.00144 | 6.81 | 129 | 0.0191 | 9.72 | 3.04 | 0.00144 | 6.81 |  |  | 1 |  | RB-Appl-EffCW-med-ElecDHW-GasCDryer-Tier1-FrontAnySFm1985CZ03rNCEH
RB-Appl-EffCW-med-ElecDHW-GasCDryer-Tier1-Front | DEER2016 | D16v1 | 2015-05-16 | Any | SFm | 1985 | CZ03 | rNCGF | Each | 1 | 952 | None | 141 | 0.0191 | 8.36 | 10.4 | 0.00148 | 5.99 | 141 | 0.0191 | 8.36 | 10.4 | 0.00148 | 5.99 |  |  | 1 |  | RB-Appl-EffCW-med-ElecDHW-GasCDryer-Tier1-FrontAnySFm1985CZ03rNCGF
RB-Appl-EffCW-med-ElecDHW-GasCDryer-Tier1-Front | DEER2016 | D16v1 | 2015-05-16 | Any | SFm | 1985 | CZ04 | rDXGF | Each | 1 | 952 | None | 143 | 0.0216 | 8.53 | 12.7 | 0.00325 | 6.14 | 143 | 0.0216 | 8.53 | 12.7 | 0.00325 | 6.14 |  |  | 1 |  | RB-Appl-EffCW-med-ElecDHW-GasCDryer-Tier1-FrontAnySFm1985CZ04rDXGF
RB-Appl-EffCW-med-ElecDHW-GasCDryer-Tier1-Front | DEER2016 | D16v1 | 2015-05-16 | Any | SFm | 1985 | CZ04 | rDXHP | Each | 1 | 952 | None | 133 | 0.0219 | 9.72 | 6.11 | 0.00351 | 6.81 | 133 | 0.0219 | 9.72 | 6.11 | 0.00351 | 6.81 |  |  | 1 |  | RB-Appl-EffCW-med-ElecDHW-GasCDryer-Tier1-FrontAnySFm1985CZ04rDXHP
RB-Appl-EffCW-med-ElecDHW-GasCDryer-Tier1-Front | DEER2016 | D16v1 | 2015-05-16 | Any | SFm | 1985 | CZ04 | rNCEH | Each | 1 | 952 | None | 126 | 0.0179 | 9.72 | 3.9 | 0.00133 | 6.81 | 126 | 0.0179 | 9.72 | 3.9 | 0.00133 | 6.81 |  |  | 1 |  | RB-Appl-EffCW-med-ElecDHW-GasCDryer-Tier1-FrontAnySFm1985CZ04rNCEH
RB-Appl-EffCW-med-ElecDHW-GasCDryer-Tier1-Front | DEER2016 | D16v1 | 2015-05-16 | Any | SFm | 1985 | CZ04 | rNCGF | Each | 1 | 952 | None | 138 | 0.0179 | 8.51 | 10.1 | 0.00134 | 6.14 | 138 | 0.0179 | 8.51 | 10.1 | 0.00134 | 6.14 |  |  | 1 |  | RB-Appl-EffCW-med-ElecDHW-GasCDryer-Tier1-FrontAnySFm1985CZ04rNCGF
RB-Appl-EffCW-med-ElecDHW-GasCDryer-Tier1-Front | DEER2016 | D16v1 | 2015-05-16 | Any | SFm | 1985 | CZ05 | rDXGF | Each | 1 | 952 | None | 145 | 0.0257 | 7.97 | 11.7 | 0.0141 | 5.8 | 145 | 0.0257 | 7.97 | 11.7 | 0.0141 | 5.8 |  |  | 1 |  | RB-Appl-EffCW-med-ElecDHW-GasCDryer-Tier1-FrontAnySFm1985CZ05rDXGF
RB-Appl-EffCW-med-ElecDHW-GasCDryer-Tier1-Front | DEER2016 | D16v1 | 2015-05-16 | Any | SFm | 1985 | CZ05 | rDXHP | Each | 1 | 952 | None | 132 | 0.023 | 9.72 | 4.04 | 0.00381 | 6.81 | 132 | 0.023 | 9.72 | 4.04 | 0.00381 | 6.81 |  |  | 1 |  | RB-Appl-EffCW-med-ElecDHW-GasCDryer-Tier1-FrontAnySFm1985CZ05rDXHP
RB-Appl-EffCW-med-ElecDHW-GasCDryer-Tier1-Front | DEER2016 | D16v1 | 2015-05-16 | Any | SFm | 1985 | CZ05 | rNCEH | Each | 1 | 952 | None | 129 | 0.0192 | 9.72 | 2.19 | 0.00146 | 6.81 | 129 | 0.0192 | 9.72 | 2.19 | 0.00146 | 6.81 |  |  | 1 |  | RB-Appl-EffCW-med-ElecDHW-GasCDryer-Tier1-FrontAnySFm1985CZ05rNCEH
RB-Appl-EffCW-med-ElecDHW-GasCDryer-Tier1-Front | DEER2016 | D16v1 | 2015-05-16 | Any | SFm | 1985 | CZ05 | rNCGF | Each | 1 | 952 | None | 143 | 0.0191 | 8.02 | 10.5 | 0.00143 | 5.87 | 143 | 0.0191 | 8.02 | 10.5 | 0.00143 | 5.87 |  |  | 1 |  | RB-Appl-EffCW-med-ElecDHW-GasCDryer-Tier1-FrontAnySFm1985CZ05rNCGF
RB-Appl-EffCW-med-ElecDHW-GasCDryer-Tier1-Front | DEER2016 | D16v1 | 2015-05-16 | Any | SFm | 1985 | CZ06 | rDXGF | Each | 1 | 1030 | None | 138 | 0.0134 | 9.51 | 11.7 | 0.0108 | 6.43 | 138 | 0.0134 | 9.51 | 11.7 | 0.0108 | 6.43 |  |  | 1 |  | RB-Appl-EffCW-med-ElecDHW-GasCDryer-Tier1-FrontAnySFm1985CZ06rDXGF
RB-Appl-EffCW-med-ElecDHW-GasCDryer-Tier1-Front | DEER2016 | D16v1 | 2015-05-16 | Any | SFm | 1985 | CZ06 | rDXHP | Each | 1 | 1030 | None | 135 | 0.0623 | 9.72 | 9.3 | 0.0442 | 6.81 | 135 | 0.0623 | 9.72 | 9.3 | 0.0442 | 6.81 |  |  | 1 |  | RB-Appl-EffCW-med-ElecDHW-GasCDryer-Tier1-FrontAnySFm1985CZ06rDXHP
RB-Appl-EffCW-med-ElecDHW-GasCDryer-Tier1-Front | DEER2016 | D16v1 | 2015-05-16 | Any | SFm | 1985 | CZ06 | rNCEH | Each | 1 | 1030 | None | 132 | 0.0178 | 9.72 | 5.79 | 0.00134 | 6.81 | 132 | 0.0178 | 9.72 | 5.79 | 0.00134 | 6.81 |  |  | 1 |  | RB-Appl-EffCW-med-ElecDHW-GasCDryer-Tier1-FrontAnySFm1985CZ06rNCEH
RB-Appl-EffCW-med-ElecDHW-GasCDryer-Tier1-Front | DEER2016 | D16v1 | 2015-05-16 | Any | SFm | 1985 | CZ06 | rNCGF | Each | 1 | 1030 | None | 135 | 0.0181 | 9.5 | 9.95 | 0.00141 | 6.4 | 135 | 0.0181 | 9.5 | 9.95 | 0.00141 | 6.4 |  |  | 1 |  | RB-Appl-EffCW-med-ElecDHW-GasCDryer-Tier1-FrontAnySFm1985CZ06rNCGF
RB-Appl-EffCW-med-ElecDHW-GasCDryer-Tier1-Front | DEER2016 | D16v1 | 2015-05-16 | Any | SFm | 1985 | CZ07 | rDXGF | Each | 1 | 1030 | None | 137 | 0.0536 | 9.51 | 11.2 | -0.0784 | 6.43 | 137 | 0.0536 | 9.51 | 11.2 | -0.0784 | 6.43 |  |  | 1 |  | RB-Appl-EffCW-med-ElecDHW-GasCDryer-Tier1-FrontAnySFm1985CZ07rDXGF
RB-Appl-EffCW-med-ElecDHW-GasCDryer-Tier1-Front | DEER2016 | D16v1 | 2015-05-16 | Any | SFm | 1985 | CZ07 | rDXHP | Each | 1 | 1030 | None | 134 | 0.0311 | 9.72 | 9.52 | 0.035 | 6.81 | 134 | 0.0311 | 9.72 | 9.52 | 0.035 | 6.81 |  |  | 1 |  | RB-Appl-EffCW-med-ElecDHW-GasCDryer-Tier1-FrontAnySFm1985CZ07rDXHP
RB-Appl-EffCW-med-ElecDHW-GasCDryer-Tier1-Front | DEER2016 | D16v1 | 2015-05-16 | Any | SFm | 1985 | CZ07 | rNCEH | Each | 1 | 1030 | None | 131 | 0.0178 | 9.72 | 6.04 | 0.00134 | 6.81 | 131 | 0.0178 | 9.72 | 6.04 | 0.00134 | 6.81 |  |  | 1 |  | RB-Appl-EffCW-med-ElecDHW-GasCDryer-Tier1-FrontAnySFm1985CZ07rNCEH
RB-Appl-EffCW-med-ElecDHW-GasCDryer-Tier1-Front | DEER2016 | D16v1 | 2015-05-16 | Any | SFm | 1985 | CZ07 | rNCGF | Each | 1 | 1030 | None | 134 | 0.0177 | 9.45 | 9.85 | 0.00133 | 6.39 | 134 | 0.0177 | 9.45 | 9.85 | 0.00133 | 6.39 |  |  | 1 |  | RB-Appl-EffCW-med-ElecDHW-GasCDryer-Tier1-FrontAnySFm1985CZ07rNCGF
RB-Appl-EffCW-med-ElecDHW-GasCDryer-Tier1-Front | DEER2016 | D16v1 | 2015-05-16 | Any | SFm | 1985 | CZ08 | rDXGF | Each | 1 | 1030 | None | 136 | 0.0214 | 9.39 | 12.6 | 0.00487 | 6.36 | 136 | 0.0214 | 9.39 | 12.6 | 0.00487 | 6.36 |  |  | 1 |  | RB-Appl-EffCW-med-ElecDHW-GasCDryer-Tier1-FrontAnySFm1985CZ08rDXGF
RB-Appl-EffCW-med-ElecDHW-GasCDryer-Tier1-Front | DEER2016 | D16v1 | 2015-05-16 | Any | SFm | 1985 | CZ08 | rDXHP | Each | 1 | 1030 | None | 136 | 0.0153 | 9.72 | 9.88 | 0.00372 | 6.81 | 136 | 0.0153 | 9.72 | 9.88 | 0.00372 | 6.81 |  |  | 1 |  | RB-Appl-EffCW-med-ElecDHW-GasCDryer-Tier1-FrontAnySFm1985CZ08rDXHP
RB-Appl-EffCW-med-ElecDHW-GasCDryer-Tier1-Front | DEER2016 | D16v1 | 2015-05-16 | Any | SFm | 1985 | CZ08 | rNCEH | Each | 1 | 1030 | None | 129 | 0.0173 | 9.72 | 5.47 | 0.00129 | 6.81 | 129 | 0.0173 | 9.72 | 5.47 | 0.00129 | 6.81 |  |  | 1 |  | RB-Appl-EffCW-med-ElecDHW-GasCDryer-Tier1-FrontAnySFm1985CZ08rNCEH
RB-Appl-EffCW-med-ElecDHW-GasCDryer-Tier1-Front | DEER2016 | D16v1 | 2015-05-16 | Any | SFm | 1985 | CZ08 | rNCGF | Each | 1 | 1030 | None | 132 | 0.0174 | 9.3 | 9.64 | 0.00118 | 6.29 | 132 | 0.0174 | 9.3 | 9.64 | 0.00118 | 6.29 |  |  | 1 |  | RB-Appl-EffCW-med-ElecDHW-GasCDryer-Tier1-FrontAnySFm1985CZ08rNCGF
RB-Appl-EffCW-med-ElecDHW-GasCDryer-Tier1-Front | DEER2016 | D16v1 | 2015-05-16 | Any | SFm | 1985 | CZ09 | rDXGF | Each | 1 | 906 | None | 138 | 0.0197 | 9.29 | 13.8 | 0.00303 | 6.34 | 138 | 0.0197 | 9.29 | 13.8 | 0.00303 | 6.34 |  |  | 1 |  | RB-Appl-EffCW-med-ElecDHW-GasCDryer-Tier1-FrontAnySFm1985CZ09rDXGF
RB-Appl-EffCW-med-ElecDHW-GasCDryer-Tier1-Front | DEER2016 | D16v1 | 2015-05-16 | Any | SFm | 1985 | CZ09 | rDXHP | Each | 1 | 906 | None | 131 | 0.0206 | 9.72 | 10.6 | 0.00366 | 6.81 | 131 | 0.0206 | 9.72 | 10.6 | 0.00366 | 6.81 |  |  | 1 |  | RB-Appl-EffCW-med-ElecDHW-GasCDryer-Tier1-FrontAnySFm1985CZ09rDXHP
RB-Appl-EffCW-med-ElecDHW-GasCDryer-Tier1-Front | DEER2016 | D16v1 | 2015-05-16 | Any | SFm | 1985 | CZ09 | rNCEH | Each | 1 | 906 | None | 127 | 0.0171 | 9.72 | 5.02 | 0.00128 | 6.81 | 127 | 0.0171 | 9.72 | 5.02 | 0.00128 | 6.81 |  |  | 1 |  | RB-Appl-EffCW-med-ElecDHW-GasCDryer-Tier1-FrontAnySFm1985CZ09rNCEH
RB-Appl-EffCW-med-ElecDHW-GasCDryer-Tier1-Front | DEER2016 | D16v1 | 2015-05-16 | Any | SFm | 1985 | CZ09 | rNCGF | Each | 1 | 906 | None | 131 | 0.0171 | 9.22 | 9.61 | 0.00124 | 6.32 | 131 | 0.0171 | 9.22 | 9.61 | 0.00124 | 6.32 |  |  | 1 |  | RB-Appl-EffCW-med-ElecDHW-GasCDryer-Tier1-FrontAnySFm1985CZ09rNCGF
RB-Appl-EffCW-med-ElecDHW-GasCDryer-Tier1-Front | DEER2016 | D16v1 | 2015-05-16 | Any | SFm | 1985 | CZ10 | rDXGF | Each | 1 | 906 | None | 133 | 0.021 | 9.19 | 11.4 | 0.00317 | 6.26 | 133 | 0.021 | 9.19 | 11.4 | 0.00317 | 6.26 |  |  | 1 |  | RB-Appl-EffCW-med-ElecDHW-GasCDryer-Tier1-FrontAnySFm1985CZ10rDXGF
RB-Appl-EffCW-med-ElecDHW-GasCDryer-Tier1-Front | DEER2016 | D16v1 | 2015-05-16 | Any | SFm | 1985 | CZ10 | rDXHP | Each | 1 | 906 | None | 131 | 0.0186 | 9.72 | 9.6 | 0.00393 | 6.81 | 131 | 0.0186 | 9.72 | 9.6 | 0.00393 | 6.81 |  |  | 1 |  | RB-Appl-EffCW-med-ElecDHW-GasCDryer-Tier1-FrontAnySFm1985CZ10rDXHP
RB-Appl-EffCW-med-ElecDHW-GasCDryer-Tier1-Front | DEER2016 | D16v1 | 2015-05-16 | Any | SFm | 1985 | CZ10 | rNCEH | Each | 1 | 906 | None | 126 | 0.0168 | 9.72 | 4.59 | 0.00125 | 6.81 | 126 | 0.0168 | 9.72 | 4.59 | 0.00125 | 6.81 |  |  | 1 |  | RB-Appl-EffCW-med-ElecDHW-GasCDryer-Tier1-FrontAnySFm1985CZ10rNCEH
RB-Appl-EffCW-med-ElecDHW-GasCDryer-Tier1-Front | DEER2016 | D16v1 | 2015-05-16 | Any | SFm | 1985 | CZ10 | rNCGF | Each | 1 | 906 | None | 131 | 0.0168 | 9.15 | 9.53 | 0.00125 | 6.25 | 131 | 0.0168 | 9.15 | 9.53 | 0.00125 | 6.25 |  |  | 1 |  | RB-Appl-EffCW-med-ElecDHW-GasCDryer-Tier1-FrontAnySFm1985CZ10rNCGF
RB-Appl-EffCW-med-ElecDHW-GasCDryer-Tier1-Front | DEER2016 | D16v1 | 2015-05-16 | Any | SFm | 1985 | CZ11 | rDXGF | Each | 1 | 852 | None | 138 | 0.0229 | 8.68 | 11.9 | 0.00543 | 6.22 | 138 | 0.0229 | 8.68 | 11.9 | 0.00543 | 6.22 |  |  | 1 |  | RB-Appl-EffCW-med-ElecDHW-GasCDryer-Tier1-FrontAnySFm1985CZ11rDXGF
RB-Appl-EffCW-med-ElecDHW-GasCDryer-Tier1-Front | DEER2016 | D16v1 | 2015-05-16 | Any | SFm | 1985 | CZ11 | rDXHP | Each | 1 | 852 | None | 130 | 0.0213 | 9.72 | 7.57 | 0.00342 | 6.81 | 130 | 0.0213 | 9.72 | 7.57 | 0.00342 | 6.81 |  |  | 1 |  | RB-Appl-EffCW-med-ElecDHW-GasCDryer-Tier1-FrontAnySFm1985CZ11rDXHP
RB-Appl-EffCW-med-ElecDHW-GasCDryer-Tier1-Front | DEER2016 | D16v1 | 2015-05-16 | Any | SFm | 1985 | CZ11 | rNCEH | Each | 1 | 852 | None | 122 | 0.0168 | 9.72 | 3.69 | 0.00121 | 6.81 | 122 | 0.0168 | 9.72 | 3.69 | 0.00121 | 6.81 |  |  | 1 |  | RB-Appl-EffCW-med-ElecDHW-GasCDryer-Tier1-FrontAnySFm1985CZ11rNCEH
RB-Appl-EffCW-med-ElecDHW-GasCDryer-Tier1-Front | DEER2016 | D16v1 | 2015-05-16 | Any | SFm | 1985 | CZ11 | rNCGF | Each | 1 | 852 | None | 132 | 0.0167 | 8.67 | 9.49 | 0.00121 | 6.19 | 132 | 0.0167 | 8.67 | 9.49 | 0.00121 | 6.19 |  |  | 1 |  | RB-Appl-EffCW-med-ElecDHW-GasCDryer-Tier1-FrontAnySFm1985CZ11rNCGF
RB-Appl-EffCW-med-ElecDHW-GasCDryer-Tier1-Front | DEER2016 | D16v1 | 2015-05-16 | Any | SFm | 1985 | CZ12 | rDXGF | Each | 1 | 852 | None | 141 | 0.0228 | 8.64 | 13.7 | 0.00341 | 6.19 | 141 | 0.0228 | 8.64 | 13.7 | 0.00341 | 6.19 |  |  | 1 |  | RB-Appl-EffCW-med-ElecDHW-GasCDryer-Tier1-FrontAnySFm1985CZ12rDXGF
RB-Appl-EffCW-med-ElecDHW-GasCDryer-Tier1-Front | DEER2016 | D16v1 | 2015-05-16 | Any | SFm | 1985 | CZ12 | rDXHP | Each | 1 | 852 | None | 131 | 0.023 | 9.72 | 7.46 | 0.00727 | 6.81 | 131 | 0.023 | 9.72 | 7.46 | 0.00727 | 6.81 |  |  | 1 |  | RB-Appl-EffCW-med-ElecDHW-GasCDryer-Tier1-FrontAnySFm1985CZ12rDXHP
RB-Appl-EffCW-med-ElecDHW-GasCDryer-Tier1-Front | DEER2016 | D16v1 | 2015-05-16 | Any | SFm | 1985 | CZ12 | rNCEH | Each | 1 | 852 | None | 125 | 0.0177 | 9.72 | 3.76 | 0.0013 | 6.81 | 125 | 0.0177 | 9.72 | 3.76 | 0.0013 | 6.81 |  |  | 1 |  | RB-Appl-EffCW-med-ElecDHW-GasCDryer-Tier1-FrontAnySFm1985CZ12rNCEH
RB-Appl-EffCW-med-ElecDHW-GasCDryer-Tier1-Front | DEER2016 | D16v1 | 2015-05-16 | Any | SFm | 1985 | CZ12 | rNCGF | Each | 1 | 852 | None | 135 | 0.0177 | 8.62 | 9.82 | 0.0013 | 6.19 | 135 | 0.0177 | 8.62 | 9.82 | 0.0013 | 6.19 |  |  | 1 |  | RB-Appl-EffCW-med-ElecDHW-GasCDryer-Tier1-FrontAnySFm1985CZ12rNCGF
RB-Appl-EffCW-med-ElecDHW-GasCDryer-Tier1-Front | DEER2016 | D16v1 | 2015-05-16 | Any | SFm | 1985 | CZ13 | rDXGF | Each | 1 | 852 | None | 138 | 0.0239 | 8.76 | 13.8 | 0.00598 | 6.28 | 138 | 0.0239 | 8.76 | 13.8 | 0.00598 | 6.28 |  |  | 1 |  | RB-Appl-EffCW-med-ElecDHW-GasCDryer-Tier1-FrontAnySFm1985CZ13rDXGF
RB-Appl-EffCW-med-ElecDHW-GasCDryer-Tier1-Front | DEER2016 | D16v1 | 2015-05-16 | Any | SFm | 1985 | CZ13 | rDXHP | Each | 1 | 852 | None | 129 | 0.0218 | 9.72 | 8.43 | 0.00375 | 6.81 | 129 | 0.0218 | 9.72 | 8.43 | 0.00375 | 6.81 |  |  | 1 |  | RB-Appl-EffCW-med-ElecDHW-GasCDryer-Tier1-FrontAnySFm1985CZ13rDXHP
RB-Appl-EffCW-med-ElecDHW-GasCDryer-Tier1-Front | DEER2016 | D16v1 | 2015-05-16 | Any | SFm | 1985 | CZ13 | rNCEH | Each | 1 | 852 | None | 121 | 0.0166 | 9.72 | 3.78 | 0.00119 | 6.81 | 121 | 0.0166 | 9.72 | 3.78 | 0.00119 | 6.81 |  |  | 1 |  | RB-Appl-EffCW-med-ElecDHW-GasCDryer-Tier1-FrontAnySFm1985CZ13rNCEH
RB-Appl-EffCW-med-ElecDHW-GasCDryer-Tier1-Front | DEER2016 | D16v1 | 2015-05-16 | Any | SFm | 1985 | CZ13 | rNCGF | Each | 1 | 852 | None | 131 | 0.0166 | 8.75 | 9.39 | 0.00121 | 6.25 | 131 | 0.0166 | 8.75 | 9.39 | 0.00121 | 6.25 |  |  | 1 |  | RB-Appl-EffCW-med-ElecDHW-GasCDryer-Tier1-FrontAnySFm1985CZ13rNCGF
RB-Appl-EffCW-med-ElecDHW-GasCDryer-Tier1-Front | DEER2016 | D16v1 | 2015-05-16 | Any | SFm | 1985 | CZ14 | rDXGF | Each | 1 | 870 | None | 148 | 0.0213 | 8.01 | 15.6 | 0.00316 | 6.19 | 148 | 0.0213 | 8.01 | 15.6 | 0.00316 | 6.19 |  |  | 1 |  | RB-Appl-EffCW-med-ElecDHW-GasCDryer-Tier1-FrontAnySFm1985CZ14rDXGF
RB-Appl-EffCW-med-ElecDHW-GasCDryer-Tier1-Front | DEER2016 | D16v1 | 2015-05-16 | Any | SFm | 1985 | CZ14 | rDXHP | Each | 1 | 870 | None | 131 | 0.0296 | 9.72 | 9.11 | 0.00989 | 6.81 | 131 | 0.0296 | 9.72 | 9.11 | 0.00989 | 6.81 |  |  | 1 |  | RB-Appl-EffCW-med-ElecDHW-GasCDryer-Tier1-FrontAnySFm1985CZ14rDXHP
RB-Appl-EffCW-med-ElecDHW-GasCDryer-Tier1-Front | DEER2016 | D16v1 | 2015-05-16 | Any | SFm | 1985 | CZ14 | rNCEH | Each | 1 | 870 | None | 117 | 0.0162 | 9.72 | 3.7 | 0.00116 | 6.81 | 117 | 0.0162 | 9.72 | 3.7 | 0.00116 | 6.81 |  |  | 1 |  | RB-Appl-EffCW-med-ElecDHW-GasCDryer-Tier1-FrontAnySFm1985CZ14rNCEH
RB-Appl-EffCW-med-ElecDHW-GasCDryer-Tier1-Front | DEER2016 | D16v1 | 2015-05-16 | Any | SFm | 1985 | CZ14 | rNCGF | Each | 1 | 870 | None | 133 | 0.0162 | 8 | 9.71 | 0.00117 | 6.19 | 133 | 0.0162 | 8 | 9.71 | 0.00117 | 6.19 |  |  | 1 |  | RB-Appl-EffCW-med-ElecDHW-GasCDryer-Tier1-FrontAnySFm1985CZ14rNCGF
RB-Appl-EffCW-med-ElecDHW-GasCDryer-Tier1-Front | DEER2016 | D16v1 | 2015-05-16 | Any | SFm | 1985 | CZ15 | rDXGF | Each | 1 | 870 | None | 131 | 0.0185 | 8.68 | 15.3 | 0.00281 | 6.42 | 131 | 0.0185 | 8.68 | 15.3 | 0.00281 | 6.42 |  |  | 1 |  | RB-Appl-EffCW-med-ElecDHW-GasCDryer-Tier1-FrontAnySFm1985CZ15rDXGF
RB-Appl-EffCW-med-ElecDHW-GasCDryer-Tier1-Front | DEER2016 | D16v1 | 2015-05-16 | Any | SFm | 1985 | CZ15 | rDXHP | Each | 1 | 870 | None | 119 | 0.0188 | 9.72 | 10.8 | 0.00272 | 6.81 | 119 | 0.0188 | 9.72 | 10.8 | 0.00272 | 6.81 |  |  | 1 |  | RB-Appl-EffCW-med-ElecDHW-GasCDryer-Tier1-FrontAnySFm1985CZ15rDXHP
RB-Appl-EffCW-med-ElecDHW-GasCDryer-Tier1-Front | DEER2016 | D16v1 | 2015-05-16 | Any | SFm | 1985 | CZ15 | rNCEH | Each | 1 | 870 | None | 104 | 0.0136 | 9.72 | 4.51 | 0.000912 | 6.81 | 104 | 0.0136 | 9.72 | 4.51 | 0.000912 | 6.81 |  |  | 1 |  | RB-Appl-EffCW-med-ElecDHW-GasCDryer-Tier1-FrontAnySFm1985CZ15rNCEH
RB-Appl-EffCW-med-ElecDHW-GasCDryer-Tier1-Front | DEER2016 | D16v1 | 2015-05-16 | Any | SFm | 1985 | CZ15 | rNCGF | Each | 1 | 870 | None | 113 | 0.0136 | 8.65 | 7.96 | 0.000909 | 6.41 | 113 | 0.0136 | 8.65 | 7.96 | 0.000909 | 6.41 |  |  | 1 |  | RB-Appl-EffCW-med-ElecDHW-GasCDryer-Tier1-FrontAnySFm1985CZ15rNCGF
RB-Appl-EffCW-med-ElecDHW-GasCDryer-Tier1-Front | DEER2016 | D16v1 | 2015-05-16 | Any | SFm | 1985 | CZ16 | rDXGF | Each | 1 | 952 | None | 153 | 0.0205 | 8.4 | 14 | 0.00112 | 6.08 | 153 | 0.0205 | 8.4 | 14 | 0.00112 | 6.08 |  |  | 1 |  | RB-Appl-EffCW-med-ElecDHW-GasCDryer-Tier1-FrontAnySFm1985CZ16rDXGF
RB-Appl-EffCW-med-ElecDHW-GasCDryer-Tier1-Front | DEER2016 | D16v1 | 2015-05-16 | Any | SFm | 1985 | CZ16 | rDXHP | Each | 1 | 952 | None | 139 | 0.0246 | 9.72 | 2.88 | 0.0048 | 6.81 | 139 | 0.0246 | 9.72 | 2.88 | 0.0048 | 6.81 |  |  | 1 |  | RB-Appl-EffCW-med-ElecDHW-GasCDryer-Tier1-FrontAnySFm1985CZ16rDXHP
RB-Appl-EffCW-med-ElecDHW-GasCDryer-Tier1-Front | DEER2016 | D16v1 | 2015-05-16 | Any | SFm | 1985 | CZ16 | rNCEH | Each | 1 | 952 | None | 137 | 0.0194 | 9.72 | 4.08 | 0.00147 | 6.81 | 137 | 0.0194 | 9.72 | 4.08 | 0.00147 | 6.81 |  |  | 1 |  | RB-Appl-EffCW-med-ElecDHW-GasCDryer-Tier1-FrontAnySFm1985CZ16rNCEH
RB-Appl-EffCW-med-ElecDHW-GasCDryer-Tier1-Front | DEER2016 | D16v1 | 2015-05-16 | Any | SFm | 1985 | CZ16 | rNCGF | Each | 1 | 952 | None | 149 | 0.0194 | 8.38 | 11.2 | 0.00147 | 6.07 | 149 | 0.0194 | 8.38 | 11.2 | 0.00147 | 6.07 |  |  | 1 |  | RB-Appl-EffCW-med-ElecDHW-GasCDryer-Tier1-FrontAnySFm1985CZ16rNCGF
RB-Appl-EffCW-med-ElecDHW-GasCDryer-Tier1-Front | DEER2016 | D16v1 | 2015-05-16 | Any | SFm | 1996 | CZ01 | rDXGF | Each | 1 | 1100 | None | 151 | 0.02 | 9.25 | 11.6 | 0.00216 | 6.25 | 151 | 0.02 | 9.25 | 11.6 | 0.00216 | 6.25 |  |  | 1 |  | RB-Appl-EffCW-med-ElecDHW-GasCDryer-Tier1-FrontAnySFm1996CZ01rDXGF
RB-Appl-EffCW-med-ElecDHW-GasCDryer-Tier1-Front | DEER2016 | D16v1 | 2015-05-16 | Any | SFm | 1996 | CZ01 | rDXHP | Each | 1 | 1100 | None | 146 | 0.0204 | 9.72 | 6.26 | 0.00012 | 6.81 | 146 | 0.0204 | 9.72 | 6.26 | 0.00012 | 6.81 |  |  | 1 |  | RB-Appl-EffCW-med-ElecDHW-GasCDryer-Tier1-FrontAnySFm1996CZ01rDXHP
RB-Appl-EffCW-med-ElecDHW-GasCDryer-Tier1-Front | DEER2016 | D16v1 | 2015-05-16 | Any | SFm | 1996 | CZ01 | rNCEH | Each | 1 | 1100 | None | 146 | 0.0202 | 9.72 | 5.52 | 0.00151 | 6.81 | 146 | 0.0202 | 9.72 | 5.52 | 0.00151 | 6.81 |  |  | 1 |  | RB-Appl-EffCW-med-ElecDHW-GasCDryer-Tier1-FrontAnySFm1996CZ01rNCEH
RB-Appl-EffCW-med-ElecDHW-GasCDryer-Tier1-Front | DEER2016 | D16v1 | 2015-05-16 | Any | SFm | 1996 | CZ01 | rNCGF | Each | 1 | 1100 | None | 150 | 0.0203 | 9.19 | 11.4 | 0.00152 | 6.2 | 150 | 0.0203 | 9.19 | 11.4 | 0.00152 | 6.2 |  |  | 1 |  | RB-Appl-EffCW-med-ElecDHW-GasCDryer-Tier1-FrontAnySFm1996CZ01rNCGF
RB-Appl-EffCW-med-ElecDHW-GasCDryer-Tier1-Front | DEER2016 | D16v1 | 2015-05-16 | Any | SFm | 1996 | CZ02 | rDXGF | Each | 1 | 1100 | None | 143 | 0.0215 | 9.2 | 11.4 | 0.00819 | 6.22 | 143 | 0.0215 | 9.2 | 11.4 | 0.00819 | 6.22 |  |  | 1 |  | RB-Appl-EffCW-med-ElecDHW-GasCDryer-Tier1-FrontAnySFm1996CZ02rDXGF
RB-Appl-EffCW-med-ElecDHW-GasCDryer-Tier1-Front | DEER2016 | D16v1 | 2015-05-16 | Any | SFm | 1996 | CZ02 | rDXHP | Each | 1 | 1100 | None | 138 | 0.0186 | 9.72 | 6.96 | -0.00281 | 6.81 | 138 | 0.0186 | 9.72 | 6.96 | -0.00281 | 6.81 |  |  | 1 |  | RB-Appl-EffCW-med-ElecDHW-GasCDryer-Tier1-FrontAnySFm1996CZ02rDXHP
RB-Appl-EffCW-med-ElecDHW-GasCDryer-Tier1-Front | DEER2016 | D16v1 | 2015-05-16 | Any | SFm | 1996 | CZ02 | rNCEH | Each | 1 | 1100 | None | 137 | 0.0188 | 9.72 | 5.13 | 0.00142 | 6.81 | 137 | 0.0188 | 9.72 | 5.13 | 0.00142 | 6.81 |  |  | 1 |  | RB-Appl-EffCW-med-ElecDHW-GasCDryer-Tier1-FrontAnySFm1996CZ02rNCEH
RB-Appl-EffCW-med-ElecDHW-GasCDryer-Tier1-Front | DEER2016 | D16v1 | 2015-05-16 | Any | SFm | 1996 | CZ02 | rNCGF | Each | 1 | 1100 | None | 141 | 0.0188 | 9.24 | 10.5 | 0.00144 | 6.31 | 141 | 0.0188 | 9.24 | 10.5 | 0.00144 | 6.31 |  |  | 1 |  | RB-Appl-EffCW-med-ElecDHW-GasCDryer-Tier1-FrontAnySFm1996CZ02rNCGF
RB-Appl-EffCW-med-ElecDHW-GasCDryer-Tier1-Front | DEER2016 | D16v1 | 2015-05-16 | Any | SFm | 1996 | CZ03 | rDXGF | Each | 1 | 1100 | None | 143 | -0.00251 | 9.27 | 12.4 | -0.0241 | 6.2 | 143 | -0.00251 | 9.27 | 12.4 | -0.0241 | 6.2 |  |  | 1 |  | RB-Appl-EffCW-med-ElecDHW-GasCDryer-Tier1-FrontAnySFm1996CZ03rDXGF
RB-Appl-EffCW-med-ElecDHW-GasCDryer-Tier1-Front | DEER2016 | D16v1 | 2015-05-16 | Any | SFm | 1996 | CZ03 | rDXHP | Each | 1 | 1100 | None | 137 | 0.00325 | 9.72 | 5.68 | -0.0039 | 6.81 | 137 | 0.00325 | 9.72 | 5.68 | -0.0039 | 6.81 |  |  | 1 |  | RB-Appl-EffCW-med-ElecDHW-GasCDryer-Tier1-FrontAnySFm1996CZ03rDXHP
RB-Appl-EffCW-med-ElecDHW-GasCDryer-Tier1-Front | DEER2016 | D16v1 | 2015-05-16 | Any | SFm | 1996 | CZ03 | rNCEH | Each | 1 | 1100 | None | 137 | 0.0191 | 9.72 | 4.12 | 0.00144 | 6.81 | 137 | 0.0191 | 9.72 | 4.12 | 0.00144 | 6.81 |  |  | 1 |  | RB-Appl-EffCW-med-ElecDHW-GasCDryer-Tier1-FrontAnySFm1996CZ03rNCEH
RB-Appl-EffCW-med-ElecDHW-GasCDryer-Tier1-Front | DEER2016 | D16v1 | 2015-05-16 | Any | SFm | 1996 | CZ03 | rNCGF | Each | 1 | 1100 | None | 142 | 0.0191 | 9.24 | 10.5 | 0.00145 | 6.15 | 142 | 0.0191 | 9.24 | 10.5 | 0.00145 | 6.15 |  |  | 1 |  | RB-Appl-EffCW-med-ElecDHW-GasCDryer-Tier1-FrontAnySFm1996CZ03rNCGF
RB-Appl-EffCW-med-ElecDHW-GasCDryer-Tier1-Front | DEER2016 | D16v1 | 2015-05-16 | Any | SFm | 1996 | CZ04 | rDXGF | Each | 1 | 1100 | None | 139 | 0.024 | 9.36 | 14.1 | 0.00658 | 6.36 | 139 | 0.024 | 9.36 | 14.1 | 0.00658 | 6.36 |  |  | 1 |  | RB-Appl-EffCW-med-ElecDHW-GasCDryer-Tier1-FrontAnySFm1996CZ04rDXGF
RB-Appl-EffCW-med-ElecDHW-GasCDryer-Tier1-Front | DEER2016 | D16v1 | 2015-05-16 | Any | SFm | 1996 | CZ04 | rDXHP | Each | 1 | 1100 | None | 136 | 0.0206 | 9.72 | 8.2 | 0.00356 | 6.81 | 136 | 0.0206 | 9.72 | 8.2 | 0.00356 | 6.81 |  |  | 1 |  | RB-Appl-EffCW-med-ElecDHW-GasCDryer-Tier1-FrontAnySFm1996CZ04rDXHP
RB-Appl-EffCW-med-ElecDHW-GasCDryer-Tier1-Front | DEER2016 | D16v1 | 2015-05-16 | Any | SFm | 1996 | CZ04 | rNCEH | Each | 1 | 1100 | None | 135 | 0.0179 | 9.72 | 5.69 | 0.00133 | 6.81 | 135 | 0.0179 | 9.72 | 5.69 | 0.00133 | 6.81 |  |  | 1 |  | RB-Appl-EffCW-med-ElecDHW-GasCDryer-Tier1-FrontAnySFm1996CZ04rNCEH
RB-Appl-EffCW-med-ElecDHW-GasCDryer-Tier1-Front | DEER2016 | D16v1 | 2015-05-16 | Any | SFm | 1996 | CZ04 | rNCGF | Each | 1 | 1100 | None | 138 | 0.0179 | 9.31 | 10.2 | 0.00137 | 6.29 | 138 | 0.0179 | 9.31 | 10.2 | 0.00137 | 6.29 |  |  | 1 |  | RB-Appl-EffCW-med-ElecDHW-GasCDryer-Tier1-FrontAnySFm1996CZ04rNCGF
RB-Appl-EffCW-med-ElecDHW-GasCDryer-Tier1-Front | DEER2016 | D16v1 | 2015-05-16 | Any | SFm | 1996 | CZ05 | rDXGF | Each | 1 | 1100 | None | 143 | 0.0192 | 8.95 | 10.2 | 0.00208 | 5.86 | 143 | 0.0192 | 8.95 | 10.2 | 0.00208 | 5.86 |  |  | 1 |  | RB-Appl-EffCW-med-ElecDHW-GasCDryer-Tier1-FrontAnySFm1996CZ05rDXGF
RB-Appl-EffCW-med-ElecDHW-GasCDryer-Tier1-Front | DEER2016 | D16v1 | 2015-05-16 | Any | SFm | 1996 | CZ05 | rDXHP | Each | 1 | 1100 | None | 142 | 0.0221 | 9.72 | 4.79 | 0.00714 | 6.81 | 142 | 0.0221 | 9.72 | 4.79 | 0.00714 | 6.81 |  |  | 1 |  | RB-Appl-EffCW-med-ElecDHW-GasCDryer-Tier1-FrontAnySFm1996CZ05rDXHP
RB-Appl-EffCW-med-ElecDHW-GasCDryer-Tier1-Front | DEER2016 | D16v1 | 2015-05-16 | Any | SFm | 1996 | CZ05 | rNCEH | Each | 1 | 1100 | None | 138 | 0.0192 | 9.72 | 2.4 | 0.00145 | 6.81 | 138 | 0.0192 | 9.72 | 2.4 | 0.00145 | 6.81 |  |  | 1 |  | RB-Appl-EffCW-med-ElecDHW-GasCDryer-Tier1-FrontAnySFm1996CZ05rNCEH
RB-Appl-EffCW-med-ElecDHW-GasCDryer-Tier1-Front | DEER2016 | D16v1 | 2015-05-16 | Any | SFm | 1996 | CZ05 | rNCGF | Each | 1 | 1100 | None | 143 | 0.0193 | 8.97 | 10.5 | 0.00154 | 5.91 | 143 | 0.0193 | 8.97 | 10.5 | 0.00154 | 5.91 |  |  | 1 |  | RB-Appl-EffCW-med-ElecDHW-GasCDryer-Tier1-FrontAnySFm1996CZ05rNCGF
RB-Appl-EffCW-med-ElecDHW-GasCDryer-Tier1-Front | DEER2016 | D16v1 | 2015-05-16 | Any | SFm | 1996 | CZ06 | rDXGF | Each | 1 | 1150 | None | 136 | 0.0315 | 9.65 | 9.43 | 0.0486 | 6.5 | 136 | 0.0315 | 9.65 | 9.43 | 0.0486 | 6.5 |  |  | 1 |  | RB-Appl-EffCW-med-ElecDHW-GasCDryer-Tier1-FrontAnySFm1996CZ06rDXGF
RB-Appl-EffCW-med-ElecDHW-GasCDryer-Tier1-Front | DEER2016 | D16v1 | 2015-05-16 | Any | SFm | 1996 | CZ06 | rDXHP | Each | 1 | 1150 | None | 130 | 0.00815 | 9.72 | 6.46 | 0.00804 | 6.81 | 130 | 0.00815 | 9.72 | 6.46 | 0.00804 | 6.81 |  |  | 1 |  | RB-Appl-EffCW-med-ElecDHW-GasCDryer-Tier1-FrontAnySFm1996CZ06rDXHP
RB-Appl-EffCW-med-ElecDHW-GasCDryer-Tier1-Front | DEER2016 | D16v1 | 2015-05-16 | Any | SFm | 1996 | CZ06 | rNCEH | Each | 1 | 1150 | None | 133 | 0.0178 | 9.72 | 5.61 | 0.00135 | 6.81 | 133 | 0.0178 | 9.72 | 5.61 | 0.00135 | 6.81 |  |  | 1 |  | RB-Appl-EffCW-med-ElecDHW-GasCDryer-Tier1-FrontAnySFm1996CZ06rNCEH
RB-Appl-EffCW-med-ElecDHW-GasCDryer-Tier1-Front | DEER2016 | D16v1 | 2015-05-16 | Any | SFm | 1996 | CZ06 | rNCGF | Each | 1 | 1150 | None | 135 | 0.0174 | 9.56 | 9.93 | 0.00104 | 6.45 | 135 | 0.0174 | 9.56 | 9.93 | 0.00104 | 6.45 |  |  | 1 |  | RB-Appl-EffCW-med-ElecDHW-GasCDryer-Tier1-FrontAnySFm1996CZ06rNCGF
RB-Appl-EffCW-med-ElecDHW-GasCDryer-Tier1-Front | DEER2016 | D16v1 | 2015-05-16 | Any | SFm | 1996 | CZ07 | rDXGF | Each | 1 | 1150 | None | 138 | 0.115 | 9.57 | 12.2 | 0.0975 | 6.42 | 138 | 0.115 | 9.57 | 12.2 | 0.0975 | 6.42 |  |  | 1 |  | RB-Appl-EffCW-med-ElecDHW-GasCDryer-Tier1-FrontAnySFm1996CZ07rDXGF
RB-Appl-EffCW-med-ElecDHW-GasCDryer-Tier1-Front | DEER2016 | D16v1 | 2015-05-16 | Any | SFm | 1996 | CZ07 | rDXHP | Each | 1 | 1150 | None | 135 | 0.0351 | 9.72 | 9.21 | 0.0192 | 6.81 | 135 | 0.0351 | 9.72 | 9.21 | 0.0192 | 6.81 |  |  | 1 |  | RB-Appl-EffCW-med-ElecDHW-GasCDryer-Tier1-FrontAnySFm1996CZ07rDXHP
RB-Appl-EffCW-med-ElecDHW-GasCDryer-Tier1-Front | DEER2016 | D16v1 | 2015-05-16 | Any | SFm | 1996 | CZ07 | rNCEH | Each | 1 | 1150 | None | 131 | 0.0177 | 9.72 | 6.09 | 0.00134 | 6.81 | 131 | 0.0177 | 9.72 | 6.09 | 0.00134 | 6.81 |  |  | 1 |  | RB-Appl-EffCW-med-ElecDHW-GasCDryer-Tier1-FrontAnySFm1996CZ07rNCEH
RB-Appl-EffCW-med-ElecDHW-GasCDryer-Tier1-Front | DEER2016 | D16v1 | 2015-05-16 | Any | SFm | 1996 | CZ07 | rNCGF | Each | 1 | 1150 | None | 134 | 0.0178 | 9.5 | 9.79 | 0.00134 | 6.31 | 134 | 0.0178 | 9.5 | 9.79 | 0.00134 | 6.31 |  |  | 1 |  | RB-Appl-EffCW-med-ElecDHW-GasCDryer-Tier1-FrontAnySFm1996CZ07rNCGF
RB-Appl-EffCW-med-ElecDHW-GasCDryer-Tier1-Front | DEER2016 | D16v1 | 2015-05-16 | Any | SFm | 1996 | CZ08 | rDXGF | Each | 1 | 1150 | None | 138 | 0.0186 | 9.43 | 15.8 | 0.00278 | 6.33 | 138 | 0.0186 | 9.43 | 15.8 | 0.00278 | 6.33 |  |  | 1 |  | RB-Appl-EffCW-med-ElecDHW-GasCDryer-Tier1-FrontAnySFm1996CZ08rDXGF
RB-Appl-EffCW-med-ElecDHW-GasCDryer-Tier1-Front | DEER2016 | D16v1 | 2015-05-16 | Any | SFm | 1996 | CZ08 | rDXHP | Each | 1 | 1150 | None | 133 | 0.0182 | 9.72 | 9.43 | 0.00291 | 6.81 | 133 | 0.0182 | 9.72 | 9.43 | 0.00291 | 6.81 |  |  | 1 |  | RB-Appl-EffCW-med-ElecDHW-GasCDryer-Tier1-FrontAnySFm1996CZ08rDXHP
RB-Appl-EffCW-med-ElecDHW-GasCDryer-Tier1-Front | DEER2016 | D16v1 | 2015-05-16 | Any | SFm | 1996 | CZ08 | rNCEH | Each | 1 | 1150 | None | 130 | 0.0173 | 9.72 | 5.63 | 0.0013 | 6.81 | 130 | 0.0173 | 9.72 | 5.63 | 0.0013 | 6.81 |  |  | 1 |  | RB-Appl-EffCW-med-ElecDHW-GasCDryer-Tier1-FrontAnySFm1996CZ08rNCEH
RB-Appl-EffCW-med-ElecDHW-GasCDryer-Tier1-Front | DEER2016 | D16v1 | 2015-05-16 | Any | SFm | 1996 | CZ08 | rNCGF | Each | 1 | 1150 | None | 132 | 0.0172 | 9.38 | 9.63 | 0.00123 | 6.33 | 132 | 0.0172 | 9.38 | 9.63 | 0.00123 | 6.33 |  |  | 1 |  | RB-Appl-EffCW-med-ElecDHW-GasCDryer-Tier1-FrontAnySFm1996CZ08rNCGF
RB-Appl-EffCW-med-ElecDHW-GasCDryer-Tier1-Front | DEER2016 | D16v1 | 2015-05-16 | Any | SFm | 1996 | CZ09 | rDXGF | Each | 1 | 1090 | None | 136 | 0.0192 | 9.38 | 8.6 | 0.00225 | 6.47 | 136 | 0.0192 | 9.38 | 8.6 | 0.00225 | 6.47 |  |  | 1 |  | RB-Appl-EffCW-med-ElecDHW-GasCDryer-Tier1-FrontAnySFm1996CZ09rDXGF
RB-Appl-EffCW-med-ElecDHW-GasCDryer-Tier1-Front | DEER2016 | D16v1 | 2015-05-16 | Any | SFm | 1996 | CZ09 | rDXHP | Each | 1 | 1090 | None | 135 | 0.0192 | 9.72 | 8.06 | 0.00294 | 6.81 | 135 | 0.0192 | 9.72 | 8.06 | 0.00294 | 6.81 |  |  | 1 |  | RB-Appl-EffCW-med-ElecDHW-GasCDryer-Tier1-FrontAnySFm1996CZ09rDXHP
RB-Appl-EffCW-med-ElecDHW-GasCDryer-Tier1-Front | DEER2016 | D16v1 | 2015-05-16 | Any | SFm | 1996 | CZ09 | rNCEH | Each | 1 | 1090 | None | 129 | 0.0171 | 9.72 | 6.41 | 0.00128 | 6.81 | 129 | 0.0171 | 9.72 | 6.41 | 0.00128 | 6.81 |  |  | 1 |  | RB-Appl-EffCW-med-ElecDHW-GasCDryer-Tier1-FrontAnySFm1996CZ09rNCEH
RB-Appl-EffCW-med-ElecDHW-GasCDryer-Tier1-Front | DEER2016 | D16v1 | 2015-05-16 | Any | SFm | 1996 | CZ09 | rNCGF | Each | 1 | 1090 | None | 132 | 0.0171 | 9.32 | 9.66 | 0.0013 | 6.46 | 132 | 0.0171 | 9.32 | 9.66 | 0.0013 | 6.46 |  |  | 1 |  | RB-Appl-EffCW-med-ElecDHW-GasCDryer-Tier1-FrontAnySFm1996CZ09rNCGF
RB-Appl-EffCW-med-ElecDHW-GasCDryer-Tier1-Front | DEER2016 | D16v1 | 2015-05-16 | Any | SFm | 1996 | CZ10 | rDXGF | Each | 1 | 1090 | None | 133 | 0.0168 | 9.41 | 12.3 | 0.000982 | 6.5 | 133 | 0.0168 | 9.41 | 12.3 | 0.000982 | 6.5 |  |  | 1 |  | RB-Appl-EffCW-med-ElecDHW-GasCDryer-Tier1-FrontAnySFm1996CZ10rDXGF
RB-Appl-EffCW-med-ElecDHW-GasCDryer-Tier1-Front | DEER2016 | D16v1 | 2015-05-16 | Any | SFm | 1996 | CZ10 | rDXHP | Each | 1 | 1090 | None | 134 | 0.0187 | 9.72 | 9.48 | 0.00276 | 6.81 | 134 | 0.0187 | 9.72 | 9.48 | 0.00276 | 6.81 |  |  | 1 |  | RB-Appl-EffCW-med-ElecDHW-GasCDryer-Tier1-FrontAnySFm1996CZ10rDXHP
RB-Appl-EffCW-med-ElecDHW-GasCDryer-Tier1-Front | DEER2016 | D16v1 | 2015-05-16 | Any | SFm | 1996 | CZ10 | rNCEH | Each | 1 | 1090 | None | 128 | 0.0169 | 9.72 | 6.25 | 0.00125 | 6.81 | 128 | 0.0169 | 9.72 | 6.25 | 0.00125 | 6.81 |  |  | 1 |  | RB-Appl-EffCW-med-ElecDHW-GasCDryer-Tier1-FrontAnySFm1996CZ10rNCEH
RB-Appl-EffCW-med-ElecDHW-GasCDryer-Tier1-Front | DEER2016 | D16v1 | 2015-05-16 | Any | SFm | 1996 | CZ10 | rNCGF | Each | 1 | 1090 | None | 131 | 0.0168 | 9.39 | 9.62 | 0.00125 | 6.47 | 131 | 0.0168 | 9.39 | 9.62 | 0.00125 | 6.47 |  |  | 1 |  | RB-Appl-EffCW-med-ElecDHW-GasCDryer-Tier1-FrontAnySFm1996CZ10rNCGF
RB-Appl-EffCW-med-ElecDHW-GasCDryer-Tier1-Front | DEER2016 | D16v1 | 2015-05-16 | Any | SFm | 1996 | CZ11 | rDXGF | Each | 1 | 1020 | None | 141 | 0.0212 | 8.67 | 14.1 | 0.0033 | 6.25 | 141 | 0.0212 | 8.67 | 14.1 | 0.0033 | 6.25 |  |  | 1 |  | RB-Appl-EffCW-med-ElecDHW-GasCDryer-Tier1-FrontAnySFm1996CZ11rDXGF
RB-Appl-EffCW-med-ElecDHW-GasCDryer-Tier1-Front | DEER2016 | D16v1 | 2015-05-16 | Any | SFm | 1996 | CZ11 | rDXHP | Each | 1 | 1020 | None | 130 | 0.0214 | 9.72 | 8.19 | 0.0032 | 6.81 | 130 | 0.0214 | 9.72 | 8.19 | 0.0032 | 6.81 |  |  | 1 |  | RB-Appl-EffCW-med-ElecDHW-GasCDryer-Tier1-FrontAnySFm1996CZ11rDXHP
RB-Appl-EffCW-med-ElecDHW-GasCDryer-Tier1-Front | DEER2016 | D16v1 | 2015-05-16 | Any | SFm | 1996 | CZ11 | rNCEH | Each | 1 | 1020 | None | 121 | 0.0168 | 9.72 | 3.71 | 0.00123 | 6.81 | 121 | 0.0168 | 9.72 | 3.71 | 0.00123 | 6.81 |  |  | 1 |  | RB-Appl-EffCW-med-ElecDHW-GasCDryer-Tier1-FrontAnySFm1996CZ11rNCEH
RB-Appl-EffCW-med-ElecDHW-GasCDryer-Tier1-Front | DEER2016 | D16v1 | 2015-05-16 | Any | SFm | 1996 | CZ11 | rNCGF | Each | 1 | 1020 | None | 132 | 0.0168 | 8.66 | 9.67 | 0.00122 | 6.26 | 132 | 0.0168 | 8.66 | 9.67 | 0.00122 | 6.26 |  |  | 1 |  | RB-Appl-EffCW-med-ElecDHW-GasCDryer-Tier1-FrontAnySFm1996CZ11rNCGF
RB-Appl-EffCW-med-ElecDHW-GasCDryer-Tier1-Front | DEER2016 | D16v1 | 2015-05-16 | Any | SFm | 1996 | CZ12 | rDXGF | Each | 1 | 1020 | None | 141 | 0.0264 | 8.61 | 13 | 0.00398 | 6.2 | 141 | 0.0264 | 8.61 | 13 | 0.00398 | 6.2 |  |  | 1 |  | RB-Appl-EffCW-med-ElecDHW-GasCDryer-Tier1-FrontAnySFm1996CZ12rDXGF
RB-Appl-EffCW-med-ElecDHW-GasCDryer-Tier1-Front | DEER2016 | D16v1 | 2015-05-16 | Any | SFm | 1996 | CZ12 | rDXHP | Each | 1 | 1020 | None | 132 | 0.0249 | 9.72 | 8.2 | 0.00534 | 6.81 | 132 | 0.0249 | 9.72 | 8.2 | 0.00534 | 6.81 |  |  | 1 |  | RB-Appl-EffCW-med-ElecDHW-GasCDryer-Tier1-FrontAnySFm1996CZ12rDXHP
RB-Appl-EffCW-med-ElecDHW-GasCDryer-Tier1-Front | DEER2016 | D16v1 | 2015-05-16 | Any | SFm | 1996 | CZ12 | rNCEH | Each | 1 | 1020 | None | 124 | 0.0177 | 9.72 | 4.02 | 0.00132 | 6.81 | 124 | 0.0177 | 9.72 | 4.02 | 0.00132 | 6.81 |  |  | 1 |  | RB-Appl-EffCW-med-ElecDHW-GasCDryer-Tier1-FrontAnySFm1996CZ12rNCEH
RB-Appl-EffCW-med-ElecDHW-GasCDryer-Tier1-Front | DEER2016 | D16v1 | 2015-05-16 | Any | SFm | 1996 | CZ12 | rNCGF | Each | 1 | 1020 | None | 136 | 0.0177 | 8.6 | 10 | 0.00131 | 6.21 | 136 | 0.0177 | 8.6 | 10 | 0.00131 | 6.21 |  |  | 1 |  | RB-Appl-EffCW-med-ElecDHW-GasCDryer-Tier1-FrontAnySFm1996CZ12rNCGF
RB-Appl-EffCW-med-ElecDHW-GasCDryer-Tier1-Front | DEER2016 | D16v1 | 2015-05-16 | Any | SFm | 1996 | CZ13 | rDXGF | Each | 1 | 1020 | None | 139 | 0.0212 | 8.66 | 13.7 | 0.0032 | 6.26 | 139 | 0.0212 | 8.66 | 13.7 | 0.0032 | 6.26 |  |  | 1 |  | RB-Appl-EffCW-med-ElecDHW-GasCDryer-Tier1-FrontAnySFm1996CZ13rDXGF
RB-Appl-EffCW-med-ElecDHW-GasCDryer-Tier1-Front | DEER2016 | D16v1 | 2015-05-16 | Any | SFm | 1996 | CZ13 | rDXHP | Each | 1 | 1020 | None | 128 | 0.0193 | 9.72 | 8.54 | -0.00155 | 6.81 | 128 | 0.0193 | 9.72 | 8.54 | -0.00155 | 6.81 |  |  | 1 |  | RB-Appl-EffCW-med-ElecDHW-GasCDryer-Tier1-FrontAnySFm1996CZ13rDXHP
RB-Appl-EffCW-med-ElecDHW-GasCDryer-Tier1-Front | DEER2016 | D16v1 | 2015-05-16 | Any | SFm | 1996 | CZ13 | rNCEH | Each | 1 | 1020 | None | 119 | 0.0166 | 9.72 | 3.37 | 0.00121 | 6.81 | 119 | 0.0166 | 9.72 | 3.37 | 0.00121 | 6.81 |  |  | 1 |  | RB-Appl-EffCW-med-ElecDHW-GasCDryer-Tier1-FrontAnySFm1996CZ13rNCEH
RB-Appl-EffCW-med-ElecDHW-GasCDryer-Tier1-Front | DEER2016 | D16v1 | 2015-05-16 | Any | SFm | 1996 | CZ13 | rNCGF | Each | 1 | 1020 | None | 131 | 0.0166 | 8.67 | 9.54 | 0.00121 | 6.27 | 131 | 0.0166 | 8.67 | 9.54 | 0.00121 | 6.27 |  |  | 1 |  | RB-Appl-EffCW-med-ElecDHW-GasCDryer-Tier1-FrontAnySFm1996CZ13rNCGF
RB-Appl-EffCW-med-ElecDHW-GasCDryer-Tier1-Front | DEER2016 | D16v1 | 2015-05-16 | Any | SFm | 1996 | CZ14 | rDXGF | Each | 1 | 879 | None | 141 | 0.0191 | 8.85 | 14.4 | 0.00268 | 6.27 | 141 | 0.0191 | 8.85 | 14.4 | 0.00268 | 6.27 |  |  | 1 |  | RB-Appl-EffCW-med-ElecDHW-GasCDryer-Tier1-FrontAnySFm1996CZ14rDXGF
RB-Appl-EffCW-med-ElecDHW-GasCDryer-Tier1-Front | DEER2016 | D16v1 | 2015-05-16 | Any | SFm | 1996 | CZ14 | rDXHP | Each | 1 | 879 | None | 134 | 0.0196 | 9.72 | 8.34 | 0.00305 | 6.81 | 134 | 0.0196 | 9.72 | 8.34 | 0.00305 | 6.81 |  |  | 1 |  | RB-Appl-EffCW-med-ElecDHW-GasCDryer-Tier1-FrontAnySFm1996CZ14rDXHP
RB-Appl-EffCW-med-ElecDHW-GasCDryer-Tier1-Front | DEER2016 | D16v1 | 2015-05-16 | Any | SFm | 1996 | CZ14 | rNCEH | Each | 1 | 879 | None | 124 | 0.0162 | 9.72 | 4.17 | 0.00114 | 6.81 | 124 | 0.0162 | 9.72 | 4.17 | 0.00114 | 6.81 |  |  | 1 |  | RB-Appl-EffCW-med-ElecDHW-GasCDryer-Tier1-FrontAnySFm1996CZ14rNCEH
RB-Appl-EffCW-med-ElecDHW-GasCDryer-Tier1-Front | DEER2016 | D16v1 | 2015-05-16 | Any | SFm | 1996 | CZ14 | rNCGF | Each | 1 | 879 | None | 133 | 0.0162 | 8.84 | 9.53 | 0.00113 | 6.27 | 133 | 0.0162 | 8.84 | 9.53 | 0.00113 | 6.27 |  |  | 1 |  | RB-Appl-EffCW-med-ElecDHW-GasCDryer-Tier1-FrontAnySFm1996CZ14rNCGF
RB-Appl-EffCW-med-ElecDHW-GasCDryer-Tier1-Front | DEER2016 | D16v1 | 2015-05-16 | Any | SFm | 1996 | CZ15 | rDXGF | Each | 1 | 879 | None | 125 | 0.0164 | 9.1 | 14.7 | 0.00222 | 6.43 | 125 | 0.0164 | 9.1 | 14.7 | 0.00222 | 6.43 |  |  | 1 |  | RB-Appl-EffCW-med-ElecDHW-GasCDryer-Tier1-FrontAnySFm1996CZ15rDXGF
RB-Appl-EffCW-med-ElecDHW-GasCDryer-Tier1-Front | DEER2016 | D16v1 | 2015-05-16 | Any | SFm | 1996 | CZ15 | rDXHP | Each | 1 | 879 | None | 119 | 0.0162 | 9.72 | 10.6 | 0.00208 | 6.81 | 119 | 0.0162 | 9.72 | 10.6 | 0.00208 | 6.81 |  |  | 1 |  | RB-Appl-EffCW-med-ElecDHW-GasCDryer-Tier1-FrontAnySFm1996CZ15rDXHP
RB-Appl-EffCW-med-ElecDHW-GasCDryer-Tier1-Front | DEER2016 | D16v1 | 2015-05-16 | Any | SFm | 1996 | CZ15 | rNCEH | Each | 1 | 879 | None | 108 | 0.0136 | 9.72 | 4.42 | 0.000889 | 6.81 | 108 | 0.0136 | 9.72 | 4.42 | 0.000889 | 6.81 |  |  | 1 |  | RB-Appl-EffCW-med-ElecDHW-GasCDryer-Tier1-FrontAnySFm1996CZ15rNCEH
RB-Appl-EffCW-med-ElecDHW-GasCDryer-Tier1-Front | DEER2016 | D16v1 | 2015-05-16 | Any | SFm | 1996 | CZ15 | rNCGF | Each | 1 | 879 | None | 113 | 0.0135 | 9.12 | 7.72 | 0.000864 | 6.43 | 113 | 0.0135 | 9.12 | 7.72 | 0.000864 | 6.43 |  |  | 1 |  | RB-Appl-EffCW-med-ElecDHW-GasCDryer-Tier1-FrontAnySFm1996CZ15rNCGF
RB-Appl-EffCW-med-ElecDHW-GasCDryer-Tier1-Front | DEER2016 | D16v1 | 2015-05-16 | Any | SFm | 1996 | CZ16 | rDXGF | Each | 1 | 1100 | None | 152 | 0.0215 | 9.28 | 13.7 | 0.00344 | 6.34 | 152 | 0.0215 | 9.28 | 13.7 | 0.00344 | 6.34 |  |  | 1 |  | RB-Appl-EffCW-med-ElecDHW-GasCDryer-Tier1-FrontAnySFm1996CZ16rDXGF
RB-Appl-EffCW-med-ElecDHW-GasCDryer-Tier1-Front | DEER2016 | D16v1 | 2015-05-16 | Any | SFm | 1996 | CZ16 | rDXHP | Each | 1 | 1100 | None | 144 | 0.0222 | 9.72 | 4.76 | 0.00513 | 6.81 | 144 | 0.0222 | 9.72 | 4.76 | 0.00513 | 6.81 |  |  | 1 |  | RB-Appl-EffCW-med-ElecDHW-GasCDryer-Tier1-FrontAnySFm1996CZ16rDXHP
RB-Appl-EffCW-med-ElecDHW-GasCDryer-Tier1-Front | DEER2016 | D16v1 | 2015-05-16 | Any | SFm | 1996 | CZ16 | rNCEH | Each | 1 | 1100 | None | 146 | 0.0194 | 9.72 | 6.66 | 0.00147 | 6.81 | 146 | 0.0194 | 9.72 | 6.66 | 0.00147 | 6.81 |  |  | 1 |  | RB-Appl-EffCW-med-ElecDHW-GasCDryer-Tier1-FrontAnySFm1996CZ16rNCEH
RB-Appl-EffCW-med-ElecDHW-GasCDryer-Tier1-Front | DEER2016 | D16v1 | 2015-05-16 | Any | SFm | 1996 | CZ16 | rNCGF | Each | 1 | 1100 | None | 150 | 0.0194 | 9.27 | 11.4 | 0.00143 | 6.33 | 150 | 0.0194 | 9.27 | 11.4 | 0.00143 | 6.33 |  |  | 1 |  | RB-Appl-EffCW-med-ElecDHW-GasCDryer-Tier1-FrontAnySFm1996CZ16rNCGF
RB-Appl-EffCW-med-ElecDHW-GasCDryer-Tier1-Front | DEER2016 | D16v1 | 2015-05-16 | Any | SFm | 2003 | CZ01 | rDXGF | Each | 1 | 1150 | None | 150 | 0.025 | 8.37 | 11.6 | 0.00852 | 6.21 | 150 | 0.025 | 8.37 | 11.6 | 0.00852 | 6.21 |  |  | 1 |  | RB-Appl-EffCW-med-ElecDHW-GasCDryer-Tier1-FrontAnySFm2003CZ01rDXGF
RB-Appl-EffCW-med-ElecDHW-GasCDryer-Tier1-Front | DEER2016 | D16v1 | 2015-05-16 | Any | SFm | 2003 | CZ01 | rDXHP | Each | 1 | 1150 | None | 139 | 0.0159 | 9.72 | 6.23 | -0.00179 | 6.81 | 139 | 0.0159 | 9.72 | 6.23 | -0.00179 | 6.81 |  |  | 1 |  | RB-Appl-EffCW-med-ElecDHW-GasCDryer-Tier1-FrontAnySFm2003CZ01rDXHP
RB-Appl-EffCW-med-ElecDHW-GasCDryer-Tier1-Front | DEER2016 | D16v1 | 2015-05-16 | Any | SFm | 2003 | CZ01 | rNCEH | Each | 1 | 1150 | None | 137 | 0.0202 | 9.72 | 5.52 | 0.00156 | 6.81 | 137 | 0.0202 | 9.72 | 5.52 | 0.00156 | 6.81 |  |  | 1 |  | RB-Appl-EffCW-med-ElecDHW-GasCDryer-Tier1-FrontAnySFm2003CZ01rNCEH
RB-Appl-EffCW-med-ElecDHW-GasCDryer-Tier1-Front | DEER2016 | D16v1 | 2015-05-16 | Any | SFm | 2003 | CZ01 | rNCGF | Each | 1 | 1150 | None | 150 | 0.0202 | 8.4 | 11.4 | 0.00157 | 6.2 | 150 | 0.0202 | 8.4 | 11.4 | 0.00157 | 6.2 |  |  | 1 |  | RB-Appl-EffCW-med-ElecDHW-GasCDryer-Tier1-FrontAnySFm2003CZ01rNCGF
RB-Appl-EffCW-med-ElecDHW-GasCDryer-Tier1-Front | DEER2016 | D16v1 | 2015-05-16 | Any | SFm | 2003 | CZ02 | rDXGF | Each | 1 | 974 | None | 143 | 0.0226 | 8.6 | 11.2 | 0.0026 | 6.24 | 143 | 0.0226 | 8.6 | 11.2 | 0.0026 | 6.24 |  |  | 1 |  | RB-Appl-EffCW-med-ElecDHW-GasCDryer-Tier1-FrontAnySFm2003CZ02rDXGF
RB-Appl-EffCW-med-ElecDHW-GasCDryer-Tier1-Front | DEER2016 | D16v1 | 2015-05-16 | Any | SFm | 2003 | CZ02 | rDXHP | Each | 1 | 974 | None | 134 | 0.0214 | 9.72 | 6.46 | 0.000369 | 6.81 | 134 | 0.0214 | 9.72 | 6.46 | 0.000369 | 6.81 |  |  | 1 |  | RB-Appl-EffCW-med-ElecDHW-GasCDryer-Tier1-FrontAnySFm2003CZ02rDXHP
RB-Appl-EffCW-med-ElecDHW-GasCDryer-Tier1-Front | DEER2016 | D16v1 | 2015-05-16 | Any | SFm | 2003 | CZ02 | rNCEH | Each | 1 | 974 | None | 129 | 0.0188 | 9.72 | 3.92 | 0.00141 | 6.81 | 129 | 0.0188 | 9.72 | 3.92 | 0.00141 | 6.81 |  |  | 1 |  | RB-Appl-EffCW-med-ElecDHW-GasCDryer-Tier1-FrontAnySFm2003CZ02rNCEH
RB-Appl-EffCW-med-ElecDHW-GasCDryer-Tier1-Front | DEER2016 | D16v1 | 2015-05-16 | Any | SFm | 2003 | CZ02 | rNCGF | Each | 1 | 974 | None | 141 | 0.0188 | 8.53 | 10.4 | 0.0014 | 6.19 | 141 | 0.0188 | 8.53 | 10.4 | 0.0014 | 6.19 |  |  | 1 |  | RB-Appl-EffCW-med-ElecDHW-GasCDryer-Tier1-FrontAnySFm2003CZ02rNCGF
RB-Appl-EffCW-med-ElecDHW-GasCDryer-Tier1-Front | DEER2016 | D16v1 | 2015-05-16 | Any | SFm | 2003 | CZ03 | rDXGF | Each | 1 | 1150 | None | 143 | 0.0342 | 8.33 | 8.95 | -0.00562 | 6.19 | 143 | 0.0342 | 8.33 | 8.95 | -0.00562 | 6.19 |  |  | 1 |  | RB-Appl-EffCW-med-ElecDHW-GasCDryer-Tier1-FrontAnySFm2003CZ03rDXGF
RB-Appl-EffCW-med-ElecDHW-GasCDryer-Tier1-Front | DEER2016 | D16v1 | 2015-05-16 | Any | SFm | 2003 | CZ03 | rDXHP | Each | 1 | 1150 | None | 132 | 0.0432 | 9.72 | 4.85 | 0.00537 | 6.81 | 132 | 0.0432 | 9.72 | 4.85 | 0.00537 | 6.81 |  |  | 1 |  | RB-Appl-EffCW-med-ElecDHW-GasCDryer-Tier1-FrontAnySFm2003CZ03rDXHP
RB-Appl-EffCW-med-ElecDHW-GasCDryer-Tier1-Front | DEER2016 | D16v1 | 2015-05-16 | Any | SFm | 2003 | CZ03 | rNCEH | Each | 1 | 1150 | None | 128 | 0.0191 | 9.72 | 4.63 | 0.00146 | 6.81 | 128 | 0.0191 | 9.72 | 4.63 | 0.00146 | 6.81 |  |  | 1 |  | RB-Appl-EffCW-med-ElecDHW-GasCDryer-Tier1-FrontAnySFm2003CZ03rNCEH
RB-Appl-EffCW-med-ElecDHW-GasCDryer-Tier1-Front | DEER2016 | D16v1 | 2015-05-16 | Any | SFm | 2003 | CZ03 | rNCGF | Each | 1 | 1150 | None | 141 | 0.0191 | 8.38 | 10.5 | 0.00141 | 6.22 | 141 | 0.0191 | 8.38 | 10.5 | 0.00141 | 6.22 |  |  | 1 |  | RB-Appl-EffCW-med-ElecDHW-GasCDryer-Tier1-FrontAnySFm2003CZ03rNCGF
RB-Appl-EffCW-med-ElecDHW-GasCDryer-Tier1-Front | DEER2016 | D16v1 | 2015-05-16 | Any | SFm | 2003 | CZ04 | rDXGF | Each | 1 | 1150 | None | 143 | 0.0222 | 8.62 | 12.3 | 0.00433 | 6.3 | 143 | 0.0222 | 8.62 | 12.3 | 0.00433 | 6.3 |  |  | 1 |  | RB-Appl-EffCW-med-ElecDHW-GasCDryer-Tier1-FrontAnySFm2003CZ04rDXGF
RB-Appl-EffCW-med-ElecDHW-GasCDryer-Tier1-Front | DEER2016 | D16v1 | 2015-05-16 | Any | SFm | 2003 | CZ04 | rDXHP | Each | 1 | 1150 | None | 134 | 0.0257 | 9.72 | 7.95 | 0.00593 | 6.81 | 134 | 0.0257 | 9.72 | 7.95 | 0.00593 | 6.81 |  |  | 1 |  | RB-Appl-EffCW-med-ElecDHW-GasCDryer-Tier1-FrontAnySFm2003CZ04rDXHP
RB-Appl-EffCW-med-ElecDHW-GasCDryer-Tier1-Front | DEER2016 | D16v1 | 2015-05-16 | Any | SFm | 2003 | CZ04 | rNCEH | Each | 1 | 1150 | None | 126 | 0.0179 | 9.72 | 5.33 | 0.00134 | 6.81 | 126 | 0.0179 | 9.72 | 5.33 | 0.00134 | 6.81 |  |  | 1 |  | RB-Appl-EffCW-med-ElecDHW-GasCDryer-Tier1-FrontAnySFm2003CZ04rNCEH
RB-Appl-EffCW-med-ElecDHW-GasCDryer-Tier1-Front | DEER2016 | D16v1 | 2015-05-16 | Any | SFm | 2003 | CZ04 | rNCGF | Each | 1 | 1150 | None | 137 | 0.0179 | 8.58 | 10.2 | 0.00135 | 6.29 | 137 | 0.0179 | 8.58 | 10.2 | 0.00135 | 6.29 |  |  | 1 |  | RB-Appl-EffCW-med-ElecDHW-GasCDryer-Tier1-FrontAnySFm2003CZ04rNCGF
RB-Appl-EffCW-med-ElecDHW-GasCDryer-Tier1-Front | DEER2016 | D16v1 | 2015-05-16 | Any | SFm | 2003 | CZ05 | rDXGF | Each | 1 | 1150 | None | 145 | 0.00836 | 7.72 | 11.8 | 0.0209 | 5.83 | 145 | 0.00836 | 7.72 | 11.8 | 0.0209 | 5.83 |  |  | 1 |  | RB-Appl-EffCW-med-ElecDHW-GasCDryer-Tier1-FrontAnySFm2003CZ05rDXGF
RB-Appl-EffCW-med-ElecDHW-GasCDryer-Tier1-Front | DEER2016 | D16v1 | 2015-05-16 | Any | SFm | 2003 | CZ05 | rDXHP | Each | 1 | 1150 | None | 130 | 0.0255 | 9.72 | 4.06 | 0.00566 | 6.81 | 130 | 0.0255 | 9.72 | 4.06 | 0.00566 | 6.81 |  |  | 1 |  | RB-Appl-EffCW-med-ElecDHW-GasCDryer-Tier1-FrontAnySFm2003CZ05rDXHP
RB-Appl-EffCW-med-ElecDHW-GasCDryer-Tier1-Front | DEER2016 | D16v1 | 2015-05-16 | Any | SFm | 2003 | CZ05 | rNCEH | Each | 1 | 1150 | None | 126 | 0.0192 | 9.72 | 2.95 | 0.00147 | 6.81 | 126 | 0.0192 | 9.72 | 2.95 | 0.00147 | 6.81 |  |  | 1 |  | RB-Appl-EffCW-med-ElecDHW-GasCDryer-Tier1-FrontAnySFm2003CZ05rNCEH
RB-Appl-EffCW-med-ElecDHW-GasCDryer-Tier1-Front | DEER2016 | D16v1 | 2015-05-16 | Any | SFm | 2003 | CZ05 | rNCGF | Each | 1 | 1150 | None | 143 | 0.0192 | 7.65 | 10.5 | 0.00146 | 5.78 | 143 | 0.0192 | 7.65 | 10.5 | 0.00146 | 5.78 |  |  | 1 |  | RB-Appl-EffCW-med-ElecDHW-GasCDryer-Tier1-FrontAnySFm2003CZ05rNCGF
RB-Appl-EffCW-med-ElecDHW-GasCDryer-Tier1-Front | DEER2016 | D16v1 | 2015-05-16 | Any | SFm | 2003 | CZ06 | rDXGF | Each | 1 | 1200 | None | 142 | 0.0413 | 8.78 | 12.5 | 0.023 | 6.41 | 142 | 0.0413 | 8.78 | 12.5 | 0.023 | 6.41 |  |  | 1 |  | RB-Appl-EffCW-med-ElecDHW-GasCDryer-Tier1-FrontAnySFm2003CZ06rDXGF
RB-Appl-EffCW-med-ElecDHW-GasCDryer-Tier1-Front | DEER2016 | D16v1 | 2015-05-16 | Any | SFm | 2003 | CZ06 | rDXHP | Each | 1 | 1200 | None | 125 | 0.0258 | 9.72 | 3.74 | -0.00587 | 6.81 | 125 | 0.0258 | 9.72 | 3.74 | -0.00587 | 6.81 |  |  | 1 |  | RB-Appl-EffCW-med-ElecDHW-GasCDryer-Tier1-FrontAnySFm2003CZ06rDXHP
RB-Appl-EffCW-med-ElecDHW-GasCDryer-Tier1-Front | DEER2016 | D16v1 | 2015-05-16 | Any | SFm | 2003 | CZ06 | rNCEH | Each | 1 | 1200 | None | 126 | 0.0177 | 9.72 | 6.24 | 0.00128 | 6.81 | 126 | 0.0177 | 9.72 | 6.24 | 0.00128 | 6.81 |  |  | 1 |  | RB-Appl-EffCW-med-ElecDHW-GasCDryer-Tier1-FrontAnySFm2003CZ06rNCEH
RB-Appl-EffCW-med-ElecDHW-GasCDryer-Tier1-Front | DEER2016 | D16v1 | 2015-05-16 | Any | SFm | 2003 | CZ06 | rNCGF | Each | 1 | 1200 | None | 134 | 0.0178 | 8.7 | 9.86 | 0.00129 | 6.36 | 134 | 0.0178 | 8.7 | 9.86 | 0.00129 | 6.36 |  |  | 1 |  | RB-Appl-EffCW-med-ElecDHW-GasCDryer-Tier1-FrontAnySFm2003CZ06rNCGF
RB-Appl-EffCW-med-ElecDHW-GasCDryer-Tier1-Front | DEER2016 | D16v1 | 2015-05-16 | Any | SFm | 2003 | CZ07 | rDXGF | Each | 1 | 1200 | None | 140 | 0.0204 | 8.78 | 9.18 | 0.00516 | 6.43 | 140 | 0.0204 | 8.78 | 9.18 | 0.00516 | 6.43 |  |  | 1 |  | RB-Appl-EffCW-med-ElecDHW-GasCDryer-Tier1-FrontAnySFm2003CZ07rDXGF
RB-Appl-EffCW-med-ElecDHW-GasCDryer-Tier1-Front | DEER2016 | D16v1 | 2015-05-16 | Any | SFm | 2003 | CZ07 | rDXHP | Each | 1 | 1200 | None | 133 | 0.0847 | 9.72 | 11.9 | 0.000806 | 6.81 | 133 | 0.0847 | 9.72 | 11.9 | 0.000806 | 6.81 |  |  | 1 |  | RB-Appl-EffCW-med-ElecDHW-GasCDryer-Tier1-FrontAnySFm2003CZ07rDXHP
RB-Appl-EffCW-med-ElecDHW-GasCDryer-Tier1-Front | DEER2016 | D16v1 | 2015-05-16 | Any | SFm | 2003 | CZ07 | rNCEH | Each | 1 | 1200 | None | 123 | 0.0177 | 9.72 | 5.67 | 0.00128 | 6.81 | 123 | 0.0177 | 9.72 | 5.67 | 0.00128 | 6.81 |  |  | 1 |  | RB-Appl-EffCW-med-ElecDHW-GasCDryer-Tier1-FrontAnySFm2003CZ07rNCEH
RB-Appl-EffCW-med-ElecDHW-GasCDryer-Tier1-Front | DEER2016 | D16v1 | 2015-05-16 | Any | SFm | 2003 | CZ07 | rNCGF | Each | 1 | 1200 | None | 133 | 0.0176 | 8.7 | 9.73 | 0.00118 | 6.41 | 133 | 0.0176 | 8.7 | 9.73 | 0.00118 | 6.41 |  |  | 1 |  | RB-Appl-EffCW-med-ElecDHW-GasCDryer-Tier1-FrontAnySFm2003CZ07rNCGF
RB-Appl-EffCW-med-ElecDHW-GasCDryer-Tier1-Front | DEER2016 | D16v1 | 2015-05-16 | Any | SFm | 2003 | CZ08 | rDXGF | Each | 1 | 1200 | None | 138 | 0.0197 | 8.7 | 7.82 | 0.00225 | 6.38 | 138 | 0.0197 | 8.7 | 7.82 | 0.00225 | 6.38 |  |  | 1 |  | RB-Appl-EffCW-med-ElecDHW-GasCDryer-Tier1-FrontAnySFm2003CZ08rDXGF
RB-Appl-EffCW-med-ElecDHW-GasCDryer-Tier1-Front | DEER2016 | D16v1 | 2015-05-16 | Any | SFm | 2003 | CZ08 | rDXHP | Each | 1 | 1200 | None | 138 | 0.0214 | 9.72 | 14 | 0.0032 | 6.81 | 138 | 0.0214 | 9.72 | 14 | 0.0032 | 6.81 |  |  | 1 |  | RB-Appl-EffCW-med-ElecDHW-GasCDryer-Tier1-FrontAnySFm2003CZ08rDXHP
RB-Appl-EffCW-med-ElecDHW-GasCDryer-Tier1-Front | DEER2016 | D16v1 | 2015-05-16 | Any | SFm | 2003 | CZ08 | rNCEH | Each | 1 | 1200 | None | 121 | 0.0173 | 9.72 | 5.39 | 0.00124 | 6.81 | 121 | 0.0173 | 9.72 | 5.39 | 0.00124 | 6.81 |  |  | 1 |  | RB-Appl-EffCW-med-ElecDHW-GasCDryer-Tier1-FrontAnySFm2003CZ08rNCEH
RB-Appl-EffCW-med-ElecDHW-GasCDryer-Tier1-Front | DEER2016 | D16v1 | 2015-05-16 | Any | SFm | 2003 | CZ08 | rNCGF | Each | 1 | 1200 | None | 131 | 0.0174 | 8.67 | 9.54 | 0.00138 | 6.39 | 131 | 0.0174 | 8.67 | 9.54 | 0.00138 | 6.39 |  |  | 1 |  | RB-Appl-EffCW-med-ElecDHW-GasCDryer-Tier1-FrontAnySFm2003CZ08rNCGF
RB-Appl-EffCW-med-ElecDHW-GasCDryer-Tier1-Front | DEER2016 | D16v1 | 2015-05-16 | Any | SFm | 2003 | CZ09 | rDXGF | Each | 1 | 1210 | None | 140 | 0.0193 | 8.61 | 9.18 | 0.00204 | 6.34 | 140 | 0.0193 | 8.61 | 9.18 | 0.00204 | 6.34 |  |  | 1 |  | RB-Appl-EffCW-med-ElecDHW-GasCDryer-Tier1-FrontAnySFm2003CZ09rDXGF
RB-Appl-EffCW-med-ElecDHW-GasCDryer-Tier1-Front | DEER2016 | D16v1 | 2015-05-16 | Any | SFm | 2003 | CZ09 | rDXHP | Each | 1 | 1210 | None | 135 | 0.0201 | 9.72 | 12.5 | 0.00234 | 6.81 | 135 | 0.0201 | 9.72 | 12.5 | 0.00234 | 6.81 |  |  | 1 |  | RB-Appl-EffCW-med-ElecDHW-GasCDryer-Tier1-FrontAnySFm2003CZ09rDXHP
RB-Appl-EffCW-med-ElecDHW-GasCDryer-Tier1-Front | DEER2016 | D16v1 | 2015-05-16 | Any | SFm | 2003 | CZ09 | rNCEH | Each | 1 | 1210 | None | 120 | 0.0171 | 9.72 | 5.02 | 0.00127 | 6.81 | 120 | 0.0171 | 9.72 | 5.02 | 0.00127 | 6.81 |  |  | 1 |  | RB-Appl-EffCW-med-ElecDHW-GasCDryer-Tier1-FrontAnySFm2003CZ09rNCEH
RB-Appl-EffCW-med-ElecDHW-GasCDryer-Tier1-Front | DEER2016 | D16v1 | 2015-05-16 | Any | SFm | 2003 | CZ09 | rNCGF | Each | 1 | 1210 | None | 131 | 0.0171 | 8.58 | 9.53 | 0.00128 | 6.33 | 131 | 0.0171 | 8.58 | 9.53 | 0.00128 | 6.33 |  |  | 1 |  | RB-Appl-EffCW-med-ElecDHW-GasCDryer-Tier1-FrontAnySFm2003CZ09rNCGF
RB-Appl-EffCW-med-ElecDHW-GasCDryer-Tier1-Front | DEER2016 | D16v1 | 2015-05-16 | Any | SFm | 2003 | CZ10 | rDXGF | Each | 1 | 974 | None | 138 | 0.0176 | 8.86 | 12.8 | 0.00139 | 6.34 | 138 | 0.0176 | 8.86 | 12.8 | 0.00139 | 6.34 |  |  | 1 |  | RB-Appl-EffCW-med-ElecDHW-GasCDryer-Tier1-FrontAnySFm2003CZ10rDXGF
RB-Appl-EffCW-med-ElecDHW-GasCDryer-Tier1-Front | DEER2016 | D16v1 | 2015-05-16 | Any | SFm | 2003 | CZ10 | rDXHP | Each | 1 | 974 | None | 132 | 0.0177 | 9.72 | 9.61 | 0.00156 | 6.81 | 132 | 0.0177 | 9.72 | 9.61 | 0.00156 | 6.81 |  |  | 1 |  | RB-Appl-EffCW-med-ElecDHW-GasCDryer-Tier1-FrontAnySFm2003CZ10rDXHP
RB-Appl-EffCW-med-ElecDHW-GasCDryer-Tier1-Front | DEER2016 | D16v1 | 2015-05-16 | Any | SFm | 2003 | CZ10 | rNCEH | Each | 1 | 974 | None | 121 | 0.0168 | 9.72 | 4.41 | 0.00121 | 6.81 | 121 | 0.0168 | 9.72 | 4.41 | 0.00121 | 6.81 |  |  | 1 |  | RB-Appl-EffCW-med-ElecDHW-GasCDryer-Tier1-FrontAnySFm2003CZ10rNCEH
RB-Appl-EffCW-med-ElecDHW-GasCDryer-Tier1-Front | DEER2016 | D16v1 | 2015-05-16 | Any | SFm | 2003 | CZ10 | rNCGF | Each | 1 | 974 | None | 131 | 0.0168 | 8.83 | 9.41 | 0.0012 | 6.33 | 131 | 0.0168 | 8.83 | 9.41 | 0.0012 | 6.33 |  |  | 1 |  | RB-Appl-EffCW-med-ElecDHW-GasCDryer-Tier1-FrontAnySFm2003CZ10rNCGF
RB-Appl-EffCW-med-ElecDHW-GasCDryer-Tier1-Front | DEER2016 | D16v1 | 2015-05-16 | Any | SFm | 2003 | CZ11 | rDXGF | Each | 1 | 974 | None | 138 | 0.0202 | 8.66 | 12.7 | 0.00281 | 6.26 | 138 | 0.0202 | 8.66 | 12.7 | 0.00281 | 6.26 |  |  | 1 |  | RB-Appl-EffCW-med-ElecDHW-GasCDryer-Tier1-FrontAnySFm2003CZ11rDXGF
RB-Appl-EffCW-med-ElecDHW-GasCDryer-Tier1-Front | DEER2016 | D16v1 | 2015-05-16 | Any | SFm | 2003 | CZ11 | rDXHP | Each | 1 | 974 | None | 129 | 0.0214 | 9.72 | 7.63 | 0.00349 | 6.81 | 129 | 0.0214 | 9.72 | 7.63 | 0.00349 | 6.81 |  |  | 1 |  | RB-Appl-EffCW-med-ElecDHW-GasCDryer-Tier1-FrontAnySFm2003CZ11rDXHP
RB-Appl-EffCW-med-ElecDHW-GasCDryer-Tier1-Front | DEER2016 | D16v1 | 2015-05-16 | Any | SFm | 2003 | CZ11 | rNCEH | Each | 1 | 974 | None | 121 | 0.0167 | 9.72 | 3.99 | 0.00121 | 6.81 | 121 | 0.0167 | 9.72 | 3.99 | 0.00121 | 6.81 |  |  | 1 |  | RB-Appl-EffCW-med-ElecDHW-GasCDryer-Tier1-FrontAnySFm2003CZ11rNCEH
RB-Appl-EffCW-med-ElecDHW-GasCDryer-Tier1-Front | DEER2016 | D16v1 | 2015-05-16 | Any | SFm | 2003 | CZ11 | rNCGF | Each | 1 | 974 | None | 132 | 0.0167 | 8.65 | 9.5 | 0.00122 | 6.25 | 132 | 0.0167 | 8.65 | 9.5 | 0.00122 | 6.25 |  |  | 1 |  | RB-Appl-EffCW-med-ElecDHW-GasCDryer-Tier1-FrontAnySFm2003CZ11rNCGF
RB-Appl-EffCW-med-ElecDHW-GasCDryer-Tier1-Front | DEER2016 | D16v1 | 2015-05-16 | Any | SFm | 2003 | CZ12 | rDXGF | Each | 1 | 974 | None | 142 | 0.0242 | 8.63 | 12.4 | 0.00354 | 6.25 | 142 | 0.0242 | 8.63 | 12.4 | 0.00354 | 6.25 |  |  | 1 |  | RB-Appl-EffCW-med-ElecDHW-GasCDryer-Tier1-FrontAnySFm2003CZ12rDXGF
RB-Appl-EffCW-med-ElecDHW-GasCDryer-Tier1-Front | DEER2016 | D16v1 | 2015-05-16 | Any | SFm | 2003 | CZ12 | rDXHP | Each | 1 | 974 | None | 131 | 0.0202 | 9.72 | 6.77 | 0.00407 | 6.81 | 131 | 0.0202 | 9.72 | 6.77 | 0.00407 | 6.81 |  |  | 1 |  | RB-Appl-EffCW-med-ElecDHW-GasCDryer-Tier1-FrontAnySFm2003CZ12rDXHP
RB-Appl-EffCW-med-ElecDHW-GasCDryer-Tier1-Front | DEER2016 | D16v1 | 2015-05-16 | Any | SFm | 2003 | CZ12 | rNCEH | Each | 1 | 974 | None | 124 | 0.0177 | 9.72 | 4.02 | 0.0013 | 6.81 | 124 | 0.0177 | 9.72 | 4.02 | 0.0013 | 6.81 |  |  | 1 |  | RB-Appl-EffCW-med-ElecDHW-GasCDryer-Tier1-FrontAnySFm2003CZ12rNCEH
RB-Appl-EffCW-med-ElecDHW-GasCDryer-Tier1-Front | DEER2016 | D16v1 | 2015-05-16 | Any | SFm | 2003 | CZ12 | rNCGF | Each | 1 | 974 | None | 135 | 0.0177 | 8.6 | 9.83 | 0.00129 | 6.23 | 135 | 0.0177 | 8.6 | 9.83 | 0.00129 | 6.23 |  |  | 1 |  | RB-Appl-EffCW-med-ElecDHW-GasCDryer-Tier1-FrontAnySFm2003CZ12rNCGF
RB-Appl-EffCW-med-ElecDHW-GasCDryer-Tier1-Front | DEER2016 | D16v1 | 2015-05-16 | Any | SFm | 2003 | CZ13 | rDXGF | Each | 1 | 974 | None | 139 | 0.021 | 8.72 | 13.5 | 0.00326 | 6.29 | 139 | 0.021 | 8.72 | 13.5 | 0.00326 | 6.29 |  |  | 1 |  | RB-Appl-EffCW-med-ElecDHW-GasCDryer-Tier1-FrontAnySFm2003CZ13rDXGF
RB-Appl-EffCW-med-ElecDHW-GasCDryer-Tier1-Front | DEER2016 | D16v1 | 2015-05-16 | Any | SFm | 2003 | CZ13 | rDXHP | Each | 1 | 974 | None | 129 | 0.0213 | 9.72 | 7.81 | 0.00368 | 6.81 | 129 | 0.0213 | 9.72 | 7.81 | 0.00368 | 6.81 |  |  | 1 |  | RB-Appl-EffCW-med-ElecDHW-GasCDryer-Tier1-FrontAnySFm2003CZ13rDXHP
RB-Appl-EffCW-med-ElecDHW-GasCDryer-Tier1-Front | DEER2016 | D16v1 | 2015-05-16 | Any | SFm | 2003 | CZ13 | rNCEH | Each | 1 | 974 | None | 120 | 0.0166 | 9.72 | 4.16 | 0.00119 | 6.81 | 120 | 0.0166 | 9.72 | 4.16 | 0.00119 | 6.81 |  |  | 1 |  | RB-Appl-EffCW-med-ElecDHW-GasCDryer-Tier1-FrontAnySFm2003CZ13rNCEH
RB-Appl-EffCW-med-ElecDHW-GasCDryer-Tier1-Front | DEER2016 | D16v1 | 2015-05-16 | Any | SFm | 2003 | CZ13 | rNCGF | Each | 1 | 974 | None | 131 | 0.0166 | 8.7 | 9.41 | 0.00118 | 6.3 | 131 | 0.0166 | 8.7 | 9.41 | 0.00118 | 6.3 |  |  | 1 |  | RB-Appl-EffCW-med-ElecDHW-GasCDryer-Tier1-FrontAnySFm2003CZ13rNCGF
RB-Appl-EffCW-med-ElecDHW-GasCDryer-Tier1-Front | DEER2016 | D16v1 | 2015-05-16 | Any | SFm | 2003 | CZ14 | rDXGF | Each | 1 | 1080 | None | 141 | 0.0165 | 8.95 | 12.1 | 0.00115 | 6.98 | 141 | 0.0165 | 8.95 | 12.1 | 0.00115 | 6.98 |  |  | 1 |  | RB-Appl-EffCW-med-ElecDHW-GasCDryer-Tier1-FrontAnySFm2003CZ14rDXGF
RB-Appl-EffCW-med-ElecDHW-GasCDryer-Tier1-Front | DEER2016 | D16v1 | 2015-05-16 | Any | SFm | 2003 | CZ14 | rDXHP | Each | 1 | 1080 | None | 135 | 0.0169 | 9.72 | 10.6 | 0.00117 | 6.81 | 135 | 0.0169 | 9.72 | 10.6 | 0.00117 | 6.81 |  |  | 1 |  | RB-Appl-EffCW-med-ElecDHW-GasCDryer-Tier1-FrontAnySFm2003CZ14rDXHP
RB-Appl-EffCW-med-ElecDHW-GasCDryer-Tier1-Front | DEER2016 | D16v1 | 2015-05-16 | Any | SFm | 2003 | CZ14 | rNCEH | Each | 1 | 1080 | None | 125 | 0.0162 | 9.72 | 11 | 0.00114 | 6.81 | 125 | 0.0162 | 9.72 | 11 | 0.00114 | 6.81 |  |  | 1 |  | RB-Appl-EffCW-med-ElecDHW-GasCDryer-Tier1-FrontAnySFm2003CZ14rNCEH
RB-Appl-EffCW-med-ElecDHW-GasCDryer-Tier1-Front | DEER2016 | D16v1 | 2015-05-16 | Any | SFm | 2003 | CZ14 | rNCGF | Each | 1 | 1080 | None | 133 | 0.0162 | 8.95 | 9.97 | 0.00114 | 7 | 133 | 0.0162 | 8.95 | 9.97 | 0.00114 | 7 |  |  | 1 |  | RB-Appl-EffCW-med-ElecDHW-GasCDryer-Tier1-FrontAnySFm2003CZ14rNCGF
RB-Appl-EffCW-med-ElecDHW-GasCDryer-Tier1-Front | DEER2016 | D16v1 | 2015-05-16 | Any | SFm | 2003 | CZ15 | rDXGF | Each | 1 | 1080 | None | 125 | 0.017 | 9.28 | 8.51 | 0.000965 | 6.9 | 125 | 0.017 | 9.28 | 8.51 | 0.000965 | 6.9 |  |  | 1 |  | RB-Appl-EffCW-med-ElecDHW-GasCDryer-Tier1-FrontAnySFm2003CZ15rDXGF
RB-Appl-EffCW-med-ElecDHW-GasCDryer-Tier1-Front | DEER2016 | D16v1 | 2015-05-16 | Any | SFm | 2003 | CZ15 | rDXHP | Each | 1 | 1080 | None | 120 | 0.0156 | 9.72 | 8.49 | -0.000259 | 6.81 | 120 | 0.0156 | 9.72 | 8.49 | -0.000259 | 6.81 |  |  | 1 |  | RB-Appl-EffCW-med-ElecDHW-GasCDryer-Tier1-FrontAnySFm2003CZ15rDXHP
RB-Appl-EffCW-med-ElecDHW-GasCDryer-Tier1-Front | DEER2016 | D16v1 | 2015-05-16 | Any | SFm | 2003 | CZ15 | rNCEH | Each | 1 | 1080 | None | 110 | 0.0136 | 9.72 | 8.6 | 0.000885 | 6.81 | 110 | 0.0136 | 9.72 | 8.6 | 0.000885 | 6.81 |  |  | 1 |  | RB-Appl-EffCW-med-ElecDHW-GasCDryer-Tier1-FrontAnySFm2003CZ15rNCEH
RB-Appl-EffCW-med-ElecDHW-GasCDryer-Tier1-Front | DEER2016 | D16v1 | 2015-05-16 | Any | SFm | 2003 | CZ15 | rNCGF | Each | 1 | 1080 | None | 114 | 0.0136 | 9.28 | 8.01 | 0.000883 | 6.9 | 114 | 0.0136 | 9.28 | 8.01 | 0.000883 | 6.9 |  |  | 1 |  | RB-Appl-EffCW-med-ElecDHW-GasCDryer-Tier1-FrontAnySFm2003CZ15rNCGF
RB-Appl-EffCW-med-ElecDHW-GasCDryer-Tier1-Front | DEER2016 | D16v1 | 2015-05-16 | Any | SFm | 2003 | CZ16 | rDXGF | Each | 1 | 1150 | None | 155 | 0.0561 | 8.57 | 15.7 | 0.0209 | 6.29 | 155 | 0.0561 | 8.57 | 15.7 | 0.0209 | 6.29 |  |  | 1 |  | RB-Appl-EffCW-med-ElecDHW-GasCDryer-Tier1-FrontAnySFm2003CZ16rDXGF
RB-Appl-EffCW-med-ElecDHW-GasCDryer-Tier1-Front | DEER2016 | D16v1 | 2015-05-16 | Any | SFm | 2003 | CZ16 | rDXHP | Each | 1 | 1150 | None | 144 | 0.0261 | 9.72 | 7.53 | 0.00541 | 6.81 | 144 | 0.0261 | 9.72 | 7.53 | 0.00541 | 6.81 |  |  | 1 |  | RB-Appl-EffCW-med-ElecDHW-GasCDryer-Tier1-FrontAnySFm2003CZ16rDXHP
RB-Appl-EffCW-med-ElecDHW-GasCDryer-Tier1-Front | DEER2016 | D16v1 | 2015-05-16 | Any | SFm | 2003 | CZ16 | rNCEH | Each | 1 | 1150 | None | 138 | 0.0194 | 9.72 | 6.36 | 0.00149 | 6.81 | 138 | 0.0194 | 9.72 | 6.36 | 0.00149 | 6.81 |  |  | 1 |  | RB-Appl-EffCW-med-ElecDHW-GasCDryer-Tier1-FrontAnySFm2003CZ16rNCEH
RB-Appl-EffCW-med-ElecDHW-GasCDryer-Tier1-Front | DEER2016 | D16v1 | 2015-05-16 | Any | SFm | 2003 | CZ16 | rNCGF | Each | 1 | 1150 | None | 149 | 0.0195 | 8.56 | 11.4 | 0.00161 | 6.3 | 149 | 0.0195 | 8.56 | 11.4 | 0.00161 | 6.3 |  |  | 1 |  | RB-Appl-EffCW-med-ElecDHW-GasCDryer-Tier1-FrontAnySFm2003CZ16rNCGF
RB-Appl-EffCW-med-ElecDHW-GasCDryer-Tier1-Front | DEER2016 | D16v1 | 2015-05-16 | Any | SFm | 2007 | CZ01 | rDXGF | Each | 1 | 1150 | None | 150 | 0.0166 | 8.3 | 11.2 | 0.000764 | 6.19 | 150 | 0.0166 | 8.3 | 11.2 | 0.000764 | 6.19 |  |  | 1 |  | RB-Appl-EffCW-med-ElecDHW-GasCDryer-Tier1-FrontAnySFm2007CZ01rDXGF
RB-Appl-EffCW-med-ElecDHW-GasCDryer-Tier1-Front | DEER2016 | D16v1 | 2015-05-16 | Any | SFm | 2007 | CZ01 | rDXHP | Each | 1 | 1150 | None | 140 | 0.0226 | 9.72 | 7.21 | 0.00334 | 6.81 | 140 | 0.0226 | 9.72 | 7.21 | 0.00334 | 6.81 |  |  | 1 |  | RB-Appl-EffCW-med-ElecDHW-GasCDryer-Tier1-FrontAnySFm2007CZ01rDXHP
RB-Appl-EffCW-med-ElecDHW-GasCDryer-Tier1-Front | DEER2016 | D16v1 | 2015-05-16 | Any | SFm | 2007 | CZ01 | rNCEH | Each | 1 | 1150 | None | 136 | 0.0202 | 9.72 | 5.18 | 0.00155 | 6.81 | 136 | 0.0202 | 9.72 | 5.18 | 0.00155 | 6.81 |  |  | 1 |  | RB-Appl-EffCW-med-ElecDHW-GasCDryer-Tier1-FrontAnySFm2007CZ01rNCEH
RB-Appl-EffCW-med-ElecDHW-GasCDryer-Tier1-Front | DEER2016 | D16v1 | 2015-05-16 | Any | SFm | 2007 | CZ01 | rNCGF | Each | 1 | 1150 | None | 150 | 0.0202 | 8.31 | 11.4 | 0.0016 | 6.18 | 150 | 0.0202 | 8.31 | 11.4 | 0.0016 | 6.18 |  |  | 1 |  | RB-Appl-EffCW-med-ElecDHW-GasCDryer-Tier1-FrontAnySFm2007CZ01rNCGF
RB-Appl-EffCW-med-ElecDHW-GasCDryer-Tier1-Front | DEER2016 | D16v1 | 2015-05-16 | Any | SFm | 2007 | CZ02 | rDXGF | Each | 1 | 974 | None | 143 | 0.0228 | 8.27 | 10.6 | 0.00245 | 6.05 | 143 | 0.0228 | 8.27 | 10.6 | 0.00245 | 6.05 |  |  | 1 |  | RB-Appl-EffCW-med-ElecDHW-GasCDryer-Tier1-FrontAnySFm2007CZ02rDXGF
RB-Appl-EffCW-med-ElecDHW-GasCDryer-Tier1-Front | DEER2016 | D16v1 | 2015-05-16 | Any | SFm | 2007 | CZ02 | rDXHP | Each | 1 | 974 | None | 133 | 0.0225 | 9.72 | 5.92 | 0.00387 | 6.81 | 133 | 0.0225 | 9.72 | 5.92 | 0.00387 | 6.81 |  |  | 1 |  | RB-Appl-EffCW-med-ElecDHW-GasCDryer-Tier1-FrontAnySFm2007CZ02rDXHP
RB-Appl-EffCW-med-ElecDHW-GasCDryer-Tier1-Front | DEER2016 | D16v1 | 2015-05-16 | Any | SFm | 2007 | CZ02 | rNCEH | Each | 1 | 974 | None | 126 | 0.0188 | 9.72 | 2.71 | 0.00141 | 6.81 | 126 | 0.0188 | 9.72 | 2.71 | 0.00141 | 6.81 |  |  | 1 |  | RB-Appl-EffCW-med-ElecDHW-GasCDryer-Tier1-FrontAnySFm2007CZ02rNCEH
RB-Appl-EffCW-med-ElecDHW-GasCDryer-Tier1-Front | DEER2016 | D16v1 | 2015-05-16 | Any | SFm | 2007 | CZ02 | rNCGF | Each | 1 | 974 | None | 141 | 0.0188 | 8.22 | 10.3 | 0.00141 | 6.03 | 141 | 0.0188 | 8.22 | 10.3 | 0.00141 | 6.03 |  |  | 1 |  | RB-Appl-EffCW-med-ElecDHW-GasCDryer-Tier1-FrontAnySFm2007CZ02rNCGF
RB-Appl-EffCW-med-ElecDHW-GasCDryer-Tier1-Front | DEER2016 | D16v1 | 2015-05-16 | Any | SFm | 2007 | CZ03 | rDXGF | Each | 1 | 1150 | None | 143 | 0.0249 | 8.06 | 11.3 | -0.00789 | 6.03 | 143 | 0.0249 | 8.06 | 11.3 | -0.00789 | 6.03 |  |  | 1 |  | RB-Appl-EffCW-med-ElecDHW-GasCDryer-Tier1-FrontAnySFm2007CZ03rDXGF
RB-Appl-EffCW-med-ElecDHW-GasCDryer-Tier1-Front | DEER2016 | D16v1 | 2015-05-16 | Any | SFm | 2007 | CZ03 | rDXHP | Each | 1 | 1150 | None | 132 | 0.029 | 9.72 | 6.17 | -0.00712 | 6.81 | 132 | 0.029 | 9.72 | 6.17 | -0.00712 | 6.81 |  |  | 1 |  | RB-Appl-EffCW-med-ElecDHW-GasCDryer-Tier1-FrontAnySFm2007CZ03rDXHP
RB-Appl-EffCW-med-ElecDHW-GasCDryer-Tier1-Front | DEER2016 | D16v1 | 2015-05-16 | Any | SFm | 2007 | CZ03 | rNCEH | Each | 1 | 1150 | None | 126 | 0.0191 | 9.72 | 3.59 | 0.00146 | 6.81 | 126 | 0.0191 | 9.72 | 3.59 | 0.00146 | 6.81 |  |  | 1 |  | RB-Appl-EffCW-med-ElecDHW-GasCDryer-Tier1-FrontAnySFm2007CZ03rNCEH
RB-Appl-EffCW-med-ElecDHW-GasCDryer-Tier1-Front | DEER2016 | D16v1 | 2015-05-16 | Any | SFm | 2007 | CZ03 | rNCGF | Each | 1 | 1150 | None | 141 | 0.0192 | 8 | 10.5 | 0.00149 | 6.02 | 141 | 0.0192 | 8 | 10.5 | 0.00149 | 6.02 |  |  | 1 |  | RB-Appl-EffCW-med-ElecDHW-GasCDryer-Tier1-FrontAnySFm2007CZ03rNCGF
RB-Appl-EffCW-med-ElecDHW-GasCDryer-Tier1-Front | DEER2016 | D16v1 | 2015-05-16 | Any | SFm | 2007 | CZ04 | rDXGF | Each | 1 | 1150 | None | 140 | 0.0212 | 8.46 | 10.9 | 0.00285 | 6.25 | 140 | 0.0212 | 8.46 | 10.9 | 0.00285 | 6.25 |  |  | 1 |  | RB-Appl-EffCW-med-ElecDHW-GasCDryer-Tier1-FrontAnySFm2007CZ04rDXGF
RB-Appl-EffCW-med-ElecDHW-GasCDryer-Tier1-Front | DEER2016 | D16v1 | 2015-05-16 | Any | SFm | 2007 | CZ04 | rDXHP | Each | 1 | 1150 | None | 133 | 0.0209 | 9.72 | 7.07 | 0.00242 | 6.81 | 133 | 0.0209 | 9.72 | 7.07 | 0.00242 | 6.81 |  |  | 1 |  | RB-Appl-EffCW-med-ElecDHW-GasCDryer-Tier1-FrontAnySFm2007CZ04rDXHP
RB-Appl-EffCW-med-ElecDHW-GasCDryer-Tier1-Front | DEER2016 | D16v1 | 2015-05-16 | Any | SFm | 2007 | CZ04 | rNCEH | Each | 1 | 1150 | None | 125 | 0.0179 | 9.72 | 4.53 | 0.00135 | 6.81 | 125 | 0.0179 | 9.72 | 4.53 | 0.00135 | 6.81 |  |  | 1 |  | RB-Appl-EffCW-med-ElecDHW-GasCDryer-Tier1-FrontAnySFm2007CZ04rNCEH
RB-Appl-EffCW-med-ElecDHW-GasCDryer-Tier1-Front | DEER2016 | D16v1 | 2015-05-16 | Any | SFm | 2007 | CZ04 | rNCGF | Each | 1 | 1150 | None | 137 | 0.0179 | 8.44 | 10.2 | 0.00133 | 6.27 | 137 | 0.0179 | 8.44 | 10.2 | 0.00133 | 6.27 |  |  | 1 |  | RB-Appl-EffCW-med-ElecDHW-GasCDryer-Tier1-FrontAnySFm2007CZ04rNCGF
RB-Appl-EffCW-med-ElecDHW-GasCDryer-Tier1-Front | DEER2016 | D16v1 | 2015-05-16 | Any | SFm | 2007 | CZ05 | rDXGF | Each | 1 | 1150 | None | 144 | 0.017 | 7.97 | 10.7 | -0.00614 | 6 | 144 | 0.017 | 7.97 | 10.7 | -0.00614 | 6 |  |  | 1 |  | RB-Appl-EffCW-med-ElecDHW-GasCDryer-Tier1-FrontAnySFm2007CZ05rDXGF
RB-Appl-EffCW-med-ElecDHW-GasCDryer-Tier1-Front | DEER2016 | D16v1 | 2015-05-16 | Any | SFm | 2007 | CZ05 | rDXHP | Each | 1 | 1150 | None | 134 | 0.0217 | 9.72 | 5.42 | -0.00195 | 6.81 | 134 | 0.0217 | 9.72 | 5.42 | -0.00195 | 6.81 |  |  | 1 |  | RB-Appl-EffCW-med-ElecDHW-GasCDryer-Tier1-FrontAnySFm2007CZ05rDXHP
RB-Appl-EffCW-med-ElecDHW-GasCDryer-Tier1-Front | DEER2016 | D16v1 | 2015-05-16 | Any | SFm | 2007 | CZ05 | rNCEH | Each | 1 | 1150 | None | 127 | 0.0192 | 9.72 | 3.49 | 0.00148 | 6.81 | 127 | 0.0192 | 9.72 | 3.49 | 0.00148 | 6.81 |  |  | 1 |  | RB-Appl-EffCW-med-ElecDHW-GasCDryer-Tier1-FrontAnySFm2007CZ05rNCEH
RB-Appl-EffCW-med-ElecDHW-GasCDryer-Tier1-Front | DEER2016 | D16v1 | 2015-05-16 | Any | SFm | 2007 | CZ05 | rNCGF | Each | 1 | 1150 | None | 143 | 0.0193 | 8 | 10.6 | 0.00154 | 5.99 | 143 | 0.0193 | 8 | 10.6 | 0.00154 | 5.99 |  |  | 1 |  | RB-Appl-EffCW-med-ElecDHW-GasCDryer-Tier1-FrontAnySFm2007CZ05rNCGF
RB-Appl-EffCW-med-ElecDHW-GasCDryer-Tier1-Front | DEER2016 | D16v1 | 2015-05-16 | Any | SFm | 2007 | CZ06 | rDXGF | Each | 1 | 1200 | None | 137 | 0.00836 | 8.88 | 9.99 | 0.00215 | 6.39 | 137 | 0.00836 | 8.88 | 9.99 | 0.00215 | 6.39 |  |  | 1 |  | RB-Appl-EffCW-med-ElecDHW-GasCDryer-Tier1-FrontAnySFm2007CZ06rDXGF
RB-Appl-EffCW-med-ElecDHW-GasCDryer-Tier1-Front | DEER2016 | D16v1 | 2015-05-16 | Any | SFm | 2007 | CZ06 | rDXHP | Each | 1 | 1200 | None | 134 | 0.0211 | 9.72 | 8.53 | -0.00299 | 6.81 | 134 | 0.0211 | 9.72 | 8.53 | -0.00299 | 6.81 |  |  | 1 |  | RB-Appl-EffCW-med-ElecDHW-GasCDryer-Tier1-FrontAnySFm2007CZ06rDXHP
RB-Appl-EffCW-med-ElecDHW-GasCDryer-Tier1-Front | DEER2016 | D16v1 | 2015-05-16 | Any | SFm | 2007 | CZ06 | rNCEH | Each | 1 | 1200 | None | 126 | 0.0178 | 9.72 | 6.49 | 0.00129 | 6.81 | 126 | 0.0178 | 9.72 | 6.49 | 0.00129 | 6.81 |  |  | 1 |  | RB-Appl-EffCW-med-ElecDHW-GasCDryer-Tier1-FrontAnySFm2007CZ06rNCEH
RB-Appl-EffCW-med-ElecDHW-GasCDryer-Tier1-Front | DEER2016 | D16v1 | 2015-05-16 | Any | SFm | 2007 | CZ06 | rNCGF | Each | 1 | 1200 | None | 134 | 0.0178 | 8.84 | 9.89 | 0.00141 | 6.39 | 134 | 0.0178 | 8.84 | 9.89 | 0.00141 | 6.39 |  |  | 1 |  | RB-Appl-EffCW-med-ElecDHW-GasCDryer-Tier1-FrontAnySFm2007CZ06rNCGF
RB-Appl-EffCW-med-ElecDHW-GasCDryer-Tier1-Front | DEER2016 | D16v1 | 2015-05-16 | Any | SFm | 2007 | CZ07 | rDXGF | Each | 1 | 1200 | None | 139 | -0.0129 | 8.68 | 11 | -0.0331 | 6.37 | 139 | -0.0129 | 8.68 | 11 | -0.0331 | 6.37 |  |  | 1 |  | RB-Appl-EffCW-med-ElecDHW-GasCDryer-Tier1-FrontAnySFm2007CZ07rDXGF
RB-Appl-EffCW-med-ElecDHW-GasCDryer-Tier1-Front | DEER2016 | D16v1 | 2015-05-16 | Any | SFm | 2007 | CZ07 | rDXHP | Each | 1 | 1200 | None | 134 | 0.0577 | 9.72 | 11.9 | 0.0466 | 6.81 | 134 | 0.0577 | 9.72 | 11.9 | 0.0466 | 6.81 |  |  | 1 |  | RB-Appl-EffCW-med-ElecDHW-GasCDryer-Tier1-FrontAnySFm2007CZ07rDXHP
RB-Appl-EffCW-med-ElecDHW-GasCDryer-Tier1-Front | DEER2016 | D16v1 | 2015-05-16 | Any | SFm | 2007 | CZ07 | rNCEH | Each | 1 | 1200 | None | 123 | 0.0178 | 9.72 | 5.56 | 0.00129 | 6.81 | 123 | 0.0178 | 9.72 | 5.56 | 0.00129 | 6.81 |  |  | 1 |  | RB-Appl-EffCW-med-ElecDHW-GasCDryer-Tier1-FrontAnySFm2007CZ07rNCEH
RB-Appl-EffCW-med-ElecDHW-GasCDryer-Tier1-Front | DEER2016 | D16v1 | 2015-05-16 | Any | SFm | 2007 | CZ07 | rNCGF | Each | 1 | 1200 | None | 133 | 0.018 | 8.71 | 9.76 | 0.00148 | 6.32 | 133 | 0.018 | 8.71 | 9.76 | 0.00148 | 6.32 |  |  | 1 |  | RB-Appl-EffCW-med-ElecDHW-GasCDryer-Tier1-FrontAnySFm2007CZ07rNCGF
RB-Appl-EffCW-med-ElecDHW-GasCDryer-Tier1-Front | DEER2016 | D16v1 | 2015-05-16 | Any | SFm | 2007 | CZ08 | rDXGF | Each | 1 | 1200 | None | 137 | 0.0179 | 8.79 | 12.2 | 0.00144 | 6.4 | 137 | 0.0179 | 8.79 | 12.2 | 0.00144 | 6.4 |  |  | 1 |  | RB-Appl-EffCW-med-ElecDHW-GasCDryer-Tier1-FrontAnySFm2007CZ08rDXGF
RB-Appl-EffCW-med-ElecDHW-GasCDryer-Tier1-Front | DEER2016 | D16v1 | 2015-05-16 | Any | SFm | 2007 | CZ08 | rDXHP | Each | 1 | 1200 | None | 139 | 0.0189 | 9.72 | 21.7 | 0.000738 | 6.81 | 139 | 0.0189 | 9.72 | 21.7 | 0.000738 | 6.81 |  |  | 1 |  | RB-Appl-EffCW-med-ElecDHW-GasCDryer-Tier1-FrontAnySFm2007CZ08rDXHP
RB-Appl-EffCW-med-ElecDHW-GasCDryer-Tier1-Front | DEER2016 | D16v1 | 2015-05-16 | Any | SFm | 2007 | CZ08 | rNCEH | Each | 1 | 1200 | None | 122 | 0.0173 | 9.72 | 5.58 | 0.00124 | 6.81 | 122 | 0.0173 | 9.72 | 5.58 | 0.00124 | 6.81 |  |  | 1 |  | RB-Appl-EffCW-med-ElecDHW-GasCDryer-Tier1-FrontAnySFm2007CZ08rNCEH
RB-Appl-EffCW-med-ElecDHW-GasCDryer-Tier1-Front | DEER2016 | D16v1 | 2015-05-16 | Any | SFm | 2007 | CZ08 | rNCGF | Each | 1 | 1200 | None | 131 | 0.0174 | 8.73 | 9.59 | 0.00124 | 6.37 | 131 | 0.0174 | 8.73 | 9.59 | 0.00124 | 6.37 |  |  | 1 |  | RB-Appl-EffCW-med-ElecDHW-GasCDryer-Tier1-FrontAnySFm2007CZ08rNCGF
RB-Appl-EffCW-med-ElecDHW-GasCDryer-Tier1-Front | DEER2016 | D16v1 | 2015-05-16 | Any | SFm | 2007 | CZ09 | rDXGF | Each | 1 | 1210 | None | 142 | 0.0179 | 8.63 | 12.3 | 0.00145 | 6.35 | 142 | 0.0179 | 8.63 | 12.3 | 0.00145 | 6.35 |  |  | 1 |  | RB-Appl-EffCW-med-ElecDHW-GasCDryer-Tier1-FrontAnySFm2007CZ09rDXGF
RB-Appl-EffCW-med-ElecDHW-GasCDryer-Tier1-Front | DEER2016 | D16v1 | 2015-05-16 | Any | SFm | 2007 | CZ09 | rDXHP | Each | 1 | 1210 | None | 137 | 0.0186 | 9.72 | 13.7 | 0.002 | 6.81 | 137 | 0.0186 | 9.72 | 13.7 | 0.002 | 6.81 |  |  | 1 |  | RB-Appl-EffCW-med-ElecDHW-GasCDryer-Tier1-FrontAnySFm2007CZ09rDXHP
RB-Appl-EffCW-med-ElecDHW-GasCDryer-Tier1-Front | DEER2016 | D16v1 | 2015-05-16 | Any | SFm | 2007 | CZ09 | rNCEH | Each | 1 | 1210 | None | 120 | 0.0172 | 9.72 | 4.94 | 0.00128 | 6.81 | 120 | 0.0172 | 9.72 | 4.94 | 0.00128 | 6.81 |  |  | 1 |  | RB-Appl-EffCW-med-ElecDHW-GasCDryer-Tier1-FrontAnySFm2007CZ09rNCEH
RB-Appl-EffCW-med-ElecDHW-GasCDryer-Tier1-Front | DEER2016 | D16v1 | 2015-05-16 | Any | SFm | 2007 | CZ09 | rNCGF | Each | 1 | 1210 | None | 131 | 0.0171 | 8.56 | 9.54 | 0.00124 | 6.33 | 131 | 0.0171 | 8.56 | 9.54 | 0.00124 | 6.33 |  |  | 1 |  | RB-Appl-EffCW-med-ElecDHW-GasCDryer-Tier1-FrontAnySFm2007CZ09rNCGF
RB-Appl-EffCW-med-ElecDHW-GasCDryer-Tier1-Front | DEER2016 | D16v1 | 2015-05-16 | Any | SFm | 2007 | CZ10 | rDXGF | Each | 1 | 974 | None | 135 | 0.0174 | 8.84 | 10.4 | 0.00145 | 6.32 | 135 | 0.0174 | 8.84 | 10.4 | 0.00145 | 6.32 |  |  | 1 |  | RB-Appl-EffCW-med-ElecDHW-GasCDryer-Tier1-FrontAnySFm2007CZ10rDXGF
RB-Appl-EffCW-med-ElecDHW-GasCDryer-Tier1-Front | DEER2016 | D16v1 | 2015-05-16 | Any | SFm | 2007 | CZ10 | rDXHP | Each | 1 | 974 | None | 132 | 0.0173 | 9.72 | 9.89 | 0.00154 | 6.81 | 132 | 0.0173 | 9.72 | 9.89 | 0.00154 | 6.81 |  |  | 1 |  | RB-Appl-EffCW-med-ElecDHW-GasCDryer-Tier1-FrontAnySFm2007CZ10rDXHP
RB-Appl-EffCW-med-ElecDHW-GasCDryer-Tier1-Front | DEER2016 | D16v1 | 2015-05-16 | Any | SFm | 2007 | CZ10 | rNCEH | Each | 1 | 974 | None | 121 | 0.0168 | 9.72 | 4.29 | 0.00122 | 6.81 | 121 | 0.0168 | 9.72 | 4.29 | 0.00122 | 6.81 |  |  | 1 |  | RB-Appl-EffCW-med-ElecDHW-GasCDryer-Tier1-FrontAnySFm2007CZ10rNCEH
RB-Appl-EffCW-med-ElecDHW-GasCDryer-Tier1-Front | DEER2016 | D16v1 | 2015-05-16 | Any | SFm | 2007 | CZ10 | rNCGF | Each | 1 | 974 | None | 131 | 0.0168 | 8.78 | 9.45 | 0.00121 | 6.31 | 131 | 0.0168 | 8.78 | 9.45 | 0.00121 | 6.31 |  |  | 1 |  | RB-Appl-EffCW-med-ElecDHW-GasCDryer-Tier1-FrontAnySFm2007CZ10rNCGF
RB-Appl-EffCW-med-ElecDHW-GasCDryer-Tier1-Front | DEER2016 | D16v1 | 2015-05-16 | Any | SFm | 2007 | CZ11 | rDXGF | Each | 1 | 974 | None | 138 | 0.0194 | 8.71 | 12.4 | 0.00227 | 6.29 | 138 | 0.0194 | 8.71 | 12.4 | 0.00227 | 6.29 |  |  | 1 |  | RB-Appl-EffCW-med-ElecDHW-GasCDryer-Tier1-FrontAnySFm2007CZ11rDXGF
RB-Appl-EffCW-med-ElecDHW-GasCDryer-Tier1-Front | DEER2016 | D16v1 | 2015-05-16 | Any | SFm | 2007 | CZ11 | rDXHP | Each | 1 | 974 | None | 131 | 0.0195 | 9.72 | 8.86 | 0.00243 | 6.81 | 131 | 0.0195 | 9.72 | 8.86 | 0.00243 | 6.81 |  |  | 1 |  | RB-Appl-EffCW-med-ElecDHW-GasCDryer-Tier1-FrontAnySFm2007CZ11rDXHP
RB-Appl-EffCW-med-ElecDHW-GasCDryer-Tier1-Front | DEER2016 | D16v1 | 2015-05-16 | Any | SFm | 2007 | CZ11 | rNCEH | Each | 1 | 974 | None | 121 | 0.0168 | 9.72 | 4.11 | 0.00122 | 6.81 | 121 | 0.0168 | 9.72 | 4.11 | 0.00122 | 6.81 |  |  | 1 |  | RB-Appl-EffCW-med-ElecDHW-GasCDryer-Tier1-FrontAnySFm2007CZ11rNCEH
RB-Appl-EffCW-med-ElecDHW-GasCDryer-Tier1-Front | DEER2016 | D16v1 | 2015-05-16 | Any | SFm | 2007 | CZ11 | rNCGF | Each | 1 | 974 | None | 132 | 0.0168 | 8.71 | 9.57 | 0.00122 | 6.28 | 132 | 0.0168 | 8.71 | 9.57 | 0.00122 | 6.28 |  |  | 1 |  | RB-Appl-EffCW-med-ElecDHW-GasCDryer-Tier1-FrontAnySFm2007CZ11rNCGF
RB-Appl-EffCW-med-ElecDHW-GasCDryer-Tier1-Front | DEER2016 | D16v1 | 2015-05-16 | Any | SFm | 2007 | CZ12 | rDXGF | Each | 1 | 974 | None | 140 | 0.0188 | 8.71 | 12 | 0.000804 | 6.28 | 140 | 0.0188 | 8.71 | 12 | 0.000804 | 6.28 |  |  | 1 |  | RB-Appl-EffCW-med-ElecDHW-GasCDryer-Tier1-FrontAnySFm2007CZ12rDXGF
RB-Appl-EffCW-med-ElecDHW-GasCDryer-Tier1-Front | DEER2016 | D16v1 | 2015-05-16 | Any | SFm | 2007 | CZ12 | rDXHP | Each | 1 | 974 | None | 132 | 0.0205 | 9.72 | 7.68 | 0.00243 | 6.81 | 132 | 0.0205 | 9.72 | 7.68 | 0.00243 | 6.81 |  |  | 1 |  | RB-Appl-EffCW-med-ElecDHW-GasCDryer-Tier1-FrontAnySFm2007CZ12rDXHP
RB-Appl-EffCW-med-ElecDHW-GasCDryer-Tier1-Front | DEER2016 | D16v1 | 2015-05-16 | Any | SFm | 2007 | CZ12 | rNCEH | Each | 1 | 974 | None | 125 | 0.0177 | 9.72 | 4.28 | 0.00131 | 6.81 | 125 | 0.0177 | 9.72 | 4.28 | 0.00131 | 6.81 |  |  | 1 |  | RB-Appl-EffCW-med-ElecDHW-GasCDryer-Tier1-FrontAnySFm2007CZ12rNCEH
RB-Appl-EffCW-med-ElecDHW-GasCDryer-Tier1-Front | DEER2016 | D16v1 | 2015-05-16 | Any | SFm | 2007 | CZ12 | rNCGF | Each | 1 | 974 | None | 136 | 0.0177 | 8.71 | 9.87 | 0.00129 | 6.28 | 136 | 0.0177 | 8.71 | 9.87 | 0.00129 | 6.28 |  |  | 1 |  | RB-Appl-EffCW-med-ElecDHW-GasCDryer-Tier1-FrontAnySFm2007CZ12rNCGF
RB-Appl-EffCW-med-ElecDHW-GasCDryer-Tier1-Front | DEER2016 | D16v1 | 2015-05-16 | Any | SFm | 2007 | CZ13 | rDXGF | Each | 1 | 974 | None | 138 | 0.0202 | 8.65 | 13.2 | 0.0025 | 6.26 | 138 | 0.0202 | 8.65 | 13.2 | 0.0025 | 6.26 |  |  | 1 |  | RB-Appl-EffCW-med-ElecDHW-GasCDryer-Tier1-FrontAnySFm2007CZ13rDXGF
RB-Appl-EffCW-med-ElecDHW-GasCDryer-Tier1-Front | DEER2016 | D16v1 | 2015-05-16 | Any | SFm | 2007 | CZ13 | rDXHP | Each | 1 | 974 | None | 130 | 0.0185 | 9.72 | 8.75 | 0.00281 | 6.81 | 130 | 0.0185 | 9.72 | 8.75 | 0.00281 | 6.81 |  |  | 1 |  | RB-Appl-EffCW-med-ElecDHW-GasCDryer-Tier1-FrontAnySFm2007CZ13rDXHP
RB-Appl-EffCW-med-ElecDHW-GasCDryer-Tier1-Front | DEER2016 | D16v1 | 2015-05-16 | Any | SFm | 2007 | CZ13 | rNCEH | Each | 1 | 974 | None | 119 | 0.0166 | 9.72 | 3.34 | 0.0012 | 6.81 | 119 | 0.0166 | 9.72 | 3.34 | 0.0012 | 6.81 |  |  | 1 |  | RB-Appl-EffCW-med-ElecDHW-GasCDryer-Tier1-FrontAnySFm2007CZ13rNCEH
RB-Appl-EffCW-med-ElecDHW-GasCDryer-Tier1-Front | DEER2016 | D16v1 | 2015-05-16 | Any | SFm | 2007 | CZ13 | rNCGF | Each | 1 | 974 | None | 131 | 0.0166 | 8.65 | 9.39 | 0.00122 | 6.26 | 131 | 0.0166 | 8.65 | 9.39 | 0.00122 | 6.26 |  |  | 1 |  | RB-Appl-EffCW-med-ElecDHW-GasCDryer-Tier1-FrontAnySFm2007CZ13rNCGF
RB-Appl-EffCW-med-ElecDHW-GasCDryer-Tier1-Front | DEER2016 | D16v1 | 2015-05-16 | Any | SFm | 2007 | CZ14 | rDXGF | Each | 1 | 1080 | None | 141 | 0.0177 | 8.86 | 10.3 | 0.00145 | 6.96 | 141 | 0.0177 | 8.86 | 10.3 | 0.00145 | 6.96 |  |  | 1 |  | RB-Appl-EffCW-med-ElecDHW-GasCDryer-Tier1-FrontAnySFm2007CZ14rDXGF
RB-Appl-EffCW-med-ElecDHW-GasCDryer-Tier1-Front | DEER2016 | D16v1 | 2015-05-16 | Any | SFm | 2007 | CZ14 | rDXHP | Each | 1 | 1080 | None | 135 | 0.0173 | 9.72 | 11.3 | 0.0013 | 6.81 | 135 | 0.0173 | 9.72 | 11.3 | 0.0013 | 6.81 |  |  | 1 |  | RB-Appl-EffCW-med-ElecDHW-GasCDryer-Tier1-FrontAnySFm2007CZ14rDXHP
RB-Appl-EffCW-med-ElecDHW-GasCDryer-Tier1-Front | DEER2016 | D16v1 | 2015-05-16 | Any | SFm | 2007 | CZ14 | rNCEH | Each | 1 | 1080 | None | 124 | 0.0162 | 9.72 | 10.6 | 0.00114 | 6.81 | 124 | 0.0162 | 9.72 | 10.6 | 0.00114 | 6.81 |  |  | 1 |  | RB-Appl-EffCW-med-ElecDHW-GasCDryer-Tier1-FrontAnySFm2007CZ14rNCEH
RB-Appl-EffCW-med-ElecDHW-GasCDryer-Tier1-Front | DEER2016 | D16v1 | 2015-05-16 | Any | SFm | 2007 | CZ14 | rNCGF | Each | 1 | 1080 | None | 133 | 0.0162 | 8.85 | 9.8 | 0.00108 | 6.98 | 133 | 0.0162 | 8.85 | 9.8 | 0.00108 | 6.98 |  |  | 1 |  | RB-Appl-EffCW-med-ElecDHW-GasCDryer-Tier1-FrontAnySFm2007CZ14rNCGF
RB-Appl-EffCW-med-ElecDHW-GasCDryer-Tier1-Front | DEER2016 | D16v1 | 2015-05-16 | Any | SFm | 2007 | CZ15 | rDXGF | Each | 1 | 1080 | None | 123 | 0.0156 | 9.26 | 8.9 | 0.00104 | 6.9 | 123 | 0.0156 | 9.26 | 8.9 | 0.00104 | 6.9 |  |  | 1 |  | RB-Appl-EffCW-med-ElecDHW-GasCDryer-Tier1-FrontAnySFm2007CZ15rDXGF
RB-Appl-EffCW-med-ElecDHW-GasCDryer-Tier1-Front | DEER2016 | D16v1 | 2015-05-16 | Any | SFm | 2007 | CZ15 | rDXHP | Each | 1 | 1080 | None | 118 | 0.0171 | 9.72 | 8.4 | 0.000942 | 6.81 | 118 | 0.0171 | 9.72 | 8.4 | 0.000942 | 6.81 |  |  | 1 |  | RB-Appl-EffCW-med-ElecDHW-GasCDryer-Tier1-FrontAnySFm2007CZ15rDXHP
RB-Appl-EffCW-med-ElecDHW-GasCDryer-Tier1-Front | DEER2016 | D16v1 | 2015-05-16 | Any | SFm | 2007 | CZ15 | rNCEH | Each | 1 | 1080 | None | 109 | 0.0136 | 9.72 | 8.61 | 0.000885 | 6.81 | 109 | 0.0136 | 9.72 | 8.61 | 0.000885 | 6.81 |  |  | 1 |  | RB-Appl-EffCW-med-ElecDHW-GasCDryer-Tier1-FrontAnySFm2007CZ15rNCEH
RB-Appl-EffCW-med-ElecDHW-GasCDryer-Tier1-Front | DEER2016 | D16v1 | 2015-05-16 | Any | SFm | 2007 | CZ15 | rNCGF | Each | 1 | 1080 | None | 114 | 0.0136 | 9.25 | 7.97 | 0.000879 | 6.9 | 114 | 0.0136 | 9.25 | 7.97 | 0.000879 | 6.9 |  |  | 1 |  | RB-Appl-EffCW-med-ElecDHW-GasCDryer-Tier1-FrontAnySFm2007CZ15rNCGF
RB-Appl-EffCW-med-ElecDHW-GasCDryer-Tier1-Front | DEER2016 | D16v1 | 2015-05-16 | Any | SFm | 2007 | CZ16 | rDXGF | Each | 1 | 1150 | None | 151 | 0.019 | 8.67 | 13.6 | -0.0173 | 6.36 | 151 | 0.019 | 8.67 | 13.6 | -0.0173 | 6.36 |  |  | 1 |  | RB-Appl-EffCW-med-ElecDHW-GasCDryer-Tier1-FrontAnySFm2007CZ16rDXGF
RB-Appl-EffCW-med-ElecDHW-GasCDryer-Tier1-Front | DEER2016 | D16v1 | 2015-05-16 | Any | SFm | 2007 | CZ16 | rDXHP | Each | 1 | 1150 | None | 146 | 0.011 | 9.72 | 10.7 | -0.00958 | 6.81 | 146 | 0.011 | 9.72 | 10.7 | -0.00958 | 6.81 |  |  | 1 |  | RB-Appl-EffCW-med-ElecDHW-GasCDryer-Tier1-FrontAnySFm2007CZ16rDXHP
RB-Appl-EffCW-med-ElecDHW-GasCDryer-Tier1-Front | DEER2016 | D16v1 | 2015-05-16 | Any | SFm | 2007 | CZ16 | rNCEH | Each | 1 | 1150 | None | 139 | 0.0194 | 9.72 | 6.66 | 0.0015 | 6.81 | 139 | 0.0194 | 9.72 | 6.66 | 0.0015 | 6.81 |  |  | 1 |  | RB-Appl-EffCW-med-ElecDHW-GasCDryer-Tier1-FrontAnySFm2007CZ16rNCEH
RB-Appl-EffCW-med-ElecDHW-GasCDryer-Tier1-Front | DEER2016 | D16v1 | 2015-05-16 | Any | SFm | 2007 | CZ16 | rNCGF | Each | 1 | 1150 | None | 150 | 0.0193 | 8.66 | 11.4 | 0.00145 | 6.36 | 150 | 0.0193 | 8.66 | 11.4 | 0.00145 | 6.36 |  |  | 1 |  | RB-Appl-EffCW-med-ElecDHW-GasCDryer-Tier1-FrontAnySFm2007CZ16rNCGF
RB-Appl-EffCW-med-ElecDHW-GasCDryer-Tier1-Front | DEER2016 | D16v1 | 2015-05-16 | Any | SFm | 2011 | CZ01 | rDXGF | Each | 1 | 1150 | None | 150 | 0.0228 | 8.42 | 11.4 | -0.000963 | 6.22 | 150 | 0.0228 | 8.42 | 11.4 | -0.000963 | 6.22 |  |  | 1 |  | RB-Appl-EffCW-med-ElecDHW-GasCDryer-Tier1-FrontAnySFm2011CZ01rDXGF
RB-Appl-EffCW-med-ElecDHW-GasCDryer-Tier1-Front | DEER2016 | D16v1 | 2015-05-16 | Any | SFm | 2011 | CZ01 | rDXHP | Each | 1 | 1150 | None | 141 | 0.0229 | 9.72 | 7.17 | -0.012 | 6.81 | 141 | 0.0229 | 9.72 | 7.17 | -0.012 | 6.81 |  |  | 1 |  | RB-Appl-EffCW-med-ElecDHW-GasCDryer-Tier1-FrontAnySFm2011CZ01rDXHP
RB-Appl-EffCW-med-ElecDHW-GasCDryer-Tier1-Front | DEER2016 | D16v1 | 2015-05-16 | Any | SFm | 2011 | CZ01 | rNCEH | Each | 1 | 1150 | None | 138 | 0.0202 | 9.72 | 5.88 | 0.00156 | 6.81 | 138 | 0.0202 | 9.72 | 5.88 | 0.00156 | 6.81 |  |  | 1 |  | RB-Appl-EffCW-med-ElecDHW-GasCDryer-Tier1-FrontAnySFm2011CZ01rNCEH
RB-Appl-EffCW-med-ElecDHW-GasCDryer-Tier1-Front | DEER2016 | D16v1 | 2015-05-16 | Any | SFm | 2011 | CZ01 | rNCGF | Each | 1 | 1150 | None | 150 | 0.0203 | 8.41 | 11.4 | 0.00173 | 6.21 | 150 | 0.0203 | 8.41 | 11.4 | 0.00173 | 6.21 |  |  | 1 |  | RB-Appl-EffCW-med-ElecDHW-GasCDryer-Tier1-FrontAnySFm2011CZ01rNCGF
RB-Appl-EffCW-med-ElecDHW-GasCDryer-Tier1-Front | DEER2016 | D16v1 | 2015-05-16 | Any | SFm | 2011 | CZ02 | rDXGF | Each | 1 | 974 | None | 144 | 0.0225 | 8.38 | 11.8 | 0.00255 | 6.08 | 144 | 0.0225 | 8.38 | 11.8 | 0.00255 | 6.08 |  |  | 1 |  | RB-Appl-EffCW-med-ElecDHW-GasCDryer-Tier1-FrontAnySFm2011CZ02rDXGF
RB-Appl-EffCW-med-ElecDHW-GasCDryer-Tier1-Front | DEER2016 | D16v1 | 2015-05-16 | Any | SFm | 2011 | CZ02 | rDXHP | Each | 1 | 974 | None | 133 | 0.0262 | 9.72 | 5.5 | 0.00585 | 6.81 | 133 | 0.0262 | 9.72 | 5.5 | 0.00585 | 6.81 |  |  | 1 |  | RB-Appl-EffCW-med-ElecDHW-GasCDryer-Tier1-FrontAnySFm2011CZ02rDXHP
RB-Appl-EffCW-med-ElecDHW-GasCDryer-Tier1-Front | DEER2016 | D16v1 | 2015-05-16 | Any | SFm | 2011 | CZ02 | rNCEH | Each | 1 | 974 | None | 127 | 0.0188 | 9.72 | 3.16 | 0.00142 | 6.81 | 127 | 0.0188 | 9.72 | 3.16 | 0.00142 | 6.81 |  |  | 1 |  | RB-Appl-EffCW-med-ElecDHW-GasCDryer-Tier1-FrontAnySFm2011CZ02rNCEH
RB-Appl-EffCW-med-ElecDHW-GasCDryer-Tier1-Front | DEER2016 | D16v1 | 2015-05-16 | Any | SFm | 2011 | CZ02 | rNCGF | Each | 1 | 974 | None | 141 | 0.0188 | 8.36 | 10.3 | 0.00139 | 6.11 | 141 | 0.0188 | 8.36 | 10.3 | 0.00139 | 6.11 |  |  | 1 |  | RB-Appl-EffCW-med-ElecDHW-GasCDryer-Tier1-FrontAnySFm2011CZ02rNCGF
RB-Appl-EffCW-med-ElecDHW-GasCDryer-Tier1-Front | DEER2016 | D16v1 | 2015-05-16 | Any | SFm | 2011 | CZ03 | rDXGF | Each | 1 | 1150 | None | 142 | 0.0231 | 8.3 | 11.9 | 0.00216 | 6.14 | 142 | 0.0231 | 8.3 | 11.9 | 0.00216 | 6.14 |  |  | 1 |  | RB-Appl-EffCW-med-ElecDHW-GasCDryer-Tier1-FrontAnySFm2011CZ03rDXGF
RB-Appl-EffCW-med-ElecDHW-GasCDryer-Tier1-Front | DEER2016 | D16v1 | 2015-05-16 | Any | SFm | 2011 | CZ03 | rDXHP | Each | 1 | 1150 | None | 134 | 0.00773 | 9.72 | 8.25 | -0.00641 | 6.81 | 134 | 0.00773 | 9.72 | 8.25 | -0.00641 | 6.81 |  |  | 1 |  | RB-Appl-EffCW-med-ElecDHW-GasCDryer-Tier1-FrontAnySFm2011CZ03rDXHP
RB-Appl-EffCW-med-ElecDHW-GasCDryer-Tier1-Front | DEER2016 | D16v1 | 2015-05-16 | Any | SFm | 2011 | CZ03 | rNCEH | Each | 1 | 1150 | None | 128 | 0.0191 | 9.72 | 4.76 | 0.00147 | 6.81 | 128 | 0.0191 | 9.72 | 4.76 | 0.00147 | 6.81 |  |  | 1 |  | RB-Appl-EffCW-med-ElecDHW-GasCDryer-Tier1-FrontAnySFm2011CZ03rNCEH
RB-Appl-EffCW-med-ElecDHW-GasCDryer-Tier1-Front | DEER2016 | D16v1 | 2015-05-16 | Any | SFm | 2011 | CZ03 | rNCGF | Each | 1 | 1150 | None | 141 | 0.019 | 8.25 | 10.5 | 0.00141 | 6.14 | 141 | 0.019 | 8.25 | 10.5 | 0.00141 | 6.14 |  |  | 1 |  | RB-Appl-EffCW-med-ElecDHW-GasCDryer-Tier1-FrontAnySFm2011CZ03rNCGF
RB-Appl-EffCW-med-ElecDHW-GasCDryer-Tier1-Front | DEER2016 | D16v1 | 2015-05-16 | Any | SFm | 2011 | CZ04 | rDXGF | Each | 1 | 1150 | None | 142 | 0.0205 | 8.59 | 11.9 | 0.00217 | 6.31 | 142 | 0.0205 | 8.59 | 11.9 | 0.00217 | 6.31 |  |  | 1 |  | RB-Appl-EffCW-med-ElecDHW-GasCDryer-Tier1-FrontAnySFm2011CZ04rDXGF
RB-Appl-EffCW-med-ElecDHW-GasCDryer-Tier1-Front | DEER2016 | D16v1 | 2015-05-16 | Any | SFm | 2011 | CZ04 | rDXHP | Each | 1 | 1150 | None | 138 | 0.0243 | 9.72 | 10.6 | 0.00671 | 6.81 | 138 | 0.0243 | 9.72 | 10.6 | 0.00671 | 6.81 |  |  | 1 |  | RB-Appl-EffCW-med-ElecDHW-GasCDryer-Tier1-FrontAnySFm2011CZ04rDXHP
RB-Appl-EffCW-med-ElecDHW-GasCDryer-Tier1-Front | DEER2016 | D16v1 | 2015-05-16 | Any | SFm | 2011 | CZ04 | rNCEH | Each | 1 | 1150 | None | 126 | 0.0179 | 9.72 | 5.14 | 0.00136 | 6.81 | 126 | 0.0179 | 9.72 | 5.14 | 0.00136 | 6.81 |  |  | 1 |  | RB-Appl-EffCW-med-ElecDHW-GasCDryer-Tier1-FrontAnySFm2011CZ04rNCEH
RB-Appl-EffCW-med-ElecDHW-GasCDryer-Tier1-Front | DEER2016 | D16v1 | 2015-05-16 | Any | SFm | 2011 | CZ04 | rNCGF | Each | 1 | 1150 | None | 138 | 0.018 | 8.56 | 10.3 | 0.00136 | 6.28 | 138 | 0.018 | 8.56 | 10.3 | 0.00136 | 6.28 |  |  | 1 |  | RB-Appl-EffCW-med-ElecDHW-GasCDryer-Tier1-FrontAnySFm2011CZ04rNCGF
RB-Appl-EffCW-med-ElecDHW-GasCDryer-Tier1-Front | DEER2016 | D16v1 | 2015-05-16 | Any | SFm | 2011 | CZ05 | rDXGF | Each | 1 | 1150 | None | 143 | 0.0205 | 7.71 | 10.6 | 0.00216 | 5.89 | 143 | 0.0205 | 7.71 | 10.6 | 0.00216 | 5.89 |  |  | 1 |  | RB-Appl-EffCW-med-ElecDHW-GasCDryer-Tier1-FrontAnySFm2011CZ05rDXGF
RB-Appl-EffCW-med-ElecDHW-GasCDryer-Tier1-Front | DEER2016 | D16v1 | 2015-05-16 | Any | SFm | 2011 | CZ05 | rDXHP | Each | 1 | 1150 | None | 131 | 0.0239 | 9.72 | 5.05 | 0.00321 | 6.81 | 131 | 0.0239 | 9.72 | 5.05 | 0.00321 | 6.81 |  |  | 1 |  | RB-Appl-EffCW-med-ElecDHW-GasCDryer-Tier1-FrontAnySFm2011CZ05rDXHP
RB-Appl-EffCW-med-ElecDHW-GasCDryer-Tier1-Front | DEER2016 | D16v1 | 2015-05-16 | Any | SFm | 2011 | CZ05 | rNCEH | Each | 1 | 1150 | None | 124 | 0.0192 | 9.72 | 2.28 | 0.00148 | 6.81 | 124 | 0.0192 | 9.72 | 2.28 | 0.00148 | 6.81 |  |  | 1 |  | RB-Appl-EffCW-med-ElecDHW-GasCDryer-Tier1-FrontAnySFm2011CZ05rNCEH
RB-Appl-EffCW-med-ElecDHW-GasCDryer-Tier1-Front | DEER2016 | D16v1 | 2015-05-16 | Any | SFm | 2011 | CZ05 | rNCGF | Each | 1 | 1150 | None | 143 | 0.0193 | 7.62 | 10.6 | 0.00149 | 5.88 | 143 | 0.0193 | 7.62 | 10.6 | 0.00149 | 5.88 |  |  | 1 |  | RB-Appl-EffCW-med-ElecDHW-GasCDryer-Tier1-FrontAnySFm2011CZ05rNCGF
RB-Appl-EffCW-med-ElecDHW-GasCDryer-Tier1-Front | DEER2016 | D16v1 | 2015-05-16 | Any | SFm | 2011 | CZ06 | rDXGF | Each | 1 | 1200 | None | 138 | 0.0133 | 8.77 | 11.2 | 0.00108 | 6.39 | 138 | 0.0133 | 8.77 | 11.2 | 0.00108 | 6.39 |  |  | 1 |  | RB-Appl-EffCW-med-ElecDHW-GasCDryer-Tier1-FrontAnySFm2011CZ06rDXGF
RB-Appl-EffCW-med-ElecDHW-GasCDryer-Tier1-Front | DEER2016 | D16v1 | 2015-05-16 | Any | SFm | 2011 | CZ06 | rDXHP | Each | 1 | 1200 | None | 132 | 0.0139 | 9.72 | 10.3 | -0.00933 | 6.81 | 132 | 0.0139 | 9.72 | 10.3 | -0.00933 | 6.81 |  |  | 1 |  | RB-Appl-EffCW-med-ElecDHW-GasCDryer-Tier1-FrontAnySFm2011CZ06rDXHP
RB-Appl-EffCW-med-ElecDHW-GasCDryer-Tier1-Front | DEER2016 | D16v1 | 2015-05-16 | Any | SFm | 2011 | CZ06 | rNCEH | Each | 1 | 1200 | None | 125 | 0.0178 | 9.72 | 5.9 | 0.00129 | 6.81 | 125 | 0.0178 | 9.72 | 5.9 | 0.00129 | 6.81 |  |  | 1 |  | RB-Appl-EffCW-med-ElecDHW-GasCDryer-Tier1-FrontAnySFm2011CZ06rNCEH
RB-Appl-EffCW-med-ElecDHW-GasCDryer-Tier1-Front | DEER2016 | D16v1 | 2015-05-16 | Any | SFm | 2011 | CZ06 | rNCGF | Each | 1 | 1200 | None | 134 | 0.0178 | 8.74 | 9.92 | 0.00136 | 6.4 | 134 | 0.0178 | 8.74 | 9.92 | 0.00136 | 6.4 |  |  | 1 |  | RB-Appl-EffCW-med-ElecDHW-GasCDryer-Tier1-FrontAnySFm2011CZ06rNCGF
RB-Appl-EffCW-med-ElecDHW-GasCDryer-Tier1-Front | DEER2016 | D16v1 | 2015-05-16 | Any | SFm | 2011 | CZ07 | rDXGF | Each | 1 | 1200 | None | 145 | 0.0129 | 8.91 | 16.5 | -0.00417 | 6.48 | 145 | 0.0129 | 8.91 | 16.5 | -0.00417 | 6.48 |  |  | 1 |  | RB-Appl-EffCW-med-ElecDHW-GasCDryer-Tier1-FrontAnySFm2011CZ07rDXGF
RB-Appl-EffCW-med-ElecDHW-GasCDryer-Tier1-Front | DEER2016 | D16v1 | 2015-05-16 | Any | SFm | 2011 | CZ07 | rDXHP | Each | 1 | 1200 | None | 145 | 0.0126 | 9.72 | 13.6 | 0.027 | 6.81 | 145 | 0.0126 | 9.72 | 13.6 | 0.027 | 6.81 |  |  | 1 |  | RB-Appl-EffCW-med-ElecDHW-GasCDryer-Tier1-FrontAnySFm2011CZ07rDXHP
RB-Appl-EffCW-med-ElecDHW-GasCDryer-Tier1-Front | DEER2016 | D16v1 | 2015-05-16 | Any | SFm | 2011 | CZ07 | rNCEH | Each | 1 | 1200 | None | 126 | 0.0178 | 9.72 | 6.62 | 0.00129 | 6.81 | 126 | 0.0178 | 9.72 | 6.62 | 0.00129 | 6.81 |  |  | 1 |  | RB-Appl-EffCW-med-ElecDHW-GasCDryer-Tier1-FrontAnySFm2011CZ07rNCEH
RB-Appl-EffCW-med-ElecDHW-GasCDryer-Tier1-Front | DEER2016 | D16v1 | 2015-05-16 | Any | SFm | 2011 | CZ07 | rNCGF | Each | 1 | 1200 | None | 133 | 0.0177 | 8.79 | 9.8 | 0.00127 | 6.43 | 133 | 0.0177 | 8.79 | 9.8 | 0.00127 | 6.43 |  |  | 1 |  | RB-Appl-EffCW-med-ElecDHW-GasCDryer-Tier1-FrontAnySFm2011CZ07rNCGF
RB-Appl-EffCW-med-ElecDHW-GasCDryer-Tier1-Front | DEER2016 | D16v1 | 2015-05-16 | Any | SFm | 2011 | CZ08 | rDXGF | Each | 1 | 1200 | None | 151 | 0.0184 | 8.87 | 10.5 | 0.00208 | 6.4 | 151 | 0.0184 | 8.87 | 10.5 | 0.00208 | 6.4 |  |  | 1 |  | RB-Appl-EffCW-med-ElecDHW-GasCDryer-Tier1-FrontAnySFm2011CZ08rDXGF
RB-Appl-EffCW-med-ElecDHW-GasCDryer-Tier1-Front | DEER2016 | D16v1 | 2015-05-16 | Any | SFm | 2011 | CZ08 | rDXHP | Each | 1 | 1200 | None | 140 | 0.0222 | 9.72 | 11.1 | 0.0038 | 6.81 | 140 | 0.0222 | 9.72 | 11.1 | 0.0038 | 6.81 |  |  | 1 |  | RB-Appl-EffCW-med-ElecDHW-GasCDryer-Tier1-FrontAnySFm2011CZ08rDXHP
RB-Appl-EffCW-med-ElecDHW-GasCDryer-Tier1-Front | DEER2016 | D16v1 | 2015-05-16 | Any | SFm | 2011 | CZ08 | rNCEH | Each | 1 | 1200 | None | 123 | 0.0173 | 9.72 | 6.25 | 0.00124 | 6.81 | 123 | 0.0173 | 9.72 | 6.25 | 0.00124 | 6.81 |  |  | 1 |  | RB-Appl-EffCW-med-ElecDHW-GasCDryer-Tier1-FrontAnySFm2011CZ08rNCEH
RB-Appl-EffCW-med-ElecDHW-GasCDryer-Tier1-Front | DEER2016 | D16v1 | 2015-05-16 | Any | SFm | 2011 | CZ08 | rNCGF | Each | 1 | 1200 | None | 131 | 0.0173 | 8.84 | 9.66 | 0.00127 | 6.45 | 131 | 0.0173 | 8.84 | 9.66 | 0.00127 | 6.45 |  |  | 1 |  | RB-Appl-EffCW-med-ElecDHW-GasCDryer-Tier1-FrontAnySFm2011CZ08rNCGF
RB-Appl-EffCW-med-ElecDHW-GasCDryer-Tier1-Front | DEER2016 | D16v1 | 2015-05-16 | Any | SFm | 2011 | CZ09 | rDXGF | Each | 1 | 1210 | None | 144 | 0.0188 | 8.78 | 13.8 | 0.00151 | 6.42 | 144 | 0.0188 | 8.78 | 13.8 | 0.00151 | 6.42 |  |  | 1 |  | RB-Appl-EffCW-med-ElecDHW-GasCDryer-Tier1-FrontAnySFm2011CZ09rDXGF
RB-Appl-EffCW-med-ElecDHW-GasCDryer-Tier1-Front | DEER2016 | D16v1 | 2015-05-16 | Any | SFm | 2011 | CZ09 | rDXHP | Each | 1 | 1210 | None | 136 | 0.0183 | 9.72 | 18.2 | -0.000469 | 6.81 | 136 | 0.0183 | 9.72 | 18.2 | -0.000469 | 6.81 |  |  | 1 |  | RB-Appl-EffCW-med-ElecDHW-GasCDryer-Tier1-FrontAnySFm2011CZ09rDXHP
RB-Appl-EffCW-med-ElecDHW-GasCDryer-Tier1-Front | DEER2016 | D16v1 | 2015-05-16 | Any | SFm | 2011 | CZ09 | rNCEH | Each | 1 | 1210 | None | 122 | 0.0172 | 9.72 | 5.59 | 0.00127 | 6.81 | 122 | 0.0172 | 9.72 | 5.59 | 0.00127 | 6.81 |  |  | 1 |  | RB-Appl-EffCW-med-ElecDHW-GasCDryer-Tier1-FrontAnySFm2011CZ09rNCEH
RB-Appl-EffCW-med-ElecDHW-GasCDryer-Tier1-Front | DEER2016 | D16v1 | 2015-05-16 | Any | SFm | 2011 | CZ09 | rNCGF | Each | 1 | 1210 | None | 131 | 0.0172 | 8.74 | 9.65 | 0.00128 | 6.4 | 131 | 0.0172 | 8.74 | 9.65 | 0.00128 | 6.4 |  |  | 1 |  | RB-Appl-EffCW-med-ElecDHW-GasCDryer-Tier1-FrontAnySFm2011CZ09rNCGF
RB-Appl-EffCW-med-ElecDHW-GasCDryer-Tier1-Front | DEER2016 | D16v1 | 2015-05-16 | Any | SFm | 2011 | CZ10 | rDXGF | Each | 1 | 974 | None | 138 | 0.0183 | 8.91 | 12.6 | 0.00179 | 6.35 | 138 | 0.0183 | 8.91 | 12.6 | 0.00179 | 6.35 |  |  | 1 |  | RB-Appl-EffCW-med-ElecDHW-GasCDryer-Tier1-FrontAnySFm2011CZ10rDXGF
RB-Appl-EffCW-med-ElecDHW-GasCDryer-Tier1-Front | DEER2016 | D16v1 | 2015-05-16 | Any | SFm | 2011 | CZ10 | rDXHP | Each | 1 | 974 | None | 132 | 0.0185 | 9.72 | 9.56 | 0.00232 | 6.81 | 132 | 0.0185 | 9.72 | 9.56 | 0.00232 | 6.81 |  |  | 1 |  | RB-Appl-EffCW-med-ElecDHW-GasCDryer-Tier1-FrontAnySFm2011CZ10rDXHP
RB-Appl-EffCW-med-ElecDHW-GasCDryer-Tier1-Front | DEER2016 | D16v1 | 2015-05-16 | Any | SFm | 2011 | CZ10 | rNCEH | Each | 1 | 974 | None | 121 | 0.0168 | 9.72 | 4.55 | 0.00122 | 6.81 | 121 | 0.0168 | 9.72 | 4.55 | 0.00122 | 6.81 |  |  | 1 |  | RB-Appl-EffCW-med-ElecDHW-GasCDryer-Tier1-FrontAnySFm2011CZ10rNCEH
RB-Appl-EffCW-med-ElecDHW-GasCDryer-Tier1-Front | DEER2016 | D16v1 | 2015-05-16 | Any | SFm | 2011 | CZ10 | rNCGF | Each | 1 | 974 | None | 131 | 0.0168 | 8.88 | 9.45 | 0.0012 | 6.35 | 131 | 0.0168 | 8.88 | 9.45 | 0.0012 | 6.35 |  |  | 1 |  | RB-Appl-EffCW-med-ElecDHW-GasCDryer-Tier1-FrontAnySFm2011CZ10rNCGF
RB-Appl-EffCW-med-ElecDHW-GasCDryer-Tier1-Front | DEER2016 | D16v1 | 2015-05-16 | Any | SFm | 2011 | CZ11 | rDXGF | Each | 1 | 974 | None | 136 | 0.0198 | 8.76 | 9.91 | 0.00294 | 6.32 | 136 | 0.0198 | 8.76 | 9.91 | 0.00294 | 6.32 |  |  | 1 |  | RB-Appl-EffCW-med-ElecDHW-GasCDryer-Tier1-FrontAnySFm2011CZ11rDXGF
RB-Appl-EffCW-med-ElecDHW-GasCDryer-Tier1-Front | DEER2016 | D16v1 | 2015-05-16 | Any | SFm | 2011 | CZ11 | rDXHP | Each | 1 | 974 | None | 132 | 0.0193 | 9.72 | 9.37 | 0.00264 | 6.81 | 132 | 0.0193 | 9.72 | 9.37 | 0.00264 | 6.81 |  |  | 1 |  | RB-Appl-EffCW-med-ElecDHW-GasCDryer-Tier1-FrontAnySFm2011CZ11rDXHP
RB-Appl-EffCW-med-ElecDHW-GasCDryer-Tier1-Front | DEER2016 | D16v1 | 2015-05-16 | Any | SFm | 2011 | CZ11 | rNCEH | Each | 1 | 974 | None | 122 | 0.0168 | 9.72 | 4.45 | 0.00122 | 6.81 | 122 | 0.0168 | 9.72 | 4.45 | 0.00122 | 6.81 |  |  | 1 |  | RB-Appl-EffCW-med-ElecDHW-GasCDryer-Tier1-FrontAnySFm2011CZ11rNCEH
RB-Appl-EffCW-med-ElecDHW-GasCDryer-Tier1-Front | DEER2016 | D16v1 | 2015-05-16 | Any | SFm | 2011 | CZ11 | rNCGF | Each | 1 | 974 | None | 132 | 0.0168 | 8.76 | 9.58 | 0.00122 | 6.32 | 132 | 0.0168 | 8.76 | 9.58 | 0.00122 | 6.32 |  |  | 1 |  | RB-Appl-EffCW-med-ElecDHW-GasCDryer-Tier1-FrontAnySFm2011CZ11rNCGF
RB-Appl-EffCW-med-ElecDHW-GasCDryer-Tier1-Front | DEER2016 | D16v1 | 2015-05-16 | Any | SFm | 2011 | CZ12 | rDXGF | Each | 1 | 974 | None | 141 | 0.0223 | 8.77 | 12 | 0.00489 | 6.31 | 141 | 0.0223 | 8.77 | 12 | 0.00489 | 6.31 |  |  | 1 |  | RB-Appl-EffCW-med-ElecDHW-GasCDryer-Tier1-FrontAnySFm2011CZ12rDXGF
RB-Appl-EffCW-med-ElecDHW-GasCDryer-Tier1-Front | DEER2016 | D16v1 | 2015-05-16 | Any | SFm | 2011 | CZ12 | rDXHP | Each | 1 | 974 | None | 133 | 0.0207 | 9.72 | 7.6 | 0.00264 | 6.81 | 133 | 0.0207 | 9.72 | 7.6 | 0.00264 | 6.81 |  |  | 1 |  | RB-Appl-EffCW-med-ElecDHW-GasCDryer-Tier1-FrontAnySFm2011CZ12rDXHP
RB-Appl-EffCW-med-ElecDHW-GasCDryer-Tier1-Front | DEER2016 | D16v1 | 2015-05-16 | Any | SFm | 2011 | CZ12 | rNCEH | Each | 1 | 974 | None | 125 | 0.0177 | 9.72 | 4.59 | 0.00131 | 6.81 | 125 | 0.0177 | 9.72 | 4.59 | 0.00131 | 6.81 |  |  | 1 |  | RB-Appl-EffCW-med-ElecDHW-GasCDryer-Tier1-FrontAnySFm2011CZ12rNCEH
RB-Appl-EffCW-med-ElecDHW-GasCDryer-Tier1-Front | DEER2016 | D16v1 | 2015-05-16 | Any | SFm | 2011 | CZ12 | rNCGF | Each | 1 | 974 | None | 136 | 0.0177 | 8.76 | 9.93 | 0.0013 | 6.31 | 136 | 0.0177 | 8.76 | 9.93 | 0.0013 | 6.31 |  |  | 1 |  | RB-Appl-EffCW-med-ElecDHW-GasCDryer-Tier1-FrontAnySFm2011CZ12rNCGF
RB-Appl-EffCW-med-ElecDHW-GasCDryer-Tier1-Front | DEER2016 | D16v1 | 2015-05-16 | Any | SFm | 2011 | CZ13 | rDXGF | Each | 1 | 974 | None | 138 | 0.0204 | 8.67 | 13.1 | 0.00361 | 6.29 | 138 | 0.0204 | 8.67 | 13.1 | 0.00361 | 6.29 |  |  | 1 |  | RB-Appl-EffCW-med-ElecDHW-GasCDryer-Tier1-FrontAnySFm2011CZ13rDXGF
RB-Appl-EffCW-med-ElecDHW-GasCDryer-Tier1-Front | DEER2016 | D16v1 | 2015-05-16 | Any | SFm | 2011 | CZ13 | rDXHP | Each | 1 | 974 | None | 130 | 0.0199 | 9.72 | 8.75 | 0.00285 | 6.81 | 130 | 0.0199 | 9.72 | 8.75 | 0.00285 | 6.81 |  |  | 1 |  | RB-Appl-EffCW-med-ElecDHW-GasCDryer-Tier1-FrontAnySFm2011CZ13rDXHP
RB-Appl-EffCW-med-ElecDHW-GasCDryer-Tier1-Front | DEER2016 | D16v1 | 2015-05-16 | Any | SFm | 2011 | CZ13 | rNCEH | Each | 1 | 974 | None | 119 | 0.0166 | 9.72 | 3.64 | 0.0012 | 6.81 | 119 | 0.0166 | 9.72 | 3.64 | 0.0012 | 6.81 |  |  | 1 |  | RB-Appl-EffCW-med-ElecDHW-GasCDryer-Tier1-FrontAnySFm2011CZ13rNCEH
RB-Appl-EffCW-med-ElecDHW-GasCDryer-Tier1-Front | DEER2016 | D16v1 | 2015-05-16 | Any | SFm | 2011 | CZ13 | rNCGF | Each | 1 | 974 | None | 131 | 0.0166 | 8.68 | 9.43 | 0.0012 | 6.28 | 131 | 0.0166 | 8.68 | 9.43 | 0.0012 | 6.28 |  |  | 1 |  | RB-Appl-EffCW-med-ElecDHW-GasCDryer-Tier1-FrontAnySFm2011CZ13rNCGF
RB-Appl-EffCW-med-ElecDHW-GasCDryer-Tier1-Front | DEER2016 | D16v1 | 2015-05-16 | Any | SFm | 2011 | CZ14 | rDXGF | Each | 1 | 1080 | None | 140 | 0.0183 | 8.87 | 10.3 | 0.00148 | 6.93 | 140 | 0.0183 | 8.87 | 10.3 | 0.00148 | 6.93 |  |  | 1 |  | RB-Appl-EffCW-med-ElecDHW-GasCDryer-Tier1-FrontAnySFm2011CZ14rDXGF
RB-Appl-EffCW-med-ElecDHW-GasCDryer-Tier1-Front | DEER2016 | D16v1 | 2015-05-16 | Any | SFm | 2011 | CZ14 | rDXHP | Each | 1 | 1080 | None | 135 | 0.0192 | 9.72 | 10.1 | 0.00127 | 6.81 | 135 | 0.0192 | 9.72 | 10.1 | 0.00127 | 6.81 |  |  | 1 |  | RB-Appl-EffCW-med-ElecDHW-GasCDryer-Tier1-FrontAnySFm2011CZ14rDXHP
RB-Appl-EffCW-med-ElecDHW-GasCDryer-Tier1-Front | DEER2016 | D16v1 | 2015-05-16 | Any | SFm | 2011 | CZ14 | rNCEH | Each | 1 | 1080 | None | 124 | 0.0162 | 9.72 | 10.6 | 0.00114 | 6.81 | 124 | 0.0162 | 9.72 | 10.6 | 0.00114 | 6.81 |  |  | 1 |  | RB-Appl-EffCW-med-ElecDHW-GasCDryer-Tier1-FrontAnySFm2011CZ14rNCEH
RB-Appl-EffCW-med-ElecDHW-GasCDryer-Tier1-Front | DEER2016 | D16v1 | 2015-05-16 | Any | SFm | 2011 | CZ14 | rNCGF | Each | 1 | 1080 | None | 133 | 0.0162 | 8.89 | 9.94 | 0.00114 | 6.94 | 133 | 0.0162 | 8.89 | 9.94 | 0.00114 | 6.94 |  |  | 1 |  | RB-Appl-EffCW-med-ElecDHW-GasCDryer-Tier1-FrontAnySFm2011CZ14rNCGF
RB-Appl-EffCW-med-ElecDHW-GasCDryer-Tier1-Front | DEER2016 | D16v1 | 2015-05-16 | Any | SFm | 2011 | CZ15 | rDXGF | Each | 1 | 1080 | None | 123 | 0.0168 | 9.34 | 8.44 | 0.00111 | 6.89 | 123 | 0.0168 | 9.34 | 8.44 | 0.00111 | 6.89 |  |  | 1 |  | RB-Appl-EffCW-med-ElecDHW-GasCDryer-Tier1-FrontAnySFm2011CZ15rDXGF
RB-Appl-EffCW-med-ElecDHW-GasCDryer-Tier1-Front | DEER2016 | D16v1 | 2015-05-16 | Any | SFm | 2011 | CZ15 | rDXHP | Each | 1 | 1080 | None | 119 | 0.0158 | 9.72 | 8.24 | 0.000932 | 6.81 | 119 | 0.0158 | 9.72 | 8.24 | 0.000932 | 6.81 |  |  | 1 |  | RB-Appl-EffCW-med-ElecDHW-GasCDryer-Tier1-FrontAnySFm2011CZ15rDXHP
RB-Appl-EffCW-med-ElecDHW-GasCDryer-Tier1-Front | DEER2016 | D16v1 | 2015-05-16 | Any | SFm | 2011 | CZ15 | rNCEH | Each | 1 | 1080 | None | 110 | 0.0136 | 9.72 | 8.53 | 0.000884 | 6.81 | 110 | 0.0136 | 9.72 | 8.53 | 0.000884 | 6.81 |  |  | 1 |  | RB-Appl-EffCW-med-ElecDHW-GasCDryer-Tier1-FrontAnySFm2011CZ15rNCEH
RB-Appl-EffCW-med-ElecDHW-GasCDryer-Tier1-Front | DEER2016 | D16v1 | 2015-05-16 | Any | SFm | 2011 | CZ15 | rNCGF | Each | 1 | 1080 | None | 114 | 0.0136 | 9.33 | 8 | 0.000883 | 6.89 | 114 | 0.0136 | 9.33 | 8 | 0.000883 | 6.89 |  |  | 1 |  | RB-Appl-EffCW-med-ElecDHW-GasCDryer-Tier1-FrontAnySFm2011CZ15rNCGF
RB-Appl-EffCW-med-ElecDHW-GasCDryer-Tier1-Front | DEER2016 | D16v1 | 2015-05-16 | Any | SFm | 2011 | CZ16 | rDXGF | Each | 1 | 1150 | None | 152 | 0.0512 | 8.78 | 11.6 | 0.0313 | 6.39 | 152 | 0.0512 | 8.78 | 11.6 | 0.0313 | 6.39 |  |  | 1 |  | RB-Appl-EffCW-med-ElecDHW-GasCDryer-Tier1-FrontAnySFm2011CZ16rDXGF
RB-Appl-EffCW-med-ElecDHW-GasCDryer-Tier1-Front | DEER2016 | D16v1 | 2015-05-16 | Any | SFm | 2011 | CZ16 | rDXHP | Each | 1 | 1150 | None | 142 | 0.00283 | 9.72 | 10.7 | 0.00391 | 6.81 | 142 | 0.00283 | 9.72 | 10.7 | 0.00391 | 6.81 |  |  | 1 |  | RB-Appl-EffCW-med-ElecDHW-GasCDryer-Tier1-FrontAnySFm2011CZ16rDXHP
RB-Appl-EffCW-med-ElecDHW-GasCDryer-Tier1-Front | DEER2016 | D16v1 | 2015-05-16 | Any | SFm | 2011 | CZ16 | rNCEH | Each | 1 | 1150 | None | 140 | 0.0194 | 9.72 | 7.1 | 0.0015 | 6.81 | 140 | 0.0194 | 9.72 | 7.1 | 0.0015 | 6.81 |  |  | 1 |  | RB-Appl-EffCW-med-ElecDHW-GasCDryer-Tier1-FrontAnySFm2011CZ16rNCEH
RB-Appl-EffCW-med-ElecDHW-GasCDryer-Tier1-Front | DEER2016 | D16v1 | 2015-05-16 | Any | SFm | 2011 | CZ16 | rNCGF | Each | 1 | 1150 | None | 150 | 0.0194 | 8.77 | 11.5 | 0.0015 | 6.38 | 150 | 0.0194 | 8.77 | 11.5 | 0.0015 | 6.38 |  |  | 1 |  | RB-Appl-EffCW-med-ElecDHW-GasCDryer-Tier1-FrontAnySFm2011CZ16rNCGF
RB-Appl-EffCW-med-ElecDHW-GasCDryer-Tier1-Front | DEER2016 | D16v1 | 2015-05-16 | Any | SFm | 2014 | CZ01 | rDXGF | Each | 1 | 1150 | None | 150 | 0.00823 | 8.56 | 11.3 | -0.013 | 6.28 | 150 | 0.00823 | 8.56 | 11.3 | -0.013 | 6.28 |  |  | 1 |  | RB-Appl-EffCW-med-ElecDHW-GasCDryer-Tier1-FrontAnySFm2014CZ01rDXGF
RB-Appl-EffCW-med-ElecDHW-GasCDryer-Tier1-Front | DEER2016 | D16v1 | 2015-05-16 | Any | SFm | 2014 | CZ01 | rDXHP | Each | 1 | 1150 | None | 144 | 0.0238 | 9.72 | 8.28 | 0.00334 | 6.81 | 144 | 0.0238 | 9.72 | 8.28 | 0.00334 | 6.81 |  |  | 1 |  | RB-Appl-EffCW-med-ElecDHW-GasCDryer-Tier1-FrontAnySFm2014CZ01rDXHP
RB-Appl-EffCW-med-ElecDHW-GasCDryer-Tier1-Front | DEER2016 | D16v1 | 2015-05-16 | Any | SFm | 2014 | CZ01 | rNCEH | Each | 1 | 1150 | None | 139 | 0.0203 | 9.72 | 6.38 | 0.00157 | 6.81 | 139 | 0.0203 | 9.72 | 6.38 | 0.00157 | 6.81 |  |  | 1 |  | RB-Appl-EffCW-med-ElecDHW-GasCDryer-Tier1-FrontAnySFm2014CZ01rNCEH
RB-Appl-EffCW-med-ElecDHW-GasCDryer-Tier1-Front | DEER2016 | D16v1 | 2015-05-16 | Any | SFm | 2014 | CZ01 | rNCGF | Each | 1 | 1150 | None | 150 | 0.0203 | 8.52 | 11.5 | 0.0016 | 6.26 | 150 | 0.0203 | 8.52 | 11.5 | 0.0016 | 6.26 |  |  | 1 |  | RB-Appl-EffCW-med-ElecDHW-GasCDryer-Tier1-FrontAnySFm2014CZ01rNCGF
RB-Appl-EffCW-med-ElecDHW-GasCDryer-Tier1-Front | DEER2016 | D16v1 | 2015-05-16 | Any | SFm | 2014 | CZ02 | rDXGF | Each | 1 | 974 | None | 144 | 0.0223 | 8.38 | 11.5 | 0.00225 | 6.11 | 144 | 0.0223 | 8.38 | 11.5 | 0.00225 | 6.11 |  |  | 1 |  | RB-Appl-EffCW-med-ElecDHW-GasCDryer-Tier1-FrontAnySFm2014CZ02rDXGF
RB-Appl-EffCW-med-ElecDHW-GasCDryer-Tier1-Front | DEER2016 | D16v1 | 2015-05-16 | Any | SFm | 2014 | CZ02 | rDXHP | Each | 1 | 974 | None | 133 | 0.0233 | 9.72 | 6.52 | 0.00601 | 6.81 | 133 | 0.0233 | 9.72 | 6.52 | 0.00601 | 6.81 |  |  | 1 |  | RB-Appl-EffCW-med-ElecDHW-GasCDryer-Tier1-FrontAnySFm2014CZ02rDXHP
RB-Appl-EffCW-med-ElecDHW-GasCDryer-Tier1-Front | DEER2016 | D16v1 | 2015-05-16 | Any | SFm | 2014 | CZ02 | rNCEH | Each | 1 | 974 | None | 127 | 0.0188 | 9.72 | 3.19 | 0.00142 | 6.81 | 127 | 0.0188 | 9.72 | 3.19 | 0.00142 | 6.81 |  |  | 1 |  | RB-Appl-EffCW-med-ElecDHW-GasCDryer-Tier1-FrontAnySFm2014CZ02rNCEH
RB-Appl-EffCW-med-ElecDHW-GasCDryer-Tier1-Front | DEER2016 | D16v1 | 2015-05-16 | Any | SFm | 2014 | CZ02 | rNCGF | Each | 1 | 974 | None | 141 | 0.0188 | 8.37 | 10.4 | 0.00146 | 6.09 | 141 | 0.0188 | 8.37 | 10.4 | 0.00146 | 6.09 |  |  | 1 |  | RB-Appl-EffCW-med-ElecDHW-GasCDryer-Tier1-FrontAnySFm2014CZ02rNCGF
RB-Appl-EffCW-med-ElecDHW-GasCDryer-Tier1-Front | DEER2016 | D16v1 | 2015-05-16 | Any | SFm | 2014 | CZ03 | rDXGF | Each | 1 | 1150 | None | 142 | 0.0231 | 8.55 | 9.59 | 0.01 | 6.26 | 142 | 0.0231 | 8.55 | 9.59 | 0.01 | 6.26 |  |  | 1 |  | RB-Appl-EffCW-med-ElecDHW-GasCDryer-Tier1-FrontAnySFm2014CZ03rDXGF
RB-Appl-EffCW-med-ElecDHW-GasCDryer-Tier1-Front | DEER2016 | D16v1 | 2015-05-16 | Any | SFm | 2014 | CZ03 | rDXHP | Each | 1 | 1150 | None | 135 | 0.0284 | 9.72 | 6.17 | 0.00893 | 6.81 | 135 | 0.0284 | 9.72 | 6.17 | 0.00893 | 6.81 |  |  | 1 |  | RB-Appl-EffCW-med-ElecDHW-GasCDryer-Tier1-FrontAnySFm2014CZ03rDXHP
RB-Appl-EffCW-med-ElecDHW-GasCDryer-Tier1-Front | DEER2016 | D16v1 | 2015-05-16 | Any | SFm | 2014 | CZ03 | rNCEH | Each | 1 | 1150 | None | 131 | 0.0191 | 9.72 | 5.95 | 0.00147 | 6.81 | 131 | 0.0191 | 9.72 | 5.95 | 0.00147 | 6.81 |  |  | 1 |  | RB-Appl-EffCW-med-ElecDHW-GasCDryer-Tier1-FrontAnySFm2014CZ03rNCEH
RB-Appl-EffCW-med-ElecDHW-GasCDryer-Tier1-Front | DEER2016 | D16v1 | 2015-05-16 | Any | SFm | 2014 | CZ03 | rNCGF | Each | 1 | 1150 | None | 141 | 0.0192 | 8.52 | 10.6 | 0.00138 | 6.25 | 141 | 0.0192 | 8.52 | 10.6 | 0.00138 | 6.25 |  |  | 1 |  | RB-Appl-EffCW-med-ElecDHW-GasCDryer-Tier1-FrontAnySFm2014CZ03rNCGF
RB-Appl-EffCW-med-ElecDHW-GasCDryer-Tier1-Front | DEER2016 | D16v1 | 2015-05-16 | Any | SFm | 2014 | CZ04 | rDXGF | Each | 1 | 1150 | None | 143 | 0.0221 | 8.56 | 13.2 | 0.00275 | 6.31 | 143 | 0.0221 | 8.56 | 13.2 | 0.00275 | 6.31 |  |  | 1 |  | RB-Appl-EffCW-med-ElecDHW-GasCDryer-Tier1-FrontAnySFm2014CZ04rDXGF
RB-Appl-EffCW-med-ElecDHW-GasCDryer-Tier1-Front | DEER2016 | D16v1 | 2015-05-16 | Any | SFm | 2014 | CZ04 | rDXHP | Each | 1 | 1150 | None | 131 | 0.0226 | 9.72 | 6.63 | -0.000408 | 6.81 | 131 | 0.0226 | 9.72 | 6.63 | -0.000408 | 6.81 |  |  | 1 |  | RB-Appl-EffCW-med-ElecDHW-GasCDryer-Tier1-FrontAnySFm2014CZ04rDXHP
RB-Appl-EffCW-med-ElecDHW-GasCDryer-Tier1-Front | DEER2016 | D16v1 | 2015-05-16 | Any | SFm | 2014 | CZ04 | rNCEH | Each | 1 | 1150 | None | 126 | 0.0179 | 9.72 | 5.09 | 0.00136 | 6.81 | 126 | 0.0179 | 9.72 | 5.09 | 0.00136 | 6.81 |  |  | 1 |  | RB-Appl-EffCW-med-ElecDHW-GasCDryer-Tier1-FrontAnySFm2014CZ04rNCEH
RB-Appl-EffCW-med-ElecDHW-GasCDryer-Tier1-Front | DEER2016 | D16v1 | 2015-05-16 | Any | SFm | 2014 | CZ04 | rNCGF | Each | 1 | 1150 | None | 138 | 0.018 | 8.57 | 10.2 | 0.00136 | 6.3 | 138 | 0.018 | 8.57 | 10.2 | 0.00136 | 6.3 |  |  | 1 |  | RB-Appl-EffCW-med-ElecDHW-GasCDryer-Tier1-FrontAnySFm2014CZ04rNCGF
RB-Appl-EffCW-med-ElecDHW-GasCDryer-Tier1-Front | DEER2016 | D16v1 | 2015-05-16 | Any | SFm | 2014 | CZ05 | rDXGF | Each | 1 | 1150 | None | 147 | 0.0215 | 8.56 | 12.9 | 0.0142 | 6.3 | 147 | 0.0215 | 8.56 | 12.9 | 0.0142 | 6.3 |  |  | 1 |  | RB-Appl-EffCW-med-ElecDHW-GasCDryer-Tier1-FrontAnySFm2014CZ05rDXGF
RB-Appl-EffCW-med-ElecDHW-GasCDryer-Tier1-Front | DEER2016 | D16v1 | 2015-05-16 | Any | SFm | 2014 | CZ05 | rDXHP | Each | 1 | 1150 | None | 138 | 0.016 | 9.72 | 8.9 | -0.0037 | 6.81 | 138 | 0.016 | 9.72 | 8.9 | -0.0037 | 6.81 |  |  | 1 |  | RB-Appl-EffCW-med-ElecDHW-GasCDryer-Tier1-FrontAnySFm2014CZ05rDXHP
RB-Appl-EffCW-med-ElecDHW-GasCDryer-Tier1-Front | DEER2016 | D16v1 | 2015-05-16 | Any | SFm | 2014 | CZ05 | rNCEH | Each | 1 | 1150 | None | 133 | 0.0192 | 9.72 | 6.12 | 0.00148 | 6.81 | 133 | 0.0192 | 9.72 | 6.12 | 0.00148 | 6.81 |  |  | 1 |  | RB-Appl-EffCW-med-ElecDHW-GasCDryer-Tier1-FrontAnySFm2014CZ05rNCEH
RB-Appl-EffCW-med-ElecDHW-GasCDryer-Tier1-Front | DEER2016 | D16v1 | 2015-05-16 | Any | SFm | 2014 | CZ05 | rNCGF | Each | 1 | 1150 | None | 143 | 0.0192 | 8.54 | 10.8 | 0.0015 | 6.29 | 143 | 0.0192 | 8.54 | 10.8 | 0.0015 | 6.29 |  |  | 1 |  | RB-Appl-EffCW-med-ElecDHW-GasCDryer-Tier1-FrontAnySFm2014CZ05rNCGF
RB-Appl-EffCW-med-ElecDHW-GasCDryer-Tier1-Front | DEER2016 | D16v1 | 2015-05-16 | Any | SFm | 2014 | CZ06 | rDXGF | Each | 1 | 1200 | None | 136 | 0.0107 | 8.81 | 9.37 | -0.0304 | 6.43 | 136 | 0.0107 | 8.81 | 9.37 | -0.0304 | 6.43 |  |  | 1 |  | RB-Appl-EffCW-med-ElecDHW-GasCDryer-Tier1-FrontAnySFm2014CZ06rDXGF
RB-Appl-EffCW-med-ElecDHW-GasCDryer-Tier1-Front | DEER2016 | D16v1 | 2015-05-16 | Any | SFm | 2014 | CZ06 | rDXHP | Each | 1 | 1200 | None | 130 | 0.000447 | 9.72 | 8.65 | -0.00927 | 6.81 | 130 | 0.000447 | 9.72 | 8.65 | -0.00927 | 6.81 |  |  | 1 |  | RB-Appl-EffCW-med-ElecDHW-GasCDryer-Tier1-FrontAnySFm2014CZ06rDXHP
RB-Appl-EffCW-med-ElecDHW-GasCDryer-Tier1-Front | DEER2016 | D16v1 | 2015-05-16 | Any | SFm | 2014 | CZ06 | rNCEH | Each | 1 | 1200 | None | 125 | 0.0178 | 9.72 | 5.84 | 0.00129 | 6.81 | 125 | 0.0178 | 9.72 | 5.84 | 0.00129 | 6.81 |  |  | 1 |  | RB-Appl-EffCW-med-ElecDHW-GasCDryer-Tier1-FrontAnySFm2014CZ06rNCEH
RB-Appl-EffCW-med-ElecDHW-GasCDryer-Tier1-Front | DEER2016 | D16v1 | 2015-05-16 | Any | SFm | 2014 | CZ06 | rNCGF | Each | 1 | 1200 | None | 134 | 0.0178 | 8.76 | 9.91 | 0.00131 | 6.41 | 134 | 0.0178 | 8.76 | 9.91 | 0.00131 | 6.41 |  |  | 1 |  | RB-Appl-EffCW-med-ElecDHW-GasCDryer-Tier1-FrontAnySFm2014CZ06rNCGF
RB-Appl-EffCW-med-ElecDHW-GasCDryer-Tier1-Front | DEER2016 | D16v1 | 2015-05-16 | Any | SFm | 2014 | CZ07 | rDXGF | Each | 1 | 1200 | None | 142 | -0.059 | 8.88 | 16.4 | -0.0783 | 6.43 | 142 | -0.059 | 8.88 | 16.4 | -0.0783 | 6.43 |  |  | 1 |  | RB-Appl-EffCW-med-ElecDHW-GasCDryer-Tier1-FrontAnySFm2014CZ07rDXGF
RB-Appl-EffCW-med-ElecDHW-GasCDryer-Tier1-Front | DEER2016 | D16v1 | 2015-05-16 | Any | SFm | 2014 | CZ07 | rDXHP | Each | 1 | 1200 | None | 134 | 0.0972 | 9.72 | 5.15 | 0.0332 | 6.81 | 134 | 0.0972 | 9.72 | 5.15 | 0.0332 | 6.81 |  |  | 1 |  | RB-Appl-EffCW-med-ElecDHW-GasCDryer-Tier1-FrontAnySFm2014CZ07rDXHP
RB-Appl-EffCW-med-ElecDHW-GasCDryer-Tier1-Front | DEER2016 | D16v1 | 2015-05-16 | Any | SFm | 2014 | CZ07 | rNCEH | Each | 1 | 1200 | None | 126 | 0.0178 | 9.72 | 6.63 | 0.00129 | 6.81 | 126 | 0.0178 | 9.72 | 6.63 | 0.00129 | 6.81 |  |  | 1 |  | RB-Appl-EffCW-med-ElecDHW-GasCDryer-Tier1-FrontAnySFm2014CZ07rNCEH
RB-Appl-EffCW-med-ElecDHW-GasCDryer-Tier1-Front | DEER2016 | D16v1 | 2015-05-16 | Any | SFm | 2014 | CZ07 | rNCGF | Each | 1 | 1200 | None | 133 | 0.0175 | 8.81 | 9.84 | 0.00111 | 6.44 | 133 | 0.0175 | 8.81 | 9.84 | 0.00111 | 6.44 |  |  | 1 |  | RB-Appl-EffCW-med-ElecDHW-GasCDryer-Tier1-FrontAnySFm2014CZ07rNCGF
RB-Appl-EffCW-med-ElecDHW-GasCDryer-Tier1-Front | DEER2016 | D16v1 | 2015-05-16 | Any | SFm | 2014 | CZ08 | rDXGF | Each | 1 | 1200 | None | 141 | 0.0186 | 8.88 | 16.9 | 0.00115 | 6.43 | 141 | 0.0186 | 8.88 | 16.9 | 0.00115 | 6.43 |  |  | 1 |  | RB-Appl-EffCW-med-ElecDHW-GasCDryer-Tier1-FrontAnySFm2014CZ08rDXGF
RB-Appl-EffCW-med-ElecDHW-GasCDryer-Tier1-Front | DEER2016 | D16v1 | 2015-05-16 | Any | SFm | 2014 | CZ08 | rDXHP | Each | 1 | 1200 | None | 139 | 0.0204 | 9.72 | 10.5 | 0.00302 | 6.81 | 139 | 0.0204 | 9.72 | 10.5 | 0.00302 | 6.81 |  |  | 1 |  | RB-Appl-EffCW-med-ElecDHW-GasCDryer-Tier1-FrontAnySFm2014CZ08rDXHP
RB-Appl-EffCW-med-ElecDHW-GasCDryer-Tier1-Front | DEER2016 | D16v1 | 2015-05-16 | Any | SFm | 2014 | CZ08 | rNCEH | Each | 1 | 1200 | None | 123 | 0.0173 | 9.72 | 6.23 | 0.00125 | 6.81 | 123 | 0.0173 | 9.72 | 6.23 | 0.00125 | 6.81 |  |  | 1 |  | RB-Appl-EffCW-med-ElecDHW-GasCDryer-Tier1-FrontAnySFm2014CZ08rNCEH
RB-Appl-EffCW-med-ElecDHW-GasCDryer-Tier1-Front | DEER2016 | D16v1 | 2015-05-16 | Any | SFm | 2014 | CZ08 | rNCGF | Each | 1 | 1200 | None | 131 | 0.0175 | 8.86 | 9.66 | 0.00126 | 6.45 | 131 | 0.0175 | 8.86 | 9.66 | 0.00126 | 6.45 |  |  | 1 |  | RB-Appl-EffCW-med-ElecDHW-GasCDryer-Tier1-FrontAnySFm2014CZ08rNCGF
RB-Appl-EffCW-med-ElecDHW-GasCDryer-Tier1-Front | DEER2016 | D16v1 | 2015-05-16 | Any | SFm | 2014 | CZ09 | rDXGF | Each | 1 | 1210 | None | 136 | 0.0198 | 8.77 | 7.69 | 0.00275 | 6.38 | 136 | 0.0198 | 8.77 | 7.69 | 0.00275 | 6.38 |  |  | 1 |  | RB-Appl-EffCW-med-ElecDHW-GasCDryer-Tier1-FrontAnySFm2014CZ09rDXGF
RB-Appl-EffCW-med-ElecDHW-GasCDryer-Tier1-Front | DEER2016 | D16v1 | 2015-05-16 | Any | SFm | 2014 | CZ09 | rDXHP | Each | 1 | 1210 | None | 134 | 0.0193 | 9.72 | 8.23 | 0.00139 | 6.81 | 134 | 0.0193 | 9.72 | 8.23 | 0.00139 | 6.81 |  |  | 1 |  | RB-Appl-EffCW-med-ElecDHW-GasCDryer-Tier1-FrontAnySFm2014CZ09rDXHP
RB-Appl-EffCW-med-ElecDHW-GasCDryer-Tier1-Front | DEER2016 | D16v1 | 2015-05-16 | Any | SFm | 2014 | CZ09 | rNCEH | Each | 1 | 1210 | None | 122 | 0.0172 | 9.72 | 5.54 | 0.00128 | 6.81 | 122 | 0.0172 | 9.72 | 5.54 | 0.00128 | 6.81 |  |  | 1 |  | RB-Appl-EffCW-med-ElecDHW-GasCDryer-Tier1-FrontAnySFm2014CZ09rNCEH
RB-Appl-EffCW-med-ElecDHW-GasCDryer-Tier1-Front | DEER2016 | D16v1 | 2015-05-16 | Any | SFm | 2014 | CZ09 | rNCGF | Each | 1 | 1210 | None | 131 | 0.0172 | 8.77 | 9.53 | 0.00125 | 6.38 | 131 | 0.0172 | 8.77 | 9.53 | 0.00125 | 6.38 |  |  | 1 |  | RB-Appl-EffCW-med-ElecDHW-GasCDryer-Tier1-FrontAnySFm2014CZ09rNCGF
RB-Appl-EffCW-med-ElecDHW-GasCDryer-Tier1-Front | DEER2016 | D16v1 | 2015-05-16 | Any | SFm | 2014 | CZ10 | rDXGF | Each | 1 | 974 | None | 138 | 0.0196 | 8.9 | 13.5 | 0.00244 | 6.36 | 138 | 0.0196 | 8.9 | 13.5 | 0.00244 | 6.36 |  |  | 1 |  | RB-Appl-EffCW-med-ElecDHW-GasCDryer-Tier1-FrontAnySFm2014CZ10rDXGF
RB-Appl-EffCW-med-ElecDHW-GasCDryer-Tier1-Front | DEER2016 | D16v1 | 2015-05-16 | Any | SFm | 2014 | CZ10 | rDXHP | Each | 1 | 974 | None | 132 | 0.0186 | 9.72 | 9.73 | 0.00175 | 6.81 | 132 | 0.0186 | 9.72 | 9.73 | 0.00175 | 6.81 |  |  | 1 |  | RB-Appl-EffCW-med-ElecDHW-GasCDryer-Tier1-FrontAnySFm2014CZ10rDXHP
RB-Appl-EffCW-med-ElecDHW-GasCDryer-Tier1-Front | DEER2016 | D16v1 | 2015-05-16 | Any | SFm | 2014 | CZ10 | rNCEH | Each | 1 | 974 | None | 121 | 0.0168 | 9.72 | 4.54 | 0.00123 | 6.81 | 121 | 0.0168 | 9.72 | 4.54 | 0.00123 | 6.81 |  |  | 1 |  | RB-Appl-EffCW-med-ElecDHW-GasCDryer-Tier1-FrontAnySFm2014CZ10rNCEH
RB-Appl-EffCW-med-ElecDHW-GasCDryer-Tier1-Front | DEER2016 | D16v1 | 2015-05-16 | Any | SFm | 2014 | CZ10 | rNCGF | Each | 1 | 974 | None | 131 | 0.0168 | 8.85 | 9.49 | 0.00122 | 6.35 | 131 | 0.0168 | 8.85 | 9.49 | 0.00122 | 6.35 |  |  | 1 |  | RB-Appl-EffCW-med-ElecDHW-GasCDryer-Tier1-FrontAnySFm2014CZ10rNCGF
RB-Appl-EffCW-med-ElecDHW-GasCDryer-Tier1-Front | DEER2016 | D16v1 | 2015-05-16 | Any | SFm | 2014 | CZ11 | rDXGF | Each | 1 | 974 | None | 137 | 0.0206 | 8.74 | 12.3 | 0.00351 | 6.3 | 137 | 0.0206 | 8.74 | 12.3 | 0.00351 | 6.3 |  |  | 1 |  | RB-Appl-EffCW-med-ElecDHW-GasCDryer-Tier1-FrontAnySFm2014CZ11rDXGF
RB-Appl-EffCW-med-ElecDHW-GasCDryer-Tier1-Front | DEER2016 | D16v1 | 2015-05-16 | Any | SFm | 2014 | CZ11 | rDXHP | Each | 1 | 974 | None | 131 | 0.0205 | 9.72 | 9 | 0.00386 | 6.81 | 131 | 0.0205 | 9.72 | 9 | 0.00386 | 6.81 |  |  | 1 |  | RB-Appl-EffCW-med-ElecDHW-GasCDryer-Tier1-FrontAnySFm2014CZ11rDXHP
RB-Appl-EffCW-med-ElecDHW-GasCDryer-Tier1-Front | DEER2016 | D16v1 | 2015-05-16 | Any | SFm | 2014 | CZ11 | rNCEH | Each | 1 | 974 | None | 122 | 0.0168 | 9.72 | 4.32 | 0.00122 | 6.81 | 122 | 0.0168 | 9.72 | 4.32 | 0.00122 | 6.81 |  |  | 1 |  | RB-Appl-EffCW-med-ElecDHW-GasCDryer-Tier1-FrontAnySFm2014CZ11rNCEH
RB-Appl-EffCW-med-ElecDHW-GasCDryer-Tier1-Front | DEER2016 | D16v1 | 2015-05-16 | Any | SFm | 2014 | CZ11 | rNCGF | Each | 1 | 974 | None | 132 | 0.0168 | 8.74 | 9.56 | 0.00122 | 6.31 | 132 | 0.0168 | 8.74 | 9.56 | 0.00122 | 6.31 |  |  | 1 |  | RB-Appl-EffCW-med-ElecDHW-GasCDryer-Tier1-FrontAnySFm2014CZ11rNCGF
RB-Appl-EffCW-med-ElecDHW-GasCDryer-Tier1-Front | DEER2016 | D16v1 | 2015-05-16 | Any | SFm | 2014 | CZ12 | rDXGF | Each | 1 | 974 | None | 141 | 0.0186 | 8.73 | 12.4 | 0.00319 | 6.29 | 141 | 0.0186 | 8.73 | 12.4 | 0.00319 | 6.29 |  |  | 1 |  | RB-Appl-EffCW-med-ElecDHW-GasCDryer-Tier1-FrontAnySFm2014CZ12rDXGF
RB-Appl-EffCW-med-ElecDHW-GasCDryer-Tier1-Front | DEER2016 | D16v1 | 2015-05-16 | Any | SFm | 2014 | CZ12 | rDXHP | Each | 1 | 974 | None | 133 | 0.0214 | 9.72 | 8.07 | 0.00345 | 6.81 | 133 | 0.0214 | 9.72 | 8.07 | 0.00345 | 6.81 |  |  | 1 |  | RB-Appl-EffCW-med-ElecDHW-GasCDryer-Tier1-FrontAnySFm2014CZ12rDXHP
RB-Appl-EffCW-med-ElecDHW-GasCDryer-Tier1-Front | DEER2016 | D16v1 | 2015-05-16 | Any | SFm | 2014 | CZ12 | rNCEH | Each | 1 | 974 | None | 125 | 0.0177 | 9.72 | 4.49 | 0.00131 | 6.81 | 125 | 0.0177 | 9.72 | 4.49 | 0.00131 | 6.81 |  |  | 1 |  | RB-Appl-EffCW-med-ElecDHW-GasCDryer-Tier1-FrontAnySFm2014CZ12rNCEH
RB-Appl-EffCW-med-ElecDHW-GasCDryer-Tier1-Front | DEER2016 | D16v1 | 2015-05-16 | Any | SFm | 2014 | CZ12 | rNCGF | Each | 1 | 974 | None | 136 | 0.0177 | 8.77 | 9.95 | 0.0013 | 6.32 | 136 | 0.0177 | 8.77 | 9.95 | 0.0013 | 6.32 |  |  | 1 |  | RB-Appl-EffCW-med-ElecDHW-GasCDryer-Tier1-FrontAnySFm2014CZ12rNCGF
RB-Appl-EffCW-med-ElecDHW-GasCDryer-Tier1-Front | DEER2016 | D16v1 | 2015-05-16 | Any | SFm | 2014 | CZ13 | rDXGF | Each | 1 | 974 | None | 133 | 0.0185 | 8.65 | 8.28 | 0.00143 | 6.27 | 133 | 0.0185 | 8.65 | 8.28 | 0.00143 | 6.27 |  |  | 1 |  | RB-Appl-EffCW-med-ElecDHW-GasCDryer-Tier1-FrontAnySFm2014CZ13rDXGF
RB-Appl-EffCW-med-ElecDHW-GasCDryer-Tier1-Front | DEER2016 | D16v1 | 2015-05-16 | Any | SFm | 2014 | CZ13 | rDXHP | Each | 1 | 974 | None | 130 | 0.0202 | 9.72 | 8.76 | 0.00302 | 6.81 | 130 | 0.0202 | 9.72 | 8.76 | 0.00302 | 6.81 |  |  | 1 |  | RB-Appl-EffCW-med-ElecDHW-GasCDryer-Tier1-FrontAnySFm2014CZ13rDXHP
RB-Appl-EffCW-med-ElecDHW-GasCDryer-Tier1-Front | DEER2016 | D16v1 | 2015-05-16 | Any | SFm | 2014 | CZ13 | rNCEH | Each | 1 | 974 | None | 119 | 0.0166 | 9.72 | 3.51 | 0.00121 | 6.81 | 119 | 0.0166 | 9.72 | 3.51 | 0.00121 | 6.81 |  |  | 1 |  | RB-Appl-EffCW-med-ElecDHW-GasCDryer-Tier1-FrontAnySFm2014CZ13rNCEH
RB-Appl-EffCW-med-ElecDHW-GasCDryer-Tier1-Front | DEER2016 | D16v1 | 2015-05-16 | Any | SFm | 2014 | CZ13 | rNCGF | Each | 1 | 974 | None | 131 | 0.0166 | 8.67 | 9.39 | 0.00121 | 6.27 | 131 | 0.0166 | 8.67 | 9.39 | 0.00121 | 6.27 |  |  | 1 |  | RB-Appl-EffCW-med-ElecDHW-GasCDryer-Tier1-FrontAnySFm2014CZ13rNCGF
RB-Appl-EffCW-med-ElecDHW-GasCDryer-Tier1-Front | DEER2016 | D16v1 | 2015-05-16 | Any | SFm | 2014 | CZ14 | rDXGF | Each | 1 | 1080 | None | 140 | 0.0184 | 8.83 | 10.5 | 0.00082 | 6.92 | 140 | 0.0184 | 8.83 | 10.5 | 0.00082 | 6.92 |  |  | 1 |  | RB-Appl-EffCW-med-ElecDHW-GasCDryer-Tier1-FrontAnySFm2014CZ14rDXGF
RB-Appl-EffCW-med-ElecDHW-GasCDryer-Tier1-Front | DEER2016 | D16v1 | 2015-05-16 | Any | SFm | 2014 | CZ14 | rDXHP | Each | 1 | 1080 | None | 134 | 0.0189 | 9.72 | 10.4 | 0.00115 | 6.81 | 134 | 0.0189 | 9.72 | 10.4 | 0.00115 | 6.81 |  |  | 1 |  | RB-Appl-EffCW-med-ElecDHW-GasCDryer-Tier1-FrontAnySFm2014CZ14rDXHP
RB-Appl-EffCW-med-ElecDHW-GasCDryer-Tier1-Front | DEER2016 | D16v1 | 2015-05-16 | Any | SFm | 2014 | CZ14 | rNCEH | Each | 1 | 1080 | None | 124 | 0.0162 | 9.72 | 10.4 | 0.00114 | 6.81 | 124 | 0.0162 | 9.72 | 10.4 | 0.00114 | 6.81 |  |  | 1 |  | RB-Appl-EffCW-med-ElecDHW-GasCDryer-Tier1-FrontAnySFm2014CZ14rNCEH
RB-Appl-EffCW-med-ElecDHW-GasCDryer-Tier1-Front | DEER2016 | D16v1 | 2015-05-16 | Any | SFm | 2014 | CZ14 | rNCGF | Each | 1 | 1080 | None | 133 | 0.0162 | 8.89 | 9.94 | 0.00114 | 6.93 | 133 | 0.0162 | 8.89 | 9.94 | 0.00114 | 6.93 |  |  | 1 |  | RB-Appl-EffCW-med-ElecDHW-GasCDryer-Tier1-FrontAnySFm2014CZ14rNCGF
RB-Appl-EffCW-med-ElecDHW-GasCDryer-Tier1-Front | DEER2016 | D16v1 | 2015-05-16 | Any | SFm | 2014 | CZ15 | rDXGF | Each | 1 | 1080 | None | 123 | 0.0162 | 9.3 | 8.57 | 0.00113 | 6.87 | 123 | 0.0162 | 9.3 | 8.57 | 0.00113 | 6.87 |  |  | 1 |  | RB-Appl-EffCW-med-ElecDHW-GasCDryer-Tier1-FrontAnySFm2014CZ15rDXGF
RB-Appl-EffCW-med-ElecDHW-GasCDryer-Tier1-Front | DEER2016 | D16v1 | 2015-05-16 | Any | SFm | 2014 | CZ15 | rDXHP | Each | 1 | 1080 | None | 119 | 0.016 | 9.72 | 8.44 | 0.00095 | 6.81 | 119 | 0.016 | 9.72 | 8.44 | 0.00095 | 6.81 |  |  | 1 |  | RB-Appl-EffCW-med-ElecDHW-GasCDryer-Tier1-FrontAnySFm2014CZ15rDXHP
RB-Appl-EffCW-med-ElecDHW-GasCDryer-Tier1-Front | DEER2016 | D16v1 | 2015-05-16 | Any | SFm | 2014 | CZ15 | rNCEH | Each | 1 | 1080 | None | 110 | 0.0136 | 9.72 | 8.48 | 0.000884 | 6.81 | 110 | 0.0136 | 9.72 | 8.48 | 0.000884 | 6.81 |  |  | 1 |  | RB-Appl-EffCW-med-ElecDHW-GasCDryer-Tier1-FrontAnySFm2014CZ15rNCEH
RB-Appl-EffCW-med-ElecDHW-GasCDryer-Tier1-Front | DEER2016 | D16v1 | 2015-05-16 | Any | SFm | 2014 | CZ15 | rNCGF | Each | 1 | 1080 | None | 114 | 0.0136 | 9.28 | 7.98 | 0.000855 | 6.89 | 114 | 0.0136 | 9.28 | 7.98 | 0.000855 | 6.89 |  |  | 1 |  | RB-Appl-EffCW-med-ElecDHW-GasCDryer-Tier1-FrontAnySFm2014CZ15rNCGF
RB-Appl-EffCW-med-ElecDHW-GasCDryer-Tier1-Front | DEER2016 | D16v1 | 2015-05-16 | Any | SFm | 2014 | CZ16 | rDXGF | Each | 1 | 1150 | None | 153 | 0.0219 | 8.44 | 12.8 | 0.00298 | 6.25 | 153 | 0.0219 | 8.44 | 12.8 | 0.00298 | 6.25 |  |  | 1 |  | RB-Appl-EffCW-med-ElecDHW-GasCDryer-Tier1-FrontAnySFm2014CZ16rDXGF
RB-Appl-EffCW-med-ElecDHW-GasCDryer-Tier1-Front | DEER2016 | D16v1 | 2015-05-16 | Any | SFm | 2014 | CZ16 | rDXHP | Each | 1 | 1150 | None | 138 | 0.0225 | 9.72 | 7.17 | 0.00266 | 6.81 | 138 | 0.0225 | 9.72 | 7.17 | 0.00266 | 6.81 |  |  | 1 |  | RB-Appl-EffCW-med-ElecDHW-GasCDryer-Tier1-FrontAnySFm2014CZ16rDXHP
RB-Appl-EffCW-med-ElecDHW-GasCDryer-Tier1-Front | DEER2016 | D16v1 | 2015-05-16 | Any | SFm | 2014 | CZ16 | rNCEH | Each | 1 | 1150 | None | 136 | 0.0194 | 9.72 | 5.36 | 0.0015 | 6.81 | 136 | 0.0194 | 9.72 | 5.36 | 0.0015 | 6.81 |  |  | 1 |  | RB-Appl-EffCW-med-ElecDHW-GasCDryer-Tier1-FrontAnySFm2014CZ16rNCEH
RB-Appl-EffCW-med-ElecDHW-GasCDryer-Tier1-Front | DEER2016 | D16v1 | 2015-05-16 | Any | SFm | 2014 | CZ16 | rNCGF | Each | 1 | 1150 | None | 150 | 0.0194 | 8.45 | 11.4 | 0.00147 | 6.26 | 150 | 0.0194 | 8.45 | 11.4 | 0.00147 | 6.26 |  |  | 1 |  | RB-Appl-EffCW-med-ElecDHW-GasCDryer-Tier1-FrontAnySFm2014CZ16rNCGF
RB-Appl-EffCW-med-ElecDHW-GasCDryer-Tier1-Front | DEER2016 | D16v1 | 2015-05-14 08:05 | PGE | DMo | Ex | CZ01 | rWtd | Each | 1 | 606 | None | 119 | 0.0138 | 6.93 | 8.68 | 0.000253 | 4.96 | 119 | 0.0138 | 6.93 | 8.68 | 0.000253 | 4.96 |  |  | 2 |  | RB-Appl-EffCW-med-ElecDHW-GasCDryer-Tier1-FrontPGEDMoExCZ01rWtd
RB-Appl-EffCW-med-ElecDHW-GasCDryer-Tier1-Front | DEER2016 | D16v1 | 2015-05-14 08:05 | PGE | DMo | Ex | CZ02 | rWtd | Each | 1 | 606 | None | 115 | 0.0182 | 6.9 | 9.36 | 0.00291 | 4.95 | 115 | 0.0182 | 6.9 | 9.36 | 0.00291 | 4.95 |  |  | 2 |  | RB-Appl-EffCW-med-ElecDHW-GasCDryer-Tier1-FrontPGEDMoExCZ02rWtd
RB-Appl-EffCW-med-ElecDHW-GasCDryer-Tier1-Front | DEER2016 | D16v1 | 2015-05-14 08:05 | PGE | DMo | Ex | CZ03 | rWtd | Each | 1 | 606 | None | 113 | 0.0169 | 6.91 | 8.86 | 0.00186 | 4.93 | 113 | 0.0169 | 6.91 | 8.86 | 0.00186 | 4.93 |  |  | 2 |  | RB-Appl-EffCW-med-ElecDHW-GasCDryer-Tier1-FrontPGEDMoExCZ03rWtd
RB-Appl-EffCW-med-ElecDHW-GasCDryer-Tier1-Front | DEER2016 | D16v1 | 2015-05-14 08:05 | PGE | DMo | Ex | CZ04 | rWtd | Each | 1 | 608 | None | 112 | 0.0165 | 6.98 | 9.18 | 0.00241 | 5.04 | 112 | 0.0165 | 6.98 | 9.18 | 0.00241 | 5.04 |  |  | 2 |  | RB-Appl-EffCW-med-ElecDHW-GasCDryer-Tier1-FrontPGEDMoExCZ04rWtd
RB-Appl-EffCW-med-ElecDHW-GasCDryer-Tier1-Front | DEER2016 | D16v1 | 2015-05-14 08:05 | PGE | DMo | Ex | CZ05 | rWtd | Each | 1 | 607 | None | 113 | 0.0155 | 6.8 | 8.23 | 0.00118 | 4.86 | 113 | 0.0155 | 6.8 | 8.23 | 0.00118 | 4.86 |  |  | 2 |  | RB-Appl-EffCW-med-ElecDHW-GasCDryer-Tier1-FrontPGEDMoExCZ05rWtd
RB-Appl-EffCW-med-ElecDHW-GasCDryer-Tier1-Front | DEER2016 | D16v1 | 2015-05-14 08:05 | PGE | DMo | Ex | CZ11 | rWtd | Each | 1 | 610 | None | 110 | 0.0162 | 6.86 | 9.43 | 0.00226 | 4.99 | 110 | 0.0162 | 6.86 | 9.43 | 0.00226 | 4.99 |  |  | 2 |  | RB-Appl-EffCW-med-ElecDHW-GasCDryer-Tier1-FrontPGEDMoExCZ11rWtd
RB-Appl-EffCW-med-ElecDHW-GasCDryer-Tier1-Front | DEER2016 | D16v1 | 2015-05-14 08:05 | PGE | DMo | Ex | CZ12 | rWtd | Each | 1 | 606 | None | 111 | 0.0166 | 6.89 | 9.07 | 0.00197 | 4.95 | 111 | 0.0166 | 6.89 | 9.07 | 0.00197 | 4.95 |  |  | 2 |  | RB-Appl-EffCW-med-ElecDHW-GasCDryer-Tier1-FrontPGEDMoExCZ12rWtd
RB-Appl-EffCW-med-ElecDHW-GasCDryer-Tier1-Front | DEER2016 | D16v1 | 2015-05-14 08:05 | PGE | DMo | Ex | CZ13 | rWtd | Each | 1 | 604 | None | 108 | 0.0152 | 7.08 | 10.1 | 0.00173 | 5.04 | 108 | 0.0152 | 7.08 | 10.1 | 0.00173 | 5.04 |  |  | 2 |  | RB-Appl-EffCW-med-ElecDHW-GasCDryer-Tier1-FrontPGEDMoExCZ13rWtd
RB-Appl-EffCW-med-ElecDHW-GasCDryer-Tier1-Front | DEER2016 | D16v1 | 2015-05-14 08:05 | PGE | DMo | Ex | CZ16 | rWtd | Each | 1 | 614 | None | 120 | 0.0171 | 6.6 | 9.73 | 0.00187 | 4.95 | 120 | 0.0171 | 6.6 | 9.73 | 0.00187 | 4.95 |  |  | 2 |  | RB-Appl-EffCW-med-ElecDHW-GasCDryer-Tier1-FrontPGEDMoExCZ16rWtd
RB-Appl-EffCW-med-ElecDHW-GasCDryer-Tier1-Front | DEER2016 | D16v1 | 2015-05-14 08:05 | PGE | DMo | Ex | IOU | rWtd | Each | 1 | 608 | None | 112 | 0.0164 | 6.9 | 9.34 | 0.00205 | 4.97 | 112 | 0.0164 | 6.9 | 9.34 | 0.00205 | 4.97 |  |  | 2 |  | RB-Appl-EffCW-med-ElecDHW-GasCDryer-Tier1-FrontPGEDMoExIOUrWtd
RB-Appl-EffCW-med-ElecDHW-GasCDryer-Tier1-Front | DEER2016 | D16v1 | 2015-05-14 08:05 | PGE | DMo | MH00 | CZ01 | rWtd | Each | 1 | 621 | None | 118 | 0.0161 | 6.56 | 8.63 | 0.000914 | 5 | 118 | 0.0161 | 6.56 | 8.63 | 0.000914 | 5 |  |  | 2 |  | RB-Appl-EffCW-med-ElecDHW-GasCDryer-Tier1-FrontPGEDMoMH00CZ01rWtd
RB-Appl-EffCW-med-ElecDHW-GasCDryer-Tier1-Front | DEER2016 | D16v1 | 2015-05-14 08:05 | PGE | DMo | MH00 | CZ02 | rWtd | Each | 1 | 621 | None | 115 | 0.0198 | 6.48 | 8.46 | 0.00329 | 4.93 | 115 | 0.0198 | 6.48 | 8.46 | 0.00329 | 4.93 |  |  | 2 |  | RB-Appl-EffCW-med-ElecDHW-GasCDryer-Tier1-FrontPGEDMoMH00CZ02rWtd
RB-Appl-EffCW-med-ElecDHW-GasCDryer-Tier1-Front | DEER2016 | D16v1 | 2015-05-14 08:05 | PGE | DMo | MH00 | CZ03 | rWtd | Each | 1 | 621 | None | 112 | 0.0168 | 6.48 | 8.27 | 0.00188 | 4.93 | 112 | 0.0168 | 6.48 | 8.27 | 0.00188 | 4.93 |  |  | 2 |  | RB-Appl-EffCW-med-ElecDHW-GasCDryer-Tier1-FrontPGEDMoMH00CZ03rWtd
RB-Appl-EffCW-med-ElecDHW-GasCDryer-Tier1-Front | DEER2016 | D16v1 | 2015-05-14 08:05 | PGE | DMo | MH00 | CZ04 | rWtd | Each | 1 | 621 | None | 114 | 0.0171 | 6.77 | 9.76 | 0.00348 | 5.1 | 114 | 0.0171 | 6.77 | 9.76 | 0.00348 | 5.1 |  |  | 2 |  | RB-Appl-EffCW-med-ElecDHW-GasCDryer-Tier1-FrontPGEDMoMH00CZ04rWtd
RB-Appl-EffCW-med-ElecDHW-GasCDryer-Tier1-Front | DEER2016 | D16v1 | 2015-05-14 08:05 | PGE | DMo | MH00 | CZ05 | rWtd | Each | 1 | 621 | None | 112 | 0.0163 | 6.31 | 7.9 | 0.00129 | 4.88 | 112 | 0.0163 | 6.31 | 7.9 | 0.00129 | 4.88 |  |  | 2 |  | RB-Appl-EffCW-med-ElecDHW-GasCDryer-Tier1-FrontPGEDMoMH00CZ05rWtd
RB-Appl-EffCW-med-ElecDHW-GasCDryer-Tier1-Front | DEER2016 | D16v1 | 2015-05-14 08:05 | PGE | DMo | MH00 | CZ11 | rWtd | Each | 1 | 621 | None | 112 | 0.0166 | 6.6 | 9.99 | 0.00219 | 4.98 | 112 | 0.0166 | 6.6 | 9.99 | 0.00219 | 4.98 |  |  | 2 |  | RB-Appl-EffCW-med-ElecDHW-GasCDryer-Tier1-FrontPGEDMoMH00CZ11rWtd
RB-Appl-EffCW-med-ElecDHW-GasCDryer-Tier1-Front | DEER2016 | D16v1 | 2015-05-14 08:05 | PGE | DMo | MH00 | CZ12 | rWtd | Each | 1 | 621 | None | 114 | 0.0173 | 6.56 | 10.6 | 0.00235 | 5 | 114 | 0.0173 | 6.56 | 10.6 | 0.00235 | 5 |  |  | 2 |  | RB-Appl-EffCW-med-ElecDHW-GasCDryer-Tier1-FrontPGEDMoMH00CZ12rWtd
RB-Appl-EffCW-med-ElecDHW-GasCDryer-Tier1-Front | DEER2016 | D16v1 | 2015-05-14 08:05 | PGE | DMo | MH00 | CZ13 | rWtd | Each | 1 | 621 | None | 112 | 0.0167 | 6.63 | 10.8 | 0.00219 | 5.01 | 112 | 0.0167 | 6.63 | 10.8 | 0.00219 | 5.01 |  |  | 2 |  | RB-Appl-EffCW-med-ElecDHW-GasCDryer-Tier1-FrontPGEDMoMH00CZ13rWtd
RB-Appl-EffCW-med-ElecDHW-GasCDryer-Tier1-Front | DEER2016 | D16v1 | 2015-05-14 08:05 | PGE | DMo | MH00 | CZ16 | rWtd | Each | 1 | 621 | None | 123 | 0.0174 | 6.63 | 12.6 | 0.00191 | 5.02 | 123 | 0.0174 | 6.63 | 12.6 | 0.00191 | 5.02 |  |  | 2 |  | RB-Appl-EffCW-med-ElecDHW-GasCDryer-Tier1-FrontPGEDMoMH00CZ16rWtd
RB-Appl-EffCW-med-ElecDHW-GasCDryer-Tier1-Front | DEER2016 | D16v1 | 2015-05-14 08:05 | PGE | DMo | MH06 | CZ01 | rWtd | Each | 1 | 621 | None | 118 | 0.0161 | 6.49 | 8.48 | 0.0011 | 4.97 | 118 | 0.0161 | 6.49 | 8.48 | 0.0011 | 4.97 |  |  | 2 |  | RB-Appl-EffCW-med-ElecDHW-GasCDryer-Tier1-FrontPGEDMoMH06CZ01rWtd
RB-Appl-EffCW-med-ElecDHW-GasCDryer-Tier1-Front | DEER2016 | D16v1 | 2015-05-14 08:05 | PGE | DMo | MH06 | CZ02 | rWtd | Each | 1 | 621 | None | 115 | 0.0178 | 6.39 | 9.25 | 0.00219 | 4.91 | 115 | 0.0178 | 6.39 | 9.25 | 0.00219 | 4.91 |  |  | 2 |  | RB-Appl-EffCW-med-ElecDHW-GasCDryer-Tier1-FrontPGEDMoMH06CZ02rWtd
RB-Appl-EffCW-med-ElecDHW-GasCDryer-Tier1-Front | DEER2016 | D16v1 | 2015-05-14 08:05 | PGE | DMo | MH06 | CZ03 | rWtd | Each | 1 | 621 | None | 110 | 0.0182 | 6.26 | 7.56 | 0.00161 | 4.84 | 110 | 0.0182 | 6.26 | 7.56 | 0.00161 | 4.84 |  |  | 2 |  | RB-Appl-EffCW-med-ElecDHW-GasCDryer-Tier1-FrontPGEDMoMH06CZ03rWtd
RB-Appl-EffCW-med-ElecDHW-GasCDryer-Tier1-Front | DEER2016 | D16v1 | 2015-05-14 08:05 | PGE | DMo | MH06 | CZ04 | rWtd | Each | 1 | 621 | None | 114 | 0.0167 | 6.7 | 9.95 | 0.00206 | 5.05 | 114 | 0.0167 | 6.7 | 9.95 | 0.00206 | 5.05 |  |  | 2 |  | RB-Appl-EffCW-med-ElecDHW-GasCDryer-Tier1-FrontPGEDMoMH06CZ04rWtd
RB-Appl-EffCW-med-ElecDHW-GasCDryer-Tier1-Front | DEER2016 | D16v1 | 2015-05-14 08:05 | PGE | DMo | MH06 | CZ05 | rWtd | Each | 1 | 621 | None | 113 | 0.0158 | 6.35 | 8.06 | 0.00126 | 4.89 | 113 | 0.0158 | 6.35 | 8.06 | 0.00126 | 4.89 |  |  | 2 |  | RB-Appl-EffCW-med-ElecDHW-GasCDryer-Tier1-FrontPGEDMoMH06CZ05rWtd
RB-Appl-EffCW-med-ElecDHW-GasCDryer-Tier1-Front | DEER2016 | D16v1 | 2015-05-14 08:05 | PGE | DMo | MH06 | CZ11 | rWtd | Each | 1 | 621 | None | 112 | 0.0152 | 6.68 | 10.1 | 0.00166 | 5.01 | 112 | 0.0152 | 6.68 | 10.1 | 0.00166 | 5.01 |  |  | 2 |  | RB-Appl-EffCW-med-ElecDHW-GasCDryer-Tier1-FrontPGEDMoMH06CZ11rWtd
RB-Appl-EffCW-med-ElecDHW-GasCDryer-Tier1-Front | DEER2016 | D16v1 | 2015-05-14 08:05 | PGE | DMo | MH06 | CZ12 | rWtd | Each | 1 | 621 | None | 113 | 0.0171 | 6.65 | 10.1 | 0.00226 | 5.02 | 113 | 0.0171 | 6.65 | 10.1 | 0.00226 | 5.02 |  |  | 2 |  | RB-Appl-EffCW-med-ElecDHW-GasCDryer-Tier1-FrontPGEDMoMH06CZ12rWtd
RB-Appl-EffCW-med-ElecDHW-GasCDryer-Tier1-Front | DEER2016 | D16v1 | 2015-05-14 08:05 | PGE | DMo | MH06 | CZ13 | rWtd | Each | 1 | 621 | None | 112 | 0.0161 | 6.62 | 10.3 | 0.00185 | 5 | 112 | 0.0161 | 6.62 | 10.3 | 0.00185 | 5 |  |  | 2 |  | RB-Appl-EffCW-med-ElecDHW-GasCDryer-Tier1-FrontPGEDMoMH06CZ13rWtd
RB-Appl-EffCW-med-ElecDHW-GasCDryer-Tier1-Front | DEER2016 | D16v1 | 2015-05-14 08:05 | PGE | DMo | MH06 | CZ16 | rWtd | Each | 1 | 621 | None | 121 | 0.017 | 6.6 | 9.04 | 0.00177 | 5.02 | 121 | 0.017 | 6.6 | 9.04 | 0.00177 | 5.02 |  |  | 2 |  | RB-Appl-EffCW-med-ElecDHW-GasCDryer-Tier1-FrontPGEDMoMH06CZ16rWtd
RB-Appl-EffCW-med-ElecDHW-GasCDryer-Tier1-Front | DEER2016 | D16v1 | 2015-05-14 08:05 | PGE | DMo | MH72 | CZ01 | rWtd | Each | 1 | 598 | None | 119 | 0.0123 | 7.2 | 8.78 | -0.000451 | 4.96 | 119 | 0.0123 | 7.2 | 8.78 | -0.000451 | 4.96 |  |  | 2 |  | RB-Appl-EffCW-med-ElecDHW-GasCDryer-Tier1-FrontPGEDMoMH72CZ01rWtd
RB-Appl-EffCW-med-ElecDHW-GasCDryer-Tier1-Front | DEER2016 | D16v1 | 2015-05-14 08:05 | PGE | DMo | MH72 | CZ02 | rWtd | Each | 1 | 598 | None | 116 | 0.0178 | 7.17 | 10.3 | 0.0029 | 4.96 | 116 | 0.0178 | 7.17 | 10.3 | 0.0029 | 4.96 |  |  | 2 |  | RB-Appl-EffCW-med-ElecDHW-GasCDryer-Tier1-FrontPGEDMoMH72CZ02rWtd
RB-Appl-EffCW-med-ElecDHW-GasCDryer-Tier1-Front | DEER2016 | D16v1 | 2015-05-14 08:05 | PGE | DMo | MH72 | CZ03 | rWtd | Each | 1 | 598 | None | 114 | 0.0165 | 7.18 | 9.03 | 0.00177 | 4.95 | 114 | 0.0165 | 7.18 | 9.03 | 0.00177 | 4.95 |  |  | 2 |  | RB-Appl-EffCW-med-ElecDHW-GasCDryer-Tier1-FrontPGEDMoMH72CZ03rWtd
RB-Appl-EffCW-med-ElecDHW-GasCDryer-Tier1-Front | DEER2016 | D16v1 | 2015-05-14 08:05 | PGE | DMo | MH72 | CZ04 | rWtd | Each | 1 | 598 | None | 111 | 0.0161 | 7.26 | 8.93 | 0.00214 | 5.05 | 111 | 0.0161 | 7.26 | 8.93 | 0.00214 | 5.05 |  |  | 2 |  | RB-Appl-EffCW-med-ElecDHW-GasCDryer-Tier1-FrontPGEDMoMH72CZ04rWtd
RB-Appl-EffCW-med-ElecDHW-GasCDryer-Tier1-Front | DEER2016 | D16v1 | 2015-05-14 08:05 | PGE | DMo | MH72 | CZ05 | rWtd | Each | 1 | 598 | None | 114 | 0.0156 | 7.15 | 8.34 | 0.00128 | 4.87 | 114 | 0.0156 | 7.15 | 8.34 | 0.00128 | 4.87 |  |  | 2 |  | RB-Appl-EffCW-med-ElecDHW-GasCDryer-Tier1-FrontPGEDMoMH72CZ05rWtd
RB-Appl-EffCW-med-ElecDHW-GasCDryer-Tier1-Front | DEER2016 | D16v1 | 2015-05-14 08:05 | PGE | DMo | MH72 | CZ11 | rWtd | Each | 1 | 598 | None | 108 | 0.0163 | 7.29 | 9.45 | 0.00249 | 5.06 | 108 | 0.0163 | 7.29 | 9.45 | 0.00249 | 5.06 |  |  | 2 |  | RB-Appl-EffCW-med-ElecDHW-GasCDryer-Tier1-FrontPGEDMoMH72CZ11rWtd
RB-Appl-EffCW-med-ElecDHW-GasCDryer-Tier1-Front | DEER2016 | D16v1 | 2015-05-14 08:05 | PGE | DMo | MH72 | CZ12 | rWtd | Each | 1 | 598 | None | 111 | 0.0167 | 7.17 | 9.39 | 0.00245 | 4.99 | 111 | 0.0167 | 7.17 | 9.39 | 0.00245 | 4.99 |  |  | 2 |  | RB-Appl-EffCW-med-ElecDHW-GasCDryer-Tier1-FrontPGEDMoMH72CZ12rWtd
RB-Appl-EffCW-med-ElecDHW-GasCDryer-Tier1-Front | DEER2016 | D16v1 | 2015-05-14 08:05 | PGE | DMo | MH72 | CZ13 | rWtd | Each | 1 | 598 | None | 108 | 0.0146 | 7.25 | 10.1 | 0.00157 | 5.04 | 108 | 0.0146 | 7.25 | 10.1 | 0.00157 | 5.04 |  |  | 2 |  | RB-Appl-EffCW-med-ElecDHW-GasCDryer-Tier1-FrontPGEDMoMH72CZ13rWtd
RB-Appl-EffCW-med-ElecDHW-GasCDryer-Tier1-Front | DEER2016 | D16v1 | 2015-05-14 08:05 | PGE | DMo | MH72 | CZ16 | rWtd | Each | 1 | 598 | None | 121 | 0.0166 | 7.18 | 10.4 | 0.00189 | 4.99 | 121 | 0.0166 | 7.18 | 10.4 | 0.00189 | 4.99 |  |  | 2 |  | RB-Appl-EffCW-med-ElecDHW-GasCDryer-Tier1-FrontPGEDMoMH72CZ16rWtd
RB-Appl-EffCW-med-ElecDHW-GasCDryer-Tier1-Front | DEER2016 | D16v1 | 2015-05-14 08:05 | PGE | DMo | MH85 | CZ01 | rWtd | Each | 1 | 621 | None | 118 | 0.0166 | 6.41 | 8.48 | 0.00162 | 4.96 | 118 | 0.0166 | 6.41 | 8.48 | 0.00162 | 4.96 |  |  | 2 |  | RB-Appl-EffCW-med-ElecDHW-GasCDryer-Tier1-FrontPGEDMoMH85CZ01rWtd
RB-Appl-EffCW-med-ElecDHW-GasCDryer-Tier1-Front | DEER2016 | D16v1 | 2015-05-14 08:05 | PGE | DMo | MH85 | CZ02 | rWtd | Each | 1 | 621 | None | 113 | 0.0188 | 6.36 | 7.3 | 0.00285 | 4.95 | 113 | 0.0188 | 6.36 | 7.3 | 0.00285 | 4.95 |  |  | 2 |  | RB-Appl-EffCW-med-ElecDHW-GasCDryer-Tier1-FrontPGEDMoMH85CZ02rWtd
RB-Appl-EffCW-med-ElecDHW-GasCDryer-Tier1-Front | DEER2016 | D16v1 | 2015-05-14 08:05 | PGE | DMo | MH85 | CZ03 | rWtd | Each | 1 | 621 | None | 113 | 0.0177 | 6.36 | 8.56 | 0.00205 | 4.88 | 113 | 0.0177 | 6.36 | 8.56 | 0.00205 | 4.88 |  |  | 2 |  | RB-Appl-EffCW-med-ElecDHW-GasCDryer-Tier1-FrontPGEDMoMH85CZ03rWtd
RB-Appl-EffCW-med-ElecDHW-GasCDryer-Tier1-Front | DEER2016 | D16v1 | 2015-05-14 08:05 | PGE | DMo | MH85 | CZ04 | rWtd | Each | 1 | 621 | None | 113 | 0.0171 | 6.43 | 9.15 | 0.00226 | 4.93 | 113 | 0.0171 | 6.43 | 9.15 | 0.00226 | 4.93 |  |  | 2 |  | RB-Appl-EffCW-med-ElecDHW-GasCDryer-Tier1-FrontPGEDMoMH85CZ04rWtd
RB-Appl-EffCW-med-ElecDHW-GasCDryer-Tier1-Front | DEER2016 | D16v1 | 2015-05-14 08:05 | PGE | DMo | MH85 | CZ05 | rWtd | Each | 1 | 621 | None | 113 | 0.0153 | 6.18 | 8.06 | 0.000943 | 4.84 | 113 | 0.0153 | 6.18 | 8.06 | 0.000943 | 4.84 |  |  | 2 |  | RB-Appl-EffCW-med-ElecDHW-GasCDryer-Tier1-FrontPGEDMoMH85CZ05rWtd
RB-Appl-EffCW-med-ElecDHW-GasCDryer-Tier1-Front | DEER2016 | D16v1 | 2015-05-14 08:05 | PGE | DMo | MH85 | CZ11 | rWtd | Each | 1 | 621 | None | 111 | 0.016 | 6.46 | 9.34 | 0.00203 | 4.92 | 111 | 0.016 | 6.46 | 9.34 | 0.00203 | 4.92 |  |  | 2 |  | RB-Appl-EffCW-med-ElecDHW-GasCDryer-Tier1-FrontPGEDMoMH85CZ11rWtd
RB-Appl-EffCW-med-ElecDHW-GasCDryer-Tier1-Front | DEER2016 | D16v1 | 2015-05-14 08:05 | PGE | DMo | MH85 | CZ12 | rWtd | Each | 1 | 621 | None | 111 | 0.0161 | 6.37 | 8.07 | 0.000876 | 4.85 | 111 | 0.0161 | 6.37 | 8.07 | 0.000876 | 4.85 |  |  | 2 |  | RB-Appl-EffCW-med-ElecDHW-GasCDryer-Tier1-FrontPGEDMoMH85CZ12rWtd
RB-Appl-EffCW-med-ElecDHW-GasCDryer-Tier1-Front | DEER2016 | D16v1 | 2015-05-14 08:05 | PGE | DMo | MH85 | CZ13 | rWtd | Each | 1 | 621 | None | 110 | 0.0166 | 6.62 | 9.95 | 0.00219 | 5.02 | 110 | 0.0166 | 6.62 | 9.95 | 0.00219 | 5.02 |  |  | 2 |  | RB-Appl-EffCW-med-ElecDHW-GasCDryer-Tier1-FrontPGEDMoMH85CZ13rWtd
RB-Appl-EffCW-med-ElecDHW-GasCDryer-Tier1-Front | DEER2016 | D16v1 | 2015-05-14 08:05 | PGE | DMo | MH85 | CZ16 | rWtd | Each | 1 | 621 | None | 119 | 0.0173 | 6.32 | 9.27 | 0.00187 | 4.93 | 119 | 0.0173 | 6.32 | 9.27 | 0.00187 | 4.93 |  |  | 2 |  | RB-Appl-EffCW-med-ElecDHW-GasCDryer-Tier1-FrontPGEDMoMH85CZ16rWtd
RB-Appl-EffCW-med-ElecDHW-GasCDryer-Tier1-Front | DEER2016 | D16v1 | 2015-05-14 08:05 | PGE | MFm | 1975 | CZ01 | rWtd | Each | 1 | 474 | None | 119 | 0.0164 | 6.89 | 9.41 | 0.00124 | 5.49 | 119 | 0.0164 | 6.89 | 9.41 | 0.00124 | 5.49 |  |  | 2 |  | RB-Appl-EffCW-med-ElecDHW-GasCDryer-Tier1-FrontPGEMFm1975CZ01rWtd
RB-Appl-EffCW-med-ElecDHW-GasCDryer-Tier1-Front | DEER2016 | D16v1 | 2015-05-14 08:05 | PGE | MFm | 1975 | CZ02 | rWtd | Each | 1 | 474 | None | 114 | 0.0163 | 7.27 | 8.74 | 0.000965 | 5.5 | 114 | 0.0163 | 7.27 | 8.74 | 0.000965 | 5.5 |  |  | 2 |  | RB-Appl-EffCW-med-ElecDHW-GasCDryer-Tier1-FrontPGEMFm1975CZ02rWtd
RB-Appl-EffCW-med-ElecDHW-GasCDryer-Tier1-Front | DEER2016 | D16v1 | 2015-05-14 08:05 | PGE | MFm | 1975 | CZ03 | rWtd | Each | 1 | 474 | None | 113 | 0.0159 | 7.18 | 8.83 | 0.00128 | 5.49 | 113 | 0.0159 | 7.18 | 8.83 | 0.00128 | 5.49 |  |  | 2 |  | RB-Appl-EffCW-med-ElecDHW-GasCDryer-Tier1-FrontPGEMFm1975CZ03rWtd
RB-Appl-EffCW-med-ElecDHW-GasCDryer-Tier1-Front | DEER2016 | D16v1 | 2015-05-14 08:05 | PGE | MFm | 1975 | CZ04 | rWtd | Each | 1 | 474 | None | 111 | 0.0151 | 7.35 | 8.46 | 0.00103 | 5.5 | 111 | 0.0151 | 7.35 | 8.46 | 0.00103 | 5.5 |  |  | 2 |  | RB-Appl-EffCW-med-ElecDHW-GasCDryer-Tier1-FrontPGEMFm1975CZ04rWtd
RB-Appl-EffCW-med-ElecDHW-GasCDryer-Tier1-Front | DEER2016 | D16v1 | 2015-05-14 08:05 | PGE | MFm | 1975 | CZ05 | rWtd | Each | 1 | 474 | None | 114 | 0.0155 | 7.09 | 8.98 | 0.000778 | 5.48 | 114 | 0.0155 | 7.09 | 8.98 | 0.000778 | 5.48 |  |  | 2 |  | RB-Appl-EffCW-med-ElecDHW-GasCDryer-Tier1-FrontPGEMFm1975CZ05rWtd
RB-Appl-EffCW-med-ElecDHW-GasCDryer-Tier1-Front | DEER2016 | D16v1 | 2015-05-14 08:05 | PGE | MFm | 1975 | CZ11 | rWtd | Each | 1 | 487 | None | 110 | 0.0158 | 7.33 | 8.02 | 0.00126 | 5.49 | 110 | 0.0158 | 7.33 | 8.02 | 0.00126 | 5.49 |  |  | 2 |  | RB-Appl-EffCW-med-ElecDHW-GasCDryer-Tier1-FrontPGEMFm1975CZ11rWtd
RB-Appl-EffCW-med-ElecDHW-GasCDryer-Tier1-Front | DEER2016 | D16v1 | 2015-05-14 08:05 | PGE | MFm | 1975 | CZ12 | rWtd | Each | 1 | 487 | None | 112 | 0.0168 | 7.32 | 8.28 | 0.00108 | 5.52 | 112 | 0.0168 | 7.32 | 8.28 | 0.00108 | 5.52 |  |  | 2 |  | RB-Appl-EffCW-med-ElecDHW-GasCDryer-Tier1-FrontPGEMFm1975CZ12rWtd
RB-Appl-EffCW-med-ElecDHW-GasCDryer-Tier1-Front | DEER2016 | D16v1 | 2015-05-14 08:05 | PGE | MFm | 1975 | CZ13 | rWtd | Each | 1 | 487 | None | 110 | 0.0151 | 7.36 | 8.11 | 0.00105 | 5.51 | 110 | 0.0151 | 7.36 | 8.11 | 0.00105 | 5.51 |  |  | 2 |  | RB-Appl-EffCW-med-ElecDHW-GasCDryer-Tier1-FrontPGEMFm1975CZ13rWtd
RB-Appl-EffCW-med-ElecDHW-GasCDryer-Tier1-Front | DEER2016 | D16v1 | 2015-05-14 08:05 | PGE | MFm | 1975 | CZ16 | rWtd | Each | 1 | 474 | None | 121 | 0.0172 | 7.15 | 9.3 | 0.000667 | 5.46 | 121 | 0.0172 | 7.15 | 9.3 | 0.000667 | 5.46 |  |  | 2 |  | RB-Appl-EffCW-med-ElecDHW-GasCDryer-Tier1-FrontPGEMFm1975CZ16rWtd
RB-Appl-EffCW-med-ElecDHW-GasCDryer-Tier1-Front | DEER2016 | D16v1 | 2015-05-14 08:05 | PGE | MFm | 1985 | CZ01 | rWtd | Each | 1 | 512 | None | 120 | 0.0164 | 7.08 | 9.59 | 0.00129 | 5.57 | 120 | 0.0164 | 7.08 | 9.59 | 0.00129 | 5.57 |  |  | 2 |  | RB-Appl-EffCW-med-ElecDHW-GasCDryer-Tier1-FrontPGEMFm1985CZ01rWtd
RB-Appl-EffCW-med-ElecDHW-GasCDryer-Tier1-Front | DEER2016 | D16v1 | 2015-05-14 08:05 | PGE | MFm | 1985 | CZ02 | rWtd | Each | 1 | 512 | None | 114 | 0.0164 | 7.27 | 8.86 | 0.00106 | 5.54 | 114 | 0.0164 | 7.27 | 8.86 | 0.00106 | 5.54 |  |  | 2 |  | RB-Appl-EffCW-med-ElecDHW-GasCDryer-Tier1-FrontPGEMFm1985CZ02rWtd
RB-Appl-EffCW-med-ElecDHW-GasCDryer-Tier1-Front | DEER2016 | D16v1 | 2015-05-14 08:05 | PGE | MFm | 1985 | CZ03 | rWtd | Each | 1 | 512 | None | 113 | 0.0154 | 7.19 | 8.88 | 0.000971 | 5.55 | 113 | 0.0154 | 7.19 | 8.88 | 0.000971 | 5.55 |  |  | 2 |  | RB-Appl-EffCW-med-ElecDHW-GasCDryer-Tier1-FrontPGEMFm1985CZ03rWtd
RB-Appl-EffCW-med-ElecDHW-GasCDryer-Tier1-Front | DEER2016 | D16v1 | 2015-05-14 08:05 | PGE | MFm | 1985 | CZ04 | rWtd | Each | 1 | 512 | None | 111 | 0.0154 | 7.38 | 8.49 | 0.00101 | 5.54 | 111 | 0.0154 | 7.38 | 8.49 | 0.00101 | 5.54 |  |  | 2 |  | RB-Appl-EffCW-med-ElecDHW-GasCDryer-Tier1-FrontPGEMFm1985CZ04rWtd
RB-Appl-EffCW-med-ElecDHW-GasCDryer-Tier1-Front | DEER2016 | D16v1 | 2015-05-14 08:05 | PGE | MFm | 1985 | CZ05 | rWtd | Each | 1 | 512 | None | 115 | 0.0151 | 7.18 | 9.03 | 0.000916 | 5.55 | 115 | 0.0151 | 7.18 | 9.03 | 0.000916 | 5.55 |  |  | 2 |  | RB-Appl-EffCW-med-ElecDHW-GasCDryer-Tier1-FrontPGEMFm1985CZ05rWtd
RB-Appl-EffCW-med-ElecDHW-GasCDryer-Tier1-Front | DEER2016 | D16v1 | 2015-05-14 08:05 | PGE | MFm | 1985 | CZ11 | rWtd | Each | 1 | 512 | None | 110 | 0.0153 | 7.35 | 7.92 | 0.000693 | 5.5 | 110 | 0.0153 | 7.35 | 7.92 | 0.000693 | 5.5 |  |  | 2 |  | RB-Appl-EffCW-med-ElecDHW-GasCDryer-Tier1-FrontPGEMFm1985CZ11rWtd
RB-Appl-EffCW-med-ElecDHW-GasCDryer-Tier1-Front | DEER2016 | D16v1 | 2015-05-14 08:05 | PGE | MFm | 1985 | CZ12 | rWtd | Each | 1 | 512 | None | 111 | 0.0169 | 7.33 | 7.86 | 0.00201 | 5.52 | 111 | 0.0169 | 7.33 | 7.86 | 0.00201 | 5.52 |  |  | 2 |  | RB-Appl-EffCW-med-ElecDHW-GasCDryer-Tier1-FrontPGEMFm1985CZ12rWtd
RB-Appl-EffCW-med-ElecDHW-GasCDryer-Tier1-Front | DEER2016 | D16v1 | 2015-05-14 08:05 | PGE | MFm | 1985 | CZ13 | rWtd | Each | 1 | 512 | None | 108 | 0.0149 | 7.37 | 7.61 | 0.000484 | 5.52 | 108 | 0.0149 | 7.37 | 7.61 | 0.000484 | 5.52 |  |  | 2 |  | RB-Appl-EffCW-med-ElecDHW-GasCDryer-Tier1-FrontPGEMFm1985CZ13rWtd
RB-Appl-EffCW-med-ElecDHW-GasCDryer-Tier1-Front | DEER2016 | D16v1 | 2015-05-14 08:05 | PGE | MFm | 1985 | CZ16 | rWtd | Each | 1 | 512 | None | 122 | 0.0163 | 7.2 | 9.55 | 0.000841 | 5.51 | 122 | 0.0163 | 7.2 | 9.55 | 0.000841 | 5.51 |  |  | 2 |  | RB-Appl-EffCW-med-ElecDHW-GasCDryer-Tier1-FrontPGEMFm1985CZ16rWtd
RB-Appl-EffCW-med-ElecDHW-GasCDryer-Tier1-Front | DEER2016 | D16v1 | 2015-05-14 08:05 | PGE | MFm | 1996 | CZ01 | rWtd | Each | 1 | 432 | None | 119 | 0.0165 | 7.01 | 9.23 | 0.00137 | 5.41 | 119 | 0.0165 | 7.01 | 9.23 | 0.00137 | 5.41 |  |  | 2 |  | RB-Appl-EffCW-med-ElecDHW-GasCDryer-Tier1-FrontPGEMFm1996CZ01rWtd
RB-Appl-EffCW-med-ElecDHW-GasCDryer-Tier1-Front | DEER2016 | D16v1 | 2015-05-14 08:05 | PGE | MFm | 1996 | CZ02 | rWtd | Each | 1 | 432 | None | 114 | 0.0175 | 7.32 | 8.54 | 0.00234 | 5.48 | 114 | 0.0175 | 7.32 | 8.54 | 0.00234 | 5.48 |  |  | 2 |  | RB-Appl-EffCW-med-ElecDHW-GasCDryer-Tier1-FrontPGEMFm1996CZ02rWtd
RB-Appl-EffCW-med-ElecDHW-GasCDryer-Tier1-Front | DEER2016 | D16v1 | 2015-05-14 08:05 | PGE | MFm | 1996 | CZ03 | rWtd | Each | 1 | 432 | None | 113 | 0.0155 | 7.28 | 8.66 | 0.00117 | 5.48 | 113 | 0.0155 | 7.28 | 8.66 | 0.00117 | 5.48 |  |  | 2 |  | RB-Appl-EffCW-med-ElecDHW-GasCDryer-Tier1-FrontPGEMFm1996CZ03rWtd
RB-Appl-EffCW-med-ElecDHW-GasCDryer-Tier1-Front | DEER2016 | D16v1 | 2015-05-14 08:05 | PGE | MFm | 1996 | CZ04 | rWtd | Each | 1 | 432 | None | 111 | 0.0155 | 7.44 | 8.54 | 0.0013 | 5.48 | 111 | 0.0155 | 7.44 | 8.54 | 0.0013 | 5.48 |  |  | 2 |  | RB-Appl-EffCW-med-ElecDHW-GasCDryer-Tier1-FrontPGEMFm1996CZ04rWtd
RB-Appl-EffCW-med-ElecDHW-GasCDryer-Tier1-Front | DEER2016 | D16v1 | 2015-05-14 08:05 | PGE | MFm | 1996 | CZ05 | rWtd | Each | 1 | 432 | None | 115 | 0.0163 | 7.23 | 8.86 | 0.00123 | 5.48 | 115 | 0.0163 | 7.23 | 8.86 | 0.00123 | 5.48 |  |  | 2 |  | RB-Appl-EffCW-med-ElecDHW-GasCDryer-Tier1-FrontPGEMFm1996CZ05rWtd
RB-Appl-EffCW-med-ElecDHW-GasCDryer-Tier1-Front | DEER2016 | D16v1 | 2015-05-14 08:05 | PGE | MFm | 1996 | CZ11 | rWtd | Each | 1 | 456 | None | 111 | 0.0159 | 7.42 | 8.15 | 0.00131 | 5.46 | 111 | 0.0159 | 7.42 | 8.15 | 0.00131 | 5.46 |  |  | 2 |  | RB-Appl-EffCW-med-ElecDHW-GasCDryer-Tier1-FrontPGEMFm1996CZ11rWtd
RB-Appl-EffCW-med-ElecDHW-GasCDryer-Tier1-Front | DEER2016 | D16v1 | 2015-05-14 08:05 | PGE | MFm | 1996 | CZ12 | rWtd | Each | 1 | 456 | None | 112 | 0.0172 | 7.29 | 8.42 | 0.00445 | 5.46 | 112 | 0.0172 | 7.29 | 8.42 | 0.00445 | 5.46 |  |  | 2 |  | RB-Appl-EffCW-med-ElecDHW-GasCDryer-Tier1-FrontPGEMFm1996CZ12rWtd
RB-Appl-EffCW-med-ElecDHW-GasCDryer-Tier1-Front | DEER2016 | D16v1 | 2015-05-14 08:05 | PGE | MFm | 1996 | CZ13 | rWtd | Each | 1 | 456 | None | 110 | 0.0156 | 7.37 | 8.18 | 0.00164 | 5.47 | 110 | 0.0156 | 7.37 | 8.18 | 0.00164 | 5.47 |  |  | 2 |  | RB-Appl-EffCW-med-ElecDHW-GasCDryer-Tier1-FrontPGEMFm1996CZ13rWtd
RB-Appl-EffCW-med-ElecDHW-GasCDryer-Tier1-Front | DEER2016 | D16v1 | 2015-05-14 08:05 | PGE | MFm | 1996 | CZ16 | rWtd | Each | 1 | 432 | None | 122 | 0.0166 | 7.17 | 9.39 | 0.00106 | 5.45 | 122 | 0.0166 | 7.17 | 9.39 | 0.00106 | 5.45 |  |  | 2 |  | RB-Appl-EffCW-med-ElecDHW-GasCDryer-Tier1-FrontPGEMFm1996CZ16rWtd
RB-Appl-EffCW-med-ElecDHW-GasCDryer-Tier1-Front | DEER2016 | D16v1 | 2015-05-14 08:05 | PGE | MFm | 2003 | CZ01 | rWtd | Each | 1 | 441 | None | 120 | 0.0164 | 7.21 | 9.3 | 0.00127 | 5.5 | 120 | 0.0164 | 7.21 | 9.3 | 0.00127 | 5.5 |  |  | 2 |  | RB-Appl-EffCW-med-ElecDHW-GasCDryer-Tier1-FrontPGEMFm2003CZ01rWtd
RB-Appl-EffCW-med-ElecDHW-GasCDryer-Tier1-Front | DEER2016 | D16v1 | 2015-05-14 08:05 | PGE | MFm | 2003 | CZ02 | rWtd | Each | 1 | 474 | None | 114 | 0.0171 | 7.26 | 8.56 | 0.00148 | 5.44 | 114 | 0.0171 | 7.26 | 8.56 | 0.00148 | 5.44 |  |  | 2 |  | RB-Appl-EffCW-med-ElecDHW-GasCDryer-Tier1-FrontPGEMFm2003CZ02rWtd
RB-Appl-EffCW-med-ElecDHW-GasCDryer-Tier1-Front | DEER2016 | D16v1 | 2015-05-14 08:05 | PGE | MFm | 2003 | CZ03 | rWtd | Each | 1 | 441 | None | 113 | 0.0156 | 7.12 | 8.57 | 0.00119 | 5.47 | 113 | 0.0156 | 7.12 | 8.57 | 0.00119 | 5.47 |  |  | 2 |  | RB-Appl-EffCW-med-ElecDHW-GasCDryer-Tier1-FrontPGEMFm2003CZ03rWtd
RB-Appl-EffCW-med-ElecDHW-GasCDryer-Tier1-Front | DEER2016 | D16v1 | 2015-05-14 08:05 | PGE | MFm | 2003 | CZ04 | rWtd | Each | 1 | 441 | None | 112 | 0.0156 | 7.36 | 8.24 | 0.00124 | 5.44 | 112 | 0.0156 | 7.36 | 8.24 | 0.00124 | 5.44 |  |  | 2 |  | RB-Appl-EffCW-med-ElecDHW-GasCDryer-Tier1-FrontPGEMFm2003CZ04rWtd
RB-Appl-EffCW-med-ElecDHW-GasCDryer-Tier1-Front | DEER2016 | D16v1 | 2015-05-14 08:05 | PGE | MFm | 2003 | CZ05 | rWtd | Each | 1 | 441 | None | 115 | 0.0162 | 7.2 | 8.77 | 0.00159 | 5.48 | 115 | 0.0162 | 7.2 | 8.77 | 0.00159 | 5.48 |  |  | 2 |  | RB-Appl-EffCW-med-ElecDHW-GasCDryer-Tier1-FrontPGEMFm2003CZ05rWtd
RB-Appl-EffCW-med-ElecDHW-GasCDryer-Tier1-Front | DEER2016 | D16v1 | 2015-05-14 08:05 | PGE | MFm | 2003 | CZ11 | rWtd | Each | 1 | 474 | None | 111 | 0.0147 | 7.35 | 8.74 | 0.00102 | 5.47 | 111 | 0.0147 | 7.35 | 8.74 | 0.00102 | 5.47 |  |  | 2 |  | RB-Appl-EffCW-med-ElecDHW-GasCDryer-Tier1-FrontPGEMFm2003CZ11rWtd
RB-Appl-EffCW-med-ElecDHW-GasCDryer-Tier1-Front | DEER2016 | D16v1 | 2015-05-14 08:05 | PGE | MFm | 2003 | CZ12 | rWtd | Each | 1 | 474 | None | 112 | 0.0172 | 7.38 | 8.36 | 0.00159 | 5.47 | 112 | 0.0172 | 7.38 | 8.36 | 0.00159 | 5.47 |  |  | 2 |  | RB-Appl-EffCW-med-ElecDHW-GasCDryer-Tier1-FrontPGEMFm2003CZ12rWtd
RB-Appl-EffCW-med-ElecDHW-GasCDryer-Tier1-Front | DEER2016 | D16v1 | 2015-05-14 08:05 | PGE | MFm | 2003 | CZ13 | rWtd | Each | 1 | 474 | None | 110 | 0.0148 | 7.46 | 8.57 | 0.00101 | 5.49 | 110 | 0.0148 | 7.46 | 8.57 | 0.00101 | 5.49 |  |  | 2 |  | RB-Appl-EffCW-med-ElecDHW-GasCDryer-Tier1-FrontPGEMFm2003CZ13rWtd
RB-Appl-EffCW-med-ElecDHW-GasCDryer-Tier1-Front | DEER2016 | D16v1 | 2015-05-14 08:05 | PGE | MFm | 2003 | CZ16 | rWtd | Each | 1 | 441 | None | 122 | 0.017 | 7.23 | 9.43 | 0.00131 | 5.46 | 122 | 0.017 | 7.23 | 9.43 | 0.00131 | 5.46 |  |  | 2 |  | RB-Appl-EffCW-med-ElecDHW-GasCDryer-Tier1-FrontPGEMFm2003CZ16rWtd
RB-Appl-EffCW-med-ElecDHW-GasCDryer-Tier1-Front | DEER2016 | D16v1 | 2015-05-14 08:05 | PGE | MFm | 2007 | CZ01 | rWtd | Each | 1 | 441 | None | 119 | 0.0163 | 7.04 | 9.18 | 0.00115 | 5.46 | 119 | 0.0163 | 7.04 | 9.18 | 0.00115 | 5.46 |  |  | 2 |  | RB-Appl-EffCW-med-ElecDHW-GasCDryer-Tier1-FrontPGEMFm2007CZ01rWtd
RB-Appl-EffCW-med-ElecDHW-GasCDryer-Tier1-Front | DEER2016 | D16v1 | 2015-05-14 08:05 | PGE | MFm | 2007 | CZ02 | rWtd | Each | 1 | 474 | None | 114 | 0.0163 | 7.35 | 8.67 | 0.00152 | 5.5 | 114 | 0.0163 | 7.35 | 8.67 | 0.00152 | 5.5 |  |  | 2 |  | RB-Appl-EffCW-med-ElecDHW-GasCDryer-Tier1-FrontPGEMFm2007CZ02rWtd
RB-Appl-EffCW-med-ElecDHW-GasCDryer-Tier1-Front | DEER2016 | D16v1 | 2015-05-14 08:05 | PGE | MFm | 2007 | CZ03 | rWtd | Each | 1 | 441 | None | 113 | 0.0155 | 7.18 | 8.61 | 0.00118 | 5.48 | 113 | 0.0155 | 7.18 | 8.61 | 0.00118 | 5.48 |  |  | 2 |  | RB-Appl-EffCW-med-ElecDHW-GasCDryer-Tier1-FrontPGEMFm2007CZ03rWtd
RB-Appl-EffCW-med-ElecDHW-GasCDryer-Tier1-Front | DEER2016 | D16v1 | 2015-05-14 08:05 | PGE | MFm | 2007 | CZ04 | rWtd | Each | 1 | 441 | None | 112 | 0.0152 | 7.38 | 8.41 | 0.00134 | 5.46 | 112 | 0.0152 | 7.38 | 8.41 | 0.00134 | 5.46 |  |  | 2 |  | RB-Appl-EffCW-med-ElecDHW-GasCDryer-Tier1-FrontPGEMFm2007CZ04rWtd
RB-Appl-EffCW-med-ElecDHW-GasCDryer-Tier1-Front | DEER2016 | D16v1 | 2015-05-14 08:05 | PGE | MFm | 2007 | CZ05 | rWtd | Each | 1 | 441 | None | 115 | 0.0157 | 7.3 | 8.81 | 0.00138 | 5.48 | 115 | 0.0157 | 7.3 | 8.81 | 0.00138 | 5.48 |  |  | 2 |  | RB-Appl-EffCW-med-ElecDHW-GasCDryer-Tier1-FrontPGEMFm2007CZ05rWtd
RB-Appl-EffCW-med-ElecDHW-GasCDryer-Tier1-Front | DEER2016 | D16v1 | 2015-05-14 08:05 | PGE | MFm | 2007 | CZ11 | rWtd | Each | 1 | 474 | None | 111 | 0.0144 | 7.46 | 8.92 | 0.000762 | 5.5 | 111 | 0.0144 | 7.46 | 8.92 | 0.000762 | 5.5 |  |  | 2 |  | RB-Appl-EffCW-med-ElecDHW-GasCDryer-Tier1-FrontPGEMFm2007CZ11rWtd
RB-Appl-EffCW-med-ElecDHW-GasCDryer-Tier1-Front | DEER2016 | D16v1 | 2015-05-14 08:05 | PGE | MFm | 2007 | CZ12 | rWtd | Each | 1 | 474 | None | 112 | 0.0159 | 7.42 | 8.92 | 0.00158 | 5.49 | 112 | 0.0159 | 7.42 | 8.92 | 0.00158 | 5.49 |  |  | 2 |  | RB-Appl-EffCW-med-ElecDHW-GasCDryer-Tier1-FrontPGEMFm2007CZ12rWtd
RB-Appl-EffCW-med-ElecDHW-GasCDryer-Tier1-Front | DEER2016 | D16v1 | 2015-05-14 08:05 | PGE | MFm | 2007 | CZ13 | rWtd | Each | 1 | 474 | None | 110 | 0.0144 | 7.41 | 8.59 | 0.000939 | 5.47 | 110 | 0.0144 | 7.41 | 8.59 | 0.000939 | 5.47 |  |  | 2 |  | RB-Appl-EffCW-med-ElecDHW-GasCDryer-Tier1-FrontPGEMFm2007CZ13rWtd
RB-Appl-EffCW-med-ElecDHW-GasCDryer-Tier1-Front | DEER2016 | D16v1 | 2015-05-14 08:05 | PGE | MFm | 2007 | CZ16 | rWtd | Each | 1 | 441 | None | 123 | 0.0167 | 7.29 | 9.77 | 0.00127 | 5.47 | 123 | 0.0167 | 7.29 | 9.77 | 0.00127 | 5.47 |  |  | 2 |  | RB-Appl-EffCW-med-ElecDHW-GasCDryer-Tier1-FrontPGEMFm2007CZ16rWtd
RB-Appl-EffCW-med-ElecDHW-GasCDryer-Tier1-Front | DEER2016 | D16v1 | 2015-05-14 08:05 | PGE | MFm | 2011 | CZ01 | rWtd | Each | 1 | 441 | None | 120 | 0.0164 | 7.08 | 9.2 | 0.00128 | 5.45 | 120 | 0.0164 | 7.08 | 9.2 | 0.00128 | 5.45 |  |  | 2 |  | RB-Appl-EffCW-med-ElecDHW-GasCDryer-Tier1-FrontPGEMFm2011CZ01rWtd
RB-Appl-EffCW-med-ElecDHW-GasCDryer-Tier1-Front | DEER2016 | D16v1 | 2015-05-14 08:05 | PGE | MFm | 2011 | CZ02 | rWtd | Each | 1 | 474 | None | 114 | 0.0168 | 7.39 | 8.82 | 0.00153 | 5.5 | 114 | 0.0168 | 7.39 | 8.82 | 0.00153 | 5.5 |  |  | 2 |  | RB-Appl-EffCW-med-ElecDHW-GasCDryer-Tier1-FrontPGEMFm2011CZ02rWtd
RB-Appl-EffCW-med-ElecDHW-GasCDryer-Tier1-Front | DEER2016 | D16v1 | 2015-05-14 08:05 | PGE | MFm | 2011 | CZ03 | rWtd | Each | 1 | 441 | None | 113 | 0.0154 | 7.28 | 8.64 | 0.00114 | 5.47 | 113 | 0.0154 | 7.28 | 8.64 | 0.00114 | 5.47 |  |  | 2 |  | RB-Appl-EffCW-med-ElecDHW-GasCDryer-Tier1-FrontPGEMFm2011CZ03rWtd
RB-Appl-EffCW-med-ElecDHW-GasCDryer-Tier1-Front | DEER2016 | D16v1 | 2015-05-14 08:05 | PGE | MFm | 2011 | CZ04 | rWtd | Each | 1 | 441 | None | 112 | 0.0152 | 7.46 | 8.38 | 0.00129 | 5.46 | 112 | 0.0152 | 7.46 | 8.38 | 0.00129 | 5.46 |  |  | 2 |  | RB-Appl-EffCW-med-ElecDHW-GasCDryer-Tier1-FrontPGEMFm2011CZ04rWtd
RB-Appl-EffCW-med-ElecDHW-GasCDryer-Tier1-Front | DEER2016 | D16v1 | 2015-05-14 08:05 | PGE | MFm | 2011 | CZ05 | rWtd | Each | 1 | 441 | None | 115 | 0.016 | 7.32 | 8.8 | 0.00181 | 5.48 | 115 | 0.016 | 7.32 | 8.8 | 0.00181 | 5.48 |  |  | 2 |  | RB-Appl-EffCW-med-ElecDHW-GasCDryer-Tier1-FrontPGEMFm2011CZ05rWtd
RB-Appl-EffCW-med-ElecDHW-GasCDryer-Tier1-Front | DEER2016 | D16v1 | 2015-05-14 08:05 | PGE | MFm | 2011 | CZ11 | rWtd | Each | 1 | 474 | None | 112 | 0.0145 | 7.5 | 8.93 | 0.000704 | 5.5 | 112 | 0.0145 | 7.5 | 8.93 | 0.000704 | 5.5 |  |  | 2 |  | RB-Appl-EffCW-med-ElecDHW-GasCDryer-Tier1-FrontPGEMFm2011CZ11rWtd
RB-Appl-EffCW-med-ElecDHW-GasCDryer-Tier1-Front | DEER2016 | D16v1 | 2015-05-14 08:05 | PGE | MFm | 2011 | CZ12 | rWtd | Each | 1 | 474 | None | 113 | 0.0154 | 7.46 | 8.59 | 0.00121 | 5.49 | 113 | 0.0154 | 7.46 | 8.59 | 0.00121 | 5.49 |  |  | 2 |  | RB-Appl-EffCW-med-ElecDHW-GasCDryer-Tier1-FrontPGEMFm2011CZ12rWtd
RB-Appl-EffCW-med-ElecDHW-GasCDryer-Tier1-Front | DEER2016 | D16v1 | 2015-05-14 08:05 | PGE | MFm | 2011 | CZ13 | rWtd | Each | 1 | 474 | None | 110 | 0.0143 | 7.46 | 8.76 | 0.00092 | 5.47 | 110 | 0.0143 | 7.46 | 8.76 | 0.00092 | 5.47 |  |  | 2 |  | RB-Appl-EffCW-med-ElecDHW-GasCDryer-Tier1-FrontPGEMFm2011CZ13rWtd
RB-Appl-EffCW-med-ElecDHW-GasCDryer-Tier1-Front | DEER2016 | D16v1 | 2015-05-14 08:05 | PGE | MFm | 2011 | CZ16 | rWtd | Each | 1 | 441 | None | 124 | 0.0162 | 7.33 | 9.91 | 0.00112 | 5.47 | 124 | 0.0162 | 7.33 | 9.91 | 0.00112 | 5.47 |  |  | 2 |  | RB-Appl-EffCW-med-ElecDHW-GasCDryer-Tier1-FrontPGEMFm2011CZ16rWtd
RB-Appl-EffCW-med-ElecDHW-GasCDryer-Tier1-Front | DEER2016 | D16v1 | 2015-05-14 08:05 | PGE | MFm | 2014 | CZ01 | rWtd | Each | 1 | 441 | None | 120 | 0.0163 | 7.15 | 9.26 | 0.00115 | 5.46 | 120 | 0.0163 | 7.15 | 9.26 | 0.00115 | 5.46 |  |  | 2 |  | RB-Appl-EffCW-med-ElecDHW-GasCDryer-Tier1-FrontPGEMFm2014CZ01rWtd
RB-Appl-EffCW-med-ElecDHW-GasCDryer-Tier1-Front | DEER2016 | D16v1 | 2015-05-14 08:05 | PGE | MFm | 2014 | CZ02 | rWtd | Each | 1 | 474 | None | 114 | 0.0165 | 7.42 | 8.7 | 0.00122 | 5.49 | 114 | 0.0165 | 7.42 | 8.7 | 0.00122 | 5.49 |  |  | 2 |  | RB-Appl-EffCW-med-ElecDHW-GasCDryer-Tier1-FrontPGEMFm2014CZ02rWtd
RB-Appl-EffCW-med-ElecDHW-GasCDryer-Tier1-Front | DEER2016 | D16v1 | 2015-05-14 08:05 | PGE | MFm | 2014 | CZ03 | rWtd | Each | 1 | 441 | None | 114 | 0.0155 | 7.41 | 8.66 | 0.00124 | 5.49 | 114 | 0.0155 | 7.41 | 8.66 | 0.00124 | 5.49 |  |  | 2 |  | RB-Appl-EffCW-med-ElecDHW-GasCDryer-Tier1-FrontPGEMFm2014CZ03rWtd
RB-Appl-EffCW-med-ElecDHW-GasCDryer-Tier1-Front | DEER2016 | D16v1 | 2015-05-14 08:05 | PGE | MFm | 2014 | CZ04 | rWtd | Each | 1 | 441 | None | 112 | 0.0157 | 7.51 | 8.28 | 0.00183 | 5.46 | 112 | 0.0157 | 7.51 | 8.28 | 0.00183 | 5.46 |  |  | 2 |  | RB-Appl-EffCW-med-ElecDHW-GasCDryer-Tier1-FrontPGEMFm2014CZ04rWtd
RB-Appl-EffCW-med-ElecDHW-GasCDryer-Tier1-Front | DEER2016 | D16v1 | 2015-05-14 08:05 | PGE | MFm | 2014 | CZ05 | rWtd | Each | 1 | 441 | None | 116 | 0.0161 | 7.57 | 8.89 | 0.00156 | 5.51 | 116 | 0.0161 | 7.57 | 8.89 | 0.00156 | 5.51 |  |  | 2 |  | RB-Appl-EffCW-med-ElecDHW-GasCDryer-Tier1-FrontPGEMFm2014CZ05rWtd
RB-Appl-EffCW-med-ElecDHW-GasCDryer-Tier1-Front | DEER2016 | D16v1 | 2015-05-14 08:05 | PGE | MFm | 2014 | CZ11 | rWtd | Each | 1 | 474 | None | 111 | 0.0145 | 7.5 | 8.68 | 0.000931 | 5.49 | 111 | 0.0145 | 7.5 | 8.68 | 0.000931 | 5.49 |  |  | 2 |  | RB-Appl-EffCW-med-ElecDHW-GasCDryer-Tier1-FrontPGEMFm2014CZ11rWtd
RB-Appl-EffCW-med-ElecDHW-GasCDryer-Tier1-Front | DEER2016 | D16v1 | 2015-05-14 08:05 | PGE | MFm | 2014 | CZ12 | rWtd | Each | 1 | 474 | None | 113 | 0.0156 | 7.48 | 8.77 | 0.00134 | 5.49 | 113 | 0.0156 | 7.48 | 8.77 | 0.00134 | 5.49 |  |  | 2 |  | RB-Appl-EffCW-med-ElecDHW-GasCDryer-Tier1-FrontPGEMFm2014CZ12rWtd
RB-Appl-EffCW-med-ElecDHW-GasCDryer-Tier1-Front | DEER2016 | D16v1 | 2015-05-14 08:05 | PGE | MFm | 2014 | CZ13 | rWtd | Each | 1 | 474 | None | 110 | 0.0143 | 7.47 | 8.82 | 0.001 | 5.47 | 110 | 0.0143 | 7.47 | 8.82 | 0.001 | 5.47 |  |  | 2 |  | RB-Appl-EffCW-med-ElecDHW-GasCDryer-Tier1-FrontPGEMFm2014CZ13rWtd
RB-Appl-EffCW-med-ElecDHW-GasCDryer-Tier1-Front | DEER2016 | D16v1 | 2015-05-14 08:05 | PGE | MFm | 2014 | CZ16 | rWtd | Each | 1 | 441 | None | 123 | 0.0167 | 7.27 | 9.5 | 0.00149 | 5.47 | 123 | 0.0167 | 7.27 | 9.5 | 0.00149 | 5.47 |  |  | 2 |  | RB-Appl-EffCW-med-ElecDHW-GasCDryer-Tier1-FrontPGEMFm2014CZ16rWtd
RB-Appl-EffCW-med-ElecDHW-GasCDryer-Tier1-Front | DEER2016 | D16v1 | 2015-05-14 08:05 | PGE | MFm | Ex | CZ01 | rWtd | Each | 1 | 456 | None | 119 | 0.0164 | 7.02 | 9.32 | 0.00126 | 5.47 | 119 | 0.0164 | 7.02 | 9.32 | 0.00126 | 5.47 |  |  | 2 |  | RB-Appl-EffCW-med-ElecDHW-GasCDryer-Tier1-FrontPGEMFmExCZ01rWtd
RB-Appl-EffCW-med-ElecDHW-GasCDryer-Tier1-Front | DEER2016 | D16v1 | 2015-05-14 08:05 | PGE | MFm | Ex | CZ02 | rWtd | Each | 1 | 478 | None | 114 | 0.0166 | 7.29 | 8.73 | 0.0013 | 5.5 | 114 | 0.0166 | 7.29 | 8.73 | 0.0013 | 5.5 |  |  | 2 |  | RB-Appl-EffCW-med-ElecDHW-GasCDryer-Tier1-FrontPGEMFmExCZ02rWtd
RB-Appl-EffCW-med-ElecDHW-GasCDryer-Tier1-Front | DEER2016 | D16v1 | 2015-05-14 08:05 | PGE | MFm | Ex | CZ03 | rWtd | Each | 1 | 477 | None | 113 | 0.0157 | 7.19 | 8.82 | 0.00122 | 5.5 | 113 | 0.0157 | 7.19 | 8.82 | 0.00122 | 5.5 |  |  | 2 |  | RB-Appl-EffCW-med-ElecDHW-GasCDryer-Tier1-FrontPGEMFmExCZ03rWtd
RB-Appl-EffCW-med-ElecDHW-GasCDryer-Tier1-Front | DEER2016 | D16v1 | 2015-05-14 08:05 | PGE | MFm | Ex | CZ04 | rWtd | Each | 1 | 480 | None | 111 | 0.0153 | 7.37 | 8.47 | 0.00107 | 5.51 | 111 | 0.0153 | 7.37 | 8.47 | 0.00107 | 5.51 |  |  | 2 |  | RB-Appl-EffCW-med-ElecDHW-GasCDryer-Tier1-FrontPGEMFmExCZ04rWtd
RB-Appl-EffCW-med-ElecDHW-GasCDryer-Tier1-Front | DEER2016 | D16v1 | 2015-05-14 08:05 | PGE | MFm | Ex | CZ05 | rWtd | Each | 1 | 468 | None | 115 | 0.0156 | 7.14 | 8.96 | 0.000913 | 5.49 | 115 | 0.0156 | 7.14 | 8.96 | 0.000913 | 5.49 |  |  | 2 |  | RB-Appl-EffCW-med-ElecDHW-GasCDryer-Tier1-FrontPGEMFmExCZ05rWtd
RB-Appl-EffCW-med-ElecDHW-GasCDryer-Tier1-Front | DEER2016 | D16v1 | 2015-05-14 08:05 | PGE | MFm | Ex | CZ11 | rWtd | Each | 1 | 499 | None | 110 | 0.0155 | 7.34 | 7.99 | 0.000966 | 5.5 | 110 | 0.0155 | 7.34 | 7.99 | 0.000966 | 5.5 |  |  | 2 |  | RB-Appl-EffCW-med-ElecDHW-GasCDryer-Tier1-FrontPGEMFmExCZ11rWtd
RB-Appl-EffCW-med-ElecDHW-GasCDryer-Tier1-Front | DEER2016 | D16v1 | 2015-05-14 08:05 | PGE | MFm | Ex | CZ12 | rWtd | Each | 1 | 495 | None | 111 | 0.0168 | 7.33 | 8.12 | 0.00179 | 5.51 | 111 | 0.0168 | 7.33 | 8.12 | 0.00179 | 5.51 |  |  | 2 |  | RB-Appl-EffCW-med-ElecDHW-GasCDryer-Tier1-FrontPGEMFmExCZ12rWtd
RB-Appl-EffCW-med-ElecDHW-GasCDryer-Tier1-Front | DEER2016 | D16v1 | 2015-05-14 08:05 | PGE | MFm | Ex | CZ13 | rWtd | Each | 1 | 493 | None | 109 | 0.0151 | 7.37 | 7.96 | 0.000896 | 5.51 | 109 | 0.0151 | 7.37 | 7.96 | 0.000896 | 5.51 |  |  | 2 |  | RB-Appl-EffCW-med-ElecDHW-GasCDryer-Tier1-FrontPGEMFmExCZ13rWtd
RB-Appl-EffCW-med-ElecDHW-GasCDryer-Tier1-Front | DEER2016 | D16v1 | 2015-05-14 08:05 | PGE | MFm | Ex | CZ16 | rWtd | Each | 1 | 501 | None | 122 | 0.0166 | 7.19 | 9.47 | 0.000791 | 5.49 | 122 | 0.0166 | 7.19 | 9.47 | 0.000791 | 5.49 |  |  | 2 |  | RB-Appl-EffCW-med-ElecDHW-GasCDryer-Tier1-FrontPGEMFmExCZ16rWtd
RB-Appl-EffCW-med-ElecDHW-GasCDryer-Tier1-Front | DEER2016 | D16v1 | 2015-05-14 08:06 | PGE | MFm | Ex | IOU | rWtd | Each | 1 | 483 | None | 112 | 0.0159 | 7.27 | 8.53 | 0.00126 | 5.5 | 112 | 0.0159 | 7.27 | 8.53 | 0.00126 | 5.5 |  |  | 2 |  | RB-Appl-EffCW-med-ElecDHW-GasCDryer-Tier1-FrontPGEMFmExIOUrWtd
RB-Appl-EffCW-med-ElecDHW-GasCDryer-Tier1-Front | DEER2016 | D16v1 | 2015-05-14 08:05 | PGE | SFm | 1975 | CZ01 | rWtd | Each | 1 | 796 | None | 150 | 0.0203 | 8.84 | 12.1 | 0.0015 | 7.13 | 150 | 0.0203 | 8.84 | 12.1 | 0.0015 | 7.13 |  |  | 2 |  | RB-Appl-EffCW-med-ElecDHW-GasCDryer-Tier1-FrontPGESFm1975CZ01rWtd
RB-Appl-EffCW-med-ElecDHW-GasCDryer-Tier1-Front | DEER2016 | D16v1 | 2015-05-14 08:05 | PGE | SFm | 1975 | CZ02 | rWtd | Each | 1 | 796 | None | 142 | 0.0212 | 8.96 | 11 | 0.00179 | 7.04 | 142 | 0.0212 | 8.96 | 11 | 0.00179 | 7.04 |  |  | 2 |  | RB-Appl-EffCW-med-ElecDHW-GasCDryer-Tier1-FrontPGESFm1975CZ02rWtd
RB-Appl-EffCW-med-ElecDHW-GasCDryer-Tier1-Front | DEER2016 | D16v1 | 2015-05-14 08:05 | PGE | SFm | 1975 | CZ03 | rWtd | Each | 1 | 796 | None | 141 | 0.0198 | 8.93 | 11.3 | 0.00233 | 7.08 | 141 | 0.0198 | 8.93 | 11.3 | 0.00233 | 7.08 |  |  | 2 |  | RB-Appl-EffCW-med-ElecDHW-GasCDryer-Tier1-FrontPGESFm1975CZ03rWtd
RB-Appl-EffCW-med-ElecDHW-GasCDryer-Tier1-Front | DEER2016 | D16v1 | 2015-05-14 08:05 | PGE | SFm | 1975 | CZ04 | rWtd | Each | 1 | 796 | None | 137 | 0.0194 | 9.05 | 10.5 | 0.00114 | 6.95 | 137 | 0.0194 | 9.05 | 10.5 | 0.00114 | 6.95 |  |  | 2 |  | RB-Appl-EffCW-med-ElecDHW-GasCDryer-Tier1-FrontPGESFm1975CZ04rWtd
RB-Appl-EffCW-med-ElecDHW-GasCDryer-Tier1-Front | DEER2016 | D16v1 | 2015-05-14 08:05 | PGE | SFm | 1975 | CZ05 | rWtd | Each | 1 | 796 | None | 143 | 0.0187 | 8.74 | 11.5 | 0.000329 | 7.04 | 143 | 0.0187 | 8.74 | 11.5 | 0.000329 | 7.04 |  |  | 2 |  | RB-Appl-EffCW-med-ElecDHW-GasCDryer-Tier1-FrontPGESFm1975CZ05rWtd
RB-Appl-EffCW-med-ElecDHW-GasCDryer-Tier1-Front | DEER2016 | D16v1 | 2015-05-14 08:05 | PGE | SFm | 1975 | CZ11 | rWtd | Each | 1 | 764 | None | 136 | 0.0198 | 9.13 | 10.3 | 0.00112 | 6.76 | 136 | 0.0198 | 9.13 | 10.3 | 0.00112 | 6.76 |  |  | 2 |  | RB-Appl-EffCW-med-ElecDHW-GasCDryer-Tier1-FrontPGESFm1975CZ11rWtd
RB-Appl-EffCW-med-ElecDHW-GasCDryer-Tier1-Front | DEER2016 | D16v1 | 2015-05-14 08:05 | PGE | SFm | 1975 | CZ12 | rWtd | Each | 1 | 764 | None | 137 | 0.02 | 8.96 | 9.67 | 0.00343 | 6.72 | 137 | 0.02 | 8.96 | 9.67 | 0.00343 | 6.72 |  |  | 2 |  | RB-Appl-EffCW-med-ElecDHW-GasCDryer-Tier1-FrontPGESFm1975CZ12rWtd
RB-Appl-EffCW-med-ElecDHW-GasCDryer-Tier1-Front | DEER2016 | D16v1 | 2015-05-14 08:05 | PGE | SFm | 1975 | CZ13 | rWtd | Each | 1 | 764 | None | 136 | 0.0206 | 9.04 | 10.9 | 0.00208 | 6.74 | 136 | 0.0206 | 9.04 | 10.9 | 0.00208 | 6.74 |  |  | 2 |  | RB-Appl-EffCW-med-ElecDHW-GasCDryer-Tier1-FrontPGESFm1975CZ13rWtd
RB-Appl-EffCW-med-ElecDHW-GasCDryer-Tier1-Front | DEER2016 | D16v1 | 2015-05-14 08:05 | PGE | SFm | 1975 | CZ16 | rWtd | Each | 1 | 796 | None | 153 | 0.0213 | 9.07 | 12.8 | 0.00155 | 7.1 | 153 | 0.0213 | 9.07 | 12.8 | 0.00155 | 7.1 |  |  | 2 |  | RB-Appl-EffCW-med-ElecDHW-GasCDryer-Tier1-FrontPGESFm1975CZ16rWtd
RB-Appl-EffCW-med-ElecDHW-GasCDryer-Tier1-Front | DEER2016 | D16v1 | 2015-05-14 08:05 | PGE | SFm | 1985 | CZ01 | rWtd | Each | 1 | 952 | None | 149 | 0.0203 | 8.35 | 10.9 | 0.00156 | 6.01 | 149 | 0.0203 | 8.35 | 10.9 | 0.00156 | 6.01 |  |  | 2 |  | RB-Appl-EffCW-med-ElecDHW-GasCDryer-Tier1-FrontPGESFm1985CZ01rWtd
RB-Appl-EffCW-med-ElecDHW-GasCDryer-Tier1-Front | DEER2016 | D16v1 | 2015-05-14 08:05 | PGE | SFm | 1985 | CZ02 | rWtd | Each | 1 | 952 | None | 141 | 0.0215 | 8.42 | 10.7 | 0.00263 | 6.1 | 141 | 0.0215 | 8.42 | 10.7 | 0.00263 | 6.1 |  |  | 2 |  | RB-Appl-EffCW-med-ElecDHW-GasCDryer-Tier1-FrontPGESFm1985CZ02rWtd
RB-Appl-EffCW-med-ElecDHW-GasCDryer-Tier1-Front | DEER2016 | D16v1 | 2015-05-14 08:05 | PGE | SFm | 1985 | CZ03 | rWtd | Each | 1 | 952 | None | 141 | 0.0198 | 8.43 | 10 | 0.00198 | 6.04 | 141 | 0.0198 | 8.43 | 10 | 0.00198 | 6.04 |  |  | 2 |  | RB-Appl-EffCW-med-ElecDHW-GasCDryer-Tier1-FrontPGESFm1985CZ03rWtd
RB-Appl-EffCW-med-ElecDHW-GasCDryer-Tier1-Front | DEER2016 | D16v1 | 2015-05-14 08:05 | PGE | SFm | 1985 | CZ04 | rWtd | Each | 1 | 952 | None | 140 | 0.0197 | 8.59 | 11.1 | 0.0023 | 6.18 | 140 | 0.0197 | 8.59 | 11.1 | 0.0023 | 6.18 |  |  | 2 |  | RB-Appl-EffCW-med-ElecDHW-GasCDryer-Tier1-FrontPGESFm1985CZ04rWtd
RB-Appl-EffCW-med-ElecDHW-GasCDryer-Tier1-Front | DEER2016 | D16v1 | 2015-05-14 08:05 | PGE | SFm | 1985 | CZ05 | rWtd | Each | 1 | 952 | None | 143 | 0.0204 | 8.1 | 10.3 | 0.00383 | 5.91 | 143 | 0.0204 | 8.1 | 10.3 | 0.00383 | 5.91 |  |  | 2 |  | RB-Appl-EffCW-med-ElecDHW-GasCDryer-Tier1-FrontPGESFm1985CZ05rWtd
RB-Appl-EffCW-med-ElecDHW-GasCDryer-Tier1-Front | DEER2016 | D16v1 | 2015-05-14 08:05 | PGE | SFm | 1985 | CZ11 | rWtd | Each | 1 | 852 | None | 137 | 0.0224 | 8.74 | 11.5 | 0.00502 | 6.25 | 137 | 0.0224 | 8.74 | 11.5 | 0.00502 | 6.25 |  |  | 2 |  | RB-Appl-EffCW-med-ElecDHW-GasCDryer-Tier1-FrontPGESFm1985CZ11rWtd
RB-Appl-EffCW-med-ElecDHW-GasCDryer-Tier1-Front | DEER2016 | D16v1 | 2015-05-14 08:05 | PGE | SFm | 1985 | CZ12 | rWtd | Each | 1 | 852 | None | 140 | 0.0222 | 8.69 | 12.9 | 0.00332 | 6.23 | 140 | 0.0222 | 8.69 | 12.9 | 0.00332 | 6.23 |  |  | 2 |  | RB-Appl-EffCW-med-ElecDHW-GasCDryer-Tier1-FrontPGESFm1985CZ12rWtd
RB-Appl-EffCW-med-ElecDHW-GasCDryer-Tier1-Front | DEER2016 | D16v1 | 2015-05-14 08:05 | PGE | SFm | 1985 | CZ13 | rWtd | Each | 1 | 852 | None | 137 | 0.0235 | 8.81 | 13.3 | 0.00567 | 6.31 | 137 | 0.0235 | 8.81 | 13.3 | 0.00567 | 6.31 |  |  | 2 |  | RB-Appl-EffCW-med-ElecDHW-GasCDryer-Tier1-FrontPGESFm1985CZ13rWtd
RB-Appl-EffCW-med-ElecDHW-GasCDryer-Tier1-Front | DEER2016 | D16v1 | 2015-05-14 08:05 | PGE | SFm | 1985 | CZ16 | rWtd | Each | 1 | 952 | None | 151 | 0.0201 | 8.46 | 12.2 | 0.00139 | 6.11 | 151 | 0.0201 | 8.46 | 12.2 | 0.00139 | 6.11 |  |  | 2 |  | RB-Appl-EffCW-med-ElecDHW-GasCDryer-Tier1-FrontPGESFm1985CZ16rWtd
RB-Appl-EffCW-med-ElecDHW-GasCDryer-Tier1-Front | DEER2016 | D16v1 | 2015-05-14 08:05 | PGE | SFm | 1996 | CZ01 | rWtd | Each | 1 | 1100 | None | 150 | 0.0202 | 9.22 | 11 | 0.00153 | 6.23 | 150 | 0.0202 | 9.22 | 11 | 0.00153 | 6.23 |  |  | 2 |  | RB-Appl-EffCW-med-ElecDHW-GasCDryer-Tier1-FrontPGESFm1996CZ01rWtd
RB-Appl-EffCW-med-ElecDHW-GasCDryer-Tier1-Front | DEER2016 | D16v1 | 2015-05-14 08:05 | PGE | SFm | 1996 | CZ02 | rWtd | Each | 1 | 1100 | None | 142 | 0.0198 | 9.25 | 10.6 | 0.00378 | 6.3 | 142 | 0.0198 | 9.25 | 10.6 | 0.00378 | 6.3 |  |  | 2 |  | RB-Appl-EffCW-med-ElecDHW-GasCDryer-Tier1-FrontPGESFm1996CZ02rWtd
RB-Appl-EffCW-med-ElecDHW-GasCDryer-Tier1-Front | DEER2016 | D16v1 | 2015-05-14 08:05 | PGE | SFm | 1996 | CZ03 | rWtd | Each | 1 | 1100 | None | 141 | 0.0164 | 9.27 | 10.4 | -0.00159 | 6.19 | 141 | 0.0164 | 9.27 | 10.4 | -0.00159 | 6.19 |  |  | 2 |  | RB-Appl-EffCW-med-ElecDHW-GasCDryer-Tier1-FrontPGESFm1996CZ03rWtd
RB-Appl-EffCW-med-ElecDHW-GasCDryer-Tier1-Front | DEER2016 | D16v1 | 2015-05-14 08:05 | PGE | SFm | 1996 | CZ04 | rWtd | Each | 1 | 1100 | None | 138 | 0.0209 | 9.36 | 11.8 | 0.00388 | 6.35 | 138 | 0.0209 | 9.36 | 11.8 | 0.00388 | 6.35 |  |  | 2 |  | RB-Appl-EffCW-med-ElecDHW-GasCDryer-Tier1-FrontPGESFm1996CZ04rWtd
RB-Appl-EffCW-med-ElecDHW-GasCDryer-Tier1-Front | DEER2016 | D16v1 | 2015-05-14 08:05 | PGE | SFm | 1996 | CZ05 | rWtd | Each | 1 | 1100 | None | 143 | 0.0193 | 9.01 | 10.1 | 0.0017 | 5.95 | 143 | 0.0193 | 9.01 | 10.1 | 0.0017 | 5.95 |  |  | 2 |  | RB-Appl-EffCW-med-ElecDHW-GasCDryer-Tier1-FrontPGESFm1996CZ05rWtd
RB-Appl-EffCW-med-ElecDHW-GasCDryer-Tier1-Front | DEER2016 | D16v1 | 2015-05-14 08:05 | PGE | SFm | 1996 | CZ11 | rWtd | Each | 1 | 1020 | None | 140 | 0.0209 | 8.73 | 13.4 | 0.00314 | 6.28 | 140 | 0.0209 | 8.73 | 13.4 | 0.00314 | 6.28 |  |  | 2 |  | RB-Appl-EffCW-med-ElecDHW-GasCDryer-Tier1-FrontPGESFm1996CZ11rWtd
RB-Appl-EffCW-med-ElecDHW-GasCDryer-Tier1-Front | DEER2016 | D16v1 | 2015-05-14 08:05 | PGE | SFm | 1996 | CZ12 | rWtd | Each | 1 | 1020 | None | 140 | 0.0252 | 8.67 | 12.4 | 0.0037 | 6.24 | 140 | 0.0252 | 8.67 | 12.4 | 0.0037 | 6.24 |  |  | 2 |  | RB-Appl-EffCW-med-ElecDHW-GasCDryer-Tier1-FrontPGESFm1996CZ12rWtd
RB-Appl-EffCW-med-ElecDHW-GasCDryer-Tier1-Front | DEER2016 | D16v1 | 2015-05-14 08:05 | PGE | SFm | 1996 | CZ13 | rWtd | Each | 1 | 1020 | None | 138 | 0.0209 | 8.72 | 13.3 | 0.00287 | 6.29 | 138 | 0.0209 | 8.72 | 13.3 | 0.00287 | 6.29 |  |  | 2 |  | RB-Appl-EffCW-med-ElecDHW-GasCDryer-Tier1-FrontPGESFm1996CZ13rWtd
RB-Appl-EffCW-med-ElecDHW-GasCDryer-Tier1-Front | DEER2016 | D16v1 | 2015-05-14 08:05 | PGE | SFm | 1996 | CZ16 | rWtd | Each | 1 | 1100 | None | 151 | 0.0205 | 9.3 | 12.3 | 0.00257 | 6.36 | 151 | 0.0205 | 9.3 | 12.3 | 0.00257 | 6.36 |  |  | 2 |  | RB-Appl-EffCW-med-ElecDHW-GasCDryer-Tier1-FrontPGESFm1996CZ16rWtd
RB-Appl-EffCW-med-ElecDHW-GasCDryer-Tier1-Front | DEER2016 | D16v1 | 2015-05-14 08:05 | PGE | SFm | 2003 | CZ01 | rWtd | Each | 1 | 1150 | None | 149 | 0.0203 | 8.47 | 11.1 | 0.00165 | 6.24 | 149 | 0.0203 | 8.47 | 11.1 | 0.00165 | 6.24 |  |  | 2 |  | RB-Appl-EffCW-med-ElecDHW-GasCDryer-Tier1-FrontPGESFm2003CZ01rWtd
RB-Appl-EffCW-med-ElecDHW-GasCDryer-Tier1-Front | DEER2016 | D16v1 | 2015-05-14 08:05 | PGE | SFm | 2003 | CZ02 | rWtd | Each | 1 | 974 | None | 141 | 0.0202 | 8.62 | 10.4 | 0.00181 | 6.24 | 141 | 0.0202 | 8.62 | 10.4 | 0.00181 | 6.24 |  |  | 2 |  | RB-Appl-EffCW-med-ElecDHW-GasCDryer-Tier1-FrontPGESFm2003CZ02rWtd
RB-Appl-EffCW-med-ElecDHW-GasCDryer-Tier1-Front | DEER2016 | D16v1 | 2015-05-14 08:05 | PGE | SFm | 2003 | CZ03 | rWtd | Each | 1 | 1150 | None | 141 | 0.021 | 8.44 | 10 | 0.000616 | 6.25 | 141 | 0.021 | 8.44 | 10 | 0.000616 | 6.25 |  |  | 2 |  | RB-Appl-EffCW-med-ElecDHW-GasCDryer-Tier1-FrontPGESFm2003CZ03rWtd
RB-Appl-EffCW-med-ElecDHW-GasCDryer-Tier1-Front | DEER2016 | D16v1 | 2015-05-14 08:05 | PGE | SFm | 2003 | CZ04 | rWtd | Each | 1 | 1150 | None | 140 | 0.0201 | 8.66 | 11 | 0.00288 | 6.32 | 140 | 0.0201 | 8.66 | 11 | 0.00288 | 6.32 |  |  | 2 |  | RB-Appl-EffCW-med-ElecDHW-GasCDryer-Tier1-FrontPGESFm2003CZ04rWtd
RB-Appl-EffCW-med-ElecDHW-GasCDryer-Tier1-Front | DEER2016 | D16v1 | 2015-05-14 08:05 | PGE | SFm | 2003 | CZ05 | rWtd | Each | 1 | 1150 | None | 142 | 0.0172 | 7.78 | 10.4 | 0.00515 | 5.85 | 142 | 0.0172 | 7.78 | 10.4 | 0.00515 | 5.85 |  |  | 2 |  | RB-Appl-EffCW-med-ElecDHW-GasCDryer-Tier1-FrontPGESFm2003CZ05rWtd
RB-Appl-EffCW-med-ElecDHW-GasCDryer-Tier1-Front | DEER2016 | D16v1 | 2015-05-14 08:05 | PGE | SFm | 2003 | CZ11 | rWtd | Each | 1 | 974 | None | 137 | 0.02 | 8.72 | 12.2 | 0.00273 | 6.29 | 137 | 0.02 | 8.72 | 12.2 | 0.00273 | 6.29 |  |  | 2 |  | RB-Appl-EffCW-med-ElecDHW-GasCDryer-Tier1-FrontPGESFm2003CZ11rWtd
RB-Appl-EffCW-med-ElecDHW-GasCDryer-Tier1-Front | DEER2016 | D16v1 | 2015-05-14 08:05 | PGE | SFm | 2003 | CZ12 | rWtd | Each | 1 | 974 | None | 140 | 0.0231 | 8.68 | 11.7 | 0.00328 | 6.28 | 140 | 0.0231 | 8.68 | 11.7 | 0.00328 | 6.28 |  |  | 2 |  | RB-Appl-EffCW-med-ElecDHW-GasCDryer-Tier1-FrontPGESFm2003CZ12rWtd
RB-Appl-EffCW-med-ElecDHW-GasCDryer-Tier1-Front | DEER2016 | D16v1 | 2015-05-14 08:05 | PGE | SFm | 2003 | CZ13 | rWtd | Each | 1 | 974 | None | 138 | 0.0208 | 8.77 | 13.1 | 0.00319 | 6.32 | 138 | 0.0208 | 8.77 | 13.1 | 0.00319 | 6.32 |  |  | 2 |  | RB-Appl-EffCW-med-ElecDHW-GasCDryer-Tier1-FrontPGESFm2003CZ13rWtd
RB-Appl-EffCW-med-ElecDHW-GasCDryer-Tier1-Front | DEER2016 | D16v1 | 2015-05-14 08:05 | PGE | SFm | 2003 | CZ16 | rWtd | Each | 1 | 1150 | None | 152 | 0.0385 | 8.63 | 13.4 | 0.0116 | 6.32 | 152 | 0.0385 | 8.63 | 13.4 | 0.0116 | 6.32 |  |  | 2 |  | RB-Appl-EffCW-med-ElecDHW-GasCDryer-Tier1-FrontPGESFm2003CZ16rWtd
RB-Appl-EffCW-med-ElecDHW-GasCDryer-Tier1-Front | DEER2016 | D16v1 | 2015-05-14 08:05 | PGE | SFm | 2007 | CZ01 | rWtd | Each | 1 | 1150 | None | 149 | 0.0202 | 8.38 | 11.1 | 0.00159 | 6.21 | 149 | 0.0202 | 8.38 | 11.1 | 0.00159 | 6.21 |  |  | 2 |  | RB-Appl-EffCW-med-ElecDHW-GasCDryer-Tier1-FrontPGESFm2007CZ01rWtd
RB-Appl-EffCW-med-ElecDHW-GasCDryer-Tier1-Front | DEER2016 | D16v1 | 2015-05-14 08:05 | PGE | SFm | 2007 | CZ02 | rWtd | Each | 1 | 974 | None | 141 | 0.0203 | 8.32 | 10.1 | 0.00184 | 6.08 | 141 | 0.0203 | 8.32 | 10.1 | 0.00184 | 6.08 |  |  | 2 |  | RB-Appl-EffCW-med-ElecDHW-GasCDryer-Tier1-FrontPGESFm2007CZ02rWtd
RB-Appl-EffCW-med-ElecDHW-GasCDryer-Tier1-Front | DEER2016 | D16v1 | 2015-05-14 08:05 | PGE | SFm | 2007 | CZ03 | rWtd | Each | 1 | 1150 | None | 140 | 0.0199 | 8.1 | 10.2 | 0.000329 | 6.07 | 140 | 0.0199 | 8.1 | 10.2 | 0.000329 | 6.07 |  |  | 2 |  | RB-Appl-EffCW-med-ElecDHW-GasCDryer-Tier1-FrontPGESFm2007CZ03rWtd
RB-Appl-EffCW-med-ElecDHW-GasCDryer-Tier1-Front | DEER2016 | D16v1 | 2015-05-14 08:05 | PGE | SFm | 2007 | CZ04 | rWtd | Each | 1 | 1150 | None | 138 | 0.0195 | 8.52 | 10.3 | 0.00208 | 6.29 | 138 | 0.0195 | 8.52 | 10.3 | 0.00208 | 6.29 |  |  | 2 |  | RB-Appl-EffCW-med-ElecDHW-GasCDryer-Tier1-FrontPGESFm2007CZ04rWtd
RB-Appl-EffCW-med-ElecDHW-GasCDryer-Tier1-Front | DEER2016 | D16v1 | 2015-05-14 08:05 | PGE | SFm | 2007 | CZ05 | rWtd | Each | 1 | 1150 | None | 142 | 0.0189 | 8.09 | 10.3 | 5.86e-05 | 6.04 | 142 | 0.0189 | 8.09 | 10.3 | 5.86e-05 | 6.04 |  |  | 2 |  | RB-Appl-EffCW-med-ElecDHW-GasCDryer-Tier1-FrontPGESFm2007CZ05rWtd
RB-Appl-EffCW-med-ElecDHW-GasCDryer-Tier1-Front | DEER2016 | D16v1 | 2015-05-14 08:05 | PGE | SFm | 2007 | CZ11 | rWtd | Each | 1 | 974 | None | 137 | 0.0192 | 8.77 | 12 | 0.0022 | 6.32 | 137 | 0.0192 | 8.77 | 12 | 0.0022 | 6.32 |  |  | 2 |  | RB-Appl-EffCW-med-ElecDHW-GasCDryer-Tier1-FrontPGESFm2007CZ11rWtd
RB-Appl-EffCW-med-ElecDHW-GasCDryer-Tier1-Front | DEER2016 | D16v1 | 2015-05-14 08:05 | PGE | SFm | 2007 | CZ12 | rWtd | Each | 1 | 974 | None | 139 | 0.0187 | 8.76 | 11.5 | 0.000944 | 6.31 | 139 | 0.0187 | 8.76 | 11.5 | 0.000944 | 6.31 |  |  | 2 |  | RB-Appl-EffCW-med-ElecDHW-GasCDryer-Tier1-FrontPGESFm2007CZ12rWtd
RB-Appl-EffCW-med-ElecDHW-GasCDryer-Tier1-Front | DEER2016 | D16v1 | 2015-05-14 08:05 | PGE | SFm | 2007 | CZ13 | rWtd | Each | 1 | 974 | None | 138 | 0.0199 | 8.71 | 12.8 | 0.00246 | 6.29 | 138 | 0.0199 | 8.71 | 12.8 | 0.00246 | 6.29 |  |  | 2 |  | RB-Appl-EffCW-med-ElecDHW-GasCDryer-Tier1-FrontPGESFm2007CZ13rWtd
RB-Appl-EffCW-med-ElecDHW-GasCDryer-Tier1-Front | DEER2016 | D16v1 | 2015-05-14 08:05 | PGE | SFm | 2007 | CZ16 | rWtd | Each | 1 | 1150 | None | 150 | 0.019 | 8.73 | 12.4 | -0.00852 | 6.38 | 150 | 0.019 | 8.73 | 12.4 | -0.00852 | 6.38 |  |  | 2 |  | RB-Appl-EffCW-med-ElecDHW-GasCDryer-Tier1-FrontPGESFm2007CZ16rWtd
RB-Appl-EffCW-med-ElecDHW-GasCDryer-Tier1-Front | DEER2016 | D16v1 | 2015-05-14 08:05 | PGE | SFm | 2011 | CZ01 | rWtd | Each | 1 | 1150 | None | 149 | 0.0203 | 8.48 | 11.1 | 0.00168 | 6.24 | 149 | 0.0203 | 8.48 | 11.1 | 0.00168 | 6.24 |  |  | 2 |  | RB-Appl-EffCW-med-ElecDHW-GasCDryer-Tier1-FrontPGESFm2011CZ01rWtd
RB-Appl-EffCW-med-ElecDHW-GasCDryer-Tier1-Front | DEER2016 | D16v1 | 2015-05-14 08:05 | PGE | SFm | 2011 | CZ02 | rWtd | Each | 1 | 974 | None | 141 | 0.0203 | 8.44 | 10.5 | 0.0019 | 6.14 | 141 | 0.0203 | 8.44 | 10.5 | 0.0019 | 6.14 |  |  | 2 |  | RB-Appl-EffCW-med-ElecDHW-GasCDryer-Tier1-FrontPGESFm2011CZ02rWtd
RB-Appl-EffCW-med-ElecDHW-GasCDryer-Tier1-Front | DEER2016 | D16v1 | 2015-05-14 08:05 | PGE | SFm | 2011 | CZ03 | rWtd | Each | 1 | 1150 | None | 141 | 0.0194 | 8.34 | 10.4 | 0.00145 | 6.18 | 141 | 0.0194 | 8.34 | 10.4 | 0.00145 | 6.18 |  |  | 2 |  | RB-Appl-EffCW-med-ElecDHW-GasCDryer-Tier1-FrontPGESFm2011CZ03rWtd
RB-Appl-EffCW-med-ElecDHW-GasCDryer-Tier1-Front | DEER2016 | D16v1 | 2015-05-14 08:05 | PGE | SFm | 2011 | CZ04 | rWtd | Each | 1 | 1150 | None | 139 | 0.0193 | 8.64 | 10.9 | 0.00189 | 6.32 | 139 | 0.0193 | 8.64 | 10.9 | 0.00189 | 6.32 |  |  | 2 |  | RB-Appl-EffCW-med-ElecDHW-GasCDryer-Tier1-FrontPGESFm2011CZ04rWtd
RB-Appl-EffCW-med-ElecDHW-GasCDryer-Tier1-Front | DEER2016 | D16v1 | 2015-05-14 08:05 | PGE | SFm | 2011 | CZ05 | rWtd | Each | 1 | 1150 | None | 142 | 0.0195 | 7.75 | 10.2 | 0.00163 | 5.93 | 142 | 0.0195 | 7.75 | 10.2 | 0.00163 | 5.93 |  |  | 2 |  | RB-Appl-EffCW-med-ElecDHW-GasCDryer-Tier1-FrontPGESFm2011CZ05rWtd
RB-Appl-EffCW-med-ElecDHW-GasCDryer-Tier1-Front | DEER2016 | D16v1 | 2015-05-14 08:05 | PGE | SFm | 2011 | CZ11 | rWtd | Each | 1 | 974 | None | 136 | 0.0196 | 8.81 | 9.84 | 0.0028 | 6.35 | 136 | 0.0196 | 8.81 | 9.84 | 0.0028 | 6.35 |  |  | 2 |  | RB-Appl-EffCW-med-ElecDHW-GasCDryer-Tier1-FrontPGESFm2011CZ11rWtd
RB-Appl-EffCW-med-ElecDHW-GasCDryer-Tier1-Front | DEER2016 | D16v1 | 2015-05-14 08:05 | PGE | SFm | 2011 | CZ12 | rWtd | Each | 1 | 974 | None | 140 | 0.0216 | 8.82 | 11.5 | 0.00432 | 6.33 | 140 | 0.0216 | 8.82 | 11.5 | 0.00432 | 6.33 |  |  | 2 |  | RB-Appl-EffCW-med-ElecDHW-GasCDryer-Tier1-FrontPGESFm2011CZ12rWtd
RB-Appl-EffCW-med-ElecDHW-GasCDryer-Tier1-Front | DEER2016 | D16v1 | 2015-05-14 08:05 | PGE | SFm | 2011 | CZ13 | rWtd | Each | 1 | 974 | None | 137 | 0.0202 | 8.73 | 12.7 | 0.00347 | 6.32 | 137 | 0.0202 | 8.73 | 12.7 | 0.00347 | 6.32 |  |  | 2 |  | RB-Appl-EffCW-med-ElecDHW-GasCDryer-Tier1-FrontPGESFm2011CZ13rWtd
RB-Appl-EffCW-med-ElecDHW-GasCDryer-Tier1-Front | DEER2016 | D16v1 | 2015-05-14 08:05 | PGE | SFm | 2011 | CZ16 | rWtd | Each | 1 | 1150 | None | 150 | 0.0352 | 8.83 | 11.4 | 0.0169 | 6.41 | 150 | 0.0352 | 8.83 | 11.4 | 0.0169 | 6.41 |  |  | 2 |  | RB-Appl-EffCW-med-ElecDHW-GasCDryer-Tier1-FrontPGESFm2011CZ16rWtd
RB-Appl-EffCW-med-ElecDHW-GasCDryer-Tier1-Front | DEER2016 | D16v1 | 2015-05-14 08:05 | PGE | SFm | 2014 | CZ01 | rWtd | Each | 1 | 1150 | None | 150 | 0.0202 | 8.58 | 11.2 | 0.00142 | 6.29 | 150 | 0.0202 | 8.58 | 11.2 | 0.00142 | 6.29 |  |  | 2 |  | RB-Appl-EffCW-med-ElecDHW-GasCDryer-Tier1-FrontPGESFm2014CZ01rWtd
RB-Appl-EffCW-med-ElecDHW-GasCDryer-Tier1-Front | DEER2016 | D16v1 | 2015-05-14 08:05 | PGE | SFm | 2014 | CZ02 | rWtd | Each | 1 | 974 | None | 141 | 0.0202 | 8.45 | 10.5 | 0.00184 | 6.14 | 141 | 0.0202 | 8.45 | 10.5 | 0.00184 | 6.14 |  |  | 2 |  | RB-Appl-EffCW-med-ElecDHW-GasCDryer-Tier1-FrontPGESFm2014CZ02rWtd
RB-Appl-EffCW-med-ElecDHW-GasCDryer-Tier1-Front | DEER2016 | D16v1 | 2015-05-14 08:05 | PGE | SFm | 2014 | CZ03 | rWtd | Each | 1 | 1150 | None | 141 | 0.0197 | 8.59 | 10.2 | 0.00245 | 6.28 | 141 | 0.0197 | 8.59 | 10.2 | 0.00245 | 6.28 |  |  | 2 |  | RB-Appl-EffCW-med-ElecDHW-GasCDryer-Tier1-FrontPGESFm2014CZ03rWtd
RB-Appl-EffCW-med-ElecDHW-GasCDryer-Tier1-Front | DEER2016 | D16v1 | 2015-05-14 08:05 | PGE | SFm | 2014 | CZ04 | rWtd | Each | 1 | 1150 | None | 140 | 0.02 | 8.63 | 11.4 | 0.00197 | 6.33 | 140 | 0.02 | 8.63 | 11.4 | 0.00197 | 6.33 |  |  | 2 |  | RB-Appl-EffCW-med-ElecDHW-GasCDryer-Tier1-FrontPGESFm2014CZ04rWtd
RB-Appl-EffCW-med-ElecDHW-GasCDryer-Tier1-Front | DEER2016 | D16v1 | 2015-05-14 08:05 | PGE | SFm | 2014 | CZ05 | rWtd | Each | 1 | 1150 | None | 143 | 0.0196 | 8.61 | 11 | 0.00382 | 6.32 | 143 | 0.0196 | 8.61 | 11 | 0.00382 | 6.32 |  |  | 2 |  | RB-Appl-EffCW-med-ElecDHW-GasCDryer-Tier1-FrontPGESFm2014CZ05rWtd
RB-Appl-EffCW-med-ElecDHW-GasCDryer-Tier1-Front | DEER2016 | D16v1 | 2015-05-14 08:05 | PGE | SFm | 2014 | CZ11 | rWtd | Each | 1 | 974 | None | 136 | 0.0203 | 8.79 | 11.9 | 0.00336 | 6.33 | 136 | 0.0203 | 8.79 | 11.9 | 0.00336 | 6.33 |  |  | 2 |  | RB-Appl-EffCW-med-ElecDHW-GasCDryer-Tier1-FrontPGESFm2014CZ11rWtd
RB-Appl-EffCW-med-ElecDHW-GasCDryer-Tier1-Front | DEER2016 | D16v1 | 2015-05-14 08:05 | PGE | SFm | 2014 | CZ12 | rWtd | Each | 1 | 974 | None | 140 | 0.0186 | 8.78 | 11.8 | 0.00296 | 6.32 | 140 | 0.0186 | 8.78 | 11.8 | 0.00296 | 6.32 |  |  | 2 |  | RB-Appl-EffCW-med-ElecDHW-GasCDryer-Tier1-FrontPGESFm2014CZ12rWtd
RB-Appl-EffCW-med-ElecDHW-GasCDryer-Tier1-Front | DEER2016 | D16v1 | 2015-05-14 08:05 | PGE | SFm | 2014 | CZ13 | rWtd | Each | 1 | 974 | None | 133 | 0.0185 | 8.71 | 8.34 | 0.0015 | 6.3 | 133 | 0.0185 | 8.71 | 8.34 | 0.0015 | 6.3 |  |  | 2 |  | RB-Appl-EffCW-med-ElecDHW-GasCDryer-Tier1-FrontPGESFm2014CZ13rWtd
RB-Appl-EffCW-med-ElecDHW-GasCDryer-Tier1-Front | DEER2016 | D16v1 | 2015-05-14 08:05 | PGE | SFm | 2014 | CZ16 | rWtd | Each | 1 | 1150 | None | 150 | 0.0208 | 8.52 | 11.8 | 0.00228 | 6.28 | 150 | 0.0208 | 8.52 | 11.8 | 0.00228 | 6.28 |  |  | 2 |  | RB-Appl-EffCW-med-ElecDHW-GasCDryer-Tier1-FrontPGESFm2014CZ16rWtd
RB-Appl-EffCW-med-ElecDHW-GasCDryer-Tier1-Front | DEER2016 | D16v1 | 2015-05-14 08:05 | PGE | SFm | Ex | CZ01 | rWtd | Each | 1 | 982 | None | 150 | 0.0203 | 8.71 | 11.4 | 0.00155 | 6.5 | 150 | 0.0203 | 8.71 | 11.4 | 0.00155 | 6.5 |  |  | 2 |  | RB-Appl-EffCW-med-ElecDHW-GasCDryer-Tier1-FrontPGESFmExCZ01rWtd
RB-Appl-EffCW-med-ElecDHW-GasCDryer-Tier1-Front | DEER2016 | D16v1 | 2015-05-14 08:05 | PGE | SFm | Ex | CZ02 | rWtd | Each | 1 | 867 | None | 141 | 0.0211 | 8.8 | 10.8 | 0.00214 | 6.68 | 141 | 0.0211 | 8.8 | 10.8 | 0.00214 | 6.68 |  |  | 2 |  | RB-Appl-EffCW-med-ElecDHW-GasCDryer-Tier1-FrontPGESFmExCZ02rWtd
RB-Appl-EffCW-med-ElecDHW-GasCDryer-Tier1-Front | DEER2016 | D16v1 | 2015-05-14 08:05 | PGE | SFm | Ex | CZ03 | rWtd | Each | 1 | 859 | None | 141 | 0.0195 | 8.86 | 11 | 0.00191 | 6.82 | 141 | 0.0195 | 8.86 | 11 | 0.00191 | 6.82 |  |  | 2 |  | RB-Appl-EffCW-med-ElecDHW-GasCDryer-Tier1-FrontPGESFmExCZ03rWtd
RB-Appl-EffCW-med-ElecDHW-GasCDryer-Tier1-Front | DEER2016 | D16v1 | 2015-05-14 08:05 | PGE | SFm | Ex | CZ04 | rWtd | Each | 1 | 862 | None | 138 | 0.0196 | 8.97 | 10.7 | 0.00155 | 6.76 | 138 | 0.0196 | 8.97 | 10.7 | 0.00155 | 6.76 |  |  | 2 |  | RB-Appl-EffCW-med-ElecDHW-GasCDryer-Tier1-FrontPGESFmExCZ04rWtd
RB-Appl-EffCW-med-ElecDHW-GasCDryer-Tier1-Front | DEER2016 | D16v1 | 2015-05-14 08:05 | PGE | SFm | Ex | CZ05 | rWtd | Each | 1 | 884 | None | 143 | 0.019 | 8.62 | 11 | 0.00126 | 6.64 | 143 | 0.019 | 8.62 | 11 | 0.00126 | 6.64 |  |  | 2 |  | RB-Appl-EffCW-med-ElecDHW-GasCDryer-Tier1-FrontPGESFmExCZ05rWtd
RB-Appl-EffCW-med-ElecDHW-GasCDryer-Tier1-Front | DEER2016 | D16v1 | 2015-05-14 08:05 | PGE | SFm | Ex | CZ11 | rWtd | Each | 1 | 860 | None | 137 | 0.0206 | 8.9 | 11.3 | 0.0027 | 6.48 | 137 | 0.0206 | 8.9 | 11.3 | 0.0027 | 6.48 |  |  | 2 |  | RB-Appl-EffCW-med-ElecDHW-GasCDryer-Tier1-FrontPGESFmExCZ11rWtd
RB-Appl-EffCW-med-ElecDHW-GasCDryer-Tier1-Front | DEER2016 | D16v1 | 2015-05-14 08:05 | PGE | SFm | Ex | CZ12 | rWtd | Each | 1 | 847 | None | 139 | 0.0214 | 8.83 | 11.1 | 0.00337 | 6.48 | 139 | 0.0214 | 8.83 | 11.1 | 0.00337 | 6.48 |  |  | 2 |  | RB-Appl-EffCW-med-ElecDHW-GasCDryer-Tier1-FrontPGESFmExCZ12rWtd
RB-Appl-EffCW-med-ElecDHW-GasCDryer-Tier1-Front | DEER2016 | D16v1 | 2015-05-14 08:05 | PGE | SFm | Ex | CZ13 | rWtd | Each | 1 | 852 | None | 137 | 0.0213 | 8.89 | 12.1 | 0.00321 | 6.51 | 137 | 0.0213 | 8.89 | 12.1 | 0.00321 | 6.51 |  |  | 2 |  | RB-Appl-EffCW-med-ElecDHW-GasCDryer-Tier1-FrontPGESFmExCZ13rWtd
RB-Appl-EffCW-med-ElecDHW-GasCDryer-Tier1-Front | DEER2016 | D16v1 | 2015-05-14 08:05 | PGE | SFm | Ex | CZ16 | rWtd | Each | 1 | 898 | None | 152 | 0.021 | 8.87 | 12.5 | 0.00174 | 6.63 | 152 | 0.021 | 8.87 | 12.5 | 0.00174 | 6.63 |  |  | 2 |  | RB-Appl-EffCW-med-ElecDHW-GasCDryer-Tier1-FrontPGESFmExCZ16rWtd
RB-Appl-EffCW-med-ElecDHW-GasCDryer-Tier1-Front | DEER2016 | D16v1 | 2015-05-14 08:06 | PGE | SFm | Ex | IOU | rWtd | Each | 1 | 859 | None | 140 | 0.0205 | 8.86 | 11.2 | 0.00246 | 6.63 | 140 | 0.0205 | 8.86 | 11.2 | 0.00246 | 6.63 |  |  | 2 |  | RB-Appl-EffCW-med-ElecDHW-GasCDryer-Tier1-FrontPGESFmExIOUrWtd
RB-Appl-EffCW-med-ElecDHW-GasCDryer-Tier1-Front | DEER2016 | D16v1 | 2015-05-14 08:05 | SCE | DMo | Ex | CZ06 | rWtd | Each | 1 | 610 | None | 109 | 0.0147 | 7.18 | 9.5 | 0.00116 | 5.13 | 109 | 0.0147 | 7.18 | 9.5 | 0.00116 | 5.13 |  |  | 2 |  | RB-Appl-EffCW-med-ElecDHW-GasCDryer-Tier1-FrontSCEDMoExCZ06rWtd
RB-Appl-EffCW-med-ElecDHW-GasCDryer-Tier1-Front | DEER2016 | D16v1 | 2015-05-14 08:05 | SCE | DMo | Ex | CZ08 | rWtd | Each | 1 | 607 | None | 109 | 0.0155 | 7.17 | 9.41 | 0.00172 | 5.1 | 109 | 0.0155 | 7.17 | 9.41 | 0.00172 | 5.1 |  |  | 2 |  | RB-Appl-EffCW-med-ElecDHW-GasCDryer-Tier1-FrontSCEDMoExCZ08rWtd
RB-Appl-EffCW-med-ElecDHW-GasCDryer-Tier1-Front | DEER2016 | D16v1 | 2015-05-14 08:05 | SCE | DMo | Ex | CZ09 | rWtd | Each | 1 | 608 | None | 110 | 0.0157 | 7.13 | 10.3 | 0.00217 | 5.08 | 110 | 0.0157 | 7.13 | 10.3 | 0.00217 | 5.08 |  |  | 2 |  | RB-Appl-EffCW-med-ElecDHW-GasCDryer-Tier1-FrontSCEDMoExCZ09rWtd
RB-Appl-EffCW-med-ElecDHW-GasCDryer-Tier1-Front | DEER2016 | D16v1 | 2015-05-14 08:05 | SCE | DMo | Ex | CZ10 | rWtd | Each | 1 | 610 | None | 109 | 0.016 | 7.03 | 10.3 | 0.00227 | 5.04 | 109 | 0.016 | 7.03 | 10.3 | 0.00227 | 5.04 |  |  | 2 |  | RB-Appl-EffCW-med-ElecDHW-GasCDryer-Tier1-FrontSCEDMoExCZ10rWtd
RB-Appl-EffCW-med-ElecDHW-GasCDryer-Tier1-Front | DEER2016 | D16v1 | 2015-05-14 08:05 | SCE | DMo | Ex | CZ13 | rWtd | Each | 1 | 604 | None | 109 | 0.0153 | 7.08 | 10.2 | 0.00178 | 5.04 | 109 | 0.0153 | 7.08 | 10.2 | 0.00178 | 5.04 |  |  | 2 |  | RB-Appl-EffCW-med-ElecDHW-GasCDryer-Tier1-FrontSCEDMoExCZ13rWtd
RB-Appl-EffCW-med-ElecDHW-GasCDryer-Tier1-Front | DEER2016 | D16v1 | 2015-05-14 08:05 | SCE | DMo | Ex | CZ14 | rWtd | Each | 1 | 608 | None | 113 | 0.0152 | 7.02 | 11.1 | 0.00194 | 5.06 | 113 | 0.0152 | 7.02 | 11.1 | 0.00194 | 5.06 |  |  | 2 |  | RB-Appl-EffCW-med-ElecDHW-GasCDryer-Tier1-FrontSCEDMoExCZ14rWtd
RB-Appl-EffCW-med-ElecDHW-GasCDryer-Tier1-Front | DEER2016 | D16v1 | 2015-05-14 08:05 | SCE | DMo | Ex | CZ15 | rWtd | Each | 1 | 612 | None | 102 | 0.0134 | 7.3 | 11.4 | 0.00182 | 5.22 | 102 | 0.0134 | 7.3 | 11.4 | 0.00182 | 5.22 |  |  | 2 |  | RB-Appl-EffCW-med-ElecDHW-GasCDryer-Tier1-FrontSCEDMoExCZ15rWtd
RB-Appl-EffCW-med-ElecDHW-GasCDryer-Tier1-Front | DEER2016 | D16v1 | 2015-05-14 08:05 | SCE | DMo | Ex | CZ16 | rWtd | Each | 1 | 613 | None | 122 | 0.0181 | 6.61 | 10.6 | 0.00235 | 4.95 | 122 | 0.0181 | 6.61 | 10.6 | 0.00235 | 4.95 |  |  | 2 |  | RB-Appl-EffCW-med-ElecDHW-GasCDryer-Tier1-FrontSCEDMoExCZ16rWtd
RB-Appl-EffCW-med-ElecDHW-GasCDryer-Tier1-Front | DEER2016 | D16v1 | 2015-05-14 08:05 | SCE | DMo | Ex | IOU | rWtd | Each | 1 | 609 | None | 110 | 0.0157 | 7.06 | 10.2 | 0.00195 | 5.07 | 110 | 0.0157 | 7.06 | 10.2 | 0.00195 | 5.07 |  |  | 2 |  | RB-Appl-EffCW-med-ElecDHW-GasCDryer-Tier1-FrontSCEDMoExIOUrWtd
RB-Appl-EffCW-med-ElecDHW-GasCDryer-Tier1-Front | DEER2016 | D16v1 | 2015-05-14 08:05 | SCE | DMo | MH00 | CZ05 | rWtd | Each | 1 | 621 | None | 112 | 0.0169 | 6.41 | 8.37 | 0.00172 | 4.9 | 112 | 0.0169 | 6.41 | 8.37 | 0.00172 | 4.9 |  |  | 2 |  | RB-Appl-EffCW-med-ElecDHW-GasCDryer-Tier1-FrontSCEDMoMH00CZ05rWtd
RB-Appl-EffCW-med-ElecDHW-GasCDryer-Tier1-Front | DEER2016 | D16v1 | 2015-05-14 08:05 | SCE | DMo | MH00 | CZ06 | rWtd | Each | 1 | 621 | None | 109 | 0.0145 | 6.9 | 8.32 | 0.000827 | 5.11 | 109 | 0.0145 | 6.9 | 8.32 | 0.000827 | 5.11 |  |  | 2 |  | RB-Appl-EffCW-med-ElecDHW-GasCDryer-Tier1-FrontSCEDMoMH00CZ06rWtd
RB-Appl-EffCW-med-ElecDHW-GasCDryer-Tier1-Front | DEER2016 | D16v1 | 2015-05-14 08:05 | SCE | DMo | MH00 | CZ08 | rWtd | Each | 1 | 621 | None | 110 | 0.0162 | 6.97 | 9.79 | 0.00184 | 5.11 | 110 | 0.0162 | 6.97 | 9.79 | 0.00184 | 5.11 |  |  | 2 |  | RB-Appl-EffCW-med-ElecDHW-GasCDryer-Tier1-FrontSCEDMoMH00CZ08rWtd
RB-Appl-EffCW-med-ElecDHW-GasCDryer-Tier1-Front | DEER2016 | D16v1 | 2015-05-14 08:05 | SCE | DMo | MH00 | CZ09 | rWtd | Each | 1 | 621 | None | 111 | 0.0165 | 6.92 | 11 | 0.00211 | 5.11 | 111 | 0.0165 | 6.92 | 11 | 0.00211 | 5.11 |  |  | 2 |  | RB-Appl-EffCW-med-ElecDHW-GasCDryer-Tier1-FrontSCEDMoMH00CZ09rWtd
RB-Appl-EffCW-med-ElecDHW-GasCDryer-Tier1-Front | DEER2016 | D16v1 | 2015-05-14 08:05 | SCE | DMo | MH00 | CZ10 | rWtd | Each | 1 | 621 | None | 114 | 0.017 | 6.92 | 11.1 | 0.00224 | 5.13 | 114 | 0.017 | 6.92 | 11.1 | 0.00224 | 5.13 |  |  | 2 |  | RB-Appl-EffCW-med-ElecDHW-GasCDryer-Tier1-FrontSCEDMoMH00CZ10rWtd
RB-Appl-EffCW-med-ElecDHW-GasCDryer-Tier1-Front | DEER2016 | D16v1 | 2015-05-14 08:05 | SCE | DMo | MH00 | CZ13 | rWtd | Each | 1 | 621 | None | 113 | 0.0169 | 6.63 | 11.1 | 0.00227 | 5.01 | 113 | 0.0169 | 6.63 | 11.1 | 0.00227 | 5.01 |  |  | 2 |  | RB-Appl-EffCW-med-ElecDHW-GasCDryer-Tier1-FrontSCEDMoMH00CZ13rWtd
RB-Appl-EffCW-med-ElecDHW-GasCDryer-Tier1-Front | DEER2016 | D16v1 | 2015-05-14 08:05 | SCE | DMo | MH00 | CZ14 | rWtd | Each | 1 | 621 | None | 115 | 0.0166 | 6.74 | 11.7 | 0.00218 | 5.05 | 115 | 0.0166 | 6.74 | 11.7 | 0.00218 | 5.05 |  |  | 2 |  | RB-Appl-EffCW-med-ElecDHW-GasCDryer-Tier1-FrontSCEDMoMH00CZ14rWtd
RB-Appl-EffCW-med-ElecDHW-GasCDryer-Tier1-Front | DEER2016 | D16v1 | 2015-05-14 08:05 | SCE | DMo | MH00 | CZ15 | rWtd | Each | 1 | 621 | None | 106 | 0.0135 | 7.12 | 12.6 | 0.00174 | 5.19 | 106 | 0.0135 | 7.12 | 12.6 | 0.00174 | 5.19 |  |  | 2 |  | RB-Appl-EffCW-med-ElecDHW-GasCDryer-Tier1-FrontSCEDMoMH00CZ15rWtd
RB-Appl-EffCW-med-ElecDHW-GasCDryer-Tier1-Front | DEER2016 | D16v1 | 2015-05-14 08:05 | SCE | DMo | MH00 | CZ16 | rWtd | Each | 1 | 621 | None | 127 | 0.0187 | 6.62 | 15.4 | 0.00241 | 5.01 | 127 | 0.0187 | 6.62 | 15.4 | 0.00241 | 5.01 |  |  | 2 |  | RB-Appl-EffCW-med-ElecDHW-GasCDryer-Tier1-FrontSCEDMoMH00CZ16rWtd
RB-Appl-EffCW-med-ElecDHW-GasCDryer-Tier1-Front | DEER2016 | D16v1 | 2015-05-14 08:05 | SCE | DMo | MH06 | CZ05 | rWtd | Each | 1 | 621 | None | 115 | 0.0172 | 6.4 | 9.03 | 0.0024 | 4.89 | 115 | 0.0172 | 6.4 | 9.03 | 0.0024 | 4.89 |  |  | 2 |  | RB-Appl-EffCW-med-ElecDHW-GasCDryer-Tier1-FrontSCEDMoMH06CZ05rWtd
RB-Appl-EffCW-med-ElecDHW-GasCDryer-Tier1-Front | DEER2016 | D16v1 | 2015-05-14 08:05 | SCE | DMo | MH06 | CZ06 | rWtd | Each | 1 | 621 | None | 108 | 0.0145 | 6.99 | 8.21 | 0.000988 | 5.14 | 108 | 0.0145 | 6.99 | 8.21 | 0.000988 | 5.14 |  |  | 2 |  | RB-Appl-EffCW-med-ElecDHW-GasCDryer-Tier1-FrontSCEDMoMH06CZ06rWtd
RB-Appl-EffCW-med-ElecDHW-GasCDryer-Tier1-Front | DEER2016 | D16v1 | 2015-05-14 08:05 | SCE | DMo | MH06 | CZ08 | rWtd | Each | 1 | 621 | None | 112 | 0.0156 | 7.03 | 10.6 | 0.00162 | 5.14 | 112 | 0.0156 | 7.03 | 10.6 | 0.00162 | 5.14 |  |  | 2 |  | RB-Appl-EffCW-med-ElecDHW-GasCDryer-Tier1-FrontSCEDMoMH06CZ08rWtd
RB-Appl-EffCW-med-ElecDHW-GasCDryer-Tier1-Front | DEER2016 | D16v1 | 2015-05-14 08:05 | SCE | DMo | MH06 | CZ09 | rWtd | Each | 1 | 621 | None | 111 | 0.0157 | 6.94 | 9.82 | 0.00192 | 5.14 | 111 | 0.0157 | 6.94 | 9.82 | 0.00192 | 5.14 |  |  | 2 |  | RB-Appl-EffCW-med-ElecDHW-GasCDryer-Tier1-FrontSCEDMoMH06CZ09rWtd
RB-Appl-EffCW-med-ElecDHW-GasCDryer-Tier1-Front | DEER2016 | D16v1 | 2015-05-14 08:05 | SCE | DMo | MH06 | CZ10 | rWtd | Each | 1 | 621 | None | 113 | 0.0149 | 6.87 | 10.8 | 0.00156 | 5.1 | 113 | 0.0149 | 6.87 | 10.8 | 0.00156 | 5.1 |  |  | 2 |  | RB-Appl-EffCW-med-ElecDHW-GasCDryer-Tier1-FrontSCEDMoMH06CZ10rWtd
RB-Appl-EffCW-med-ElecDHW-GasCDryer-Tier1-Front | DEER2016 | D16v1 | 2015-05-14 08:05 | SCE | DMo | MH06 | CZ13 | rWtd | Each | 1 | 621 | None | 112 | 0.0163 | 6.62 | 10.5 | 0.00191 | 5 | 112 | 0.0163 | 6.62 | 10.5 | 0.00191 | 5 |  |  | 2 |  | RB-Appl-EffCW-med-ElecDHW-GasCDryer-Tier1-FrontSCEDMoMH06CZ13rWtd
RB-Appl-EffCW-med-ElecDHW-GasCDryer-Tier1-Front | DEER2016 | D16v1 | 2015-05-14 08:05 | SCE | DMo | MH06 | CZ14 | rWtd | Each | 1 | 621 | None | 114 | 0.0132 | 6.64 | 11.4 | 0.00102 | 5.01 | 114 | 0.0132 | 6.64 | 11.4 | 0.00102 | 5.01 |  |  | 2 |  | RB-Appl-EffCW-med-ElecDHW-GasCDryer-Tier1-FrontSCEDMoMH06CZ14rWtd
RB-Appl-EffCW-med-ElecDHW-GasCDryer-Tier1-Front | DEER2016 | D16v1 | 2015-05-14 08:05 | SCE | DMo | MH06 | CZ15 | rWtd | Each | 1 | 621 | None | 103 | 0.0127 | 7.12 | 11.6 | 0.00153 | 5.19 | 103 | 0.0127 | 7.12 | 11.6 | 0.00153 | 5.19 |  |  | 2 |  | RB-Appl-EffCW-med-ElecDHW-GasCDryer-Tier1-FrontSCEDMoMH06CZ15rWtd
RB-Appl-EffCW-med-ElecDHW-GasCDryer-Tier1-Front | DEER2016 | D16v1 | 2015-05-14 08:05 | SCE | DMo | MH06 | CZ16 | rWtd | Each | 1 | 621 | None | 123 | 0.0181 | 6.59 | 9.38 | 0.00218 | 5.01 | 123 | 0.0181 | 6.59 | 9.38 | 0.00218 | 5.01 |  |  | 2 |  | RB-Appl-EffCW-med-ElecDHW-GasCDryer-Tier1-FrontSCEDMoMH06CZ16rWtd
RB-Appl-EffCW-med-ElecDHW-GasCDryer-Tier1-Front | DEER2016 | D16v1 | 2015-05-14 08:05 | SCE | DMo | MH72 | CZ05 | rWtd | Each | 1 | 598 | None | 115 | 0.0172 | 7.16 | 8.96 | 0.0019 | 4.88 | 115 | 0.0172 | 7.16 | 8.96 | 0.0019 | 4.88 |  |  | 2 |  | RB-Appl-EffCW-med-ElecDHW-GasCDryer-Tier1-FrontSCEDMoMH72CZ05rWtd
RB-Appl-EffCW-med-ElecDHW-GasCDryer-Tier1-Front | DEER2016 | D16v1 | 2015-05-14 08:05 | SCE | DMo | MH72 | CZ06 | rWtd | Each | 1 | 598 | None | 110 | 0.0148 | 7.47 | 10.7 | 0.00127 | 5.14 | 110 | 0.0148 | 7.47 | 10.7 | 0.00127 | 5.14 |  |  | 2 |  | RB-Appl-EffCW-med-ElecDHW-GasCDryer-Tier1-FrontSCEDMoMH72CZ06rWtd
RB-Appl-EffCW-med-ElecDHW-GasCDryer-Tier1-Front | DEER2016 | D16v1 | 2015-05-14 08:05 | SCE | DMo | MH72 | CZ08 | rWtd | Each | 1 | 598 | None | 108 | 0.0152 | 7.36 | 9.7 | 0.00184 | 5.09 | 108 | 0.0152 | 7.36 | 9.7 | 0.00184 | 5.09 |  |  | 2 |  | RB-Appl-EffCW-med-ElecDHW-GasCDryer-Tier1-FrontSCEDMoMH72CZ08rWtd
RB-Appl-EffCW-med-ElecDHW-GasCDryer-Tier1-Front | DEER2016 | D16v1 | 2015-05-14 08:05 | SCE | DMo | MH72 | CZ09 | rWtd | Each | 1 | 598 | None | 109 | 0.0153 | 7.32 | 10.6 | 0.0022 | 5.07 | 109 | 0.0153 | 7.32 | 10.6 | 0.0022 | 5.07 |  |  | 2 |  | RB-Appl-EffCW-med-ElecDHW-GasCDryer-Tier1-FrontSCEDMoMH72CZ09rWtd
RB-Appl-EffCW-med-ElecDHW-GasCDryer-Tier1-Front | DEER2016 | D16v1 | 2015-05-14 08:05 | SCE | DMo | MH72 | CZ10 | rWtd | Each | 1 | 598 | None | 109 | 0.0156 | 7.26 | 10.2 | 0.00238 | 5.02 | 109 | 0.0156 | 7.26 | 10.2 | 0.00238 | 5.02 |  |  | 2 |  | RB-Appl-EffCW-med-ElecDHW-GasCDryer-Tier1-FrontSCEDMoMH72CZ10rWtd
RB-Appl-EffCW-med-ElecDHW-GasCDryer-Tier1-Front | DEER2016 | D16v1 | 2015-05-14 08:05 | SCE | DMo | MH72 | CZ13 | rWtd | Each | 1 | 598 | None | 108 | 0.0147 | 7.25 | 10.3 | 0.0016 | 5.04 | 108 | 0.0147 | 7.25 | 10.3 | 0.0016 | 5.04 |  |  | 2 |  | RB-Appl-EffCW-med-ElecDHW-GasCDryer-Tier1-FrontSCEDMoMH72CZ13rWtd
RB-Appl-EffCW-med-ElecDHW-GasCDryer-Tier1-Front | DEER2016 | D16v1 | 2015-05-14 08:05 | SCE | DMo | MH72 | CZ14 | rWtd | Each | 1 | 598 | None | 112 | 0.015 | 7.37 | 11.3 | 0.00202 | 5.11 | 112 | 0.015 | 7.37 | 11.3 | 0.00202 | 5.11 |  |  | 2 |  | RB-Appl-EffCW-med-ElecDHW-GasCDryer-Tier1-FrontSCEDMoMH72CZ14rWtd
RB-Appl-EffCW-med-ElecDHW-GasCDryer-Tier1-Front | DEER2016 | D16v1 | 2015-05-14 08:05 | SCE | DMo | MH72 | CZ15 | rWtd | Each | 1 | 598 | None | 101 | 0.0129 | 7.59 | 12.4 | 0.00192 | 5.25 | 101 | 0.0129 | 7.59 | 12.4 | 0.00192 | 5.25 |  |  | 2 |  | RB-Appl-EffCW-med-ElecDHW-GasCDryer-Tier1-FrontSCEDMoMH72CZ15rWtd
RB-Appl-EffCW-med-ElecDHW-GasCDryer-Tier1-Front | DEER2016 | D16v1 | 2015-05-14 08:05 | SCE | DMo | MH72 | CZ16 | rWtd | Each | 1 | 598 | None | 123 | 0.0173 | 7.19 | 11.6 | 0.00236 | 4.99 | 123 | 0.0173 | 7.19 | 11.6 | 0.00236 | 4.99 |  |  | 2 |  | RB-Appl-EffCW-med-ElecDHW-GasCDryer-Tier1-FrontSCEDMoMH72CZ16rWtd
RB-Appl-EffCW-med-ElecDHW-GasCDryer-Tier1-Front | DEER2016 | D16v1 | 2015-05-14 08:05 | SCE | DMo | MH85 | CZ05 | rWtd | Each | 1 | 621 | None | 116 | 0.0192 | 6.23 | 9.61 | 0.0016 | 4.85 | 116 | 0.0192 | 6.23 | 9.61 | 0.0016 | 4.85 |  |  | 2 |  | RB-Appl-EffCW-med-ElecDHW-GasCDryer-Tier1-FrontSCEDMoMH85CZ05rWtd
RB-Appl-EffCW-med-ElecDHW-GasCDryer-Tier1-Front | DEER2016 | D16v1 | 2015-05-14 08:05 | SCE | DMo | MH85 | CZ06 | rWtd | Each | 1 | 621 | None | 108 | 0.015 | 6.9 | 8.58 | 0.0014 | 5.14 | 108 | 0.015 | 6.9 | 8.58 | 0.0014 | 5.14 |  |  | 2 |  | RB-Appl-EffCW-med-ElecDHW-GasCDryer-Tier1-FrontSCEDMoMH85CZ06rWtd
RB-Appl-EffCW-med-ElecDHW-GasCDryer-Tier1-Front | DEER2016 | D16v1 | 2015-05-14 08:05 | SCE | DMo | MH85 | CZ08 | rWtd | Each | 1 | 621 | None | 110 | 0.016 | 6.83 | 8.56 | 0.00143 | 5.11 | 110 | 0.016 | 6.83 | 8.56 | 0.00143 | 5.11 |  |  | 2 |  | RB-Appl-EffCW-med-ElecDHW-GasCDryer-Tier1-FrontSCEDMoMH85CZ08rWtd
RB-Appl-EffCW-med-ElecDHW-GasCDryer-Tier1-Front | DEER2016 | D16v1 | 2015-05-14 08:05 | SCE | DMo | MH85 | CZ09 | rWtd | Each | 1 | 621 | None | 111 | 0.0162 | 6.85 | 9.36 | 0.00217 | 5.1 | 111 | 0.0162 | 6.85 | 9.36 | 0.00217 | 5.1 |  |  | 2 |  | RB-Appl-EffCW-med-ElecDHW-GasCDryer-Tier1-FrontSCEDMoMH85CZ09rWtd
RB-Appl-EffCW-med-ElecDHW-GasCDryer-Tier1-Front | DEER2016 | D16v1 | 2015-05-14 08:05 | SCE | DMo | MH85 | CZ10 | rWtd | Each | 1 | 621 | None | 109 | 0.0163 | 6.81 | 10.3 | 0.00217 | 5.05 | 109 | 0.0163 | 6.81 | 10.3 | 0.00217 | 5.05 |  |  | 2 |  | RB-Appl-EffCW-med-ElecDHW-GasCDryer-Tier1-FrontSCEDMoMH85CZ10rWtd
RB-Appl-EffCW-med-ElecDHW-GasCDryer-Tier1-Front | DEER2016 | D16v1 | 2015-05-14 08:05 | SCE | DMo | MH85 | CZ13 | rWtd | Each | 1 | 621 | None | 111 | 0.0169 | 6.62 | 10.2 | 0.00226 | 5.02 | 111 | 0.0169 | 6.62 | 10.2 | 0.00226 | 5.02 |  |  | 2 |  | RB-Appl-EffCW-med-ElecDHW-GasCDryer-Tier1-FrontSCEDMoMH85CZ13rWtd
RB-Appl-EffCW-med-ElecDHW-GasCDryer-Tier1-Front | DEER2016 | D16v1 | 2015-05-14 08:05 | SCE | DMo | MH85 | CZ14 | rWtd | Each | 1 | 621 | None | 114 | 0.0154 | 6.58 | 10.8 | 0.00182 | 4.99 | 114 | 0.0154 | 6.58 | 10.8 | 0.00182 | 4.99 |  |  | 2 |  | RB-Appl-EffCW-med-ElecDHW-GasCDryer-Tier1-FrontSCEDMoMH85CZ14rWtd
RB-Appl-EffCW-med-ElecDHW-GasCDryer-Tier1-Front | DEER2016 | D16v1 | 2015-05-14 08:05 | SCE | DMo | MH85 | CZ15 | rWtd | Each | 1 | 621 | None | 102 | 0.014 | 7.1 | 9.63 | 0.0018 | 5.19 | 102 | 0.014 | 7.1 | 9.63 | 0.0018 | 5.19 |  |  | 2 |  | RB-Appl-EffCW-med-ElecDHW-GasCDryer-Tier1-FrontSCEDMoMH85CZ15rWtd
RB-Appl-EffCW-med-ElecDHW-GasCDryer-Tier1-Front | DEER2016 | D16v1 | 2015-05-14 08:05 | SCE | DMo | MH85 | CZ16 | rWtd | Each | 1 | 621 | None | 121 | 0.0185 | 6.31 | 9.96 | 0.00235 | 4.93 | 121 | 0.0185 | 6.31 | 9.96 | 0.00235 | 4.93 |  |  | 2 |  | RB-Appl-EffCW-med-ElecDHW-GasCDryer-Tier1-FrontSCEDMoMH85CZ16rWtd
RB-Appl-EffCW-med-ElecDHW-GasCDryer-Tier1-Front | DEER2016 | D16v1 | 2015-05-14 08:05 | SCE | MFm | 1975 | CZ05 | rWtd | Each | 1 | 474 | None | 116 | 0.0156 | 6.97 | 8.97 | 0.0012 | 5.48 | 116 | 0.0156 | 6.97 | 8.97 | 0.0012 | 5.48 |  |  | 2 |  | RB-Appl-EffCW-med-ElecDHW-GasCDryer-Tier1-FrontSCEMFm1975CZ05rWtd
RB-Appl-EffCW-med-ElecDHW-GasCDryer-Tier1-Front | DEER2016 | D16v1 | 2015-05-14 08:05 | SCE | MFm | 1975 | CZ06 | rWtd | Each | 1 | 465 | None | 109 | 0.0143 | 7.5 | 8.26 | 0.000115 | 5.52 | 109 | 0.0143 | 7.5 | 8.26 | 0.000115 | 5.52 |  |  | 2 |  | RB-Appl-EffCW-med-ElecDHW-GasCDryer-Tier1-FrontSCEMFm1975CZ06rWtd
RB-Appl-EffCW-med-ElecDHW-GasCDryer-Tier1-Front | DEER2016 | D16v1 | 2015-05-14 08:05 | SCE | MFm | 1975 | CZ08 | rWtd | Each | 1 | 465 | None | 108 | 0.0156 | 7.45 | 7.97 | 0.00167 | 5.51 | 108 | 0.0156 | 7.45 | 7.97 | 0.00167 | 5.51 |  |  | 2 |  | RB-Appl-EffCW-med-ElecDHW-GasCDryer-Tier1-FrontSCEMFm1975CZ08rWtd
RB-Appl-EffCW-med-ElecDHW-GasCDryer-Tier1-Front | DEER2016 | D16v1 | 2015-05-14 08:05 | SCE | MFm | 1975 | CZ09 | rWtd | Each | 1 | 544 | None | 108 | 0.0148 | 7.47 | 8.71 | 0.00135 | 5.23 | 108 | 0.0148 | 7.47 | 8.71 | 0.00135 | 5.23 |  |  | 2 |  | RB-Appl-EffCW-med-ElecDHW-GasCDryer-Tier1-FrontSCEMFm1975CZ09rWtd
RB-Appl-EffCW-med-ElecDHW-GasCDryer-Tier1-Front | DEER2016 | D16v1 | 2015-05-14 08:05 | SCE | MFm | 1975 | CZ10 | rWtd | Each | 1 | 544 | None | 109 | 0.0154 | 7.5 | 9.89 | 0.0013 | 5.24 | 109 | 0.0154 | 7.5 | 9.89 | 0.0013 | 5.24 |  |  | 2 |  | RB-Appl-EffCW-med-ElecDHW-GasCDryer-Tier1-FrontSCEMFm1975CZ10rWtd
RB-Appl-EffCW-med-ElecDHW-GasCDryer-Tier1-Front | DEER2016 | D16v1 | 2015-05-14 08:05 | SCE | MFm | 1975 | CZ13 | rWtd | Each | 1 | 487 | None | 110 | 0.015 | 7.36 | 8.09 | 0.00105 | 5.51 | 110 | 0.015 | 7.36 | 8.09 | 0.00105 | 5.51 |  |  | 2 |  | RB-Appl-EffCW-med-ElecDHW-GasCDryer-Tier1-FrontSCEMFm1975CZ13rWtd
RB-Appl-EffCW-med-ElecDHW-GasCDryer-Tier1-Front | DEER2016 | D16v1 | 2015-05-14 08:05 | SCE | MFm | 1975 | CZ14 | rWtd | Each | 1 | 634 | None | 115 | 0.0154 | 6.99 | 10.5 | 0.00166 | 5.16 | 115 | 0.0154 | 6.99 | 10.5 | 0.00166 | 5.16 |  |  | 2 |  | RB-Appl-EffCW-med-ElecDHW-GasCDryer-Tier1-FrontSCEMFm1975CZ14rWtd
RB-Appl-EffCW-med-ElecDHW-GasCDryer-Tier1-Front | DEER2016 | D16v1 | 2015-05-14 08:05 | SCE | MFm | 1975 | CZ15 | rWtd | Each | 1 | 634 | None | 104 | 0.013 | 7.49 | 10.9 | 0.00125 | 5.36 | 104 | 0.013 | 7.49 | 10.9 | 0.00125 | 5.36 |  |  | 2 |  | RB-Appl-EffCW-med-ElecDHW-GasCDryer-Tier1-FrontSCEMFm1975CZ15rWtd
RB-Appl-EffCW-med-ElecDHW-GasCDryer-Tier1-Front | DEER2016 | D16v1 | 2015-05-14 08:05 | SCE | MFm | 1975 | CZ16 | rWtd | Each | 1 | 474 | None | 122 | 0.0173 | 7.15 | 9.3 | 0.000638 | 5.46 | 122 | 0.0173 | 7.15 | 9.3 | 0.000638 | 5.46 |  |  | 2 |  | RB-Appl-EffCW-med-ElecDHW-GasCDryer-Tier1-FrontSCEMFm1975CZ16rWtd
RB-Appl-EffCW-med-ElecDHW-GasCDryer-Tier1-Front | DEER2016 | D16v1 | 2015-05-14 08:05 | SCE | MFm | 1985 | CZ05 | rWtd | Each | 1 | 512 | None | 116 | 0.0155 | 7.08 | 8.96 | 0.00115 | 5.56 | 116 | 0.0155 | 7.08 | 8.96 | 0.00115 | 5.56 |  |  | 2 |  | RB-Appl-EffCW-med-ElecDHW-GasCDryer-Tier1-FrontSCEMFm1985CZ05rWtd
RB-Appl-EffCW-med-ElecDHW-GasCDryer-Tier1-Front | DEER2016 | D16v1 | 2015-05-14 08:05 | SCE | MFm | 1985 | CZ06 | rWtd | Each | 1 | 578 | None | 109 | 0.0159 | 7.52 | 8.43 | 0.00173 | 5.24 | 109 | 0.0159 | 7.52 | 8.43 | 0.00173 | 5.24 |  |  | 2 |  | RB-Appl-EffCW-med-ElecDHW-GasCDryer-Tier1-FrontSCEMFm1985CZ06rWtd
RB-Appl-EffCW-med-ElecDHW-GasCDryer-Tier1-Front | DEER2016 | D16v1 | 2015-05-14 08:05 | SCE | MFm | 1985 | CZ08 | rWtd | Each | 1 | 578 | None | 108 | 0.0148 | 7.58 | 8.69 | 0.00112 | 5.28 | 108 | 0.0148 | 7.58 | 8.69 | 0.00112 | 5.28 |  |  | 2 |  | RB-Appl-EffCW-med-ElecDHW-GasCDryer-Tier1-FrontSCEMFm1985CZ08rWtd
RB-Appl-EffCW-med-ElecDHW-GasCDryer-Tier1-Front | DEER2016 | D16v1 | 2015-05-14 08:05 | SCE | MFm | 1985 | CZ09 | rWtd | Each | 1 | 648 | None | 112 | 0.016 | 7.18 | 9.83 | 0.00192 | 5.23 | 112 | 0.016 | 7.18 | 9.83 | 0.00192 | 5.23 |  |  | 2 |  | RB-Appl-EffCW-med-ElecDHW-GasCDryer-Tier1-FrontSCEMFm1985CZ09rWtd
RB-Appl-EffCW-med-ElecDHW-GasCDryer-Tier1-Front | DEER2016 | D16v1 | 2015-05-14 08:05 | SCE | MFm | 1985 | CZ10 | rWtd | Each | 1 | 648 | None | 110 | 0.0161 | 7.2 | 9.56 | 0.00144 | 5.24 | 110 | 0.0161 | 7.2 | 9.56 | 0.00144 | 5.24 |  |  | 2 |  | RB-Appl-EffCW-med-ElecDHW-GasCDryer-Tier1-FrontSCEMFm1985CZ10rWtd
RB-Appl-EffCW-med-ElecDHW-GasCDryer-Tier1-Front | DEER2016 | D16v1 | 2015-05-14 08:05 | SCE | MFm | 1985 | CZ13 | rWtd | Each | 1 | 512 | None | 108 | 0.0148 | 7.37 | 7.63 | 0.000515 | 5.52 | 108 | 0.0148 | 7.37 | 7.63 | 0.000515 | 5.52 |  |  | 2 |  | RB-Appl-EffCW-med-ElecDHW-GasCDryer-Tier1-FrontSCEMFm1985CZ13rWtd
RB-Appl-EffCW-med-ElecDHW-GasCDryer-Tier1-Front | DEER2016 | D16v1 | 2015-05-14 08:05 | SCE | MFm | 1985 | CZ14 | rWtd | Each | 1 | 630 | None | 115 | 0.0147 | 7.08 | 11.2 | 0.00136 | 5.2 | 115 | 0.0147 | 7.08 | 11.2 | 0.00136 | 5.2 |  |  | 2 |  | RB-Appl-EffCW-med-ElecDHW-GasCDryer-Tier1-FrontSCEMFm1985CZ14rWtd
RB-Appl-EffCW-med-ElecDHW-GasCDryer-Tier1-Front | DEER2016 | D16v1 | 2015-05-14 08:05 | SCE | MFm | 1985 | CZ15 | rWtd | Each | 1 | 630 | None | 104 | 0.0129 | 7.51 | 11.1 | 0.000949 | 5.37 | 104 | 0.0129 | 7.51 | 11.1 | 0.000949 | 5.37 |  |  | 2 |  | RB-Appl-EffCW-med-ElecDHW-GasCDryer-Tier1-FrontSCEMFm1985CZ15rWtd
RB-Appl-EffCW-med-ElecDHW-GasCDryer-Tier1-Front | DEER2016 | D16v1 | 2015-05-14 08:05 | SCE | MFm | 1985 | CZ16 | rWtd | Each | 1 | 512 | None | 122 | 0.0163 | 7.2 | 9.55 | 0.000822 | 5.51 | 122 | 0.0163 | 7.2 | 9.55 | 0.000822 | 5.51 |  |  | 2 |  | RB-Appl-EffCW-med-ElecDHW-GasCDryer-Tier1-FrontSCEMFm1985CZ16rWtd
RB-Appl-EffCW-med-ElecDHW-GasCDryer-Tier1-Front | DEER2016 | D16v1 | 2015-05-14 08:05 | SCE | MFm | 1996 | CZ05 | rWtd | Each | 1 | 432 | None | 116 | 0.0155 | 7.14 | 8.89 | 0.0012 | 5.48 | 116 | 0.0155 | 7.14 | 8.89 | 0.0012 | 5.48 |  |  | 2 |  | RB-Appl-EffCW-med-ElecDHW-GasCDryer-Tier1-FrontSCEMFm1996CZ05rWtd
RB-Appl-EffCW-med-ElecDHW-GasCDryer-Tier1-Front | DEER2016 | D16v1 | 2015-05-14 08:05 | SCE | MFm | 1996 | CZ06 | rWtd | Each | 1 | 518 | None | 109 | 0.014 | 7.53 | 8.35 | 0.00032 | 5.27 | 109 | 0.014 | 7.53 | 8.35 | 0.00032 | 5.27 |  |  | 2 |  | RB-Appl-EffCW-med-ElecDHW-GasCDryer-Tier1-FrontSCEMFm1996CZ06rWtd
RB-Appl-EffCW-med-ElecDHW-GasCDryer-Tier1-Front | DEER2016 | D16v1 | 2015-05-14 08:05 | SCE | MFm | 1996 | CZ08 | rWtd | Each | 1 | 518 | None | 109 | 0.0157 | 7.57 | 9 | 0.00139 | 5.3 | 109 | 0.0157 | 7.57 | 9 | 0.00139 | 5.3 |  |  | 2 |  | RB-Appl-EffCW-med-ElecDHW-GasCDryer-Tier1-FrontSCEMFm1996CZ08rWtd
RB-Appl-EffCW-med-ElecDHW-GasCDryer-Tier1-Front | DEER2016 | D16v1 | 2015-05-14 08:05 | SCE | MFm | 1996 | CZ09 | rWtd | Each | 1 | 487 | None | 110 | 0.0152 | 7.51 | 7.89 | 0.00107 | 5.51 | 110 | 0.0152 | 7.51 | 7.89 | 0.00107 | 5.51 |  |  | 2 |  | RB-Appl-EffCW-med-ElecDHW-GasCDryer-Tier1-FrontSCEMFm1996CZ09rWtd
RB-Appl-EffCW-med-ElecDHW-GasCDryer-Tier1-Front | DEER2016 | D16v1 | 2015-05-14 08:05 | SCE | MFm | 1996 | CZ10 | rWtd | Each | 1 | 487 | None | 108 | 0.0172 | 7.47 | 8.27 | 0.000643 | 5.51 | 108 | 0.0172 | 7.47 | 8.27 | 0.000643 | 5.51 |  |  | 2 |  | RB-Appl-EffCW-med-ElecDHW-GasCDryer-Tier1-FrontSCEMFm1996CZ10rWtd
RB-Appl-EffCW-med-ElecDHW-GasCDryer-Tier1-Front | DEER2016 | D16v1 | 2015-05-14 08:05 | SCE | MFm | 1996 | CZ13 | rWtd | Each | 1 | 456 | None | 110 | 0.0154 | 7.37 | 8.15 | 0.00159 | 5.47 | 110 | 0.0154 | 7.37 | 8.15 | 0.00159 | 5.47 |  |  | 2 |  | RB-Appl-EffCW-med-ElecDHW-GasCDryer-Tier1-FrontSCEMFm1996CZ13rWtd
RB-Appl-EffCW-med-ElecDHW-GasCDryer-Tier1-Front | DEER2016 | D16v1 | 2015-05-14 08:05 | SCE | MFm | 1996 | CZ14 | rWtd | Each | 1 | 480 | None | 113 | 0.014 | 7.48 | 8.64 | 0.000792 | 5.5 | 113 | 0.014 | 7.48 | 8.64 | 0.000792 | 5.5 |  |  | 2 |  | RB-Appl-EffCW-med-ElecDHW-GasCDryer-Tier1-FrontSCEMFm1996CZ14rWtd
RB-Appl-EffCW-med-ElecDHW-GasCDryer-Tier1-Front | DEER2016 | D16v1 | 2015-05-14 08:05 | SCE | MFm | 1996 | CZ15 | rWtd | Each | 1 | 480 | None | 98.2 | 0.0127 | 7.69 | 6.91 | 0.000565 | 5.5 | 98.2 | 0.0127 | 7.69 | 6.91 | 0.000565 | 5.5 |  |  | 2 |  | RB-Appl-EffCW-med-ElecDHW-GasCDryer-Tier1-FrontSCEMFm1996CZ15rWtd
RB-Appl-EffCW-med-ElecDHW-GasCDryer-Tier1-Front | DEER2016 | D16v1 | 2015-05-14 08:05 | SCE | MFm | 1996 | CZ16 | rWtd | Each | 1 | 432 | None | 123 | 0.0167 | 7.17 | 9.4 | 0.00106 | 5.45 | 123 | 0.0167 | 7.17 | 9.4 | 0.00106 | 5.45 |  |  | 2 |  | RB-Appl-EffCW-med-ElecDHW-GasCDryer-Tier1-FrontSCEMFm1996CZ16rWtd
RB-Appl-EffCW-med-ElecDHW-GasCDryer-Tier1-Front | DEER2016 | D16v1 | 2015-05-14 08:05 | SCE | MFm | 2003 | CZ05 | rWtd | Each | 1 | 441 | None | 116 | 0.0155 | 7.11 | 8.83 | 0.00117 | 5.48 | 116 | 0.0155 | 7.11 | 8.83 | 0.00117 | 5.48 |  |  | 2 |  | RB-Appl-EffCW-med-ElecDHW-GasCDryer-Tier1-FrontSCEMFm2003CZ05rWtd
RB-Appl-EffCW-med-ElecDHW-GasCDryer-Tier1-Front | DEER2016 | D16v1 | 2015-05-14 08:05 | SCE | MFm | 2003 | CZ06 | rWtd | Each | 1 | 538 | None | 109 | 0.0153 | 7.53 | 8.29 | 0.00221 | 5.27 | 109 | 0.0153 | 7.53 | 8.29 | 0.00221 | 5.27 |  |  | 2 |  | RB-Appl-EffCW-med-ElecDHW-GasCDryer-Tier1-FrontSCEMFm2003CZ06rWtd
RB-Appl-EffCW-med-ElecDHW-GasCDryer-Tier1-Front | DEER2016 | D16v1 | 2015-05-14 08:05 | SCE | MFm | 2003 | CZ08 | rWtd | Each | 1 | 538 | None | 108 | 0.0151 | 7.56 | 8.8 | 0.00173 | 5.3 | 108 | 0.0151 | 7.56 | 8.8 | 0.00173 | 5.3 |  |  | 2 |  | RB-Appl-EffCW-med-ElecDHW-GasCDryer-Tier1-FrontSCEMFm2003CZ08rWtd
RB-Appl-EffCW-med-ElecDHW-GasCDryer-Tier1-Front | DEER2016 | D16v1 | 2015-05-14 08:05 | SCE | MFm | 2003 | CZ09 | rWtd | Each | 1 | 499 | None | 109 | 0.0153 | 7.48 | 8.48 | 0.00128 | 5.51 | 109 | 0.0153 | 7.48 | 8.48 | 0.00128 | 5.51 |  |  | 2 |  | RB-Appl-EffCW-med-ElecDHW-GasCDryer-Tier1-FrontSCEMFm2003CZ09rWtd
RB-Appl-EffCW-med-ElecDHW-GasCDryer-Tier1-Front | DEER2016 | D16v1 | 2015-05-14 08:05 | SCE | MFm | 2003 | CZ10 | rWtd | Each | 1 | 474 | None | 109 | 0.0155 | 7.55 | 8.05 | 0.00111 | 5.5 | 109 | 0.0155 | 7.55 | 8.05 | 0.00111 | 5.5 |  |  | 2 |  | RB-Appl-EffCW-med-ElecDHW-GasCDryer-Tier1-FrontSCEMFm2003CZ10rWtd
RB-Appl-EffCW-med-ElecDHW-GasCDryer-Tier1-Front | DEER2016 | D16v1 | 2015-05-14 08:05 | SCE | MFm | 2003 | CZ13 | rWtd | Each | 1 | 474 | None | 110 | 0.0147 | 7.46 | 8.53 | 0.00101 | 5.49 | 110 | 0.0147 | 7.46 | 8.53 | 0.00101 | 5.49 |  |  | 2 |  | RB-Appl-EffCW-med-ElecDHW-GasCDryer-Tier1-FrontSCEMFm2003CZ13rWtd
RB-Appl-EffCW-med-ElecDHW-GasCDryer-Tier1-Front | DEER2016 | D16v1 | 2015-05-14 08:05 | SCE | MFm | 2003 | CZ14 | rWtd | Each | 1 | 487 | None | 113 | 0.0141 | 7.46 | 8.47 | 0.000925 | 5.5 | 113 | 0.0141 | 7.46 | 8.47 | 0.000925 | 5.5 |  |  | 2 |  | RB-Appl-EffCW-med-ElecDHW-GasCDryer-Tier1-FrontSCEMFm2003CZ14rWtd
RB-Appl-EffCW-med-ElecDHW-GasCDryer-Tier1-Front | DEER2016 | D16v1 | 2015-05-14 08:05 | SCE | MFm | 2003 | CZ15 | rWtd | Each | 1 | 487 | None | 98.2 | 0.0126 | 7.68 | 6.82 | 0.000618 | 5.5 | 98.2 | 0.0126 | 7.68 | 6.82 | 0.000618 | 5.5 |  |  | 2 |  | RB-Appl-EffCW-med-ElecDHW-GasCDryer-Tier1-FrontSCEMFm2003CZ15rWtd
RB-Appl-EffCW-med-ElecDHW-GasCDryer-Tier1-Front | DEER2016 | D16v1 | 2015-05-14 08:05 | SCE | MFm | 2003 | CZ16 | rWtd | Each | 1 | 441 | None | 123 | 0.017 | 7.23 | 9.45 | 0.00132 | 5.46 | 123 | 0.017 | 7.23 | 9.45 | 0.00132 | 5.46 |  |  | 2 |  | RB-Appl-EffCW-med-ElecDHW-GasCDryer-Tier1-FrontSCEMFm2003CZ16rWtd
RB-Appl-EffCW-med-ElecDHW-GasCDryer-Tier1-Front | DEER2016 | D16v1 | 2015-05-14 08:05 | SCE | MFm | 2007 | CZ05 | rWtd | Each | 1 | 441 | None | 116 | 0.0156 | 7.21 | 8.84 | 0.0012 | 5.47 | 116 | 0.0156 | 7.21 | 8.84 | 0.0012 | 5.47 |  |  | 2 |  | RB-Appl-EffCW-med-ElecDHW-GasCDryer-Tier1-FrontSCEMFm2007CZ05rWtd
RB-Appl-EffCW-med-ElecDHW-GasCDryer-Tier1-Front | DEER2016 | D16v1 | 2015-05-14 08:05 | SCE | MFm | 2007 | CZ06 | rWtd | Each | 1 | 538 | None | 109 | 0.0155 | 7.51 | 8.43 | 0.00181 | 5.25 | 109 | 0.0155 | 7.51 | 8.43 | 0.00181 | 5.25 |  |  | 2 |  | RB-Appl-EffCW-med-ElecDHW-GasCDryer-Tier1-FrontSCEMFm2007CZ06rWtd
RB-Appl-EffCW-med-ElecDHW-GasCDryer-Tier1-Front | DEER2016 | D16v1 | 2015-05-14 08:05 | SCE | MFm | 2007 | CZ08 | rWtd | Each | 1 | 538 | None | 108 | 0.0147 | 7.55 | 8.69 | 0.00155 | 5.29 | 108 | 0.0147 | 7.55 | 8.69 | 0.00155 | 5.29 |  |  | 2 |  | RB-Appl-EffCW-med-ElecDHW-GasCDryer-Tier1-FrontSCEMFm2007CZ08rWtd
RB-Appl-EffCW-med-ElecDHW-GasCDryer-Tier1-Front | DEER2016 | D16v1 | 2015-05-14 08:05 | SCE | MFm | 2007 | CZ09 | rWtd | Each | 1 | 499 | None | 109 | 0.0151 | 7.51 | 8.04 | 0.00118 | 5.52 | 109 | 0.0151 | 7.51 | 8.04 | 0.00118 | 5.52 |  |  | 2 |  | RB-Appl-EffCW-med-ElecDHW-GasCDryer-Tier1-FrontSCEMFm2007CZ09rWtd
RB-Appl-EffCW-med-ElecDHW-GasCDryer-Tier1-Front | DEER2016 | D16v1 | 2015-05-14 08:05 | SCE | MFm | 2007 | CZ10 | rWtd | Each | 1 | 474 | None | 108 | 0.0148 | 7.56 | 8.15 | 0.00113 | 5.5 | 108 | 0.0148 | 7.56 | 8.15 | 0.00113 | 5.5 |  |  | 2 |  | RB-Appl-EffCW-med-ElecDHW-GasCDryer-Tier1-FrontSCEMFm2007CZ10rWtd
RB-Appl-EffCW-med-ElecDHW-GasCDryer-Tier1-Front | DEER2016 | D16v1 | 2015-05-14 08:05 | SCE | MFm | 2007 | CZ13 | rWtd | Each | 1 | 474 | None | 109 | 0.0143 | 7.41 | 8.55 | 0.000942 | 5.47 | 109 | 0.0143 | 7.41 | 8.55 | 0.000942 | 5.47 |  |  | 2 |  | RB-Appl-EffCW-med-ElecDHW-GasCDryer-Tier1-FrontSCEMFm2007CZ13rWtd
RB-Appl-EffCW-med-ElecDHW-GasCDryer-Tier1-Front | DEER2016 | D16v1 | 2015-05-14 08:05 | SCE | MFm | 2007 | CZ14 | rWtd | Each | 1 | 487 | None | 112 | 0.0139 | 7.46 | 8.59 | 0.000803 | 5.5 | 112 | 0.0139 | 7.46 | 8.59 | 0.000803 | 5.5 |  |  | 2 |  | RB-Appl-EffCW-med-ElecDHW-GasCDryer-Tier1-FrontSCEMFm2007CZ14rWtd
RB-Appl-EffCW-med-ElecDHW-GasCDryer-Tier1-Front | DEER2016 | D16v1 | 2015-05-14 08:05 | SCE | MFm | 2007 | CZ15 | rWtd | Each | 1 | 487 | None | 97.9 | 0.0123 | 7.72 | 7.15 | 0.000713 | 5.5 | 97.9 | 0.0123 | 7.72 | 7.15 | 0.000713 | 5.5 |  |  | 2 |  | RB-Appl-EffCW-med-ElecDHW-GasCDryer-Tier1-FrontSCEMFm2007CZ15rWtd
RB-Appl-EffCW-med-ElecDHW-GasCDryer-Tier1-Front | DEER2016 | D16v1 | 2015-05-14 08:05 | SCE | MFm | 2007 | CZ16 | rWtd | Each | 1 | 441 | None | 123 | 0.0168 | 7.29 | 9.8 | 0.00127 | 5.47 | 123 | 0.0168 | 7.29 | 9.8 | 0.00127 | 5.47 |  |  | 2 |  | RB-Appl-EffCW-med-ElecDHW-GasCDryer-Tier1-FrontSCEMFm2007CZ16rWtd
RB-Appl-EffCW-med-ElecDHW-GasCDryer-Tier1-Front | DEER2016 | D16v1 | 2015-05-14 08:05 | SCE | MFm | 2011 | CZ05 | rWtd | Each | 1 | 441 | None | 116 | 0.0155 | 7.24 | 8.85 | 0.0012 | 5.47 | 116 | 0.0155 | 7.24 | 8.85 | 0.0012 | 5.47 |  |  | 2 |  | RB-Appl-EffCW-med-ElecDHW-GasCDryer-Tier1-FrontSCEMFm2011CZ05rWtd
RB-Appl-EffCW-med-ElecDHW-GasCDryer-Tier1-Front | DEER2016 | D16v1 | 2015-05-14 08:05 | SCE | MFm | 2011 | CZ06 | rWtd | Each | 1 | 538 | None | 109 | 0.0154 | 7.54 | 8.3 | 0.00203 | 5.28 | 109 | 0.0154 | 7.54 | 8.3 | 0.00203 | 5.28 |  |  | 2 |  | RB-Appl-EffCW-med-ElecDHW-GasCDryer-Tier1-FrontSCEMFm2011CZ06rWtd
RB-Appl-EffCW-med-ElecDHW-GasCDryer-Tier1-Front | DEER2016 | D16v1 | 2015-05-14 08:05 | SCE | MFm | 2011 | CZ08 | rWtd | Each | 1 | 538 | None | 109 | 0.0147 | 7.61 | 9.13 | 0.00158 | 5.33 | 109 | 0.0147 | 7.61 | 9.13 | 0.00158 | 5.33 |  |  | 2 |  | RB-Appl-EffCW-med-ElecDHW-GasCDryer-Tier1-FrontSCEMFm2011CZ08rWtd
RB-Appl-EffCW-med-ElecDHW-GasCDryer-Tier1-Front | DEER2016 | D16v1 | 2015-05-14 08:05 | SCE | MFm | 2011 | CZ09 | rWtd | Each | 1 | 499 | None | 109 | 0.015 | 7.58 | 7.51 | 0.00122 | 5.51 | 109 | 0.015 | 7.58 | 7.51 | 0.00122 | 5.51 |  |  | 2 |  | RB-Appl-EffCW-med-ElecDHW-GasCDryer-Tier1-FrontSCEMFm2011CZ09rWtd
RB-Appl-EffCW-med-ElecDHW-GasCDryer-Tier1-Front | DEER2016 | D16v1 | 2015-05-14 08:05 | SCE | MFm | 2011 | CZ10 | rWtd | Each | 1 | 474 | None | 109 | 0.0148 | 7.62 | 8.51 | 0.00115 | 5.5 | 109 | 0.0148 | 7.62 | 8.51 | 0.00115 | 5.5 |  |  | 2 |  | RB-Appl-EffCW-med-ElecDHW-GasCDryer-Tier1-FrontSCEMFm2011CZ10rWtd
RB-Appl-EffCW-med-ElecDHW-GasCDryer-Tier1-Front | DEER2016 | D16v1 | 2015-05-14 08:05 | SCE | MFm | 2011 | CZ13 | rWtd | Each | 1 | 474 | None | 110 | 0.0142 | 7.45 | 8.71 | 0.000925 | 5.47 | 110 | 0.0142 | 7.45 | 8.71 | 0.000925 | 5.47 |  |  | 2 |  | RB-Appl-EffCW-med-ElecDHW-GasCDryer-Tier1-FrontSCEMFm2011CZ13rWtd
RB-Appl-EffCW-med-ElecDHW-GasCDryer-Tier1-Front | DEER2016 | D16v1 | 2015-05-14 08:05 | SCE | MFm | 2011 | CZ14 | rWtd | Each | 1 | 487 | None | 113 | 0.0138 | 7.51 | 8.7 | 0.000834 | 5.5 | 113 | 0.0138 | 7.51 | 8.7 | 0.000834 | 5.5 |  |  | 2 |  | RB-Appl-EffCW-med-ElecDHW-GasCDryer-Tier1-FrontSCEMFm2011CZ14rWtd
RB-Appl-EffCW-med-ElecDHW-GasCDryer-Tier1-Front | DEER2016 | D16v1 | 2015-05-14 08:05 | SCE | MFm | 2011 | CZ15 | rWtd | Each | 1 | 487 | None | 98.1 | 0.0125 | 7.75 | 6.86 | 0.00082 | 5.5 | 98.1 | 0.0125 | 7.75 | 6.86 | 0.00082 | 5.5 |  |  | 2 |  | RB-Appl-EffCW-med-ElecDHW-GasCDryer-Tier1-FrontSCEMFm2011CZ15rWtd
RB-Appl-EffCW-med-ElecDHW-GasCDryer-Tier1-Front | DEER2016 | D16v1 | 2015-05-14 08:05 | SCE | MFm | 2011 | CZ16 | rWtd | Each | 1 | 441 | None | 124 | 0.0163 | 7.33 | 9.95 | 0.00111 | 5.47 | 124 | 0.0163 | 7.33 | 9.95 | 0.00111 | 5.47 |  |  | 2 |  | RB-Appl-EffCW-med-ElecDHW-GasCDryer-Tier1-FrontSCEMFm2011CZ16rWtd
RB-Appl-EffCW-med-ElecDHW-GasCDryer-Tier1-Front | DEER2016 | D16v1 | 2015-05-14 08:05 | SCE | MFm | 2014 | CZ05 | rWtd | Each | 1 | 441 | None | 116 | 0.0155 | 7.53 | 8.86 | 0.00115 | 5.52 | 116 | 0.0155 | 7.53 | 8.86 | 0.00115 | 5.52 |  |  | 2 |  | RB-Appl-EffCW-med-ElecDHW-GasCDryer-Tier1-FrontSCEMFm2014CZ05rWtd
RB-Appl-EffCW-med-ElecDHW-GasCDryer-Tier1-Front | DEER2016 | D16v1 | 2015-05-14 08:05 | SCE | MFm | 2014 | CZ06 | rWtd | Each | 1 | 538 | None | 109 | 0.0155 | 7.57 | 8.39 | 0.0012 | 5.3 | 109 | 0.0155 | 7.57 | 8.39 | 0.0012 | 5.3 |  |  | 2 |  | RB-Appl-EffCW-med-ElecDHW-GasCDryer-Tier1-FrontSCEMFm2014CZ06rWtd
RB-Appl-EffCW-med-ElecDHW-GasCDryer-Tier1-Front | DEER2016 | D16v1 | 2015-05-14 08:05 | SCE | MFm | 2014 | CZ08 | rWtd | Each | 1 | 538 | None | 109 | 0.0147 | 7.66 | 9.32 | 0.0016 | 5.36 | 109 | 0.0147 | 7.66 | 9.32 | 0.0016 | 5.36 |  |  | 2 |  | RB-Appl-EffCW-med-ElecDHW-GasCDryer-Tier1-FrontSCEMFm2014CZ08rWtd
RB-Appl-EffCW-med-ElecDHW-GasCDryer-Tier1-Front | DEER2016 | D16v1 | 2015-05-14 08:05 | SCE | MFm | 2014 | CZ09 | rWtd | Each | 1 | 499 | None | 109 | 0.0151 | 7.61 | 8.15 | 0.00112 | 5.5 | 109 | 0.0151 | 7.61 | 8.15 | 0.00112 | 5.5 |  |  | 2 |  | RB-Appl-EffCW-med-ElecDHW-GasCDryer-Tier1-FrontSCEMFm2014CZ09rWtd
RB-Appl-EffCW-med-ElecDHW-GasCDryer-Tier1-Front | DEER2016 | D16v1 | 2015-05-14 08:05 | SCE | MFm | 2014 | CZ10 | rWtd | Each | 1 | 474 | None | 109 | 0.0152 | 7.65 | 8.09 | 0.00112 | 5.5 | 109 | 0.0152 | 7.65 | 8.09 | 0.00112 | 5.5 |  |  | 2 |  | RB-Appl-EffCW-med-ElecDHW-GasCDryer-Tier1-FrontSCEMFm2014CZ10rWtd
RB-Appl-EffCW-med-ElecDHW-GasCDryer-Tier1-Front | DEER2016 | D16v1 | 2015-05-14 08:05 | SCE | MFm | 2014 | CZ13 | rWtd | Each | 1 | 474 | None | 110 | 0.0143 | 7.47 | 8.76 | 0.000999 | 5.47 | 110 | 0.0143 | 7.47 | 8.76 | 0.000999 | 5.47 |  |  | 2 |  | RB-Appl-EffCW-med-ElecDHW-GasCDryer-Tier1-FrontSCEMFm2014CZ13rWtd
RB-Appl-EffCW-med-ElecDHW-GasCDryer-Tier1-Front | DEER2016 | D16v1 | 2015-05-14 08:05 | SCE | MFm | 2014 | CZ14 | rWtd | Each | 1 | 487 | None | 112 | 0.0141 | 7.49 | 8.22 | 0.000891 | 5.49 | 112 | 0.0141 | 7.49 | 8.22 | 0.000891 | 5.49 |  |  | 2 |  | RB-Appl-EffCW-med-ElecDHW-GasCDryer-Tier1-FrontSCEMFm2014CZ14rWtd
RB-Appl-EffCW-med-ElecDHW-GasCDryer-Tier1-Front | DEER2016 | D16v1 | 2015-05-14 08:05 | SCE | MFm | 2014 | CZ15 | rWtd | Each | 1 | 487 | None | 98.2 | 0.0123 | 7.76 | 7.06 | 0.000703 | 5.5 | 98.2 | 0.0123 | 7.76 | 7.06 | 0.000703 | 5.5 |  |  | 2 |  | RB-Appl-EffCW-med-ElecDHW-GasCDryer-Tier1-FrontSCEMFm2014CZ15rWtd
RB-Appl-EffCW-med-ElecDHW-GasCDryer-Tier1-Front | DEER2016 | D16v1 | 2015-05-14 08:05 | SCE | MFm | 2014 | CZ16 | rWtd | Each | 1 | 441 | None | 123 | 0.0168 | 7.28 | 9.52 | 0.00151 | 5.47 | 123 | 0.0168 | 7.28 | 9.52 | 0.00151 | 5.47 |  |  | 2 |  | RB-Appl-EffCW-med-ElecDHW-GasCDryer-Tier1-FrontSCEMFm2014CZ16rWtd
RB-Appl-EffCW-med-ElecDHW-GasCDryer-Tier1-Front | DEER2016 | D16v1 | 2015-05-14 08:05 | SCE | MFm | Ex | CZ05 | rWtd | Each | 1 | 474 | None | 116 | 0.0156 | 6.97 | 8.97 | 0.0012 | 5.48 | 116 | 0.0156 | 6.97 | 8.97 | 0.0012 | 5.48 |  |  | 2 |  | RB-Appl-EffCW-med-ElecDHW-GasCDryer-Tier1-FrontSCEMFmExCZ05rWtd
RB-Appl-EffCW-med-ElecDHW-GasCDryer-Tier1-Front | DEER2016 | D16v1 | 2015-05-14 08:05 | SCE | MFm | Ex | CZ06 | rWtd | Each | 1 | 502 | None | 109 | 0.0148 | 7.51 | 8.32 | 0.000648 | 5.42 | 109 | 0.0148 | 7.51 | 8.32 | 0.000648 | 5.42 |  |  | 2 |  | RB-Appl-EffCW-med-ElecDHW-GasCDryer-Tier1-FrontSCEMFmExCZ06rWtd
RB-Appl-EffCW-med-ElecDHW-GasCDryer-Tier1-Front | DEER2016 | D16v1 | 2015-05-14 08:05 | SCE | MFm | Ex | CZ08 | rWtd | Each | 1 | 511 | None | 108 | 0.0153 | 7.51 | 8.35 | 0.00147 | 5.4 | 108 | 0.0153 | 7.51 | 8.35 | 0.00147 | 5.4 |  |  | 2 |  | RB-Appl-EffCW-med-ElecDHW-GasCDryer-Tier1-FrontSCEMFmExCZ08rWtd
RB-Appl-EffCW-med-ElecDHW-GasCDryer-Tier1-Front | DEER2016 | D16v1 | 2015-05-14 08:05 | SCE | MFm | Ex | CZ09 | rWtd | Each | 1 | 571 | None | 110 | 0.0152 | 7.38 | 8.98 | 0.00151 | 5.27 | 110 | 0.0152 | 7.38 | 8.98 | 0.00151 | 5.27 |  |  | 2 |  | RB-Appl-EffCW-med-ElecDHW-GasCDryer-Tier1-FrontSCEMFmExCZ09rWtd
RB-Appl-EffCW-med-ElecDHW-GasCDryer-Tier1-Front | DEER2016 | D16v1 | 2015-05-14 08:05 | SCE | MFm | Ex | CZ10 | rWtd | Each | 1 | 586 | None | 109 | 0.0157 | 7.38 | 9.7 | 0.00134 | 5.25 | 109 | 0.0157 | 7.38 | 9.7 | 0.00134 | 5.25 |  |  | 2 |  | RB-Appl-EffCW-med-ElecDHW-GasCDryer-Tier1-FrontSCEMFmExCZ10rWtd
RB-Appl-EffCW-med-ElecDHW-GasCDryer-Tier1-Front | DEER2016 | D16v1 | 2015-05-14 08:05 | SCE | MFm | Ex | CZ13 | rWtd | Each | 1 | 490 | None | 109 | 0.015 | 7.37 | 7.99 | 0.000952 | 5.5 | 109 | 0.015 | 7.37 | 7.99 | 0.000952 | 5.5 |  |  | 2 |  | RB-Appl-EffCW-med-ElecDHW-GasCDryer-Tier1-FrontSCEMFmExCZ13rWtd
RB-Appl-EffCW-med-ElecDHW-GasCDryer-Tier1-Front | DEER2016 | D16v1 | 2015-05-14 08:05 | SCE | MFm | Ex | CZ14 | rWtd | Each | 1 | 624 | None | 115 | 0.0149 | 7.07 | 10.8 | 0.00145 | 5.2 | 115 | 0.0149 | 7.07 | 10.8 | 0.00145 | 5.2 |  |  | 2 |  | RB-Appl-EffCW-med-ElecDHW-GasCDryer-Tier1-FrontSCEMFmExCZ14rWtd
RB-Appl-EffCW-med-ElecDHW-GasCDryer-Tier1-Front | DEER2016 | D16v1 | 2015-05-14 08:05 | SCE | MFm | Ex | CZ15 | rWtd | Each | 1 | 621 | None | 103 | 0.0129 | 7.51 | 10.7 | 0.00107 | 5.37 | 103 | 0.0129 | 7.51 | 10.7 | 0.00107 | 5.37 |  |  | 2 |  | RB-Appl-EffCW-med-ElecDHW-GasCDryer-Tier1-FrontSCEMFmExCZ15rWtd
RB-Appl-EffCW-med-ElecDHW-GasCDryer-Tier1-Front | DEER2016 | D16v1 | 2015-05-14 08:05 | SCE | MFm | Ex | CZ16 | rWtd | Each | 1 | 491 | None | 122 | 0.0168 | 7.18 | 9.43 | 0.000747 | 5.48 | 122 | 0.0168 | 7.18 | 9.43 | 0.000747 | 5.48 |  |  | 2 |  | RB-Appl-EffCW-med-ElecDHW-GasCDryer-Tier1-FrontSCEMFmExCZ16rWtd
RB-Appl-EffCW-med-ElecDHW-GasCDryer-Tier1-Front | DEER2016 | D16v1 | 2015-05-14 08:06 | SCE | MFm | Ex | IOU | rWtd | Each | 1 | 535 | None | 109 | 0.015 | 7.45 | 8.77 | 0.00114 | 5.36 | 109 | 0.015 | 7.45 | 8.77 | 0.00114 | 5.36 |  |  | 2 |  | RB-Appl-EffCW-med-ElecDHW-GasCDryer-Tier1-FrontSCEMFmExIOUrWtd
RB-Appl-EffCW-med-ElecDHW-GasCDryer-Tier1-Front | DEER2016 | D16v1 | 2015-05-14 08:05 | SCE | SFm | 1975 | CZ05 | rWtd | Each | 1 | 796 | None | 143 | 0.0182 | 8.74 | 11.5 | -0.000776 | 7.04 | 143 | 0.0182 | 8.74 | 11.5 | -0.000776 | 7.04 |  |  | 2 |  | RB-Appl-EffCW-med-ElecDHW-GasCDryer-Tier1-FrontSCESFm1975CZ05rWtd
RB-Appl-EffCW-med-ElecDHW-GasCDryer-Tier1-Front | DEER2016 | D16v1 | 2015-05-14 08:05 | SCE | SFm | 1975 | CZ06 | rWtd | Each | 1 | 764 | None | 135 | 0.0188 | 9.3 | 9.99 | 0.00156 | 6.83 | 135 | 0.0188 | 9.3 | 9.99 | 0.00156 | 6.83 |  |  | 2 |  | RB-Appl-EffCW-med-ElecDHW-GasCDryer-Tier1-FrontSCESFm1975CZ06rWtd
RB-Appl-EffCW-med-ElecDHW-GasCDryer-Tier1-Front | DEER2016 | D16v1 | 2015-05-14 08:05 | SCE | SFm | 1975 | CZ08 | rWtd | Each | 1 | 764 | None | 133 | 0.0187 | 9.13 | 9.07 | 0.00187 | 6.74 | 133 | 0.0187 | 9.13 | 9.07 | 0.00187 | 6.74 |  |  | 2 |  | RB-Appl-EffCW-med-ElecDHW-GasCDryer-Tier1-FrontSCESFm1975CZ08rWtd
RB-Appl-EffCW-med-ElecDHW-GasCDryer-Tier1-Front | DEER2016 | D16v1 | 2015-05-14 08:05 | SCE | SFm | 1975 | CZ09 | rWtd | Each | 1 | 818 | None | 138 | 0.0198 | 9.08 | 12.3 | 0.00209 | 6.68 | 138 | 0.0198 | 9.08 | 12.3 | 0.00209 | 6.68 |  |  | 2 |  | RB-Appl-EffCW-med-ElecDHW-GasCDryer-Tier1-FrontSCESFm1975CZ09rWtd
RB-Appl-EffCW-med-ElecDHW-GasCDryer-Tier1-Front | DEER2016 | D16v1 | 2015-05-14 08:05 | SCE | SFm | 1975 | CZ10 | rWtd | Each | 1 | 818 | None | 136 | 0.0201 | 9.09 | 11.7 | 0.00168 | 6.69 | 136 | 0.0201 | 9.09 | 11.7 | 0.00168 | 6.69 |  |  | 2 |  | RB-Appl-EffCW-med-ElecDHW-GasCDryer-Tier1-FrontSCESFm1975CZ10rWtd
RB-Appl-EffCW-med-ElecDHW-GasCDryer-Tier1-Front | DEER2016 | D16v1 | 2015-05-14 08:05 | SCE | SFm | 1975 | CZ13 | rWtd | Each | 1 | 764 | None | 136 | 0.0207 | 9.04 | 11 | 0.0021 | 6.74 | 136 | 0.0207 | 9.04 | 11 | 0.0021 | 6.74 |  |  | 2 |  | RB-Appl-EffCW-med-ElecDHW-GasCDryer-Tier1-FrontSCESFm1975CZ13rWtd
RB-Appl-EffCW-med-ElecDHW-GasCDryer-Tier1-Front | DEER2016 | D16v1 | 2015-05-14 08:05 | SCE | SFm | 1975 | CZ14 | rWtd | Each | 1 | 778 | None | 142 | 0.0196 | 9.13 | 15.5 | 0.003 | 6.37 | 142 | 0.0196 | 9.13 | 15.5 | 0.003 | 6.37 |  |  | 2 |  | RB-Appl-EffCW-med-ElecDHW-GasCDryer-Tier1-FrontSCESFm1975CZ14rWtd
RB-Appl-EffCW-med-ElecDHW-GasCDryer-Tier1-Front | DEER2016 | D16v1 | 2015-05-14 08:05 | SCE | SFm | 1975 | CZ15 | rWtd | Each | 1 | 778 | None | 125 | 0.017 | 9.37 | 14.6 | 0.00274 | 6.56 | 125 | 0.017 | 9.37 | 14.6 | 0.00274 | 6.56 |  |  | 2 |  | RB-Appl-EffCW-med-ElecDHW-GasCDryer-Tier1-FrontSCESFm1975CZ15rWtd
RB-Appl-EffCW-med-ElecDHW-GasCDryer-Tier1-Front | DEER2016 | D16v1 | 2015-05-14 08:05 | SCE | SFm | 1975 | CZ16 | rWtd | Each | 1 | 796 | None | 154 | 0.0217 | 9.08 | 13 | 0.00156 | 7.1 | 154 | 0.0217 | 9.08 | 13 | 0.00156 | 7.1 |  |  | 2 |  | RB-Appl-EffCW-med-ElecDHW-GasCDryer-Tier1-FrontSCESFm1975CZ16rWtd
RB-Appl-EffCW-med-ElecDHW-GasCDryer-Tier1-Front | DEER2016 | D16v1 | 2015-05-14 08:05 | SCE | SFm | 1985 | CZ05 | rWtd | Each | 1 | 952 | None | 143 | 0.0216 | 8.09 | 10.6 | 0.00616 | 5.89 | 143 | 0.0216 | 8.09 | 10.6 | 0.00616 | 5.89 |  |  | 2 |  | RB-Appl-EffCW-med-ElecDHW-GasCDryer-Tier1-FrontSCESFm1985CZ05rWtd
RB-Appl-EffCW-med-ElecDHW-GasCDryer-Tier1-Front | DEER2016 | D16v1 | 2015-05-14 08:05 | SCE | SFm | 1985 | CZ06 | rWtd | Each | 1 | 1030 | None | 136 | 0.0173 | 9.51 | 10.4 | 0.00557 | 6.43 | 136 | 0.0173 | 9.51 | 10.4 | 0.00557 | 6.43 |  |  | 2 |  | RB-Appl-EffCW-med-ElecDHW-GasCDryer-Tier1-FrontSCESFm1985CZ06rWtd
RB-Appl-EffCW-med-ElecDHW-GasCDryer-Tier1-Front | DEER2016 | D16v1 | 2015-05-14 08:05 | SCE | SFm | 1985 | CZ08 | rWtd | Each | 1 | 1030 | None | 134 | 0.0193 | 9.37 | 11 | 0.0031 | 6.35 | 134 | 0.0193 | 9.37 | 11 | 0.0031 | 6.35 |  |  | 2 |  | RB-Appl-EffCW-med-ElecDHW-GasCDryer-Tier1-FrontSCESFm1985CZ08rWtd
RB-Appl-EffCW-med-ElecDHW-GasCDryer-Tier1-Front | DEER2016 | D16v1 | 2015-05-14 08:05 | SCE | SFm | 1985 | CZ09 | rWtd | Each | 1 | 906 | None | 136 | 0.0192 | 9.3 | 12.8 | 0.00271 | 6.36 | 136 | 0.0192 | 9.3 | 12.8 | 0.00271 | 6.36 |  |  | 2 |  | RB-Appl-EffCW-med-ElecDHW-GasCDryer-Tier1-FrontSCESFm1985CZ09rWtd
RB-Appl-EffCW-med-ElecDHW-GasCDryer-Tier1-Front | DEER2016 | D16v1 | 2015-05-14 08:05 | SCE | SFm | 1985 | CZ10 | rWtd | Each | 1 | 906 | None | 132 | 0.0206 | 9.22 | 11.2 | 0.00311 | 6.29 | 132 | 0.0206 | 9.22 | 11.2 | 0.00311 | 6.29 |  |  | 2 |  | RB-Appl-EffCW-med-ElecDHW-GasCDryer-Tier1-FrontSCESFm1985CZ10rWtd
RB-Appl-EffCW-med-ElecDHW-GasCDryer-Tier1-Front | DEER2016 | D16v1 | 2015-05-14 08:05 | SCE | SFm | 1985 | CZ13 | rWtd | Each | 1 | 852 | None | 137 | 0.0236 | 8.81 | 13.4 | 0.00577 | 6.31 | 137 | 0.0236 | 8.81 | 13.4 | 0.00577 | 6.31 |  |  | 2 |  | RB-Appl-EffCW-med-ElecDHW-GasCDryer-Tier1-FrontSCESFm1985CZ13rWtd
RB-Appl-EffCW-med-ElecDHW-GasCDryer-Tier1-Front | DEER2016 | D16v1 | 2015-05-14 08:05 | SCE | SFm | 1985 | CZ14 | rWtd | Each | 1 | 870 | None | 146 | 0.0215 | 8.1 | 15 | 0.00342 | 6.23 | 146 | 0.0215 | 8.1 | 15 | 0.00342 | 6.23 |  |  | 2 |  | RB-Appl-EffCW-med-ElecDHW-GasCDryer-Tier1-FrontSCESFm1985CZ14rWtd
RB-Appl-EffCW-med-ElecDHW-GasCDryer-Tier1-Front | DEER2016 | D16v1 | 2015-05-14 08:05 | SCE | SFm | 1985 | CZ15 | rWtd | Each | 1 | 870 | None | 130 | 0.0185 | 8.73 | 15 | 0.00279 | 6.44 | 130 | 0.0185 | 8.73 | 15 | 0.00279 | 6.44 |  |  | 2 |  | RB-Appl-EffCW-med-ElecDHW-GasCDryer-Tier1-FrontSCESFm1985CZ15rWtd
RB-Appl-EffCW-med-ElecDHW-GasCDryer-Tier1-Front | DEER2016 | D16v1 | 2015-05-14 08:05 | SCE | SFm | 1985 | CZ16 | rWtd | Each | 1 | 952 | None | 151 | 0.0203 | 8.47 | 12.5 | 0.00137 | 6.11 | 151 | 0.0203 | 8.47 | 12.5 | 0.00137 | 6.11 |  |  | 2 |  | RB-Appl-EffCW-med-ElecDHW-GasCDryer-Tier1-FrontSCESFm1985CZ16rWtd
RB-Appl-EffCW-med-ElecDHW-GasCDryer-Tier1-Front | DEER2016 | D16v1 | 2015-05-14 08:05 | SCE | SFm | 1996 | CZ05 | rWtd | Each | 1 | 1100 | None | 143 | 0.0193 | 9.01 | 10 | 0.00186 | 5.94 | 143 | 0.0193 | 9.01 | 10 | 0.00186 | 5.94 |  |  | 2 |  | RB-Appl-EffCW-med-ElecDHW-GasCDryer-Tier1-FrontSCESFm1996CZ05rWtd
RB-Appl-EffCW-med-ElecDHW-GasCDryer-Tier1-Front | DEER2016 | D16v1 | 2015-05-14 08:05 | SCE | SFm | 1996 | CZ06 | rWtd | Each | 1 | 1150 | None | 135 | 0.0222 | 9.6 | 9.54 | 0.018 | 6.49 | 135 | 0.0222 | 9.6 | 9.54 | 0.018 | 6.49 |  |  | 2 |  | RB-Appl-EffCW-med-ElecDHW-GasCDryer-Tier1-FrontSCESFm1996CZ06rWtd
RB-Appl-EffCW-med-ElecDHW-GasCDryer-Tier1-Front | DEER2016 | D16v1 | 2015-05-14 08:05 | SCE | SFm | 1996 | CZ08 | rWtd | Each | 1 | 1150 | None | 135 | 0.0179 | 9.42 | 12.6 | 0.00205 | 6.36 | 135 | 0.0179 | 9.42 | 12.6 | 0.00205 | 6.36 |  |  | 2 |  | RB-Appl-EffCW-med-ElecDHW-GasCDryer-Tier1-FrontSCESFm1996CZ08rWtd
RB-Appl-EffCW-med-ElecDHW-GasCDryer-Tier1-Front | DEER2016 | D16v1 | 2015-05-14 08:05 | SCE | SFm | 1996 | CZ09 | rWtd | Each | 1 | 1090 | None | 135 | 0.0188 | 9.39 | 8.75 | 0.0021 | 6.49 | 135 | 0.0188 | 9.39 | 8.75 | 0.0021 | 6.49 |  |  | 2 |  | RB-Appl-EffCW-med-ElecDHW-GasCDryer-Tier1-FrontSCESFm1996CZ09rWtd
RB-Appl-EffCW-med-ElecDHW-GasCDryer-Tier1-Front | DEER2016 | D16v1 | 2015-05-14 08:05 | SCE | SFm | 1996 | CZ10 | rWtd | Each | 1 | 1090 | None | 133 | 0.0169 | 9.43 | 12 | 0.00109 | 6.52 | 133 | 0.0169 | 9.43 | 12 | 0.00109 | 6.52 |  |  | 2 |  | RB-Appl-EffCW-med-ElecDHW-GasCDryer-Tier1-FrontSCESFm1996CZ10rWtd
RB-Appl-EffCW-med-ElecDHW-GasCDryer-Tier1-Front | DEER2016 | D16v1 | 2015-05-14 08:05 | SCE | SFm | 1996 | CZ13 | rWtd | Each | 1 | 1020 | None | 138 | 0.021 | 8.72 | 13.4 | 0.00291 | 6.29 | 138 | 0.021 | 8.72 | 13.4 | 0.00291 | 6.29 |  |  | 2 |  | RB-Appl-EffCW-med-ElecDHW-GasCDryer-Tier1-FrontSCESFm1996CZ13rWtd
RB-Appl-EffCW-med-ElecDHW-GasCDryer-Tier1-Front | DEER2016 | D16v1 | 2015-05-14 08:05 | SCE | SFm | 1996 | CZ14 | rWtd | Each | 1 | 879 | None | 141 | 0.019 | 8.9 | 13.9 | 0.00264 | 6.3 | 141 | 0.019 | 8.9 | 13.9 | 0.00264 | 6.3 |  |  | 2 |  | RB-Appl-EffCW-med-ElecDHW-GasCDryer-Tier1-FrontSCESFm1996CZ14rWtd
RB-Appl-EffCW-med-ElecDHW-GasCDryer-Tier1-Front | DEER2016 | D16v1 | 2015-05-14 08:05 | SCE | SFm | 1996 | CZ15 | rWtd | Each | 1 | 879 | None | 125 | 0.0164 | 9.13 | 14.4 | 0.00221 | 6.45 | 125 | 0.0164 | 9.13 | 14.4 | 0.00221 | 6.45 |  |  | 2 |  | RB-Appl-EffCW-med-ElecDHW-GasCDryer-Tier1-FrontSCESFm1996CZ15rWtd
RB-Appl-EffCW-med-ElecDHW-GasCDryer-Tier1-Front | DEER2016 | D16v1 | 2015-05-14 08:05 | SCE | SFm | 1996 | CZ16 | rWtd | Each | 1 | 1100 | None | 151 | 0.0208 | 9.3 | 12.5 | 0.00282 | 6.36 | 151 | 0.0208 | 9.3 | 12.5 | 0.00282 | 6.36 |  |  | 2 |  | RB-Appl-EffCW-med-ElecDHW-GasCDryer-Tier1-FrontSCESFm1996CZ16rWtd
RB-Appl-EffCW-med-ElecDHW-GasCDryer-Tier1-Front | DEER2016 | D16v1 | 2015-05-14 08:05 | SCE | SFm | 2003 | CZ05 | rWtd | Each | 1 | 1150 | None | 143 | 0.0153 | 7.79 | 10.6 | 0.00874 | 5.86 | 143 | 0.0153 | 7.79 | 10.6 | 0.00874 | 5.86 |  |  | 2 |  | RB-Appl-EffCW-med-ElecDHW-GasCDryer-Tier1-FrontSCESFm2003CZ05rWtd
RB-Appl-EffCW-med-ElecDHW-GasCDryer-Tier1-Front | DEER2016 | D16v1 | 2015-05-14 08:05 | SCE | SFm | 2003 | CZ06 | rWtd | Each | 1 | 1200 | None | 136 | 0.0262 | 8.78 | 10.6 | 0.00879 | 6.4 | 136 | 0.0262 | 8.78 | 10.6 | 0.00879 | 6.4 |  |  | 2 |  | RB-Appl-EffCW-med-ElecDHW-GasCDryer-Tier1-FrontSCESFm2003CZ06rWtd
RB-Appl-EffCW-med-ElecDHW-GasCDryer-Tier1-Front | DEER2016 | D16v1 | 2015-05-14 08:05 | SCE | SFm | 2003 | CZ08 | rWtd | Each | 1 | 1200 | None | 135 | 0.0186 | 8.74 | 8.71 | 0.00186 | 6.41 | 135 | 0.0186 | 8.74 | 8.71 | 0.00186 | 6.41 |  |  | 2 |  | RB-Appl-EffCW-med-ElecDHW-GasCDryer-Tier1-FrontSCESFm2003CZ08rWtd
RB-Appl-EffCW-med-ElecDHW-GasCDryer-Tier1-Front | DEER2016 | D16v1 | 2015-05-14 08:05 | SCE | SFm | 2003 | CZ09 | rWtd | Each | 1 | 1210 | None | 138 | 0.0189 | 8.66 | 9.34 | 0.00191 | 6.37 | 138 | 0.0189 | 8.66 | 9.34 | 0.00191 | 6.37 |  |  | 2 |  | RB-Appl-EffCW-med-ElecDHW-GasCDryer-Tier1-FrontSCESFm2003CZ09rWtd
RB-Appl-EffCW-med-ElecDHW-GasCDryer-Tier1-Front | DEER2016 | D16v1 | 2015-05-14 08:05 | SCE | SFm | 2003 | CZ10 | rWtd | Each | 1 | 974 | None | 137 | 0.0175 | 8.91 | 12.4 | 0.00139 | 6.37 | 137 | 0.0175 | 8.91 | 12.4 | 0.00139 | 6.37 |  |  | 2 |  | RB-Appl-EffCW-med-ElecDHW-GasCDryer-Tier1-FrontSCESFm2003CZ10rWtd
RB-Appl-EffCW-med-ElecDHW-GasCDryer-Tier1-Front | DEER2016 | D16v1 | 2015-05-14 08:05 | SCE | SFm | 2003 | CZ13 | rWtd | Each | 1 | 974 | None | 138 | 0.0209 | 8.77 | 13.1 | 0.00324 | 6.32 | 138 | 0.0209 | 8.77 | 13.1 | 0.00324 | 6.32 |  |  | 2 |  | RB-Appl-EffCW-med-ElecDHW-GasCDryer-Tier1-FrontSCESFm2003CZ13rWtd
RB-Appl-EffCW-med-ElecDHW-GasCDryer-Tier1-Front | DEER2016 | D16v1 | 2015-05-14 08:05 | SCE | SFm | 2003 | CZ14 | rWtd | Each | 1 | 1080 | None | 140 | 0.0165 | 8.99 | 12 | 0.00115 | 6.97 | 140 | 0.0165 | 8.99 | 12 | 0.00115 | 6.97 |  |  | 2 |  | RB-Appl-EffCW-med-ElecDHW-GasCDryer-Tier1-FrontSCESFm2003CZ14rWtd
RB-Appl-EffCW-med-ElecDHW-GasCDryer-Tier1-Front | DEER2016 | D16v1 | 2015-05-14 08:05 | SCE | SFm | 2003 | CZ15 | rWtd | Each | 1 | 1080 | None | 125 | 0.0169 | 9.31 | 8.51 | 0.000899 | 6.9 | 125 | 0.0169 | 9.31 | 8.51 | 0.000899 | 6.9 |  |  | 2 |  | RB-Appl-EffCW-med-ElecDHW-GasCDryer-Tier1-FrontSCESFm2003CZ15rWtd
RB-Appl-EffCW-med-ElecDHW-GasCDryer-Tier1-Front | DEER2016 | D16v1 | 2015-05-14 08:05 | SCE | SFm | 2003 | CZ16 | rWtd | Each | 1 | 1150 | None | 153 | 0.0427 | 8.63 | 13.9 | 0.0138 | 6.32 | 153 | 0.0427 | 8.63 | 13.9 | 0.0138 | 6.32 |  |  | 2 |  | RB-Appl-EffCW-med-ElecDHW-GasCDryer-Tier1-FrontSCESFm2003CZ16rWtd
RB-Appl-EffCW-med-ElecDHW-GasCDryer-Tier1-Front | DEER2016 | D16v1 | 2015-05-14 08:05 | SCE | SFm | 2007 | CZ05 | rWtd | Each | 1 | 1150 | None | 143 | 0.0185 | 8.08 | 10.3 | -0.00138 | 6.04 | 143 | 0.0185 | 8.08 | 10.3 | -0.00138 | 6.04 |  |  | 2 |  | RB-Appl-EffCW-med-ElecDHW-GasCDryer-Tier1-FrontSCESFm2007CZ05rWtd
RB-Appl-EffCW-med-ElecDHW-GasCDryer-Tier1-Front | DEER2016 | D16v1 | 2015-05-14 08:05 | SCE | SFm | 2007 | CZ06 | rWtd | Each | 1 | 1200 | None | 135 | 0.0145 | 8.9 | 9.78 | 0.00158 | 6.41 | 135 | 0.0145 | 8.9 | 9.78 | 0.00158 | 6.41 |  |  | 2 |  | RB-Appl-EffCW-med-ElecDHW-GasCDryer-Tier1-FrontSCESFm2007CZ06rWtd
RB-Appl-EffCW-med-ElecDHW-GasCDryer-Tier1-Front | DEER2016 | D16v1 | 2015-05-14 08:05 | SCE | SFm | 2007 | CZ08 | rWtd | Each | 1 | 1200 | None | 134 | 0.0177 | 8.81 | 11.1 | 0.00132 | 6.41 | 134 | 0.0177 | 8.81 | 11.1 | 0.00132 | 6.41 |  |  | 2 |  | RB-Appl-EffCW-med-ElecDHW-GasCDryer-Tier1-FrontSCESFm2007CZ08rWtd
RB-Appl-EffCW-med-ElecDHW-GasCDryer-Tier1-Front | DEER2016 | D16v1 | 2015-05-14 08:05 | SCE | SFm | 2007 | CZ09 | rWtd | Each | 1 | 1210 | None | 140 | 0.0178 | 8.68 | 11.8 | 0.00144 | 6.37 | 140 | 0.0178 | 8.68 | 11.8 | 0.00144 | 6.37 |  |  | 2 |  | RB-Appl-EffCW-med-ElecDHW-GasCDryer-Tier1-FrontSCESFm2007CZ09rWtd
RB-Appl-EffCW-med-ElecDHW-GasCDryer-Tier1-Front | DEER2016 | D16v1 | 2015-05-14 08:05 | SCE | SFm | 2007 | CZ10 | rWtd | Each | 1 | 974 | None | 135 | 0.0173 | 8.88 | 10.3 | 0.00144 | 6.35 | 135 | 0.0173 | 8.88 | 10.3 | 0.00144 | 6.35 |  |  | 2 |  | RB-Appl-EffCW-med-ElecDHW-GasCDryer-Tier1-FrontSCESFm2007CZ10rWtd
RB-Appl-EffCW-med-ElecDHW-GasCDryer-Tier1-Front | DEER2016 | D16v1 | 2015-05-14 08:05 | SCE | SFm | 2007 | CZ13 | rWtd | Each | 1 | 974 | None | 138 | 0.02 | 8.71 | 12.9 | 0.00249 | 6.29 | 138 | 0.02 | 8.71 | 12.9 | 0.00249 | 6.29 |  |  | 2 |  | RB-Appl-EffCW-med-ElecDHW-GasCDryer-Tier1-FrontSCESFm2007CZ13rWtd
RB-Appl-EffCW-med-ElecDHW-GasCDryer-Tier1-Front | DEER2016 | D16v1 | 2015-05-14 08:05 | SCE | SFm | 2007 | CZ14 | rWtd | Each | 1 | 1080 | None | 141 | 0.0176 | 8.91 | 10.3 | 0.00142 | 6.95 | 141 | 0.0176 | 8.91 | 10.3 | 0.00142 | 6.95 |  |  | 2 |  | RB-Appl-EffCW-med-ElecDHW-GasCDryer-Tier1-FrontSCESFm2007CZ14rWtd
RB-Appl-EffCW-med-ElecDHW-GasCDryer-Tier1-Front | DEER2016 | D16v1 | 2015-05-14 08:05 | SCE | SFm | 2007 | CZ15 | rWtd | Each | 1 | 1080 | None | 123 | 0.0157 | 9.29 | 8.87 | 0.00104 | 6.9 | 123 | 0.0157 | 9.29 | 8.87 | 0.00104 | 6.9 |  |  | 2 |  | RB-Appl-EffCW-med-ElecDHW-GasCDryer-Tier1-FrontSCESFm2007CZ15rWtd
RB-Appl-EffCW-med-ElecDHW-GasCDryer-Tier1-Front | DEER2016 | D16v1 | 2015-05-14 08:05 | SCE | SFm | 2007 | CZ16 | rWtd | Each | 1 | 1150 | None | 150 | 0.0189 | 8.73 | 12.7 | -0.0107 | 6.38 | 150 | 0.0189 | 8.73 | 12.7 | -0.0107 | 6.38 |  |  | 2 |  | RB-Appl-EffCW-med-ElecDHW-GasCDryer-Tier1-FrontSCESFm2007CZ16rWtd
RB-Appl-EffCW-med-ElecDHW-GasCDryer-Tier1-Front | DEER2016 | D16v1 | 2015-05-14 08:05 | SCE | SFm | 2011 | CZ05 | rWtd | Each | 1 | 1150 | None | 142 | 0.0198 | 7.77 | 10.2 | 0.00177 | 5.94 | 142 | 0.0198 | 7.77 | 10.2 | 0.00177 | 5.94 |  |  | 2 |  | RB-Appl-EffCW-med-ElecDHW-GasCDryer-Tier1-FrontSCESFm2011CZ05rWtd
RB-Appl-EffCW-med-ElecDHW-GasCDryer-Tier1-Front | DEER2016 | D16v1 | 2015-05-14 08:05 | SCE | SFm | 2011 | CZ06 | rWtd | Each | 1 | 1200 | None | 135 | 0.0161 | 8.8 | 10.2 | 0.00105 | 6.42 | 135 | 0.0161 | 8.8 | 10.2 | 0.00105 | 6.42 |  |  | 2 |  | RB-Appl-EffCW-med-ElecDHW-GasCDryer-Tier1-FrontSCESFm2011CZ06rWtd
RB-Appl-EffCW-med-ElecDHW-GasCDryer-Tier1-Front | DEER2016 | D16v1 | 2015-05-14 08:05 | SCE | SFm | 2011 | CZ08 | rWtd | Each | 1 | 1200 | None | 141 | 0.018 | 8.9 | 10.1 | 0.00175 | 6.44 | 141 | 0.018 | 8.9 | 10.1 | 0.00175 | 6.44 |  |  | 2 |  | RB-Appl-EffCW-med-ElecDHW-GasCDryer-Tier1-FrontSCESFm2011CZ08rWtd
RB-Appl-EffCW-med-ElecDHW-GasCDryer-Tier1-Front | DEER2016 | D16v1 | 2015-05-14 08:05 | SCE | SFm | 2011 | CZ09 | rWtd | Each | 1 | 1210 | None | 141 | 0.0185 | 8.82 | 13.1 | 0.00138 | 6.44 | 141 | 0.0185 | 8.82 | 13.1 | 0.00138 | 6.44 |  |  | 2 |  | RB-Appl-EffCW-med-ElecDHW-GasCDryer-Tier1-FrontSCESFm2011CZ09rWtd
RB-Appl-EffCW-med-ElecDHW-GasCDryer-Tier1-Front | DEER2016 | D16v1 | 2015-05-14 08:05 | SCE | SFm | 2011 | CZ10 | rWtd | Each | 1 | 974 | None | 137 | 0.0182 | 8.95 | 12.2 | 0.00179 | 6.38 | 137 | 0.0182 | 8.95 | 12.2 | 0.00179 | 6.38 |  |  | 2 |  | RB-Appl-EffCW-med-ElecDHW-GasCDryer-Tier1-FrontSCESFm2011CZ10rWtd
RB-Appl-EffCW-med-ElecDHW-GasCDryer-Tier1-Front | DEER2016 | D16v1 | 2015-05-14 08:05 | SCE | SFm | 2011 | CZ13 | rWtd | Each | 1 | 974 | None | 137 | 0.0203 | 8.73 | 12.8 | 0.00353 | 6.32 | 137 | 0.0203 | 8.73 | 12.8 | 0.00353 | 6.32 |  |  | 2 |  | RB-Appl-EffCW-med-ElecDHW-GasCDryer-Tier1-FrontSCESFm2011CZ13rWtd
RB-Appl-EffCW-med-ElecDHW-GasCDryer-Tier1-Front | DEER2016 | D16v1 | 2015-05-14 08:05 | SCE | SFm | 2011 | CZ14 | rWtd | Each | 1 | 1080 | None | 140 | 0.0182 | 8.92 | 10.2 | 0.00146 | 6.92 | 140 | 0.0182 | 8.92 | 10.2 | 0.00146 | 6.92 |  |  | 2 |  | RB-Appl-EffCW-med-ElecDHW-GasCDryer-Tier1-FrontSCESFm2011CZ14rWtd
RB-Appl-EffCW-med-ElecDHW-GasCDryer-Tier1-Front | DEER2016 | D16v1 | 2015-05-14 08:05 | SCE | SFm | 2011 | CZ15 | rWtd | Each | 1 | 1080 | None | 123 | 0.0167 | 9.36 | 8.43 | 0.0011 | 6.88 | 123 | 0.0167 | 9.36 | 8.43 | 0.0011 | 6.88 |  |  | 2 |  | RB-Appl-EffCW-med-ElecDHW-GasCDryer-Tier1-FrontSCESFm2011CZ15rWtd
RB-Appl-EffCW-med-ElecDHW-GasCDryer-Tier1-Front | DEER2016 | D16v1 | 2015-05-14 08:05 | SCE | SFm | 2011 | CZ16 | rWtd | Each | 1 | 1150 | None | 150 | 0.0387 | 8.83 | 11.4 | 0.0203 | 6.41 | 150 | 0.0387 | 8.83 | 11.4 | 0.0203 | 6.41 |  |  | 2 |  | RB-Appl-EffCW-med-ElecDHW-GasCDryer-Tier1-FrontSCESFm2011CZ16rWtd
RB-Appl-EffCW-med-ElecDHW-GasCDryer-Tier1-Front | DEER2016 | D16v1 | 2015-05-14 08:05 | SCE | SFm | 2014 | CZ05 | rWtd | Each | 1 | 1150 | None | 144 | 0.02 | 8.61 | 11.4 | 0.00608 | 6.32 | 144 | 0.02 | 8.61 | 11.4 | 0.00608 | 6.32 |  |  | 2 |  | RB-Appl-EffCW-med-ElecDHW-GasCDryer-Tier1-FrontSCESFm2014CZ05rWtd
RB-Appl-EffCW-med-ElecDHW-GasCDryer-Tier1-Front | DEER2016 | D16v1 | 2015-05-14 08:05 | SCE | SFm | 2014 | CZ06 | rWtd | Each | 1 | 1200 | None | 135 | 0.0149 | 8.83 | 9.56 | -0.0101 | 6.44 | 135 | 0.0149 | 8.83 | 9.56 | -0.0101 | 6.44 |  |  | 2 |  | RB-Appl-EffCW-med-ElecDHW-GasCDryer-Tier1-FrontSCESFm2014CZ06rWtd
RB-Appl-EffCW-med-ElecDHW-GasCDryer-Tier1-Front | DEER2016 | D16v1 | 2015-05-14 08:05 | SCE | SFm | 2014 | CZ08 | rWtd | Each | 1 | 1200 | None | 136 | 0.0181 | 8.92 | 13.2 | 0.00125 | 6.46 | 136 | 0.0181 | 8.92 | 13.2 | 0.00125 | 6.46 |  |  | 2 |  | RB-Appl-EffCW-med-ElecDHW-GasCDryer-Tier1-FrontSCESFm2014CZ08rWtd
RB-Appl-EffCW-med-ElecDHW-GasCDryer-Tier1-Front | DEER2016 | D16v1 | 2015-05-14 08:05 | SCE | SFm | 2014 | CZ09 | rWtd | Each | 1 | 1210 | None | 135 | 0.0193 | 8.82 | 8.03 | 0.0024 | 6.41 | 135 | 0.0193 | 8.82 | 8.03 | 0.0024 | 6.41 |  |  | 2 |  | RB-Appl-EffCW-med-ElecDHW-GasCDryer-Tier1-FrontSCESFm2014CZ09rWtd
RB-Appl-EffCW-med-ElecDHW-GasCDryer-Tier1-Front | DEER2016 | D16v1 | 2015-05-14 08:05 | SCE | SFm | 2014 | CZ10 | rWtd | Each | 1 | 974 | None | 137 | 0.0194 | 8.95 | 13.1 | 0.00234 | 6.38 | 137 | 0.0194 | 8.95 | 13.1 | 0.00234 | 6.38 |  |  | 2 |  | RB-Appl-EffCW-med-ElecDHW-GasCDryer-Tier1-FrontSCESFm2014CZ10rWtd
RB-Appl-EffCW-med-ElecDHW-GasCDryer-Tier1-Front | DEER2016 | D16v1 | 2015-05-14 08:05 | SCE | SFm | 2014 | CZ13 | rWtd | Each | 1 | 974 | None | 133 | 0.0185 | 8.71 | 8.32 | 0.00151 | 6.3 | 133 | 0.0185 | 8.71 | 8.32 | 0.00151 | 6.3 |  |  | 2 |  | RB-Appl-EffCW-med-ElecDHW-GasCDryer-Tier1-FrontSCESFm2014CZ13rWtd
RB-Appl-EffCW-med-ElecDHW-GasCDryer-Tier1-Front | DEER2016 | D16v1 | 2015-05-14 08:05 | SCE | SFm | 2014 | CZ14 | rWtd | Each | 1 | 1080 | None | 140 | 0.0184 | 8.88 | 10.5 | 0.00085 | 6.92 | 140 | 0.0184 | 8.88 | 10.5 | 0.00085 | 6.92 |  |  | 2 |  | RB-Appl-EffCW-med-ElecDHW-GasCDryer-Tier1-FrontSCESFm2014CZ14rWtd
RB-Appl-EffCW-med-ElecDHW-GasCDryer-Tier1-Front | DEER2016 | D16v1 | 2015-05-14 08:05 | SCE | SFm | 2014 | CZ15 | rWtd | Each | 1 | 1080 | None | 123 | 0.0162 | 9.32 | 8.56 | 0.00112 | 6.87 | 123 | 0.0162 | 9.32 | 8.56 | 0.00112 | 6.87 |  |  | 2 |  | RB-Appl-EffCW-med-ElecDHW-GasCDryer-Tier1-FrontSCESFm2014CZ15rWtd
RB-Appl-EffCW-med-ElecDHW-GasCDryer-Tier1-Front | DEER2016 | D16v1 | 2015-05-14 08:05 | SCE | SFm | 2014 | CZ16 | rWtd | Each | 1 | 1150 | None | 151 | 0.0211 | 8.51 | 12 | 0.00246 | 6.28 | 151 | 0.0211 | 8.51 | 12 | 0.00246 | 6.28 |  |  | 2 |  | RB-Appl-EffCW-med-ElecDHW-GasCDryer-Tier1-FrontSCESFm2014CZ16rWtd
RB-Appl-EffCW-med-ElecDHW-GasCDryer-Tier1-Front | DEER2016 | D16v1 | 2015-05-14 08:05 | SCE | SFm | Ex | CZ05 | rWtd | Each | 1 | 844 | None | 143 | 0.0184 | 8.65 | 11.3 | 0.000185 | 6.84 | 143 | 0.0184 | 8.65 | 11.3 | 0.000185 | 6.84 |  |  | 2 |  | RB-Appl-EffCW-med-ElecDHW-GasCDryer-Tier1-FrontSCESFmExCZ05rWtd
RB-Appl-EffCW-med-ElecDHW-GasCDryer-Tier1-Front | DEER2016 | D16v1 | 2015-05-14 08:05 | SCE | SFm | Ex | CZ06 | rWtd | Each | 1 | 865 | None | 135 | 0.0191 | 9.29 | 10 | 0.00346 | 6.72 | 135 | 0.0191 | 9.29 | 10 | 0.00346 | 6.72 |  |  | 2 |  | RB-Appl-EffCW-med-ElecDHW-GasCDryer-Tier1-FrontSCESFmExCZ06rWtd
RB-Appl-EffCW-med-ElecDHW-GasCDryer-Tier1-Front | DEER2016 | D16v1 | 2015-05-14 08:05 | SCE | SFm | Ex | CZ08 | rWtd | Each | 1 | 834 | None | 133 | 0.0187 | 9.15 | 9.5 | 0.00197 | 6.67 | 133 | 0.0187 | 9.15 | 9.5 | 0.00197 | 6.67 |  |  | 2 |  | RB-Appl-EffCW-med-ElecDHW-GasCDryer-Tier1-FrontSCESFmExCZ08rWtd
RB-Appl-EffCW-med-ElecDHW-GasCDryer-Tier1-Front | DEER2016 | D16v1 | 2015-05-14 08:05 | SCE | SFm | Ex | CZ09 | rWtd | Each | 1 | 868 | None | 138 | 0.0196 | 9.11 | 12.1 | 0.00216 | 6.61 | 138 | 0.0196 | 9.11 | 12.1 | 0.00216 | 6.61 |  |  | 2 |  | RB-Appl-EffCW-med-ElecDHW-GasCDryer-Tier1-FrontSCESFmExCZ09rWtd
RB-Appl-EffCW-med-ElecDHW-GasCDryer-Tier1-Front | DEER2016 | D16v1 | 2015-05-14 08:05 | SCE | SFm | Ex | CZ10 | rWtd | Each | 1 | 925 | None | 134 | 0.0193 | 9.16 | 11.6 | 0.00204 | 6.46 | 134 | 0.0193 | 9.16 | 11.6 | 0.00204 | 6.46 |  |  | 2 |  | RB-Appl-EffCW-med-ElecDHW-GasCDryer-Tier1-FrontSCESFmExCZ10rWtd
RB-Appl-EffCW-med-ElecDHW-GasCDryer-Tier1-Front | DEER2016 | D16v1 | 2015-05-14 08:05 | SCE | SFm | Ex | CZ13 | rWtd | Each | 1 | 868 | None | 137 | 0.0213 | 8.88 | 12.2 | 0.00317 | 6.49 | 137 | 0.0213 | 8.88 | 12.2 | 0.00317 | 6.49 |  |  | 2 |  | RB-Appl-EffCW-med-ElecDHW-GasCDryer-Tier1-FrontSCESFmExCZ13rWtd
RB-Appl-EffCW-med-ElecDHW-GasCDryer-Tier1-Front | DEER2016 | D16v1 | 2015-05-14 08:05 | SCE | SFm | Ex | CZ14 | rWtd | Each | 1 | 864 | None | 144 | 0.0204 | 8.53 | 14.7 | 0.00305 | 6.33 | 144 | 0.0204 | 8.53 | 14.7 | 0.00305 | 6.33 |  |  | 2 |  | RB-Appl-EffCW-med-ElecDHW-GasCDryer-Tier1-FrontSCESFmExCZ14rWtd
RB-Appl-EffCW-med-ElecDHW-GasCDryer-Tier1-Front | DEER2016 | D16v1 | 2015-05-14 08:05 | SCE | SFm | Ex | CZ15 | rWtd | Each | 1 | 857 | None | 127 | 0.0175 | 9.05 | 14.3 | 0.00254 | 6.51 | 127 | 0.0175 | 9.05 | 14.3 | 0.00254 | 6.51 |  |  | 2 |  | RB-Appl-EffCW-med-ElecDHW-GasCDryer-Tier1-FrontSCESFmExCZ15rWtd
RB-Appl-EffCW-med-ElecDHW-GasCDryer-Tier1-Front | DEER2016 | D16v1 | 2015-05-14 08:05 | SCE | SFm | Ex | CZ16 | rWtd | Each | 1 | 865 | None | 153 | 0.022 | 8.92 | 12.9 | 0.00196 | 6.8 | 153 | 0.022 | 8.92 | 12.9 | 0.00196 | 6.8 |  |  | 2 |  | RB-Appl-EffCW-med-ElecDHW-GasCDryer-Tier1-FrontSCESFmExCZ16rWtd
RB-Appl-EffCW-med-ElecDHW-GasCDryer-Tier1-Front | DEER2016 | D16v1 | 2015-05-14 08:06 | SCE | SFm | Ex | IOU | rWtd | Each | 1 | 873 | None | 137 | 0.0194 | 9.09 | 11.4 | 0.00241 | 6.59 | 137 | 0.0194 | 9.09 | 11.4 | 0.00241 | 6.59 |  |  | 2 |  | RB-Appl-EffCW-med-ElecDHW-GasCDryer-Tier1-FrontSCESFmExIOUrWtd
RB-Appl-EffCW-med-ElecDHW-GasCDryer-Tier1-Front | DEER2016 | D16v1 | 2015-05-14 08:05 | SCG | DMo | Ex | CZ04 | rWtd | Each | 1 | 621 | None | 113 | 0.0175 | 6.43 | 9.41 | 0.00244 | 4.94 | 113 | 0.0175 | 6.43 | 9.41 | 0.00244 | 4.94 |  |  | 2 |  | RB-Appl-EffCW-med-ElecDHW-GasCDryer-Tier1-FrontSCGDMoExCZ04rWtd
RB-Appl-EffCW-med-ElecDHW-GasCDryer-Tier1-Front | DEER2016 | D16v1 | 2015-05-14 08:05 | SCG | DMo | Ex | CZ05 | rWtd | Each | 1 | 612 | None | 114 | 0.0161 | 6.58 | 8.39 | 0.00126 | 4.86 | 114 | 0.0161 | 6.58 | 8.39 | 0.00126 | 4.86 |  |  | 2 |  | RB-Appl-EffCW-med-ElecDHW-GasCDryer-Tier1-FrontSCGDMoExCZ05rWtd
RB-Appl-EffCW-med-ElecDHW-GasCDryer-Tier1-Front | DEER2016 | D16v1 | 2015-05-14 08:05 | SCG | DMo | Ex | CZ06 | rWtd | Each | 1 | 613 | None | 108 | 0.0142 | 7.09 | 8.4 | 0.000827 | 5.13 | 108 | 0.0142 | 7.09 | 8.4 | 0.000827 | 5.13 |  |  | 2 |  | RB-Appl-EffCW-med-ElecDHW-GasCDryer-Tier1-FrontSCGDMoExCZ06rWtd
RB-Appl-EffCW-med-ElecDHW-GasCDryer-Tier1-Front | DEER2016 | D16v1 | 2015-05-14 08:05 | SCG | DMo | Ex | CZ08 | rWtd | Each | 1 | 610 | None | 108 | 0.0154 | 7.1 | 8.97 | 0.00158 | 5.1 | 108 | 0.0154 | 7.1 | 8.97 | 0.00158 | 5.1 |  |  | 2 |  | RB-Appl-EffCW-med-ElecDHW-GasCDryer-Tier1-FrontSCGDMoExCZ08rWtd
RB-Appl-EffCW-med-ElecDHW-GasCDryer-Tier1-Front | DEER2016 | D16v1 | 2015-05-14 08:05 | SCG | DMo | Ex | CZ09 | rWtd | Each | 1 | 609 | None | 109 | 0.0155 | 7.1 | 9.78 | 0.00205 | 5.08 | 109 | 0.0155 | 7.1 | 9.78 | 0.00205 | 5.08 |  |  | 2 |  | RB-Appl-EffCW-med-ElecDHW-GasCDryer-Tier1-FrontSCGDMoExCZ09rWtd
RB-Appl-EffCW-med-ElecDHW-GasCDryer-Tier1-Front | DEER2016 | D16v1 | 2015-05-14 08:05 | SCG | DMo | Ex | CZ10 | rWtd | Each | 1 | 610 | None | 109 | 0.016 | 7.02 | 10.3 | 0.00229 | 5.04 | 109 | 0.016 | 7.02 | 10.3 | 0.00229 | 5.04 |  |  | 2 |  | RB-Appl-EffCW-med-ElecDHW-GasCDryer-Tier1-FrontSCGDMoExCZ10rWtd
RB-Appl-EffCW-med-ElecDHW-GasCDryer-Tier1-Front | DEER2016 | D16v1 | 2015-05-14 08:05 | SCG | DMo | Ex | CZ13 | rWtd | Each | 1 | 605 | None | 109 | 0.0153 | 7.07 | 10.2 | 0.00179 | 5.04 | 109 | 0.0153 | 7.07 | 10.2 | 0.00179 | 5.04 |  |  | 2 |  | RB-Appl-EffCW-med-ElecDHW-GasCDryer-Tier1-FrontSCGDMoExCZ13rWtd
RB-Appl-EffCW-med-ElecDHW-GasCDryer-Tier1-Front | DEER2016 | D16v1 | 2015-05-14 08:05 | SCG | DMo | Ex | CZ14 | rWtd | Each | 1 | 617 | None | 112 | 0.0148 | 6.71 | 10 | 0.00166 | 5.01 | 112 | 0.0148 | 6.71 | 10 | 0.00166 | 5.01 |  |  | 2 |  | RB-Appl-EffCW-med-ElecDHW-GasCDryer-Tier1-FrontSCGDMoExCZ14rWtd
RB-Appl-EffCW-med-ElecDHW-GasCDryer-Tier1-Front | DEER2016 | D16v1 | 2015-05-14 08:05 | SCG | DMo | Ex | CZ15 | rWtd | Each | 1 | 615 | None | 102 | 0.0136 | 7.23 | 10.7 | 0.00182 | 5.21 | 102 | 0.0136 | 7.23 | 10.7 | 0.00182 | 5.21 |  |  | 2 |  | RB-Appl-EffCW-med-ElecDHW-GasCDryer-Tier1-FrontSCGDMoExCZ15rWtd
RB-Appl-EffCW-med-ElecDHW-GasCDryer-Tier1-Front | DEER2016 | D16v1 | 2015-05-14 08:05 | SCG | DMo | Ex | CZ16 | rWtd | Each | 1 | 621 | None | 125 | 0.0186 | 6.58 | 13.7 | 0.00237 | 5 | 125 | 0.0186 | 6.58 | 13.7 | 0.00237 | 5 |  |  | 2 |  | RB-Appl-EffCW-med-ElecDHW-GasCDryer-Tier1-FrontSCGDMoExCZ16rWtd
RB-Appl-EffCW-med-ElecDHW-GasCDryer-Tier1-Front | DEER2016 | D16v1 | 2015-05-14 08:05 | SCG | DMo | Ex | IOU | rWtd | Each | 1 | 611 | None | 109 | 0.0155 | 7.04 | 9.82 | 0.00188 | 5.06 | 109 | 0.0155 | 7.04 | 9.82 | 0.00188 | 5.06 |  |  | 2 |  | RB-Appl-EffCW-med-ElecDHW-GasCDryer-Tier1-FrontSCGDMoExIOUrWtd
RB-Appl-EffCW-med-ElecDHW-GasCDryer-Tier1-Front | DEER2016 | D16v1 | 2015-05-14 08:05 | SCG | DMo | MH00 | CZ04 | rWtd | Each | 1 | 621 | None | 115 | 0.0175 | 6.78 | 10.1 | 0.00384 | 5.1 | 115 | 0.0175 | 6.78 | 10.1 | 0.00384 | 5.1 |  |  | 2 |  | RB-Appl-EffCW-med-ElecDHW-GasCDryer-Tier1-FrontSCGDMoMH00CZ04rWtd
RB-Appl-EffCW-med-ElecDHW-GasCDryer-Tier1-Front | DEER2016 | D16v1 | 2015-05-14 08:05 | SCG | DMo | MH00 | CZ05 | rWtd | Each | 1 | 621 | None | 112 | 0.0164 | 6.33 | 8.01 | 0.00139 | 4.89 | 112 | 0.0164 | 6.33 | 8.01 | 0.00139 | 4.89 |  |  | 2 |  | RB-Appl-EffCW-med-ElecDHW-GasCDryer-Tier1-FrontSCGDMoMH00CZ05rWtd
RB-Appl-EffCW-med-ElecDHW-GasCDryer-Tier1-Front | DEER2016 | D16v1 | 2015-05-14 08:05 | SCG | DMo | MH00 | CZ06 | rWtd | Each | 1 | 621 | None | 107 | 0.014 | 6.89 | 7.89 | 0.000576 | 5.11 | 107 | 0.014 | 6.89 | 7.89 | 0.000576 | 5.11 |  |  | 2 |  | RB-Appl-EffCW-med-ElecDHW-GasCDryer-Tier1-FrontSCGDMoMH00CZ06rWtd
RB-Appl-EffCW-med-ElecDHW-GasCDryer-Tier1-Front | DEER2016 | D16v1 | 2015-05-14 08:05 | SCG | DMo | MH00 | CZ08 | rWtd | Each | 1 | 621 | None | 109 | 0.0158 | 6.96 | 9.38 | 0.0017 | 5.11 | 109 | 0.0158 | 6.96 | 9.38 | 0.0017 | 5.11 |  |  | 2 |  | RB-Appl-EffCW-med-ElecDHW-GasCDryer-Tier1-FrontSCGDMoMH00CZ08rWtd
RB-Appl-EffCW-med-ElecDHW-GasCDryer-Tier1-Front | DEER2016 | D16v1 | 2015-05-14 08:05 | SCG | DMo | MH00 | CZ09 | rWtd | Each | 1 | 621 | None | 110 | 0.0162 | 6.91 | 10.5 | 0.00197 | 5.11 | 110 | 0.0162 | 6.91 | 10.5 | 0.00197 | 5.11 |  |  | 2 |  | RB-Appl-EffCW-med-ElecDHW-GasCDryer-Tier1-FrontSCGDMoMH00CZ09rWtd
RB-Appl-EffCW-med-ElecDHW-GasCDryer-Tier1-Front | DEER2016 | D16v1 | 2015-05-14 08:05 | SCG | DMo | MH00 | CZ10 | rWtd | Each | 1 | 621 | None | 114 | 0.0171 | 6.92 | 11.1 | 0.00226 | 5.13 | 114 | 0.0171 | 6.92 | 11.1 | 0.00226 | 5.13 |  |  | 2 |  | RB-Appl-EffCW-med-ElecDHW-GasCDryer-Tier1-FrontSCGDMoMH00CZ10rWtd
RB-Appl-EffCW-med-ElecDHW-GasCDryer-Tier1-Front | DEER2016 | D16v1 | 2015-05-14 08:05 | SCG | DMo | MH00 | CZ13 | rWtd | Each | 1 | 621 | None | 113 | 0.0169 | 6.63 | 11.1 | 0.00227 | 5.01 | 113 | 0.0169 | 6.63 | 11.1 | 0.00227 | 5.01 |  |  | 2 |  | RB-Appl-EffCW-med-ElecDHW-GasCDryer-Tier1-FrontSCGDMoMH00CZ13rWtd
RB-Appl-EffCW-med-ElecDHW-GasCDryer-Tier1-Front | DEER2016 | D16v1 | 2015-05-14 08:05 | SCG | DMo | MH00 | CZ14 | rWtd | Each | 1 | 621 | None | 112 | 0.0158 | 6.73 | 10.7 | 0.00186 | 5.05 | 112 | 0.0158 | 6.73 | 10.7 | 0.00186 | 5.05 |  |  | 2 |  | RB-Appl-EffCW-med-ElecDHW-GasCDryer-Tier1-FrontSCGDMoMH00CZ14rWtd
RB-Appl-EffCW-med-ElecDHW-GasCDryer-Tier1-Front | DEER2016 | D16v1 | 2015-05-14 08:05 | SCG | DMo | MH00 | CZ15 | rWtd | Each | 1 | 621 | None | 106 | 0.0135 | 7.12 | 12.6 | 0.00174 | 5.19 | 106 | 0.0135 | 7.12 | 12.6 | 0.00174 | 5.19 |  |  | 2 |  | RB-Appl-EffCW-med-ElecDHW-GasCDryer-Tier1-FrontSCGDMoMH00CZ15rWtd
RB-Appl-EffCW-med-ElecDHW-GasCDryer-Tier1-Front | DEER2016 | D16v1 | 2015-05-14 08:05 | SCG | DMo | MH00 | CZ16 | rWtd | Each | 1 | 621 | None | 127 | 0.0187 | 6.62 | 15.4 | 0.00241 | 5.01 | 127 | 0.0187 | 6.62 | 15.4 | 0.00241 | 5.01 |  |  | 2 |  | RB-Appl-EffCW-med-ElecDHW-GasCDryer-Tier1-FrontSCGDMoMH00CZ16rWtd
RB-Appl-EffCW-med-ElecDHW-GasCDryer-Tier1-Front | DEER2016 | D16v1 | 2015-05-14 08:05 | SCG | DMo | MH06 | CZ04 | rWtd | Each | 1 | 621 | None | 115 | 0.017 | 6.69 | 10.3 | 0.00216 | 5.05 | 115 | 0.017 | 6.69 | 10.3 | 0.00216 | 5.05 |  |  | 2 |  | RB-Appl-EffCW-med-ElecDHW-GasCDryer-Tier1-FrontSCGDMoMH06CZ04rWtd
RB-Appl-EffCW-med-ElecDHW-GasCDryer-Tier1-Front | DEER2016 | D16v1 | 2015-05-14 08:05 | SCG | DMo | MH06 | CZ05 | rWtd | Each | 1 | 621 | None | 113 | 0.0161 | 6.36 | 8.28 | 0.00152 | 4.89 | 113 | 0.0161 | 6.36 | 8.28 | 0.00152 | 4.89 |  |  | 2 |  | RB-Appl-EffCW-med-ElecDHW-GasCDryer-Tier1-FrontSCGDMoMH06CZ05rWtd
RB-Appl-EffCW-med-ElecDHW-GasCDryer-Tier1-Front | DEER2016 | D16v1 | 2015-05-14 08:05 | SCG | DMo | MH06 | CZ06 | rWtd | Each | 1 | 621 | None | 107 | 0.0141 | 6.98 | 7.92 | 0.000785 | 5.14 | 107 | 0.0141 | 6.98 | 7.92 | 0.000785 | 5.14 |  |  | 2 |  | RB-Appl-EffCW-med-ElecDHW-GasCDryer-Tier1-FrontSCGDMoMH06CZ06rWtd
RB-Appl-EffCW-med-ElecDHW-GasCDryer-Tier1-Front | DEER2016 | D16v1 | 2015-05-14 08:05 | SCG | DMo | MH06 | CZ08 | rWtd | Each | 1 | 621 | None | 111 | 0.0153 | 7.02 | 10 | 0.00154 | 5.14 | 111 | 0.0153 | 7.02 | 10 | 0.00154 | 5.14 |  |  | 2 |  | RB-Appl-EffCW-med-ElecDHW-GasCDryer-Tier1-FrontSCGDMoMH06CZ08rWtd
RB-Appl-EffCW-med-ElecDHW-GasCDryer-Tier1-Front | DEER2016 | D16v1 | 2015-05-14 08:05 | SCG | DMo | MH06 | CZ09 | rWtd | Each | 1 | 621 | None | 110 | 0.0155 | 6.94 | 9.5 | 0.0018 | 5.13 | 110 | 0.0155 | 6.94 | 9.5 | 0.0018 | 5.13 |  |  | 2 |  | RB-Appl-EffCW-med-ElecDHW-GasCDryer-Tier1-FrontSCGDMoMH06CZ09rWtd
RB-Appl-EffCW-med-ElecDHW-GasCDryer-Tier1-Front | DEER2016 | D16v1 | 2015-05-14 08:05 | SCG | DMo | MH06 | CZ10 | rWtd | Each | 1 | 621 | None | 113 | 0.0149 | 6.88 | 10.9 | 0.00157 | 5.1 | 113 | 0.0149 | 6.88 | 10.9 | 0.00157 | 5.1 |  |  | 2 |  | RB-Appl-EffCW-med-ElecDHW-GasCDryer-Tier1-FrontSCGDMoMH06CZ10rWtd
RB-Appl-EffCW-med-ElecDHW-GasCDryer-Tier1-Front | DEER2016 | D16v1 | 2015-05-14 08:05 | SCG | DMo | MH06 | CZ13 | rWtd | Each | 1 | 621 | None | 112 | 0.0163 | 6.62 | 10.5 | 0.00191 | 5 | 112 | 0.0163 | 6.62 | 10.5 | 0.00191 | 5 |  |  | 2 |  | RB-Appl-EffCW-med-ElecDHW-GasCDryer-Tier1-FrontSCGDMoMH06CZ13rWtd
RB-Appl-EffCW-med-ElecDHW-GasCDryer-Tier1-Front | DEER2016 | D16v1 | 2015-05-14 08:05 | SCG | DMo | MH06 | CZ14 | rWtd | Each | 1 | 621 | None | 112 | 0.0131 | 6.64 | 10.4 | 0.000949 | 5.01 | 112 | 0.0131 | 6.64 | 10.4 | 0.000949 | 5.01 |  |  | 2 |  | RB-Appl-EffCW-med-ElecDHW-GasCDryer-Tier1-FrontSCGDMoMH06CZ14rWtd
RB-Appl-EffCW-med-ElecDHW-GasCDryer-Tier1-Front | DEER2016 | D16v1 | 2015-05-14 08:05 | SCG | DMo | MH06 | CZ15 | rWtd | Each | 1 | 621 | None | 103 | 0.0127 | 7.12 | 11.6 | 0.00153 | 5.19 | 103 | 0.0127 | 7.12 | 11.6 | 0.00153 | 5.19 |  |  | 2 |  | RB-Appl-EffCW-med-ElecDHW-GasCDryer-Tier1-FrontSCGDMoMH06CZ15rWtd
RB-Appl-EffCW-med-ElecDHW-GasCDryer-Tier1-Front | DEER2016 | D16v1 | 2015-05-14 08:05 | SCG | DMo | MH06 | CZ16 | rWtd | Each | 1 | 621 | None | 123 | 0.0181 | 6.59 | 9.38 | 0.00218 | 5.01 | 123 | 0.0181 | 6.59 | 9.38 | 0.00218 | 5.01 |  |  | 2 |  | RB-Appl-EffCW-med-ElecDHW-GasCDryer-Tier1-FrontSCGDMoMH06CZ16rWtd
RB-Appl-EffCW-med-ElecDHW-GasCDryer-Tier1-Front | DEER2016 | D16v1 | 2015-05-14 08:05 | SCG | DMo | MH72 | CZ04 | rWtd | Each | 1 | 598 | None | 111 | 0.0164 | 7.26 | 9.08 | 0.0023 | 5.05 | 111 | 0.0164 | 7.26 | 9.08 | 0.0023 | 5.05 |  |  | 2 |  | RB-Appl-EffCW-med-ElecDHW-GasCDryer-Tier1-FrontSCGDMoMH72CZ04rWtd
RB-Appl-EffCW-med-ElecDHW-GasCDryer-Tier1-Front | DEER2016 | D16v1 | 2015-05-14 08:05 | SCG | DMo | MH72 | CZ05 | rWtd | Each | 1 | 598 | None | 114 | 0.016 | 7.15 | 8.48 | 0.00143 | 4.88 | 114 | 0.016 | 7.15 | 8.48 | 0.00143 | 4.88 |  |  | 2 |  | RB-Appl-EffCW-med-ElecDHW-GasCDryer-Tier1-FrontSCGDMoMH72CZ05rWtd
RB-Appl-EffCW-med-ElecDHW-GasCDryer-Tier1-Front | DEER2016 | D16v1 | 2015-05-14 08:05 | SCG | DMo | MH72 | CZ06 | rWtd | Each | 1 | 598 | None | 109 | 0.0145 | 7.46 | 9.35 | 0.00103 | 5.14 | 109 | 0.0145 | 7.46 | 9.35 | 0.00103 | 5.14 |  |  | 2 |  | RB-Appl-EffCW-med-ElecDHW-GasCDryer-Tier1-FrontSCGDMoMH72CZ06rWtd
RB-Appl-EffCW-med-ElecDHW-GasCDryer-Tier1-Front | DEER2016 | D16v1 | 2015-05-14 08:05 | SCG | DMo | MH72 | CZ08 | rWtd | Each | 1 | 598 | None | 107 | 0.015 | 7.35 | 9.33 | 0.00171 | 5.09 | 107 | 0.015 | 7.35 | 9.33 | 0.00171 | 5.09 |  |  | 2 |  | RB-Appl-EffCW-med-ElecDHW-GasCDryer-Tier1-FrontSCGDMoMH72CZ08rWtd
RB-Appl-EffCW-med-ElecDHW-GasCDryer-Tier1-Front | DEER2016 | D16v1 | 2015-05-14 08:05 | SCG | DMo | MH72 | CZ09 | rWtd | Each | 1 | 598 | None | 109 | 0.0151 | 7.32 | 10.2 | 0.00206 | 5.07 | 109 | 0.0151 | 7.32 | 10.2 | 0.00206 | 5.07 |  |  | 2 |  | RB-Appl-EffCW-med-ElecDHW-GasCDryer-Tier1-FrontSCGDMoMH72CZ09rWtd
RB-Appl-EffCW-med-ElecDHW-GasCDryer-Tier1-Front | DEER2016 | D16v1 | 2015-05-14 08:05 | SCG | DMo | MH72 | CZ10 | rWtd | Each | 1 | 598 | None | 109 | 0.0156 | 7.26 | 10.2 | 0.0024 | 5.02 | 109 | 0.0156 | 7.26 | 10.2 | 0.0024 | 5.02 |  |  | 2 |  | RB-Appl-EffCW-med-ElecDHW-GasCDryer-Tier1-FrontSCGDMoMH72CZ10rWtd
RB-Appl-EffCW-med-ElecDHW-GasCDryer-Tier1-Front | DEER2016 | D16v1 | 2015-05-14 08:05 | SCG | DMo | MH72 | CZ13 | rWtd | Each | 1 | 598 | None | 108 | 0.0147 | 7.25 | 10.3 | 0.0016 | 5.04 | 108 | 0.0147 | 7.25 | 10.3 | 0.0016 | 5.04 |  |  | 2 |  | RB-Appl-EffCW-med-ElecDHW-GasCDryer-Tier1-FrontSCGDMoMH72CZ13rWtd
RB-Appl-EffCW-med-ElecDHW-GasCDryer-Tier1-Front | DEER2016 | D16v1 | 2015-05-14 08:05 | SCG | DMo | MH72 | CZ14 | rWtd | Each | 1 | 598 | None | 110 | 0.0146 | 7.36 | 10.5 | 0.00177 | 5.11 | 110 | 0.0146 | 7.36 | 10.5 | 0.00177 | 5.11 |  |  | 2 |  | RB-Appl-EffCW-med-ElecDHW-GasCDryer-Tier1-FrontSCGDMoMH72CZ14rWtd
RB-Appl-EffCW-med-ElecDHW-GasCDryer-Tier1-Front | DEER2016 | D16v1 | 2015-05-14 08:05 | SCG | DMo | MH72 | CZ15 | rWtd | Each | 1 | 598 | None | 101 | 0.0129 | 7.59 | 12.4 | 0.00192 | 5.25 | 101 | 0.0129 | 7.59 | 12.4 | 0.00192 | 5.25 |  |  | 2 |  | RB-Appl-EffCW-med-ElecDHW-GasCDryer-Tier1-FrontSCGDMoMH72CZ15rWtd
RB-Appl-EffCW-med-ElecDHW-GasCDryer-Tier1-Front | DEER2016 | D16v1 | 2015-05-14 08:05 | SCG | DMo | MH72 | CZ16 | rWtd | Each | 1 | 598 | None | 123 | 0.0173 | 7.19 | 11.6 | 0.00236 | 4.99 | 123 | 0.0173 | 7.19 | 11.6 | 0.00236 | 4.99 |  |  | 2 |  | RB-Appl-EffCW-med-ElecDHW-GasCDryer-Tier1-FrontSCGDMoMH72CZ16rWtd
RB-Appl-EffCW-med-ElecDHW-GasCDryer-Tier1-Front | DEER2016 | D16v1 | 2015-05-14 08:05 | SCG | DMo | MH85 | CZ04 | rWtd | Each | 1 | 621 | None | 113 | 0.0175 | 6.43 | 9.41 | 0.00244 | 4.94 | 113 | 0.0175 | 6.43 | 9.41 | 0.00244 | 4.94 |  |  | 2 |  | RB-Appl-EffCW-med-ElecDHW-GasCDryer-Tier1-FrontSCGDMoMH85CZ04rWtd
RB-Appl-EffCW-med-ElecDHW-GasCDryer-Tier1-Front | DEER2016 | D16v1 | 2015-05-14 08:05 | SCG | DMo | MH85 | CZ05 | rWtd | Each | 1 | 621 | None | 114 | 0.0162 | 6.19 | 8.41 | 0.00109 | 4.84 | 114 | 0.0162 | 6.19 | 8.41 | 0.00109 | 4.84 |  |  | 2 |  | RB-Appl-EffCW-med-ElecDHW-GasCDryer-Tier1-FrontSCGDMoMH85CZ05rWtd
RB-Appl-EffCW-med-ElecDHW-GasCDryer-Tier1-Front | DEER2016 | D16v1 | 2015-05-14 08:05 | SCG | DMo | MH85 | CZ06 | rWtd | Each | 1 | 621 | None | 107 | 0.0146 | 6.9 | 8.05 | 0.00124 | 5.14 | 107 | 0.0146 | 6.9 | 8.05 | 0.00124 | 5.14 |  |  | 2 |  | RB-Appl-EffCW-med-ElecDHW-GasCDryer-Tier1-FrontSCGDMoMH85CZ06rWtd
RB-Appl-EffCW-med-ElecDHW-GasCDryer-Tier1-Front | DEER2016 | D16v1 | 2015-05-14 08:05 | SCG | DMo | MH85 | CZ08 | rWtd | Each | 1 | 621 | None | 109 | 0.0156 | 6.83 | 8.34 | 0.0014 | 5.11 | 109 | 0.0156 | 6.83 | 8.34 | 0.0014 | 5.11 |  |  | 2 |  | RB-Appl-EffCW-med-ElecDHW-GasCDryer-Tier1-FrontSCGDMoMH85CZ08rWtd
RB-Appl-EffCW-med-ElecDHW-GasCDryer-Tier1-Front | DEER2016 | D16v1 | 2015-05-14 08:05 | SCG | DMo | MH85 | CZ09 | rWtd | Each | 1 | 621 | None | 110 | 0.0159 | 6.84 | 9.1 | 0.00206 | 5.1 | 110 | 0.0159 | 6.84 | 9.1 | 0.00206 | 5.1 |  |  | 2 |  | RB-Appl-EffCW-med-ElecDHW-GasCDryer-Tier1-FrontSCGDMoMH85CZ09rWtd
RB-Appl-EffCW-med-ElecDHW-GasCDryer-Tier1-Front | DEER2016 | D16v1 | 2015-05-14 08:05 | SCG | DMo | MH85 | CZ10 | rWtd | Each | 1 | 621 | None | 109 | 0.0164 | 6.81 | 10.4 | 0.0022 | 5.05 | 109 | 0.0164 | 6.81 | 10.4 | 0.0022 | 5.05 |  |  | 2 |  | RB-Appl-EffCW-med-ElecDHW-GasCDryer-Tier1-FrontSCGDMoMH85CZ10rWtd
RB-Appl-EffCW-med-ElecDHW-GasCDryer-Tier1-Front | DEER2016 | D16v1 | 2015-05-14 08:05 | SCG | DMo | MH85 | CZ13 | rWtd | Each | 1 | 621 | None | 111 | 0.0169 | 6.62 | 10.2 | 0.00226 | 5.02 | 111 | 0.0169 | 6.62 | 10.2 | 0.00226 | 5.02 |  |  | 2 |  | RB-Appl-EffCW-med-ElecDHW-GasCDryer-Tier1-FrontSCGDMoMH85CZ13rWtd
RB-Appl-EffCW-med-ElecDHW-GasCDryer-Tier1-Front | DEER2016 | D16v1 | 2015-05-14 08:05 | SCG | DMo | MH85 | CZ14 | rWtd | Each | 1 | 621 | None | 112 | 0.0148 | 6.57 | 9.91 | 0.00164 | 4.99 | 112 | 0.0148 | 6.57 | 9.91 | 0.00164 | 4.99 |  |  | 2 |  | RB-Appl-EffCW-med-ElecDHW-GasCDryer-Tier1-FrontSCGDMoMH85CZ14rWtd
RB-Appl-EffCW-med-ElecDHW-GasCDryer-Tier1-Front | DEER2016 | D16v1 | 2015-05-14 08:05 | SCG | DMo | MH85 | CZ15 | rWtd | Each | 1 | 621 | None | 102 | 0.014 | 7.1 | 9.63 | 0.0018 | 5.19 | 102 | 0.014 | 7.1 | 9.63 | 0.0018 | 5.19 |  |  | 2 |  | RB-Appl-EffCW-med-ElecDHW-GasCDryer-Tier1-FrontSCGDMoMH85CZ15rWtd
RB-Appl-EffCW-med-ElecDHW-GasCDryer-Tier1-Front | DEER2016 | D16v1 | 2015-05-14 08:05 | SCG | DMo | MH85 | CZ16 | rWtd | Each | 1 | 621 | None | 121 | 0.0185 | 6.31 | 9.96 | 0.00235 | 4.93 | 121 | 0.0185 | 6.31 | 9.96 | 0.00235 | 4.93 |  |  | 2 |  | RB-Appl-EffCW-med-ElecDHW-GasCDryer-Tier1-FrontSCGDMoMH85CZ16rWtd
RB-Appl-EffCW-med-ElecDHW-GasCDryer-Tier1-Front | DEER2016 | D16v1 | 2015-05-14 08:05 | SCG | MFm | 1975 | CZ04 | rWtd | Each | 1 | 474 | None | 112 | 0.0157 | 7.35 | 8.4 | 0.000993 | 5.5 | 112 | 0.0157 | 7.35 | 8.4 | 0.000993 | 5.5 |  |  | 2 |  | RB-Appl-EffCW-med-ElecDHW-GasCDryer-Tier1-FrontSCGMFm1975CZ04rWtd
RB-Appl-EffCW-med-ElecDHW-GasCDryer-Tier1-Front | DEER2016 | D16v1 | 2015-05-14 08:05 | SCG | MFm | 1975 | CZ05 | rWtd | Each | 1 | 474 | None | 114 | 0.0155 | 7.08 | 8.97 | 0.00117 | 5.48 | 114 | 0.0155 | 7.08 | 8.97 | 0.00117 | 5.48 |  |  | 2 |  | RB-Appl-EffCW-med-ElecDHW-GasCDryer-Tier1-FrontSCGMFm1975CZ05rWtd
RB-Appl-EffCW-med-ElecDHW-GasCDryer-Tier1-Front | DEER2016 | D16v1 | 2015-05-14 08:05 | SCG | MFm | 1975 | CZ06 | rWtd | Each | 1 | 465 | None | 110 | 0.0143 | 7.5 | 8.31 | -0.000148 | 5.52 | 110 | 0.0143 | 7.5 | 8.31 | -0.000148 | 5.52 |  |  | 2 |  | RB-Appl-EffCW-med-ElecDHW-GasCDryer-Tier1-FrontSCGMFm1975CZ06rWtd
RB-Appl-EffCW-med-ElecDHW-GasCDryer-Tier1-Front | DEER2016 | D16v1 | 2015-05-14 08:05 | SCG | MFm | 1975 | CZ07 | rWtd | Each | 1 | 465 | None | 109 | 0.0157 | 7.61 | 8.01 | 0.00212 | 5.51 | 109 | 0.0157 | 7.61 | 8.01 | 0.00212 | 5.51 |  |  | 2 |  | RB-Appl-EffCW-med-ElecDHW-GasCDryer-Tier1-FrontSCGMFm1975CZ07rWtd
RB-Appl-EffCW-med-ElecDHW-GasCDryer-Tier1-Front | DEER2016 | D16v1 | 2015-05-14 08:05 | SCG | MFm | 1975 | CZ08 | rWtd | Each | 1 | 465 | None | 107 | 0.0153 | 7.44 | 7.95 | 0.00157 | 5.5 | 107 | 0.0153 | 7.44 | 7.95 | 0.00157 | 5.5 |  |  | 2 |  | RB-Appl-EffCW-med-ElecDHW-GasCDryer-Tier1-FrontSCGMFm1975CZ08rWtd
RB-Appl-EffCW-med-ElecDHW-GasCDryer-Tier1-Front | DEER2016 | D16v1 | 2015-05-14 08:05 | SCG | MFm | 1975 | CZ09 | rWtd | Each | 1 | 544 | None | 108 | 0.0146 | 7.46 | 8.49 | 0.0013 | 5.22 | 108 | 0.0146 | 7.46 | 8.49 | 0.0013 | 5.22 |  |  | 2 |  | RB-Appl-EffCW-med-ElecDHW-GasCDryer-Tier1-FrontSCGMFm1975CZ09rWtd
RB-Appl-EffCW-med-ElecDHW-GasCDryer-Tier1-Front | DEER2016 | D16v1 | 2015-05-14 08:05 | SCG | MFm | 1975 | CZ10 | rWtd | Each | 1 | 544 | None | 109 | 0.0154 | 7.5 | 9.92 | 0.0013 | 5.24 | 109 | 0.0154 | 7.5 | 9.92 | 0.0013 | 5.24 |  |  | 2 |  | RB-Appl-EffCW-med-ElecDHW-GasCDryer-Tier1-FrontSCGMFm1975CZ10rWtd
RB-Appl-EffCW-med-ElecDHW-GasCDryer-Tier1-Front | DEER2016 | D16v1 | 2015-05-14 08:05 | SCG | MFm | 1975 | CZ13 | rWtd | Each | 1 | 487 | None | 110 | 0.015 | 7.36 | 8.09 | 0.00105 | 5.51 | 110 | 0.015 | 7.36 | 8.09 | 0.00105 | 5.51 |  |  | 2 |  | RB-Appl-EffCW-med-ElecDHW-GasCDryer-Tier1-FrontSCGMFm1975CZ13rWtd
RB-Appl-EffCW-med-ElecDHW-GasCDryer-Tier1-Front | DEER2016 | D16v1 | 2015-05-14 08:05 | SCG | MFm | 1975 | CZ14 | rWtd | Each | 1 | 634 | None | 115 | 0.0154 | 6.99 | 10.5 | 0.00166 | 5.16 | 115 | 0.0154 | 6.99 | 10.5 | 0.00166 | 5.16 |  |  | 2 |  | RB-Appl-EffCW-med-ElecDHW-GasCDryer-Tier1-FrontSCGMFm1975CZ14rWtd
RB-Appl-EffCW-med-ElecDHW-GasCDryer-Tier1-Front | DEER2016 | D16v1 | 2015-05-14 08:05 | SCG | MFm | 1975 | CZ15 | rWtd | Each | 1 | 634 | None | 104 | 0.013 | 7.49 | 10.9 | 0.00125 | 5.36 | 104 | 0.013 | 7.49 | 10.9 | 0.00125 | 5.36 |  |  | 2 |  | RB-Appl-EffCW-med-ElecDHW-GasCDryer-Tier1-FrontSCGMFm1975CZ15rWtd
RB-Appl-EffCW-med-ElecDHW-GasCDryer-Tier1-Front | DEER2016 | D16v1 | 2015-05-14 08:05 | SCG | MFm | 1975 | CZ16 | rWtd | Each | 1 | 474 | None | 122 | 0.0179 | 7.15 | 9.28 | 0.000451 | 5.46 | 122 | 0.0179 | 7.15 | 9.28 | 0.000451 | 5.46 |  |  | 2 |  | RB-Appl-EffCW-med-ElecDHW-GasCDryer-Tier1-FrontSCGMFm1975CZ16rWtd
RB-Appl-EffCW-med-ElecDHW-GasCDryer-Tier1-Front | DEER2016 | D16v1 | 2015-05-14 08:05 | SCG | MFm | 1985 | CZ04 | rWtd | Each | 1 | 512 | None | 112 | 0.0163 | 7.39 | 8.42 | 0.000952 | 5.54 | 112 | 0.0163 | 7.39 | 8.42 | 0.000952 | 5.54 |  |  | 2 |  | RB-Appl-EffCW-med-ElecDHW-GasCDryer-Tier1-FrontSCGMFm1985CZ04rWtd
RB-Appl-EffCW-med-ElecDHW-GasCDryer-Tier1-Front | DEER2016 | D16v1 | 2015-05-14 08:05 | SCG | MFm | 1985 | CZ05 | rWtd | Each | 1 | 512 | None | 114 | 0.0155 | 7.18 | 9.05 | 0.00113 | 5.55 | 114 | 0.0155 | 7.18 | 9.05 | 0.00113 | 5.55 |  |  | 2 |  | RB-Appl-EffCW-med-ElecDHW-GasCDryer-Tier1-FrontSCGMFm1985CZ05rWtd
RB-Appl-EffCW-med-ElecDHW-GasCDryer-Tier1-Front | DEER2016 | D16v1 | 2015-05-14 08:05 | SCG | MFm | 1985 | CZ06 | rWtd | Each | 1 | 578 | None | 109 | 0.0163 | 7.53 | 8.61 | 0.00191 | 5.24 | 109 | 0.0163 | 7.53 | 8.61 | 0.00191 | 5.24 |  |  | 2 |  | RB-Appl-EffCW-med-ElecDHW-GasCDryer-Tier1-FrontSCGMFm1985CZ06rWtd
RB-Appl-EffCW-med-ElecDHW-GasCDryer-Tier1-Front | DEER2016 | D16v1 | 2015-05-14 08:05 | SCG | MFm | 1985 | CZ07 | rWtd | Each | 1 | 578 | None | 108 | 0.0156 | 7.62 | 8.8 | 0.00217 | 5.33 | 108 | 0.0156 | 7.62 | 8.8 | 0.00217 | 5.33 |  |  | 2 |  | RB-Appl-EffCW-med-ElecDHW-GasCDryer-Tier1-FrontSCGMFm1985CZ07rWtd
RB-Appl-EffCW-med-ElecDHW-GasCDryer-Tier1-Front | DEER2016 | D16v1 | 2015-05-14 08:05 | SCG | MFm | 1985 | CZ08 | rWtd | Each | 1 | 578 | None | 107 | 0.0147 | 7.57 | 8.54 | 0.00111 | 5.28 | 107 | 0.0147 | 7.57 | 8.54 | 0.00111 | 5.28 |  |  | 2 |  | RB-Appl-EffCW-med-ElecDHW-GasCDryer-Tier1-FrontSCGMFm1985CZ08rWtd
RB-Appl-EffCW-med-ElecDHW-GasCDryer-Tier1-Front | DEER2016 | D16v1 | 2015-05-14 08:05 | SCG | MFm | 1985 | CZ09 | rWtd | Each | 1 | 648 | None | 111 | 0.0157 | 7.17 | 9.51 | 0.00179 | 5.23 | 111 | 0.0157 | 7.17 | 9.51 | 0.00179 | 5.23 |  |  | 2 |  | RB-Appl-EffCW-med-ElecDHW-GasCDryer-Tier1-FrontSCGMFm1985CZ09rWtd
RB-Appl-EffCW-med-ElecDHW-GasCDryer-Tier1-Front | DEER2016 | D16v1 | 2015-05-14 08:05 | SCG | MFm | 1985 | CZ10 | rWtd | Each | 1 | 648 | None | 110 | 0.0161 | 7.2 | 9.58 | 0.00145 | 5.24 | 110 | 0.0161 | 7.2 | 9.58 | 0.00145 | 5.24 |  |  | 2 |  | RB-Appl-EffCW-med-ElecDHW-GasCDryer-Tier1-FrontSCGMFm1985CZ10rWtd
RB-Appl-EffCW-med-ElecDHW-GasCDryer-Tier1-Front | DEER2016 | D16v1 | 2015-05-14 08:05 | SCG | MFm | 1985 | CZ13 | rWtd | Each | 1 | 512 | None | 108 | 0.0149 | 7.37 | 7.62 | 0.000506 | 5.52 | 108 | 0.0149 | 7.37 | 7.62 | 0.000506 | 5.52 |  |  | 2 |  | RB-Appl-EffCW-med-ElecDHW-GasCDryer-Tier1-FrontSCGMFm1985CZ13rWtd
RB-Appl-EffCW-med-ElecDHW-GasCDryer-Tier1-Front | DEER2016 | D16v1 | 2015-05-14 08:05 | SCG | MFm | 1985 | CZ14 | rWtd | Each | 1 | 630 | None | 115 | 0.0147 | 7.08 | 11.2 | 0.00136 | 5.2 | 115 | 0.0147 | 7.08 | 11.2 | 0.00136 | 5.2 |  |  | 2 |  | RB-Appl-EffCW-med-ElecDHW-GasCDryer-Tier1-FrontSCGMFm1985CZ14rWtd
RB-Appl-EffCW-med-ElecDHW-GasCDryer-Tier1-Front | DEER2016 | D16v1 | 2015-05-14 08:05 | SCG | MFm | 1985 | CZ15 | rWtd | Each | 1 | 630 | None | 104 | 0.0129 | 7.51 | 11.1 | 0.000949 | 5.37 | 104 | 0.0129 | 7.51 | 11.1 | 0.000949 | 5.37 |  |  | 2 |  | RB-Appl-EffCW-med-ElecDHW-GasCDryer-Tier1-FrontSCGMFm1985CZ15rWtd
RB-Appl-EffCW-med-ElecDHW-GasCDryer-Tier1-Front | DEER2016 | D16v1 | 2015-05-14 08:05 | SCG | MFm | 1985 | CZ16 | rWtd | Each | 1 | 512 | None | 123 | 0.0165 | 7.21 | 9.61 | 0.000701 | 5.51 | 123 | 0.0165 | 7.21 | 9.61 | 0.000701 | 5.51 |  |  | 2 |  | RB-Appl-EffCW-med-ElecDHW-GasCDryer-Tier1-FrontSCGMFm1985CZ16rWtd
RB-Appl-EffCW-med-ElecDHW-GasCDryer-Tier1-Front | DEER2016 | D16v1 | 2015-05-14 08:05 | SCG | MFm | 1996 | CZ04 | rWtd | Each | 1 | 432 | None | 112 | 0.0164 | 7.44 | 8.68 | 0.0015 | 5.49 | 112 | 0.0164 | 7.44 | 8.68 | 0.0015 | 5.49 |  |  | 2 |  | RB-Appl-EffCW-med-ElecDHW-GasCDryer-Tier1-FrontSCGMFm1996CZ04rWtd
RB-Appl-EffCW-med-ElecDHW-GasCDryer-Tier1-Front | DEER2016 | D16v1 | 2015-05-14 08:05 | SCG | MFm | 1996 | CZ05 | rWtd | Each | 1 | 432 | None | 115 | 0.0156 | 7.22 | 8.82 | 0.0012 | 5.48 | 115 | 0.0156 | 7.22 | 8.82 | 0.0012 | 5.48 |  |  | 2 |  | RB-Appl-EffCW-med-ElecDHW-GasCDryer-Tier1-FrontSCGMFm1996CZ05rWtd
RB-Appl-EffCW-med-ElecDHW-GasCDryer-Tier1-Front | DEER2016 | D16v1 | 2015-05-14 08:05 | SCG | MFm | 1996 | CZ06 | rWtd | Each | 1 | 518 | None | 110 | 0.0139 | 7.53 | 8.53 | 0.000103 | 5.27 | 110 | 0.0139 | 7.53 | 8.53 | 0.000103 | 5.27 |  |  | 2 |  | RB-Appl-EffCW-med-ElecDHW-GasCDryer-Tier1-FrontSCGMFm1996CZ06rWtd
RB-Appl-EffCW-med-ElecDHW-GasCDryer-Tier1-Front | DEER2016 | D16v1 | 2015-05-14 08:05 | SCG | MFm | 1996 | CZ07 | rWtd | Each | 1 | 518 | None | 109 | 0.017 | 7.64 | 8.7 | 0.00384 | 5.35 | 109 | 0.017 | 7.64 | 8.7 | 0.00384 | 5.35 |  |  | 2 |  | RB-Appl-EffCW-med-ElecDHW-GasCDryer-Tier1-FrontSCGMFm1996CZ07rWtd
RB-Appl-EffCW-med-ElecDHW-GasCDryer-Tier1-Front | DEER2016 | D16v1 | 2015-05-14 08:05 | SCG | MFm | 1996 | CZ08 | rWtd | Each | 1 | 518 | None | 108 | 0.0155 | 7.57 | 8.79 | 0.00133 | 5.3 | 108 | 0.0155 | 7.57 | 8.79 | 0.00133 | 5.3 |  |  | 2 |  | RB-Appl-EffCW-med-ElecDHW-GasCDryer-Tier1-FrontSCGMFm1996CZ08rWtd
RB-Appl-EffCW-med-ElecDHW-GasCDryer-Tier1-Front | DEER2016 | D16v1 | 2015-05-14 08:05 | SCG | MFm | 1996 | CZ09 | rWtd | Each | 1 | 487 | None | 110 | 0.015 | 7.5 | 7.89 | 0.00106 | 5.51 | 110 | 0.015 | 7.5 | 7.89 | 0.00106 | 5.51 |  |  | 2 |  | RB-Appl-EffCW-med-ElecDHW-GasCDryer-Tier1-FrontSCGMFm1996CZ09rWtd
RB-Appl-EffCW-med-ElecDHW-GasCDryer-Tier1-Front | DEER2016 | D16v1 | 2015-05-14 08:05 | SCG | MFm | 1996 | CZ10 | rWtd | Each | 1 | 487 | None | 108 | 0.0172 | 7.47 | 8.28 | 0.000639 | 5.51 | 108 | 0.0172 | 7.47 | 8.28 | 0.000639 | 5.51 |  |  | 2 |  | RB-Appl-EffCW-med-ElecDHW-GasCDryer-Tier1-FrontSCGMFm1996CZ10rWtd
RB-Appl-EffCW-med-ElecDHW-GasCDryer-Tier1-Front | DEER2016 | D16v1 | 2015-05-14 08:05 | SCG | MFm | 1996 | CZ13 | rWtd | Each | 1 | 456 | None | 110 | 0.0155 | 7.37 | 8.16 | 0.00161 | 5.47 | 110 | 0.0155 | 7.37 | 8.16 | 0.00161 | 5.47 |  |  | 2 |  | RB-Appl-EffCW-med-ElecDHW-GasCDryer-Tier1-FrontSCGMFm1996CZ13rWtd
RB-Appl-EffCW-med-ElecDHW-GasCDryer-Tier1-Front | DEER2016 | D16v1 | 2015-05-14 08:05 | SCG | MFm | 1996 | CZ14 | rWtd | Each | 1 | 480 | None | 113 | 0.014 | 7.48 | 8.64 | 0.000792 | 5.5 | 113 | 0.014 | 7.48 | 8.64 | 0.000792 | 5.5 |  |  | 2 |  | RB-Appl-EffCW-med-ElecDHW-GasCDryer-Tier1-FrontSCGMFm1996CZ14rWtd
RB-Appl-EffCW-med-ElecDHW-GasCDryer-Tier1-Front | DEER2016 | D16v1 | 2015-05-14 08:05 | SCG | MFm | 1996 | CZ15 | rWtd | Each | 1 | 480 | None | 98.2 | 0.0127 | 7.69 | 6.91 | 0.000564 | 5.5 | 98.2 | 0.0127 | 7.69 | 6.91 | 0.000564 | 5.5 |  |  | 2 |  | RB-Appl-EffCW-med-ElecDHW-GasCDryer-Tier1-FrontSCGMFm1996CZ15rWtd
RB-Appl-EffCW-med-ElecDHW-GasCDryer-Tier1-Front | DEER2016 | D16v1 | 2015-05-14 08:05 | SCG | MFm | 1996 | CZ16 | rWtd | Each | 1 | 432 | None | 124 | 0.017 | 7.18 | 9.46 | 0.00101 | 5.45 | 124 | 0.017 | 7.18 | 9.46 | 0.00101 | 5.45 |  |  | 2 |  | RB-Appl-EffCW-med-ElecDHW-GasCDryer-Tier1-FrontSCGMFm1996CZ16rWtd
RB-Appl-EffCW-med-ElecDHW-GasCDryer-Tier1-Front | DEER2016 | D16v1 | 2015-05-14 08:05 | SCG | MFm | 2003 | CZ04 | rWtd | Each | 1 | 441 | None | 113 | 0.0168 | 7.36 | 8.2 | 0.00141 | 5.44 | 113 | 0.0168 | 7.36 | 8.2 | 0.00141 | 5.44 |  |  | 2 |  | RB-Appl-EffCW-med-ElecDHW-GasCDryer-Tier1-FrontSCGMFm2003CZ04rWtd
RB-Appl-EffCW-med-ElecDHW-GasCDryer-Tier1-Front | DEER2016 | D16v1 | 2015-05-14 08:05 | SCG | MFm | 2003 | CZ05 | rWtd | Each | 1 | 441 | None | 114 | 0.0156 | 7.2 | 8.77 | 0.0012 | 5.48 | 114 | 0.0156 | 7.2 | 8.77 | 0.0012 | 5.48 |  |  | 2 |  | RB-Appl-EffCW-med-ElecDHW-GasCDryer-Tier1-FrontSCGMFm2003CZ05rWtd
RB-Appl-EffCW-med-ElecDHW-GasCDryer-Tier1-Front | DEER2016 | D16v1 | 2015-05-14 08:05 | SCG | MFm | 2003 | CZ06 | rWtd | Each | 1 | 538 | None | 109 | 0.0155 | 7.54 | 8.47 | 0.00255 | 5.27 | 109 | 0.0155 | 7.54 | 8.47 | 0.00255 | 5.27 |  |  | 2 |  | RB-Appl-EffCW-med-ElecDHW-GasCDryer-Tier1-FrontSCGMFm2003CZ06rWtd
RB-Appl-EffCW-med-ElecDHW-GasCDryer-Tier1-Front | DEER2016 | D16v1 | 2015-05-14 08:05 | SCG | MFm | 2003 | CZ07 | rWtd | Each | 1 | 538 | None | 108 | 0.0149 | 7.61 | 8.35 | 0.00101 | 5.33 | 108 | 0.0149 | 7.61 | 8.35 | 0.00101 | 5.33 |  |  | 2 |  | RB-Appl-EffCW-med-ElecDHW-GasCDryer-Tier1-FrontSCGMFm2003CZ07rWtd
RB-Appl-EffCW-med-ElecDHW-GasCDryer-Tier1-Front | DEER2016 | D16v1 | 2015-05-14 08:05 | SCG | MFm | 2003 | CZ08 | rWtd | Each | 1 | 538 | None | 108 | 0.0149 | 7.56 | 8.6 | 0.00163 | 5.3 | 108 | 0.0149 | 7.56 | 8.6 | 0.00163 | 5.3 |  |  | 2 |  | RB-Appl-EffCW-med-ElecDHW-GasCDryer-Tier1-FrontSCGMFm2003CZ08rWtd
RB-Appl-EffCW-med-ElecDHW-GasCDryer-Tier1-Front | DEER2016 | D16v1 | 2015-05-14 08:05 | SCG | MFm | 2003 | CZ09 | rWtd | Each | 1 | 499 | None | 108 | 0.0151 | 7.48 | 8.41 | 0.00124 | 5.51 | 108 | 0.0151 | 7.48 | 8.41 | 0.00124 | 5.51 |  |  | 2 |  | RB-Appl-EffCW-med-ElecDHW-GasCDryer-Tier1-FrontSCGMFm2003CZ09rWtd
RB-Appl-EffCW-med-ElecDHW-GasCDryer-Tier1-Front | DEER2016 | D16v1 | 2015-05-14 08:05 | SCG | MFm | 2003 | CZ10 | rWtd | Each | 1 | 474 | None | 109 | 0.0155 | 7.55 | 8.05 | 0.00111 | 5.5 | 109 | 0.0155 | 7.55 | 8.05 | 0.00111 | 5.5 |  |  | 2 |  | RB-Appl-EffCW-med-ElecDHW-GasCDryer-Tier1-FrontSCGMFm2003CZ10rWtd
RB-Appl-EffCW-med-ElecDHW-GasCDryer-Tier1-Front | DEER2016 | D16v1 | 2015-05-14 08:05 | SCG | MFm | 2003 | CZ13 | rWtd | Each | 1 | 474 | None | 110 | 0.0148 | 7.46 | 8.54 | 0.00101 | 5.49 | 110 | 0.0148 | 7.46 | 8.54 | 0.00101 | 5.49 |  |  | 2 |  | RB-Appl-EffCW-med-ElecDHW-GasCDryer-Tier1-FrontSCGMFm2003CZ13rWtd
RB-Appl-EffCW-med-ElecDHW-GasCDryer-Tier1-Front | DEER2016 | D16v1 | 2015-05-14 08:05 | SCG | MFm | 2003 | CZ14 | rWtd | Each | 1 | 487 | None | 113 | 0.0141 | 7.46 | 8.47 | 0.000925 | 5.5 | 113 | 0.0141 | 7.46 | 8.47 | 0.000925 | 5.5 |  |  | 2 |  | RB-Appl-EffCW-med-ElecDHW-GasCDryer-Tier1-FrontSCGMFm2003CZ14rWtd
RB-Appl-EffCW-med-ElecDHW-GasCDryer-Tier1-Front | DEER2016 | D16v1 | 2015-05-14 08:05 | SCG | MFm | 2003 | CZ15 | rWtd | Each | 1 | 487 | None | 98.3 | 0.0126 | 7.68 | 6.82 | 0.000618 | 5.5 | 98.3 | 0.0126 | 7.68 | 6.82 | 0.000618 | 5.5 |  |  | 2 |  | RB-Appl-EffCW-med-ElecDHW-GasCDryer-Tier1-FrontSCGMFm2003CZ15rWtd
RB-Appl-EffCW-med-ElecDHW-GasCDryer-Tier1-Front | DEER2016 | D16v1 | 2015-05-14 08:05 | SCG | MFm | 2003 | CZ16 | rWtd | Each | 1 | 441 | None | 124 | 0.0175 | 7.24 | 9.54 | 0.00137 | 5.46 | 124 | 0.0175 | 7.24 | 9.54 | 0.00137 | 5.46 |  |  | 2 |  | RB-Appl-EffCW-med-ElecDHW-GasCDryer-Tier1-FrontSCGMFm2003CZ16rWtd
RB-Appl-EffCW-med-ElecDHW-GasCDryer-Tier1-Front | DEER2016 | D16v1 | 2015-05-14 08:05 | SCG | MFm | 2007 | CZ04 | rWtd | Each | 1 | 441 | None | 113 | 0.0159 | 7.38 | 8.5 | 0.0016 | 5.46 | 113 | 0.0159 | 7.38 | 8.5 | 0.0016 | 5.46 |  |  | 2 |  | RB-Appl-EffCW-med-ElecDHW-GasCDryer-Tier1-FrontSCGMFm2007CZ04rWtd
RB-Appl-EffCW-med-ElecDHW-GasCDryer-Tier1-Front | DEER2016 | D16v1 | 2015-05-14 08:05 | SCG | MFm | 2007 | CZ05 | rWtd | Each | 1 | 441 | None | 115 | 0.0156 | 7.29 | 8.8 | 0.00121 | 5.48 | 115 | 0.0156 | 7.29 | 8.8 | 0.00121 | 5.48 |  |  | 2 |  | RB-Appl-EffCW-med-ElecDHW-GasCDryer-Tier1-FrontSCGMFm2007CZ05rWtd
RB-Appl-EffCW-med-ElecDHW-GasCDryer-Tier1-Front | DEER2016 | D16v1 | 2015-05-14 08:05 | SCG | MFm | 2007 | CZ06 | rWtd | Each | 1 | 538 | None | 110 | 0.0158 | 7.52 | 8.63 | 0.00203 | 5.25 | 110 | 0.0158 | 7.52 | 8.63 | 0.00203 | 5.25 |  |  | 2 |  | RB-Appl-EffCW-med-ElecDHW-GasCDryer-Tier1-FrontSCGMFm2007CZ06rWtd
RB-Appl-EffCW-med-ElecDHW-GasCDryer-Tier1-Front | DEER2016 | D16v1 | 2015-05-14 08:05 | SCG | MFm | 2007 | CZ07 | rWtd | Each | 1 | 538 | None | 109 | 0.0153 | 7.69 | 8.65 | 0.00161 | 5.38 | 109 | 0.0153 | 7.69 | 8.65 | 0.00161 | 5.38 |  |  | 2 |  | RB-Appl-EffCW-med-ElecDHW-GasCDryer-Tier1-FrontSCGMFm2007CZ07rWtd
RB-Appl-EffCW-med-ElecDHW-GasCDryer-Tier1-Front | DEER2016 | D16v1 | 2015-05-14 08:05 | SCG | MFm | 2007 | CZ08 | rWtd | Each | 1 | 538 | None | 108 | 0.0146 | 7.55 | 8.52 | 0.00147 | 5.29 | 108 | 0.0146 | 7.55 | 8.52 | 0.00147 | 5.29 |  |  | 2 |  | RB-Appl-EffCW-med-ElecDHW-GasCDryer-Tier1-FrontSCGMFm2007CZ08rWtd
RB-Appl-EffCW-med-ElecDHW-GasCDryer-Tier1-Front | DEER2016 | D16v1 | 2015-05-14 08:05 | SCG | MFm | 2007 | CZ09 | rWtd | Each | 1 | 499 | None | 108 | 0.0149 | 7.51 | 8.03 | 0.00116 | 5.51 | 108 | 0.0149 | 7.51 | 8.03 | 0.00116 | 5.51 |  |  | 2 |  | RB-Appl-EffCW-med-ElecDHW-GasCDryer-Tier1-FrontSCGMFm2007CZ09rWtd
RB-Appl-EffCW-med-ElecDHW-GasCDryer-Tier1-Front | DEER2016 | D16v1 | 2015-05-14 08:05 | SCG | MFm | 2007 | CZ10 | rWtd | Each | 1 | 474 | None | 108 | 0.0148 | 7.56 | 8.16 | 0.00113 | 5.5 | 108 | 0.0148 | 7.56 | 8.16 | 0.00113 | 5.5 |  |  | 2 |  | RB-Appl-EffCW-med-ElecDHW-GasCDryer-Tier1-FrontSCGMFm2007CZ10rWtd
RB-Appl-EffCW-med-ElecDHW-GasCDryer-Tier1-Front | DEER2016 | D16v1 | 2015-05-14 08:05 | SCG | MFm | 2007 | CZ13 | rWtd | Each | 1 | 474 | None | 110 | 0.0143 | 7.41 | 8.56 | 0.000941 | 5.47 | 110 | 0.0143 | 7.41 | 8.56 | 0.000941 | 5.47 |  |  | 2 |  | RB-Appl-EffCW-med-ElecDHW-GasCDryer-Tier1-FrontSCGMFm2007CZ13rWtd
RB-Appl-EffCW-med-ElecDHW-GasCDryer-Tier1-Front | DEER2016 | D16v1 | 2015-05-14 08:05 | SCG | MFm | 2007 | CZ14 | rWtd | Each | 1 | 487 | None | 112 | 0.0139 | 7.46 | 8.59 | 0.000803 | 5.5 | 112 | 0.0139 | 7.46 | 8.59 | 0.000803 | 5.5 |  |  | 2 |  | RB-Appl-EffCW-med-ElecDHW-GasCDryer-Tier1-FrontSCGMFm2007CZ14rWtd
RB-Appl-EffCW-med-ElecDHW-GasCDryer-Tier1-Front | DEER2016 | D16v1 | 2015-05-14 08:05 | SCG | MFm | 2007 | CZ15 | rWtd | Each | 1 | 487 | None | 97.9 | 0.0123 | 7.72 | 7.15 | 0.000713 | 5.5 | 97.9 | 0.0123 | 7.72 | 7.15 | 0.000713 | 5.5 |  |  | 2 |  | RB-Appl-EffCW-med-ElecDHW-GasCDryer-Tier1-FrontSCGMFm2007CZ15rWtd
RB-Appl-EffCW-med-ElecDHW-GasCDryer-Tier1-Front | DEER2016 | D16v1 | 2015-05-14 08:05 | SCG | MFm | 2007 | CZ16 | rWtd | Each | 1 | 441 | None | 125 | 0.0172 | 7.31 | 10 | 0.0013 | 5.47 | 125 | 0.0172 | 7.31 | 10 | 0.0013 | 5.47 |  |  | 2 |  | RB-Appl-EffCW-med-ElecDHW-GasCDryer-Tier1-FrontSCGMFm2007CZ16rWtd
RB-Appl-EffCW-med-ElecDHW-GasCDryer-Tier1-Front | DEER2016 | D16v1 | 2015-05-14 08:05 | SCG | MFm | 2011 | CZ04 | rWtd | Each | 1 | 441 | None | 113 | 0.0159 | 7.47 | 8.43 | 0.0015 | 5.45 | 113 | 0.0159 | 7.47 | 8.43 | 0.0015 | 5.45 |  |  | 2 |  | RB-Appl-EffCW-med-ElecDHW-GasCDryer-Tier1-FrontSCGMFm2011CZ04rWtd
RB-Appl-EffCW-med-ElecDHW-GasCDryer-Tier1-Front | DEER2016 | D16v1 | 2015-05-14 08:05 | SCG | MFm | 2011 | CZ05 | rWtd | Each | 1 | 441 | None | 115 | 0.0156 | 7.32 | 8.79 | 0.00125 | 5.48 | 115 | 0.0156 | 7.32 | 8.79 | 0.00125 | 5.48 |  |  | 2 |  | RB-Appl-EffCW-med-ElecDHW-GasCDryer-Tier1-FrontSCGMFm2011CZ05rWtd
RB-Appl-EffCW-med-ElecDHW-GasCDryer-Tier1-Front | DEER2016 | D16v1 | 2015-05-14 08:05 | SCG | MFm | 2011 | CZ06 | rWtd | Each | 1 | 538 | None | 109 | 0.0157 | 7.54 | 8.46 | 0.00232 | 5.28 | 109 | 0.0157 | 7.54 | 8.46 | 0.00232 | 5.28 |  |  | 2 |  | RB-Appl-EffCW-med-ElecDHW-GasCDryer-Tier1-FrontSCGMFm2011CZ06rWtd
RB-Appl-EffCW-med-ElecDHW-GasCDryer-Tier1-Front | DEER2016 | D16v1 | 2015-05-14 08:05 | SCG | MFm | 2011 | CZ07 | rWtd | Each | 1 | 538 | None | 109 | 0.0175 | 7.77 | 8.99 | 0.00341 | 5.44 | 109 | 0.0175 | 7.77 | 8.99 | 0.00341 | 5.44 |  |  | 2 |  | RB-Appl-EffCW-med-ElecDHW-GasCDryer-Tier1-FrontSCGMFm2011CZ07rWtd
RB-Appl-EffCW-med-ElecDHW-GasCDryer-Tier1-Front | DEER2016 | D16v1 | 2015-05-14 08:05 | SCG | MFm | 2011 | CZ08 | rWtd | Each | 1 | 538 | None | 108 | 0.0146 | 7.61 | 8.92 | 0.0015 | 5.33 | 108 | 0.0146 | 7.61 | 8.92 | 0.0015 | 5.33 |  |  | 2 |  | RB-Appl-EffCW-med-ElecDHW-GasCDryer-Tier1-FrontSCGMFm2011CZ08rWtd
RB-Appl-EffCW-med-ElecDHW-GasCDryer-Tier1-Front | DEER2016 | D16v1 | 2015-05-14 08:05 | SCG | MFm | 2011 | CZ09 | rWtd | Each | 1 | 499 | None | 108 | 0.0149 | 7.58 | 7.57 | 0.0012 | 5.51 | 108 | 0.0149 | 7.58 | 7.57 | 0.0012 | 5.51 |  |  | 2 |  | RB-Appl-EffCW-med-ElecDHW-GasCDryer-Tier1-FrontSCGMFm2011CZ09rWtd
RB-Appl-EffCW-med-ElecDHW-GasCDryer-Tier1-Front | DEER2016 | D16v1 | 2015-05-14 08:05 | SCG | MFm | 2011 | CZ10 | rWtd | Each | 1 | 474 | None | 110 | 0.0148 | 7.62 | 8.52 | 0.00116 | 5.5 | 110 | 0.0148 | 7.62 | 8.52 | 0.00116 | 5.5 |  |  | 2 |  | RB-Appl-EffCW-med-ElecDHW-GasCDryer-Tier1-FrontSCGMFm2011CZ10rWtd
RB-Appl-EffCW-med-ElecDHW-GasCDryer-Tier1-Front | DEER2016 | D16v1 | 2015-05-14 08:05 | SCG | MFm | 2011 | CZ13 | rWtd | Each | 1 | 474 | None | 110 | 0.0143 | 7.45 | 8.73 | 0.000924 | 5.47 | 110 | 0.0143 | 7.45 | 8.73 | 0.000924 | 5.47 |  |  | 2 |  | RB-Appl-EffCW-med-ElecDHW-GasCDryer-Tier1-FrontSCGMFm2011CZ13rWtd
RB-Appl-EffCW-med-ElecDHW-GasCDryer-Tier1-Front | DEER2016 | D16v1 | 2015-05-14 08:05 | SCG | MFm | 2011 | CZ14 | rWtd | Each | 1 | 487 | None | 113 | 0.0138 | 7.51 | 8.7 | 0.000834 | 5.5 | 113 | 0.0138 | 7.51 | 8.7 | 0.000834 | 5.5 |  |  | 2 |  | RB-Appl-EffCW-med-ElecDHW-GasCDryer-Tier1-FrontSCGMFm2011CZ14rWtd
RB-Appl-EffCW-med-ElecDHW-GasCDryer-Tier1-Front | DEER2016 | D16v1 | 2015-05-14 08:05 | SCG | MFm | 2011 | CZ15 | rWtd | Each | 1 | 487 | None | 98.1 | 0.0125 | 7.75 | 6.86 | 0.00082 | 5.5 | 98.1 | 0.0125 | 7.75 | 6.86 | 0.00082 | 5.5 |  |  | 2 |  | RB-Appl-EffCW-med-ElecDHW-GasCDryer-Tier1-FrontSCGMFm2011CZ15rWtd
RB-Appl-EffCW-med-ElecDHW-GasCDryer-Tier1-Front | DEER2016 | D16v1 | 2015-05-14 08:05 | SCG | MFm | 2011 | CZ16 | rWtd | Each | 1 | 441 | None | 125 | 0.0165 | 7.35 | 10.2 | 0.00109 | 5.47 | 125 | 0.0165 | 7.35 | 10.2 | 0.00109 | 5.47 |  |  | 2 |  | RB-Appl-EffCW-med-ElecDHW-GasCDryer-Tier1-FrontSCGMFm2011CZ16rWtd
RB-Appl-EffCW-med-ElecDHW-GasCDryer-Tier1-Front | DEER2016 | D16v1 | 2015-05-14 08:05 | SCG | MFm | 2014 | CZ04 | rWtd | Each | 1 | 441 | None | 113 | 0.0168 | 7.52 | 8.23 | 0.00255 | 5.46 | 113 | 0.0168 | 7.52 | 8.23 | 0.00255 | 5.46 |  |  | 2 |  | RB-Appl-EffCW-med-ElecDHW-GasCDryer-Tier1-FrontSCGMFm2014CZ04rWtd
RB-Appl-EffCW-med-ElecDHW-GasCDryer-Tier1-Front | DEER2016 | D16v1 | 2015-05-14 08:05 | SCG | MFm | 2014 | CZ05 | rWtd | Each | 1 | 441 | None | 116 | 0.0156 | 7.57 | 8.84 | 0.00119 | 5.51 | 116 | 0.0156 | 7.57 | 8.84 | 0.00119 | 5.51 |  |  | 2 |  | RB-Appl-EffCW-med-ElecDHW-GasCDryer-Tier1-FrontSCGMFm2014CZ05rWtd
RB-Appl-EffCW-med-ElecDHW-GasCDryer-Tier1-Front | DEER2016 | D16v1 | 2015-05-14 08:05 | SCG | MFm | 2014 | CZ06 | rWtd | Each | 1 | 538 | None | 109 | 0.0158 | 7.58 | 8.54 | 0.00124 | 5.31 | 109 | 0.0158 | 7.58 | 8.54 | 0.00124 | 5.31 |  |  | 2 |  | RB-Appl-EffCW-med-ElecDHW-GasCDryer-Tier1-FrontSCGMFm2014CZ06rWtd
RB-Appl-EffCW-med-ElecDHW-GasCDryer-Tier1-Front | DEER2016 | D16v1 | 2015-05-14 08:05 | SCG | MFm | 2014 | CZ07 | rWtd | Each | 1 | 538 | None | 109 | 0.0143 | 7.8 | 8.97 | -0.000594 | 5.46 | 109 | 0.0143 | 7.8 | 8.97 | -0.000594 | 5.46 |  |  | 2 |  | RB-Appl-EffCW-med-ElecDHW-GasCDryer-Tier1-FrontSCGMFm2014CZ07rWtd
RB-Appl-EffCW-med-ElecDHW-GasCDryer-Tier1-Front | DEER2016 | D16v1 | 2015-05-14 08:05 | SCG | MFm | 2014 | CZ08 | rWtd | Each | 1 | 538 | None | 109 | 0.0146 | 7.66 | 9.1 | 0.00152 | 5.36 | 109 | 0.0146 | 7.66 | 9.1 | 0.00152 | 5.36 |  |  | 2 |  | RB-Appl-EffCW-med-ElecDHW-GasCDryer-Tier1-FrontSCGMFm2014CZ08rWtd
RB-Appl-EffCW-med-ElecDHW-GasCDryer-Tier1-Front | DEER2016 | D16v1 | 2015-05-14 08:05 | SCG | MFm | 2014 | CZ09 | rWtd | Each | 1 | 499 | None | 109 | 0.0149 | 7.61 | 8.12 | 0.00111 | 5.5 | 109 | 0.0149 | 7.61 | 8.12 | 0.00111 | 5.5 |  |  | 2 |  | RB-Appl-EffCW-med-ElecDHW-GasCDryer-Tier1-FrontSCGMFm2014CZ09rWtd
RB-Appl-EffCW-med-ElecDHW-GasCDryer-Tier1-Front | DEER2016 | D16v1 | 2015-05-14 08:05 | SCG | MFm | 2014 | CZ10 | rWtd | Each | 1 | 474 | None | 109 | 0.0153 | 7.65 | 8.09 | 0.00112 | 5.5 | 109 | 0.0153 | 7.65 | 8.09 | 0.00112 | 5.5 |  |  | 2 |  | RB-Appl-EffCW-med-ElecDHW-GasCDryer-Tier1-FrontSCGMFm2014CZ10rWtd
RB-Appl-EffCW-med-ElecDHW-GasCDryer-Tier1-Front | DEER2016 | D16v1 | 2015-05-14 08:05 | SCG | MFm | 2014 | CZ13 | rWtd | Each | 1 | 474 | None | 110 | 0.0143 | 7.47 | 8.77 | 0.001 | 5.47 | 110 | 0.0143 | 7.47 | 8.77 | 0.001 | 5.47 |  |  | 2 |  | RB-Appl-EffCW-med-ElecDHW-GasCDryer-Tier1-FrontSCGMFm2014CZ13rWtd
RB-Appl-EffCW-med-ElecDHW-GasCDryer-Tier1-Front | DEER2016 | D16v1 | 2015-05-14 08:05 | SCG | MFm | 2014 | CZ14 | rWtd | Each | 1 | 487 | None | 112 | 0.0141 | 7.49 | 8.22 | 0.000891 | 5.49 | 112 | 0.0141 | 7.49 | 8.22 | 0.000891 | 5.49 |  |  | 2 |  | RB-Appl-EffCW-med-ElecDHW-GasCDryer-Tier1-FrontSCGMFm2014CZ14rWtd
RB-Appl-EffCW-med-ElecDHW-GasCDryer-Tier1-Front | DEER2016 | D16v1 | 2015-05-14 08:05 | SCG | MFm | 2014 | CZ15 | rWtd | Each | 1 | 487 | None | 98.2 | 0.0123 | 7.76 | 7.06 | 0.000703 | 5.5 | 98.2 | 0.0123 | 7.76 | 7.06 | 0.000703 | 5.5 |  |  | 2 |  | RB-Appl-EffCW-med-ElecDHW-GasCDryer-Tier1-FrontSCGMFm2014CZ15rWtd
RB-Appl-EffCW-med-ElecDHW-GasCDryer-Tier1-Front | DEER2016 | D16v1 | 2015-05-14 08:05 | SCG | MFm | 2014 | CZ16 | rWtd | Each | 1 | 441 | None | 124 | 0.0171 | 7.29 | 9.62 | 0.00162 | 5.47 | 124 | 0.0171 | 7.29 | 9.62 | 0.00162 | 5.47 |  |  | 2 |  | RB-Appl-EffCW-med-ElecDHW-GasCDryer-Tier1-FrontSCGMFm2014CZ16rWtd
RB-Appl-EffCW-med-ElecDHW-GasCDryer-Tier1-Front | DEER2016 | D16v1 | 2015-05-14 08:05 | SCG | MFm | Ex | CZ04 | rWtd | Each | 1 | 508 | None | 112 | 0.0163 | 7.38 | 8.42 | 0.000956 | 5.53 | 112 | 0.0163 | 7.38 | 8.42 | 0.000956 | 5.53 |  |  | 2 |  | RB-Appl-EffCW-med-ElecDHW-GasCDryer-Tier1-FrontSCGMFmExCZ04rWtd
RB-Appl-EffCW-med-ElecDHW-GasCDryer-Tier1-Front | DEER2016 | D16v1 | 2015-05-14 08:05 | SCG | MFm | Ex | CZ05 | rWtd | Each | 1 | 464 | None | 114 | 0.0155 | 7.14 | 8.92 | 0.00117 | 5.49 | 114 | 0.0155 | 7.14 | 8.92 | 0.00117 | 5.49 |  |  | 2 |  | RB-Appl-EffCW-med-ElecDHW-GasCDryer-Tier1-FrontSCGMFmExCZ05rWtd
RB-Appl-EffCW-med-ElecDHW-GasCDryer-Tier1-Front | DEER2016 | D16v1 | 2015-05-14 08:05 | SCG | MFm | Ex | CZ06 | rWtd | Each | 1 | 511 | None | 109 | 0.015 | 7.52 | 8.44 | 0.000716 | 5.39 | 109 | 0.015 | 7.52 | 8.44 | 0.000716 | 5.39 |  |  | 2 |  | RB-Appl-EffCW-med-ElecDHW-GasCDryer-Tier1-FrontSCGMFmExCZ06rWtd
RB-Appl-EffCW-med-ElecDHW-GasCDryer-Tier1-Front | DEER2016 | D16v1 | 2015-05-14 08:05 | SCG | MFm | Ex | CZ07 | rWtd | Each | 1 | 520 | None | 109 | 0.0157 | 7.61 | 8.4 | 0.00214 | 5.42 | 109 | 0.0157 | 7.61 | 8.4 | 0.00214 | 5.42 |  |  | 2 |  | RB-Appl-EffCW-med-ElecDHW-GasCDryer-Tier1-FrontSCGMFmExCZ07rWtd
RB-Appl-EffCW-med-ElecDHW-GasCDryer-Tier1-Front | DEER2016 | D16v1 | 2015-05-14 08:05 | SCG | MFm | Ex | CZ08 | rWtd | Each | 1 | 506 | None | 108 | 0.0151 | 7.5 | 8.23 | 0.00142 | 5.41 | 108 | 0.0151 | 7.5 | 8.23 | 0.00142 | 5.41 |  |  | 2 |  | RB-Appl-EffCW-med-ElecDHW-GasCDryer-Tier1-FrontSCGMFmExCZ08rWtd
RB-Appl-EffCW-med-ElecDHW-GasCDryer-Tier1-Front | DEER2016 | D16v1 | 2015-05-14 08:05 | SCG | MFm | Ex | CZ09 | rWtd | Each | 1 | 561 | None | 108 | 0.0149 | 7.41 | 8.65 | 0.00138 | 5.24 | 108 | 0.0149 | 7.41 | 8.65 | 0.00138 | 5.24 |  |  | 2 |  | RB-Appl-EffCW-med-ElecDHW-GasCDryer-Tier1-FrontSCGMFmExCZ09rWtd
RB-Appl-EffCW-med-ElecDHW-GasCDryer-Tier1-Front | DEER2016 | D16v1 | 2015-05-14 08:05 | SCG | MFm | Ex | CZ10 | rWtd | Each | 1 | 587 | None | 109 | 0.0158 | 7.37 | 9.7 | 0.00134 | 5.25 | 109 | 0.0158 | 7.37 | 9.7 | 0.00134 | 5.25 |  |  | 2 |  | RB-Appl-EffCW-med-ElecDHW-GasCDryer-Tier1-FrontSCGMFmExCZ10rWtd
RB-Appl-EffCW-med-ElecDHW-GasCDryer-Tier1-Front | DEER2016 | D16v1 | 2015-05-14 08:05 | SCG | MFm | Ex | CZ13 | rWtd | Each | 1 | 488 | None | 109 | 0.015 | 7.37 | 8.06 | 0.00101 | 5.5 | 109 | 0.015 | 7.37 | 8.06 | 0.00101 | 5.5 |  |  | 2 |  | RB-Appl-EffCW-med-ElecDHW-GasCDryer-Tier1-FrontSCGMFmExCZ13rWtd
RB-Appl-EffCW-med-ElecDHW-GasCDryer-Tier1-Front | DEER2016 | D16v1 | 2015-05-14 08:05 | SCG | MFm | Ex | CZ14 | rWtd | Each | 1 | 623 | None | 115 | 0.015 | 7.06 | 10.7 | 0.00147 | 5.2 | 115 | 0.015 | 7.06 | 10.7 | 0.00147 | 5.2 |  |  | 2 |  | RB-Appl-EffCW-med-ElecDHW-GasCDryer-Tier1-FrontSCGMFmExCZ14rWtd
RB-Appl-EffCW-med-ElecDHW-GasCDryer-Tier1-Front | DEER2016 | D16v1 | 2015-05-14 08:05 | SCG | MFm | Ex | CZ15 | rWtd | Each | 1 | 631 | None | 104 | 0.0129 | 7.5 | 11 | 0.00112 | 5.36 | 104 | 0.0129 | 7.5 | 11 | 0.00112 | 5.36 |  |  | 2 |  | RB-Appl-EffCW-med-ElecDHW-GasCDryer-Tier1-FrontSCGMFmExCZ15rWtd
RB-Appl-EffCW-med-ElecDHW-GasCDryer-Tier1-Front | DEER2016 | D16v1 | 2015-05-14 08:05 | SCG | MFm | Ex | CZ16 | rWtd | Each | 1 | 502 | None | 123 | 0.0168 | 7.2 | 9.53 | 0.000657 | 5.5 | 123 | 0.0168 | 7.2 | 9.53 | 0.000657 | 5.5 |  |  | 2 |  | RB-Appl-EffCW-med-ElecDHW-GasCDryer-Tier1-FrontSCGMFmExCZ16rWtd
RB-Appl-EffCW-med-ElecDHW-GasCDryer-Tier1-Front | DEER2016 | D16v1 | 2015-05-14 08:06 | SCG | MFm | Ex | IOU | rWtd | Each | 1 | 540 | None | 109 | 0.015 | 7.44 | 8.65 | 0.00124 | 5.32 | 109 | 0.015 | 7.44 | 8.65 | 0.00124 | 5.32 |  |  | 2 |  | RB-Appl-EffCW-med-ElecDHW-GasCDryer-Tier1-FrontSCGMFmExIOUrWtd
RB-Appl-EffCW-med-ElecDHW-GasCDryer-Tier1-Front | DEER2016 | D16v1 | 2015-05-14 08:05 | SCG | SFm | 1975 | CZ04 | rWtd | Each | 1 | 796 | None | 137 | 0.021 | 9.05 | 10.3 | 0.000928 | 6.94 | 137 | 0.021 | 9.05 | 10.3 | 0.000928 | 6.94 |  |  | 2 |  | RB-Appl-EffCW-med-ElecDHW-GasCDryer-Tier1-FrontSCGSFm1975CZ04rWtd
RB-Appl-EffCW-med-ElecDHW-GasCDryer-Tier1-Front | DEER2016 | D16v1 | 2015-05-14 08:05 | SCG | SFm | 1975 | CZ05 | rWtd | Each | 1 | 796 | None | 143 | 0.0188 | 8.74 | 11.5 | 0.000731 | 7.03 | 143 | 0.0188 | 8.74 | 11.5 | 0.000731 | 7.03 |  |  | 2 |  | RB-Appl-EffCW-med-ElecDHW-GasCDryer-Tier1-FrontSCGSFm1975CZ05rWtd
RB-Appl-EffCW-med-ElecDHW-GasCDryer-Tier1-Front | DEER2016 | D16v1 | 2015-05-14 08:05 | SCG | SFm | 1975 | CZ06 | rWtd | Each | 1 | 764 | None | 135 | 0.0189 | 9.3 | 9.99 | 0.00158 | 6.83 | 135 | 0.0189 | 9.3 | 9.99 | 0.00158 | 6.83 |  |  | 2 |  | RB-Appl-EffCW-med-ElecDHW-GasCDryer-Tier1-FrontSCGSFm1975CZ06rWtd
RB-Appl-EffCW-med-ElecDHW-GasCDryer-Tier1-Front | DEER2016 | D16v1 | 2015-05-14 08:05 | SCG | SFm | 1975 | CZ07 | rWtd | Each | 1 | 764 | None | 133 | 0.00911 | 9.15 | 9.53 | -0.00661 | 6.75 | 133 | 0.00911 | 9.15 | 9.53 | -0.00661 | 6.75 |  |  | 2 |  | RB-Appl-EffCW-med-ElecDHW-GasCDryer-Tier1-FrontSCGSFm1975CZ07rWtd
RB-Appl-EffCW-med-ElecDHW-GasCDryer-Tier1-Front | DEER2016 | D16v1 | 2015-05-14 08:05 | SCG | SFm | 1975 | CZ08 | rWtd | Each | 1 | 764 | None | 133 | 0.0186 | 9.13 | 9.12 | 0.00183 | 6.74 | 133 | 0.0186 | 9.13 | 9.12 | 0.00183 | 6.74 |  |  | 2 |  | RB-Appl-EffCW-med-ElecDHW-GasCDryer-Tier1-FrontSCGSFm1975CZ08rWtd
RB-Appl-EffCW-med-ElecDHW-GasCDryer-Tier1-Front | DEER2016 | D16v1 | 2015-05-14 08:05 | SCG | SFm | 1975 | CZ09 | rWtd | Each | 1 | 818 | None | 138 | 0.0197 | 9.08 | 12.2 | 0.00205 | 6.68 | 138 | 0.0197 | 9.08 | 12.2 | 0.00205 | 6.68 |  |  | 2 |  | RB-Appl-EffCW-med-ElecDHW-GasCDryer-Tier1-FrontSCGSFm1975CZ09rWtd
RB-Appl-EffCW-med-ElecDHW-GasCDryer-Tier1-Front | DEER2016 | D16v1 | 2015-05-14 08:05 | SCG | SFm | 1975 | CZ10 | rWtd | Each | 1 | 818 | None | 136 | 0.0201 | 9.09 | 11.6 | 0.00168 | 6.69 | 136 | 0.0201 | 9.09 | 11.6 | 0.00168 | 6.69 |  |  | 2 |  | RB-Appl-EffCW-med-ElecDHW-GasCDryer-Tier1-FrontSCGSFm1975CZ10rWtd
RB-Appl-EffCW-med-ElecDHW-GasCDryer-Tier1-Front | DEER2016 | D16v1 | 2015-05-14 08:05 | SCG | SFm | 1975 | CZ13 | rWtd | Each | 1 | 764 | None | 136 | 0.0206 | 9.04 | 11 | 0.00209 | 6.74 | 136 | 0.0206 | 9.04 | 11 | 0.00209 | 6.74 |  |  | 2 |  | RB-Appl-EffCW-med-ElecDHW-GasCDryer-Tier1-FrontSCGSFm1975CZ13rWtd
RB-Appl-EffCW-med-ElecDHW-GasCDryer-Tier1-Front | DEER2016 | D16v1 | 2015-05-14 08:05 | SCG | SFm | 1975 | CZ14 | rWtd | Each | 1 | 778 | None | 143 | 0.0198 | 9.13 | 15.7 | 0.00306 | 6.37 | 143 | 0.0198 | 9.13 | 15.7 | 0.00306 | 6.37 |  |  | 2 |  | RB-Appl-EffCW-med-ElecDHW-GasCDryer-Tier1-FrontSCGSFm1975CZ14rWtd
RB-Appl-EffCW-med-ElecDHW-GasCDryer-Tier1-Front | DEER2016 | D16v1 | 2015-05-14 08:05 | SCG | SFm | 1975 | CZ15 | rWtd | Each | 1 | 778 | None | 125 | 0.017 | 9.37 | 14.5 | 0.00272 | 6.56 | 125 | 0.017 | 9.37 | 14.5 | 0.00272 | 6.56 |  |  | 2 |  | RB-Appl-EffCW-med-ElecDHW-GasCDryer-Tier1-FrontSCGSFm1975CZ15rWtd
RB-Appl-EffCW-med-ElecDHW-GasCDryer-Tier1-Front | DEER2016 | D16v1 | 2015-05-14 08:05 | SCG | SFm | 1975 | CZ16 | rWtd | Each | 1 | 796 | None | 154 | 0.0217 | 9.08 | 13 | 0.00156 | 7.1 | 154 | 0.0217 | 9.08 | 13 | 0.00156 | 7.1 |  |  | 2 |  | RB-Appl-EffCW-med-ElecDHW-GasCDryer-Tier1-FrontSCGSFm1975CZ16rWtd
RB-Appl-EffCW-med-ElecDHW-GasCDryer-Tier1-Front | DEER2016 | D16v1 | 2015-05-14 08:05 | SCG | SFm | 1985 | CZ04 | rWtd | Each | 1 | 952 | None | 143 | 0.0216 | 8.59 | 12.3 | 0.00326 | 6.18 | 143 | 0.0216 | 8.59 | 12.3 | 0.00326 | 6.18 |  |  | 2 |  | RB-Appl-EffCW-med-ElecDHW-GasCDryer-Tier1-FrontSCGSFm1985CZ04rWtd
RB-Appl-EffCW-med-ElecDHW-GasCDryer-Tier1-Front | DEER2016 | D16v1 | 2015-05-14 08:05 | SCG | SFm | 1985 | CZ05 | rWtd | Each | 1 | 952 | None | 142 | 0.02 | 8.11 | 10.2 | 0.00299 | 5.91 | 142 | 0.02 | 8.11 | 10.2 | 0.00299 | 5.91 |  |  | 2 |  | RB-Appl-EffCW-med-ElecDHW-GasCDryer-Tier1-FrontSCGSFm1985CZ05rWtd
RB-Appl-EffCW-med-ElecDHW-GasCDryer-Tier1-Front | DEER2016 | D16v1 | 2015-05-14 08:05 | SCG | SFm | 1985 | CZ06 | rWtd | Each | 1 | 1030 | None | 136 | 0.0173 | 9.51 | 10.5 | 0.00589 | 6.43 | 136 | 0.0173 | 9.51 | 10.5 | 0.00589 | 6.43 |  |  | 2 |  | RB-Appl-EffCW-med-ElecDHW-GasCDryer-Tier1-FrontSCGSFm1985CZ06rWtd
RB-Appl-EffCW-med-ElecDHW-GasCDryer-Tier1-Front | DEER2016 | D16v1 | 2015-05-14 08:05 | SCG | SFm | 1985 | CZ07 | rWtd | Each | 1 | 1030 | None | 134 | 0.0245 | 9.48 | 9.93 | -0.013 | 6.42 | 134 | 0.0245 | 9.48 | 9.93 | -0.013 | 6.42 |  |  | 2 |  | RB-Appl-EffCW-med-ElecDHW-GasCDryer-Tier1-FrontSCGSFm1985CZ07rWtd
RB-Appl-EffCW-med-ElecDHW-GasCDryer-Tier1-Front | DEER2016 | D16v1 | 2015-05-14 08:05 | SCG | SFm | 1985 | CZ08 | rWtd | Each | 1 | 1030 | None | 134 | 0.0192 | 9.37 | 10.9 | 0.00294 | 6.35 | 134 | 0.0192 | 9.37 | 10.9 | 0.00294 | 6.35 |  |  | 2 |  | RB-Appl-EffCW-med-ElecDHW-GasCDryer-Tier1-FrontSCGSFm1985CZ08rWtd
RB-Appl-EffCW-med-ElecDHW-GasCDryer-Tier1-Front | DEER2016 | D16v1 | 2015-05-14 08:05 | SCG | SFm | 1985 | CZ09 | rWtd | Each | 1 | 906 | None | 136 | 0.0191 | 9.3 | 12.6 | 0.00265 | 6.36 | 136 | 0.0191 | 9.3 | 12.6 | 0.00265 | 6.36 |  |  | 2 |  | RB-Appl-EffCW-med-ElecDHW-GasCDryer-Tier1-FrontSCGSFm1985CZ09rWtd
RB-Appl-EffCW-med-ElecDHW-GasCDryer-Tier1-Front | DEER2016 | D16v1 | 2015-05-14 08:05 | SCG | SFm | 1985 | CZ10 | rWtd | Each | 1 | 906 | None | 132 | 0.0206 | 9.22 | 11.2 | 0.0031 | 6.29 | 132 | 0.0206 | 9.22 | 11.2 | 0.0031 | 6.29 |  |  | 2 |  | RB-Appl-EffCW-med-ElecDHW-GasCDryer-Tier1-FrontSCGSFm1985CZ10rWtd
RB-Appl-EffCW-med-ElecDHW-GasCDryer-Tier1-Front | DEER2016 | D16v1 | 2015-05-14 08:05 | SCG | SFm | 1985 | CZ13 | rWtd | Each | 1 | 852 | None | 137 | 0.0236 | 8.81 | 13.4 | 0.00575 | 6.31 | 137 | 0.0236 | 8.81 | 13.4 | 0.00575 | 6.31 |  |  | 2 |  | RB-Appl-EffCW-med-ElecDHW-GasCDryer-Tier1-FrontSCGSFm1985CZ13rWtd
RB-Appl-EffCW-med-ElecDHW-GasCDryer-Tier1-Front | DEER2016 | D16v1 | 2015-05-14 08:05 | SCG | SFm | 1985 | CZ14 | rWtd | Each | 1 | 870 | None | 147 | 0.0217 | 8.1 | 15.2 | 0.0035 | 6.23 | 147 | 0.0217 | 8.1 | 15.2 | 0.0035 | 6.23 |  |  | 2 |  | RB-Appl-EffCW-med-ElecDHW-GasCDryer-Tier1-FrontSCGSFm1985CZ14rWtd
RB-Appl-EffCW-med-ElecDHW-GasCDryer-Tier1-Front | DEER2016 | D16v1 | 2015-05-14 08:05 | SCG | SFm | 1985 | CZ15 | rWtd | Each | 1 | 870 | None | 130 | 0.0185 | 8.73 | 14.9 | 0.00278 | 6.44 | 130 | 0.0185 | 8.73 | 14.9 | 0.00278 | 6.44 |  |  | 2 |  | RB-Appl-EffCW-med-ElecDHW-GasCDryer-Tier1-FrontSCGSFm1985CZ15rWtd
RB-Appl-EffCW-med-ElecDHW-GasCDryer-Tier1-Front | DEER2016 | D16v1 | 2015-05-14 08:05 | SCG | SFm | 1985 | CZ16 | rWtd | Each | 1 | 952 | None | 151 | 0.0203 | 8.47 | 12.5 | 0.00137 | 6.11 | 151 | 0.0203 | 8.47 | 12.5 | 0.00137 | 6.11 |  |  | 2 |  | RB-Appl-EffCW-med-ElecDHW-GasCDryer-Tier1-FrontSCGSFm1985CZ16rWtd
RB-Appl-EffCW-med-ElecDHW-GasCDryer-Tier1-Front | DEER2016 | D16v1 | 2015-05-14 08:05 | SCG | SFm | 1996 | CZ04 | rWtd | Each | 1 | 1100 | None | 139 | 0.0238 | 9.38 | 13.7 | 0.00642 | 6.39 | 139 | 0.0238 | 9.38 | 13.7 | 0.00642 | 6.39 |  |  | 2 |  | RB-Appl-EffCW-med-ElecDHW-GasCDryer-Tier1-FrontSCGSFm1996CZ04rWtd
RB-Appl-EffCW-med-ElecDHW-GasCDryer-Tier1-Front | DEER2016 | D16v1 | 2015-05-14 08:05 | SCG | SFm | 1996 | CZ05 | rWtd | Each | 1 | 1100 | None | 143 | 0.0193 | 9.01 | 10.1 | 0.00164 | 5.96 | 143 | 0.0193 | 9.01 | 10.1 | 0.00164 | 5.96 |  |  | 2 |  | RB-Appl-EffCW-med-ElecDHW-GasCDryer-Tier1-FrontSCGSFm1996CZ05rWtd
RB-Appl-EffCW-med-ElecDHW-GasCDryer-Tier1-Front | DEER2016 | D16v1 | 2015-05-14 08:05 | SCG | SFm | 1996 | CZ06 | rWtd | Each | 1 | 1150 | None | 135 | 0.0226 | 9.6 | 9.53 | 0.0193 | 6.49 | 135 | 0.0226 | 9.6 | 9.53 | 0.0193 | 6.49 |  |  | 2 |  | RB-Appl-EffCW-med-ElecDHW-GasCDryer-Tier1-FrontSCGSFm1996CZ06rWtd
RB-Appl-EffCW-med-ElecDHW-GasCDryer-Tier1-Front | DEER2016 | D16v1 | 2015-05-14 08:05 | SCG | SFm | 1996 | CZ07 | rWtd | Each | 1 | 1150 | None | 134 | 0.0359 | 9.52 | 10.1 | 0.0193 | 6.36 | 134 | 0.0359 | 9.52 | 10.1 | 0.0193 | 6.36 |  |  | 2 |  | RB-Appl-EffCW-med-ElecDHW-GasCDryer-Tier1-FrontSCGSFm1996CZ07rWtd
RB-Appl-EffCW-med-ElecDHW-GasCDryer-Tier1-Front | DEER2016 | D16v1 | 2015-05-14 08:05 | SCG | SFm | 1996 | CZ08 | rWtd | Each | 1 | 1150 | None | 134 | 0.0178 | 9.42 | 12.4 | 0.00198 | 6.36 | 134 | 0.0178 | 9.42 | 12.4 | 0.00198 | 6.36 |  |  | 2 |  | RB-Appl-EffCW-med-ElecDHW-GasCDryer-Tier1-FrontSCGSFm1996CZ08rWtd
RB-Appl-EffCW-med-ElecDHW-GasCDryer-Tier1-Front | DEER2016 | D16v1 | 2015-05-14 08:05 | SCG | SFm | 1996 | CZ09 | rWtd | Each | 1 | 1090 | None | 135 | 0.0187 | 9.39 | 8.78 | 0.00207 | 6.49 | 135 | 0.0187 | 9.39 | 8.78 | 0.00207 | 6.49 |  |  | 2 |  | RB-Appl-EffCW-med-ElecDHW-GasCDryer-Tier1-FrontSCGSFm1996CZ09rWtd
RB-Appl-EffCW-med-ElecDHW-GasCDryer-Tier1-Front | DEER2016 | D16v1 | 2015-05-14 08:05 | SCG | SFm | 1996 | CZ10 | rWtd | Each | 1 | 1090 | None | 133 | 0.0169 | 9.43 | 12 | 0.00109 | 6.52 | 133 | 0.0169 | 9.43 | 12 | 0.00109 | 6.52 |  |  | 2 |  | RB-Appl-EffCW-med-ElecDHW-GasCDryer-Tier1-FrontSCGSFm1996CZ10rWtd
RB-Appl-EffCW-med-ElecDHW-GasCDryer-Tier1-Front | DEER2016 | D16v1 | 2015-05-14 08:05 | SCG | SFm | 1996 | CZ13 | rWtd | Each | 1 | 1020 | None | 138 | 0.021 | 8.72 | 13.3 | 0.0029 | 6.29 | 138 | 0.021 | 8.72 | 13.3 | 0.0029 | 6.29 |  |  | 2 |  | RB-Appl-EffCW-med-ElecDHW-GasCDryer-Tier1-FrontSCGSFm1996CZ13rWtd
RB-Appl-EffCW-med-ElecDHW-GasCDryer-Tier1-Front | DEER2016 | D16v1 | 2015-05-14 08:05 | SCG | SFm | 1996 | CZ14 | rWtd | Each | 1 | 879 | None | 141 | 0.0191 | 8.9 | 14.1 | 0.00269 | 6.3 | 141 | 0.0191 | 8.9 | 14.1 | 0.00269 | 6.3 |  |  | 2 |  | RB-Appl-EffCW-med-ElecDHW-GasCDryer-Tier1-FrontSCGSFm1996CZ14rWtd
RB-Appl-EffCW-med-ElecDHW-GasCDryer-Tier1-Front | DEER2016 | D16v1 | 2015-05-14 08:05 | SCG | SFm | 1996 | CZ15 | rWtd | Each | 1 | 879 | None | 125 | 0.0163 | 9.13 | 14.4 | 0.0022 | 6.45 | 125 | 0.0163 | 9.13 | 14.4 | 0.0022 | 6.45 |  |  | 2 |  | RB-Appl-EffCW-med-ElecDHW-GasCDryer-Tier1-FrontSCGSFm1996CZ15rWtd
RB-Appl-EffCW-med-ElecDHW-GasCDryer-Tier1-Front | DEER2016 | D16v1 | 2015-05-14 08:05 | SCG | SFm | 1996 | CZ16 | rWtd | Each | 1 | 1100 | None | 151 | 0.0208 | 9.3 | 12.5 | 0.0028 | 6.36 | 151 | 0.0208 | 9.3 | 12.5 | 0.0028 | 6.36 |  |  | 2 |  | RB-Appl-EffCW-med-ElecDHW-GasCDryer-Tier1-FrontSCGSFm1996CZ16rWtd
RB-Appl-EffCW-med-ElecDHW-GasCDryer-Tier1-Front | DEER2016 | D16v1 | 2015-05-14 08:05 | SCG | SFm | 2003 | CZ04 | rWtd | Each | 1 | 1150 | None | 143 | 0.0224 | 8.68 | 12.1 | 0.00442 | 6.32 | 143 | 0.0224 | 8.68 | 12.1 | 0.00442 | 6.32 |  |  | 2 |  | RB-Appl-EffCW-med-ElecDHW-GasCDryer-Tier1-FrontSCGSFm2003CZ04rWtd
RB-Appl-EffCW-med-ElecDHW-GasCDryer-Tier1-Front | DEER2016 | D16v1 | 2015-05-14 08:05 | SCG | SFm | 2003 | CZ05 | rWtd | Each | 1 | 1150 | None | 142 | 0.0179 | 7.77 | 10.3 | 0.00385 | 5.84 | 142 | 0.0179 | 7.77 | 10.3 | 0.00385 | 5.84 |  |  | 2 |  | RB-Appl-EffCW-med-ElecDHW-GasCDryer-Tier1-FrontSCGSFm2003CZ05rWtd
RB-Appl-EffCW-med-ElecDHW-GasCDryer-Tier1-Front | DEER2016 | D16v1 | 2015-05-14 08:05 | SCG | SFm | 2003 | CZ06 | rWtd | Each | 1 | 1200 | None | 137 | 0.0269 | 8.79 | 10.6 | 0.00936 | 6.41 | 137 | 0.0269 | 8.79 | 10.6 | 0.00936 | 6.41 |  |  | 2 |  | RB-Appl-EffCW-med-ElecDHW-GasCDryer-Tier1-FrontSCGSFm2003CZ06rWtd
RB-Appl-EffCW-med-ElecDHW-GasCDryer-Tier1-Front | DEER2016 | D16v1 | 2015-05-14 08:05 | SCG | SFm | 2003 | CZ07 | rWtd | Each | 1 | 1200 | None | 134 | 0.0189 | 8.77 | 9.47 | 0.00191 | 6.44 | 134 | 0.0189 | 8.77 | 9.47 | 0.00191 | 6.44 |  |  | 2 |  | RB-Appl-EffCW-med-ElecDHW-GasCDryer-Tier1-FrontSCGSFm2003CZ07rWtd
RB-Appl-EffCW-med-ElecDHW-GasCDryer-Tier1-Front | DEER2016 | D16v1 | 2015-05-14 08:05 | SCG | SFm | 2003 | CZ08 | rWtd | Each | 1 | 1200 | None | 134 | 0.0185 | 8.74 | 8.76 | 0.00182 | 6.41 | 134 | 0.0185 | 8.74 | 8.76 | 0.00182 | 6.41 |  |  | 2 |  | RB-Appl-EffCW-med-ElecDHW-GasCDryer-Tier1-FrontSCGSFm2003CZ08rWtd
RB-Appl-EffCW-med-ElecDHW-GasCDryer-Tier1-Front | DEER2016 | D16v1 | 2015-05-14 08:05 | SCG | SFm | 2003 | CZ09 | rWtd | Each | 1 | 1210 | None | 137 | 0.0189 | 8.66 | 9.34 | 0.00188 | 6.37 | 137 | 0.0189 | 8.66 | 9.34 | 0.00188 | 6.37 |  |  | 2 |  | RB-Appl-EffCW-med-ElecDHW-GasCDryer-Tier1-FrontSCGSFm2003CZ09rWtd
RB-Appl-EffCW-med-ElecDHW-GasCDryer-Tier1-Front | DEER2016 | D16v1 | 2015-05-14 08:05 | SCG | SFm | 2003 | CZ10 | rWtd | Each | 1 | 974 | None | 137 | 0.0175 | 8.91 | 12.4 | 0.00138 | 6.37 | 137 | 0.0175 | 8.91 | 12.4 | 0.00138 | 6.37 |  |  | 2 |  | RB-Appl-EffCW-med-ElecDHW-GasCDryer-Tier1-FrontSCGSFm2003CZ10rWtd
RB-Appl-EffCW-med-ElecDHW-GasCDryer-Tier1-Front | DEER2016 | D16v1 | 2015-05-14 08:05 | SCG | SFm | 2003 | CZ13 | rWtd | Each | 1 | 974 | None | 138 | 0.0209 | 8.77 | 13.1 | 0.00323 | 6.32 | 138 | 0.0209 | 8.77 | 13.1 | 0.00323 | 6.32 |  |  | 2 |  | RB-Appl-EffCW-med-ElecDHW-GasCDryer-Tier1-FrontSCGSFm2003CZ13rWtd
RB-Appl-EffCW-med-ElecDHW-GasCDryer-Tier1-Front | DEER2016 | D16v1 | 2015-05-14 08:05 | SCG | SFm | 2003 | CZ14 | rWtd | Each | 1 | 1080 | None | 141 | 0.0165 | 8.99 | 12 | 0.00115 | 6.97 | 141 | 0.0165 | 8.99 | 12 | 0.00115 | 6.97 |  |  | 2 |  | RB-Appl-EffCW-med-ElecDHW-GasCDryer-Tier1-FrontSCGSFm2003CZ14rWtd
RB-Appl-EffCW-med-ElecDHW-GasCDryer-Tier1-Front | DEER2016 | D16v1 | 2015-05-14 08:05 | SCG | SFm | 2003 | CZ15 | rWtd | Each | 1 | 1080 | None | 125 | 0.0169 | 9.31 | 8.51 | 0.000899 | 6.9 | 125 | 0.0169 | 9.31 | 8.51 | 0.000899 | 6.9 |  |  | 2 |  | RB-Appl-EffCW-med-ElecDHW-GasCDryer-Tier1-FrontSCGSFm2003CZ15rWtd
RB-Appl-EffCW-med-ElecDHW-GasCDryer-Tier1-Front | DEER2016 | D16v1 | 2015-05-14 08:05 | SCG | SFm | 2003 | CZ16 | rWtd | Each | 1 | 1150 | None | 152 | 0.0424 | 8.63 | 13.8 | 0.0137 | 6.32 | 152 | 0.0424 | 8.63 | 13.8 | 0.0137 | 6.32 |  |  | 2 |  | RB-Appl-EffCW-med-ElecDHW-GasCDryer-Tier1-FrontSCGSFm2003CZ16rWtd
RB-Appl-EffCW-med-ElecDHW-GasCDryer-Tier1-Front | DEER2016 | D16v1 | 2015-05-14 08:05 | SCG | SFm | 2007 | CZ04 | rWtd | Each | 1 | 1150 | None | 139 | 0.0212 | 8.53 | 10.7 | 0.00283 | 6.28 | 139 | 0.0212 | 8.53 | 10.7 | 0.00283 | 6.28 |  |  | 2 |  | RB-Appl-EffCW-med-ElecDHW-GasCDryer-Tier1-FrontSCGSFm2007CZ04rWtd
RB-Appl-EffCW-med-ElecDHW-GasCDryer-Tier1-Front | DEER2016 | D16v1 | 2015-05-14 08:05 | SCG | SFm | 2007 | CZ05 | rWtd | Each | 1 | 1150 | None | 142 | 0.019 | 8.09 | 10.3 | 0.000581 | 6.04 | 142 | 0.019 | 8.09 | 10.3 | 0.000581 | 6.04 |  |  | 2 |  | RB-Appl-EffCW-med-ElecDHW-GasCDryer-Tier1-FrontSCGSFm2007CZ05rWtd
RB-Appl-EffCW-med-ElecDHW-GasCDryer-Tier1-Front | DEER2016 | D16v1 | 2015-05-14 08:05 | SCG | SFm | 2007 | CZ06 | rWtd | Each | 1 | 1200 | None | 135 | 0.0143 | 8.9 | 9.79 | 0.00159 | 6.41 | 135 | 0.0143 | 8.9 | 9.79 | 0.00159 | 6.41 |  |  | 2 |  | RB-Appl-EffCW-med-ElecDHW-GasCDryer-Tier1-FrontSCGSFm2007CZ06rWtd
RB-Appl-EffCW-med-ElecDHW-GasCDryer-Tier1-Front | DEER2016 | D16v1 | 2015-05-14 08:05 | SCG | SFm | 2007 | CZ07 | rWtd | Each | 1 | 1200 | None | 134 | 0.0127 | 8.76 | 9.83 | -0.00444 | 6.36 | 134 | 0.0127 | 8.76 | 9.83 | -0.00444 | 6.36 |  |  | 2 |  | RB-Appl-EffCW-med-ElecDHW-GasCDryer-Tier1-FrontSCGSFm2007CZ07rWtd
RB-Appl-EffCW-med-ElecDHW-GasCDryer-Tier1-Front | DEER2016 | D16v1 | 2015-05-14 08:05 | SCG | SFm | 2007 | CZ08 | rWtd | Each | 1 | 1200 | None | 134 | 0.0177 | 8.81 | 11 | 0.00132 | 6.41 | 134 | 0.0177 | 8.81 | 11 | 0.00132 | 6.41 |  |  | 2 |  | RB-Appl-EffCW-med-ElecDHW-GasCDryer-Tier1-FrontSCGSFm2007CZ08rWtd
RB-Appl-EffCW-med-ElecDHW-GasCDryer-Tier1-Front | DEER2016 | D16v1 | 2015-05-14 08:05 | SCG | SFm | 2007 | CZ09 | rWtd | Each | 1 | 1210 | None | 139 | 0.0177 | 8.67 | 11.7 | 0.00143 | 6.37 | 139 | 0.0177 | 8.67 | 11.7 | 0.00143 | 6.37 |  |  | 2 |  | RB-Appl-EffCW-med-ElecDHW-GasCDryer-Tier1-FrontSCGSFm2007CZ09rWtd
RB-Appl-EffCW-med-ElecDHW-GasCDryer-Tier1-Front | DEER2016 | D16v1 | 2015-05-14 08:05 | SCG | SFm | 2007 | CZ10 | rWtd | Each | 1 | 974 | None | 135 | 0.0173 | 8.88 | 10.3 | 0.00144 | 6.35 | 135 | 0.0173 | 8.88 | 10.3 | 0.00144 | 6.35 |  |  | 2 |  | RB-Appl-EffCW-med-ElecDHW-GasCDryer-Tier1-FrontSCGSFm2007CZ10rWtd
RB-Appl-EffCW-med-ElecDHW-GasCDryer-Tier1-Front | DEER2016 | D16v1 | 2015-05-14 08:05 | SCG | SFm | 2007 | CZ13 | rWtd | Each | 1 | 974 | None | 138 | 0.02 | 8.71 | 12.8 | 0.00248 | 6.29 | 138 | 0.02 | 8.71 | 12.8 | 0.00248 | 6.29 |  |  | 2 |  | RB-Appl-EffCW-med-ElecDHW-GasCDryer-Tier1-FrontSCGSFm2007CZ13rWtd
RB-Appl-EffCW-med-ElecDHW-GasCDryer-Tier1-Front | DEER2016 | D16v1 | 2015-05-14 08:05 | SCG | SFm | 2007 | CZ14 | rWtd | Each | 1 | 1080 | None | 141 | 0.0177 | 8.91 | 10.3 | 0.00144 | 6.95 | 141 | 0.0177 | 8.91 | 10.3 | 0.00144 | 6.95 |  |  | 2 |  | RB-Appl-EffCW-med-ElecDHW-GasCDryer-Tier1-FrontSCGSFm2007CZ14rWtd
RB-Appl-EffCW-med-ElecDHW-GasCDryer-Tier1-Front | DEER2016 | D16v1 | 2015-05-14 08:05 | SCG | SFm | 2007 | CZ15 | rWtd | Each | 1 | 1080 | None | 123 | 0.0156 | 9.29 | 8.86 | 0.00103 | 6.9 | 123 | 0.0156 | 9.29 | 8.86 | 0.00103 | 6.9 |  |  | 2 |  | RB-Appl-EffCW-med-ElecDHW-GasCDryer-Tier1-FrontSCGSFm2007CZ15rWtd
RB-Appl-EffCW-med-ElecDHW-GasCDryer-Tier1-Front | DEER2016 | D16v1 | 2015-05-14 08:05 | SCG | SFm | 2007 | CZ16 | rWtd | Each | 1 | 1150 | None | 150 | 0.0189 | 8.73 | 12.7 | -0.0106 | 6.38 | 150 | 0.0189 | 8.73 | 12.7 | -0.0106 | 6.38 |  |  | 2 |  | RB-Appl-EffCW-med-ElecDHW-GasCDryer-Tier1-FrontSCGSFm2007CZ16rWtd
RB-Appl-EffCW-med-ElecDHW-GasCDryer-Tier1-Front | DEER2016 | D16v1 | 2015-05-14 08:05 | SCG | SFm | 2011 | CZ04 | rWtd | Each | 1 | 1150 | None | 142 | 0.0207 | 8.65 | 11.8 | 0.00242 | 6.33 | 142 | 0.0207 | 8.65 | 11.8 | 0.00242 | 6.33 |  |  | 2 |  | RB-Appl-EffCW-med-ElecDHW-GasCDryer-Tier1-FrontSCGSFm2011CZ04rWtd
RB-Appl-EffCW-med-ElecDHW-GasCDryer-Tier1-Front | DEER2016 | D16v1 | 2015-05-14 08:05 | SCG | SFm | 2011 | CZ05 | rWtd | Each | 1 | 1150 | None | 142 | 0.0194 | 7.75 | 10.2 | 0.00158 | 5.93 | 142 | 0.0194 | 7.75 | 10.2 | 0.00158 | 5.93 |  |  | 2 |  | RB-Appl-EffCW-med-ElecDHW-GasCDryer-Tier1-FrontSCGSFm2011CZ05rWtd
RB-Appl-EffCW-med-ElecDHW-GasCDryer-Tier1-Front | DEER2016 | D16v1 | 2015-05-14 08:05 | SCG | SFm | 2011 | CZ06 | rWtd | Each | 1 | 1200 | None | 135 | 0.016 | 8.8 | 10.3 | 0.00102 | 6.41 | 135 | 0.016 | 8.8 | 10.3 | 0.00102 | 6.41 |  |  | 2 |  | RB-Appl-EffCW-med-ElecDHW-GasCDryer-Tier1-FrontSCGSFm2011CZ06rWtd
RB-Appl-EffCW-med-ElecDHW-GasCDryer-Tier1-Front | DEER2016 | D16v1 | 2015-05-14 08:05 | SCG | SFm | 2011 | CZ07 | rWtd | Each | 1 | 1200 | None | 135 | 0.0168 | 8.86 | 10.9 | 0.00054 | 6.46 | 135 | 0.0168 | 8.86 | 10.9 | 0.00054 | 6.46 |  |  | 2 |  | RB-Appl-EffCW-med-ElecDHW-GasCDryer-Tier1-FrontSCGSFm2011CZ07rWtd
RB-Appl-EffCW-med-ElecDHW-GasCDryer-Tier1-Front | DEER2016 | D16v1 | 2015-05-14 08:05 | SCG | SFm | 2011 | CZ08 | rWtd | Each | 1 | 1200 | None | 140 | 0.0179 | 8.9 | 10 | 0.00171 | 6.45 | 140 | 0.0179 | 8.9 | 10 | 0.00171 | 6.45 |  |  | 2 |  | RB-Appl-EffCW-med-ElecDHW-GasCDryer-Tier1-FrontSCGSFm2011CZ08rWtd
RB-Appl-EffCW-med-ElecDHW-GasCDryer-Tier1-Front | DEER2016 | D16v1 | 2015-05-14 08:05 | SCG | SFm | 2011 | CZ09 | rWtd | Each | 1 | 1210 | None | 141 | 0.0184 | 8.82 | 13 | 0.00138 | 6.44 | 141 | 0.0184 | 8.82 | 13 | 0.00138 | 6.44 |  |  | 2 |  | RB-Appl-EffCW-med-ElecDHW-GasCDryer-Tier1-FrontSCGSFm2011CZ09rWtd
RB-Appl-EffCW-med-ElecDHW-GasCDryer-Tier1-Front | DEER2016 | D16v1 | 2015-05-14 08:05 | SCG | SFm | 2011 | CZ10 | rWtd | Each | 1 | 974 | None | 137 | 0.0182 | 8.95 | 12.2 | 0.00179 | 6.38 | 137 | 0.0182 | 8.95 | 12.2 | 0.00179 | 6.38 |  |  | 2 |  | RB-Appl-EffCW-med-ElecDHW-GasCDryer-Tier1-FrontSCGSFm2011CZ10rWtd
RB-Appl-EffCW-med-ElecDHW-GasCDryer-Tier1-Front | DEER2016 | D16v1 | 2015-05-14 08:05 | SCG | SFm | 2011 | CZ13 | rWtd | Each | 1 | 974 | None | 137 | 0.0203 | 8.73 | 12.8 | 0.00351 | 6.32 | 137 | 0.0203 | 8.73 | 12.8 | 0.00351 | 6.32 |  |  | 2 |  | RB-Appl-EffCW-med-ElecDHW-GasCDryer-Tier1-FrontSCGSFm2011CZ13rWtd
RB-Appl-EffCW-med-ElecDHW-GasCDryer-Tier1-Front | DEER2016 | D16v1 | 2015-05-14 08:05 | SCG | SFm | 2011 | CZ14 | rWtd | Each | 1 | 1080 | None | 140 | 0.0183 | 8.92 | 10.3 | 0.00147 | 6.92 | 140 | 0.0183 | 8.92 | 10.3 | 0.00147 | 6.92 |  |  | 2 |  | RB-Appl-EffCW-med-ElecDHW-GasCDryer-Tier1-FrontSCGSFm2011CZ14rWtd
RB-Appl-EffCW-med-ElecDHW-GasCDryer-Tier1-Front | DEER2016 | D16v1 | 2015-05-14 08:05 | SCG | SFm | 2011 | CZ15 | rWtd | Each | 1 | 1080 | None | 123 | 0.0167 | 9.36 | 8.43 | 0.0011 | 6.88 | 123 | 0.0167 | 9.36 | 8.43 | 0.0011 | 6.88 |  |  | 2 |  | RB-Appl-EffCW-med-ElecDHW-GasCDryer-Tier1-FrontSCGSFm2011CZ15rWtd
RB-Appl-EffCW-med-ElecDHW-GasCDryer-Tier1-Front | DEER2016 | D16v1 | 2015-05-14 08:05 | SCG | SFm | 2011 | CZ16 | rWtd | Each | 1 | 1150 | None | 150 | 0.0385 | 8.83 | 11.4 | 0.02 | 6.41 | 150 | 0.0385 | 8.83 | 11.4 | 0.02 | 6.41 |  |  | 2 |  | RB-Appl-EffCW-med-ElecDHW-GasCDryer-Tier1-FrontSCGSFm2011CZ16rWtd
RB-Appl-EffCW-med-ElecDHW-GasCDryer-Tier1-Front | DEER2016 | D16v1 | 2015-05-14 08:05 | SCG | SFm | 2014 | CZ04 | rWtd | Each | 1 | 1150 | None | 142 | 0.0221 | 8.62 | 12.9 | 0.00258 | 6.33 | 142 | 0.0221 | 8.62 | 12.9 | 0.00258 | 6.33 |  |  | 2 |  | RB-Appl-EffCW-med-ElecDHW-GasCDryer-Tier1-FrontSCGSFm2014CZ04rWtd
RB-Appl-EffCW-med-ElecDHW-GasCDryer-Tier1-Front | DEER2016 | D16v1 | 2015-05-14 08:05 | SCG | SFm | 2014 | CZ05 | rWtd | Each | 1 | 1150 | None | 143 | 0.0195 | 8.61 | 10.8 | 0.003 | 6.32 | 143 | 0.0195 | 8.61 | 10.8 | 0.003 | 6.32 |  |  | 2 |  | RB-Appl-EffCW-med-ElecDHW-GasCDryer-Tier1-FrontSCGSFm2014CZ05rWtd
RB-Appl-EffCW-med-ElecDHW-GasCDryer-Tier1-Front | DEER2016 | D16v1 | 2015-05-14 08:05 | SCG | SFm | 2014 | CZ06 | rWtd | Each | 1 | 1200 | None | 135 | 0.0147 | 8.83 | 9.55 | -0.011 | 6.44 | 135 | 0.0147 | 8.83 | 9.55 | -0.011 | 6.44 |  |  | 2 |  | RB-Appl-EffCW-med-ElecDHW-GasCDryer-Tier1-FrontSCGSFm2014CZ06rWtd
RB-Appl-EffCW-med-ElecDHW-GasCDryer-Tier1-Front | DEER2016 | D16v1 | 2015-05-14 08:05 | SCG | SFm | 2014 | CZ07 | rWtd | Each | 1 | 1200 | None | 135 | 0.00425 | 8.87 | 10.9 | -0.0132 | 6.46 | 135 | 0.00425 | 8.87 | 10.9 | -0.0132 | 6.46 |  |  | 2 |  | RB-Appl-EffCW-med-ElecDHW-GasCDryer-Tier1-FrontSCGSFm2014CZ07rWtd
RB-Appl-EffCW-med-ElecDHW-GasCDryer-Tier1-Front | DEER2016 | D16v1 | 2015-05-14 08:05 | SCG | SFm | 2014 | CZ08 | rWtd | Each | 1 | 1200 | None | 136 | 0.018 | 8.92 | 12.9 | 0.00126 | 6.46 | 136 | 0.018 | 8.92 | 12.9 | 0.00126 | 6.46 |  |  | 2 |  | RB-Appl-EffCW-med-ElecDHW-GasCDryer-Tier1-FrontSCGSFm2014CZ08rWtd
RB-Appl-EffCW-med-ElecDHW-GasCDryer-Tier1-Front | DEER2016 | D16v1 | 2015-05-14 08:05 | SCG | SFm | 2014 | CZ09 | rWtd | Each | 1 | 1210 | None | 134 | 0.0192 | 8.82 | 8.08 | 0.00235 | 6.41 | 134 | 0.0192 | 8.82 | 8.08 | 0.00235 | 6.41 |  |  | 2 |  | RB-Appl-EffCW-med-ElecDHW-GasCDryer-Tier1-FrontSCGSFm2014CZ09rWtd
RB-Appl-EffCW-med-ElecDHW-GasCDryer-Tier1-Front | DEER2016 | D16v1 | 2015-05-14 08:05 | SCG | SFm | 2014 | CZ10 | rWtd | Each | 1 | 974 | None | 137 | 0.0194 | 8.95 | 13.1 | 0.00233 | 6.38 | 137 | 0.0194 | 8.95 | 13.1 | 0.00233 | 6.38 |  |  | 2 |  | RB-Appl-EffCW-med-ElecDHW-GasCDryer-Tier1-FrontSCGSFm2014CZ10rWtd
RB-Appl-EffCW-med-ElecDHW-GasCDryer-Tier1-Front | DEER2016 | D16v1 | 2015-05-14 08:05 | SCG | SFm | 2014 | CZ13 | rWtd | Each | 1 | 974 | None | 133 | 0.0185 | 8.71 | 8.33 | 0.00151 | 6.3 | 133 | 0.0185 | 8.71 | 8.33 | 0.00151 | 6.3 |  |  | 2 |  | RB-Appl-EffCW-med-ElecDHW-GasCDryer-Tier1-FrontSCGSFm2014CZ13rWtd
RB-Appl-EffCW-med-ElecDHW-GasCDryer-Tier1-Front | DEER2016 | D16v1 | 2015-05-14 08:05 | SCG | SFm | 2014 | CZ14 | rWtd | Each | 1 | 1080 | None | 140 | 0.0184 | 8.88 | 10.5 | 0.00084 | 6.92 | 140 | 0.0184 | 8.88 | 10.5 | 0.00084 | 6.92 |  |  | 2 |  | RB-Appl-EffCW-med-ElecDHW-GasCDryer-Tier1-FrontSCGSFm2014CZ14rWtd
RB-Appl-EffCW-med-ElecDHW-GasCDryer-Tier1-Front | DEER2016 | D16v1 | 2015-05-14 08:05 | SCG | SFm | 2014 | CZ15 | rWtd | Each | 1 | 1080 | None | 123 | 0.0162 | 9.32 | 8.55 | 0.00111 | 6.87 | 123 | 0.0162 | 9.32 | 8.55 | 0.00111 | 6.87 |  |  | 2 |  | RB-Appl-EffCW-med-ElecDHW-GasCDryer-Tier1-FrontSCGSFm2014CZ15rWtd
RB-Appl-EffCW-med-ElecDHW-GasCDryer-Tier1-Front | DEER2016 | D16v1 | 2015-05-14 08:05 | SCG | SFm | 2014 | CZ16 | rWtd | Each | 1 | 1150 | None | 151 | 0.0211 | 8.51 | 12 | 0.00245 | 6.28 | 151 | 0.0211 | 8.51 | 12 | 0.00245 | 6.28 |  |  | 2 |  | RB-Appl-EffCW-med-ElecDHW-GasCDryer-Tier1-FrontSCGSFm2014CZ16rWtd
RB-Appl-EffCW-med-ElecDHW-GasCDryer-Tier1-Front | DEER2016 | D16v1 | 2015-05-14 08:05 | SCG | SFm | Ex | CZ04 | rWtd | Each | 1 | 986 | None | 139 | 0.0217 | 8.91 | 11.4 | 0.00274 | 6.59 | 139 | 0.0217 | 8.91 | 11.4 | 0.00274 | 6.59 |  |  | 2 |  | RB-Appl-EffCW-med-ElecDHW-GasCDryer-Tier1-FrontSCGSFmExCZ04rWtd
RB-Appl-EffCW-med-ElecDHW-GasCDryer-Tier1-Front | DEER2016 | D16v1 | 2015-05-14 08:05 | SCG | SFm | Ex | CZ05 | rWtd | Each | 1 | 893 | None | 143 | 0.019 | 8.64 | 11 | 0.00131 | 6.63 | 143 | 0.019 | 8.64 | 11 | 0.00131 | 6.63 |  |  | 2 |  | RB-Appl-EffCW-med-ElecDHW-GasCDryer-Tier1-FrontSCGSFmExCZ05rWtd
RB-Appl-EffCW-med-ElecDHW-GasCDryer-Tier1-Front | DEER2016 | D16v1 | 2015-05-14 08:05 | SCG | SFm | Ex | CZ06 | rWtd | Each | 1 | 913 | None | 136 | 0.0193 | 9.29 | 10 | 0.00456 | 6.67 | 136 | 0.0193 | 9.29 | 10 | 0.00456 | 6.67 |  |  | 2 |  | RB-Appl-EffCW-med-ElecDHW-GasCDryer-Tier1-FrontSCGSFmExCZ06rWtd
RB-Appl-EffCW-med-ElecDHW-GasCDryer-Tier1-Front | DEER2016 | D16v1 | 2015-05-14 08:05 | SCG | SFm | Ex | CZ07 | rWtd | Each | 1 | 828 | None | 134 | 0.0131 | 9.22 | 9.62 | -0.00571 | 6.67 | 134 | 0.0131 | 9.22 | 9.62 | -0.00571 | 6.67 |  |  | 2 |  | RB-Appl-EffCW-med-ElecDHW-GasCDryer-Tier1-FrontSCGSFmExCZ07rWtd
RB-Appl-EffCW-med-ElecDHW-GasCDryer-Tier1-Front | DEER2016 | D16v1 | 2015-05-14 08:05 | SCG | SFm | Ex | CZ08 | rWtd | Each | 1 | 832 | None | 133 | 0.0186 | 9.15 | 9.49 | 0.00191 | 6.67 | 133 | 0.0186 | 9.15 | 9.49 | 0.00191 | 6.67 |  |  | 2 |  | RB-Appl-EffCW-med-ElecDHW-GasCDryer-Tier1-FrontSCGSFmExCZ08rWtd
RB-Appl-EffCW-med-ElecDHW-GasCDryer-Tier1-Front | DEER2016 | D16v1 | 2015-05-14 08:05 | SCG | SFm | Ex | CZ09 | rWtd | Each | 1 | 861 | None | 137 | 0.0195 | 9.11 | 12 | 0.00211 | 6.62 | 137 | 0.0195 | 9.11 | 12 | 0.00211 | 6.62 |  |  | 2 |  | RB-Appl-EffCW-med-ElecDHW-GasCDryer-Tier1-FrontSCGSFmExCZ09rWtd
RB-Appl-EffCW-med-ElecDHW-GasCDryer-Tier1-Front | DEER2016 | D16v1 | 2015-05-14 08:05 | SCG | SFm | Ex | CZ10 | rWtd | Each | 1 | 927 | None | 134 | 0.0192 | 9.16 | 11.6 | 0.002 | 6.47 | 134 | 0.0192 | 9.16 | 11.6 | 0.002 | 6.47 |  |  | 2 |  | RB-Appl-EffCW-med-ElecDHW-GasCDryer-Tier1-FrontSCGSFmExCZ10rWtd
RB-Appl-EffCW-med-ElecDHW-GasCDryer-Tier1-Front | DEER2016 | D16v1 | 2015-05-14 08:05 | SCG | SFm | Ex | CZ13 | rWtd | Each | 1 | 873 | None | 137 | 0.0213 | 8.87 | 12.2 | 0.00319 | 6.48 | 137 | 0.0213 | 8.87 | 12.2 | 0.00319 | 6.48 |  |  | 2 |  | RB-Appl-EffCW-med-ElecDHW-GasCDryer-Tier1-FrontSCGSFmExCZ13rWtd
RB-Appl-EffCW-med-ElecDHW-GasCDryer-Tier1-Front | DEER2016 | D16v1 | 2015-05-14 08:05 | SCG | SFm | Ex | CZ14 | rWtd | Each | 1 | 873 | None | 145 | 0.0207 | 8.45 | 14.8 | 0.00314 | 6.32 | 145 | 0.0207 | 8.45 | 14.8 | 0.00314 | 6.32 |  |  | 2 |  | RB-Appl-EffCW-med-ElecDHW-GasCDryer-Tier1-FrontSCGSFmExCZ14rWtd
RB-Appl-EffCW-med-ElecDHW-GasCDryer-Tier1-Front | DEER2016 | D16v1 | 2015-05-14 08:05 | SCG | SFm | Ex | CZ15 | rWtd | Each | 1 | 845 | None | 126 | 0.0171 | 9.19 | 13.9 | 0.00247 | 6.55 | 126 | 0.0171 | 9.19 | 13.9 | 0.00247 | 6.55 |  |  | 2 |  | RB-Appl-EffCW-med-ElecDHW-GasCDryer-Tier1-FrontSCGSFmExCZ15rWtd
RB-Appl-EffCW-med-ElecDHW-GasCDryer-Tier1-Front | DEER2016 | D16v1 | 2015-05-14 08:05 | SCG | SFm | Ex | CZ16 | rWtd | Each | 1 | 855 | None | 153 | 0.0216 | 8.91 | 12.8 | 0.00173 | 6.8 | 153 | 0.0216 | 8.91 | 12.8 | 0.00173 | 6.8 |  |  | 2 |  | RB-Appl-EffCW-med-ElecDHW-GasCDryer-Tier1-FrontSCGSFmExCZ16rWtd
RB-Appl-EffCW-med-ElecDHW-GasCDryer-Tier1-Front | DEER2016 | D16v1 | 2015-05-14 08:06 | SCG | SFm | Ex | IOU | rWtd | Each | 1 | 880 | None | 136 | 0.0193 | 9.11 | 11.2 | 0.00253 | 6.59 | 136 | 0.0193 | 9.11 | 11.2 | 0.00253 | 6.59 |  |  | 2 |  | RB-Appl-EffCW-med-ElecDHW-GasCDryer-Tier1-FrontSCGSFmExIOUrWtd
RB-Appl-EffCW-med-ElecDHW-GasCDryer-Tier1-Front | DEER2016 | D16v1 | 2015-05-14 08:05 | SDG | DMo | Ex | CZ07 | rWtd | Each | 1 | 605 | None | 107 | 0.0113 | 7.22 | 8.08 | 0.000556 | 5.09 | 107 | 0.0113 | 7.22 | 8.08 | 0.000556 | 5.09 |  |  | 2 |  | RB-Appl-EffCW-med-ElecDHW-GasCDryer-Tier1-FrontSDGDMoExCZ07rWtd
RB-Appl-EffCW-med-ElecDHW-GasCDryer-Tier1-Front | DEER2016 | D16v1 | 2015-05-14 08:05 | SDG | DMo | Ex | CZ08 | rWtd | Each | 1 | 598 | None | 107 | 0.015 | 7.35 | 9.19 | 0.00166 | 5.09 | 107 | 0.015 | 7.35 | 9.19 | 0.00166 | 5.09 |  |  | 2 |  | RB-Appl-EffCW-med-ElecDHW-GasCDryer-Tier1-FrontSDGDMoExCZ08rWtd
RB-Appl-EffCW-med-ElecDHW-GasCDryer-Tier1-Front | DEER2016 | D16v1 | 2015-05-14 08:05 | SDG | DMo | Ex | CZ10 | rWtd | Each | 1 | 609 | None | 109 | 0.0157 | 7.06 | 10.1 | 0.00213 | 5.05 | 109 | 0.0157 | 7.06 | 10.1 | 0.00213 | 5.05 |  |  | 2 |  | RB-Appl-EffCW-med-ElecDHW-GasCDryer-Tier1-FrontSDGDMoExCZ10rWtd
RB-Appl-EffCW-med-ElecDHW-GasCDryer-Tier1-Front | DEER2016 | D16v1 | 2015-05-14 08:05 | SDG | DMo | Ex | CZ14 | rWtd | Each | 1 | 605 | None | 107 | 0.0134 | 7.1 | 8.23 | 0.00117 | 5.07 | 107 | 0.0134 | 7.1 | 8.23 | 0.00117 | 5.07 |  |  | 2 |  | RB-Appl-EffCW-med-ElecDHW-GasCDryer-Tier1-FrontSDGDMoExCZ14rWtd
RB-Appl-EffCW-med-ElecDHW-GasCDryer-Tier1-Front | DEER2016 | D16v1 | 2015-05-14 08:05 | SDG | DMo | Ex | IOU | rWtd | Each | 1 | 607 | None | 108 | 0.0135 | 7.15 | 9.03 | 0.00133 | 5.07 | 108 | 0.0135 | 7.15 | 9.03 | 0.00133 | 5.07 |  |  | 2 |  | RB-Appl-EffCW-med-ElecDHW-GasCDryer-Tier1-FrontSDGDMoExIOUrWtd
RB-Appl-EffCW-med-ElecDHW-GasCDryer-Tier1-Front | DEER2016 | D16v1 | 2015-05-14 08:05 | SDG | DMo | MH00 | CZ07 | rWtd | Each | 1 | 621 | None | 107 | 0.0184 | 6.91 | 8.28 | -0.00746 | 5.1 | 107 | 0.0184 | 6.91 | 8.28 | -0.00746 | 5.1 |  |  | 2 |  | RB-Appl-EffCW-med-ElecDHW-GasCDryer-Tier1-FrontSDGDMoMH00CZ07rWtd
RB-Appl-EffCW-med-ElecDHW-GasCDryer-Tier1-Front | DEER2016 | D16v1 | 2015-05-14 08:05 | SDG | DMo | MH00 | CZ08 | rWtd | Each | 1 | 621 | None | 109 | 0.0156 | 6.95 | 9.21 | 0.00164 | 5.11 | 109 | 0.0156 | 6.95 | 9.21 | 0.00164 | 5.11 |  |  | 2 |  | RB-Appl-EffCW-med-ElecDHW-GasCDryer-Tier1-FrontSDGDMoMH00CZ08rWtd
RB-Appl-EffCW-med-ElecDHW-GasCDryer-Tier1-Front | DEER2016 | D16v1 | 2015-05-14 08:05 | SDG | DMo | MH00 | CZ10 | rWtd | Each | 1 | 621 | None | 113 | 0.0166 | 6.92 | 10.7 | 0.00207 | 5.13 | 113 | 0.0166 | 6.92 | 10.7 | 0.00207 | 5.13 |  |  | 2 |  | RB-Appl-EffCW-med-ElecDHW-GasCDryer-Tier1-FrontSDGDMoMH00CZ10rWtd
RB-Appl-EffCW-med-ElecDHW-GasCDryer-Tier1-Front | DEER2016 | D16v1 | 2015-05-14 08:05 | SDG | DMo | MH00 | CZ14 | rWtd | Each | 1 | 621 | None | 106 | 0.0136 | 6.72 | 8.1 | 0.00106 | 5.04 | 106 | 0.0136 | 6.72 | 8.1 | 0.00106 | 5.04 |  |  | 2 |  | RB-Appl-EffCW-med-ElecDHW-GasCDryer-Tier1-FrontSDGDMoMH00CZ14rWtd
RB-Appl-EffCW-med-ElecDHW-GasCDryer-Tier1-Front | DEER2016 | D16v1 | 2015-05-14 08:05 | SDG | DMo | MH00 | CZ15 | rWtd | Each | 1 | 621 | None | 98.3 | 0.0123 | 7.11 | 9.5 | 0.00126 | 5.2 | 98.3 | 0.0123 | 7.11 | 9.5 | 0.00126 | 5.2 |  |  | 2 |  | RB-Appl-EffCW-med-ElecDHW-GasCDryer-Tier1-FrontSDGDMoMH00CZ15rWtd
RB-Appl-EffCW-med-ElecDHW-GasCDryer-Tier1-Front | DEER2016 | D16v1 | 2015-05-14 08:05 | SDG | DMo | MH06 | CZ07 | rWtd | Each | 1 | 621 | None | 108 | 0.0155 | 7.05 | 8.52 | 0.00118 | 5.15 | 108 | 0.0155 | 7.05 | 8.52 | 0.00118 | 5.15 |  |  | 2 |  | RB-Appl-EffCW-med-ElecDHW-GasCDryer-Tier1-FrontSDGDMoMH06CZ07rWtd
RB-Appl-EffCW-med-ElecDHW-GasCDryer-Tier1-Front | DEER2016 | D16v1 | 2015-05-14 08:05 | SDG | DMo | MH06 | CZ08 | rWtd | Each | 1 | 621 | None | 110 | 0.0152 | 7.02 | 9.81 | 0.00151 | 5.14 | 110 | 0.0152 | 7.02 | 9.81 | 0.00151 | 5.14 |  |  | 2 |  | RB-Appl-EffCW-med-ElecDHW-GasCDryer-Tier1-FrontSDGDMoMH06CZ08rWtd
RB-Appl-EffCW-med-ElecDHW-GasCDryer-Tier1-Front | DEER2016 | D16v1 | 2015-05-14 08:05 | SDG | DMo | MH06 | CZ10 | rWtd | Each | 1 | 621 | None | 112 | 0.0147 | 6.87 | 10.4 | 0.00148 | 5.1 | 112 | 0.0147 | 6.87 | 10.4 | 0.00148 | 5.1 |  |  | 2 |  | RB-Appl-EffCW-med-ElecDHW-GasCDryer-Tier1-FrontSDGDMoMH06CZ10rWtd
RB-Appl-EffCW-med-ElecDHW-GasCDryer-Tier1-Front | DEER2016 | D16v1 | 2015-05-14 08:05 | SDG | DMo | MH06 | CZ14 | rWtd | Each | 1 | 621 | None | 106 | 0.0129 | 6.62 | 7.98 | 0.000772 | 5.01 | 106 | 0.0129 | 6.62 | 7.98 | 0.000772 | 5.01 |  |  | 2 |  | RB-Appl-EffCW-med-ElecDHW-GasCDryer-Tier1-FrontSDGDMoMH06CZ14rWtd
RB-Appl-EffCW-med-ElecDHW-GasCDryer-Tier1-Front | DEER2016 | D16v1 | 2015-05-14 08:05 | SDG | DMo | MH06 | CZ15 | rWtd | Each | 1 | 621 | None | 96.8 | 0.0118 | 7.11 | 8.99 | 0.00116 | 5.2 | 96.8 | 0.0118 | 7.11 | 8.99 | 0.00116 | 5.2 |  |  | 2 |  | RB-Appl-EffCW-med-ElecDHW-GasCDryer-Tier1-FrontSDGDMoMH06CZ15rWtd
RB-Appl-EffCW-med-ElecDHW-GasCDryer-Tier1-Front | DEER2016 | D16v1 | 2015-05-14 08:05 | SDG | DMo | MH72 | CZ07 | rWtd | Each | 1 | 598 | None | 107 | 0.00856 | 7.37 | 8.08 | 0.00114 | 5.09 | 107 | 0.00856 | 7.37 | 8.08 | 0.00114 | 5.09 |  |  | 2 |  | RB-Appl-EffCW-med-ElecDHW-GasCDryer-Tier1-FrontSDGDMoMH72CZ07rWtd
RB-Appl-EffCW-med-ElecDHW-GasCDryer-Tier1-Front | DEER2016 | D16v1 | 2015-05-14 08:05 | SDG | DMo | MH72 | CZ08 | rWtd | Each | 1 | 598 | None | 107 | 0.015 | 7.35 | 9.19 | 0.00166 | 5.09 | 107 | 0.015 | 7.35 | 9.19 | 0.00166 | 5.09 |  |  | 2 |  | RB-Appl-EffCW-med-ElecDHW-GasCDryer-Tier1-FrontSDGDMoMH72CZ08rWtd
RB-Appl-EffCW-med-ElecDHW-GasCDryer-Tier1-Front | DEER2016 | D16v1 | 2015-05-14 08:05 | SDG | DMo | MH72 | CZ10 | rWtd | Each | 1 | 598 | None | 108 | 0.0154 | 7.26 | 9.91 | 0.00225 | 5.02 | 108 | 0.0154 | 7.26 | 9.91 | 0.00225 | 5.02 |  |  | 2 |  | RB-Appl-EffCW-med-ElecDHW-GasCDryer-Tier1-FrontSDGDMoMH72CZ10rWtd
RB-Appl-EffCW-med-ElecDHW-GasCDryer-Tier1-Front | DEER2016 | D16v1 | 2015-05-14 08:05 | SDG | DMo | MH72 | CZ14 | rWtd | Each | 1 | 598 | None | 107 | 0.0134 | 7.36 | 8.41 | 0.00117 | 5.11 | 107 | 0.0134 | 7.36 | 8.41 | 0.00117 | 5.11 |  |  | 2 |  | RB-Appl-EffCW-med-ElecDHW-GasCDryer-Tier1-FrontSDGDMoMH72CZ14rWtd
RB-Appl-EffCW-med-ElecDHW-GasCDryer-Tier1-Front | DEER2016 | D16v1 | 2015-05-14 08:05 | SDG | DMo | MH72 | CZ15 | rWtd | Each | 1 | 598 | None | 95.8 | 0.0121 | 7.58 | 9.59 | 0.00153 | 5.25 | 95.8 | 0.0121 | 7.58 | 9.59 | 0.00153 | 5.25 |  |  | 2 |  | RB-Appl-EffCW-med-ElecDHW-GasCDryer-Tier1-FrontSDGDMoMH72CZ15rWtd
RB-Appl-EffCW-med-ElecDHW-GasCDryer-Tier1-Front | DEER2016 | D16v1 | 2015-05-14 08:05 | SDG | DMo | MH85 | CZ07 | rWtd | Each | 1 | 621 | None | 107 | 0.0168 | 6.9 | 8.01 | 0.00117 | 5.09 | 107 | 0.0168 | 6.9 | 8.01 | 0.00117 | 5.09 |  |  | 2 |  | RB-Appl-EffCW-med-ElecDHW-GasCDryer-Tier1-FrontSDGDMoMH85CZ07rWtd
RB-Appl-EffCW-med-ElecDHW-GasCDryer-Tier1-Front | DEER2016 | D16v1 | 2015-05-14 08:05 | SDG | DMo | MH85 | CZ08 | rWtd | Each | 1 | 621 | None | 108 | 0.0155 | 6.84 | 8.26 | 0.00139 | 5.11 | 108 | 0.0155 | 6.84 | 8.26 | 0.00139 | 5.11 |  |  | 2 |  | RB-Appl-EffCW-med-ElecDHW-GasCDryer-Tier1-FrontSDGDMoMH85CZ08rWtd
RB-Appl-EffCW-med-ElecDHW-GasCDryer-Tier1-Front | DEER2016 | D16v1 | 2015-05-14 08:05 | SDG | DMo | MH85 | CZ10 | rWtd | Each | 1 | 621 | None | 108 | 0.016 | 6.8 | 10 | 0.00204 | 5.05 | 108 | 0.016 | 6.8 | 10 | 0.00204 | 5.05 |  |  | 2 |  | RB-Appl-EffCW-med-ElecDHW-GasCDryer-Tier1-FrontSDGDMoMH85CZ10rWtd
RB-Appl-EffCW-med-ElecDHW-GasCDryer-Tier1-Front | DEER2016 | D16v1 | 2015-05-14 08:05 | SDG | DMo | MH85 | CZ14 | rWtd | Each | 1 | 621 | None | 106 | 0.0134 | 6.54 | 7.83 | 0.00117 | 4.99 | 106 | 0.0134 | 6.54 | 7.83 | 0.00117 | 4.99 |  |  | 2 |  | RB-Appl-EffCW-med-ElecDHW-GasCDryer-Tier1-FrontSDGDMoMH85CZ14rWtd
RB-Appl-EffCW-med-ElecDHW-GasCDryer-Tier1-Front | DEER2016 | D16v1 | 2015-05-14 08:05 | SDG | DMo | MH85 | CZ15 | rWtd | Each | 1 | 621 | None | 96.1 | 0.0124 | 7.09 | 7.93 | 0.00129 | 5.19 | 96.1 | 0.0124 | 7.09 | 7.93 | 0.00129 | 5.19 |  |  | 2 |  | RB-Appl-EffCW-med-ElecDHW-GasCDryer-Tier1-FrontSDGDMoMH85CZ15rWtd
RB-Appl-EffCW-med-ElecDHW-GasCDryer-Tier1-Front | DEER2016 | D16v1 | 2015-05-14 08:05 | SDG | MFm | 1975 | CZ06 | rWtd | Each | 1 | 465 | None | 109 | 0.0143 | 7.5 | 8.29 | -3.52e-05 | 5.52 | 109 | 0.0143 | 7.5 | 8.29 | -3.52e-05 | 5.52 |  |  | 2 |  | RB-Appl-EffCW-med-ElecDHW-GasCDryer-Tier1-FrontSDGMFm1975CZ06rWtd
RB-Appl-EffCW-med-ElecDHW-GasCDryer-Tier1-Front | DEER2016 | D16v1 | 2015-05-14 08:05 | SDG | MFm | 1975 | CZ07 | rWtd | Each | 1 | 465 | None | 108 | 0.0153 | 7.6 | 8.01 | 0.00179 | 5.51 | 108 | 0.0153 | 7.6 | 8.01 | 0.00179 | 5.51 |  |  | 2 |  | RB-Appl-EffCW-med-ElecDHW-GasCDryer-Tier1-FrontSDGMFm1975CZ07rWtd
RB-Appl-EffCW-med-ElecDHW-GasCDryer-Tier1-Front | DEER2016 | D16v1 | 2015-05-14 08:05 | SDG | MFm | 1975 | CZ08 | rWtd | Each | 1 | 465 | None | 109 | 0.0161 | 7.45 | 8.02 | 0.0019 | 5.51 | 109 | 0.0161 | 7.45 | 8.02 | 0.0019 | 5.51 |  |  | 2 |  | RB-Appl-EffCW-med-ElecDHW-GasCDryer-Tier1-FrontSDGMFm1975CZ08rWtd
RB-Appl-EffCW-med-ElecDHW-GasCDryer-Tier1-Front | DEER2016 | D16v1 | 2015-05-14 08:05 | SDG | MFm | 1975 | CZ10 | rWtd | Each | 1 | 544 | None | 108 | 0.0152 | 7.5 | 9.56 | 0.00126 | 5.24 | 108 | 0.0152 | 7.5 | 9.56 | 0.00126 | 5.24 |  |  | 2 |  | RB-Appl-EffCW-med-ElecDHW-GasCDryer-Tier1-FrontSDGMFm1975CZ10rWtd
RB-Appl-EffCW-med-ElecDHW-GasCDryer-Tier1-Front | DEER2016 | D16v1 | 2015-05-14 08:05 | SDG | MFm | 1975 | CZ14 | rWtd | Each | 1 | 634 | None | 115 | 0.0154 | 6.99 | 10.5 | 0.00166 | 5.16 | 115 | 0.0154 | 6.99 | 10.5 | 0.00166 | 5.16 |  |  | 2 |  | RB-Appl-EffCW-med-ElecDHW-GasCDryer-Tier1-FrontSDGMFm1975CZ14rWtd
RB-Appl-EffCW-med-ElecDHW-GasCDryer-Tier1-Front | DEER2016 | D16v1 | 2015-05-14 08:05 | SDG | MFm | 1975 | CZ15 | rWtd | Each | 1 | 634 | None | 104 | 0.013 | 7.49 | 11 | 0.00126 | 5.36 | 104 | 0.013 | 7.49 | 11 | 0.00126 | 5.36 |  |  | 2 |  | RB-Appl-EffCW-med-ElecDHW-GasCDryer-Tier1-FrontSDGMFm1975CZ15rWtd
RB-Appl-EffCW-med-ElecDHW-GasCDryer-Tier1-Front | DEER2016 | D16v1 | 2015-05-14 08:05 | SDG | MFm | 1985 | CZ06 | rWtd | Each | 1 | 578 | None | 109 | 0.0161 | 7.53 | 8.53 | 0.00183 | 5.24 | 109 | 0.0161 | 7.53 | 8.53 | 0.00183 | 5.24 |  |  | 2 |  | RB-Appl-EffCW-med-ElecDHW-GasCDryer-Tier1-FrontSDGMFm1985CZ06rWtd
RB-Appl-EffCW-med-ElecDHW-GasCDryer-Tier1-Front | DEER2016 | D16v1 | 2015-05-14 08:05 | SDG | MFm | 1985 | CZ07 | rWtd | Each | 1 | 578 | None | 108 | 0.0152 | 7.61 | 8.54 | 0.00184 | 5.32 | 108 | 0.0152 | 7.61 | 8.54 | 0.00184 | 5.32 |  |  | 2 |  | RB-Appl-EffCW-med-ElecDHW-GasCDryer-Tier1-FrontSDGMFm1985CZ07rWtd
RB-Appl-EffCW-med-ElecDHW-GasCDryer-Tier1-Front | DEER2016 | D16v1 | 2015-05-14 08:05 | SDG | MFm | 1985 | CZ08 | rWtd | Each | 1 | 578 | None | 108 | 0.0151 | 7.59 | 9.02 | 0.00114 | 5.28 | 108 | 0.0151 | 7.59 | 9.02 | 0.00114 | 5.28 |  |  | 2 |  | RB-Appl-EffCW-med-ElecDHW-GasCDryer-Tier1-FrontSDGMFm1985CZ08rWtd
RB-Appl-EffCW-med-ElecDHW-GasCDryer-Tier1-Front | DEER2016 | D16v1 | 2015-05-14 08:05 | SDG | MFm | 1985 | CZ10 | rWtd | Each | 1 | 648 | None | 109 | 0.0158 | 7.19 | 9.32 | 0.00139 | 5.24 | 109 | 0.0158 | 7.19 | 9.32 | 0.00139 | 5.24 |  |  | 2 |  | RB-Appl-EffCW-med-ElecDHW-GasCDryer-Tier1-FrontSDGMFm1985CZ10rWtd
RB-Appl-EffCW-med-ElecDHW-GasCDryer-Tier1-Front | DEER2016 | D16v1 | 2015-05-14 08:05 | SDG | MFm | 1985 | CZ14 | rWtd | Each | 1 | 630 | None | 115 | 0.0147 | 7.08 | 11.2 | 0.00136 | 5.2 | 115 | 0.0147 | 7.08 | 11.2 | 0.00136 | 5.2 |  |  | 2 |  | RB-Appl-EffCW-med-ElecDHW-GasCDryer-Tier1-FrontSDGMFm1985CZ14rWtd
RB-Appl-EffCW-med-ElecDHW-GasCDryer-Tier1-Front | DEER2016 | D16v1 | 2015-05-14 08:05 | SDG | MFm | 1985 | CZ15 | rWtd | Each | 1 | 630 | None | 104 | 0.0129 | 7.51 | 11.2 | 0.000951 | 5.37 | 104 | 0.0129 | 7.51 | 11.2 | 0.000951 | 5.37 |  |  | 2 |  | RB-Appl-EffCW-med-ElecDHW-GasCDryer-Tier1-FrontSDGMFm1985CZ15rWtd
RB-Appl-EffCW-med-ElecDHW-GasCDryer-Tier1-Front | DEER2016 | D16v1 | 2015-05-14 08:05 | SDG | MFm | 1996 | CZ06 | rWtd | Each | 1 | 518 | None | 109 | 0.014 | 7.53 | 8.46 | 0.000196 | 5.27 | 109 | 0.014 | 7.53 | 8.46 | 0.000196 | 5.27 |  |  | 2 |  | RB-Appl-EffCW-med-ElecDHW-GasCDryer-Tier1-FrontSDGMFm1996CZ06rWtd
RB-Appl-EffCW-med-ElecDHW-GasCDryer-Tier1-Front | DEER2016 | D16v1 | 2015-05-14 08:05 | SDG | MFm | 1996 | CZ07 | rWtd | Each | 1 | 518 | None | 108 | 0.0162 | 7.64 | 8.44 | 0.00299 | 5.35 | 108 | 0.0162 | 7.64 | 8.44 | 0.00299 | 5.35 |  |  | 2 |  | RB-Appl-EffCW-med-ElecDHW-GasCDryer-Tier1-FrontSDGMFm1996CZ07rWtd
RB-Appl-EffCW-med-ElecDHW-GasCDryer-Tier1-Front | DEER2016 | D16v1 | 2015-05-14 08:05 | SDG | MFm | 1996 | CZ08 | rWtd | Each | 1 | 518 | None | 110 | 0.0163 | 7.58 | 9.48 | 0.00151 | 5.3 | 110 | 0.0163 | 7.58 | 9.48 | 0.00151 | 5.3 |  |  | 2 |  | RB-Appl-EffCW-med-ElecDHW-GasCDryer-Tier1-FrontSDGMFm1996CZ08rWtd
RB-Appl-EffCW-med-ElecDHW-GasCDryer-Tier1-Front | DEER2016 | D16v1 | 2015-05-14 08:05 | SDG | MFm | 1996 | CZ10 | rWtd | Each | 1 | 487 | None | 108 | 0.0168 | 7.47 | 8.22 | 0.000683 | 5.51 | 108 | 0.0168 | 7.47 | 8.22 | 0.000683 | 5.51 |  |  | 2 |  | RB-Appl-EffCW-med-ElecDHW-GasCDryer-Tier1-FrontSDGMFm1996CZ10rWtd
RB-Appl-EffCW-med-ElecDHW-GasCDryer-Tier1-Front | DEER2016 | D16v1 | 2015-05-14 08:05 | SDG | MFm | 1996 | CZ14 | rWtd | Each | 1 | 480 | None | 113 | 0.014 | 7.48 | 8.64 | 0.000792 | 5.5 | 113 | 0.014 | 7.48 | 8.64 | 0.000792 | 5.5 |  |  | 2 |  | RB-Appl-EffCW-med-ElecDHW-GasCDryer-Tier1-FrontSDGMFm1996CZ14rWtd
RB-Appl-EffCW-med-ElecDHW-GasCDryer-Tier1-Front | DEER2016 | D16v1 | 2015-05-14 08:05 | SDG | MFm | 1996 | CZ15 | rWtd | Each | 1 | 480 | None | 98.2 | 0.0127 | 7.69 | 6.91 | 0.000563 | 5.5 | 98.2 | 0.0127 | 7.69 | 6.91 | 0.000563 | 5.5 |  |  | 2 |  | RB-Appl-EffCW-med-ElecDHW-GasCDryer-Tier1-FrontSDGMFm1996CZ15rWtd
RB-Appl-EffCW-med-ElecDHW-GasCDryer-Tier1-Front | DEER2016 | D16v1 | 2015-05-14 08:05 | SDG | MFm | 2003 | CZ06 | rWtd | Each | 1 | 538 | None | 109 | 0.0154 | 7.54 | 8.4 | 0.0024 | 5.27 | 109 | 0.0154 | 7.54 | 8.4 | 0.0024 | 5.27 |  |  | 2 |  | RB-Appl-EffCW-med-ElecDHW-GasCDryer-Tier1-FrontSDGMFm2003CZ06rWtd
RB-Appl-EffCW-med-ElecDHW-GasCDryer-Tier1-Front | DEER2016 | D16v1 | 2015-05-14 08:05 | SDG | MFm | 2003 | CZ07 | rWtd | Each | 1 | 538 | None | 108 | 0.0148 | 7.61 | 8.15 | 0.00103 | 5.33 | 108 | 0.0148 | 7.61 | 8.15 | 0.00103 | 5.33 |  |  | 2 |  | RB-Appl-EffCW-med-ElecDHW-GasCDryer-Tier1-FrontSDGMFm2003CZ07rWtd
RB-Appl-EffCW-med-ElecDHW-GasCDryer-Tier1-Front | DEER2016 | D16v1 | 2015-05-14 08:05 | SDG | MFm | 2003 | CZ08 | rWtd | Each | 1 | 538 | None | 109 | 0.0155 | 7.57 | 9.24 | 0.00195 | 5.3 | 109 | 0.0155 | 7.57 | 9.24 | 0.00195 | 5.3 |  |  | 2 |  | RB-Appl-EffCW-med-ElecDHW-GasCDryer-Tier1-FrontSDGMFm2003CZ08rWtd
RB-Appl-EffCW-med-ElecDHW-GasCDryer-Tier1-Front | DEER2016 | D16v1 | 2015-05-14 08:05 | SDG | MFm | 2003 | CZ10 | rWtd | Each | 1 | 474 | None | 108 | 0.0152 | 7.55 | 8.03 | 0.0011 | 5.5 | 108 | 0.0152 | 7.55 | 8.03 | 0.0011 | 5.5 |  |  | 2 |  | RB-Appl-EffCW-med-ElecDHW-GasCDryer-Tier1-FrontSDGMFm2003CZ10rWtd
RB-Appl-EffCW-med-ElecDHW-GasCDryer-Tier1-Front | DEER2016 | D16v1 | 2015-05-14 08:05 | SDG | MFm | 2003 | CZ14 | rWtd | Each | 1 | 487 | None | 113 | 0.0141 | 7.46 | 8.47 | 0.000925 | 5.5 | 113 | 0.0141 | 7.46 | 8.47 | 0.000925 | 5.5 |  |  | 2 |  | RB-Appl-EffCW-med-ElecDHW-GasCDryer-Tier1-FrontSDGMFm2003CZ14rWtd
RB-Appl-EffCW-med-ElecDHW-GasCDryer-Tier1-Front | DEER2016 | D16v1 | 2015-05-14 08:05 | SDG | MFm | 2003 | CZ15 | rWtd | Each | 1 | 487 | None | 98.3 | 0.0126 | 7.68 | 6.83 | 0.000617 | 5.5 | 98.3 | 0.0126 | 7.68 | 6.83 | 0.000617 | 5.5 |  |  | 2 |  | RB-Appl-EffCW-med-ElecDHW-GasCDryer-Tier1-FrontSDGMFm2003CZ15rWtd
RB-Appl-EffCW-med-ElecDHW-GasCDryer-Tier1-Front | DEER2016 | D16v1 | 2015-05-14 08:05 | SDG | MFm | 2007 | CZ06 | rWtd | Each | 1 | 538 | None | 110 | 0.0157 | 7.52 | 8.54 | 0.00193 | 5.25 | 110 | 0.0157 | 7.52 | 8.54 | 0.00193 | 5.25 |  |  | 2 |  | RB-Appl-EffCW-med-ElecDHW-GasCDryer-Tier1-FrontSDGMFm2007CZ06rWtd
RB-Appl-EffCW-med-ElecDHW-GasCDryer-Tier1-Front | DEER2016 | D16v1 | 2015-05-14 08:05 | SDG | MFm | 2007 | CZ07 | rWtd | Each | 1 | 538 | None | 108 | 0.015 | 7.68 | 8.43 | 0.00144 | 5.38 | 108 | 0.015 | 7.68 | 8.43 | 0.00144 | 5.38 |  |  | 2 |  | RB-Appl-EffCW-med-ElecDHW-GasCDryer-Tier1-FrontSDGMFm2007CZ07rWtd
RB-Appl-EffCW-med-ElecDHW-GasCDryer-Tier1-Front | DEER2016 | D16v1 | 2015-05-14 08:05 | SDG | MFm | 2007 | CZ08 | rWtd | Each | 1 | 538 | None | 109 | 0.0149 | 7.56 | 9.07 | 0.00171 | 5.29 | 109 | 0.0149 | 7.56 | 9.07 | 0.00171 | 5.29 |  |  | 2 |  | RB-Appl-EffCW-med-ElecDHW-GasCDryer-Tier1-FrontSDGMFm2007CZ08rWtd
RB-Appl-EffCW-med-ElecDHW-GasCDryer-Tier1-Front | DEER2016 | D16v1 | 2015-05-14 08:05 | SDG | MFm | 2007 | CZ10 | rWtd | Each | 1 | 474 | None | 108 | 0.0147 | 7.56 | 8.13 | 0.00111 | 5.5 | 108 | 0.0147 | 7.56 | 8.13 | 0.00111 | 5.5 |  |  | 2 |  | RB-Appl-EffCW-med-ElecDHW-GasCDryer-Tier1-FrontSDGMFm2007CZ10rWtd
RB-Appl-EffCW-med-ElecDHW-GasCDryer-Tier1-Front | DEER2016 | D16v1 | 2015-05-14 08:05 | SDG | MFm | 2007 | CZ14 | rWtd | Each | 1 | 487 | None | 112 | 0.0139 | 7.46 | 8.59 | 0.000803 | 5.5 | 112 | 0.0139 | 7.46 | 8.59 | 0.000803 | 5.5 |  |  | 2 |  | RB-Appl-EffCW-med-ElecDHW-GasCDryer-Tier1-FrontSDGMFm2007CZ14rWtd
RB-Appl-EffCW-med-ElecDHW-GasCDryer-Tier1-Front | DEER2016 | D16v1 | 2015-05-14 08:05 | SDG | MFm | 2007 | CZ15 | rWtd | Each | 1 | 487 | None | 98 | 0.0124 | 7.72 | 7.16 | 0.000713 | 5.5 | 98 | 0.0124 | 7.72 | 7.16 | 0.000713 | 5.5 |  |  | 2 |  | RB-Appl-EffCW-med-ElecDHW-GasCDryer-Tier1-FrontSDGMFm2007CZ15rWtd
RB-Appl-EffCW-med-ElecDHW-GasCDryer-Tier1-Front | DEER2016 | D16v1 | 2015-05-14 08:05 | SDG | MFm | 2011 | CZ06 | rWtd | Each | 1 | 538 | None | 109 | 0.0156 | 7.54 | 8.39 | 0.0022 | 5.28 | 109 | 0.0156 | 7.54 | 8.39 | 0.0022 | 5.28 |  |  | 2 |  | RB-Appl-EffCW-med-ElecDHW-GasCDryer-Tier1-FrontSDGMFm2011CZ06rWtd
RB-Appl-EffCW-med-ElecDHW-GasCDryer-Tier1-Front | DEER2016 | D16v1 | 2015-05-14 08:05 | SDG | MFm | 2011 | CZ07 | rWtd | Each | 1 | 538 | None | 109 | 0.0166 | 7.77 | 8.72 | 0.00269 | 5.44 | 109 | 0.0166 | 7.77 | 8.72 | 0.00269 | 5.44 |  |  | 2 |  | RB-Appl-EffCW-med-ElecDHW-GasCDryer-Tier1-FrontSDGMFm2011CZ07rWtd
RB-Appl-EffCW-med-ElecDHW-GasCDryer-Tier1-Front | DEER2016 | D16v1 | 2015-05-14 08:05 | SDG | MFm | 2011 | CZ08 | rWtd | Each | 1 | 538 | None | 109 | 0.0149 | 7.62 | 9.6 | 0.00176 | 5.33 | 109 | 0.0149 | 7.62 | 9.6 | 0.00176 | 5.33 |  |  | 2 |  | RB-Appl-EffCW-med-ElecDHW-GasCDryer-Tier1-FrontSDGMFm2011CZ08rWtd
RB-Appl-EffCW-med-ElecDHW-GasCDryer-Tier1-Front | DEER2016 | D16v1 | 2015-05-14 08:05 | SDG | MFm | 2011 | CZ10 | rWtd | Each | 1 | 474 | None | 109 | 0.0146 | 7.61 | 8.45 | 0.00113 | 5.5 | 109 | 0.0146 | 7.61 | 8.45 | 0.00113 | 5.5 |  |  | 2 |  | RB-Appl-EffCW-med-ElecDHW-GasCDryer-Tier1-FrontSDGMFm2011CZ10rWtd
RB-Appl-EffCW-med-ElecDHW-GasCDryer-Tier1-Front | DEER2016 | D16v1 | 2015-05-14 08:05 | SDG | MFm | 2011 | CZ14 | rWtd | Each | 1 | 487 | None | 113 | 0.0138 | 7.51 | 8.7 | 0.000834 | 5.5 | 113 | 0.0138 | 7.51 | 8.7 | 0.000834 | 5.5 |  |  | 2 |  | RB-Appl-EffCW-med-ElecDHW-GasCDryer-Tier1-FrontSDGMFm2011CZ14rWtd
RB-Appl-EffCW-med-ElecDHW-GasCDryer-Tier1-Front | DEER2016 | D16v1 | 2015-05-14 08:05 | SDG | MFm | 2011 | CZ15 | rWtd | Each | 1 | 487 | None | 98.1 | 0.0125 | 7.75 | 6.86 | 0.000821 | 5.5 | 98.1 | 0.0125 | 7.75 | 6.86 | 0.000821 | 5.5 |  |  | 2 |  | RB-Appl-EffCW-med-ElecDHW-GasCDryer-Tier1-FrontSDGMFm2011CZ15rWtd
RB-Appl-EffCW-med-ElecDHW-GasCDryer-Tier1-Front | DEER2016 | D16v1 | 2015-05-14 08:05 | SDG | MFm | 2014 | CZ06 | rWtd | Each | 1 | 538 | None | 109 | 0.0157 | 7.58 | 8.48 | 0.00123 | 5.3 | 109 | 0.0157 | 7.58 | 8.48 | 0.00123 | 5.3 |  |  | 2 |  | RB-Appl-EffCW-med-ElecDHW-GasCDryer-Tier1-FrontSDGMFm2014CZ06rWtd
RB-Appl-EffCW-med-ElecDHW-GasCDryer-Tier1-Front | DEER2016 | D16v1 | 2015-05-14 08:05 | SDG | MFm | 2014 | CZ07 | rWtd | Each | 1 | 538 | None | 109 | 0.0143 | 7.8 | 8.73 | -8.17e-05 | 5.46 | 109 | 0.0143 | 7.8 | 8.73 | -8.17e-05 | 5.46 |  |  | 2 |  | RB-Appl-EffCW-med-ElecDHW-GasCDryer-Tier1-FrontSDGMFm2014CZ07rWtd
RB-Appl-EffCW-med-ElecDHW-GasCDryer-Tier1-Front | DEER2016 | D16v1 | 2015-05-14 08:05 | SDG | MFm | 2014 | CZ08 | rWtd | Each | 1 | 538 | None | 110 | 0.015 | 7.67 | 9.83 | 0.00179 | 5.36 | 110 | 0.015 | 7.67 | 9.83 | 0.00179 | 5.36 |  |  | 2 |  | RB-Appl-EffCW-med-ElecDHW-GasCDryer-Tier1-FrontSDGMFm2014CZ08rWtd
RB-Appl-EffCW-med-ElecDHW-GasCDryer-Tier1-Front | DEER2016 | D16v1 | 2015-05-14 08:05 | SDG | MFm | 2014 | CZ10 | rWtd | Each | 1 | 474 | None | 109 | 0.0151 | 7.65 | 8.08 | 0.0011 | 5.5 | 109 | 0.0151 | 7.65 | 8.08 | 0.0011 | 5.5 |  |  | 2 |  | RB-Appl-EffCW-med-ElecDHW-GasCDryer-Tier1-FrontSDGMFm2014CZ10rWtd
RB-Appl-EffCW-med-ElecDHW-GasCDryer-Tier1-Front | DEER2016 | D16v1 | 2015-05-14 08:05 | SDG | MFm | 2014 | CZ14 | rWtd | Each | 1 | 487 | None | 112 | 0.0141 | 7.49 | 8.22 | 0.000891 | 5.49 | 112 | 0.0141 | 7.49 | 8.22 | 0.000891 | 5.49 |  |  | 2 |  | RB-Appl-EffCW-med-ElecDHW-GasCDryer-Tier1-FrontSDGMFm2014CZ14rWtd
RB-Appl-EffCW-med-ElecDHW-GasCDryer-Tier1-Front | DEER2016 | D16v1 | 2015-05-14 08:05 | SDG | MFm | 2014 | CZ15 | rWtd | Each | 1 | 487 | None | 98.3 | 0.0123 | 7.76 | 7.06 | 0.000703 | 5.5 | 98.3 | 0.0123 | 7.76 | 7.06 | 0.000703 | 5.5 |  |  | 2 |  | RB-Appl-EffCW-med-ElecDHW-GasCDryer-Tier1-FrontSDGMFm2014CZ15rWtd
RB-Appl-EffCW-med-ElecDHW-GasCDryer-Tier1-Front | DEER2016 | D16v1 | 2015-05-14 08:05 | SDG | MFm | Ex | CZ06 | rWtd | Each | 1 | 527 | None | 109 | 0.0152 | 7.52 | 8.43 | 0.001 | 5.35 | 109 | 0.0152 | 7.52 | 8.43 | 0.001 | 5.35 |  |  | 2 |  | RB-Appl-EffCW-med-ElecDHW-GasCDryer-Tier1-FrontSDGMFmExCZ06rWtd
RB-Appl-EffCW-med-ElecDHW-GasCDryer-Tier1-Front | DEER2016 | D16v1 | 2015-05-14 08:05 | SDG | MFm | Ex | CZ07 | rWtd | Each | 1 | 516 | None | 108 | 0.0153 | 7.62 | 8.26 | 0.00183 | 5.42 | 108 | 0.0153 | 7.62 | 8.26 | 0.00183 | 5.42 |  |  | 2 |  | RB-Appl-EffCW-med-ElecDHW-GasCDryer-Tier1-FrontSDGMFmExCZ07rWtd
RB-Appl-EffCW-med-ElecDHW-GasCDryer-Tier1-Front | DEER2016 | D16v1 | 2015-05-14 08:05 | SDG | MFm | Ex | CZ08 | rWtd | Each | 1 | 539 | None | 109 | 0.0156 | 7.58 | 9.24 | 0.00154 | 5.31 | 109 | 0.0156 | 7.58 | 9.24 | 0.00154 | 5.31 |  |  | 2 |  | RB-Appl-EffCW-med-ElecDHW-GasCDryer-Tier1-FrontSDGMFmExCZ08rWtd
RB-Appl-EffCW-med-ElecDHW-GasCDryer-Tier1-Front | DEER2016 | D16v1 | 2015-05-14 08:05 | SDG | MFm | Ex | CZ10 | rWtd | Each | 1 | 580 | None | 109 | 0.0155 | 7.37 | 9.26 | 0.00127 | 5.28 | 109 | 0.0155 | 7.37 | 9.26 | 0.00127 | 5.28 |  |  | 2 |  | RB-Appl-EffCW-med-ElecDHW-GasCDryer-Tier1-FrontSDGMFmExCZ10rWtd
RB-Appl-EffCW-med-ElecDHW-GasCDryer-Tier1-Front | DEER2016 | D16v1 | 2015-05-14 08:05 | SDG | MFm | Ex | CZ14 | rWtd | Each | 1 | 634 | None | 115 | 0.0154 | 6.99 | 10.5 | 0.00166 | 5.16 | 115 | 0.0154 | 6.99 | 10.5 | 0.00166 | 5.16 |  |  | 2 |  | RB-Appl-EffCW-med-ElecDHW-GasCDryer-Tier1-FrontSDGMFmExCZ14rWtd
RB-Appl-EffCW-med-ElecDHW-GasCDryer-Tier1-Front | DEER2016 | D16v1 | 2015-05-14 08:05 | SDG | MFm | Ex | CZ15 | rWtd | Each | 1 | 634 | None | 104 | 0.013 | 7.49 | 11 | 0.00126 | 5.36 | 104 | 0.013 | 7.49 | 11 | 0.00126 | 5.36 |  |  | 2 |  | RB-Appl-EffCW-med-ElecDHW-GasCDryer-Tier1-FrontSDGMFmExCZ15rWtd
RB-Appl-EffCW-med-ElecDHW-GasCDryer-Tier1-Front | DEER2016 | D16v1 | 2015-05-14 08:06 | SDG | MFm | Ex | IOU | rWtd | Each | 1 | 530 | None | 108 | 0.0153 | 7.56 | 8.52 | 0.00166 | 5.38 | 108 | 0.0153 | 7.56 | 8.52 | 0.00166 | 5.38 |  |  | 2 |  | RB-Appl-EffCW-med-ElecDHW-GasCDryer-Tier1-FrontSDGMFmExIOUrWtd
RB-Appl-EffCW-med-ElecDHW-GasCDryer-Tier1-Front | DEER2016 | D16v1 | 2015-05-14 08:05 | SDG | SFm | 1975 | CZ06 | rWtd | Each | 1 | 764 | None | 136 | 0.0191 | 9.3 | 9.98 | 0.00166 | 6.84 | 136 | 0.0191 | 9.3 | 9.98 | 0.00166 | 6.84 |  |  | 2 |  | RB-Appl-EffCW-med-ElecDHW-GasCDryer-Tier1-FrontSDGSFm1975CZ06rWtd
RB-Appl-EffCW-med-ElecDHW-GasCDryer-Tier1-Front | DEER2016 | D16v1 | 2015-05-14 08:05 | SDG | SFm | 1975 | CZ07 | rWtd | Each | 1 | 764 | None | 134 | 0.00376 | 9.16 | 9.35 | -0.0115 | 6.75 | 134 | 0.00376 | 9.16 | 9.35 | -0.0115 | 6.75 |  |  | 2 |  | RB-Appl-EffCW-med-ElecDHW-GasCDryer-Tier1-FrontSDGSFm1975CZ07rWtd
RB-Appl-EffCW-med-ElecDHW-GasCDryer-Tier1-Front | DEER2016 | D16v1 | 2015-05-14 08:05 | SDG | SFm | 1975 | CZ08 | rWtd | Each | 1 | 764 | None | 134 | 0.0197 | 9.15 | 8.72 | 0.0022 | 6.74 | 134 | 0.0197 | 9.15 | 8.72 | 0.0022 | 6.74 |  |  | 2 |  | RB-Appl-EffCW-med-ElecDHW-GasCDryer-Tier1-FrontSDGSFm1975CZ08rWtd
RB-Appl-EffCW-med-ElecDHW-GasCDryer-Tier1-Front | DEER2016 | D16v1 | 2015-05-14 08:05 | SDG | SFm | 1975 | CZ10 | rWtd | Each | 1 | 818 | None | 135 | 0.0193 | 9.09 | 11.2 | 0.00158 | 6.69 | 135 | 0.0193 | 9.09 | 11.2 | 0.00158 | 6.69 |  |  | 2 |  | RB-Appl-EffCW-med-ElecDHW-GasCDryer-Tier1-FrontSDGSFm1975CZ10rWtd
RB-Appl-EffCW-med-ElecDHW-GasCDryer-Tier1-Front | DEER2016 | D16v1 | 2015-05-14 08:05 | SDG | SFm | 1975 | CZ14 | rWtd | Each | 1 | 778 | None | 140 | 0.0187 | 9.13 | 13.9 | 0.0025 | 6.38 | 140 | 0.0187 | 9.13 | 13.9 | 0.0025 | 6.38 |  |  | 2 |  | RB-Appl-EffCW-med-ElecDHW-GasCDryer-Tier1-FrontSDGSFm1975CZ14rWtd
RB-Appl-EffCW-med-ElecDHW-GasCDryer-Tier1-Front | DEER2016 | D16v1 | 2015-05-14 08:05 | SDG | SFm | 1975 | CZ15 | rWtd | Each | 1 | 778 | None | 125 | 0.017 | 9.37 | 14.6 | 0.00275 | 6.56 | 125 | 0.017 | 9.37 | 14.6 | 0.00275 | 6.56 |  |  | 2 |  | RB-Appl-EffCW-med-ElecDHW-GasCDryer-Tier1-FrontSDGSFm1975CZ15rWtd
RB-Appl-EffCW-med-ElecDHW-GasCDryer-Tier1-Front | DEER2016 | D16v1 | 2015-05-14 08:05 | SDG | SFm | 1985 | CZ06 | rWtd | Each | 1 | 1030 | None | 136 | 0.0171 | 9.52 | 10.7 | 0.00706 | 6.44 | 136 | 0.0171 | 9.52 | 10.7 | 0.00706 | 6.44 |  |  | 2 |  | RB-Appl-EffCW-med-ElecDHW-GasCDryer-Tier1-FrontSDGSFm1985CZ06rWtd
RB-Appl-EffCW-med-ElecDHW-GasCDryer-Tier1-Front | DEER2016 | D16v1 | 2015-05-14 08:05 | SDG | SFm | 1985 | CZ07 | rWtd | Each | 1 | 1030 | None | 135 | 0.0287 | 9.49 | 10.1 | -0.022 | 6.42 | 135 | 0.0287 | 9.49 | 10.1 | -0.022 | 6.42 |  |  | 2 |  | RB-Appl-EffCW-med-ElecDHW-GasCDryer-Tier1-FrontSDGSFm1985CZ07rWtd
RB-Appl-EffCW-med-ElecDHW-GasCDryer-Tier1-Front | DEER2016 | D16v1 | 2015-05-14 08:05 | SDG | SFm | 1985 | CZ08 | rWtd | Each | 1 | 1030 | None | 135 | 0.0205 | 9.4 | 12 | 0.00431 | 6.37 | 135 | 0.0205 | 9.4 | 12 | 0.00431 | 6.37 |  |  | 2 |  | RB-Appl-EffCW-med-ElecDHW-GasCDryer-Tier1-FrontSDGSFm1985CZ08rWtd
RB-Appl-EffCW-med-ElecDHW-GasCDryer-Tier1-Front | DEER2016 | D16v1 | 2015-05-14 08:05 | SDG | SFm | 1985 | CZ10 | rWtd | Each | 1 | 906 | None | 132 | 0.0198 | 9.21 | 10.8 | 0.00268 | 6.29 | 132 | 0.0198 | 9.21 | 10.8 | 0.00268 | 6.29 |  |  | 2 |  | RB-Appl-EffCW-med-ElecDHW-GasCDryer-Tier1-FrontSDGSFm1985CZ10rWtd
RB-Appl-EffCW-med-ElecDHW-GasCDryer-Tier1-Front | DEER2016 | D16v1 | 2015-05-14 08:05 | SDG | SFm | 1985 | CZ14 | rWtd | Each | 1 | 870 | None | 142 | 0.0201 | 8.1 | 13.5 | 0.00281 | 6.23 | 142 | 0.0201 | 8.1 | 13.5 | 0.00281 | 6.23 |  |  | 2 |  | RB-Appl-EffCW-med-ElecDHW-GasCDryer-Tier1-FrontSDGSFm1985CZ14rWtd
RB-Appl-EffCW-med-ElecDHW-GasCDryer-Tier1-Front | DEER2016 | D16v1 | 2015-05-14 08:05 | SDG | SFm | 1985 | CZ15 | rWtd | Each | 1 | 870 | None | 130 | 0.0185 | 8.73 | 15 | 0.00281 | 6.44 | 130 | 0.0185 | 8.73 | 15 | 0.00281 | 6.44 |  |  | 2 |  | RB-Appl-EffCW-med-ElecDHW-GasCDryer-Tier1-FrontSDGSFm1985CZ15rWtd
RB-Appl-EffCW-med-ElecDHW-GasCDryer-Tier1-Front | DEER2016 | D16v1 | 2015-05-14 08:05 | SDG | SFm | 1996 | CZ06 | rWtd | Each | 1 | 1150 | None | 135 | 0.0239 | 9.61 | 9.48 | 0.024 | 6.49 | 135 | 0.0239 | 9.61 | 9.48 | 0.024 | 6.49 |  |  | 2 |  | RB-Appl-EffCW-med-ElecDHW-GasCDryer-Tier1-FrontSDGSFm1996CZ06rWtd
RB-Appl-EffCW-med-ElecDHW-GasCDryer-Tier1-Front | DEER2016 | D16v1 | 2015-05-14 08:05 | SDG | SFm | 1996 | CZ07 | rWtd | Each | 1 | 1150 | None | 135 | 0.0473 | 9.53 | 10.4 | 0.0305 | 6.37 | 135 | 0.0473 | 9.53 | 10.4 | 0.0305 | 6.37 |  |  | 2 |  | RB-Appl-EffCW-med-ElecDHW-GasCDryer-Tier1-FrontSDGSFm1996CZ07rWtd
RB-Appl-EffCW-med-ElecDHW-GasCDryer-Tier1-Front | DEER2016 | D16v1 | 2015-05-14 08:05 | SDG | SFm | 1996 | CZ08 | rWtd | Each | 1 | 1150 | None | 137 | 0.0184 | 9.44 | 14.7 | 0.00257 | 6.36 | 137 | 0.0184 | 9.44 | 14.7 | 0.00257 | 6.36 |  |  | 2 |  | RB-Appl-EffCW-med-ElecDHW-GasCDryer-Tier1-FrontSDGSFm1996CZ08rWtd
RB-Appl-EffCW-med-ElecDHW-GasCDryer-Tier1-Front | DEER2016 | D16v1 | 2015-05-14 08:05 | SDG | SFm | 1996 | CZ10 | rWtd | Each | 1 | 1090 | None | 133 | 0.0169 | 9.42 | 11.4 | 0.00113 | 6.51 | 133 | 0.0169 | 9.42 | 11.4 | 0.00113 | 6.51 |  |  | 2 |  | RB-Appl-EffCW-med-ElecDHW-GasCDryer-Tier1-FrontSDGSFm1996CZ10rWtd
RB-Appl-EffCW-med-ElecDHW-GasCDryer-Tier1-Front | DEER2016 | D16v1 | 2015-05-14 08:05 | SDG | SFm | 1996 | CZ14 | rWtd | Each | 1 | 879 | None | 138 | 0.0182 | 8.9 | 12.6 | 0.00223 | 6.3 | 138 | 0.0182 | 8.9 | 12.6 | 0.00223 | 6.3 |  |  | 2 |  | RB-Appl-EffCW-med-ElecDHW-GasCDryer-Tier1-FrontSDGSFm1996CZ14rWtd
RB-Appl-EffCW-med-ElecDHW-GasCDryer-Tier1-Front | DEER2016 | D16v1 | 2015-05-14 08:05 | SDG | SFm | 1996 | CZ15 | rWtd | Each | 1 | 879 | None | 125 | 0.0164 | 9.13 | 14.5 | 0.00222 | 6.45 | 125 | 0.0164 | 9.13 | 14.5 | 0.00222 | 6.45 |  |  | 2 |  | RB-Appl-EffCW-med-ElecDHW-GasCDryer-Tier1-FrontSDGSFm1996CZ15rWtd
RB-Appl-EffCW-med-ElecDHW-GasCDryer-Tier1-Front | DEER2016 | D16v1 | 2015-05-14 08:05 | SDG | SFm | 2003 | CZ06 | rWtd | Each | 1 | 1200 | None | 137 | 0.0292 | 8.79 | 10.9 | 0.0115 | 6.41 | 137 | 0.0292 | 8.79 | 10.9 | 0.0115 | 6.41 |  |  | 2 |  | RB-Appl-EffCW-med-ElecDHW-GasCDryer-Tier1-FrontSDGSFm2003CZ06rWtd
RB-Appl-EffCW-med-ElecDHW-GasCDryer-Tier1-Front | DEER2016 | D16v1 | 2015-05-14 08:05 | SDG | SFm | 2003 | CZ07 | rWtd | Each | 1 | 1200 | None | 135 | 0.0196 | 8.78 | 9.45 | 0.00237 | 6.44 | 135 | 0.0196 | 8.78 | 9.45 | 0.00237 | 6.44 |  |  | 2 |  | RB-Appl-EffCW-med-ElecDHW-GasCDryer-Tier1-FrontSDGSFm2003CZ07rWtd
RB-Appl-EffCW-med-ElecDHW-GasCDryer-Tier1-Front | DEER2016 | D16v1 | 2015-05-14 08:05 | SDG | SFm | 2003 | CZ08 | rWtd | Each | 1 | 1200 | None | 137 | 0.0194 | 8.76 | 8.32 | 0.00218 | 6.41 | 137 | 0.0194 | 8.76 | 8.32 | 0.00218 | 6.41 |  |  | 2 |  | RB-Appl-EffCW-med-ElecDHW-GasCDryer-Tier1-FrontSDGSFm2003CZ08rWtd
RB-Appl-EffCW-med-ElecDHW-GasCDryer-Tier1-Front | DEER2016 | D16v1 | 2015-05-14 08:05 | SDG | SFm | 2003 | CZ10 | rWtd | Each | 1 | 974 | None | 136 | 0.0174 | 8.9 | 11.7 | 0.00134 | 6.36 | 136 | 0.0174 | 8.9 | 11.7 | 0.00134 | 6.36 |  |  | 2 |  | RB-Appl-EffCW-med-ElecDHW-GasCDryer-Tier1-FrontSDGSFm2003CZ10rWtd
RB-Appl-EffCW-med-ElecDHW-GasCDryer-Tier1-Front | DEER2016 | D16v1 | 2015-05-14 08:05 | SDG | SFm | 2003 | CZ14 | rWtd | Each | 1 | 1080 | None | 138 | 0.0164 | 8.99 | 11.4 | 0.00115 | 6.97 | 138 | 0.0164 | 8.99 | 11.4 | 0.00115 | 6.97 |  |  | 2 |  | RB-Appl-EffCW-med-ElecDHW-GasCDryer-Tier1-FrontSDGSFm2003CZ14rWtd
RB-Appl-EffCW-med-ElecDHW-GasCDryer-Tier1-Front | DEER2016 | D16v1 | 2015-05-14 08:05 | SDG | SFm | 2003 | CZ15 | rWtd | Each | 1 | 1080 | None | 125 | 0.0169 | 9.31 | 8.51 | 0.000899 | 6.9 | 125 | 0.0169 | 9.31 | 8.51 | 0.000899 | 6.9 |  |  | 2 |  | RB-Appl-EffCW-med-ElecDHW-GasCDryer-Tier1-FrontSDGSFm2003CZ15rWtd
RB-Appl-EffCW-med-ElecDHW-GasCDryer-Tier1-Front | DEER2016 | D16v1 | 2015-05-14 08:05 | SDG | SFm | 2007 | CZ06 | rWtd | Each | 1 | 1200 | None | 136 | 0.0134 | 8.91 | 9.81 | 0.00164 | 6.41 | 136 | 0.0134 | 8.91 | 9.81 | 0.00164 | 6.41 |  |  | 2 |  | RB-Appl-EffCW-med-ElecDHW-GasCDryer-Tier1-FrontSDGSFm2007CZ06rWtd
RB-Appl-EffCW-med-ElecDHW-GasCDryer-Tier1-Front | DEER2016 | D16v1 | 2015-05-14 08:05 | SDG | SFm | 2007 | CZ07 | rWtd | Each | 1 | 1200 | None | 135 | 0.00938 | 8.76 | 10 | -0.00812 | 6.36 | 135 | 0.00938 | 8.76 | 10 | -0.00812 | 6.36 |  |  | 2 |  | RB-Appl-EffCW-med-ElecDHW-GasCDryer-Tier1-FrontSDGSFm2007CZ07rWtd
RB-Appl-EffCW-med-ElecDHW-GasCDryer-Tier1-Front | DEER2016 | D16v1 | 2015-05-14 08:05 | SDG | SFm | 2007 | CZ08 | rWtd | Each | 1 | 1200 | None | 137 | 0.0179 | 8.83 | 12.2 | 0.00138 | 6.42 | 137 | 0.0179 | 8.83 | 12.2 | 0.00138 | 6.42 |  |  | 2 |  | RB-Appl-EffCW-med-ElecDHW-GasCDryer-Tier1-FrontSDGSFm2007CZ08rWtd
RB-Appl-EffCW-med-ElecDHW-GasCDryer-Tier1-Front | DEER2016 | D16v1 | 2015-05-14 08:05 | SDG | SFm | 2007 | CZ10 | rWtd | Each | 1 | 974 | None | 134 | 0.0172 | 8.87 | 10 | 0.00139 | 6.34 | 134 | 0.0172 | 8.87 | 10 | 0.00139 | 6.34 |  |  | 2 |  | RB-Appl-EffCW-med-ElecDHW-GasCDryer-Tier1-FrontSDGSFm2007CZ10rWtd
RB-Appl-EffCW-med-ElecDHW-GasCDryer-Tier1-Front | DEER2016 | D16v1 | 2015-05-14 08:05 | SDG | SFm | 2007 | CZ14 | rWtd | Each | 1 | 1080 | None | 138 | 0.0172 | 8.9 | 10.2 | 0.00133 | 6.96 | 138 | 0.0172 | 8.9 | 10.2 | 0.00133 | 6.96 |  |  | 2 |  | RB-Appl-EffCW-med-ElecDHW-GasCDryer-Tier1-FrontSDGSFm2007CZ14rWtd
RB-Appl-EffCW-med-ElecDHW-GasCDryer-Tier1-Front | DEER2016 | D16v1 | 2015-05-14 08:05 | SDG | SFm | 2007 | CZ15 | rWtd | Each | 1 | 1080 | None | 123 | 0.0157 | 9.29 | 8.88 | 0.00104 | 6.9 | 123 | 0.0157 | 9.29 | 8.88 | 0.00104 | 6.9 |  |  | 2 |  | RB-Appl-EffCW-med-ElecDHW-GasCDryer-Tier1-FrontSDGSFm2007CZ15rWtd
RB-Appl-EffCW-med-ElecDHW-GasCDryer-Tier1-Front | DEER2016 | D16v1 | 2015-05-14 08:05 | SDG | SFm | 2011 | CZ06 | rWtd | Each | 1 | 1200 | None | 136 | 0.0155 | 8.81 | 10.4 | 0.000935 | 6.41 | 136 | 0.0155 | 8.81 | 10.4 | 0.000935 | 6.41 |  |  | 2 |  | RB-Appl-EffCW-med-ElecDHW-GasCDryer-Tier1-FrontSDGSFm2011CZ06rWtd
RB-Appl-EffCW-med-ElecDHW-GasCDryer-Tier1-Front | DEER2016 | D16v1 | 2015-05-14 08:05 | SDG | SFm | 2011 | CZ07 | rWtd | Each | 1 | 1200 | None | 137 | 0.0162 | 8.88 | 11.8 | 8.36e-05 | 6.47 | 137 | 0.0162 | 8.88 | 11.8 | 8.36e-05 | 6.47 |  |  | 2 |  | RB-Appl-EffCW-med-ElecDHW-GasCDryer-Tier1-FrontSDGSFm2011CZ07rWtd
RB-Appl-EffCW-med-ElecDHW-GasCDryer-Tier1-Front | DEER2016 | D16v1 | 2015-05-14 08:05 | SDG | SFm | 2011 | CZ08 | rWtd | Each | 1 | 1200 | None | 148 | 0.0184 | 8.91 | 10.4 | 0.00205 | 6.43 | 148 | 0.0184 | 8.91 | 10.4 | 0.00205 | 6.43 |  |  | 2 |  | RB-Appl-EffCW-med-ElecDHW-GasCDryer-Tier1-FrontSDGSFm2011CZ08rWtd
RB-Appl-EffCW-med-ElecDHW-GasCDryer-Tier1-Front | DEER2016 | D16v1 | 2015-05-14 08:05 | SDG | SFm | 2011 | CZ10 | rWtd | Each | 1 | 974 | None | 135 | 0.0179 | 8.95 | 11.5 | 0.00166 | 6.38 | 135 | 0.0179 | 8.95 | 11.5 | 0.00166 | 6.38 |  |  | 2 |  | RB-Appl-EffCW-med-ElecDHW-GasCDryer-Tier1-FrontSDGSFm2011CZ10rWtd
RB-Appl-EffCW-med-ElecDHW-GasCDryer-Tier1-Front | DEER2016 | D16v1 | 2015-05-14 08:05 | SDG | SFm | 2011 | CZ14 | rWtd | Each | 1 | 1080 | None | 138 | 0.0177 | 8.92 | 10.2 | 0.00137 | 6.93 | 138 | 0.0177 | 8.92 | 10.2 | 0.00137 | 6.93 |  |  | 2 |  | RB-Appl-EffCW-med-ElecDHW-GasCDryer-Tier1-FrontSDGSFm2011CZ14rWtd
RB-Appl-EffCW-med-ElecDHW-GasCDryer-Tier1-Front | DEER2016 | D16v1 | 2015-05-14 08:05 | SDG | SFm | 2011 | CZ15 | rWtd | Each | 1 | 1080 | None | 123 | 0.0167 | 9.36 | 8.43 | 0.0011 | 6.88 | 123 | 0.0167 | 9.36 | 8.43 | 0.0011 | 6.88 |  |  | 2 |  | RB-Appl-EffCW-med-ElecDHW-GasCDryer-Tier1-FrontSDGSFm2011CZ15rWtd
RB-Appl-EffCW-med-ElecDHW-GasCDryer-Tier1-Front | DEER2016 | D16v1 | 2015-05-14 08:05 | SDG | SFm | 2014 | CZ06 | rWtd | Each | 1 | 1200 | None | 135 | 0.0139 | 8.83 | 9.51 | -0.0141 | 6.44 | 135 | 0.0139 | 8.83 | 9.51 | -0.0141 | 6.44 |  |  | 2 |  | RB-Appl-EffCW-med-ElecDHW-GasCDryer-Tier1-FrontSDGSFm2014CZ06rWtd
RB-Appl-EffCW-med-ElecDHW-GasCDryer-Tier1-Front | DEER2016 | D16v1 | 2015-05-14 08:05 | SDG | SFm | 2014 | CZ07 | rWtd | Each | 1 | 1200 | None | 136 | -0.00405 | 8.88 | 11.6 | -0.0222 | 6.46 | 136 | -0.00405 | 8.88 | 11.6 | -0.0222 | 6.46 |  |  | 2 |  | RB-Appl-EffCW-med-ElecDHW-GasCDryer-Tier1-FrontSDGSFm2014CZ07rWtd
RB-Appl-EffCW-med-ElecDHW-GasCDryer-Tier1-Front | DEER2016 | D16v1 | 2015-05-14 08:05 | SDG | SFm | 2014 | CZ08 | rWtd | Each | 1 | 1200 | None | 139 | 0.0185 | 8.92 | 15.5 | 0.00125 | 6.46 | 139 | 0.0185 | 8.92 | 15.5 | 0.00125 | 6.46 |  |  | 2 |  | RB-Appl-EffCW-med-ElecDHW-GasCDryer-Tier1-FrontSDGSFm2014CZ08rWtd
RB-Appl-EffCW-med-ElecDHW-GasCDryer-Tier1-Front | DEER2016 | D16v1 | 2015-05-14 08:05 | SDG | SFm | 2014 | CZ10 | rWtd | Each | 1 | 974 | None | 136 | 0.0188 | 8.94 | 12.2 | 0.00208 | 6.38 | 136 | 0.0188 | 8.94 | 12.2 | 0.00208 | 6.38 |  |  | 2 |  | RB-Appl-EffCW-med-ElecDHW-GasCDryer-Tier1-FrontSDGSFm2014CZ10rWtd
RB-Appl-EffCW-med-ElecDHW-GasCDryer-Tier1-Front | DEER2016 | D16v1 | 2015-05-14 08:05 | SDG | SFm | 2014 | CZ14 | rWtd | Each | 1 | 1080 | None | 138 | 0.0178 | 8.9 | 10.3 | 0.000928 | 6.92 | 138 | 0.0178 | 8.9 | 10.3 | 0.000928 | 6.92 |  |  | 2 |  | RB-Appl-EffCW-med-ElecDHW-GasCDryer-Tier1-FrontSDGSFm2014CZ14rWtd
RB-Appl-EffCW-med-ElecDHW-GasCDryer-Tier1-Front | DEER2016 | D16v1 | 2015-05-14 08:05 | SDG | SFm | 2014 | CZ15 | rWtd | Each | 1 | 1080 | None | 123 | 0.0162 | 9.32 | 8.56 | 0.00112 | 6.87 | 123 | 0.0162 | 9.32 | 8.56 | 0.00112 | 6.87 |  |  | 2 |  | RB-Appl-EffCW-med-ElecDHW-GasCDryer-Tier1-FrontSDGSFm2014CZ15rWtd
RB-Appl-EffCW-med-ElecDHW-GasCDryer-Tier1-Front | DEER2016 | D16v1 | 2015-05-14 08:05 | SDG | SFm | Ex | CZ06 | rWtd | Each | 1 | 1090 | None | 136 | 0.0203 | 9.29 | 10.2 | 0.00979 | 6.48 | 136 | 0.0203 | 9.29 | 10.2 | 0.00979 | 6.48 |  |  | 2 |  | RB-Appl-EffCW-med-ElecDHW-GasCDryer-Tier1-FrontSDGSFmExCZ06rWtd
RB-Appl-EffCW-med-ElecDHW-GasCDryer-Tier1-Front | DEER2016 | D16v1 | 2015-05-14 08:05 | SDG | SFm | Ex | CZ07 | rWtd | Each | 1 | 932 | None | 134 | 0.0163 | 9.24 | 9.79 | -0.00808 | 6.58 | 134 | 0.0163 | 9.24 | 9.79 | -0.00808 | 6.58 |  |  | 2 |  | RB-Appl-EffCW-med-ElecDHW-GasCDryer-Tier1-FrontSDGSFmExCZ07rWtd
RB-Appl-EffCW-med-ElecDHW-GasCDryer-Tier1-Front | DEER2016 | D16v1 | 2015-05-14 08:05 | SDG | SFm | Ex | CZ08 | rWtd | Each | 1 | 1030 | None | 136 | 0.0192 | 9.26 | 12 | 0.00268 | 6.47 | 136 | 0.0192 | 9.26 | 12 | 0.00268 | 6.47 |  |  | 2 |  | RB-Appl-EffCW-med-ElecDHW-GasCDryer-Tier1-FrontSDGSFmExCZ08rWtd
RB-Appl-EffCW-med-ElecDHW-GasCDryer-Tier1-Front | DEER2016 | D16v1 | 2015-05-14 08:05 | SDG | SFm | Ex | CZ10 | rWtd | Each | 1 | 903 | None | 134 | 0.0189 | 9.13 | 11.1 | 0.00181 | 6.5 | 134 | 0.0189 | 9.13 | 11.1 | 0.00181 | 6.5 |  |  | 2 |  | RB-Appl-EffCW-med-ElecDHW-GasCDryer-Tier1-FrontSDGSFmExCZ10rWtd
RB-Appl-EffCW-med-ElecDHW-GasCDryer-Tier1-Front | DEER2016 | D16v1 | 2015-05-14 08:05 | SDG | SFm | Ex | CZ14 | rWtd | Each | 1 | 841 | None | 140 | 0.0189 | 8.81 | 13.4 | 0.00244 | 6.39 | 140 | 0.0189 | 8.81 | 13.4 | 0.00244 | 6.39 |  |  | 2 |  | RB-Appl-EffCW-med-ElecDHW-GasCDryer-Tier1-FrontSDGSFmExCZ14rWtd
RB-Appl-EffCW-med-ElecDHW-GasCDryer-Tier1-Front | DEER2016 | D16v1 | 2015-05-14 08:05 | SDG | SFm | Ex | CZ15 | rWtd | Each | 1 | 798 | None | 126 | 0.0173 | 9.23 | 14.7 | 0.00276 | 6.53 | 126 | 0.0173 | 9.23 | 14.7 | 0.00276 | 6.53 |  |  | 2 |  | RB-Appl-EffCW-med-ElecDHW-GasCDryer-Tier1-FrontSDGSFmExCZ15rWtd
RB-Appl-EffCW-med-ElecDHW-GasCDryer-Tier1-Front | DEER2016 | D16v1 | 2015-05-14 08:06 | SDG | SFm | Ex | IOU | rWtd | Each | 1 | 939 | None | 134 | 0.0175 | 9.21 | 10.3 | -0.00331 | 6.55 | 134 | 0.0175 | 9.21 | 10.3 | -0.00331 | 6.55 |  |  | 2 |  | RB-Appl-EffCW-med-ElecDHW-GasCDryer-Tier1-FrontSDGSFmExIOUrWtd
RB-Appl-EffCW-med-ElecDHW-GasCDryer-Tier1-Top | DEER2016 | D16v1 | 2015-05-16 | Any | DMo | MH00 | CZ01 | rDXGF | Each | 1 | 621 | None | 71.2 | 0.012 | 5.52 | 71.2 | 0.012 | 5.52 | 71.2 | 0.012 | 5.52 | 71.2 | 0.012 | 5.52 |  |  | 1 |  | RB-Appl-EffCW-med-ElecDHW-GasCDryer-Tier1-TopAnyDMoMH00CZ01rDXGF
RB-Appl-EffCW-med-ElecDHW-GasCDryer-Tier1-Top | DEER2016 | D16v1 | 2015-05-16 | Any | DMo | MH00 | CZ01 | rDXHP | Each | 1 | 621 | None | 53.5 | 0.00575 | 7.37 | 53.5 | 0.00575 | 7.37 | 53.5 | 0.00575 | 7.37 | 53.5 | 0.00575 | 7.37 |  |  | 1 |  | RB-Appl-EffCW-med-ElecDHW-GasCDryer-Tier1-TopAnyDMoMH00CZ01rDXHP
RB-Appl-EffCW-med-ElecDHW-GasCDryer-Tier1-Top | DEER2016 | D16v1 | 2015-05-16 | Any | DMo | MH00 | CZ01 | rNCEH | Each | 1 | 621 | None | 52.7 | 0.0096 | 7.37 | 52.7 | 0.0096 | 7.37 | 52.7 | 0.0096 | 7.37 | 52.7 | 0.0096 | 7.37 |  |  | 1 |  | RB-Appl-EffCW-med-ElecDHW-GasCDryer-Tier1-TopAnyDMoMH00CZ01rNCEH
RB-Appl-EffCW-med-ElecDHW-GasCDryer-Tier1-Top | DEER2016 | D16v1 | 2015-05-16 | Any | DMo | MH00 | CZ01 | rNCGF | Each | 1 | 621 | None | 69.4 | 0.00949 | 5.46 | 69.4 | 0.00949 | 5.46 | 69.4 | 0.00949 | 5.46 | 69.4 | 0.00949 | 5.46 |  |  | 1 |  | RB-Appl-EffCW-med-ElecDHW-GasCDryer-Tier1-TopAnyDMoMH00CZ01rNCGF
RB-Appl-EffCW-med-ElecDHW-GasCDryer-Tier1-Top | DEER2016 | D16v1 | 2015-05-16 | Any | DMo | MH00 | CZ02 | rDXGF | Each | 1 | 621 | None | 69.9 | 0.0156 | 5.45 | 69.9 | 0.0156 | 5.45 | 69.9 | 0.0156 | 5.45 | 69.9 | 0.0156 | 5.45 |  |  | 1 |  | RB-Appl-EffCW-med-ElecDHW-GasCDryer-Tier1-TopAnyDMoMH00CZ02rDXGF
RB-Appl-EffCW-med-ElecDHW-GasCDryer-Tier1-Top | DEER2016 | D16v1 | 2015-05-16 | Any | DMo | MH00 | CZ02 | rDXHP | Each | 1 | 621 | None | 56.6 | 0.0162 | 7.37 | 56.6 | 0.0162 | 7.37 | 56.6 | 0.0162 | 7.37 | 56.6 | 0.0162 | 7.37 |  |  | 1 |  | RB-Appl-EffCW-med-ElecDHW-GasCDryer-Tier1-TopAnyDMoMH00CZ02rDXHP
RB-Appl-EffCW-med-ElecDHW-GasCDryer-Tier1-Top | DEER2016 | D16v1 | 2015-05-16 | Any | DMo | MH00 | CZ02 | rNCEH | Each | 1 | 621 | None | 50.1 | 0.00919 | 7.37 | 50.1 | 0.00919 | 7.37 | 50.1 | 0.00919 | 7.37 | 50.1 | 0.00919 | 7.37 |  |  | 1 |  | RB-Appl-EffCW-med-ElecDHW-GasCDryer-Tier1-TopAnyDMoMH00CZ02rNCEH
RB-Appl-EffCW-med-ElecDHW-GasCDryer-Tier1-Top | DEER2016 | D16v1 | 2015-05-16 | Any | DMo | MH00 | CZ02 | rNCGF | Each | 1 | 621 | None | 66.6 | 0.0091 | 5.41 | 66.6 | 0.0091 | 5.41 | 66.6 | 0.0091 | 5.41 | 66.6 | 0.0091 | 5.41 |  |  | 1 |  | RB-Appl-EffCW-med-ElecDHW-GasCDryer-Tier1-TopAnyDMoMH00CZ02rNCGF
RB-Appl-EffCW-med-ElecDHW-GasCDryer-Tier1-Top | DEER2016 | D16v1 | 2015-05-16 | Any | DMo | MH00 | CZ03 | rDXGF | Each | 1 | 621 | None | 70 | 0.0132 | 5.44 | 70 | 0.0132 | 5.44 | 70 | 0.0132 | 5.44 | 70 | 0.0132 | 5.44 |  |  | 1 |  | RB-Appl-EffCW-med-ElecDHW-GasCDryer-Tier1-TopAnyDMoMH00CZ03rDXGF
RB-Appl-EffCW-med-ElecDHW-GasCDryer-Tier1-Top | DEER2016 | D16v1 | 2015-05-16 | Any | DMo | MH00 | CZ03 | rDXHP | Each | 1 | 621 | None | 56.4 | 0.0146 | 7.37 | 56.4 | 0.0146 | 7.37 | 56.4 | 0.0146 | 7.37 | 56.4 | 0.0146 | 7.37 |  |  | 1 |  | RB-Appl-EffCW-med-ElecDHW-GasCDryer-Tier1-TopAnyDMoMH00CZ03rDXHP
RB-Appl-EffCW-med-ElecDHW-GasCDryer-Tier1-Top | DEER2016 | D16v1 | 2015-05-16 | Any | DMo | MH00 | CZ03 | rNCEH | Each | 1 | 621 | None | 50.4 | 0.00926 | 7.37 | 50.4 | 0.00926 | 7.37 | 50.4 | 0.00926 | 7.37 | 50.4 | 0.00926 | 7.37 |  |  | 1 |  | RB-Appl-EffCW-med-ElecDHW-GasCDryer-Tier1-TopAnyDMoMH00CZ03rNCEH
RB-Appl-EffCW-med-ElecDHW-GasCDryer-Tier1-Top | DEER2016 | D16v1 | 2015-05-16 | Any | DMo | MH00 | CZ03 | rNCGF | Each | 1 | 621 | None | 66.6 | 0.00873 | 5.44 | 66.6 | 0.00873 | 5.44 | 66.6 | 0.00873 | 5.44 | 66.6 | 0.00873 | 5.44 |  |  | 1 |  | RB-Appl-EffCW-med-ElecDHW-GasCDryer-Tier1-TopAnyDMoMH00CZ03rNCGF
RB-Appl-EffCW-med-ElecDHW-GasCDryer-Tier1-Top | DEER2016 | D16v1 | 2015-05-16 | Any | DMo | MH00 | CZ04 | rDXGF | Each | 1 | 621 | None | 75.9 | 0.0138 | 5.85 | 75.9 | 0.0138 | 5.85 | 75.9 | 0.0138 | 5.85 | 75.9 | 0.0138 | 5.85 |  |  | 1 |  | RB-Appl-EffCW-med-ElecDHW-GasCDryer-Tier1-TopAnyDMoMH00CZ04rDXGF
RB-Appl-EffCW-med-ElecDHW-GasCDryer-Tier1-Top | DEER2016 | D16v1 | 2015-05-16 | Any | DMo | MH00 | CZ04 | rDXHP | Each | 1 | 621 | None | 65 | 0.014 | 7.37 | 65 | 0.014 | 7.37 | 65 | 0.014 | 7.37 | 65 | 0.014 | 7.37 |  |  | 1 |  | RB-Appl-EffCW-med-ElecDHW-GasCDryer-Tier1-TopAnyDMoMH00CZ04rDXHP
RB-Appl-EffCW-med-ElecDHW-GasCDryer-Tier1-Top | DEER2016 | D16v1 | 2015-05-16 | Any | DMo | MH00 | CZ04 | rNCEH | Each | 1 | 621 | None | 52.8 | 0.00892 | 7.37 | 52.8 | 0.00892 | 7.37 | 52.8 | 0.00892 | 7.37 | 52.8 | 0.00892 | 7.37 |  |  | 1 |  | RB-Appl-EffCW-med-ElecDHW-GasCDryer-Tier1-TopAnyDMoMH00CZ04rNCEH
RB-Appl-EffCW-med-ElecDHW-GasCDryer-Tier1-Top | DEER2016 | D16v1 | 2015-05-16 | Any | DMo | MH00 | CZ04 | rNCGF | Each | 1 | 621 | None | 65.8 | 0.00894 | 5.78 | 65.8 | 0.00894 | 5.78 | 65.8 | 0.00894 | 5.78 | 65.8 | 0.00894 | 5.78 |  |  | 1 |  | RB-Appl-EffCW-med-ElecDHW-GasCDryer-Tier1-TopAnyDMoMH00CZ04rNCGF
RB-Appl-EffCW-med-ElecDHW-GasCDryer-Tier1-Top | DEER2016 | D16v1 | 2015-05-16 | Any | DMo | MH00 | CZ05 | rDXGF | Each | 1 | 621 | None | 69.6 | 0.0119 | 5.22 | 69.6 | 0.0119 | 5.22 | 69.6 | 0.0119 | 5.22 | 69.6 | 0.0119 | 5.22 |  |  | 1 |  | RB-Appl-EffCW-med-ElecDHW-GasCDryer-Tier1-TopAnyDMoMH00CZ05rDXGF
RB-Appl-EffCW-med-ElecDHW-GasCDryer-Tier1-Top | DEER2016 | D16v1 | 2015-05-16 | Any | DMo | MH00 | CZ05 | rDXHP | Each | 1 | 621 | None | 52 | 0.0123 | 7.37 | 52 | 0.0123 | 7.37 | 52 | 0.0123 | 7.37 | 52 | 0.0123 | 7.37 |  |  | 1 |  | RB-Appl-EffCW-med-ElecDHW-GasCDryer-Tier1-TopAnyDMoMH00CZ05rDXHP
RB-Appl-EffCW-med-ElecDHW-GasCDryer-Tier1-Top | DEER2016 | D16v1 | 2015-05-16 | Any | DMo | MH00 | CZ05 | rNCEH | Each | 1 | 621 | None | 46.8 | 0.00929 | 7.37 | 46.8 | 0.00929 | 7.37 | 46.8 | 0.00929 | 7.37 | 46.8 | 0.00929 | 7.37 |  |  | 1 |  | RB-Appl-EffCW-med-ElecDHW-GasCDryer-Tier1-TopAnyDMoMH00CZ05rNCEH
RB-Appl-EffCW-med-ElecDHW-GasCDryer-Tier1-Top | DEER2016 | D16v1 | 2015-05-16 | Any | DMo | MH00 | CZ05 | rNCGF | Each | 1 | 621 | None | 67 | 0.0101 | 5.13 | 67 | 0.0101 | 5.13 | 67 | 0.0101 | 5.13 | 67 | 0.0101 | 5.13 |  |  | 1 |  | RB-Appl-EffCW-med-ElecDHW-GasCDryer-Tier1-TopAnyDMoMH00CZ05rNCGF
RB-Appl-EffCW-med-ElecDHW-GasCDryer-Tier1-Top | DEER2016 | D16v1 | 2015-05-16 | Any | DMo | MH00 | CZ06 | rDXGF | Each | 1 | 621 | None | 77.3 | 0.0133 | 6.17 | 77.3 | 0.0133 | 6.17 | 77.3 | 0.0133 | 6.17 | 77.3 | 0.0133 | 6.17 |  |  | 1 |  | RB-Appl-EffCW-med-ElecDHW-GasCDryer-Tier1-TopAnyDMoMH00CZ06rDXGF
RB-Appl-EffCW-med-ElecDHW-GasCDryer-Tier1-Top | DEER2016 | D16v1 | 2015-05-16 | Any | DMo | MH00 | CZ06 | rDXHP | Each | 1 | 621 | None | 66.7 | 0.0137 | 7.37 | 66.7 | 0.0137 | 7.37 | 66.7 | 0.0137 | 7.37 | 66.7 | 0.0137 | 7.37 |  |  | 1 |  | RB-Appl-EffCW-med-ElecDHW-GasCDryer-Tier1-TopAnyDMoMH00CZ06rDXHP
RB-Appl-EffCW-med-ElecDHW-GasCDryer-Tier1-Top | DEER2016 | D16v1 | 2015-05-16 | Any | DMo | MH00 | CZ06 | rNCEH | Each | 1 | 621 | None | 53.6 | 0.00887 | 7.37 | 53.6 | 0.00887 | 7.37 | 53.6 | 0.00887 | 7.37 | 53.6 | 0.00887 | 7.37 |  |  | 1 |  | RB-Appl-EffCW-med-ElecDHW-GasCDryer-Tier1-TopAnyDMoMH00CZ06rNCEH
RB-Appl-EffCW-med-ElecDHW-GasCDryer-Tier1-Top | DEER2016 | D16v1 | 2015-05-16 | Any | DMo | MH00 | CZ06 | rNCGF | Each | 1 | 621 | None | 64.8 | 0.00791 | 6.03 | 64.8 | 0.00791 | 6.03 | 64.8 | 0.00791 | 6.03 | 64.8 | 0.00791 | 6.03 |  |  | 1 |  | RB-Appl-EffCW-med-ElecDHW-GasCDryer-Tier1-TopAnyDMoMH00CZ06rNCGF
RB-Appl-EffCW-med-ElecDHW-GasCDryer-Tier1-Top | DEER2016 | D16v1 | 2015-05-16 | Any | DMo | MH00 | CZ07 | rDXGF | Each | 1 | 621 | None | 74.5 | 0.0265 | 6.18 | 74.5 | 0.0265 | 6.18 | 74.5 | 0.0265 | 6.18 | 74.5 | 0.0265 | 6.18 |  |  | 1 |  | RB-Appl-EffCW-med-ElecDHW-GasCDryer-Tier1-TopAnyDMoMH00CZ07rDXGF
RB-Appl-EffCW-med-ElecDHW-GasCDryer-Tier1-Top | DEER2016 | D16v1 | 2015-05-16 | Any | DMo | MH00 | CZ07 | rDXHP | Each | 1 | 621 | None | 68.7 | 0.0485 | 7.37 | 68.7 | 0.0485 | 7.37 | 68.7 | 0.0485 | 7.37 | 68.7 | 0.0485 | 7.37 |  |  | 1 |  | RB-Appl-EffCW-med-ElecDHW-GasCDryer-Tier1-TopAnyDMoMH00CZ07rDXHP
RB-Appl-EffCW-med-ElecDHW-GasCDryer-Tier1-Top | DEER2016 | D16v1 | 2015-05-16 | Any | DMo | MH00 | CZ07 | rNCEH | Each | 1 | 621 | None | 54.3 | 0.00887 | 7.37 | 54.3 | 0.00887 | 7.37 | 54.3 | 0.00887 | 7.37 | 54.3 | 0.00887 | 7.37 |  |  | 1 |  | RB-Appl-EffCW-med-ElecDHW-GasCDryer-Tier1-TopAnyDMoMH00CZ07rNCEH
RB-Appl-EffCW-med-ElecDHW-GasCDryer-Tier1-Top | DEER2016 | D16v1 | 2015-05-16 | Any | DMo | MH00 | CZ07 | rNCGF | Each | 1 | 621 | None | 64.6 | 0.00877 | 6.08 | 64.6 | 0.00877 | 6.08 | 64.6 | 0.00877 | 6.08 | 64.6 | 0.00877 | 6.08 |  |  | 1 |  | RB-Appl-EffCW-med-ElecDHW-GasCDryer-Tier1-TopAnyDMoMH00CZ07rNCGF
RB-Appl-EffCW-med-ElecDHW-GasCDryer-Tier1-Top | DEER2016 | D16v1 | 2015-05-16 | Any | DMo | MH00 | CZ08 | rDXGF | Each | 1 | 621 | None | 76.4 | 0.0126 | 6.19 | 76.4 | 0.0126 | 6.19 | 76.4 | 0.0126 | 6.19 | 76.4 | 0.0126 | 6.19 |  |  | 1 |  | RB-Appl-EffCW-med-ElecDHW-GasCDryer-Tier1-TopAnyDMoMH00CZ08rDXGF
RB-Appl-EffCW-med-ElecDHW-GasCDryer-Tier1-Top | DEER2016 | D16v1 | 2015-05-16 | Any | DMo | MH00 | CZ08 | rDXHP | Each | 1 | 621 | None | 62.3 | 0.0145 | 7.37 | 62.3 | 0.0145 | 7.37 | 62.3 | 0.0145 | 7.37 | 62.3 | 0.0145 | 7.37 |  |  | 1 |  | RB-Appl-EffCW-med-ElecDHW-GasCDryer-Tier1-TopAnyDMoMH00CZ08rDXHP
RB-Appl-EffCW-med-ElecDHW-GasCDryer-Tier1-Top | DEER2016 | D16v1 | 2015-05-16 | Any | DMo | MH00 | CZ08 | rNCEH | Each | 1 | 621 | None | 53.5 | 0.00873 | 7.37 | 53.5 | 0.00873 | 7.37 | 53.5 | 0.00873 | 7.37 | 53.5 | 0.00873 | 7.37 |  |  | 1 |  | RB-Appl-EffCW-med-ElecDHW-GasCDryer-Tier1-TopAnyDMoMH00CZ08rNCEH
RB-Appl-EffCW-med-ElecDHW-GasCDryer-Tier1-Top | DEER2016 | D16v1 | 2015-05-16 | Any | DMo | MH00 | CZ08 | rNCGF | Each | 1 | 621 | None | 64.1 | 0.0088 | 6.1 | 64.1 | 0.0088 | 6.1 | 64.1 | 0.0088 | 6.1 | 64.1 | 0.0088 | 6.1 |  |  | 1 |  | RB-Appl-EffCW-med-ElecDHW-GasCDryer-Tier1-TopAnyDMoMH00CZ08rNCGF
RB-Appl-EffCW-med-ElecDHW-GasCDryer-Tier1-Top | DEER2016 | D16v1 | 2015-05-16 | Any | DMo | MH00 | CZ09 | rDXGF | Each | 1 | 621 | None | 78.3 | 0.0133 | 6.08 | 78.3 | 0.0133 | 6.08 | 78.3 | 0.0133 | 6.08 | 78.3 | 0.0133 | 6.08 |  |  | 1 |  | RB-Appl-EffCW-med-ElecDHW-GasCDryer-Tier1-TopAnyDMoMH00CZ09rDXGF
RB-Appl-EffCW-med-ElecDHW-GasCDryer-Tier1-Top | DEER2016 | D16v1 | 2015-05-16 | Any | DMo | MH00 | CZ09 | rDXHP | Each | 1 | 621 | None | 69.6 | 0.0132 | 7.37 | 69.6 | 0.0132 | 7.37 | 69.6 | 0.0132 | 7.37 | 69.6 | 0.0132 | 7.37 |  |  | 1 |  | RB-Appl-EffCW-med-ElecDHW-GasCDryer-Tier1-TopAnyDMoMH00CZ09rDXHP
RB-Appl-EffCW-med-ElecDHW-GasCDryer-Tier1-Top | DEER2016 | D16v1 | 2015-05-16 | Any | DMo | MH00 | CZ09 | rNCEH | Each | 1 | 621 | None | 52.4 | 0.00867 | 7.37 | 52.4 | 0.00867 | 7.37 | 52.4 | 0.00867 | 7.37 | 52.4 | 0.00867 | 7.37 |  |  | 1 |  | RB-Appl-EffCW-med-ElecDHW-GasCDryer-Tier1-TopAnyDMoMH00CZ09rNCEH
RB-Appl-EffCW-med-ElecDHW-GasCDryer-Tier1-Top | DEER2016 | D16v1 | 2015-05-16 | Any | DMo | MH00 | CZ09 | rNCGF | Each | 1 | 621 | None | 64 | 0.00912 | 6.03 | 64 | 0.00912 | 6.03 | 64 | 0.00912 | 6.03 | 64 | 0.00912 | 6.03 |  |  | 1 |  | RB-Appl-EffCW-med-ElecDHW-GasCDryer-Tier1-TopAnyDMoMH00CZ09rNCGF
RB-Appl-EffCW-med-ElecDHW-GasCDryer-Tier1-Top | DEER2016 | D16v1 | 2015-05-16 | Any | DMo | MH00 | CZ10 | rDXGF | Each | 1 | 621 | None | 77.6 | 0.0137 | 6.14 | 77.6 | 0.0137 | 6.14 | 77.6 | 0.0137 | 6.14 | 77.6 | 0.0137 | 6.14 |  |  | 1 |  | RB-Appl-EffCW-med-ElecDHW-GasCDryer-Tier1-TopAnyDMoMH00CZ10rDXGF
RB-Appl-EffCW-med-ElecDHW-GasCDryer-Tier1-Top | DEER2016 | D16v1 | 2015-05-16 | Any | DMo | MH00 | CZ10 | rDXHP | Each | 1 | 621 | None | 68.4 | 0.0138 | 7.37 | 68.4 | 0.0138 | 7.37 | 68.4 | 0.0138 | 7.37 | 68.4 | 0.0138 | 7.37 |  |  | 1 |  | RB-Appl-EffCW-med-ElecDHW-GasCDryer-Tier1-TopAnyDMoMH00CZ10rDXHP
RB-Appl-EffCW-med-ElecDHW-GasCDryer-Tier1-Top | DEER2016 | D16v1 | 2015-05-16 | Any | DMo | MH00 | CZ10 | rNCEH | Each | 1 | 621 | None | 52 | 0.00859 | 7.37 | 52 | 0.00859 | 7.37 | 52 | 0.00859 | 7.37 | 52 | 0.00859 | 7.37 |  |  | 1 |  | RB-Appl-EffCW-med-ElecDHW-GasCDryer-Tier1-TopAnyDMoMH00CZ10rNCEH
RB-Appl-EffCW-med-ElecDHW-GasCDryer-Tier1-Top | DEER2016 | D16v1 | 2015-05-16 | Any | DMo | MH00 | CZ10 | rNCGF | Each | 1 | 621 | None | 63.8 | 0.0083 | 6.04 | 63.8 | 0.0083 | 6.04 | 63.8 | 0.0083 | 6.04 | 63.8 | 0.0083 | 6.04 |  |  | 1 |  | RB-Appl-EffCW-med-ElecDHW-GasCDryer-Tier1-TopAnyDMoMH00CZ10rNCGF
RB-Appl-EffCW-med-ElecDHW-GasCDryer-Tier1-Top | DEER2016 | D16v1 | 2015-05-16 | Any | DMo | MH00 | CZ11 | rDXGF | Each | 1 | 621 | None | 76.2 | 0.0122 | 5.62 | 76.2 | 0.0122 | 5.62 | 76.2 | 0.0122 | 5.62 | 76.2 | 0.0122 | 5.62 |  |  | 1 |  | RB-Appl-EffCW-med-ElecDHW-GasCDryer-Tier1-TopAnyDMoMH00CZ11rDXGF
RB-Appl-EffCW-med-ElecDHW-GasCDryer-Tier1-Top | DEER2016 | D16v1 | 2015-05-16 | Any | DMo | MH00 | CZ11 | rDXHP | Each | 1 | 621 | None | 60.8 | 0.0137 | 7.37 | 60.8 | 0.0137 | 7.37 | 60.8 | 0.0137 | 7.37 | 60.8 | 0.0137 | 7.37 |  |  | 1 |  | RB-Appl-EffCW-med-ElecDHW-GasCDryer-Tier1-TopAnyDMoMH00CZ11rDXHP
RB-Appl-EffCW-med-ElecDHW-GasCDryer-Tier1-Top | DEER2016 | D16v1 | 2015-05-16 | Any | DMo | MH00 | CZ11 | rNCEH | Each | 1 | 621 | None | 47.9 | 0.00858 | 7.37 | 47.9 | 0.00858 | 7.37 | 47.9 | 0.00858 | 7.37 | 47.9 | 0.00858 | 7.37 |  |  | 1 |  | RB-Appl-EffCW-med-ElecDHW-GasCDryer-Tier1-TopAnyDMoMH00CZ11rNCEH
RB-Appl-EffCW-med-ElecDHW-GasCDryer-Tier1-Top | DEER2016 | D16v1 | 2015-05-16 | Any | DMo | MH00 | CZ11 | rNCGF | Each | 1 | 621 | None | 63.9 | 0.00864 | 5.59 | 63.9 | 0.00864 | 5.59 | 63.9 | 0.00864 | 5.59 | 63.9 | 0.00864 | 5.59 |  |  | 1 |  | RB-Appl-EffCW-med-ElecDHW-GasCDryer-Tier1-TopAnyDMoMH00CZ11rNCGF
RB-Appl-EffCW-med-ElecDHW-GasCDryer-Tier1-Top | DEER2016 | D16v1 | 2015-05-16 | Any | DMo | MH00 | CZ12 | rDXGF | Each | 1 | 621 | None | 76.6 | 0.0139 | 5.56 | 76.6 | 0.0139 | 5.56 | 76.6 | 0.0139 | 5.56 | 76.6 | 0.0139 | 5.56 |  |  | 1 |  | RB-Appl-EffCW-med-ElecDHW-GasCDryer-Tier1-TopAnyDMoMH00CZ12rDXGF
RB-Appl-EffCW-med-ElecDHW-GasCDryer-Tier1-Top | DEER2016 | D16v1 | 2015-05-16 | Any | DMo | MH00 | CZ12 | rDXHP | Each | 1 | 621 | None | 60.6 | 0.0136 | 7.37 | 60.6 | 0.0136 | 7.37 | 60.6 | 0.0136 | 7.37 | 60.6 | 0.0136 | 7.37 |  |  | 1 |  | RB-Appl-EffCW-med-ElecDHW-GasCDryer-Tier1-TopAnyDMoMH00CZ12rDXHP
RB-Appl-EffCW-med-ElecDHW-GasCDryer-Tier1-Top | DEER2016 | D16v1 | 2015-05-16 | Any | DMo | MH00 | CZ12 | rNCEH | Each | 1 | 621 | None | 48.8 | 0.00886 | 7.37 | 48.8 | 0.00886 | 7.37 | 48.8 | 0.00886 | 7.37 | 48.8 | 0.00886 | 7.37 |  |  | 1 |  | RB-Appl-EffCW-med-ElecDHW-GasCDryer-Tier1-TopAnyDMoMH00CZ12rNCEH
RB-Appl-EffCW-med-ElecDHW-GasCDryer-Tier1-Top | DEER2016 | D16v1 | 2015-05-16 | Any | DMo | MH00 | CZ12 | rNCGF | Each | 1 | 621 | None | 64.9 | 0.00874 | 5.57 | 64.9 | 0.00874 | 5.57 | 64.9 | 0.00874 | 5.57 | 64.9 | 0.00874 | 5.57 |  |  | 1 |  | RB-Appl-EffCW-med-ElecDHW-GasCDryer-Tier1-TopAnyDMoMH00CZ12rNCGF
RB-Appl-EffCW-med-ElecDHW-GasCDryer-Tier1-Top | DEER2016 | D16v1 | 2015-05-16 | Any | DMo | MH00 | CZ13 | rDXGF | Each | 1 | 621 | None | 77.3 | 0.0135 | 5.66 | 77.3 | 0.0135 | 5.66 | 77.3 | 0.0135 | 5.66 | 77.3 | 0.0135 | 5.66 |  |  | 1 |  | RB-Appl-EffCW-med-ElecDHW-GasCDryer-Tier1-TopAnyDMoMH00CZ13rDXGF
RB-Appl-EffCW-med-ElecDHW-GasCDryer-Tier1-Top | DEER2016 | D16v1 | 2015-05-16 | Any | DMo | MH00 | CZ13 | rDXHP | Each | 1 | 621 | None | 61.9 | 0.0138 | 7.37 | 61.9 | 0.0138 | 7.37 | 61.9 | 0.0138 | 7.37 | 61.9 | 0.0138 | 7.37 |  |  | 1 |  | RB-Appl-EffCW-med-ElecDHW-GasCDryer-Tier1-TopAnyDMoMH00CZ13rDXHP
RB-Appl-EffCW-med-ElecDHW-GasCDryer-Tier1-Top | DEER2016 | D16v1 | 2015-05-16 | Any | DMo | MH00 | CZ13 | rNCEH | Each | 1 | 621 | None | 47.4 | 0.00854 | 7.37 | 47.4 | 0.00854 | 7.37 | 47.4 | 0.00854 | 7.37 | 47.4 | 0.00854 | 7.37 |  |  | 1 |  | RB-Appl-EffCW-med-ElecDHW-GasCDryer-Tier1-TopAnyDMoMH00CZ13rNCEH
RB-Appl-EffCW-med-ElecDHW-GasCDryer-Tier1-Top | DEER2016 | D16v1 | 2015-05-16 | Any | DMo | MH00 | CZ13 | rNCGF | Each | 1 | 621 | None | 63.5 | 0.00844 | 5.61 | 63.5 | 0.00844 | 5.61 | 63.5 | 0.00844 | 5.61 | 63.5 | 0.00844 | 5.61 |  |  | 1 |  | RB-Appl-EffCW-med-ElecDHW-GasCDryer-Tier1-TopAnyDMoMH00CZ13rNCGF
RB-Appl-EffCW-med-ElecDHW-GasCDryer-Tier1-Top | DEER2016 | D16v1 | 2015-05-16 | Any | DMo | MH00 | CZ14 | rDXGF | Each | 1 | 621 | None | 79.1 | 0.0137 | 5.81 | 79.1 | 0.0137 | 5.81 | 79.1 | 0.0137 | 5.81 | 79.1 | 0.0137 | 5.81 |  |  | 1 |  | RB-Appl-EffCW-med-ElecDHW-GasCDryer-Tier1-TopAnyDMoMH00CZ14rDXGF
RB-Appl-EffCW-med-ElecDHW-GasCDryer-Tier1-Top | DEER2016 | D16v1 | 2015-05-16 | Any | DMo | MH00 | CZ14 | rDXHP | Each | 1 | 621 | None | 66.2 | 0.0135 | 7.37 | 66.2 | 0.0135 | 7.37 | 66.2 | 0.0135 | 7.37 | 66.2 | 0.0135 | 7.37 |  |  | 1 |  | RB-Appl-EffCW-med-ElecDHW-GasCDryer-Tier1-TopAnyDMoMH00CZ14rDXHP
RB-Appl-EffCW-med-ElecDHW-GasCDryer-Tier1-Top | DEER2016 | D16v1 | 2015-05-16 | Any | DMo | MH00 | CZ14 | rNCEH | Each | 1 | 621 | None | 50 | 0.00841 | 7.37 | 50 | 0.00841 | 7.37 | 50 | 0.00841 | 7.37 | 50 | 0.00841 | 7.37 |  |  | 1 |  | RB-Appl-EffCW-med-ElecDHW-GasCDryer-Tier1-TopAnyDMoMH00CZ14rNCEH
RB-Appl-EffCW-med-ElecDHW-GasCDryer-Tier1-Top | DEER2016 | D16v1 | 2015-05-16 | Any | DMo | MH00 | CZ14 | rNCGF | Each | 1 | 621 | None | 64.3 | 0.00826 | 5.78 | 64.3 | 0.00826 | 5.78 | 64.3 | 0.00826 | 5.78 | 64.3 | 0.00826 | 5.78 |  |  | 1 |  | RB-Appl-EffCW-med-ElecDHW-GasCDryer-Tier1-TopAnyDMoMH00CZ14rNCGF
RB-Appl-EffCW-med-ElecDHW-GasCDryer-Tier1-Top | DEER2016 | D16v1 | 2015-05-16 | Any | DMo | MH00 | CZ15 | rDXGF | Each | 1 | 621 | None | 81.2 | 0.0112 | 6.42 | 81.2 | 0.0112 | 6.42 | 81.2 | 0.0112 | 6.42 | 81.2 | 0.0112 | 6.42 |  |  | 1 |  | RB-Appl-EffCW-med-ElecDHW-GasCDryer-Tier1-TopAnyDMoMH00CZ15rDXGF
RB-Appl-EffCW-med-ElecDHW-GasCDryer-Tier1-Top | DEER2016 | D16v1 | 2015-05-16 | Any | DMo | MH00 | CZ15 | rDXHP | Each | 1 | 621 | None | 73.6 | 0.0112 | 7.37 | 73.6 | 0.0112 | 7.37 | 73.6 | 0.0112 | 7.37 | 73.6 | 0.0112 | 7.37 |  |  | 1 |  | RB-Appl-EffCW-med-ElecDHW-GasCDryer-Tier1-TopAnyDMoMH00CZ15rDXHP
RB-Appl-EffCW-med-ElecDHW-GasCDryer-Tier1-Top | DEER2016 | D16v1 | 2015-05-16 | Any | DMo | MH00 | CZ15 | rNCEH | Each | 1 | 621 | None | 50.1 | 0.00764 | 7.37 | 50.1 | 0.00764 | 7.37 | 50.1 | 0.00764 | 7.37 | 50.1 | 0.00764 | 7.37 |  |  | 1 |  | RB-Appl-EffCW-med-ElecDHW-GasCDryer-Tier1-TopAnyDMoMH00CZ15rNCEH
RB-Appl-EffCW-med-ElecDHW-GasCDryer-Tier1-Top | DEER2016 | D16v1 | 2015-05-16 | Any | DMo | MH00 | CZ15 | rNCGF | Each | 1 | 621 | None | 58.9 | 0.00766 | 6.38 | 58.9 | 0.00766 | 6.38 | 58.9 | 0.00766 | 6.38 | 58.9 | 0.00766 | 6.38 |  |  | 1 |  | RB-Appl-EffCW-med-ElecDHW-GasCDryer-Tier1-TopAnyDMoMH00CZ15rNCGF
RB-Appl-EffCW-med-ElecDHW-GasCDryer-Tier1-Top | DEER2016 | D16v1 | 2015-05-16 | Any | DMo | MH00 | CZ16 | rDXGF | Each | 1 | 621 | None | 80.4 | 0.0136 | 5.58 | 80.4 | 0.0136 | 5.58 | 80.4 | 0.0136 | 5.58 | 80.4 | 0.0136 | 5.58 |  |  | 1 |  | RB-Appl-EffCW-med-ElecDHW-GasCDryer-Tier1-TopAnyDMoMH00CZ16rDXGF
RB-Appl-EffCW-med-ElecDHW-GasCDryer-Tier1-Top | DEER2016 | D16v1 | 2015-05-16 | Any | DMo | MH00 | CZ16 | rDXHP | Each | 1 | 621 | None | 56.2 | 0.0141 | 7.37 | 56.2 | 0.0141 | 7.37 | 56.2 | 0.0141 | 7.37 | 56.2 | 0.0141 | 7.37 |  |  | 1 |  | RB-Appl-EffCW-med-ElecDHW-GasCDryer-Tier1-TopAnyDMoMH00CZ16rDXHP
RB-Appl-EffCW-med-ElecDHW-GasCDryer-Tier1-Top | DEER2016 | D16v1 | 2015-05-16 | Any | DMo | MH00 | CZ16 | rNCEH | Each | 1 | 621 | None | 53.8 | 0.00936 | 7.37 | 53.8 | 0.00936 | 7.37 | 53.8 | 0.00936 | 7.37 | 53.8 | 0.00936 | 7.37 |  |  | 1 |  | RB-Appl-EffCW-med-ElecDHW-GasCDryer-Tier1-TopAnyDMoMH00CZ16rNCEH
RB-Appl-EffCW-med-ElecDHW-GasCDryer-Tier1-Top | DEER2016 | D16v1 | 2015-05-16 | Any | DMo | MH00 | CZ16 | rNCGF | Each | 1 | 621 | None | 69.2 | 0.0093 | 5.59 | 69.2 | 0.0093 | 5.59 | 69.2 | 0.0093 | 5.59 | 69.2 | 0.0093 | 5.59 |  |  | 1 |  | RB-Appl-EffCW-med-ElecDHW-GasCDryer-Tier1-TopAnyDMoMH00CZ16rNCGF
RB-Appl-EffCW-med-ElecDHW-GasCDryer-Tier1-Top | DEER2016 | D16v1 | 2015-05-16 | Any | DMo | MH06 | CZ01 | rDXGF | Each | 1 | 621 | None | 70.2 | 0.0104 | 5.42 | 70.2 | 0.0104 | 5.42 | 70.2 | 0.0104 | 5.42 | 70.2 | 0.0104 | 5.42 |  |  | 1 |  | RB-Appl-EffCW-med-ElecDHW-GasCDryer-Tier1-TopAnyDMoMH06CZ01rDXGF
RB-Appl-EffCW-med-ElecDHW-GasCDryer-Tier1-Top | DEER2016 | D16v1 | 2015-05-16 | Any | DMo | MH06 | CZ01 | rDXHP | Each | 1 | 621 | None | 56 | 0.00936 | 7.37 | 56 | 0.00936 | 7.37 | 56 | 0.00936 | 7.37 | 56 | 0.00936 | 7.37 |  |  | 1 |  | RB-Appl-EffCW-med-ElecDHW-GasCDryer-Tier1-TopAnyDMoMH06CZ01rDXHP
RB-Appl-EffCW-med-ElecDHW-GasCDryer-Tier1-Top | DEER2016 | D16v1 | 2015-05-16 | Any | DMo | MH06 | CZ01 | rNCEH | Each | 1 | 621 | None | 51.3 | 0.0096 | 7.37 | 51.3 | 0.0096 | 7.37 | 51.3 | 0.0096 | 7.37 | 51.3 | 0.0096 | 7.37 |  |  | 1 |  | RB-Appl-EffCW-med-ElecDHW-GasCDryer-Tier1-TopAnyDMoMH06CZ01rNCEH
RB-Appl-EffCW-med-ElecDHW-GasCDryer-Tier1-Top | DEER2016 | D16v1 | 2015-05-16 | Any | DMo | MH06 | CZ01 | rNCGF | Each | 1 | 621 | None | 69.3 | 0.00946 | 5.36 | 69.3 | 0.00946 | 5.36 | 69.3 | 0.00946 | 5.36 | 69.3 | 0.00946 | 5.36 |  |  | 1 |  | RB-Appl-EffCW-med-ElecDHW-GasCDryer-Tier1-TopAnyDMoMH06CZ01rNCGF
RB-Appl-EffCW-med-ElecDHW-GasCDryer-Tier1-Top | DEER2016 | D16v1 | 2015-05-16 | Any | DMo | MH06 | CZ02 | rDXGF | Each | 1 | 621 | None | 73.9 | 0.0133 | 5.27 | 73.9 | 0.0133 | 5.27 | 73.9 | 0.0133 | 5.27 | 73.9 | 0.0133 | 5.27 |  |  | 1 |  | RB-Appl-EffCW-med-ElecDHW-GasCDryer-Tier1-TopAnyDMoMH06CZ02rDXGF
RB-Appl-EffCW-med-ElecDHW-GasCDryer-Tier1-Top | DEER2016 | D16v1 | 2015-05-16 | Any | DMo | MH06 | CZ02 | rDXHP | Each | 1 | 621 | None | 56 | 0.0139 | 7.37 | 56 | 0.0139 | 7.37 | 56 | 0.0139 | 7.37 | 56 | 0.0139 | 7.37 |  |  | 1 |  | RB-Appl-EffCW-med-ElecDHW-GasCDryer-Tier1-TopAnyDMoMH06CZ02rDXHP
RB-Appl-EffCW-med-ElecDHW-GasCDryer-Tier1-Top | DEER2016 | D16v1 | 2015-05-16 | Any | DMo | MH06 | CZ02 | rNCEH | Each | 1 | 621 | None | 47.5 | 0.00919 | 7.37 | 47.5 | 0.00919 | 7.37 | 47.5 | 0.00919 | 7.37 | 47.5 | 0.00919 | 7.37 |  |  | 1 |  | RB-Appl-EffCW-med-ElecDHW-GasCDryer-Tier1-TopAnyDMoMH06CZ02rNCEH
RB-Appl-EffCW-med-ElecDHW-GasCDryer-Tier1-Top | DEER2016 | D16v1 | 2015-05-16 | Any | DMo | MH06 | CZ02 | rNCGF | Each | 1 | 621 | None | 66.3 | 0.00912 | 5.23 | 66.3 | 0.00912 | 5.23 | 66.3 | 0.00912 | 5.23 | 66.3 | 0.00912 | 5.23 |  |  | 1 |  | RB-Appl-EffCW-med-ElecDHW-GasCDryer-Tier1-TopAnyDMoMH06CZ02rNCGF
RB-Appl-EffCW-med-ElecDHW-GasCDryer-Tier1-Top | DEER2016 | D16v1 | 2015-05-16 | Any | DMo | MH06 | CZ03 | rDXGF | Each | 1 | 621 | None | 66.4 | 0.0159 | 5.14 | 66.4 | 0.0159 | 5.14 | 66.4 | 0.0159 | 5.14 | 66.4 | 0.0159 | 5.14 |  |  | 1 |  | RB-Appl-EffCW-med-ElecDHW-GasCDryer-Tier1-TopAnyDMoMH06CZ03rDXGF
RB-Appl-EffCW-med-ElecDHW-GasCDryer-Tier1-Top | DEER2016 | D16v1 | 2015-05-16 | Any | DMo | MH06 | CZ03 | rDXHP | Each | 1 | 621 | None | 52.4 | 0.00837 | 7.37 | 52.4 | 0.00837 | 7.37 | 52.4 | 0.00837 | 7.37 | 52.4 | 0.00837 | 7.37 |  |  | 1 |  | RB-Appl-EffCW-med-ElecDHW-GasCDryer-Tier1-TopAnyDMoMH06CZ03rDXHP
RB-Appl-EffCW-med-ElecDHW-GasCDryer-Tier1-Top | DEER2016 | D16v1 | 2015-05-16 | Any | DMo | MH06 | CZ03 | rNCEH | Each | 1 | 621 | None | 48.2 | 0.00926 | 7.37 | 48.2 | 0.00926 | 7.37 | 48.2 | 0.00926 | 7.37 | 48.2 | 0.00926 | 7.37 |  |  | 1 |  | RB-Appl-EffCW-med-ElecDHW-GasCDryer-Tier1-TopAnyDMoMH06CZ03rNCEH
RB-Appl-EffCW-med-ElecDHW-GasCDryer-Tier1-Top | DEER2016 | D16v1 | 2015-05-16 | Any | DMo | MH06 | CZ03 | rNCGF | Each | 1 | 621 | None | 66.4 | 0.00897 | 5.09 | 66.4 | 0.00897 | 5.09 | 66.4 | 0.00897 | 5.09 | 66.4 | 0.00897 | 5.09 |  |  | 1 |  | RB-Appl-EffCW-med-ElecDHW-GasCDryer-Tier1-TopAnyDMoMH06CZ03rNCGF
RB-Appl-EffCW-med-ElecDHW-GasCDryer-Tier1-Top | DEER2016 | D16v1 | 2015-05-16 | Any | DMo | MH06 | CZ04 | rDXGF | Each | 1 | 621 | None | 75.9 | 0.0126 | 5.76 | 75.9 | 0.0126 | 5.76 | 75.9 | 0.0126 | 5.76 | 75.9 | 0.0126 | 5.76 |  |  | 1 |  | RB-Appl-EffCW-med-ElecDHW-GasCDryer-Tier1-TopAnyDMoMH06CZ04rDXGF
RB-Appl-EffCW-med-ElecDHW-GasCDryer-Tier1-Top | DEER2016 | D16v1 | 2015-05-16 | Any | DMo | MH06 | CZ04 | rDXHP | Each | 1 | 621 | None | 70.3 | 0.0148 | 7.37 | 70.3 | 0.0148 | 7.37 | 70.3 | 0.0148 | 7.37 | 70.3 | 0.0148 | 7.37 |  |  | 1 |  | RB-Appl-EffCW-med-ElecDHW-GasCDryer-Tier1-TopAnyDMoMH06CZ04rDXHP
RB-Appl-EffCW-med-ElecDHW-GasCDryer-Tier1-Top | DEER2016 | D16v1 | 2015-05-16 | Any | DMo | MH06 | CZ04 | rNCEH | Each | 1 | 621 | None | 52.5 | 0.00892 | 7.37 | 52.5 | 0.00892 | 7.37 | 52.5 | 0.00892 | 7.37 | 52.5 | 0.00892 | 7.37 |  |  | 1 |  | RB-Appl-EffCW-med-ElecDHW-GasCDryer-Tier1-TopAnyDMoMH06CZ04rNCEH
RB-Appl-EffCW-med-ElecDHW-GasCDryer-Tier1-Top | DEER2016 | D16v1 | 2015-05-16 | Any | DMo | MH06 | CZ04 | rNCGF | Each | 1 | 621 | None | 65.8 | 0.00923 | 5.77 | 65.8 | 0.00923 | 5.77 | 65.8 | 0.00923 | 5.77 | 65.8 | 0.00923 | 5.77 |  |  | 1 |  | RB-Appl-EffCW-med-ElecDHW-GasCDryer-Tier1-TopAnyDMoMH06CZ04rNCGF
RB-Appl-EffCW-med-ElecDHW-GasCDryer-Tier1-Top | DEER2016 | D16v1 | 2015-05-16 | Any | DMo | MH06 | CZ05 | rDXGF | Each | 1 | 621 | None | 71.5 | 0.0175 | 5.3 | 71.5 | 0.0175 | 5.3 | 71.5 | 0.0175 | 5.3 | 71.5 | 0.0175 | 5.3 |  |  | 1 |  | RB-Appl-EffCW-med-ElecDHW-GasCDryer-Tier1-TopAnyDMoMH06CZ05rDXGF
RB-Appl-EffCW-med-ElecDHW-GasCDryer-Tier1-Top | DEER2016 | D16v1 | 2015-05-16 | Any | DMo | MH06 | CZ05 | rDXHP | Each | 1 | 621 | None | 56.3 | 0.0186 | 7.37 | 56.3 | 0.0186 | 7.37 | 56.3 | 0.0186 | 7.37 | 56.3 | 0.0186 | 7.37 |  |  | 1 |  | RB-Appl-EffCW-med-ElecDHW-GasCDryer-Tier1-TopAnyDMoMH06CZ05rDXHP
RB-Appl-EffCW-med-ElecDHW-GasCDryer-Tier1-Top | DEER2016 | D16v1 | 2015-05-16 | Any | DMo | MH06 | CZ05 | rNCEH | Each | 1 | 621 | None | 48.2 | 0.00929 | 7.37 | 48.2 | 0.00929 | 7.37 | 48.2 | 0.00929 | 7.37 | 48.2 | 0.00929 | 7.37 |  |  | 1 |  | RB-Appl-EffCW-med-ElecDHW-GasCDryer-Tier1-TopAnyDMoMH06CZ05rNCEH
RB-Appl-EffCW-med-ElecDHW-GasCDryer-Tier1-Top | DEER2016 | D16v1 | 2015-05-16 | Any | DMo | MH06 | CZ05 | rNCGF | Each | 1 | 621 | None | 67.1 | 0.00911 | 5.2 | 67.1 | 0.00911 | 5.2 | 67.1 | 0.00911 | 5.2 | 67.1 | 0.00911 | 5.2 |  |  | 1 |  | RB-Appl-EffCW-med-ElecDHW-GasCDryer-Tier1-TopAnyDMoMH06CZ05rNCGF
RB-Appl-EffCW-med-ElecDHW-GasCDryer-Tier1-Top | DEER2016 | D16v1 | 2015-05-16 | Any | DMo | MH06 | CZ06 | rDXGF | Each | 1 | 621 | None | 75.4 | 0.0125 | 6.31 | 75.4 | 0.0125 | 6.31 | 75.4 | 0.0125 | 6.31 | 75.4 | 0.0125 | 6.31 |  |  | 1 |  | RB-Appl-EffCW-med-ElecDHW-GasCDryer-Tier1-TopAnyDMoMH06CZ06rDXGF
RB-Appl-EffCW-med-ElecDHW-GasCDryer-Tier1-Top | DEER2016 | D16v1 | 2015-05-16 | Any | DMo | MH06 | CZ06 | rDXHP | Each | 1 | 621 | None | 72.4 | 0.0123 | 7.37 | 72.4 | 0.0123 | 7.37 | 72.4 | 0.0123 | 7.37 | 72.4 | 0.0123 | 7.37 |  |  | 1 |  | RB-Appl-EffCW-med-ElecDHW-GasCDryer-Tier1-TopAnyDMoMH06CZ06rDXHP
RB-Appl-EffCW-med-ElecDHW-GasCDryer-Tier1-Top | DEER2016 | D16v1 | 2015-05-16 | Any | DMo | MH06 | CZ06 | rNCEH | Each | 1 | 621 | None | 55.1 | 0.00888 | 7.37 | 55.1 | 0.00888 | 7.37 | 55.1 | 0.00888 | 7.37 | 55.1 | 0.00888 | 7.37 |  |  | 1 |  | RB-Appl-EffCW-med-ElecDHW-GasCDryer-Tier1-TopAnyDMoMH06CZ06rNCEH
RB-Appl-EffCW-med-ElecDHW-GasCDryer-Tier1-Top | DEER2016 | D16v1 | 2015-05-16 | Any | DMo | MH06 | CZ06 | rNCGF | Each | 1 | 621 | None | 65 | 0.00761 | 6.17 | 65 | 0.00761 | 6.17 | 65 | 0.00761 | 6.17 | 65 | 0.00761 | 6.17 |  |  | 1 |  | RB-Appl-EffCW-med-ElecDHW-GasCDryer-Tier1-TopAnyDMoMH06CZ06rNCGF
RB-Appl-EffCW-med-ElecDHW-GasCDryer-Tier1-Top | DEER2016 | D16v1 | 2015-05-16 | Any | DMo | MH06 | CZ07 | rDXGF | Each | 1 | 621 | None | 80.6 | 0.016 | 6.41 | 80.6 | 0.016 | 6.41 | 80.6 | 0.016 | 6.41 | 80.6 | 0.016 | 6.41 |  |  | 1 |  | RB-Appl-EffCW-med-ElecDHW-GasCDryer-Tier1-TopAnyDMoMH06CZ07rDXGF
RB-Appl-EffCW-med-ElecDHW-GasCDryer-Tier1-Top | DEER2016 | D16v1 | 2015-05-16 | Any | DMo | MH06 | CZ07 | rDXHP | Each | 1 | 621 | None | 76.3 | 0.0127 | 7.37 | 76.3 | 0.0127 | 7.37 | 76.3 | 0.0127 | 7.37 | 76.3 | 0.0127 | 7.37 |  |  | 1 |  | RB-Appl-EffCW-med-ElecDHW-GasCDryer-Tier1-TopAnyDMoMH06CZ07rDXHP
RB-Appl-EffCW-med-ElecDHW-GasCDryer-Tier1-Top | DEER2016 | D16v1 | 2015-05-16 | Any | DMo | MH06 | CZ07 | rNCEH | Each | 1 | 621 | None | 56.1 | 0.00888 | 7.37 | 56.1 | 0.00888 | 7.37 | 56.1 | 0.00888 | 7.37 | 56.1 | 0.00888 | 7.37 |  |  | 1 |  | RB-Appl-EffCW-med-ElecDHW-GasCDryer-Tier1-TopAnyDMoMH06CZ07rNCEH
RB-Appl-EffCW-med-ElecDHW-GasCDryer-Tier1-Top | DEER2016 | D16v1 | 2015-05-16 | Any | DMo | MH06 | CZ07 | rNCGF | Each | 1 | 621 | None | 64.8 | 0.00894 | 6.29 | 64.8 | 0.00894 | 6.29 | 64.8 | 0.00894 | 6.29 | 64.8 | 0.00894 | 6.29 |  |  | 1 |  | RB-Appl-EffCW-med-ElecDHW-GasCDryer-Tier1-TopAnyDMoMH06CZ07rNCGF
RB-Appl-EffCW-med-ElecDHW-GasCDryer-Tier1-Top | DEER2016 | D16v1 | 2015-05-16 | Any | DMo | MH06 | CZ08 | rDXGF | Each | 1 | 621 | None | 77.7 | 0.0116 | 6.29 | 77.7 | 0.0116 | 6.29 | 77.7 | 0.0116 | 6.29 | 77.7 | 0.0116 | 6.29 |  |  | 1 |  | RB-Appl-EffCW-med-ElecDHW-GasCDryer-Tier1-TopAnyDMoMH06CZ08rDXGF
RB-Appl-EffCW-med-ElecDHW-GasCDryer-Tier1-Top | DEER2016 | D16v1 | 2015-05-16 | Any | DMo | MH06 | CZ08 | rDXHP | Each | 1 | 621 | None | 73.5 | 0.0122 | 7.37 | 73.5 | 0.0122 | 7.37 | 73.5 | 0.0122 | 7.37 | 73.5 | 0.0122 | 7.37 |  |  | 1 |  | RB-Appl-EffCW-med-ElecDHW-GasCDryer-Tier1-TopAnyDMoMH06CZ08rDXHP
RB-Appl-EffCW-med-ElecDHW-GasCDryer-Tier1-Top | DEER2016 | D16v1 | 2015-05-16 | Any | DMo | MH06 | CZ08 | rNCEH | Each | 1 | 621 | None | 54.6 | 0.00873 | 7.37 | 54.6 | 0.00873 | 7.37 | 54.6 | 0.00873 | 7.37 | 54.6 | 0.00873 | 7.37 |  |  | 1 |  | RB-Appl-EffCW-med-ElecDHW-GasCDryer-Tier1-TopAnyDMoMH06CZ08rNCEH
RB-Appl-EffCW-med-ElecDHW-GasCDryer-Tier1-Top | DEER2016 | D16v1 | 2015-05-16 | Any | DMo | MH06 | CZ08 | rNCGF | Each | 1 | 621 | None | 64.2 | 0.00894 | 6.25 | 64.2 | 0.00894 | 6.25 | 64.2 | 0.00894 | 6.25 | 64.2 | 0.00894 | 6.25 |  |  | 1 |  | RB-Appl-EffCW-med-ElecDHW-GasCDryer-Tier1-TopAnyDMoMH06CZ08rNCGF
RB-Appl-EffCW-med-ElecDHW-GasCDryer-Tier1-Top | DEER2016 | D16v1 | 2015-05-16 | Any | DMo | MH06 | CZ09 | rDXGF | Each | 1 | 621 | None | 75.5 | 0.0118 | 6.16 | 75.5 | 0.0118 | 6.16 | 75.5 | 0.0118 | 6.16 | 75.5 | 0.0118 | 6.16 |  |  | 1 |  | RB-Appl-EffCW-med-ElecDHW-GasCDryer-Tier1-TopAnyDMoMH06CZ09rDXGF
RB-Appl-EffCW-med-ElecDHW-GasCDryer-Tier1-Top | DEER2016 | D16v1 | 2015-05-16 | Any | DMo | MH06 | CZ09 | rDXHP | Each | 1 | 621 | None | 71 | 0.0115 | 7.37 | 71 | 0.0115 | 7.37 | 71 | 0.0115 | 7.37 | 71 | 0.0115 | 7.37 |  |  | 1 |  | RB-Appl-EffCW-med-ElecDHW-GasCDryer-Tier1-TopAnyDMoMH06CZ09rDXHP
RB-Appl-EffCW-med-ElecDHW-GasCDryer-Tier1-Top | DEER2016 | D16v1 | 2015-05-16 | Any | DMo | MH06 | CZ09 | rNCEH | Each | 1 | 621 | None | 52.8 | 0.00867 | 7.37 | 52.8 | 0.00867 | 7.37 | 52.8 | 0.00867 | 7.37 | 52.8 | 0.00867 | 7.37 |  |  | 1 |  | RB-Appl-EffCW-med-ElecDHW-GasCDryer-Tier1-TopAnyDMoMH06CZ09rNCEH
RB-Appl-EffCW-med-ElecDHW-GasCDryer-Tier1-Top | DEER2016 | D16v1 | 2015-05-16 | Any | DMo | MH06 | CZ09 | rNCGF | Each | 1 | 621 | None | 64 | 0.00896 | 6.08 | 64 | 0.00896 | 6.08 | 64 | 0.00896 | 6.08 | 64 | 0.00896 | 6.08 |  |  | 1 |  | RB-Appl-EffCW-med-ElecDHW-GasCDryer-Tier1-TopAnyDMoMH06CZ09rNCGF
RB-Appl-EffCW-med-ElecDHW-GasCDryer-Tier1-Top | DEER2016 | D16v1 | 2015-05-16 | Any | DMo | MH06 | CZ10 | rDXGF | Each | 1 | 621 | None | 77.4 | 0.0107 | 6.04 | 77.4 | 0.0107 | 6.04 | 77.4 | 0.0107 | 6.04 | 77.4 | 0.0107 | 6.04 |  |  | 1 |  | RB-Appl-EffCW-med-ElecDHW-GasCDryer-Tier1-TopAnyDMoMH06CZ10rDXGF
RB-Appl-EffCW-med-ElecDHW-GasCDryer-Tier1-Top | DEER2016 | D16v1 | 2015-05-16 | Any | DMo | MH06 | CZ10 | rDXHP | Each | 1 | 621 | None | 68.6 | 0.0103 | 7.37 | 68.6 | 0.0103 | 7.37 | 68.6 | 0.0103 | 7.37 | 68.6 | 0.0103 | 7.37 |  |  | 1 |  | RB-Appl-EffCW-med-ElecDHW-GasCDryer-Tier1-TopAnyDMoMH06CZ10rDXHP
RB-Appl-EffCW-med-ElecDHW-GasCDryer-Tier1-Top | DEER2016 | D16v1 | 2015-05-16 | Any | DMo | MH06 | CZ10 | rNCEH | Each | 1 | 621 | None | 51.4 | 0.0086 | 7.37 | 51.4 | 0.0086 | 7.37 | 51.4 | 0.0086 | 7.37 | 51.4 | 0.0086 | 7.37 |  |  | 1 |  | RB-Appl-EffCW-med-ElecDHW-GasCDryer-Tier1-TopAnyDMoMH06CZ10rNCEH
RB-Appl-EffCW-med-ElecDHW-GasCDryer-Tier1-Top | DEER2016 | D16v1 | 2015-05-16 | Any | DMo | MH06 | CZ10 | rNCGF | Each | 1 | 621 | None | 63.8 | 0.0083 | 5.95 | 63.8 | 0.0083 | 5.95 | 63.8 | 0.0083 | 5.95 | 63.8 | 0.0083 | 5.95 |  |  | 1 |  | RB-Appl-EffCW-med-ElecDHW-GasCDryer-Tier1-TopAnyDMoMH06CZ10rNCGF
RB-Appl-EffCW-med-ElecDHW-GasCDryer-Tier1-Top | DEER2016 | D16v1 | 2015-05-16 | Any | DMo | MH06 | CZ11 | rDXGF | Each | 1 | 621 | None | 75.6 | 0.0114 | 5.74 | 75.6 | 0.0114 | 5.74 | 75.6 | 0.0114 | 5.74 | 75.6 | 0.0114 | 5.74 |  |  | 1 |  | RB-Appl-EffCW-med-ElecDHW-GasCDryer-Tier1-TopAnyDMoMH06CZ11rDXGF
RB-Appl-EffCW-med-ElecDHW-GasCDryer-Tier1-Top | DEER2016 | D16v1 | 2015-05-16 | Any | DMo | MH06 | CZ11 | rDXHP | Each | 1 | 621 | None | 62.8 | 0.0112 | 7.37 | 62.8 | 0.0112 | 7.37 | 62.8 | 0.0112 | 7.37 | 62.8 | 0.0112 | 7.37 |  |  | 1 |  | RB-Appl-EffCW-med-ElecDHW-GasCDryer-Tier1-TopAnyDMoMH06CZ11rDXHP
RB-Appl-EffCW-med-ElecDHW-GasCDryer-Tier1-Top | DEER2016 | D16v1 | 2015-05-16 | Any | DMo | MH06 | CZ11 | rNCEH | Each | 1 | 621 | None | 49.4 | 0.00858 | 7.37 | 49.4 | 0.00858 | 7.37 | 49.4 | 0.00858 | 7.37 | 49.4 | 0.00858 | 7.37 |  |  | 1 |  | RB-Appl-EffCW-med-ElecDHW-GasCDryer-Tier1-TopAnyDMoMH06CZ11rNCEH
RB-Appl-EffCW-med-ElecDHW-GasCDryer-Tier1-Top | DEER2016 | D16v1 | 2015-05-16 | Any | DMo | MH06 | CZ11 | rNCGF | Each | 1 | 621 | None | 64 | 0.0087 | 5.7 | 64 | 0.0087 | 5.7 | 64 | 0.0087 | 5.7 | 64 | 0.0087 | 5.7 |  |  | 1 |  | RB-Appl-EffCW-med-ElecDHW-GasCDryer-Tier1-TopAnyDMoMH06CZ11rNCGF
RB-Appl-EffCW-med-ElecDHW-GasCDryer-Tier1-Top | DEER2016 | D16v1 | 2015-05-16 | Any | DMo | MH06 | CZ12 | rDXGF | Each | 1 | 621 | None | 72.7 | 0.0134 | 5.65 | 72.7 | 0.0134 | 5.65 | 72.7 | 0.0134 | 5.65 | 72.7 | 0.0134 | 5.65 |  |  | 1 |  | RB-Appl-EffCW-med-ElecDHW-GasCDryer-Tier1-TopAnyDMoMH06CZ12rDXGF
RB-Appl-EffCW-med-ElecDHW-GasCDryer-Tier1-Top | DEER2016 | D16v1 | 2015-05-16 | Any | DMo | MH06 | CZ12 | rDXHP | Each | 1 | 621 | None | 59 | 0.0129 | 7.37 | 59 | 0.0129 | 7.37 | 59 | 0.0129 | 7.37 | 59 | 0.0129 | 7.37 |  |  | 1 |  | RB-Appl-EffCW-med-ElecDHW-GasCDryer-Tier1-TopAnyDMoMH06CZ12rDXHP
RB-Appl-EffCW-med-ElecDHW-GasCDryer-Tier1-Top | DEER2016 | D16v1 | 2015-05-16 | Any | DMo | MH06 | CZ12 | rNCEH | Each | 1 | 621 | None | 50 | 0.00886 | 7.37 | 50 | 0.00886 | 7.37 | 50 | 0.00886 | 7.37 | 50 | 0.00886 | 7.37 |  |  | 1 |  | RB-Appl-EffCW-med-ElecDHW-GasCDryer-Tier1-TopAnyDMoMH06CZ12rNCEH
RB-Appl-EffCW-med-ElecDHW-GasCDryer-Tier1-Top | DEER2016 | D16v1 | 2015-05-16 | Any | DMo | MH06 | CZ12 | rNCGF | Each | 1 | 621 | None | 65 | 0.00876 | 5.67 | 65 | 0.00876 | 5.67 | 65 | 0.00876 | 5.67 | 65 | 0.00876 | 5.67 |  |  | 1 |  | RB-Appl-EffCW-med-ElecDHW-GasCDryer-Tier1-TopAnyDMoMH06CZ12rNCGF
RB-Appl-EffCW-med-ElecDHW-GasCDryer-Tier1-Top | DEER2016 | D16v1 | 2015-05-16 | Any | DMo | MH06 | CZ13 | rDXGF | Each | 1 | 621 | None | 76.5 | 0.0125 | 5.62 | 76.5 | 0.0125 | 5.62 | 76.5 | 0.0125 | 5.62 | 76.5 | 0.0125 | 5.62 |  |  | 1 |  | RB-Appl-EffCW-med-ElecDHW-GasCDryer-Tier1-TopAnyDMoMH06CZ13rDXGF
RB-Appl-EffCW-med-ElecDHW-GasCDryer-Tier1-Top | DEER2016 | D16v1 | 2015-05-16 | Any | DMo | MH06 | CZ13 | rDXHP | Each | 1 | 621 | None | 60.6 | 0.0125 | 7.37 | 60.6 | 0.0125 | 7.37 | 60.6 | 0.0125 | 7.37 | 60.6 | 0.0125 | 7.37 |  |  | 1 |  | RB-Appl-EffCW-med-ElecDHW-GasCDryer-Tier1-TopAnyDMoMH06CZ13rDXHP
RB-Appl-EffCW-med-ElecDHW-GasCDryer-Tier1-Top | DEER2016 | D16v1 | 2015-05-16 | Any | DMo | MH06 | CZ13 | rNCEH | Each | 1 | 621 | None | 48 | 0.00854 | 7.37 | 48 | 0.00854 | 7.37 | 48 | 0.00854 | 7.37 | 48 | 0.00854 | 7.37 |  |  | 1 |  | RB-Appl-EffCW-med-ElecDHW-GasCDryer-Tier1-TopAnyDMoMH06CZ13rNCEH
RB-Appl-EffCW-med-ElecDHW-GasCDryer-Tier1-Top | DEER2016 | D16v1 | 2015-05-16 | Any | DMo | MH06 | CZ13 | rNCGF | Each | 1 | 621 | None | 63.6 | 0.00849 | 5.64 | 63.6 | 0.00849 | 5.64 | 63.6 | 0.00849 | 5.64 | 63.6 | 0.00849 | 5.64 |  |  | 1 |  | RB-Appl-EffCW-med-ElecDHW-GasCDryer-Tier1-TopAnyDMoMH06CZ13rNCGF
RB-Appl-EffCW-med-ElecDHW-GasCDryer-Tier1-Top | DEER2016 | D16v1 | 2015-05-16 | Any | DMo | MH06 | CZ14 | rDXGF | Each | 1 | 621 | None | 78.9 | 0.00889 | 5.66 | 78.9 | 0.00889 | 5.66 | 78.9 | 0.00889 | 5.66 | 78.9 | 0.00889 | 5.66 |  |  | 1 |  | RB-Appl-EffCW-med-ElecDHW-GasCDryer-Tier1-TopAnyDMoMH06CZ14rDXGF
RB-Appl-EffCW-med-ElecDHW-GasCDryer-Tier1-Top | DEER2016 | D16v1 | 2015-05-16 | Any | DMo | MH06 | CZ14 | rDXHP | Each | 1 | 621 | None | 63.4 | 0.00854 | 7.37 | 63.4 | 0.00854 | 7.37 | 63.4 | 0.00854 | 7.37 | 63.4 | 0.00854 | 7.37 |  |  | 1 |  | RB-Appl-EffCW-med-ElecDHW-GasCDryer-Tier1-TopAnyDMoMH06CZ14rDXHP
RB-Appl-EffCW-med-ElecDHW-GasCDryer-Tier1-Top | DEER2016 | D16v1 | 2015-05-16 | Any | DMo | MH06 | CZ14 | rNCEH | Each | 1 | 621 | None | 49.1 | 0.00841 | 7.37 | 49.1 | 0.00841 | 7.37 | 49.1 | 0.00841 | 7.37 | 49.1 | 0.00841 | 7.37 |  |  | 1 |  | RB-Appl-EffCW-med-ElecDHW-GasCDryer-Tier1-TopAnyDMoMH06CZ14rNCEH
RB-Appl-EffCW-med-ElecDHW-GasCDryer-Tier1-Top | DEER2016 | D16v1 | 2015-05-16 | Any | DMo | MH06 | CZ14 | rNCGF | Each | 1 | 621 | None | 64.2 | 0.00818 | 5.63 | 64.2 | 0.00818 | 5.63 | 64.2 | 0.00818 | 5.63 | 64.2 | 0.00818 | 5.63 |  |  | 1 |  | RB-Appl-EffCW-med-ElecDHW-GasCDryer-Tier1-TopAnyDMoMH06CZ14rNCGF
RB-Appl-EffCW-med-ElecDHW-GasCDryer-Tier1-Top | DEER2016 | D16v1 | 2015-05-16 | Any | DMo | MH06 | CZ15 | rDXGF | Each | 1 | 621 | None | 77.1 | 0.0101 | 6.44 | 77.1 | 0.0101 | 6.44 | 77.1 | 0.0101 | 6.44 | 77.1 | 0.0101 | 6.44 |  |  | 1 |  | RB-Appl-EffCW-med-ElecDHW-GasCDryer-Tier1-TopAnyDMoMH06CZ15rDXGF
RB-Appl-EffCW-med-ElecDHW-GasCDryer-Tier1-Top | DEER2016 | D16v1 | 2015-05-16 | Any | DMo | MH06 | CZ15 | rDXHP | Each | 1 | 621 | None | 71.3 | 0.0103 | 7.37 | 71.3 | 0.0103 | 7.37 | 71.3 | 0.0103 | 7.37 | 71.3 | 0.0103 | 7.37 |  |  | 1 |  | RB-Appl-EffCW-med-ElecDHW-GasCDryer-Tier1-TopAnyDMoMH06CZ15rDXHP
RB-Appl-EffCW-med-ElecDHW-GasCDryer-Tier1-Top | DEER2016 | D16v1 | 2015-05-16 | Any | DMo | MH06 | CZ15 | rNCEH | Each | 1 | 621 | None | 50.1 | 0.00765 | 7.37 | 50.1 | 0.00765 | 7.37 | 50.1 | 0.00765 | 7.37 | 50.1 | 0.00765 | 7.37 |  |  | 1 |  | RB-Appl-EffCW-med-ElecDHW-GasCDryer-Tier1-TopAnyDMoMH06CZ15rNCEH
RB-Appl-EffCW-med-ElecDHW-GasCDryer-Tier1-Top | DEER2016 | D16v1 | 2015-05-16 | Any | DMo | MH06 | CZ15 | rNCGF | Each | 1 | 621 | None | 58.9 | 0.00766 | 6.38 | 58.9 | 0.00766 | 6.38 | 58.9 | 0.00766 | 6.38 | 58.9 | 0.00766 | 6.38 |  |  | 1 |  | RB-Appl-EffCW-med-ElecDHW-GasCDryer-Tier1-TopAnyDMoMH06CZ15rNCGF
RB-Appl-EffCW-med-ElecDHW-GasCDryer-Tier1-Top | DEER2016 | D16v1 | 2015-05-16 | Any | DMo | MH06 | CZ16 | rDXGF | Each | 1 | 621 | None | 74.8 | 0.0128 | 5.53 | 74.8 | 0.0128 | 5.53 | 74.8 | 0.0128 | 5.53 | 74.8 | 0.0128 | 5.53 |  |  | 1 |  | RB-Appl-EffCW-med-ElecDHW-GasCDryer-Tier1-TopAnyDMoMH06CZ16rDXGF
RB-Appl-EffCW-med-ElecDHW-GasCDryer-Tier1-Top | DEER2016 | D16v1 | 2015-05-16 | Any | DMo | MH06 | CZ16 | rDXHP | Each | 1 | 621 | None | 58.2 | 0.0131 | 7.37 | 58.2 | 0.0131 | 7.37 | 58.2 | 0.0131 | 7.37 | 58.2 | 0.0131 | 7.37 |  |  | 1 |  | RB-Appl-EffCW-med-ElecDHW-GasCDryer-Tier1-TopAnyDMoMH06CZ16rDXHP
RB-Appl-EffCW-med-ElecDHW-GasCDryer-Tier1-Top | DEER2016 | D16v1 | 2015-05-16 | Any | DMo | MH06 | CZ16 | rNCEH | Each | 1 | 621 | None | 53.3 | 0.00936 | 7.37 | 53.3 | 0.00936 | 7.37 | 53.3 | 0.00936 | 7.37 | 53.3 | 0.00936 | 7.37 |  |  | 1 |  | RB-Appl-EffCW-med-ElecDHW-GasCDryer-Tier1-TopAnyDMoMH06CZ16rNCEH
RB-Appl-EffCW-med-ElecDHW-GasCDryer-Tier1-Top | DEER2016 | D16v1 | 2015-05-16 | Any | DMo | MH06 | CZ16 | rNCGF | Each | 1 | 621 | None | 69.2 | 0.0093 | 5.54 | 69.2 | 0.0093 | 5.54 | 69.2 | 0.0093 | 5.54 | 69.2 | 0.0093 | 5.54 |  |  | 1 |  | RB-Appl-EffCW-med-ElecDHW-GasCDryer-Tier1-TopAnyDMoMH06CZ16rNCGF
RB-Appl-EffCW-med-ElecDHW-GasCDryer-Tier1-Top | DEER2016 | D16v1 | 2015-05-16 | Any | DMo | MH72 | CZ01 | rDXGF | Each | 1 | 598 | None | 67.7 | -0.0219 | 6.22 | 67.7 | -0.0219 | 6.22 | 67.7 | -0.0219 | 6.22 | 67.7 | -0.0219 | 6.22 |  |  | 1 |  | RB-Appl-EffCW-med-ElecDHW-GasCDryer-Tier1-TopAnyDMoMH72CZ01rDXGF
RB-Appl-EffCW-med-ElecDHW-GasCDryer-Tier1-Top | DEER2016 | D16v1 | 2015-05-16 | Any | DMo | MH72 | CZ01 | rDXHP | Each | 1 | 598 | None | 58.1 | -0.000603 | 7.37 | 58.1 | -0.000603 | 7.37 | 58.1 | -0.000603 | 7.37 | 58.1 | -0.000603 | 7.37 |  |  | 1 |  | RB-Appl-EffCW-med-ElecDHW-GasCDryer-Tier1-TopAnyDMoMH72CZ01rDXHP
RB-Appl-EffCW-med-ElecDHW-GasCDryer-Tier1-Top | DEER2016 | D16v1 | 2015-05-16 | Any | DMo | MH72 | CZ01 | rNCEH | Each | 1 | 598 | None | 59.9 | 0.00958 | 7.37 | 59.9 | 0.00958 | 7.37 | 59.9 | 0.00958 | 7.37 | 59.9 | 0.00958 | 7.37 |  |  | 1 |  | RB-Appl-EffCW-med-ElecDHW-GasCDryer-Tier1-TopAnyDMoMH72CZ01rNCEH
RB-Appl-EffCW-med-ElecDHW-GasCDryer-Tier1-Top | DEER2016 | D16v1 | 2015-05-16 | Any | DMo | MH72 | CZ01 | rNCGF | Each | 1 | 598 | None | 69.6 | 0.00931 | 6.21 | 69.6 | 0.00931 | 6.21 | 69.6 | 0.00931 | 6.21 | 69.6 | 0.00931 | 6.21 |  |  | 1 |  | RB-Appl-EffCW-med-ElecDHW-GasCDryer-Tier1-TopAnyDMoMH72CZ01rNCGF
RB-Appl-EffCW-med-ElecDHW-GasCDryer-Tier1-Top | DEER2016 | D16v1 | 2015-05-16 | Any | DMo | MH72 | CZ02 | rDXGF | Each | 1 | 598 | None | 72.9 | 0.0138 | 6.2 | 72.9 | 0.0138 | 6.2 | 72.9 | 0.0138 | 6.2 | 72.9 | 0.0138 | 6.2 |  |  | 1 |  | RB-Appl-EffCW-med-ElecDHW-GasCDryer-Tier1-TopAnyDMoMH72CZ02rDXGF
RB-Appl-EffCW-med-ElecDHW-GasCDryer-Tier1-Top | DEER2016 | D16v1 | 2015-05-16 | Any | DMo | MH72 | CZ02 | rDXHP | Each | 1 | 598 | None | 60.3 | 0.013 | 7.37 | 60.3 | 0.013 | 7.37 | 60.3 | 0.013 | 7.37 | 60.3 | 0.013 | 7.37 |  |  | 1 |  | RB-Appl-EffCW-med-ElecDHW-GasCDryer-Tier1-TopAnyDMoMH72CZ02rDXHP
RB-Appl-EffCW-med-ElecDHW-GasCDryer-Tier1-Top | DEER2016 | D16v1 | 2015-05-16 | Any | DMo | MH72 | CZ02 | rNCEH | Each | 1 | 598 | None | 57 | 0.00916 | 7.37 | 57 | 0.00916 | 7.37 | 57 | 0.00916 | 7.37 | 57 | 0.00916 | 7.37 |  |  | 1 |  | RB-Appl-EffCW-med-ElecDHW-GasCDryer-Tier1-TopAnyDMoMH72CZ02rNCEH
RB-Appl-EffCW-med-ElecDHW-GasCDryer-Tier1-Top | DEER2016 | D16v1 | 2015-05-16 | Any | DMo | MH72 | CZ02 | rNCGF | Each | 1 | 598 | None | 66.8 | 0.00919 | 6.22 | 66.8 | 0.00919 | 6.22 | 66.8 | 0.00919 | 6.22 | 66.8 | 0.00919 | 6.22 |  |  | 1 |  | RB-Appl-EffCW-med-ElecDHW-GasCDryer-Tier1-TopAnyDMoMH72CZ02rNCGF
RB-Appl-EffCW-med-ElecDHW-GasCDryer-Tier1-Top | DEER2016 | D16v1 | 2015-05-16 | Any | DMo | MH72 | CZ03 | rDXGF | Each | 1 | 598 | None | 70.8 | 0.013 | 6.27 | 70.8 | 0.013 | 6.27 | 70.8 | 0.013 | 6.27 | 70.8 | 0.013 | 6.27 |  |  | 1 |  | RB-Appl-EffCW-med-ElecDHW-GasCDryer-Tier1-TopAnyDMoMH72CZ03rDXGF
RB-Appl-EffCW-med-ElecDHW-GasCDryer-Tier1-Top | DEER2016 | D16v1 | 2015-05-16 | Any | DMo | MH72 | CZ03 | rDXHP | Each | 1 | 598 | None | 60.7 | 0.0117 | 7.37 | 60.7 | 0.0117 | 7.37 | 60.7 | 0.0117 | 7.37 | 60.7 | 0.0117 | 7.37 |  |  | 1 |  | RB-Appl-EffCW-med-ElecDHW-GasCDryer-Tier1-TopAnyDMoMH72CZ03rDXHP
RB-Appl-EffCW-med-ElecDHW-GasCDryer-Tier1-Top | DEER2016 | D16v1 | 2015-05-16 | Any | DMo | MH72 | CZ03 | rNCEH | Each | 1 | 598 | None | 57.8 | 0.00924 | 7.37 | 57.8 | 0.00924 | 7.37 | 57.8 | 0.00924 | 7.37 | 57.8 | 0.00924 | 7.37 |  |  | 1 |  | RB-Appl-EffCW-med-ElecDHW-GasCDryer-Tier1-TopAnyDMoMH72CZ03rNCEH
RB-Appl-EffCW-med-ElecDHW-GasCDryer-Tier1-Top | DEER2016 | D16v1 | 2015-05-16 | Any | DMo | MH72 | CZ03 | rNCGF | Each | 1 | 598 | None | 67 | 0.00899 | 6.26 | 67 | 0.00899 | 6.26 | 67 | 0.00899 | 6.26 | 67 | 0.00899 | 6.26 |  |  | 1 |  | RB-Appl-EffCW-med-ElecDHW-GasCDryer-Tier1-TopAnyDMoMH72CZ03rNCGF
RB-Appl-EffCW-med-ElecDHW-GasCDryer-Tier1-Top | DEER2016 | D16v1 | 2015-05-16 | Any | DMo | MH72 | CZ04 | rDXGF | Each | 1 | 598 | None | 70.9 | 0.0126 | 6.45 | 70.9 | 0.0126 | 6.45 | 70.9 | 0.0126 | 6.45 | 70.9 | 0.0126 | 6.45 |  |  | 1 |  | RB-Appl-EffCW-med-ElecDHW-GasCDryer-Tier1-TopAnyDMoMH72CZ04rDXGF
RB-Appl-EffCW-med-ElecDHW-GasCDryer-Tier1-Top | DEER2016 | D16v1 | 2015-05-16 | Any | DMo | MH72 | CZ04 | rDXHP | Each | 1 | 598 | None | 64.2 | 0.0125 | 7.37 | 64.2 | 0.0125 | 7.37 | 64.2 | 0.0125 | 7.37 | 64.2 | 0.0125 | 7.37 |  |  | 1 |  | RB-Appl-EffCW-med-ElecDHW-GasCDryer-Tier1-TopAnyDMoMH72CZ04rDXHP
RB-Appl-EffCW-med-ElecDHW-GasCDryer-Tier1-Top | DEER2016 | D16v1 | 2015-05-16 | Any | DMo | MH72 | CZ04 | rNCEH | Each | 1 | 598 | None | 58.1 | 0.0089 | 7.37 | 58.1 | 0.0089 | 7.37 | 58.1 | 0.0089 | 7.37 | 58.1 | 0.0089 | 7.37 |  |  | 1 |  | RB-Appl-EffCW-med-ElecDHW-GasCDryer-Tier1-TopAnyDMoMH72CZ04rNCEH
RB-Appl-EffCW-med-ElecDHW-GasCDryer-Tier1-Top | DEER2016 | D16v1 | 2015-05-16 | Any | DMo | MH72 | CZ04 | rNCGF | Each | 1 | 598 | None | 65.9 | 0.00904 | 6.43 | 65.9 | 0.00904 | 6.43 | 65.9 | 0.00904 | 6.43 | 65.9 | 0.00904 | 6.43 |  |  | 1 |  | RB-Appl-EffCW-med-ElecDHW-GasCDryer-Tier1-TopAnyDMoMH72CZ04rNCGF
RB-Appl-EffCW-med-ElecDHW-GasCDryer-Tier1-Top | DEER2016 | D16v1 | 2015-05-16 | Any | DMo | MH72 | CZ05 | rDXGF | Each | 1 | 598 | None | 70.4 | 0.0125 | 6.17 | 70.4 | 0.0125 | 6.17 | 70.4 | 0.0125 | 6.17 | 70.4 | 0.0125 | 6.17 |  |  | 1 |  | RB-Appl-EffCW-med-ElecDHW-GasCDryer-Tier1-TopAnyDMoMH72CZ05rDXGF
RB-Appl-EffCW-med-ElecDHW-GasCDryer-Tier1-Top | DEER2016 | D16v1 | 2015-05-16 | Any | DMo | MH72 | CZ05 | rDXHP | Each | 1 | 598 | None | 62.1 | 0.0126 | 7.37 | 62.1 | 0.0126 | 7.37 | 62.1 | 0.0126 | 7.37 | 62.1 | 0.0126 | 7.37 |  |  | 1 |  | RB-Appl-EffCW-med-ElecDHW-GasCDryer-Tier1-TopAnyDMoMH72CZ05rDXHP
RB-Appl-EffCW-med-ElecDHW-GasCDryer-Tier1-Top | DEER2016 | D16v1 | 2015-05-16 | Any | DMo | MH72 | CZ05 | rNCEH | Each | 1 | 598 | None | 57.3 | 0.00927 | 7.37 | 57.3 | 0.00927 | 7.37 | 57.3 | 0.00927 | 7.37 | 57.3 | 0.00927 | 7.37 |  |  | 1 |  | RB-Appl-EffCW-med-ElecDHW-GasCDryer-Tier1-TopAnyDMoMH72CZ05rNCEH
RB-Appl-EffCW-med-ElecDHW-GasCDryer-Tier1-Top | DEER2016 | D16v1 | 2015-05-16 | Any | DMo | MH72 | CZ05 | rNCGF | Each | 1 | 598 | None | 67.5 | 0.00916 | 6.18 | 67.5 | 0.00916 | 6.18 | 67.5 | 0.00916 | 6.18 | 67.5 | 0.00916 | 6.18 |  |  | 1 |  | RB-Appl-EffCW-med-ElecDHW-GasCDryer-Tier1-TopAnyDMoMH72CZ05rNCGF
RB-Appl-EffCW-med-ElecDHW-GasCDryer-Tier1-Top | DEER2016 | D16v1 | 2015-05-16 | Any | DMo | MH72 | CZ06 | rDXGF | Each | 1 | 598 | None | 75.5 | 0.0124 | 6.76 | 75.5 | 0.0124 | 6.76 | 75.5 | 0.0124 | 6.76 | 75.5 | 0.0124 | 6.76 |  |  | 1 |  | RB-Appl-EffCW-med-ElecDHW-GasCDryer-Tier1-TopAnyDMoMH72CZ06rDXGF
RB-Appl-EffCW-med-ElecDHW-GasCDryer-Tier1-Top | DEER2016 | D16v1 | 2015-05-16 | Any | DMo | MH72 | CZ06 | rDXHP | Each | 1 | 598 | None | 77.7 | 0.0124 | 7.37 | 77.7 | 0.0124 | 7.37 | 77.7 | 0.0124 | 7.37 | 77.7 | 0.0124 | 7.37 |  |  | 1 |  | RB-Appl-EffCW-med-ElecDHW-GasCDryer-Tier1-TopAnyDMoMH72CZ06rDXHP
RB-Appl-EffCW-med-ElecDHW-GasCDryer-Tier1-Top | DEER2016 | D16v1 | 2015-05-16 | Any | DMo | MH72 | CZ06 | rNCEH | Each | 1 | 598 | None | 59.8 | 0.00885 | 7.37 | 59.8 | 0.00885 | 7.37 | 59.8 | 0.00885 | 7.37 | 59.8 | 0.00885 | 7.37 |  |  | 1 |  | RB-Appl-EffCW-med-ElecDHW-GasCDryer-Tier1-TopAnyDMoMH72CZ06rNCEH
RB-Appl-EffCW-med-ElecDHW-GasCDryer-Tier1-Top | DEER2016 | D16v1 | 2015-05-16 | Any | DMo | MH72 | CZ06 | rNCGF | Each | 1 | 598 | None | 65.2 | 0.0088 | 6.73 | 65.2 | 0.0088 | 6.73 | 65.2 | 0.0088 | 6.73 | 65.2 | 0.0088 | 6.73 |  |  | 1 |  | RB-Appl-EffCW-med-ElecDHW-GasCDryer-Tier1-TopAnyDMoMH72CZ06rNCGF
RB-Appl-EffCW-med-ElecDHW-GasCDryer-Tier1-Top | DEER2016 | D16v1 | 2015-05-16 | Any | DMo | MH72 | CZ07 | rDXGF | Each | 1 | 598 | None | 70 | 0.0111 | 6.66 | 70 | 0.0111 | 6.66 | 70 | 0.0111 | 6.66 | 70 | 0.0111 | 6.66 |  |  | 1 |  | RB-Appl-EffCW-med-ElecDHW-GasCDryer-Tier1-TopAnyDMoMH72CZ07rDXGF
RB-Appl-EffCW-med-ElecDHW-GasCDryer-Tier1-Top | DEER2016 | D16v1 | 2015-05-16 | Any | DMo | MH72 | CZ07 | rDXHP | Each | 1 | 598 | None | 63.2 | 0.0515 | 7.37 | 63.2 | 0.0515 | 7.37 | 63.2 | 0.0515 | 7.37 | 63.2 | 0.0515 | 7.37 |  |  | 1 |  | RB-Appl-EffCW-med-ElecDHW-GasCDryer-Tier1-TopAnyDMoMH72CZ07rDXHP
RB-Appl-EffCW-med-ElecDHW-GasCDryer-Tier1-Top | DEER2016 | D16v1 | 2015-05-16 | Any | DMo | MH72 | CZ07 | rNCEH | Each | 1 | 598 | None | 59.6 | 0.00885 | 7.37 | 59.6 | 0.00885 | 7.37 | 59.6 | 0.00885 | 7.37 | 59.6 | 0.00885 | 7.37 |  |  | 1 |  | RB-Appl-EffCW-med-ElecDHW-GasCDryer-Tier1-TopAnyDMoMH72CZ07rNCEH
RB-Appl-EffCW-med-ElecDHW-GasCDryer-Tier1-Top | DEER2016 | D16v1 | 2015-05-16 | Any | DMo | MH72 | CZ07 | rNCGF | Each | 1 | 598 | None | 64.7 | 0.00866 | 6.64 | 64.7 | 0.00866 | 6.64 | 64.7 | 0.00866 | 6.64 | 64.7 | 0.00866 | 6.64 |  |  | 1 |  | RB-Appl-EffCW-med-ElecDHW-GasCDryer-Tier1-TopAnyDMoMH72CZ07rNCGF
RB-Appl-EffCW-med-ElecDHW-GasCDryer-Tier1-Top | DEER2016 | D16v1 | 2015-05-16 | Any | DMo | MH72 | CZ08 | rDXGF | Each | 1 | 598 | None | 71.4 | 0.0112 | 6.62 | 71.4 | 0.0112 | 6.62 | 71.4 | 0.0112 | 6.62 | 71.4 | 0.0112 | 6.62 |  |  | 1 |  | RB-Appl-EffCW-med-ElecDHW-GasCDryer-Tier1-TopAnyDMoMH72CZ08rDXGF
RB-Appl-EffCW-med-ElecDHW-GasCDryer-Tier1-Top | DEER2016 | D16v1 | 2015-05-16 | Any | DMo | MH72 | CZ08 | rDXHP | Each | 1 | 598 | None | 68.6 | 0.012 | 7.37 | 68.6 | 0.012 | 7.37 | 68.6 | 0.012 | 7.37 | 68.6 | 0.012 | 7.37 |  |  | 1 |  | RB-Appl-EffCW-med-ElecDHW-GasCDryer-Tier1-TopAnyDMoMH72CZ08rDXHP
RB-Appl-EffCW-med-ElecDHW-GasCDryer-Tier1-Top | DEER2016 | D16v1 | 2015-05-16 | Any | DMo | MH72 | CZ08 | rNCEH | Each | 1 | 598 | None | 57.7 | 0.00871 | 7.37 | 57.7 | 0.00871 | 7.37 | 57.7 | 0.00871 | 7.37 | 57.7 | 0.00871 | 7.37 |  |  | 1 |  | RB-Appl-EffCW-med-ElecDHW-GasCDryer-Tier1-TopAnyDMoMH72CZ08rNCEH
RB-Appl-EffCW-med-ElecDHW-GasCDryer-Tier1-Top | DEER2016 | D16v1 | 2015-05-16 | Any | DMo | MH72 | CZ08 | rNCGF | Each | 1 | 598 | None | 64.1 | 0.00904 | 6.55 | 64.1 | 0.00904 | 6.55 | 64.1 | 0.00904 | 6.55 | 64.1 | 0.00904 | 6.55 |  |  | 1 |  | RB-Appl-EffCW-med-ElecDHW-GasCDryer-Tier1-TopAnyDMoMH72CZ08rNCGF
RB-Appl-EffCW-med-ElecDHW-GasCDryer-Tier1-Top | DEER2016 | D16v1 | 2015-05-16 | Any | DMo | MH72 | CZ09 | rDXGF | Each | 1 | 598 | None | 72.3 | 0.0117 | 6.55 | 72.3 | 0.0117 | 6.55 | 72.3 | 0.0117 | 6.55 | 72.3 | 0.0117 | 6.55 |  |  | 1 |  | RB-Appl-EffCW-med-ElecDHW-GasCDryer-Tier1-TopAnyDMoMH72CZ09rDXGF
RB-Appl-EffCW-med-ElecDHW-GasCDryer-Tier1-Top | DEER2016 | D16v1 | 2015-05-16 | Any | DMo | MH72 | CZ09 | rDXHP | Each | 1 | 598 | None | 64.6 | 0.0116 | 7.37 | 64.6 | 0.0116 | 7.37 | 64.6 | 0.0116 | 7.37 | 64.6 | 0.0116 | 7.37 |  |  | 1 |  | RB-Appl-EffCW-med-ElecDHW-GasCDryer-Tier1-TopAnyDMoMH72CZ09rDXHP
RB-Appl-EffCW-med-ElecDHW-GasCDryer-Tier1-Top | DEER2016 | D16v1 | 2015-05-16 | Any | DMo | MH72 | CZ09 | rNCEH | Each | 1 | 598 | None | 56.9 | 0.00865 | 7.37 | 56.9 | 0.00865 | 7.37 | 56.9 | 0.00865 | 7.37 | 56.9 | 0.00865 | 7.37 |  |  | 1 |  | RB-Appl-EffCW-med-ElecDHW-GasCDryer-Tier1-TopAnyDMoMH72CZ09rNCEH
RB-Appl-EffCW-med-ElecDHW-GasCDryer-Tier1-Top | DEER2016 | D16v1 | 2015-05-16 | Any | DMo | MH72 | CZ09 | rNCGF | Each | 1 | 598 | None | 64.1 | 0.00862 | 6.52 | 64.1 | 0.00862 | 6.52 | 64.1 | 0.00862 | 6.52 | 64.1 | 0.00862 | 6.52 |  |  | 1 |  | RB-Appl-EffCW-med-ElecDHW-GasCDryer-Tier1-TopAnyDMoMH72CZ09rNCGF
RB-Appl-EffCW-med-ElecDHW-GasCDryer-Tier1-Top | DEER2016 | D16v1 | 2015-05-16 | Any | DMo | MH72 | CZ10 | rDXGF | Each | 1 | 598 | None | 72.3 | 0.0121 | 6.46 | 72.3 | 0.0121 | 6.46 | 72.3 | 0.0121 | 6.46 | 72.3 | 0.0121 | 6.46 |  |  | 1 |  | RB-Appl-EffCW-med-ElecDHW-GasCDryer-Tier1-TopAnyDMoMH72CZ10rDXGF
RB-Appl-EffCW-med-ElecDHW-GasCDryer-Tier1-Top | DEER2016 | D16v1 | 2015-05-16 | Any | DMo | MH72 | CZ10 | rDXHP | Each | 1 | 598 | None | 64.7 | 0.0123 | 7.37 | 64.7 | 0.0123 | 7.37 | 64.7 | 0.0123 | 7.37 | 64.7 | 0.0123 | 7.37 |  |  | 1 |  | RB-Appl-EffCW-med-ElecDHW-GasCDryer-Tier1-TopAnyDMoMH72CZ10rDXHP
RB-Appl-EffCW-med-ElecDHW-GasCDryer-Tier1-Top | DEER2016 | D16v1 | 2015-05-16 | Any | DMo | MH72 | CZ10 | rNCEH | Each | 1 | 598 | None | 56.7 | 0.00857 | 7.37 | 56.7 | 0.00857 | 7.37 | 56.7 | 0.00857 | 7.37 | 56.7 | 0.00857 | 7.37 |  |  | 1 |  | RB-Appl-EffCW-med-ElecDHW-GasCDryer-Tier1-TopAnyDMoMH72CZ10rNCEH
RB-Appl-EffCW-med-ElecDHW-GasCDryer-Tier1-Top | DEER2016 | D16v1 | 2015-05-16 | Any | DMo | MH72 | CZ10 | rNCGF | Each | 1 | 598 | None | 63.8 | 0.00897 | 6.41 | 63.8 | 0.00897 | 6.41 | 63.8 | 0.00897 | 6.41 | 63.8 | 0.00897 | 6.41 |  |  | 1 |  | RB-Appl-EffCW-med-ElecDHW-GasCDryer-Tier1-TopAnyDMoMH72CZ10rNCGF
RB-Appl-EffCW-med-ElecDHW-GasCDryer-Tier1-Top | DEER2016 | D16v1 | 2015-05-16 | Any | DMo | MH72 | CZ11 | rDXGF | Each | 1 | 598 | None | 70.5 | 0.0131 | 6.46 | 70.5 | 0.0131 | 6.46 | 70.5 | 0.0131 | 6.46 | 70.5 | 0.0131 | 6.46 |  |  | 1 |  | RB-Appl-EffCW-med-ElecDHW-GasCDryer-Tier1-TopAnyDMoMH72CZ11rDXGF
RB-Appl-EffCW-med-ElecDHW-GasCDryer-Tier1-Top | DEER2016 | D16v1 | 2015-05-16 | Any | DMo | MH72 | CZ11 | rDXHP | Each | 1 | 598 | None | 63.5 | 0.0126 | 7.37 | 63.5 | 0.0126 | 7.37 | 63.5 | 0.0126 | 7.37 | 63.5 | 0.0126 | 7.37 |  |  | 1 |  | RB-Appl-EffCW-med-ElecDHW-GasCDryer-Tier1-TopAnyDMoMH72CZ11rDXHP
RB-Appl-EffCW-med-ElecDHW-GasCDryer-Tier1-Top | DEER2016 | D16v1 | 2015-05-16 | Any | DMo | MH72 | CZ11 | rNCEH | Each | 1 | 598 | None | 56.3 | 0.00856 | 7.37 | 56.3 | 0.00856 | 7.37 | 56.3 | 0.00856 | 7.37 | 56.3 | 0.00856 | 7.37 |  |  | 1 |  | RB-Appl-EffCW-med-ElecDHW-GasCDryer-Tier1-TopAnyDMoMH72CZ11rNCEH
RB-Appl-EffCW-med-ElecDHW-GasCDryer-Tier1-Top | DEER2016 | D16v1 | 2015-05-16 | Any | DMo | MH72 | CZ11 | rNCGF | Each | 1 | 598 | None | 64.3 | 0.00847 | 6.45 | 64.3 | 0.00847 | 6.45 | 64.3 | 0.00847 | 6.45 | 64.3 | 0.00847 | 6.45 |  |  | 1 |  | RB-Appl-EffCW-med-ElecDHW-GasCDryer-Tier1-TopAnyDMoMH72CZ11rNCGF
RB-Appl-EffCW-med-ElecDHW-GasCDryer-Tier1-Top | DEER2016 | D16v1 | 2015-05-16 | Any | DMo | MH72 | CZ12 | rDXGF | Each | 1 | 598 | None | 70.8 | 0.0131 | 6.26 | 70.8 | 0.0131 | 6.26 | 70.8 | 0.0131 | 6.26 | 70.8 | 0.0131 | 6.26 |  |  | 1 |  | RB-Appl-EffCW-med-ElecDHW-GasCDryer-Tier1-TopAnyDMoMH72CZ12rDXGF
RB-Appl-EffCW-med-ElecDHW-GasCDryer-Tier1-Top | DEER2016 | D16v1 | 2015-05-16 | Any | DMo | MH72 | CZ12 | rDXHP | Each | 1 | 598 | None | 63.5 | 0.0129 | 7.37 | 63.5 | 0.0129 | 7.37 | 63.5 | 0.0129 | 7.37 | 63.5 | 0.0129 | 7.37 |  |  | 1 |  | RB-Appl-EffCW-med-ElecDHW-GasCDryer-Tier1-TopAnyDMoMH72CZ12rDXHP
RB-Appl-EffCW-med-ElecDHW-GasCDryer-Tier1-Top | DEER2016 | D16v1 | 2015-05-16 | Any | DMo | MH72 | CZ12 | rNCEH | Each | 1 | 598 | None | 55.9 | 0.00883 | 7.37 | 55.9 | 0.00883 | 7.37 | 55.9 | 0.00883 | 7.37 | 55.9 | 0.00883 | 7.37 |  |  | 1 |  | RB-Appl-EffCW-med-ElecDHW-GasCDryer-Tier1-TopAnyDMoMH72CZ12rNCEH
RB-Appl-EffCW-med-ElecDHW-GasCDryer-Tier1-Top | DEER2016 | D16v1 | 2015-05-16 | Any | DMo | MH72 | CZ12 | rNCGF | Each | 1 | 598 | None | 65.3 | 0.00881 | 6.26 | 65.3 | 0.00881 | 6.26 | 65.3 | 0.00881 | 6.26 | 65.3 | 0.00881 | 6.26 |  |  | 1 |  | RB-Appl-EffCW-med-ElecDHW-GasCDryer-Tier1-TopAnyDMoMH72CZ12rNCGF
RB-Appl-EffCW-med-ElecDHW-GasCDryer-Tier1-Top | DEER2016 | D16v1 | 2015-05-16 | Any | DMo | MH72 | CZ13 | rDXGF | Each | 1 | 598 | None | 70.9 | 0.0113 | 6.39 | 70.9 | 0.0113 | 6.39 | 70.9 | 0.0113 | 6.39 | 70.9 | 0.0113 | 6.39 |  |  | 1 |  | RB-Appl-EffCW-med-ElecDHW-GasCDryer-Tier1-TopAnyDMoMH72CZ13rDXGF
RB-Appl-EffCW-med-ElecDHW-GasCDryer-Tier1-Top | DEER2016 | D16v1 | 2015-05-16 | Any | DMo | MH72 | CZ13 | rDXHP | Each | 1 | 598 | None | 62.3 | 0.0112 | 7.37 | 62.3 | 0.0112 | 7.37 | 62.3 | 0.0112 | 7.37 | 62.3 | 0.0112 | 7.37 |  |  | 1 |  | RB-Appl-EffCW-med-ElecDHW-GasCDryer-Tier1-TopAnyDMoMH72CZ13rDXHP
RB-Appl-EffCW-med-ElecDHW-GasCDryer-Tier1-Top | DEER2016 | D16v1 | 2015-05-16 | Any | DMo | MH72 | CZ13 | rNCEH | Each | 1 | 598 | None | 55 | 0.00852 | 7.37 | 55 | 0.00852 | 7.37 | 55 | 0.00852 | 7.37 | 55 | 0.00852 | 7.37 |  |  | 1 |  | RB-Appl-EffCW-med-ElecDHW-GasCDryer-Tier1-TopAnyDMoMH72CZ13rNCEH
RB-Appl-EffCW-med-ElecDHW-GasCDryer-Tier1-Top | DEER2016 | D16v1 | 2015-05-16 | Any | DMo | MH72 | CZ13 | rNCGF | Each | 1 | 598 | None | 63.8 | 0.00876 | 6.39 | 63.8 | 0.00876 | 6.39 | 63.8 | 0.00876 | 6.39 | 63.8 | 0.00876 | 6.39 |  |  | 1 |  | RB-Appl-EffCW-med-ElecDHW-GasCDryer-Tier1-TopAnyDMoMH72CZ13rNCGF
RB-Appl-EffCW-med-ElecDHW-GasCDryer-Tier1-Top | DEER2016 | D16v1 | 2015-05-16 | Any | DMo | MH72 | CZ14 | rDXGF | Each | 1 | 598 | None | 74.9 | 0.012 | 6.6 | 74.9 | 0.012 | 6.6 | 74.9 | 0.012 | 6.6 | 74.9 | 0.012 | 6.6 |  |  | 1 |  | RB-Appl-EffCW-med-ElecDHW-GasCDryer-Tier1-TopAnyDMoMH72CZ14rDXGF
RB-Appl-EffCW-med-ElecDHW-GasCDryer-Tier1-Top | DEER2016 | D16v1 | 2015-05-16 | Any | DMo | MH72 | CZ14 | rDXHP | Each | 1 | 598 | None | 68.3 | 0.0114 | 7.37 | 68.3 | 0.0114 | 7.37 | 68.3 | 0.0114 | 7.37 | 68.3 | 0.0114 | 7.37 |  |  | 1 |  | RB-Appl-EffCW-med-ElecDHW-GasCDryer-Tier1-TopAnyDMoMH72CZ14rDXHP
RB-Appl-EffCW-med-ElecDHW-GasCDryer-Tier1-Top | DEER2016 | D16v1 | 2015-05-16 | Any | DMo | MH72 | CZ14 | rNCEH | Each | 1 | 598 | None | 57.9 | 0.00839 | 7.37 | 57.9 | 0.00839 | 7.37 | 57.9 | 0.00839 | 7.37 | 57.9 | 0.00839 | 7.37 |  |  | 1 |  | RB-Appl-EffCW-med-ElecDHW-GasCDryer-Tier1-TopAnyDMoMH72CZ14rNCEH
RB-Appl-EffCW-med-ElecDHW-GasCDryer-Tier1-Top | DEER2016 | D16v1 | 2015-05-16 | Any | DMo | MH72 | CZ14 | rNCGF | Each | 1 | 598 | None | 64.7 | 0.00841 | 6.58 | 64.7 | 0.00841 | 6.58 | 64.7 | 0.00841 | 6.58 | 64.7 | 0.00841 | 6.58 |  |  | 1 |  | RB-Appl-EffCW-med-ElecDHW-GasCDryer-Tier1-TopAnyDMoMH72CZ14rNCGF
RB-Appl-EffCW-med-ElecDHW-GasCDryer-Tier1-Top | DEER2016 | D16v1 | 2015-05-16 | Any | DMo | MH72 | CZ15 | rDXGF | Each | 1 | 598 | None | 75 | 0.0108 | 7.02 | 75 | 0.0108 | 7.02 | 75 | 0.0108 | 7.02 | 75 | 0.0108 | 7.02 |  |  | 1 |  | RB-Appl-EffCW-med-ElecDHW-GasCDryer-Tier1-TopAnyDMoMH72CZ15rDXGF
RB-Appl-EffCW-med-ElecDHW-GasCDryer-Tier1-Top | DEER2016 | D16v1 | 2015-05-16 | Any | DMo | MH72 | CZ15 | rDXHP | Each | 1 | 598 | None | 71.9 | 0.0107 | 7.37 | 71.9 | 0.0107 | 7.37 | 71.9 | 0.0107 | 7.37 | 71.9 | 0.0107 | 7.37 |  |  | 1 |  | RB-Appl-EffCW-med-ElecDHW-GasCDryer-Tier1-TopAnyDMoMH72CZ15rDXHP
RB-Appl-EffCW-med-ElecDHW-GasCDryer-Tier1-Top | DEER2016 | D16v1 | 2015-05-16 | Any | DMo | MH72 | CZ15 | rNCEH | Each | 1 | 598 | None | 55.8 | 0.00762 | 7.37 | 55.8 | 0.00762 | 7.37 | 55.8 | 0.00762 | 7.37 | 55.8 | 0.00762 | 7.37 |  |  | 1 |  | RB-Appl-EffCW-med-ElecDHW-GasCDryer-Tier1-TopAnyDMoMH72CZ15rNCEH
RB-Appl-EffCW-med-ElecDHW-GasCDryer-Tier1-Top | DEER2016 | D16v1 | 2015-05-16 | Any | DMo | MH72 | CZ15 | rNCGF | Each | 1 | 598 | None | 59.1 | 0.00756 | 6.99 | 59.1 | 0.00756 | 6.99 | 59.1 | 0.00756 | 6.99 | 59.1 | 0.00756 | 6.99 |  |  | 1 |  | RB-Appl-EffCW-med-ElecDHW-GasCDryer-Tier1-TopAnyDMoMH72CZ15rNCGF
RB-Appl-EffCW-med-ElecDHW-GasCDryer-Tier1-Top | DEER2016 | D16v1 | 2015-05-16 | Any | DMo | MH72 | CZ16 | rDXGF | Each | 1 | 598 | None | 76 | 0.0122 | 6.21 | 76 | 0.0122 | 6.21 | 76 | 0.0122 | 6.21 | 76 | 0.0122 | 6.21 |  |  | 1 |  | RB-Appl-EffCW-med-ElecDHW-GasCDryer-Tier1-TopAnyDMoMH72CZ16rDXGF
RB-Appl-EffCW-med-ElecDHW-GasCDryer-Tier1-Top | DEER2016 | D16v1 | 2015-05-16 | Any | DMo | MH72 | CZ16 | rDXHP | Each | 1 | 598 | None | 62 | 0.0121 | 7.37 | 62 | 0.0121 | 7.37 | 62 | 0.0121 | 7.37 | 62 | 0.0121 | 7.37 |  |  | 1 |  | RB-Appl-EffCW-med-ElecDHW-GasCDryer-Tier1-TopAnyDMoMH72CZ16rDXHP
RB-Appl-EffCW-med-ElecDHW-GasCDryer-Tier1-Top | DEER2016 | D16v1 | 2015-05-16 | Any | DMo | MH72 | CZ16 | rNCEH | Each | 1 | 598 | None | 58.9 | 0.00933 | 7.37 | 58.9 | 0.00933 | 7.37 | 58.9 | 0.00933 | 7.37 | 58.9 | 0.00933 | 7.37 |  |  | 1 |  | RB-Appl-EffCW-med-ElecDHW-GasCDryer-Tier1-TopAnyDMoMH72CZ16rNCEH
RB-Appl-EffCW-med-ElecDHW-GasCDryer-Tier1-Top | DEER2016 | D16v1 | 2015-05-16 | Any | DMo | MH72 | CZ16 | rNCGF | Each | 1 | 598 | None | 69.3 | 0.00935 | 6.2 | 69.3 | 0.00935 | 6.2 | 69.3 | 0.00935 | 6.2 | 69.3 | 0.00935 | 6.2 |  |  | 1 |  | RB-Appl-EffCW-med-ElecDHW-GasCDryer-Tier1-TopAnyDMoMH72CZ16rNCGF
RB-Appl-EffCW-med-ElecDHW-GasCDryer-Tier1-Top | DEER2016 | D16v1 | 2015-05-16 | Any | DMo | MH85 | CZ01 | rDXGF | Each | 1 | 621 | None | 68.5 | 0.00239 | 5.3 | 68.5 | 0.00239 | 5.3 | 68.5 | 0.00239 | 5.3 | 68.5 | 0.00239 | 5.3 |  |  | 1 |  | RB-Appl-EffCW-med-ElecDHW-GasCDryer-Tier1-TopAnyDMoMH85CZ01rDXGF
RB-Appl-EffCW-med-ElecDHW-GasCDryer-Tier1-Top | DEER2016 | D16v1 | 2015-05-16 | Any | DMo | MH85 | CZ01 | rDXHP | Each | 1 | 621 | None | 51.6 | -0.0158 | 7.37 | 51.6 | -0.0158 | 7.37 | 51.6 | -0.0158 | 7.37 | 51.6 | -0.0158 | 7.37 |  |  | 1 |  | RB-Appl-EffCW-med-ElecDHW-GasCDryer-Tier1-TopAnyDMoMH85CZ01rDXHP
RB-Appl-EffCW-med-ElecDHW-GasCDryer-Tier1-Top | DEER2016 | D16v1 | 2015-05-16 | Any | DMo | MH85 | CZ01 | rNCEH | Each | 1 | 621 | None | 51 | 0.00958 | 7.37 | 51 | 0.00958 | 7.37 | 51 | 0.00958 | 7.37 | 51 | 0.00958 | 7.37 |  |  | 1 |  | RB-Appl-EffCW-med-ElecDHW-GasCDryer-Tier1-TopAnyDMoMH85CZ01rNCEH
RB-Appl-EffCW-med-ElecDHW-GasCDryer-Tier1-Top | DEER2016 | D16v1 | 2015-05-16 | Any | DMo | MH85 | CZ01 | rNCGF | Each | 1 | 621 | None | 69.2 | 0.00962 | 5.27 | 69.2 | 0.00962 | 5.27 | 69.2 | 0.00962 | 5.27 | 69.2 | 0.00962 | 5.27 |  |  | 1 |  | RB-Appl-EffCW-med-ElecDHW-GasCDryer-Tier1-TopAnyDMoMH85CZ01rNCGF
RB-Appl-EffCW-med-ElecDHW-GasCDryer-Tier1-Top | DEER2016 | D16v1 | 2015-05-16 | Any | DMo | MH85 | CZ02 | rDXGF | Each | 1 | 621 | None | 72 | 0.0148 | 5.21 | 72 | 0.0148 | 5.21 | 72 | 0.0148 | 5.21 | 72 | 0.0148 | 5.21 |  |  | 1 |  | RB-Appl-EffCW-med-ElecDHW-GasCDryer-Tier1-TopAnyDMoMH85CZ02rDXGF
RB-Appl-EffCW-med-ElecDHW-GasCDryer-Tier1-Top | DEER2016 | D16v1 | 2015-05-16 | Any | DMo | MH85 | CZ02 | rDXHP | Each | 1 | 621 | None | 53.3 | 0.0153 | 7.37 | 53.3 | 0.0153 | 7.37 | 53.3 | 0.0153 | 7.37 | 53.3 | 0.0153 | 7.37 |  |  | 1 |  | RB-Appl-EffCW-med-ElecDHW-GasCDryer-Tier1-TopAnyDMoMH85CZ02rDXHP
RB-Appl-EffCW-med-ElecDHW-GasCDryer-Tier1-Top | DEER2016 | D16v1 | 2015-05-16 | Any | DMo | MH85 | CZ02 | rNCEH | Each | 1 | 621 | None | 45.9 | 0.00916 | 7.37 | 45.9 | 0.00916 | 7.37 | 45.9 | 0.00916 | 7.37 | 45.9 | 0.00916 | 7.37 |  |  | 1 |  | RB-Appl-EffCW-med-ElecDHW-GasCDryer-Tier1-TopAnyDMoMH85CZ02rNCEH
RB-Appl-EffCW-med-ElecDHW-GasCDryer-Tier1-Top | DEER2016 | D16v1 | 2015-05-16 | Any | DMo | MH85 | CZ02 | rNCGF | Each | 1 | 621 | None | 66.2 | 0.00905 | 5 | 66.2 | 0.00905 | 5 | 66.2 | 0.00905 | 5 | 66.2 | 0.00905 | 5 |  |  | 1 |  | RB-Appl-EffCW-med-ElecDHW-GasCDryer-Tier1-TopAnyDMoMH85CZ02rNCGF
RB-Appl-EffCW-med-ElecDHW-GasCDryer-Tier1-Top | DEER2016 | D16v1 | 2015-05-16 | Any | DMo | MH85 | CZ03 | rDXGF | Each | 1 | 621 | None | 71.5 | 0.0148 | 5.25 | 71.5 | 0.0148 | 5.25 | 71.5 | 0.0148 | 5.25 | 71.5 | 0.0148 | 5.25 |  |  | 1 |  | RB-Appl-EffCW-med-ElecDHW-GasCDryer-Tier1-TopAnyDMoMH85CZ03rDXGF
RB-Appl-EffCW-med-ElecDHW-GasCDryer-Tier1-Top | DEER2016 | D16v1 | 2015-05-16 | Any | DMo | MH85 | CZ03 | rDXHP | Each | 1 | 621 | None | 56 | 0.0175 | 7.37 | 56 | 0.0175 | 7.37 | 56 | 0.0175 | 7.37 | 56 | 0.0175 | 7.37 |  |  | 1 |  | RB-Appl-EffCW-med-ElecDHW-GasCDryer-Tier1-TopAnyDMoMH85CZ03rDXHP
RB-Appl-EffCW-med-ElecDHW-GasCDryer-Tier1-Top | DEER2016 | D16v1 | 2015-05-16 | Any | DMo | MH85 | CZ03 | rNCEH | Each | 1 | 621 | None | 47.7 | 0.00924 | 7.37 | 47.7 | 0.00924 | 7.37 | 47.7 | 0.00924 | 7.37 | 47.7 | 0.00924 | 7.37 |  |  | 1 |  | RB-Appl-EffCW-med-ElecDHW-GasCDryer-Tier1-TopAnyDMoMH85CZ03rNCEH
RB-Appl-EffCW-med-ElecDHW-GasCDryer-Tier1-Top | DEER2016 | D16v1 | 2015-05-16 | Any | DMo | MH85 | CZ03 | rNCGF | Each | 1 | 621 | None | 66.3 | 0.00899 | 5.19 | 66.3 | 0.00899 | 5.19 | 66.3 | 0.00899 | 5.19 | 66.3 | 0.00899 | 5.19 |  |  | 1 |  | RB-Appl-EffCW-med-ElecDHW-GasCDryer-Tier1-TopAnyDMoMH85CZ03rNCGF
RB-Appl-EffCW-med-ElecDHW-GasCDryer-Tier1-Top | DEER2016 | D16v1 | 2015-05-16 | Any | DMo | MH85 | CZ04 | rDXGF | Each | 1 | 621 | None | 74.2 | 0.0143 | 5.34 | 74.2 | 0.0143 | 5.34 | 74.2 | 0.0143 | 5.34 | 74.2 | 0.0143 | 5.34 |  |  | 1 |  | RB-Appl-EffCW-med-ElecDHW-GasCDryer-Tier1-TopAnyDMoMH85CZ04rDXGF
RB-Appl-EffCW-med-ElecDHW-GasCDryer-Tier1-Top | DEER2016 | D16v1 | 2015-05-16 | Any | DMo | MH85 | CZ04 | rDXHP | Each | 1 | 621 | None | 56.7 | 0.0146 | 7.37 | 56.7 | 0.0146 | 7.37 | 56.7 | 0.0146 | 7.37 | 56.7 | 0.0146 | 7.37 |  |  | 1 |  | RB-Appl-EffCW-med-ElecDHW-GasCDryer-Tier1-TopAnyDMoMH85CZ04rDXHP
RB-Appl-EffCW-med-ElecDHW-GasCDryer-Tier1-Top | DEER2016 | D16v1 | 2015-05-16 | Any | DMo | MH85 | CZ04 | rNCEH | Each | 1 | 621 | None | 48.3 | 0.0089 | 7.37 | 48.3 | 0.0089 | 7.37 | 48.3 | 0.0089 | 7.37 | 48.3 | 0.0089 | 7.37 |  |  | 1 |  | RB-Appl-EffCW-med-ElecDHW-GasCDryer-Tier1-TopAnyDMoMH85CZ04rNCEH
RB-Appl-EffCW-med-ElecDHW-GasCDryer-Tier1-Top | DEER2016 | D16v1 | 2015-05-16 | Any | DMo | MH85 | CZ04 | rNCGF | Each | 1 | 621 | None | 65.4 | 0.00888 | 5.29 | 65.4 | 0.00888 | 5.29 | 65.4 | 0.00888 | 5.29 | 65.4 | 0.00888 | 5.29 |  |  | 1 |  | RB-Appl-EffCW-med-ElecDHW-GasCDryer-Tier1-TopAnyDMoMH85CZ04rNCGF
RB-Appl-EffCW-med-ElecDHW-GasCDryer-Tier1-Top | DEER2016 | D16v1 | 2015-05-16 | Any | DMo | MH85 | CZ05 | rDXGF | Each | 1 | 621 | None | 74.1 | 0.0151 | 5.04 | 74.1 | 0.0151 | 5.04 | 74.1 | 0.0151 | 5.04 | 74.1 | 0.0151 | 5.04 |  |  | 1 |  | RB-Appl-EffCW-med-ElecDHW-GasCDryer-Tier1-TopAnyDMoMH85CZ05rDXGF
RB-Appl-EffCW-med-ElecDHW-GasCDryer-Tier1-Top | DEER2016 | D16v1 | 2015-05-16 | Any | DMo | MH85 | CZ05 | rDXHP | Each | 1 | 621 | None | 55.4 | 0.0156 | 7.37 | 55.4 | 0.0156 | 7.37 | 55.4 | 0.0156 | 7.37 | 55.4 | 0.0156 | 7.37 |  |  | 1 |  | RB-Appl-EffCW-med-ElecDHW-GasCDryer-Tier1-TopAnyDMoMH85CZ05rDXHP
RB-Appl-EffCW-med-ElecDHW-GasCDryer-Tier1-Top | DEER2016 | D16v1 | 2015-05-16 | Any | DMo | MH85 | CZ05 | rNCEH | Each | 1 | 621 | None | 46.3 | 0.00927 | 7.37 | 46.3 | 0.00927 | 7.37 | 46.3 | 0.00927 | 7.37 | 46.3 | 0.00927 | 7.37 |  |  | 1 |  | RB-Appl-EffCW-med-ElecDHW-GasCDryer-Tier1-TopAnyDMoMH85CZ05rNCEH
RB-Appl-EffCW-med-ElecDHW-GasCDryer-Tier1-Top | DEER2016 | D16v1 | 2015-05-16 | Any | DMo | MH85 | CZ05 | rNCGF | Each | 1 | 621 | None | 66.9 | 0.00828 | 4.93 | 66.9 | 0.00828 | 4.93 | 66.9 | 0.00828 | 4.93 | 66.9 | 0.00828 | 4.93 |  |  | 1 |  | RB-Appl-EffCW-med-ElecDHW-GasCDryer-Tier1-TopAnyDMoMH85CZ05rNCGF
RB-Appl-EffCW-med-ElecDHW-GasCDryer-Tier1-Top | DEER2016 | D16v1 | 2015-05-16 | Any | DMo | MH85 | CZ06 | rDXGF | Each | 1 | 621 | None | 76.9 | 0.0125 | 6.09 | 76.9 | 0.0125 | 6.09 | 76.9 | 0.0125 | 6.09 | 76.9 | 0.0125 | 6.09 |  |  | 1 |  | RB-Appl-EffCW-med-ElecDHW-GasCDryer-Tier1-TopAnyDMoMH85CZ06rDXGF
RB-Appl-EffCW-med-ElecDHW-GasCDryer-Tier1-Top | DEER2016 | D16v1 | 2015-05-16 | Any | DMo | MH85 | CZ06 | rDXHP | Each | 1 | 621 | None | 66.5 | 0.0121 | 7.37 | 66.5 | 0.0121 | 7.37 | 66.5 | 0.0121 | 7.37 | 66.5 | 0.0121 | 7.37 |  |  | 1 |  | RB-Appl-EffCW-med-ElecDHW-GasCDryer-Tier1-TopAnyDMoMH85CZ06rDXHP
RB-Appl-EffCW-med-ElecDHW-GasCDryer-Tier1-Top | DEER2016 | D16v1 | 2015-05-16 | Any | DMo | MH85 | CZ06 | rNCEH | Each | 1 | 621 | None | 53.7 | 0.00885 | 7.37 | 53.7 | 0.00885 | 7.37 | 53.7 | 0.00885 | 7.37 | 53.7 | 0.00885 | 7.37 |  |  | 1 |  | RB-Appl-EffCW-med-ElecDHW-GasCDryer-Tier1-TopAnyDMoMH85CZ06rNCEH
RB-Appl-EffCW-med-ElecDHW-GasCDryer-Tier1-Top | DEER2016 | D16v1 | 2015-05-16 | Any | DMo | MH85 | CZ06 | rNCGF | Each | 1 | 621 | None | 64.8 | 0.00885 | 6.05 | 64.8 | 0.00885 | 6.05 | 64.8 | 0.00885 | 6.05 | 64.8 | 0.00885 | 6.05 |  |  | 1 |  | RB-Appl-EffCW-med-ElecDHW-GasCDryer-Tier1-TopAnyDMoMH85CZ06rNCGF
RB-Appl-EffCW-med-ElecDHW-GasCDryer-Tier1-Top | DEER2016 | D16v1 | 2015-05-16 | Any | DMo | MH85 | CZ07 | rDXGF | Each | 1 | 621 | None | 76.1 | 0.022 | 6.1 | 76.1 | 0.022 | 6.1 | 76.1 | 0.022 | 6.1 | 76.1 | 0.022 | 6.1 |  |  | 1 |  | RB-Appl-EffCW-med-ElecDHW-GasCDryer-Tier1-TopAnyDMoMH85CZ07rDXGF
RB-Appl-EffCW-med-ElecDHW-GasCDryer-Tier1-Top | DEER2016 | D16v1 | 2015-05-16 | Any | DMo | MH85 | CZ07 | rDXHP | Each | 1 | 621 | None | 69.9 | 0.0237 | 7.37 | 69.9 | 0.0237 | 7.37 | 69.9 | 0.0237 | 7.37 | 69.9 | 0.0237 | 7.37 |  |  | 1 |  | RB-Appl-EffCW-med-ElecDHW-GasCDryer-Tier1-TopAnyDMoMH85CZ07rDXHP
RB-Appl-EffCW-med-ElecDHW-GasCDryer-Tier1-Top | DEER2016 | D16v1 | 2015-05-16 | Any | DMo | MH85 | CZ07 | rNCEH | Each | 1 | 621 | None | 54.1 | 0.00885 | 7.37 | 54.1 | 0.00885 | 7.37 | 54.1 | 0.00885 | 7.37 | 54.1 | 0.00885 | 7.37 |  |  | 1 |  | RB-Appl-EffCW-med-ElecDHW-GasCDryer-Tier1-TopAnyDMoMH85CZ07rNCEH
RB-Appl-EffCW-med-ElecDHW-GasCDryer-Tier1-Top | DEER2016 | D16v1 | 2015-05-16 | Any | DMo | MH85 | CZ07 | rNCGF | Each | 1 | 621 | None | 64.5 | 0.00877 | 6.05 | 64.5 | 0.00877 | 6.05 | 64.5 | 0.00877 | 6.05 | 64.5 | 0.00877 | 6.05 |  |  | 1 |  | RB-Appl-EffCW-med-ElecDHW-GasCDryer-Tier1-TopAnyDMoMH85CZ07rNCGF
RB-Appl-EffCW-med-ElecDHW-GasCDryer-Tier1-Top | DEER2016 | D16v1 | 2015-05-16 | Any | DMo | MH85 | CZ08 | rDXGF | Each | 1 | 621 | None | 77.5 | 0.013 | 5.95 | 77.5 | 0.013 | 5.95 | 77.5 | 0.013 | 5.95 | 77.5 | 0.013 | 5.95 |  |  | 1 |  | RB-Appl-EffCW-med-ElecDHW-GasCDryer-Tier1-TopAnyDMoMH85CZ08rDXGF
RB-Appl-EffCW-med-ElecDHW-GasCDryer-Tier1-Top | DEER2016 | D16v1 | 2015-05-16 | Any | DMo | MH85 | CZ08 | rDXHP | Each | 1 | 621 | None | 69 | 0.0135 | 7.37 | 69 | 0.0135 | 7.37 | 69 | 0.0135 | 7.37 | 69 | 0.0135 | 7.37 |  |  | 1 |  | RB-Appl-EffCW-med-ElecDHW-GasCDryer-Tier1-TopAnyDMoMH85CZ08rDXHP
RB-Appl-EffCW-med-ElecDHW-GasCDryer-Tier1-Top | DEER2016 | D16v1 | 2015-05-16 | Any | DMo | MH85 | CZ08 | rNCEH | Each | 1 | 621 | None | 52.5 | 0.00871 | 7.37 | 52.5 | 0.00871 | 7.37 | 52.5 | 0.00871 | 7.37 | 52.5 | 0.00871 | 7.37 |  |  | 1 |  | RB-Appl-EffCW-med-ElecDHW-GasCDryer-Tier1-TopAnyDMoMH85CZ08rNCEH
RB-Appl-EffCW-med-ElecDHW-GasCDryer-Tier1-Top | DEER2016 | D16v1 | 2015-05-16 | Any | DMo | MH85 | CZ08 | rNCGF | Each | 1 | 621 | None | 63.9 | 0.00889 | 6 | 63.9 | 0.00889 | 6 | 63.9 | 0.00889 | 6 | 63.9 | 0.00889 | 6 |  |  | 1 |  | RB-Appl-EffCW-med-ElecDHW-GasCDryer-Tier1-TopAnyDMoMH85CZ08rNCGF
RB-Appl-EffCW-med-ElecDHW-GasCDryer-Tier1-Top | DEER2016 | D16v1 | 2015-05-16 | Any | DMo | MH85 | CZ09 | rDXGF | Each | 1 | 621 | None | 76.9 | 0.013 | 5.99 | 76.9 | 0.013 | 5.99 | 76.9 | 0.013 | 5.99 | 76.9 | 0.013 | 5.99 |  |  | 1 |  | RB-Appl-EffCW-med-ElecDHW-GasCDryer-Tier1-TopAnyDMoMH85CZ09rDXGF
RB-Appl-EffCW-med-ElecDHW-GasCDryer-Tier1-Top | DEER2016 | D16v1 | 2015-05-16 | Any | DMo | MH85 | CZ09 | rDXHP | Each | 1 | 621 | None | 65.2 | 0.0128 | 7.37 | 65.2 | 0.0128 | 7.37 | 65.2 | 0.0128 | 7.37 | 65.2 | 0.0128 | 7.37 |  |  | 1 |  | RB-Appl-EffCW-med-ElecDHW-GasCDryer-Tier1-TopAnyDMoMH85CZ09rDXHP
RB-Appl-EffCW-med-ElecDHW-GasCDryer-Tier1-Top | DEER2016 | D16v1 | 2015-05-16 | Any | DMo | MH85 | CZ09 | rNCEH | Each | 1 | 621 | None | 51.5 | 0.00865 | 7.37 | 51.5 | 0.00865 | 7.37 | 51.5 | 0.00865 | 7.37 | 51.5 | 0.00865 | 7.37 |  |  | 1 |  | RB-Appl-EffCW-med-ElecDHW-GasCDryer-Tier1-TopAnyDMoMH85CZ09rNCEH
RB-Appl-EffCW-med-ElecDHW-GasCDryer-Tier1-Top | DEER2016 | D16v1 | 2015-05-16 | Any | DMo | MH85 | CZ09 | rNCGF | Each | 1 | 621 | None | 63.8 | 0.00876 | 5.91 | 63.8 | 0.00876 | 5.91 | 63.8 | 0.00876 | 5.91 | 63.8 | 0.00876 | 5.91 |  |  | 1 |  | RB-Appl-EffCW-med-ElecDHW-GasCDryer-Tier1-TopAnyDMoMH85CZ09rNCGF
RB-Appl-EffCW-med-ElecDHW-GasCDryer-Tier1-Top | DEER2016 | D16v1 | 2015-05-16 | Any | DMo | MH85 | CZ10 | rDXGF | Each | 1 | 621 | None | 72.1 | 0.0132 | 5.91 | 72.1 | 0.0132 | 5.91 | 72.1 | 0.0132 | 5.91 | 72.1 | 0.0132 | 5.91 |  |  | 1 |  | RB-Appl-EffCW-med-ElecDHW-GasCDryer-Tier1-TopAnyDMoMH85CZ10rDXGF
RB-Appl-EffCW-med-ElecDHW-GasCDryer-Tier1-Top | DEER2016 | D16v1 | 2015-05-16 | Any | DMo | MH85 | CZ10 | rDXHP | Each | 1 | 621 | None | 62.5 | 0.0128 | 7.37 | 62.5 | 0.0128 | 7.37 | 62.5 | 0.0128 | 7.37 | 62.5 | 0.0128 | 7.37 |  |  | 1 |  | RB-Appl-EffCW-med-ElecDHW-GasCDryer-Tier1-TopAnyDMoMH85CZ10rDXHP
RB-Appl-EffCW-med-ElecDHW-GasCDryer-Tier1-Top | DEER2016 | D16v1 | 2015-05-16 | Any | DMo | MH85 | CZ10 | rNCEH | Each | 1 | 621 | None | 50.1 | 0.00857 | 7.37 | 50.1 | 0.00857 | 7.37 | 50.1 | 0.00857 | 7.37 | 50.1 | 0.00857 | 7.37 |  |  | 1 |  | RB-Appl-EffCW-med-ElecDHW-GasCDryer-Tier1-TopAnyDMoMH85CZ10rNCEH
RB-Appl-EffCW-med-ElecDHW-GasCDryer-Tier1-Top | DEER2016 | D16v1 | 2015-05-16 | Any | DMo | MH85 | CZ10 | rNCGF | Each | 1 | 621 | None | 63.6 | 0.00815 | 5.73 | 63.6 | 0.00815 | 5.73 | 63.6 | 0.00815 | 5.73 | 63.6 | 0.00815 | 5.73 |  |  | 1 |  | RB-Appl-EffCW-med-ElecDHW-GasCDryer-Tier1-TopAnyDMoMH85CZ10rNCGF
RB-Appl-EffCW-med-ElecDHW-GasCDryer-Tier1-Top | DEER2016 | D16v1 | 2015-05-16 | Any | DMo | MH85 | CZ11 | rDXGF | Each | 1 | 621 | None | 76 | 0.0124 | 5.48 | 76 | 0.0124 | 5.48 | 76 | 0.0124 | 5.48 | 76 | 0.0124 | 5.48 |  |  | 1 |  | RB-Appl-EffCW-med-ElecDHW-GasCDryer-Tier1-TopAnyDMoMH85CZ11rDXGF
RB-Appl-EffCW-med-ElecDHW-GasCDryer-Tier1-Top | DEER2016 | D16v1 | 2015-05-16 | Any | DMo | MH85 | CZ11 | rDXHP | Each | 1 | 621 | None | 58.2 | 0.0131 | 7.37 | 58.2 | 0.0131 | 7.37 | 58.2 | 0.0131 | 7.37 | 58.2 | 0.0131 | 7.37 |  |  | 1 |  | RB-Appl-EffCW-med-ElecDHW-GasCDryer-Tier1-TopAnyDMoMH85CZ11rDXHP
RB-Appl-EffCW-med-ElecDHW-GasCDryer-Tier1-Top | DEER2016 | D16v1 | 2015-05-16 | Any | DMo | MH85 | CZ11 | rNCEH | Each | 1 | 621 | None | 47.4 | 0.00856 | 7.37 | 47.4 | 0.00856 | 7.37 | 47.4 | 0.00856 | 7.37 | 47.4 | 0.00856 | 7.37 |  |  | 1 |  | RB-Appl-EffCW-med-ElecDHW-GasCDryer-Tier1-TopAnyDMoMH85CZ11rNCEH
RB-Appl-EffCW-med-ElecDHW-GasCDryer-Tier1-Top | DEER2016 | D16v1 | 2015-05-16 | Any | DMo | MH85 | CZ11 | rNCGF | Each | 1 | 621 | None | 63.7 | 0.00857 | 5.49 | 63.7 | 0.00857 | 5.49 | 63.7 | 0.00857 | 5.49 | 63.7 | 0.00857 | 5.49 |  |  | 1 |  | RB-Appl-EffCW-med-ElecDHW-GasCDryer-Tier1-TopAnyDMoMH85CZ11rNCGF
RB-Appl-EffCW-med-ElecDHW-GasCDryer-Tier1-Top | DEER2016 | D16v1 | 2015-05-16 | Any | DMo | MH85 | CZ12 | rDXGF | Each | 1 | 621 | None | 73.1 | 0.0121 | 5.28 | 73.1 | 0.0121 | 5.28 | 73.1 | 0.0121 | 5.28 | 73.1 | 0.0121 | 5.28 |  |  | 1 |  | RB-Appl-EffCW-med-ElecDHW-GasCDryer-Tier1-TopAnyDMoMH85CZ12rDXGF
RB-Appl-EffCW-med-ElecDHW-GasCDryer-Tier1-Top | DEER2016 | D16v1 | 2015-05-16 | Any | DMo | MH85 | CZ12 | rDXHP | Each | 1 | 621 | None | 54.7 | 0.013 | 7.37 | 54.7 | 0.013 | 7.37 | 54.7 | 0.013 | 7.37 | 54.7 | 0.013 | 7.37 |  |  | 1 |  | RB-Appl-EffCW-med-ElecDHW-GasCDryer-Tier1-TopAnyDMoMH85CZ12rDXHP
RB-Appl-EffCW-med-ElecDHW-GasCDryer-Tier1-Top | DEER2016 | D16v1 | 2015-05-16 | Any | DMo | MH85 | CZ12 | rNCEH | Each | 1 | 621 | None | 47.6 | 0.00883 | 7.37 | 47.6 | 0.00883 | 7.37 | 47.6 | 0.00883 | 7.37 | 47.6 | 0.00883 | 7.37 |  |  | 1 |  | RB-Appl-EffCW-med-ElecDHW-GasCDryer-Tier1-TopAnyDMoMH85CZ12rNCEH
RB-Appl-EffCW-med-ElecDHW-GasCDryer-Tier1-Top | DEER2016 | D16v1 | 2015-05-16 | Any | DMo | MH85 | CZ12 | rNCGF | Each | 1 | 621 | None | 64.8 | 0.00879 | 5.37 | 64.8 | 0.00879 | 5.37 | 64.8 | 0.00879 | 5.37 | 64.8 | 0.00879 | 5.37 |  |  | 1 |  | RB-Appl-EffCW-med-ElecDHW-GasCDryer-Tier1-TopAnyDMoMH85CZ12rNCGF
RB-Appl-EffCW-med-ElecDHW-GasCDryer-Tier1-Top | DEER2016 | D16v1 | 2015-05-16 | Any | DMo | MH85 | CZ13 | rDXGF | Each | 1 | 621 | None | 74.9 | 0.0127 | 5.61 | 74.9 | 0.0127 | 5.61 | 74.9 | 0.0127 | 5.61 | 74.9 | 0.0127 | 5.61 |  |  | 1 |  | RB-Appl-EffCW-med-ElecDHW-GasCDryer-Tier1-TopAnyDMoMH85CZ13rDXGF
RB-Appl-EffCW-med-ElecDHW-GasCDryer-Tier1-Top | DEER2016 | D16v1 | 2015-05-16 | Any | DMo | MH85 | CZ13 | rDXHP | Each | 1 | 621 | None | 60.5 | 0.0137 | 7.37 | 60.5 | 0.0137 | 7.37 | 60.5 | 0.0137 | 7.37 | 60.5 | 0.0137 | 7.37 |  |  | 1 |  | RB-Appl-EffCW-med-ElecDHW-GasCDryer-Tier1-TopAnyDMoMH85CZ13rDXHP
RB-Appl-EffCW-med-ElecDHW-GasCDryer-Tier1-Top | DEER2016 | D16v1 | 2015-05-16 | Any | DMo | MH85 | CZ13 | rNCEH | Each | 1 | 621 | None | 48 | 0.00852 | 7.37 | 48 | 0.00852 | 7.37 | 48 | 0.00852 | 7.37 | 48 | 0.00852 | 7.37 |  |  | 1 |  | RB-Appl-EffCW-med-ElecDHW-GasCDryer-Tier1-TopAnyDMoMH85CZ13rNCEH
RB-Appl-EffCW-med-ElecDHW-GasCDryer-Tier1-Top | DEER2016 | D16v1 | 2015-05-16 | Any | DMo | MH85 | CZ13 | rNCGF | Each | 1 | 621 | None | 63.4 | 0.00986 | 5.62 | 63.4 | 0.00986 | 5.62 | 63.4 | 0.00986 | 5.62 | 63.4 | 0.00986 | 5.62 |  |  | 1 |  | RB-Appl-EffCW-med-ElecDHW-GasCDryer-Tier1-TopAnyDMoMH85CZ13rNCGF
RB-Appl-EffCW-med-ElecDHW-GasCDryer-Tier1-Top | DEER2016 | D16v1 | 2015-05-16 | Any | DMo | MH85 | CZ14 | rDXGF | Each | 1 | 621 | None | 79 | 0.0122 | 5.55 | 79 | 0.0122 | 5.55 | 79 | 0.0122 | 5.55 | 79 | 0.0122 | 5.55 |  |  | 1 |  | RB-Appl-EffCW-med-ElecDHW-GasCDryer-Tier1-TopAnyDMoMH85CZ14rDXGF
RB-Appl-EffCW-med-ElecDHW-GasCDryer-Tier1-Top | DEER2016 | D16v1 | 2015-05-16 | Any | DMo | MH85 | CZ14 | rDXHP | Each | 1 | 621 | None | 63.2 | 0.0118 | 7.37 | 63.2 | 0.0118 | 7.37 | 63.2 | 0.0118 | 7.37 | 63.2 | 0.0118 | 7.37 |  |  | 1 |  | RB-Appl-EffCW-med-ElecDHW-GasCDryer-Tier1-TopAnyDMoMH85CZ14rDXHP
RB-Appl-EffCW-med-ElecDHW-GasCDryer-Tier1-Top | DEER2016 | D16v1 | 2015-05-16 | Any | DMo | MH85 | CZ14 | rNCEH | Each | 1 | 621 | None | 48.1 | 0.00839 | 7.37 | 48.1 | 0.00839 | 7.37 | 48.1 | 0.00839 | 7.37 | 48.1 | 0.00839 | 7.37 |  |  | 1 |  | RB-Appl-EffCW-med-ElecDHW-GasCDryer-Tier1-TopAnyDMoMH85CZ14rNCEH
RB-Appl-EffCW-med-ElecDHW-GasCDryer-Tier1-Top | DEER2016 | D16v1 | 2015-05-16 | Any | DMo | MH85 | CZ14 | rNCGF | Each | 1 | 621 | None | 64 | 0.00858 | 5.49 | 64 | 0.00858 | 5.49 | 64 | 0.00858 | 5.49 | 64 | 0.00858 | 5.49 |  |  | 1 |  | RB-Appl-EffCW-med-ElecDHW-GasCDryer-Tier1-TopAnyDMoMH85CZ14rNCGF
RB-Appl-EffCW-med-ElecDHW-GasCDryer-Tier1-Top | DEER2016 | D16v1 | 2015-05-16 | Any | DMo | MH85 | CZ15 | rDXGF | Each | 1 | 621 | None | 76.6 | 0.012 | 6.36 | 76.6 | 0.012 | 6.36 | 76.6 | 0.012 | 6.36 | 76.6 | 0.012 | 6.36 |  |  | 1 |  | RB-Appl-EffCW-med-ElecDHW-GasCDryer-Tier1-TopAnyDMoMH85CZ15rDXGF
RB-Appl-EffCW-med-ElecDHW-GasCDryer-Tier1-Top | DEER2016 | D16v1 | 2015-05-16 | Any | DMo | MH85 | CZ15 | rDXHP | Each | 1 | 621 | None | 69.1 | 0.0117 | 7.37 | 69.1 | 0.0117 | 7.37 | 69.1 | 0.0117 | 7.37 | 69.1 | 0.0117 | 7.37 |  |  | 1 |  | RB-Appl-EffCW-med-ElecDHW-GasCDryer-Tier1-TopAnyDMoMH85CZ15rDXHP
RB-Appl-EffCW-med-ElecDHW-GasCDryer-Tier1-Top | DEER2016 | D16v1 | 2015-05-16 | Any | DMo | MH85 | CZ15 | rNCEH | Each | 1 | 621 | None | 49.9 | 0.00762 | 7.37 | 49.9 | 0.00762 | 7.37 | 49.9 | 0.00762 | 7.37 | 49.9 | 0.00762 | 7.37 |  |  | 1 |  | RB-Appl-EffCW-med-ElecDHW-GasCDryer-Tier1-TopAnyDMoMH85CZ15rNCEH
RB-Appl-EffCW-med-ElecDHW-GasCDryer-Tier1-Top | DEER2016 | D16v1 | 2015-05-16 | Any | DMo | MH85 | CZ15 | rNCGF | Each | 1 | 621 | None | 58.8 | 0.00748 | 6.34 | 58.8 | 0.00748 | 6.34 | 58.8 | 0.00748 | 6.34 | 58.8 | 0.00748 | 6.34 |  |  | 1 |  | RB-Appl-EffCW-med-ElecDHW-GasCDryer-Tier1-TopAnyDMoMH85CZ15rNCGF
RB-Appl-EffCW-med-ElecDHW-GasCDryer-Tier1-Top | DEER2016 | D16v1 | 2015-05-16 | Any | DMo | MH85 | CZ16 | rDXGF | Each | 1 | 621 | None | 75 | 0.0135 | 5.08 | 75 | 0.0135 | 5.08 | 75 | 0.0135 | 5.08 | 75 | 0.0135 | 5.08 |  |  | 1 |  | RB-Appl-EffCW-med-ElecDHW-GasCDryer-Tier1-TopAnyDMoMH85CZ16rDXGF
RB-Appl-EffCW-med-ElecDHW-GasCDryer-Tier1-Top | DEER2016 | D16v1 | 2015-05-16 | Any | DMo | MH85 | CZ16 | rDXHP | Each | 1 | 621 | None | 50.4 | 0.014 | 7.37 | 50.4 | 0.014 | 7.37 | 50.4 | 0.014 | 7.37 | 50.4 | 0.014 | 7.37 |  |  | 1 |  | RB-Appl-EffCW-med-ElecDHW-GasCDryer-Tier1-TopAnyDMoMH85CZ16rDXHP
RB-Appl-EffCW-med-ElecDHW-GasCDryer-Tier1-Top | DEER2016 | D16v1 | 2015-05-16 | Any | DMo | MH85 | CZ16 | rNCEH | Each | 1 | 621 | None | 48.8 | 0.00934 | 7.37 | 48.8 | 0.00934 | 7.37 | 48.8 | 0.00934 | 7.37 | 48.8 | 0.00934 | 7.37 |  |  | 1 |  | RB-Appl-EffCW-med-ElecDHW-GasCDryer-Tier1-TopAnyDMoMH85CZ16rNCEH
RB-Appl-EffCW-med-ElecDHW-GasCDryer-Tier1-Top | DEER2016 | D16v1 | 2015-05-16 | Any | DMo | MH85 | CZ16 | rNCGF | Each | 1 | 621 | None | 68.7 | 0.00927 | 5.15 | 68.7 | 0.00927 | 5.15 | 68.7 | 0.00927 | 5.15 | 68.7 | 0.00927 | 5.15 |  |  | 1 |  | RB-Appl-EffCW-med-ElecDHW-GasCDryer-Tier1-TopAnyDMoMH85CZ16rNCGF
RB-Appl-EffCW-med-ElecDHW-GasCDryer-Tier1-Top | DEER2016 | D16v1 | 2015-05-16 | Any | MFm | 1975 | CZ01 | rDXGF | Each | 1 | 474 | None | 70 | 0.0117 | 5.8 | 70 | 0.0117 | 5.8 | 70 | 0.0117 | 5.8 | 70 | 0.0117 | 5.8 |  |  | 1 |  | RB-Appl-EffCW-med-ElecDHW-GasCDryer-Tier1-TopAnyMFm1975CZ01rDXGF
RB-Appl-EffCW-med-ElecDHW-GasCDryer-Tier1-Top | DEER2016 | D16v1 | 2015-05-16 | Any | MFm | 1975 | CZ01 | rDXHP | Each | 1 | 474 | None | 55.4 | 0.0108 | 7.47 | 55.4 | 0.0108 | 7.47 | 55.4 | 0.0108 | 7.47 | 55.4 | 0.0108 | 7.47 |  |  | 1 |  | RB-Appl-EffCW-med-ElecDHW-GasCDryer-Tier1-TopAnyMFm1975CZ01rDXHP
RB-Appl-EffCW-med-ElecDHW-GasCDryer-Tier1-Top | DEER2016 | D16v1 | 2015-05-16 | Any | MFm | 1975 | CZ01 | rNCEH | Each | 1 | 474 | None | 43.9 | 0.00942 | 7.47 | 43.9 | 0.00942 | 7.47 | 43.9 | 0.00942 | 7.47 | 43.9 | 0.00942 | 7.47 |  |  | 1 |  | RB-Appl-EffCW-med-ElecDHW-GasCDryer-Tier1-TopAnyMFm1975CZ01rNCEH
RB-Appl-EffCW-med-ElecDHW-GasCDryer-Tier1-Top | DEER2016 | D16v1 | 2015-05-16 | Any | MFm | 1975 | CZ01 | rNCGF | Each | 1 | 474 | None | 69.6 | 0.00965 | 5.73 | 69.6 | 0.00965 | 5.73 | 69.6 | 0.00965 | 5.73 | 69.6 | 0.00965 | 5.73 |  |  | 1 |  | RB-Appl-EffCW-med-ElecDHW-GasCDryer-Tier1-TopAnyMFm1975CZ01rNCGF
RB-Appl-EffCW-med-ElecDHW-GasCDryer-Tier1-Top | DEER2016 | D16v1 | 2015-05-16 | Any | MFm | 1975 | CZ02 | rDXGF | Each | 1 | 474 | None | 69.8 | 0.0142 | 6.44 | 69.8 | 0.0142 | 6.44 | 69.8 | 0.0142 | 6.44 | 69.8 | 0.0142 | 6.44 |  |  | 1 |  | RB-Appl-EffCW-med-ElecDHW-GasCDryer-Tier1-TopAnyMFm1975CZ02rDXGF
RB-Appl-EffCW-med-ElecDHW-GasCDryer-Tier1-Top | DEER2016 | D16v1 | 2015-05-16 | Any | MFm | 1975 | CZ02 | rDXHP | Each | 1 | 474 | None | 60.9 | 0.016 | 7.47 | 60.9 | 0.016 | 7.47 | 60.9 | 0.016 | 7.47 | 60.9 | 0.016 | 7.47 |  |  | 1 |  | RB-Appl-EffCW-med-ElecDHW-GasCDryer-Tier1-TopAnyMFm1975CZ02rDXHP
RB-Appl-EffCW-med-ElecDHW-GasCDryer-Tier1-Top | DEER2016 | D16v1 | 2015-05-16 | Any | MFm | 1975 | CZ02 | rNCEH | Each | 1 | 474 | None | 52.9 | 0.00922 | 7.47 | 52.9 | 0.00922 | 7.47 | 52.9 | 0.00922 | 7.47 | 52.9 | 0.00922 | 7.47 |  |  | 1 |  | RB-Appl-EffCW-med-ElecDHW-GasCDryer-Tier1-TopAnyMFm1975CZ02rNCEH
RB-Appl-EffCW-med-ElecDHW-GasCDryer-Tier1-Top | DEER2016 | D16v1 | 2015-05-16 | Any | MFm | 1975 | CZ02 | rNCGF | Each | 1 | 474 | None | 67.4 | 0.0092 | 6.4 | 67.4 | 0.0092 | 6.4 | 67.4 | 0.0092 | 6.4 | 67.4 | 0.0092 | 6.4 |  |  | 1 |  | RB-Appl-EffCW-med-ElecDHW-GasCDryer-Tier1-TopAnyMFm1975CZ02rNCGF
RB-Appl-EffCW-med-ElecDHW-GasCDryer-Tier1-Top | DEER2016 | D16v1 | 2015-05-16 | Any | MFm | 1975 | CZ03 | rDXGF | Each | 1 | 474 | None | 68.6 | 0.0161 | 6.31 | 68.6 | 0.0161 | 6.31 | 68.6 | 0.0161 | 6.31 | 68.6 | 0.0161 | 6.31 |  |  | 1 |  | RB-Appl-EffCW-med-ElecDHW-GasCDryer-Tier1-TopAnyMFm1975CZ03rDXGF
RB-Appl-EffCW-med-ElecDHW-GasCDryer-Tier1-Top | DEER2016 | D16v1 | 2015-05-16 | Any | MFm | 1975 | CZ03 | rDXHP | Each | 1 | 474 | None | 58.5 | 0.0117 | 7.47 | 58.5 | 0.0117 | 7.47 | 58.5 | 0.0117 | 7.47 | 58.5 | 0.0117 | 7.47 |  |  | 1 |  | RB-Appl-EffCW-med-ElecDHW-GasCDryer-Tier1-TopAnyMFm1975CZ03rDXHP
RB-Appl-EffCW-med-ElecDHW-GasCDryer-Tier1-Top | DEER2016 | D16v1 | 2015-05-16 | Any | MFm | 1975 | CZ03 | rNCEH | Each | 1 | 474 | None | 50.9 | 0.0093 | 7.47 | 50.9 | 0.0093 | 7.47 | 50.9 | 0.0093 | 7.47 | 50.9 | 0.0093 | 7.47 |  |  | 1 |  | RB-Appl-EffCW-med-ElecDHW-GasCDryer-Tier1-TopAnyMFm1975CZ03rNCEH
RB-Appl-EffCW-med-ElecDHW-GasCDryer-Tier1-Top | DEER2016 | D16v1 | 2015-05-16 | Any | MFm | 1975 | CZ03 | rNCGF | Each | 1 | 474 | None | 67.5 | 0.00927 | 6.26 | 67.5 | 0.00927 | 6.26 | 67.5 | 0.00927 | 6.26 | 67.5 | 0.00927 | 6.26 |  |  | 1 |  | RB-Appl-EffCW-med-ElecDHW-GasCDryer-Tier1-TopAnyMFm1975CZ03rNCGF
RB-Appl-EffCW-med-ElecDHW-GasCDryer-Tier1-Top | DEER2016 | D16v1 | 2015-05-16 | Any | MFm | 1975 | CZ04 | rDXGF | Each | 1 | 474 | None | 70 | 0.0121 | 6.59 | 70 | 0.0121 | 6.59 | 70 | 0.0121 | 6.59 | 70 | 0.0121 | 6.59 |  |  | 1 |  | RB-Appl-EffCW-med-ElecDHW-GasCDryer-Tier1-TopAnyMFm1975CZ04rDXGF
RB-Appl-EffCW-med-ElecDHW-GasCDryer-Tier1-Top | DEER2016 | D16v1 | 2015-05-16 | Any | MFm | 1975 | CZ04 | rDXHP | Each | 1 | 474 | None | 62.2 | 0.0125 | 7.47 | 62.2 | 0.0125 | 7.47 | 62.2 | 0.0125 | 7.47 | 62.2 | 0.0125 | 7.47 |  |  | 1 |  | RB-Appl-EffCW-med-ElecDHW-GasCDryer-Tier1-TopAnyMFm1975CZ04rDXHP
RB-Appl-EffCW-med-ElecDHW-GasCDryer-Tier1-Top | DEER2016 | D16v1 | 2015-05-16 | Any | MFm | 1975 | CZ04 | rNCEH | Each | 1 | 474 | None | 54.8 | 0.00895 | 7.47 | 54.8 | 0.00895 | 7.47 | 54.8 | 0.00895 | 7.47 | 54.8 | 0.00895 | 7.47 |  |  | 1 |  | RB-Appl-EffCW-med-ElecDHW-GasCDryer-Tier1-TopAnyMFm1975CZ04rNCEH
RB-Appl-EffCW-med-ElecDHW-GasCDryer-Tier1-Top | DEER2016 | D16v1 | 2015-05-16 | Any | MFm | 1975 | CZ04 | rNCGF | Each | 1 | 474 | None | 66.5 | 0.00894 | 6.56 | 66.5 | 0.00894 | 6.56 | 66.5 | 0.00894 | 6.56 | 66.5 | 0.00894 | 6.56 |  |  | 1 |  | RB-Appl-EffCW-med-ElecDHW-GasCDryer-Tier1-TopAnyMFm1975CZ04rNCGF
RB-Appl-EffCW-med-ElecDHW-GasCDryer-Tier1-Top | DEER2016 | D16v1 | 2015-05-16 | Any | MFm | 1975 | CZ05 | rDXGF | Each | 1 | 474 | None | 68.3 | 0.00886 | 6.14 | 68.3 | 0.00886 | 6.14 | 68.3 | 0.00886 | 6.14 | 68.3 | 0.00886 | 6.14 |  |  | 1 |  | RB-Appl-EffCW-med-ElecDHW-GasCDryer-Tier1-TopAnyMFm1975CZ05rDXGF
RB-Appl-EffCW-med-ElecDHW-GasCDryer-Tier1-Top | DEER2016 | D16v1 | 2015-05-16 | Any | MFm | 1975 | CZ05 | rDXHP | Each | 1 | 474 | None | 57.2 | 0.0104 | 7.47 | 57.2 | 0.0104 | 7.47 | 57.2 | 0.0104 | 7.47 | 57.2 | 0.0104 | 7.47 |  |  | 1 |  | RB-Appl-EffCW-med-ElecDHW-GasCDryer-Tier1-TopAnyMFm1975CZ05rDXHP
RB-Appl-EffCW-med-ElecDHW-GasCDryer-Tier1-Top | DEER2016 | D16v1 | 2015-05-16 | Any | MFm | 1975 | CZ05 | rNCEH | Each | 1 | 474 | None | 49.3 | 0.00933 | 7.47 | 49.3 | 0.00933 | 7.47 | 49.3 | 0.00933 | 7.47 | 49.3 | 0.00933 | 7.47 |  |  | 1 |  | RB-Appl-EffCW-med-ElecDHW-GasCDryer-Tier1-TopAnyMFm1975CZ05rNCEH
RB-Appl-EffCW-med-ElecDHW-GasCDryer-Tier1-Top | DEER2016 | D16v1 | 2015-05-16 | Any | MFm | 1975 | CZ05 | rNCGF | Each | 1 | 474 | None | 67.9 | 0.00934 | 6.09 | 67.9 | 0.00934 | 6.09 | 67.9 | 0.00934 | 6.09 | 67.9 | 0.00934 | 6.09 |  |  | 1 |  | RB-Appl-EffCW-med-ElecDHW-GasCDryer-Tier1-TopAnyMFm1975CZ05rNCGF
RB-Appl-EffCW-med-ElecDHW-GasCDryer-Tier1-Top | DEER2016 | D16v1 | 2015-05-16 | Any | MFm | 1975 | CZ06 | rDXGF | Each | 1 | 465 | None | 71.8 | 0.00886 | 6.89 | 71.8 | 0.00886 | 6.89 | 71.8 | 0.00886 | 6.89 | 71.8 | 0.00886 | 6.89 |  |  | 1 |  | RB-Appl-EffCW-med-ElecDHW-GasCDryer-Tier1-TopAnyMFm1975CZ06rDXGF
RB-Appl-EffCW-med-ElecDHW-GasCDryer-Tier1-Top | DEER2016 | D16v1 | 2015-05-16 | Any | MFm | 1975 | CZ06 | rDXHP | Each | 1 | 465 | None | 66.5 | 0.00831 | 7.47 | 66.5 | 0.00831 | 7.47 | 66.5 | 0.00831 | 7.47 | 66.5 | 0.00831 | 7.47 |  |  | 1 |  | RB-Appl-EffCW-med-ElecDHW-GasCDryer-Tier1-TopAnyMFm1975CZ06rDXHP
RB-Appl-EffCW-med-ElecDHW-GasCDryer-Tier1-Top | DEER2016 | D16v1 | 2015-05-16 | Any | MFm | 1975 | CZ06 | rNCEH | Each | 1 | 465 | None | 57.1 | 0.00893 | 7.47 | 57.1 | 0.00893 | 7.47 | 57.1 | 0.00893 | 7.47 | 57.1 | 0.00893 | 7.47 |  |  | 1 |  | RB-Appl-EffCW-med-ElecDHW-GasCDryer-Tier1-TopAnyMFm1975CZ06rNCEH
RB-Appl-EffCW-med-ElecDHW-GasCDryer-Tier1-Top | DEER2016 | D16v1 | 2015-05-16 | Any | MFm | 1975 | CZ06 | rNCGF | Each | 1 | 465 | None | 65.9 | 0.00885 | 6.82 | 65.9 | 0.00885 | 6.82 | 65.9 | 0.00885 | 6.82 | 65.9 | 0.00885 | 6.82 |  |  | 1 |  | RB-Appl-EffCW-med-ElecDHW-GasCDryer-Tier1-TopAnyMFm1975CZ06rNCGF
RB-Appl-EffCW-med-ElecDHW-GasCDryer-Tier1-Top | DEER2016 | D16v1 | 2015-05-16 | Any | MFm | 1975 | CZ07 | rDXGF | Each | 1 | 465 | None | 70.4 | 0.00729 | 7.06 | 70.4 | 0.00729 | 7.06 | 70.4 | 0.00729 | 7.06 | 70.4 | 0.00729 | 7.06 |  |  | 1 |  | RB-Appl-EffCW-med-ElecDHW-GasCDryer-Tier1-TopAnyMFm1975CZ07rDXGF
RB-Appl-EffCW-med-ElecDHW-GasCDryer-Tier1-Top | DEER2016 | D16v1 | 2015-05-16 | Any | MFm | 1975 | CZ07 | rDXHP | Each | 1 | 465 | None | 67 | 0.0144 | 7.47 | 67 | 0.0144 | 7.47 | 67 | 0.0144 | 7.47 | 67 | 0.0144 | 7.47 |  |  | 1 |  | RB-Appl-EffCW-med-ElecDHW-GasCDryer-Tier1-TopAnyMFm1975CZ07rDXHP
RB-Appl-EffCW-med-ElecDHW-GasCDryer-Tier1-Top | DEER2016 | D16v1 | 2015-05-16 | Any | MFm | 1975 | CZ07 | rNCEH | Each | 1 | 465 | None | 59.5 | 0.00893 | 7.47 | 59.5 | 0.00893 | 7.47 | 59.5 | 0.00893 | 7.47 | 59.5 | 0.00893 | 7.47 |  |  | 1 |  | RB-Appl-EffCW-med-ElecDHW-GasCDryer-Tier1-TopAnyMFm1975CZ07rNCEH
RB-Appl-EffCW-med-ElecDHW-GasCDryer-Tier1-Top | DEER2016 | D16v1 | 2015-05-16 | Any | MFm | 1975 | CZ07 | rNCGF | Each | 1 | 465 | None | 65.7 | 0.0089 | 7.03 | 65.7 | 0.0089 | 7.03 | 65.7 | 0.0089 | 7.03 | 65.7 | 0.0089 | 7.03 |  |  | 1 |  | RB-Appl-EffCW-med-ElecDHW-GasCDryer-Tier1-TopAnyMFm1975CZ07rNCGF
RB-Appl-EffCW-med-ElecDHW-GasCDryer-Tier1-Top | DEER2016 | D16v1 | 2015-05-16 | Any | MFm | 1975 | CZ08 | rDXGF | Each | 1 | 465 | None | 70.9 | 0.0118 | 6.78 | 70.9 | 0.0118 | 6.78 | 70.9 | 0.0118 | 6.78 | 70.9 | 0.0118 | 6.78 |  |  | 1 |  | RB-Appl-EffCW-med-ElecDHW-GasCDryer-Tier1-TopAnyMFm1975CZ08rDXGF
RB-Appl-EffCW-med-ElecDHW-GasCDryer-Tier1-Top | DEER2016 | D16v1 | 2015-05-16 | Any | MFm | 1975 | CZ08 | rDXHP | Each | 1 | 465 | None | 66 | 0.0137 | 7.47 | 66 | 0.0137 | 7.47 | 66 | 0.0137 | 7.47 | 66 | 0.0137 | 7.47 |  |  | 1 |  | RB-Appl-EffCW-med-ElecDHW-GasCDryer-Tier1-TopAnyMFm1975CZ08rDXHP
RB-Appl-EffCW-med-ElecDHW-GasCDryer-Tier1-Top | DEER2016 | D16v1 | 2015-05-16 | Any | MFm | 1975 | CZ08 | rNCEH | Each | 1 | 465 | None | 55.6 | 0.00879 | 7.47 | 55.6 | 0.00879 | 7.47 | 55.6 | 0.00879 | 7.47 | 55.6 | 0.00879 | 7.47 |  |  | 1 |  | RB-Appl-EffCW-med-ElecDHW-GasCDryer-Tier1-TopAnyMFm1975CZ08rNCEH
RB-Appl-EffCW-med-ElecDHW-GasCDryer-Tier1-Top | DEER2016 | D16v1 | 2015-05-16 | Any | MFm | 1975 | CZ08 | rNCGF | Each | 1 | 465 | None | 65 | 0.00875 | 6.73 | 65 | 0.00875 | 6.73 | 65 | 0.00875 | 6.73 | 65 | 0.00875 | 6.73 |  |  | 1 |  | RB-Appl-EffCW-med-ElecDHW-GasCDryer-Tier1-TopAnyMFm1975CZ08rNCGF
RB-Appl-EffCW-med-ElecDHW-GasCDryer-Tier1-Top | DEER2016 | D16v1 | 2015-05-16 | Any | MFm | 1975 | CZ09 | rDXGF | Each | 1 | 544 | None | 71.4 | 0.0114 | 6.8 | 71.4 | 0.0114 | 6.8 | 71.4 | 0.0114 | 6.8 | 71.4 | 0.0114 | 6.8 |  |  | 1 |  | RB-Appl-EffCW-med-ElecDHW-GasCDryer-Tier1-TopAnyMFm1975CZ09rDXGF
RB-Appl-EffCW-med-ElecDHW-GasCDryer-Tier1-Top | DEER2016 | D16v1 | 2015-05-16 | Any | MFm | 1975 | CZ09 | rDXHP | Each | 1 | 544 | None | 66.9 | 0.0127 | 7.47 | 66.9 | 0.0127 | 7.47 | 66.9 | 0.0127 | 7.47 | 66.9 | 0.0127 | 7.47 |  |  | 1 |  | RB-Appl-EffCW-med-ElecDHW-GasCDryer-Tier1-TopAnyMFm1975CZ09rDXHP
RB-Appl-EffCW-med-ElecDHW-GasCDryer-Tier1-Top | DEER2016 | D16v1 | 2015-05-16 | Any | MFm | 1975 | CZ09 | rNCEH | Each | 1 | 544 | None | 54.8 | 0.00868 | 7.47 | 54.8 | 0.00868 | 7.47 | 54.8 | 0.00868 | 7.47 | 54.8 | 0.00868 | 7.47 |  |  | 1 |  | RB-Appl-EffCW-med-ElecDHW-GasCDryer-Tier1-TopAnyMFm1975CZ09rNCEH
RB-Appl-EffCW-med-ElecDHW-GasCDryer-Tier1-Top | DEER2016 | D16v1 | 2015-05-16 | Any | MFm | 1975 | CZ09 | rNCGF | Each | 1 | 544 | None | 64.7 | 0.00867 | 6.67 | 64.7 | 0.00867 | 6.67 | 64.7 | 0.00867 | 6.67 | 64.7 | 0.00867 | 6.67 |  |  | 1 |  | RB-Appl-EffCW-med-ElecDHW-GasCDryer-Tier1-TopAnyMFm1975CZ09rNCGF
RB-Appl-EffCW-med-ElecDHW-GasCDryer-Tier1-Top | DEER2016 | D16v1 | 2015-05-16 | Any | MFm | 1975 | CZ10 | rDXGF | Each | 1 | 544 | None | 70.4 | 0.0127 | 6.8 | 70.4 | 0.0127 | 6.8 | 70.4 | 0.0127 | 6.8 | 70.4 | 0.0127 | 6.8 |  |  | 1 |  | RB-Appl-EffCW-med-ElecDHW-GasCDryer-Tier1-TopAnyMFm1975CZ10rDXGF
RB-Appl-EffCW-med-ElecDHW-GasCDryer-Tier1-Top | DEER2016 | D16v1 | 2015-05-16 | Any | MFm | 1975 | CZ10 | rDXHP | Each | 1 | 544 | None | 64.8 | 0.0136 | 7.47 | 64.8 | 0.0136 | 7.47 | 64.8 | 0.0136 | 7.47 | 64.8 | 0.0136 | 7.47 |  |  | 1 |  | RB-Appl-EffCW-med-ElecDHW-GasCDryer-Tier1-TopAnyMFm1975CZ10rDXHP
RB-Appl-EffCW-med-ElecDHW-GasCDryer-Tier1-Top | DEER2016 | D16v1 | 2015-05-16 | Any | MFm | 1975 | CZ10 | rNCEH | Each | 1 | 544 | None | 55.3 | 0.0086 | 7.47 | 55.3 | 0.0086 | 7.47 | 55.3 | 0.0086 | 7.47 | 55.3 | 0.0086 | 7.47 |  |  | 1 |  | RB-Appl-EffCW-med-ElecDHW-GasCDryer-Tier1-TopAnyMFm1975CZ10rNCEH
RB-Appl-EffCW-med-ElecDHW-GasCDryer-Tier1-Top | DEER2016 | D16v1 | 2015-05-16 | Any | MFm | 1975 | CZ10 | rNCGF | Each | 1 | 544 | None | 64.6 | 0.0086 | 6.76 | 64.6 | 0.0086 | 6.76 | 64.6 | 0.0086 | 6.76 | 64.6 | 0.0086 | 6.76 |  |  | 1 |  | RB-Appl-EffCW-med-ElecDHW-GasCDryer-Tier1-TopAnyMFm1975CZ10rNCGF
RB-Appl-EffCW-med-ElecDHW-GasCDryer-Tier1-Top | DEER2016 | D16v1 | 2015-05-16 | Any | MFm | 1975 | CZ11 | rDXGF | Each | 1 | 487 | None | 71.2 | 0.0118 | 6.53 | 71.2 | 0.0118 | 6.53 | 71.2 | 0.0118 | 6.53 | 71.2 | 0.0118 | 6.53 |  |  | 1 |  | RB-Appl-EffCW-med-ElecDHW-GasCDryer-Tier1-TopAnyMFm1975CZ11rDXGF
RB-Appl-EffCW-med-ElecDHW-GasCDryer-Tier1-Top | DEER2016 | D16v1 | 2015-05-16 | Any | MFm | 1975 | CZ11 | rDXHP | Each | 1 | 487 | None | 63.4 | 0.0131 | 7.47 | 63.4 | 0.0131 | 7.47 | 63.4 | 0.0131 | 7.47 | 63.4 | 0.0131 | 7.47 |  |  | 1 |  | RB-Appl-EffCW-med-ElecDHW-GasCDryer-Tier1-TopAnyMFm1975CZ11rDXHP
RB-Appl-EffCW-med-ElecDHW-GasCDryer-Tier1-Top | DEER2016 | D16v1 | 2015-05-16 | Any | MFm | 1975 | CZ11 | rNCEH | Each | 1 | 487 | None | 52.2 | 0.00864 | 7.47 | 52.2 | 0.00864 | 7.47 | 52.2 | 0.00864 | 7.47 | 52.2 | 0.00864 | 7.47 |  |  | 1 |  | RB-Appl-EffCW-med-ElecDHW-GasCDryer-Tier1-TopAnyMFm1975CZ11rNCEH
RB-Appl-EffCW-med-ElecDHW-GasCDryer-Tier1-Top | DEER2016 | D16v1 | 2015-05-16 | Any | MFm | 1975 | CZ11 | rNCGF | Each | 1 | 487 | None | 65.1 | 0.00862 | 6.52 | 65.1 | 0.00862 | 6.52 | 65.1 | 0.00862 | 6.52 | 65.1 | 0.00862 | 6.52 |  |  | 1 |  | RB-Appl-EffCW-med-ElecDHW-GasCDryer-Tier1-TopAnyMFm1975CZ11rNCGF
RB-Appl-EffCW-med-ElecDHW-GasCDryer-Tier1-Top | DEER2016 | D16v1 | 2015-05-16 | Any | MFm | 1975 | CZ12 | rDXGF | Each | 1 | 487 | None | 71.4 | 0.0135 | 6.51 | 71.4 | 0.0135 | 6.51 | 71.4 | 0.0135 | 6.51 | 71.4 | 0.0135 | 6.51 |  |  | 1 |  | RB-Appl-EffCW-med-ElecDHW-GasCDryer-Tier1-TopAnyMFm1975CZ12rDXGF
RB-Appl-EffCW-med-ElecDHW-GasCDryer-Tier1-Top | DEER2016 | D16v1 | 2015-05-16 | Any | MFm | 1975 | CZ12 | rDXHP | Each | 1 | 487 | None | 63.1 | 0.0143 | 7.47 | 63.1 | 0.0143 | 7.47 | 63.1 | 0.0143 | 7.47 | 63.1 | 0.0143 | 7.47 |  |  | 1 |  | RB-Appl-EffCW-med-ElecDHW-GasCDryer-Tier1-TopAnyMFm1975CZ12rDXHP
RB-Appl-EffCW-med-ElecDHW-GasCDryer-Tier1-Top | DEER2016 | D16v1 | 2015-05-16 | Any | MFm | 1975 | CZ12 | rNCEH | Each | 1 | 487 | None | 52.8 | 0.00892 | 7.47 | 52.8 | 0.00892 | 7.47 | 52.8 | 0.00892 | 7.47 | 52.8 | 0.00892 | 7.47 |  |  | 1 |  | RB-Appl-EffCW-med-ElecDHW-GasCDryer-Tier1-TopAnyMFm1975CZ12rNCEH
RB-Appl-EffCW-med-ElecDHW-GasCDryer-Tier1-Top | DEER2016 | D16v1 | 2015-05-16 | Any | MFm | 1975 | CZ12 | rNCGF | Each | 1 | 487 | None | 66.1 | 0.00891 | 6.49 | 66.1 | 0.00891 | 6.49 | 66.1 | 0.00891 | 6.49 | 66.1 | 0.00891 | 6.49 |  |  | 1 |  | RB-Appl-EffCW-med-ElecDHW-GasCDryer-Tier1-TopAnyMFm1975CZ12rNCGF
RB-Appl-EffCW-med-ElecDHW-GasCDryer-Tier1-Top | DEER2016 | D16v1 | 2015-05-16 | Any | MFm | 1975 | CZ13 | rDXGF | Each | 1 | 487 | None | 72.5 | 0.0112 | 6.59 | 72.5 | 0.0112 | 6.59 | 72.5 | 0.0112 | 6.59 | 72.5 | 0.0112 | 6.59 |  |  | 1 |  | RB-Appl-EffCW-med-ElecDHW-GasCDryer-Tier1-TopAnyMFm1975CZ13rDXGF
RB-Appl-EffCW-med-ElecDHW-GasCDryer-Tier1-Top | DEER2016 | D16v1 | 2015-05-16 | Any | MFm | 1975 | CZ13 | rDXHP | Each | 1 | 487 | None | 65.2 | 0.0132 | 7.47 | 65.2 | 0.0132 | 7.47 | 65.2 | 0.0132 | 7.47 | 65.2 | 0.0132 | 7.47 |  |  | 1 |  | RB-Appl-EffCW-med-ElecDHW-GasCDryer-Tier1-TopAnyMFm1975CZ13rDXHP
RB-Appl-EffCW-med-ElecDHW-GasCDryer-Tier1-Top | DEER2016 | D16v1 | 2015-05-16 | Any | MFm | 1975 | CZ13 | rNCEH | Each | 1 | 487 | None | 52.4 | 0.0086 | 7.47 | 52.4 | 0.0086 | 7.47 | 52.4 | 0.0086 | 7.47 | 52.4 | 0.0086 | 7.47 |  |  | 1 |  | RB-Appl-EffCW-med-ElecDHW-GasCDryer-Tier1-TopAnyMFm1975CZ13rNCEH
RB-Appl-EffCW-med-ElecDHW-GasCDryer-Tier1-Top | DEER2016 | D16v1 | 2015-05-16 | Any | MFm | 1975 | CZ13 | rNCGF | Each | 1 | 487 | None | 64.7 | 0.00857 | 6.57 | 64.7 | 0.00857 | 6.57 | 64.7 | 0.00857 | 6.57 | 64.7 | 0.00857 | 6.57 |  |  | 1 |  | RB-Appl-EffCW-med-ElecDHW-GasCDryer-Tier1-TopAnyMFm1975CZ13rNCGF
RB-Appl-EffCW-med-ElecDHW-GasCDryer-Tier1-Top | DEER2016 | D16v1 | 2015-05-16 | Any | MFm | 1975 | CZ14 | rDXGF | Each | 1 | 634 | None | 76.7 | 0.0115 | 6.17 | 76.7 | 0.0115 | 6.17 | 76.7 | 0.0115 | 6.17 | 76.7 | 0.0115 | 6.17 |  |  | 1 |  | RB-Appl-EffCW-med-ElecDHW-GasCDryer-Tier1-TopAnyMFm1975CZ14rDXGF
RB-Appl-EffCW-med-ElecDHW-GasCDryer-Tier1-Top | DEER2016 | D16v1 | 2015-05-16 | Any | MFm | 1975 | CZ14 | rDXHP | Each | 1 | 634 | None | 67.1 | 0.0118 | 7.47 | 67.1 | 0.0118 | 7.47 | 67.1 | 0.0118 | 7.47 | 67.1 | 0.0118 | 7.47 |  |  | 1 |  | RB-Appl-EffCW-med-ElecDHW-GasCDryer-Tier1-TopAnyMFm1975CZ14rDXHP
RB-Appl-EffCW-med-ElecDHW-GasCDryer-Tier1-Top | DEER2016 | D16v1 | 2015-05-16 | Any | MFm | 1975 | CZ14 | rNCEH | Each | 1 | 634 | None | 47.3 | 0.00845 | 7.47 | 47.3 | 0.00845 | 7.47 | 47.3 | 0.00845 | 7.47 | 47.3 | 0.00845 | 7.47 |  |  | 1 |  | RB-Appl-EffCW-med-ElecDHW-GasCDryer-Tier1-TopAnyMFm1975CZ14rNCEH
RB-Appl-EffCW-med-ElecDHW-GasCDryer-Tier1-Top | DEER2016 | D16v1 | 2015-05-16 | Any | MFm | 1975 | CZ14 | rNCGF | Each | 1 | 634 | None | 64.9 | 0.00843 | 6.14 | 64.9 | 0.00843 | 6.14 | 64.9 | 0.00843 | 6.14 | 64.9 | 0.00843 | 6.14 |  |  | 1 |  | RB-Appl-EffCW-med-ElecDHW-GasCDryer-Tier1-TopAnyMFm1975CZ14rNCGF
RB-Appl-EffCW-med-ElecDHW-GasCDryer-Tier1-Top | DEER2016 | D16v1 | 2015-05-16 | Any | MFm | 1975 | CZ15 | rDXGF | Each | 1 | 634 | None | 77 | 0.0108 | 6.94 | 77 | 0.0108 | 6.94 | 77 | 0.0108 | 6.94 | 77 | 0.0108 | 6.94 |  |  | 1 |  | RB-Appl-EffCW-med-ElecDHW-GasCDryer-Tier1-TopAnyMFm1975CZ15rDXGF
RB-Appl-EffCW-med-ElecDHW-GasCDryer-Tier1-Top | DEER2016 | D16v1 | 2015-05-16 | Any | MFm | 1975 | CZ15 | rDXHP | Each | 1 | 634 | None | 72.9 | 0.0116 | 7.47 | 72.9 | 0.0116 | 7.47 | 72.9 | 0.0116 | 7.47 | 72.9 | 0.0116 | 7.47 |  |  | 1 |  | RB-Appl-EffCW-med-ElecDHW-GasCDryer-Tier1-TopAnyMFm1975CZ15rDXHP
RB-Appl-EffCW-med-ElecDHW-GasCDryer-Tier1-Top | DEER2016 | D16v1 | 2015-05-16 | Any | MFm | 1975 | CZ15 | rNCEH | Each | 1 | 634 | None | 52.5 | 0.00767 | 7.47 | 52.5 | 0.00767 | 7.47 | 52.5 | 0.00767 | 7.47 | 52.5 | 0.00767 | 7.47 |  |  | 1 |  | RB-Appl-EffCW-med-ElecDHW-GasCDryer-Tier1-TopAnyMFm1975CZ15rNCEH
RB-Appl-EffCW-med-ElecDHW-GasCDryer-Tier1-Top | DEER2016 | D16v1 | 2015-05-16 | Any | MFm | 1975 | CZ15 | rNCGF | Each | 1 | 634 | None | 59.6 | 0.00765 | 6.91 | 59.6 | 0.00765 | 6.91 | 59.6 | 0.00765 | 6.91 | 59.6 | 0.00765 | 6.91 |  |  | 1 |  | RB-Appl-EffCW-med-ElecDHW-GasCDryer-Tier1-TopAnyMFm1975CZ15rNCGF
RB-Appl-EffCW-med-ElecDHW-GasCDryer-Tier1-Top | DEER2016 | D16v1 | 2015-05-16 | Any | MFm | 1975 | CZ16 | rDXGF | Each | 1 | 474 | None | 73.7 | 0.0136 | 6.24 | 73.7 | 0.0136 | 6.24 | 73.7 | 0.0136 | 6.24 | 73.7 | 0.0136 | 6.24 |  |  | 1 |  | RB-Appl-EffCW-med-ElecDHW-GasCDryer-Tier1-TopAnyMFm1975CZ16rDXGF
RB-Appl-EffCW-med-ElecDHW-GasCDryer-Tier1-Top | DEER2016 | D16v1 | 2015-05-16 | Any | MFm | 1975 | CZ16 | rDXHP | Each | 1 | 474 | None | 61.3 | 0.0136 | 7.47 | 61.3 | 0.0136 | 7.47 | 61.3 | 0.0136 | 7.47 | 61.3 | 0.0136 | 7.47 |  |  | 1 |  | RB-Appl-EffCW-med-ElecDHW-GasCDryer-Tier1-TopAnyMFm1975CZ16rDXHP
RB-Appl-EffCW-med-ElecDHW-GasCDryer-Tier1-Top | DEER2016 | D16v1 | 2015-05-16 | Any | MFm | 1975 | CZ16 | rNCEH | Each | 1 | 474 | None | 52.1 | 0.00939 | 7.47 | 52.1 | 0.00939 | 7.47 | 52.1 | 0.00939 | 7.47 | 52.1 | 0.00939 | 7.47 |  |  | 1 |  | RB-Appl-EffCW-med-ElecDHW-GasCDryer-Tier1-TopAnyMFm1975CZ16rNCEH
RB-Appl-EffCW-med-ElecDHW-GasCDryer-Tier1-Top | DEER2016 | D16v1 | 2015-05-16 | Any | MFm | 1975 | CZ16 | rNCGF | Each | 1 | 474 | None | 69.8 | 0.00937 | 6.21 | 69.8 | 0.00937 | 6.21 | 69.8 | 0.00937 | 6.21 | 69.8 | 0.00937 | 6.21 |  |  | 1 |  | RB-Appl-EffCW-med-ElecDHW-GasCDryer-Tier1-TopAnyMFm1975CZ16rNCGF
RB-Appl-EffCW-med-ElecDHW-GasCDryer-Tier1-Top | DEER2016 | D16v1 | 2015-05-16 | Any | MFm | 1985 | CZ01 | rDXGF | Each | 1 | 512 | None | 70.2 | 0.011 | 6.11 | 70.2 | 0.011 | 6.11 | 70.2 | 0.011 | 6.11 | 70.2 | 0.011 | 6.11 |  |  | 1 |  | RB-Appl-EffCW-med-ElecDHW-GasCDryer-Tier1-TopAnyMFm1985CZ01rDXGF
RB-Appl-EffCW-med-ElecDHW-GasCDryer-Tier1-Top | DEER2016 | D16v1 | 2015-05-16 | Any | MFm | 1985 | CZ01 | rDXHP | Each | 1 | 512 | None | 58.4 | 0.00842 | 7.47 | 58.4 | 0.00842 | 7.47 | 58.4 | 0.00842 | 7.47 | 58.4 | 0.00842 | 7.47 |  |  | 1 |  | RB-Appl-EffCW-med-ElecDHW-GasCDryer-Tier1-TopAnyMFm1985CZ01rDXHP
RB-Appl-EffCW-med-ElecDHW-GasCDryer-Tier1-Top | DEER2016 | D16v1 | 2015-05-16 | Any | MFm | 1985 | CZ01 | rNCEH | Each | 1 | 512 | None | 48.1 | 0.0095 | 7.47 | 48.1 | 0.0095 | 7.47 | 48.1 | 0.0095 | 7.47 | 48.1 | 0.0095 | 7.47 |  |  | 1 |  | RB-Appl-EffCW-med-ElecDHW-GasCDryer-Tier1-TopAnyMFm1985CZ01rNCEH
RB-Appl-EffCW-med-ElecDHW-GasCDryer-Tier1-Top | DEER2016 | D16v1 | 2015-05-16 | Any | MFm | 1985 | CZ01 | rNCGF | Each | 1 | 512 | None | 69.7 | 0.00953 | 6.06 | 69.7 | 0.00953 | 6.06 | 69.7 | 0.00953 | 6.06 | 69.7 | 0.00953 | 6.06 |  |  | 1 |  | RB-Appl-EffCW-med-ElecDHW-GasCDryer-Tier1-TopAnyMFm1985CZ01rNCGF
RB-Appl-EffCW-med-ElecDHW-GasCDryer-Tier1-Top | DEER2016 | D16v1 | 2015-05-16 | Any | MFm | 1985 | CZ02 | rDXGF | Each | 1 | 512 | None | 69.7 | 0.0148 | 6.41 | 69.7 | 0.0148 | 6.41 | 69.7 | 0.0148 | 6.41 | 69.7 | 0.0148 | 6.41 |  |  | 1 |  | RB-Appl-EffCW-med-ElecDHW-GasCDryer-Tier1-TopAnyMFm1985CZ02rDXGF
RB-Appl-EffCW-med-ElecDHW-GasCDryer-Tier1-Top | DEER2016 | D16v1 | 2015-05-16 | Any | MFm | 1985 | CZ02 | rDXHP | Each | 1 | 512 | None | 61 | 0.0138 | 7.47 | 61 | 0.0138 | 7.47 | 61 | 0.0138 | 7.47 | 61 | 0.0138 | 7.47 |  |  | 1 |  | RB-Appl-EffCW-med-ElecDHW-GasCDryer-Tier1-TopAnyMFm1985CZ02rDXHP
RB-Appl-EffCW-med-ElecDHW-GasCDryer-Tier1-Top | DEER2016 | D16v1 | 2015-05-16 | Any | MFm | 1985 | CZ02 | rNCEH | Each | 1 | 512 | None | 53.4 | 0.00919 | 7.47 | 53.4 | 0.00919 | 7.47 | 53.4 | 0.00919 | 7.47 | 53.4 | 0.00919 | 7.47 |  |  | 1 |  | RB-Appl-EffCW-med-ElecDHW-GasCDryer-Tier1-TopAnyMFm1985CZ02rNCEH
RB-Appl-EffCW-med-ElecDHW-GasCDryer-Tier1-Top | DEER2016 | D16v1 | 2015-05-16 | Any | MFm | 1985 | CZ02 | rNCGF | Each | 1 | 512 | None | 67.3 | 0.00918 | 6.38 | 67.3 | 0.00918 | 6.38 | 67.3 | 0.00918 | 6.38 | 67.3 | 0.00918 | 6.38 |  |  | 1 |  | RB-Appl-EffCW-med-ElecDHW-GasCDryer-Tier1-TopAnyMFm1985CZ02rNCGF
RB-Appl-EffCW-med-ElecDHW-GasCDryer-Tier1-Top | DEER2016 | D16v1 | 2015-05-16 | Any | MFm | 1985 | CZ03 | rDXGF | Each | 1 | 512 | None | 67.8 | 0.0117 | 6.33 | 67.8 | 0.0117 | 6.33 | 67.8 | 0.0117 | 6.33 | 67.8 | 0.0117 | 6.33 |  |  | 1 |  | RB-Appl-EffCW-med-ElecDHW-GasCDryer-Tier1-TopAnyMFm1985CZ03rDXGF
RB-Appl-EffCW-med-ElecDHW-GasCDryer-Tier1-Top | DEER2016 | D16v1 | 2015-05-16 | Any | MFm | 1985 | CZ03 | rDXHP | Each | 1 | 512 | None | 58.6 | 0.00898 | 7.47 | 58.6 | 0.00898 | 7.47 | 58.6 | 0.00898 | 7.47 | 58.6 | 0.00898 | 7.47 |  |  | 1 |  | RB-Appl-EffCW-med-ElecDHW-GasCDryer-Tier1-TopAnyMFm1985CZ03rDXHP
RB-Appl-EffCW-med-ElecDHW-GasCDryer-Tier1-Top | DEER2016 | D16v1 | 2015-05-16 | Any | MFm | 1985 | CZ03 | rNCEH | Each | 1 | 512 | None | 51.3 | 0.00927 | 7.47 | 51.3 | 0.00927 | 7.47 | 51.3 | 0.00927 | 7.47 | 51.3 | 0.00927 | 7.47 |  |  | 1 |  | RB-Appl-EffCW-med-ElecDHW-GasCDryer-Tier1-TopAnyMFm1985CZ03rNCEH
RB-Appl-EffCW-med-ElecDHW-GasCDryer-Tier1-Top | DEER2016 | D16v1 | 2015-05-16 | Any | MFm | 1985 | CZ03 | rNCGF | Each | 1 | 512 | None | 67.3 | 0.00924 | 6.24 | 67.3 | 0.00924 | 6.24 | 67.3 | 0.00924 | 6.24 | 67.3 | 0.00924 | 6.24 |  |  | 1 |  | RB-Appl-EffCW-med-ElecDHW-GasCDryer-Tier1-TopAnyMFm1985CZ03rNCGF
RB-Appl-EffCW-med-ElecDHW-GasCDryer-Tier1-Top | DEER2016 | D16v1 | 2015-05-16 | Any | MFm | 1985 | CZ04 | rDXGF | Each | 1 | 512 | None | 68.7 | 0.0121 | 6.63 | 68.7 | 0.0121 | 6.63 | 68.7 | 0.0121 | 6.63 | 68.7 | 0.0121 | 6.63 |  |  | 1 |  | RB-Appl-EffCW-med-ElecDHW-GasCDryer-Tier1-TopAnyMFm1985CZ04rDXGF
RB-Appl-EffCW-med-ElecDHW-GasCDryer-Tier1-Top | DEER2016 | D16v1 | 2015-05-16 | Any | MFm | 1985 | CZ04 | rDXHP | Each | 1 | 512 | None | 61.3 | 0.0141 | 7.47 | 61.3 | 0.0141 | 7.47 | 61.3 | 0.0141 | 7.47 | 61.3 | 0.0141 | 7.47 |  |  | 1 |  | RB-Appl-EffCW-med-ElecDHW-GasCDryer-Tier1-TopAnyMFm1985CZ04rDXHP
RB-Appl-EffCW-med-ElecDHW-GasCDryer-Tier1-Top | DEER2016 | D16v1 | 2015-05-16 | Any | MFm | 1985 | CZ04 | rNCEH | Each | 1 | 512 | None | 55.2 | 0.00892 | 7.47 | 55.2 | 0.00892 | 7.47 | 55.2 | 0.00892 | 7.47 | 55.2 | 0.00892 | 7.47 |  |  | 1 |  | RB-Appl-EffCW-med-ElecDHW-GasCDryer-Tier1-TopAnyMFm1985CZ04rNCEH
RB-Appl-EffCW-med-ElecDHW-GasCDryer-Tier1-Top | DEER2016 | D16v1 | 2015-05-16 | Any | MFm | 1985 | CZ04 | rNCGF | Each | 1 | 512 | None | 66.4 | 0.0089 | 6.61 | 66.4 | 0.0089 | 6.61 | 66.4 | 0.0089 | 6.61 | 66.4 | 0.0089 | 6.61 |  |  | 1 |  | RB-Appl-EffCW-med-ElecDHW-GasCDryer-Tier1-TopAnyMFm1985CZ04rNCGF
RB-Appl-EffCW-med-ElecDHW-GasCDryer-Tier1-Top | DEER2016 | D16v1 | 2015-05-16 | Any | MFm | 1985 | CZ05 | rDXGF | Each | 1 | 512 | None | 68.4 | 0.00979 | 6.27 | 68.4 | 0.00979 | 6.27 | 68.4 | 0.00979 | 6.27 | 68.4 | 0.00979 | 6.27 |  |  | 1 |  | RB-Appl-EffCW-med-ElecDHW-GasCDryer-Tier1-TopAnyMFm1985CZ05rDXGF
RB-Appl-EffCW-med-ElecDHW-GasCDryer-Tier1-Top | DEER2016 | D16v1 | 2015-05-16 | Any | MFm | 1985 | CZ05 | rDXHP | Each | 1 | 512 | None | 58.4 | 0.00975 | 7.47 | 58.4 | 0.00975 | 7.47 | 58.4 | 0.00975 | 7.47 | 58.4 | 0.00975 | 7.47 |  |  | 1 |  | RB-Appl-EffCW-med-ElecDHW-GasCDryer-Tier1-TopAnyMFm1985CZ05rDXHP
RB-Appl-EffCW-med-ElecDHW-GasCDryer-Tier1-Top | DEER2016 | D16v1 | 2015-05-16 | Any | MFm | 1985 | CZ05 | rNCEH | Each | 1 | 512 | None | 50.9 | 0.0093 | 7.47 | 50.9 | 0.0093 | 7.47 | 50.9 | 0.0093 | 7.47 | 50.9 | 0.0093 | 7.47 |  |  | 1 |  | RB-Appl-EffCW-med-ElecDHW-GasCDryer-Tier1-TopAnyMFm1985CZ05rNCEH
RB-Appl-EffCW-med-ElecDHW-GasCDryer-Tier1-Top | DEER2016 | D16v1 | 2015-05-16 | Any | MFm | 1985 | CZ05 | rNCGF | Each | 1 | 512 | None | 67.9 | 0.00926 | 6.24 | 67.9 | 0.00926 | 6.24 | 67.9 | 0.00926 | 6.24 | 67.9 | 0.00926 | 6.24 |  |  | 1 |  | RB-Appl-EffCW-med-ElecDHW-GasCDryer-Tier1-TopAnyMFm1985CZ05rNCGF
RB-Appl-EffCW-med-ElecDHW-GasCDryer-Tier1-Top | DEER2016 | D16v1 | 2015-05-16 | Any | MFm | 1985 | CZ06 | rDXGF | Each | 1 | 578 | None | 69 | 0.0146 | 6.89 | 69 | 0.0146 | 6.89 | 69 | 0.0146 | 6.89 | 69 | 0.0146 | 6.89 |  |  | 1 |  | RB-Appl-EffCW-med-ElecDHW-GasCDryer-Tier1-TopAnyMFm1985CZ06rDXGF
RB-Appl-EffCW-med-ElecDHW-GasCDryer-Tier1-Top | DEER2016 | D16v1 | 2015-05-16 | Any | MFm | 1985 | CZ06 | rDXHP | Each | 1 | 578 | None | 64.4 | 0.0138 | 7.47 | 64.4 | 0.0138 | 7.47 | 64.4 | 0.0138 | 7.47 | 64.4 | 0.0138 | 7.47 |  |  | 1 |  | RB-Appl-EffCW-med-ElecDHW-GasCDryer-Tier1-TopAnyMFm1985CZ06rDXHP
RB-Appl-EffCW-med-ElecDHW-GasCDryer-Tier1-Top | DEER2016 | D16v1 | 2015-05-16 | Any | MFm | 1985 | CZ06 | rNCEH | Each | 1 | 578 | None | 56.9 | 0.00888 | 7.47 | 56.9 | 0.00888 | 7.47 | 56.9 | 0.00888 | 7.47 | 56.9 | 0.00888 | 7.47 |  |  | 1 |  | RB-Appl-EffCW-med-ElecDHW-GasCDryer-Tier1-TopAnyMFm1985CZ06rNCEH
RB-Appl-EffCW-med-ElecDHW-GasCDryer-Tier1-Top | DEER2016 | D16v1 | 2015-05-16 | Any | MFm | 1985 | CZ06 | rNCGF | Each | 1 | 578 | None | 65.6 | 0.00892 | 6.81 | 65.6 | 0.00892 | 6.81 | 65.6 | 0.00892 | 6.81 | 65.6 | 0.00892 | 6.81 |  |  | 1 |  | RB-Appl-EffCW-med-ElecDHW-GasCDryer-Tier1-TopAnyMFm1985CZ06rNCGF
RB-Appl-EffCW-med-ElecDHW-GasCDryer-Tier1-Top | DEER2016 | D16v1 | 2015-05-16 | Any | MFm | 1985 | CZ07 | rDXGF | Each | 1 | 578 | None | 69.8 | 0.0106 | 7.08 | 69.8 | 0.0106 | 7.08 | 69.8 | 0.0106 | 7.08 | 69.8 | 0.0106 | 7.08 |  |  | 1 |  | RB-Appl-EffCW-med-ElecDHW-GasCDryer-Tier1-TopAnyMFm1985CZ07rDXGF
RB-Appl-EffCW-med-ElecDHW-GasCDryer-Tier1-Top | DEER2016 | D16v1 | 2015-05-16 | Any | MFm | 1985 | CZ07 | rDXHP | Each | 1 | 578 | None | 65.5 | 0.012 | 7.47 | 65.5 | 0.012 | 7.47 | 65.5 | 0.012 | 7.47 | 65.5 | 0.012 | 7.47 |  |  | 1 |  | RB-Appl-EffCW-med-ElecDHW-GasCDryer-Tier1-TopAnyMFm1985CZ07rDXHP
RB-Appl-EffCW-med-ElecDHW-GasCDryer-Tier1-Top | DEER2016 | D16v1 | 2015-05-16 | Any | MFm | 1985 | CZ07 | rNCEH | Each | 1 | 578 | None | 59.5 | 0.00888 | 7.47 | 59.5 | 0.00888 | 7.47 | 59.5 | 0.00888 | 7.47 | 59.5 | 0.00888 | 7.47 |  |  | 1 |  | RB-Appl-EffCW-med-ElecDHW-GasCDryer-Tier1-TopAnyMFm1985CZ07rNCEH
RB-Appl-EffCW-med-ElecDHW-GasCDryer-Tier1-Top | DEER2016 | D16v1 | 2015-05-16 | Any | MFm | 1985 | CZ07 | rNCGF | Each | 1 | 578 | None | 65.4 | 0.00885 | 7.02 | 65.4 | 0.00885 | 7.02 | 65.4 | 0.00885 | 7.02 | 65.4 | 0.00885 | 7.02 |  |  | 1 |  | RB-Appl-EffCW-med-ElecDHW-GasCDryer-Tier1-TopAnyMFm1985CZ07rNCGF
RB-Appl-EffCW-med-ElecDHW-GasCDryer-Tier1-Top | DEER2016 | D16v1 | 2015-05-16 | Any | MFm | 1985 | CZ08 | rDXGF | Each | 1 | 578 | None | 71.4 | 0.0109 | 6.99 | 71.4 | 0.0109 | 6.99 | 71.4 | 0.0109 | 6.99 | 71.4 | 0.0109 | 6.99 |  |  | 1 |  | RB-Appl-EffCW-med-ElecDHW-GasCDryer-Tier1-TopAnyMFm1985CZ08rDXGF
RB-Appl-EffCW-med-ElecDHW-GasCDryer-Tier1-Top | DEER2016 | D16v1 | 2015-05-16 | Any | MFm | 1985 | CZ08 | rDXHP | Each | 1 | 578 | None | 67.1 | 0.0166 | 7.47 | 67.1 | 0.0166 | 7.47 | 67.1 | 0.0166 | 7.47 | 67.1 | 0.0166 | 7.47 |  |  | 1 |  | RB-Appl-EffCW-med-ElecDHW-GasCDryer-Tier1-TopAnyMFm1985CZ08rDXHP
RB-Appl-EffCW-med-ElecDHW-GasCDryer-Tier1-Top | DEER2016 | D16v1 | 2015-05-16 | Any | MFm | 1985 | CZ08 | rNCEH | Each | 1 | 578 | None | 57.5 | 0.00874 | 7.47 | 57.5 | 0.00874 | 7.47 | 57.5 | 0.00874 | 7.47 | 57.5 | 0.00874 | 7.47 |  |  | 1 |  | RB-Appl-EffCW-med-ElecDHW-GasCDryer-Tier1-TopAnyMFm1985CZ08rNCEH
RB-Appl-EffCW-med-ElecDHW-GasCDryer-Tier1-Top | DEER2016 | D16v1 | 2015-05-16 | Any | MFm | 1985 | CZ08 | rNCGF | Each | 1 | 578 | None | 64.8 | 0.00877 | 6.91 | 64.8 | 0.00877 | 6.91 | 64.8 | 0.00877 | 6.91 | 64.8 | 0.00877 | 6.91 |  |  | 1 |  | RB-Appl-EffCW-med-ElecDHW-GasCDryer-Tier1-TopAnyMFm1985CZ08rNCGF
RB-Appl-EffCW-med-ElecDHW-GasCDryer-Tier1-Top | DEER2016 | D16v1 | 2015-05-16 | Any | MFm | 1985 | CZ09 | rDXGF | Each | 1 | 648 | None | 72.2 | 0.0108 | 6.87 | 72.2 | 0.0108 | 6.87 | 72.2 | 0.0108 | 6.87 | 72.2 | 0.0108 | 6.87 |  |  | 1 |  | RB-Appl-EffCW-med-ElecDHW-GasCDryer-Tier1-TopAnyMFm1985CZ09rDXGF
RB-Appl-EffCW-med-ElecDHW-GasCDryer-Tier1-Top | DEER2016 | D16v1 | 2015-05-16 | Any | MFm | 1985 | CZ09 | rDXHP | Each | 1 | 648 | None | 68.8 | 0.0118 | 7.47 | 68.8 | 0.0118 | 7.47 | 68.8 | 0.0118 | 7.47 | 68.8 | 0.0118 | 7.47 |  |  | 1 |  | RB-Appl-EffCW-med-ElecDHW-GasCDryer-Tier1-TopAnyMFm1985CZ09rDXHP
RB-Appl-EffCW-med-ElecDHW-GasCDryer-Tier1-Top | DEER2016 | D16v1 | 2015-05-16 | Any | MFm | 1985 | CZ09 | rNCEH | Each | 1 | 648 | None | 56.5 | 0.00868 | 7.47 | 56.5 | 0.00868 | 7.47 | 56.5 | 0.00868 | 7.47 | 56.5 | 0.00868 | 7.47 |  |  | 1 |  | RB-Appl-EffCW-med-ElecDHW-GasCDryer-Tier1-TopAnyMFm1985CZ09rNCEH
RB-Appl-EffCW-med-ElecDHW-GasCDryer-Tier1-Top | DEER2016 | D16v1 | 2015-05-16 | Any | MFm | 1985 | CZ09 | rNCGF | Each | 1 | 648 | None | 64.8 | 0.00867 | 6.79 | 64.8 | 0.00867 | 6.79 | 64.8 | 0.00867 | 6.79 | 64.8 | 0.00867 | 6.79 |  |  | 1 |  | RB-Appl-EffCW-med-ElecDHW-GasCDryer-Tier1-TopAnyMFm1985CZ09rNCGF
RB-Appl-EffCW-med-ElecDHW-GasCDryer-Tier1-Top | DEER2016 | D16v1 | 2015-05-16 | Any | MFm | 1985 | CZ10 | rDXGF | Each | 1 | 648 | None | 70.9 | 0.0121 | 6.89 | 70.9 | 0.0121 | 6.89 | 70.9 | 0.0121 | 6.89 | 70.9 | 0.0121 | 6.89 |  |  | 1 |  | RB-Appl-EffCW-med-ElecDHW-GasCDryer-Tier1-TopAnyMFm1985CZ10rDXGF
RB-Appl-EffCW-med-ElecDHW-GasCDryer-Tier1-Top | DEER2016 | D16v1 | 2015-05-16 | Any | MFm | 1985 | CZ10 | rDXHP | Each | 1 | 648 | None | 66.4 | 0.0127 | 7.47 | 66.4 | 0.0127 | 7.47 | 66.4 | 0.0127 | 7.47 | 66.4 | 0.0127 | 7.47 |  |  | 1 |  | RB-Appl-EffCW-med-ElecDHW-GasCDryer-Tier1-TopAnyMFm1985CZ10rDXHP
RB-Appl-EffCW-med-ElecDHW-GasCDryer-Tier1-Top | DEER2016 | D16v1 | 2015-05-16 | Any | MFm | 1985 | CZ10 | rNCEH | Each | 1 | 648 | None | 56.6 | 0.00861 | 7.47 | 56.6 | 0.00861 | 7.47 | 56.6 | 0.00861 | 7.47 | 56.6 | 0.00861 | 7.47 |  |  | 1 |  | RB-Appl-EffCW-med-ElecDHW-GasCDryer-Tier1-TopAnyMFm1985CZ10rNCEH
RB-Appl-EffCW-med-ElecDHW-GasCDryer-Tier1-Top | DEER2016 | D16v1 | 2015-05-16 | Any | MFm | 1985 | CZ10 | rNCGF | Each | 1 | 648 | None | 64.7 | 0.0086 | 6.84 | 64.7 | 0.0086 | 6.84 | 64.7 | 0.0086 | 6.84 | 64.7 | 0.0086 | 6.84 |  |  | 1 |  | RB-Appl-EffCW-med-ElecDHW-GasCDryer-Tier1-TopAnyMFm1985CZ10rNCGF
RB-Appl-EffCW-med-ElecDHW-GasCDryer-Tier1-Top | DEER2016 | D16v1 | 2015-05-16 | Any | MFm | 1985 | CZ11 | rDXGF | Each | 1 | 512 | None | 71 | 0.012 | 6.56 | 71 | 0.012 | 6.56 | 71 | 0.012 | 6.56 | 71 | 0.012 | 6.56 |  |  | 1 |  | RB-Appl-EffCW-med-ElecDHW-GasCDryer-Tier1-TopAnyMFm1985CZ11rDXGF
RB-Appl-EffCW-med-ElecDHW-GasCDryer-Tier1-Top | DEER2016 | D16v1 | 2015-05-16 | Any | MFm | 1985 | CZ11 | rDXHP | Each | 1 | 512 | None | 63.5 | 0.0123 | 7.47 | 63.5 | 0.0123 | 7.47 | 63.5 | 0.0123 | 7.47 | 63.5 | 0.0123 | 7.47 |  |  | 1 |  | RB-Appl-EffCW-med-ElecDHW-GasCDryer-Tier1-TopAnyMFm1985CZ11rDXHP
RB-Appl-EffCW-med-ElecDHW-GasCDryer-Tier1-Top | DEER2016 | D16v1 | 2015-05-16 | Any | MFm | 1985 | CZ11 | rNCEH | Each | 1 | 512 | None | 52.3 | 0.00858 | 7.47 | 52.3 | 0.00858 | 7.47 | 52.3 | 0.00858 | 7.47 | 52.3 | 0.00858 | 7.47 |  |  | 1 |  | RB-Appl-EffCW-med-ElecDHW-GasCDryer-Tier1-TopAnyMFm1985CZ11rNCEH
RB-Appl-EffCW-med-ElecDHW-GasCDryer-Tier1-Top | DEER2016 | D16v1 | 2015-05-16 | Any | MFm | 1985 | CZ11 | rNCGF | Each | 1 | 512 | None | 64.7 | 0.00856 | 6.55 | 64.7 | 0.00856 | 6.55 | 64.7 | 0.00856 | 6.55 | 64.7 | 0.00856 | 6.55 |  |  | 1 |  | RB-Appl-EffCW-med-ElecDHW-GasCDryer-Tier1-TopAnyMFm1985CZ11rNCGF
RB-Appl-EffCW-med-ElecDHW-GasCDryer-Tier1-Top | DEER2016 | D16v1 | 2015-05-16 | Any | MFm | 1985 | CZ12 | rDXGF | Each | 1 | 512 | None | 70.1 | 0.0132 | 6.53 | 70.1 | 0.0132 | 6.53 | 70.1 | 0.0132 | 6.53 | 70.1 | 0.0132 | 6.53 |  |  | 1 |  | RB-Appl-EffCW-med-ElecDHW-GasCDryer-Tier1-TopAnyMFm1985CZ12rDXGF
RB-Appl-EffCW-med-ElecDHW-GasCDryer-Tier1-Top | DEER2016 | D16v1 | 2015-05-16 | Any | MFm | 1985 | CZ12 | rDXHP | Each | 1 | 512 | None | 62.3 | 0.0153 | 7.47 | 62.3 | 0.0153 | 7.47 | 62.3 | 0.0153 | 7.47 | 62.3 | 0.0153 | 7.47 |  |  | 1 |  | RB-Appl-EffCW-med-ElecDHW-GasCDryer-Tier1-TopAnyMFm1985CZ12rDXHP
RB-Appl-EffCW-med-ElecDHW-GasCDryer-Tier1-Top | DEER2016 | D16v1 | 2015-05-16 | Any | MFm | 1985 | CZ12 | rNCEH | Each | 1 | 512 | None | 53 | 0.00886 | 7.47 | 53 | 0.00886 | 7.47 | 53 | 0.00886 | 7.47 | 53 | 0.00886 | 7.47 |  |  | 1 |  | RB-Appl-EffCW-med-ElecDHW-GasCDryer-Tier1-TopAnyMFm1985CZ12rNCEH
RB-Appl-EffCW-med-ElecDHW-GasCDryer-Tier1-Top | DEER2016 | D16v1 | 2015-05-16 | Any | MFm | 1985 | CZ12 | rNCGF | Each | 1 | 512 | None | 65.7 | 0.00884 | 6.5 | 65.7 | 0.00884 | 6.5 | 65.7 | 0.00884 | 6.5 | 65.7 | 0.00884 | 6.5 |  |  | 1 |  | RB-Appl-EffCW-med-ElecDHW-GasCDryer-Tier1-TopAnyMFm1985CZ12rNCGF
RB-Appl-EffCW-med-ElecDHW-GasCDryer-Tier1-Top | DEER2016 | D16v1 | 2015-05-16 | Any | MFm | 1985 | CZ13 | rDXGF | Each | 1 | 512 | None | 70.6 | 0.0125 | 6.6 | 70.6 | 0.0125 | 6.6 | 70.6 | 0.0125 | 6.6 | 70.6 | 0.0125 | 6.6 |  |  | 1 |  | RB-Appl-EffCW-med-ElecDHW-GasCDryer-Tier1-TopAnyMFm1985CZ13rDXGF
RB-Appl-EffCW-med-ElecDHW-GasCDryer-Tier1-Top | DEER2016 | D16v1 | 2015-05-16 | Any | MFm | 1985 | CZ13 | rDXHP | Each | 1 | 512 | None | 63.2 | 0.012 | 7.47 | 63.2 | 0.012 | 7.47 | 63.2 | 0.012 | 7.47 | 63.2 | 0.012 | 7.47 |  |  | 1 |  | RB-Appl-EffCW-med-ElecDHW-GasCDryer-Tier1-TopAnyMFm1985CZ13rDXHP
RB-Appl-EffCW-med-ElecDHW-GasCDryer-Tier1-Top | DEER2016 | D16v1 | 2015-05-16 | Any | MFm | 1985 | CZ13 | rNCEH | Each | 1 | 512 | None | 51.8 | 0.00854 | 7.47 | 51.8 | 0.00854 | 7.47 | 51.8 | 0.00854 | 7.47 | 51.8 | 0.00854 | 7.47 |  |  | 1 |  | RB-Appl-EffCW-med-ElecDHW-GasCDryer-Tier1-TopAnyMFm1985CZ13rNCEH
RB-Appl-EffCW-med-ElecDHW-GasCDryer-Tier1-Top | DEER2016 | D16v1 | 2015-05-16 | Any | MFm | 1985 | CZ13 | rNCGF | Each | 1 | 512 | None | 64.3 | 0.00852 | 6.55 | 64.3 | 0.00852 | 6.55 | 64.3 | 0.00852 | 6.55 | 64.3 | 0.00852 | 6.55 |  |  | 1 |  | RB-Appl-EffCW-med-ElecDHW-GasCDryer-Tier1-TopAnyMFm1985CZ13rNCGF
RB-Appl-EffCW-med-ElecDHW-GasCDryer-Tier1-Top | DEER2016 | D16v1 | 2015-05-16 | Any | MFm | 1985 | CZ14 | rDXGF | Each | 1 | 630 | None | 76.9 | 0.0108 | 6.31 | 76.9 | 0.0108 | 6.31 | 76.9 | 0.0108 | 6.31 | 76.9 | 0.0108 | 6.31 |  |  | 1 |  | RB-Appl-EffCW-med-ElecDHW-GasCDryer-Tier1-TopAnyMFm1985CZ14rDXGF
RB-Appl-EffCW-med-ElecDHW-GasCDryer-Tier1-Top | DEER2016 | D16v1 | 2015-05-16 | Any | MFm | 1985 | CZ14 | rDXHP | Each | 1 | 630 | None | 67.5 | 0.0125 | 7.47 | 67.5 | 0.0125 | 7.47 | 67.5 | 0.0125 | 7.47 | 67.5 | 0.0125 | 7.47 |  |  | 1 |  | RB-Appl-EffCW-med-ElecDHW-GasCDryer-Tier1-TopAnyMFm1985CZ14rDXHP
RB-Appl-EffCW-med-ElecDHW-GasCDryer-Tier1-Top | DEER2016 | D16v1 | 2015-05-16 | Any | MFm | 1985 | CZ14 | rNCEH | Each | 1 | 630 | None | 49.8 | 0.00843 | 7.47 | 49.8 | 0.00843 | 7.47 | 49.8 | 0.00843 | 7.47 | 49.8 | 0.00843 | 7.47 |  |  | 1 |  | RB-Appl-EffCW-med-ElecDHW-GasCDryer-Tier1-TopAnyMFm1985CZ14rNCEH
RB-Appl-EffCW-med-ElecDHW-GasCDryer-Tier1-Top | DEER2016 | D16v1 | 2015-05-16 | Any | MFm | 1985 | CZ14 | rNCGF | Each | 1 | 630 | None | 65.1 | 0.00842 | 6.27 | 65.1 | 0.00842 | 6.27 | 65.1 | 0.00842 | 6.27 | 65.1 | 0.00842 | 6.27 |  |  | 1 |  | RB-Appl-EffCW-med-ElecDHW-GasCDryer-Tier1-TopAnyMFm1985CZ14rNCGF
RB-Appl-EffCW-med-ElecDHW-GasCDryer-Tier1-Top | DEER2016 | D16v1 | 2015-05-16 | Any | MFm | 1985 | CZ15 | rDXGF | Each | 1 | 630 | None | 77 | 0.0109 | 6.97 | 77 | 0.0109 | 6.97 | 77 | 0.0109 | 6.97 | 77 | 0.0109 | 6.97 |  |  | 1 |  | RB-Appl-EffCW-med-ElecDHW-GasCDryer-Tier1-TopAnyMFm1985CZ15rDXGF
RB-Appl-EffCW-med-ElecDHW-GasCDryer-Tier1-Top | DEER2016 | D16v1 | 2015-05-16 | Any | MFm | 1985 | CZ15 | rDXHP | Each | 1 | 630 | None | 72.5 | 0.0115 | 7.47 | 72.5 | 0.0115 | 7.47 | 72.5 | 0.0115 | 7.47 | 72.5 | 0.0115 | 7.47 |  |  | 1 |  | RB-Appl-EffCW-med-ElecDHW-GasCDryer-Tier1-TopAnyMFm1985CZ15rDXHP
RB-Appl-EffCW-med-ElecDHW-GasCDryer-Tier1-Top | DEER2016 | D16v1 | 2015-05-16 | Any | MFm | 1985 | CZ15 | rNCEH | Each | 1 | 630 | None | 53.3 | 0.00766 | 7.47 | 53.3 | 0.00766 | 7.47 | 53.3 | 0.00766 | 7.47 | 53.3 | 0.00766 | 7.47 |  |  | 1 |  | RB-Appl-EffCW-med-ElecDHW-GasCDryer-Tier1-TopAnyMFm1985CZ15rNCEH
RB-Appl-EffCW-med-ElecDHW-GasCDryer-Tier1-Top | DEER2016 | D16v1 | 2015-05-16 | Any | MFm | 1985 | CZ15 | rNCGF | Each | 1 | 630 | None | 59.7 | 0.00764 | 6.95 | 59.7 | 0.00764 | 6.95 | 59.7 | 0.00764 | 6.95 | 59.7 | 0.00764 | 6.95 |  |  | 1 |  | RB-Appl-EffCW-med-ElecDHW-GasCDryer-Tier1-TopAnyMFm1985CZ15rNCGF
RB-Appl-EffCW-med-ElecDHW-GasCDryer-Tier1-Top | DEER2016 | D16v1 | 2015-05-16 | Any | MFm | 1985 | CZ16 | rDXGF | Each | 1 | 512 | None | 75.5 | 0.0112 | 6.32 | 75.5 | 0.0112 | 6.32 | 75.5 | 0.0112 | 6.32 | 75.5 | 0.0112 | 6.32 |  |  | 1 |  | RB-Appl-EffCW-med-ElecDHW-GasCDryer-Tier1-TopAnyMFm1985CZ16rDXGF
RB-Appl-EffCW-med-ElecDHW-GasCDryer-Tier1-Top | DEER2016 | D16v1 | 2015-05-16 | Any | MFm | 1985 | CZ16 | rDXHP | Each | 1 | 512 | None | 63.6 | 0.0113 | 7.47 | 63.6 | 0.0113 | 7.47 | 63.6 | 0.0113 | 7.47 | 63.6 | 0.0113 | 7.47 |  |  | 1 |  | RB-Appl-EffCW-med-ElecDHW-GasCDryer-Tier1-TopAnyMFm1985CZ16rDXHP
RB-Appl-EffCW-med-ElecDHW-GasCDryer-Tier1-Top | DEER2016 | D16v1 | 2015-05-16 | Any | MFm | 1985 | CZ16 | rNCEH | Each | 1 | 512 | None | 53.1 | 0.00937 | 7.47 | 53.1 | 0.00937 | 7.47 | 53.1 | 0.00937 | 7.47 | 53.1 | 0.00937 | 7.47 |  |  | 1 |  | RB-Appl-EffCW-med-ElecDHW-GasCDryer-Tier1-TopAnyMFm1985CZ16rNCEH
RB-Appl-EffCW-med-ElecDHW-GasCDryer-Tier1-Top | DEER2016 | D16v1 | 2015-05-16 | Any | MFm | 1985 | CZ16 | rNCGF | Each | 1 | 512 | None | 69.7 | 0.00933 | 6.27 | 69.7 | 0.00933 | 6.27 | 69.7 | 0.00933 | 6.27 | 69.7 | 0.00933 | 6.27 |  |  | 1 |  | RB-Appl-EffCW-med-ElecDHW-GasCDryer-Tier1-TopAnyMFm1985CZ16rNCGF
RB-Appl-EffCW-med-ElecDHW-GasCDryer-Tier1-Top | DEER2016 | D16v1 | 2015-05-16 | Any | MFm | 1996 | CZ01 | rDXGF | Each | 1 | 432 | None | 70.3 | 0.014 | 6.06 | 70.3 | 0.014 | 6.06 | 70.3 | 0.014 | 6.06 | 70.3 | 0.014 | 6.06 |  |  | 1 |  | RB-Appl-EffCW-med-ElecDHW-GasCDryer-Tier1-TopAnyMFm1996CZ01rDXGF
RB-Appl-EffCW-med-ElecDHW-GasCDryer-Tier1-Top | DEER2016 | D16v1 | 2015-05-16 | Any | MFm | 1996 | CZ01 | rDXHP | Each | 1 | 432 | None | 57.9 | 0.00991 | 7.47 | 57.9 | 0.00991 | 7.47 | 57.9 | 0.00991 | 7.47 | 57.9 | 0.00991 | 7.47 |  |  | 1 |  | RB-Appl-EffCW-med-ElecDHW-GasCDryer-Tier1-TopAnyMFm1996CZ01rDXHP
RB-Appl-EffCW-med-ElecDHW-GasCDryer-Tier1-Top | DEER2016 | D16v1 | 2015-05-16 | Any | MFm | 1996 | CZ01 | rNCEH | Each | 1 | 432 | None | 46.3 | 0.00945 | 7.47 | 46.3 | 0.00945 | 7.47 | 46.3 | 0.00945 | 7.47 | 46.3 | 0.00945 | 7.47 |  |  | 1 |  | RB-Appl-EffCW-med-ElecDHW-GasCDryer-Tier1-TopAnyMFm1996CZ01rNCEH
RB-Appl-EffCW-med-ElecDHW-GasCDryer-Tier1-Top | DEER2016 | D16v1 | 2015-05-16 | Any | MFm | 1996 | CZ01 | rNCGF | Each | 1 | 432 | None | 69.9 | 0.00966 | 6 | 69.9 | 0.00966 | 6 | 69.9 | 0.00966 | 6 | 69.9 | 0.00966 | 6 |  |  | 1 |  | RB-Appl-EffCW-med-ElecDHW-GasCDryer-Tier1-TopAnyMFm1996CZ01rNCGF
RB-Appl-EffCW-med-ElecDHW-GasCDryer-Tier1-Top | DEER2016 | D16v1 | 2015-05-16 | Any | MFm | 1996 | CZ02 | rDXGF | Each | 1 | 432 | None | 70 | 0.0155 | 6.55 | 70 | 0.0155 | 6.55 | 70 | 0.0155 | 6.55 | 70 | 0.0155 | 6.55 |  |  | 1 |  | RB-Appl-EffCW-med-ElecDHW-GasCDryer-Tier1-TopAnyMFm1996CZ02rDXGF
RB-Appl-EffCW-med-ElecDHW-GasCDryer-Tier1-Top | DEER2016 | D16v1 | 2015-05-16 | Any | MFm | 1996 | CZ02 | rDXHP | Each | 1 | 432 | None | 61.6 | 0.0183 | 7.47 | 61.6 | 0.0183 | 7.47 | 61.6 | 0.0183 | 7.47 | 61.6 | 0.0183 | 7.47 |  |  | 1 |  | RB-Appl-EffCW-med-ElecDHW-GasCDryer-Tier1-TopAnyMFm1996CZ02rDXHP
RB-Appl-EffCW-med-ElecDHW-GasCDryer-Tier1-Top | DEER2016 | D16v1 | 2015-05-16 | Any | MFm | 1996 | CZ02 | rNCEH | Each | 1 | 432 | None | 55 | 0.00924 | 7.47 | 55 | 0.00924 | 7.47 | 55 | 0.00924 | 7.47 | 55 | 0.00924 | 7.47 |  |  | 1 |  | RB-Appl-EffCW-med-ElecDHW-GasCDryer-Tier1-TopAnyMFm1996CZ02rNCEH
RB-Appl-EffCW-med-ElecDHW-GasCDryer-Tier1-Top | DEER2016 | D16v1 | 2015-05-16 | Any | MFm | 1996 | CZ02 | rNCGF | Each | 1 | 432 | None | 67.6 | 0.00926 | 6.53 | 67.6 | 0.00926 | 6.53 | 67.6 | 0.00926 | 6.53 | 67.6 | 0.00926 | 6.53 |  |  | 1 |  | RB-Appl-EffCW-med-ElecDHW-GasCDryer-Tier1-TopAnyMFm1996CZ02rNCGF
RB-Appl-EffCW-med-ElecDHW-GasCDryer-Tier1-Top | DEER2016 | D16v1 | 2015-05-16 | Any | MFm | 1996 | CZ03 | rDXGF | Each | 1 | 432 | None | 69 | 0.00767 | 6.51 | 69 | 0.00767 | 6.51 | 69 | 0.00767 | 6.51 | 69 | 0.00767 | 6.51 |  |  | 1 |  | RB-Appl-EffCW-med-ElecDHW-GasCDryer-Tier1-TopAnyMFm1996CZ03rDXGF
RB-Appl-EffCW-med-ElecDHW-GasCDryer-Tier1-Top | DEER2016 | D16v1 | 2015-05-16 | Any | MFm | 1996 | CZ03 | rDXHP | Each | 1 | 432 | None | 60.4 | 0.00961 | 7.47 | 60.4 | 0.00961 | 7.47 | 60.4 | 0.00961 | 7.47 | 60.4 | 0.00961 | 7.47 |  |  | 1 |  | RB-Appl-EffCW-med-ElecDHW-GasCDryer-Tier1-TopAnyMFm1996CZ03rDXHP
RB-Appl-EffCW-med-ElecDHW-GasCDryer-Tier1-Top | DEER2016 | D16v1 | 2015-05-16 | Any | MFm | 1996 | CZ03 | rNCEH | Each | 1 | 432 | None | 53.6 | 0.00931 | 7.47 | 53.6 | 0.00931 | 7.47 | 53.6 | 0.00931 | 7.47 | 53.6 | 0.00931 | 7.47 |  |  | 1 |  | RB-Appl-EffCW-med-ElecDHW-GasCDryer-Tier1-TopAnyMFm1996CZ03rNCEH
RB-Appl-EffCW-med-ElecDHW-GasCDryer-Tier1-Top | DEER2016 | D16v1 | 2015-05-16 | Any | MFm | 1996 | CZ03 | rNCGF | Each | 1 | 432 | None | 67.7 | 0.00928 | 6.46 | 67.7 | 0.00928 | 6.46 | 67.7 | 0.00928 | 6.46 | 67.7 | 0.00928 | 6.46 |  |  | 1 |  | RB-Appl-EffCW-med-ElecDHW-GasCDryer-Tier1-TopAnyMFm1996CZ03rNCGF
RB-Appl-EffCW-med-ElecDHW-GasCDryer-Tier1-Top | DEER2016 | D16v1 | 2015-05-16 | Any | MFm | 1996 | CZ04 | rDXGF | Each | 1 | 432 | None | 69.5 | 0.0128 | 6.76 | 69.5 | 0.0128 | 6.76 | 69.5 | 0.0128 | 6.76 | 69.5 | 0.0128 | 6.76 |  |  | 1 |  | RB-Appl-EffCW-med-ElecDHW-GasCDryer-Tier1-TopAnyMFm1996CZ04rDXGF
RB-Appl-EffCW-med-ElecDHW-GasCDryer-Tier1-Top | DEER2016 | D16v1 | 2015-05-16 | Any | MFm | 1996 | CZ04 | rDXHP | Each | 1 | 432 | None | 62.7 | 0.0146 | 7.47 | 62.7 | 0.0146 | 7.47 | 62.7 | 0.0146 | 7.47 | 62.7 | 0.0146 | 7.47 |  |  | 1 |  | RB-Appl-EffCW-med-ElecDHW-GasCDryer-Tier1-TopAnyMFm1996CZ04rDXHP
RB-Appl-EffCW-med-ElecDHW-GasCDryer-Tier1-Top | DEER2016 | D16v1 | 2015-05-16 | Any | MFm | 1996 | CZ04 | rNCEH | Each | 1 | 432 | None | 56.3 | 0.00897 | 7.47 | 56.3 | 0.00897 | 7.47 | 56.3 | 0.00897 | 7.47 | 56.3 | 0.00897 | 7.47 |  |  | 1 |  | RB-Appl-EffCW-med-ElecDHW-GasCDryer-Tier1-TopAnyMFm1996CZ04rNCEH
RB-Appl-EffCW-med-ElecDHW-GasCDryer-Tier1-Top | DEER2016 | D16v1 | 2015-05-16 | Any | MFm | 1996 | CZ04 | rNCGF | Each | 1 | 432 | None | 66.7 | 0.00895 | 6.74 | 66.7 | 0.00895 | 6.74 | 66.7 | 0.00895 | 6.74 | 66.7 | 0.00895 | 6.74 |  |  | 1 |  | RB-Appl-EffCW-med-ElecDHW-GasCDryer-Tier1-TopAnyMFm1996CZ04rNCGF
RB-Appl-EffCW-med-ElecDHW-GasCDryer-Tier1-Top | DEER2016 | D16v1 | 2015-05-16 | Any | MFm | 1996 | CZ05 | rDXGF | Each | 1 | 432 | None | 68.8 | 0.0132 | 6.41 | 68.8 | 0.0132 | 6.41 | 68.8 | 0.0132 | 6.41 | 68.8 | 0.0132 | 6.41 |  |  | 1 |  | RB-Appl-EffCW-med-ElecDHW-GasCDryer-Tier1-TopAnyMFm1996CZ05rDXGF
RB-Appl-EffCW-med-ElecDHW-GasCDryer-Tier1-Top | DEER2016 | D16v1 | 2015-05-16 | Any | MFm | 1996 | CZ05 | rDXHP | Each | 1 | 432 | None | 59 | 0.00989 | 7.47 | 59 | 0.00989 | 7.47 | 59 | 0.00989 | 7.47 | 59 | 0.00989 | 7.47 |  |  | 1 |  | RB-Appl-EffCW-med-ElecDHW-GasCDryer-Tier1-TopAnyMFm1996CZ05rDXHP
RB-Appl-EffCW-med-ElecDHW-GasCDryer-Tier1-Top | DEER2016 | D16v1 | 2015-05-16 | Any | MFm | 1996 | CZ05 | rNCEH | Each | 1 | 432 | None | 52.9 | 0.00935 | 7.47 | 52.9 | 0.00935 | 7.47 | 52.9 | 0.00935 | 7.47 | 52.9 | 0.00935 | 7.47 |  |  | 1 |  | RB-Appl-EffCW-med-ElecDHW-GasCDryer-Tier1-TopAnyMFm1996CZ05rNCEH
RB-Appl-EffCW-med-ElecDHW-GasCDryer-Tier1-Top | DEER2016 | D16v1 | 2015-05-16 | Any | MFm | 1996 | CZ05 | rNCGF | Each | 1 | 432 | None | 68.2 | 0.00931 | 6.36 | 68.2 | 0.00931 | 6.36 | 68.2 | 0.00931 | 6.36 | 68.2 | 0.00931 | 6.36 |  |  | 1 |  | RB-Appl-EffCW-med-ElecDHW-GasCDryer-Tier1-TopAnyMFm1996CZ05rNCGF
RB-Appl-EffCW-med-ElecDHW-GasCDryer-Tier1-Top | DEER2016 | D16v1 | 2015-05-16 | Any | MFm | 1996 | CZ06 | rDXGF | Each | 1 | 518 | None | 70.4 | 0.0147 | 6.93 | 70.4 | 0.0147 | 6.93 | 70.4 | 0.0147 | 6.93 | 70.4 | 0.0147 | 6.93 |  |  | 1 |  | RB-Appl-EffCW-med-ElecDHW-GasCDryer-Tier1-TopAnyMFm1996CZ06rDXGF
RB-Appl-EffCW-med-ElecDHW-GasCDryer-Tier1-Top | DEER2016 | D16v1 | 2015-05-16 | Any | MFm | 1996 | CZ06 | rDXHP | Each | 1 | 518 | None | 65.2 | 0.0206 | 7.47 | 65.2 | 0.0206 | 7.47 | 65.2 | 0.0206 | 7.47 | 65.2 | 0.0206 | 7.47 |  |  | 1 |  | RB-Appl-EffCW-med-ElecDHW-GasCDryer-Tier1-TopAnyMFm1996CZ06rDXHP
RB-Appl-EffCW-med-ElecDHW-GasCDryer-Tier1-Top | DEER2016 | D16v1 | 2015-05-16 | Any | MFm | 1996 | CZ06 | rNCEH | Each | 1 | 518 | None | 57.3 | 0.0089 | 7.47 | 57.3 | 0.0089 | 7.47 | 57.3 | 0.0089 | 7.47 | 57.3 | 0.0089 | 7.47 |  |  | 1 |  | RB-Appl-EffCW-med-ElecDHW-GasCDryer-Tier1-TopAnyMFm1996CZ06rNCEH
RB-Appl-EffCW-med-ElecDHW-GasCDryer-Tier1-Top | DEER2016 | D16v1 | 2015-05-16 | Any | MFm | 1996 | CZ06 | rNCGF | Each | 1 | 518 | None | 65.8 | 0.00887 | 6.83 | 65.8 | 0.00887 | 6.83 | 65.8 | 0.00887 | 6.83 | 65.8 | 0.00887 | 6.83 |  |  | 1 |  | RB-Appl-EffCW-med-ElecDHW-GasCDryer-Tier1-TopAnyMFm1996CZ06rNCGF
RB-Appl-EffCW-med-ElecDHW-GasCDryer-Tier1-Top | DEER2016 | D16v1 | 2015-05-16 | Any | MFm | 1996 | CZ07 | rDXGF | Each | 1 | 518 | None | 70.7 | 0.0177 | 7.11 | 70.7 | 0.0177 | 7.11 | 70.7 | 0.0177 | 7.11 | 70.7 | 0.0177 | 7.11 |  |  | 1 |  | RB-Appl-EffCW-med-ElecDHW-GasCDryer-Tier1-TopAnyMFm1996CZ07rDXGF
RB-Appl-EffCW-med-ElecDHW-GasCDryer-Tier1-Top | DEER2016 | D16v1 | 2015-05-16 | Any | MFm | 1996 | CZ07 | rDXHP | Each | 1 | 518 | None | 67.6 | 0.0145 | 7.47 | 67.6 | 0.0145 | 7.47 | 67.6 | 0.0145 | 7.47 | 67.6 | 0.0145 | 7.47 |  |  | 1 |  | RB-Appl-EffCW-med-ElecDHW-GasCDryer-Tier1-TopAnyMFm1996CZ07rDXHP
RB-Appl-EffCW-med-ElecDHW-GasCDryer-Tier1-Top | DEER2016 | D16v1 | 2015-05-16 | Any | MFm | 1996 | CZ07 | rNCEH | Each | 1 | 518 | None | 60 | 0.0089 | 7.47 | 60 | 0.0089 | 7.47 | 60 | 0.0089 | 7.47 | 60 | 0.0089 | 7.47 |  |  | 1 |  | RB-Appl-EffCW-med-ElecDHW-GasCDryer-Tier1-TopAnyMFm1996CZ07rNCEH
RB-Appl-EffCW-med-ElecDHW-GasCDryer-Tier1-Top | DEER2016 | D16v1 | 2015-05-16 | Any | MFm | 1996 | CZ07 | rNCGF | Each | 1 | 518 | None | 65.6 | 0.00887 | 7.07 | 65.6 | 0.00887 | 7.07 | 65.6 | 0.00887 | 7.07 | 65.6 | 0.00887 | 7.07 |  |  | 1 |  | RB-Appl-EffCW-med-ElecDHW-GasCDryer-Tier1-TopAnyMFm1996CZ07rNCGF
RB-Appl-EffCW-med-ElecDHW-GasCDryer-Tier1-Top | DEER2016 | D16v1 | 2015-05-16 | Any | MFm | 1996 | CZ08 | rDXGF | Each | 1 | 518 | None | 73.4 | 0.0136 | 7.01 | 73.4 | 0.0136 | 7.01 | 73.4 | 0.0136 | 7.01 | 73.4 | 0.0136 | 7.01 |  |  | 1 |  | RB-Appl-EffCW-med-ElecDHW-GasCDryer-Tier1-TopAnyMFm1996CZ08rDXGF
RB-Appl-EffCW-med-ElecDHW-GasCDryer-Tier1-Top | DEER2016 | D16v1 | 2015-05-16 | Any | MFm | 1996 | CZ08 | rDXHP | Each | 1 | 518 | None | 68 | 0.0147 | 7.47 | 68 | 0.0147 | 7.47 | 68 | 0.0147 | 7.47 | 68 | 0.0147 | 7.47 |  |  | 1 |  | RB-Appl-EffCW-med-ElecDHW-GasCDryer-Tier1-TopAnyMFm1996CZ08rDXHP
RB-Appl-EffCW-med-ElecDHW-GasCDryer-Tier1-Top | DEER2016 | D16v1 | 2015-05-16 | Any | MFm | 1996 | CZ08 | rNCEH | Each | 1 | 518 | None | 57.7 | 0.00876 | 7.47 | 57.7 | 0.00876 | 7.47 | 57.7 | 0.00876 | 7.47 | 57.7 | 0.00876 | 7.47 |  |  | 1 |  | RB-Appl-EffCW-med-ElecDHW-GasCDryer-Tier1-TopAnyMFm1996CZ08rNCEH
RB-Appl-EffCW-med-ElecDHW-GasCDryer-Tier1-Top | DEER2016 | D16v1 | 2015-05-16 | Any | MFm | 1996 | CZ08 | rNCGF | Each | 1 | 518 | None | 65 | 0.00875 | 6.94 | 65 | 0.00875 | 6.94 | 65 | 0.00875 | 6.94 | 65 | 0.00875 | 6.94 |  |  | 1 |  | RB-Appl-EffCW-med-ElecDHW-GasCDryer-Tier1-TopAnyMFm1996CZ08rNCGF
RB-Appl-EffCW-med-ElecDHW-GasCDryer-Tier1-Top | DEER2016 | D16v1 | 2015-05-16 | Any | MFm | 1996 | CZ09 | rDXGF | Each | 1 | 487 | None | 74.8 | 0.0111 | 6.87 | 74.8 | 0.0111 | 6.87 | 74.8 | 0.0111 | 6.87 | 74.8 | 0.0111 | 6.87 |  |  | 1 |  | RB-Appl-EffCW-med-ElecDHW-GasCDryer-Tier1-TopAnyMFm1996CZ09rDXGF
RB-Appl-EffCW-med-ElecDHW-GasCDryer-Tier1-Top | DEER2016 | D16v1 | 2015-05-16 | Any | MFm | 1996 | CZ09 | rDXHP | Each | 1 | 487 | None | 68.8 | 0.0114 | 7.47 | 68.8 | 0.0114 | 7.47 | 68.8 | 0.0114 | 7.47 | 68.8 | 0.0114 | 7.47 |  |  | 1 |  | RB-Appl-EffCW-med-ElecDHW-GasCDryer-Tier1-TopAnyMFm1996CZ09rDXHP
RB-Appl-EffCW-med-ElecDHW-GasCDryer-Tier1-Top | DEER2016 | D16v1 | 2015-05-16 | Any | MFm | 1996 | CZ09 | rNCEH | Each | 1 | 487 | None | 55.4 | 0.00874 | 7.47 | 55.4 | 0.00874 | 7.47 | 55.4 | 0.00874 | 7.47 | 55.4 | 0.00874 | 7.47 |  |  | 1 |  | RB-Appl-EffCW-med-ElecDHW-GasCDryer-Tier1-TopAnyMFm1996CZ09rNCEH
RB-Appl-EffCW-med-ElecDHW-GasCDryer-Tier1-Top | DEER2016 | D16v1 | 2015-05-16 | Any | MFm | 1996 | CZ09 | rNCGF | Each | 1 | 487 | None | 65 | 0.00872 | 6.78 | 65 | 0.00872 | 6.78 | 65 | 0.00872 | 6.78 | 65 | 0.00872 | 6.78 |  |  | 1 |  | RB-Appl-EffCW-med-ElecDHW-GasCDryer-Tier1-TopAnyMFm1996CZ09rNCGF
RB-Appl-EffCW-med-ElecDHW-GasCDryer-Tier1-Top | DEER2016 | D16v1 | 2015-05-16 | Any | MFm | 1996 | CZ10 | rDXGF | Each | 1 | 487 | None | 69.9 | 0.0152 | 6.8 | 69.9 | 0.0152 | 6.8 | 69.9 | 0.0152 | 6.8 | 69.9 | 0.0152 | 6.8 |  |  | 1 |  | RB-Appl-EffCW-med-ElecDHW-GasCDryer-Tier1-TopAnyMFm1996CZ10rDXGF
RB-Appl-EffCW-med-ElecDHW-GasCDryer-Tier1-Top | DEER2016 | D16v1 | 2015-05-16 | Any | MFm | 1996 | CZ10 | rDXHP | Each | 1 | 487 | None | 63.3 | 0.0154 | 7.47 | 63.3 | 0.0154 | 7.47 | 63.3 | 0.0154 | 7.47 | 63.3 | 0.0154 | 7.47 |  |  | 1 |  | RB-Appl-EffCW-med-ElecDHW-GasCDryer-Tier1-TopAnyMFm1996CZ10rDXHP
RB-Appl-EffCW-med-ElecDHW-GasCDryer-Tier1-Top | DEER2016 | D16v1 | 2015-05-16 | Any | MFm | 1996 | CZ10 | rNCEH | Each | 1 | 487 | None | 55 | 0.00866 | 7.47 | 55 | 0.00866 | 7.47 | 55 | 0.00866 | 7.47 | 55 | 0.00866 | 7.47 |  |  | 1 |  | RB-Appl-EffCW-med-ElecDHW-GasCDryer-Tier1-TopAnyMFm1996CZ10rNCEH
RB-Appl-EffCW-med-ElecDHW-GasCDryer-Tier1-Top | DEER2016 | D16v1 | 2015-05-16 | Any | MFm | 1996 | CZ10 | rNCGF | Each | 1 | 487 | None | 64.9 | 0.00865 | 6.78 | 64.9 | 0.00865 | 6.78 | 64.9 | 0.00865 | 6.78 | 64.9 | 0.00865 | 6.78 |  |  | 1 |  | RB-Appl-EffCW-med-ElecDHW-GasCDryer-Tier1-TopAnyMFm1996CZ10rNCGF
RB-Appl-EffCW-med-ElecDHW-GasCDryer-Tier1-Top | DEER2016 | D16v1 | 2015-05-16 | Any | MFm | 1996 | CZ11 | rDXGF | Each | 1 | 456 | None | 72.3 | 0.0115 | 6.73 | 72.3 | 0.0115 | 6.73 | 72.3 | 0.0115 | 6.73 | 72.3 | 0.0115 | 6.73 |  |  | 1 |  | RB-Appl-EffCW-med-ElecDHW-GasCDryer-Tier1-TopAnyMFm1996CZ11rDXGF
RB-Appl-EffCW-med-ElecDHW-GasCDryer-Tier1-Top | DEER2016 | D16v1 | 2015-05-16 | Any | MFm | 1996 | CZ11 | rDXHP | Each | 1 | 456 | None | 65.1 | 0.0122 | 7.47 | 65.1 | 0.0122 | 7.47 | 65.1 | 0.0122 | 7.47 | 65.1 | 0.0122 | 7.47 |  |  | 1 |  | RB-Appl-EffCW-med-ElecDHW-GasCDryer-Tier1-TopAnyMFm1996CZ11rDXHP
RB-Appl-EffCW-med-ElecDHW-GasCDryer-Tier1-Top | DEER2016 | D16v1 | 2015-05-16 | Any | MFm | 1996 | CZ11 | rNCEH | Each | 1 | 456 | None | 53.9 | 0.00861 | 7.47 | 53.9 | 0.00861 | 7.47 | 53.9 | 0.00861 | 7.47 | 53.9 | 0.00861 | 7.47 |  |  | 1 |  | RB-Appl-EffCW-med-ElecDHW-GasCDryer-Tier1-TopAnyMFm1996CZ11rNCEH
RB-Appl-EffCW-med-ElecDHW-GasCDryer-Tier1-Top | DEER2016 | D16v1 | 2015-05-16 | Any | MFm | 1996 | CZ11 | rNCGF | Each | 1 | 456 | None | 65 | 0.00859 | 6.72 | 65 | 0.00859 | 6.72 | 65 | 0.00859 | 6.72 | 65 | 0.00859 | 6.72 |  |  | 1 |  | RB-Appl-EffCW-med-ElecDHW-GasCDryer-Tier1-TopAnyMFm1996CZ11rNCGF
RB-Appl-EffCW-med-ElecDHW-GasCDryer-Tier1-Top | DEER2016 | D16v1 | 2015-05-16 | Any | MFm | 1996 | CZ12 | rDXGF | Each | 1 | 456 | None | 70.8 | 0.0129 | 6.49 | 70.8 | 0.0129 | 6.49 | 70.8 | 0.0129 | 6.49 | 70.8 | 0.0129 | 6.49 |  |  | 1 |  | RB-Appl-EffCW-med-ElecDHW-GasCDryer-Tier1-TopAnyMFm1996CZ12rDXGF
RB-Appl-EffCW-med-ElecDHW-GasCDryer-Tier1-Top | DEER2016 | D16v1 | 2015-05-16 | Any | MFm | 1996 | CZ12 | rDXHP | Each | 1 | 456 | None | 61.8 | 0.0148 | 7.47 | 61.8 | 0.0148 | 7.47 | 61.8 | 0.0148 | 7.47 | 61.8 | 0.0148 | 7.47 |  |  | 1 |  | RB-Appl-EffCW-med-ElecDHW-GasCDryer-Tier1-TopAnyMFm1996CZ12rDXHP
RB-Appl-EffCW-med-ElecDHW-GasCDryer-Tier1-Top | DEER2016 | D16v1 | 2015-05-16 | Any | MFm | 1996 | CZ12 | rNCEH | Each | 1 | 456 | None | 52.1 | 0.00889 | 7.47 | 52.1 | 0.00889 | 7.47 | 52.1 | 0.00889 | 7.47 | 52.1 | 0.00889 | 7.47 |  |  | 1 |  | RB-Appl-EffCW-med-ElecDHW-GasCDryer-Tier1-TopAnyMFm1996CZ12rNCEH
RB-Appl-EffCW-med-ElecDHW-GasCDryer-Tier1-Top | DEER2016 | D16v1 | 2015-05-16 | Any | MFm | 1996 | CZ12 | rNCGF | Each | 1 | 456 | None | 65.9 | 0.00886 | 6.47 | 65.9 | 0.00886 | 6.47 | 65.9 | 0.00886 | 6.47 | 65.9 | 0.00886 | 6.47 |  |  | 1 |  | RB-Appl-EffCW-med-ElecDHW-GasCDryer-Tier1-TopAnyMFm1996CZ12rNCGF
RB-Appl-EffCW-med-ElecDHW-GasCDryer-Tier1-Top | DEER2016 | D16v1 | 2015-05-16 | Any | MFm | 1996 | CZ13 | rDXGF | Each | 1 | 456 | None | 72.4 | 0.0116 | 6.63 | 72.4 | 0.0116 | 6.63 | 72.4 | 0.0116 | 6.63 | 72.4 | 0.0116 | 6.63 |  |  | 1 |  | RB-Appl-EffCW-med-ElecDHW-GasCDryer-Tier1-TopAnyMFm1996CZ13rDXGF
RB-Appl-EffCW-med-ElecDHW-GasCDryer-Tier1-Top | DEER2016 | D16v1 | 2015-05-16 | Any | MFm | 1996 | CZ13 | rDXHP | Each | 1 | 456 | None | 64.1 | 0.0122 | 7.47 | 64.1 | 0.0122 | 7.47 | 64.1 | 0.0122 | 7.47 | 64.1 | 0.0122 | 7.47 |  |  | 1 |  | RB-Appl-EffCW-med-ElecDHW-GasCDryer-Tier1-TopAnyMFm1996CZ13rDXHP
RB-Appl-EffCW-med-ElecDHW-GasCDryer-Tier1-Top | DEER2016 | D16v1 | 2015-05-16 | Any | MFm | 1996 | CZ13 | rNCEH | Each | 1 | 456 | None | 52 | 0.00857 | 7.47 | 52 | 0.00857 | 7.47 | 52 | 0.00857 | 7.47 | 52 | 0.00857 | 7.47 |  |  | 1 |  | RB-Appl-EffCW-med-ElecDHW-GasCDryer-Tier1-TopAnyMFm1996CZ13rNCEH
RB-Appl-EffCW-med-ElecDHW-GasCDryer-Tier1-Top | DEER2016 | D16v1 | 2015-05-16 | Any | MFm | 1996 | CZ13 | rNCGF | Each | 1 | 456 | None | 64.5 | 0.00856 | 6.61 | 64.5 | 0.00856 | 6.61 | 64.5 | 0.00856 | 6.61 | 64.5 | 0.00856 | 6.61 |  |  | 1 |  | RB-Appl-EffCW-med-ElecDHW-GasCDryer-Tier1-TopAnyMFm1996CZ13rNCGF
RB-Appl-EffCW-med-ElecDHW-GasCDryer-Tier1-Top | DEER2016 | D16v1 | 2015-05-16 | Any | MFm | 1996 | CZ14 | rDXGF | Each | 1 | 480 | None | 75.2 | 0.00998 | 6.82 | 75.2 | 0.00998 | 6.82 | 75.2 | 0.00998 | 6.82 | 75.2 | 0.00998 | 6.82 |  |  | 1 |  | RB-Appl-EffCW-med-ElecDHW-GasCDryer-Tier1-TopAnyMFm1996CZ14rDXGF
RB-Appl-EffCW-med-ElecDHW-GasCDryer-Tier1-Top | DEER2016 | D16v1 | 2015-05-16 | Any | MFm | 1996 | CZ14 | rDXHP | Each | 1 | 480 | None | 69 | 0.0105 | 7.47 | 69 | 0.0105 | 7.47 | 69 | 0.0105 | 7.47 | 69 | 0.0105 | 7.47 |  |  | 1 |  | RB-Appl-EffCW-med-ElecDHW-GasCDryer-Tier1-TopAnyMFm1996CZ14rDXHP
RB-Appl-EffCW-med-ElecDHW-GasCDryer-Tier1-Top | DEER2016 | D16v1 | 2015-05-16 | Any | MFm | 1996 | CZ14 | rNCEH | Each | 1 | 480 | None | 53.9 | 0.00844 | 7.47 | 53.9 | 0.00844 | 7.47 | 53.9 | 0.00844 | 7.47 | 53.9 | 0.00844 | 7.47 |  |  | 1 |  | RB-Appl-EffCW-med-ElecDHW-GasCDryer-Tier1-TopAnyMFm1996CZ14rNCEH
RB-Appl-EffCW-med-ElecDHW-GasCDryer-Tier1-Top | DEER2016 | D16v1 | 2015-05-16 | Any | MFm | 1996 | CZ14 | rNCGF | Each | 1 | 480 | None | 65.3 | 0.00842 | 6.72 | 65.3 | 0.00842 | 6.72 | 65.3 | 0.00842 | 6.72 | 65.3 | 0.00842 | 6.72 |  |  | 1 |  | RB-Appl-EffCW-med-ElecDHW-GasCDryer-Tier1-TopAnyMFm1996CZ14rNCGF
RB-Appl-EffCW-med-ElecDHW-GasCDryer-Tier1-Top | DEER2016 | D16v1 | 2015-05-16 | Any | MFm | 1996 | CZ15 | rDXGF | Each | 1 | 480 | None | 70.5 | 0.0105 | 7.2 | 70.5 | 0.0105 | 7.2 | 70.5 | 0.0105 | 7.2 | 70.5 | 0.0105 | 7.2 |  |  | 1 |  | RB-Appl-EffCW-med-ElecDHW-GasCDryer-Tier1-TopAnyMFm1996CZ15rDXGF
RB-Appl-EffCW-med-ElecDHW-GasCDryer-Tier1-Top | DEER2016 | D16v1 | 2015-05-16 | Any | MFm | 1996 | CZ15 | rDXHP | Each | 1 | 480 | None | 67.8 | 0.0115 | 7.47 | 67.8 | 0.0115 | 7.47 | 67.8 | 0.0115 | 7.47 | 67.8 | 0.0115 | 7.47 |  |  | 1 |  | RB-Appl-EffCW-med-ElecDHW-GasCDryer-Tier1-TopAnyMFm1996CZ15rDXHP
RB-Appl-EffCW-med-ElecDHW-GasCDryer-Tier1-Top | DEER2016 | D16v1 | 2015-05-16 | Any | MFm | 1996 | CZ15 | rNCEH | Each | 1 | 480 | None | 55.8 | 0.00767 | 7.47 | 55.8 | 0.00767 | 7.47 | 55.8 | 0.00767 | 7.47 | 55.8 | 0.00767 | 7.47 |  |  | 1 |  | RB-Appl-EffCW-med-ElecDHW-GasCDryer-Tier1-TopAnyMFm1996CZ15rNCEH
RB-Appl-EffCW-med-ElecDHW-GasCDryer-Tier1-Top | DEER2016 | D16v1 | 2015-05-16 | Any | MFm | 1996 | CZ15 | rNCGF | Each | 1 | 480 | None | 59.8 | 0.00764 | 7.2 | 59.8 | 0.00764 | 7.2 | 59.8 | 0.00764 | 7.2 | 59.8 | 0.00764 | 7.2 |  |  | 1 |  | RB-Appl-EffCW-med-ElecDHW-GasCDryer-Tier1-TopAnyMFm1996CZ15rNCGF
RB-Appl-EffCW-med-ElecDHW-GasCDryer-Tier1-Top | DEER2016 | D16v1 | 2015-05-16 | Any | MFm | 1996 | CZ16 | rDXGF | Each | 1 | 432 | None | 75.9 | 0.0112 | 6.31 | 75.9 | 0.0112 | 6.31 | 75.9 | 0.0112 | 6.31 | 75.9 | 0.0112 | 6.31 |  |  | 1 |  | RB-Appl-EffCW-med-ElecDHW-GasCDryer-Tier1-TopAnyMFm1996CZ16rDXGF
RB-Appl-EffCW-med-ElecDHW-GasCDryer-Tier1-Top | DEER2016 | D16v1 | 2015-05-16 | Any | MFm | 1996 | CZ16 | rDXHP | Each | 1 | 432 | None | 62.7 | 0.012 | 7.47 | 62.7 | 0.012 | 7.47 | 62.7 | 0.012 | 7.47 | 62.7 | 0.012 | 7.47 |  |  | 1 |  | RB-Appl-EffCW-med-ElecDHW-GasCDryer-Tier1-TopAnyMFm1996CZ16rDXHP
RB-Appl-EffCW-med-ElecDHW-GasCDryer-Tier1-Top | DEER2016 | D16v1 | 2015-05-16 | Any | MFm | 1996 | CZ16 | rNCEH | Each | 1 | 432 | None | 51.6 | 0.00941 | 7.47 | 51.6 | 0.00941 | 7.47 | 51.6 | 0.00941 | 7.47 | 51.6 | 0.00941 | 7.47 |  |  | 1 |  | RB-Appl-EffCW-med-ElecDHW-GasCDryer-Tier1-TopAnyMFm1996CZ16rNCEH
RB-Appl-EffCW-med-ElecDHW-GasCDryer-Tier1-Top | DEER2016 | D16v1 | 2015-05-16 | Any | MFm | 1996 | CZ16 | rNCGF | Each | 1 | 432 | None | 69.9 | 0.00938 | 6.22 | 69.9 | 0.00938 | 6.22 | 69.9 | 0.00938 | 6.22 | 69.9 | 0.00938 | 6.22 |  |  | 1 |  | RB-Appl-EffCW-med-ElecDHW-GasCDryer-Tier1-TopAnyMFm1996CZ16rNCGF
RB-Appl-EffCW-med-ElecDHW-GasCDryer-Tier1-Top | DEER2016 | D16v1 | 2015-05-16 | Any | MFm | 2003 | CZ01 | rDXGF | Each | 1 | 441 | None | 70.6 | 0.0108 | 6.4 | 70.6 | 0.0108 | 6.4 | 70.6 | 0.0108 | 6.4 | 70.6 | 0.0108 | 6.4 |  |  | 1 |  | RB-Appl-EffCW-med-ElecDHW-GasCDryer-Tier1-TopAnyMFm2003CZ01rDXGF
RB-Appl-EffCW-med-ElecDHW-GasCDryer-Tier1-Top | DEER2016 | D16v1 | 2015-05-16 | Any | MFm | 2003 | CZ01 | rDXHP | Each | 1 | 441 | None | 60.1 | 0.00918 | 7.47 | 60.1 | 0.00918 | 7.47 | 60.1 | 0.00918 | 7.47 | 60.1 | 0.00918 | 7.47 |  |  | 1 |  | RB-Appl-EffCW-med-ElecDHW-GasCDryer-Tier1-TopAnyMFm2003CZ01rDXHP
RB-Appl-EffCW-med-ElecDHW-GasCDryer-Tier1-Top | DEER2016 | D16v1 | 2015-05-16 | Any | MFm | 2003 | CZ01 | rNCEH | Each | 1 | 441 | None | 50.6 | 0.00964 | 7.47 | 50.6 | 0.00964 | 7.47 | 50.6 | 0.00964 | 7.47 | 50.6 | 0.00964 | 7.47 |  |  | 1 |  | RB-Appl-EffCW-med-ElecDHW-GasCDryer-Tier1-TopAnyMFm2003CZ01rNCEH
RB-Appl-EffCW-med-ElecDHW-GasCDryer-Tier1-Top | DEER2016 | D16v1 | 2015-05-16 | Any | MFm | 2003 | CZ01 | rNCGF | Each | 1 | 441 | None | 70.2 | 0.00963 | 6.33 | 70.2 | 0.00963 | 6.33 | 70.2 | 0.00963 | 6.33 | 70.2 | 0.00963 | 6.33 |  |  | 1 |  | RB-Appl-EffCW-med-ElecDHW-GasCDryer-Tier1-TopAnyMFm2003CZ01rNCGF
RB-Appl-EffCW-med-ElecDHW-GasCDryer-Tier1-Top | DEER2016 | D16v1 | 2015-05-16 | Any | MFm | 2003 | CZ02 | rDXGF | Each | 1 | 474 | None | 70.3 | 0.0165 | 6.45 | 70.3 | 0.0165 | 6.45 | 70.3 | 0.0165 | 6.45 | 70.3 | 0.0165 | 6.45 |  |  | 1 |  | RB-Appl-EffCW-med-ElecDHW-GasCDryer-Tier1-TopAnyMFm2003CZ02rDXGF
RB-Appl-EffCW-med-ElecDHW-GasCDryer-Tier1-Top | DEER2016 | D16v1 | 2015-05-16 | Any | MFm | 2003 | CZ02 | rDXHP | Each | 1 | 474 | None | 60.3 | 0.0151 | 7.47 | 60.3 | 0.0151 | 7.47 | 60.3 | 0.0151 | 7.47 | 60.3 | 0.0151 | 7.47 |  |  | 1 |  | RB-Appl-EffCW-med-ElecDHW-GasCDryer-Tier1-TopAnyMFm2003CZ02rDXHP
RB-Appl-EffCW-med-ElecDHW-GasCDryer-Tier1-Top | DEER2016 | D16v1 | 2015-05-16 | Any | MFm | 2003 | CZ02 | rNCEH | Each | 1 | 474 | None | 53.6 | 0.00923 | 7.47 | 53.6 | 0.00923 | 7.47 | 53.6 | 0.00923 | 7.47 | 53.6 | 0.00923 | 7.47 |  |  | 1 |  | RB-Appl-EffCW-med-ElecDHW-GasCDryer-Tier1-TopAnyMFm2003CZ02rNCEH
RB-Appl-EffCW-med-ElecDHW-GasCDryer-Tier1-Top | DEER2016 | D16v1 | 2015-05-16 | Any | MFm | 2003 | CZ02 | rNCGF | Each | 1 | 474 | None | 67.4 | 0.0092 | 6.44 | 67.4 | 0.0092 | 6.44 | 67.4 | 0.0092 | 6.44 | 67.4 | 0.0092 | 6.44 |  |  | 1 |  | RB-Appl-EffCW-med-ElecDHW-GasCDryer-Tier1-TopAnyMFm2003CZ02rNCGF
RB-Appl-EffCW-med-ElecDHW-GasCDryer-Tier1-Top | DEER2016 | D16v1 | 2015-05-16 | Any | MFm | 2003 | CZ03 | rDXGF | Each | 1 | 441 | None | 67.7 | 0.0126 | 6.22 | 67.7 | 0.0126 | 6.22 | 67.7 | 0.0126 | 6.22 | 67.7 | 0.0126 | 6.22 |  |  | 1 |  | RB-Appl-EffCW-med-ElecDHW-GasCDryer-Tier1-TopAnyMFm2003CZ03rDXGF
RB-Appl-EffCW-med-ElecDHW-GasCDryer-Tier1-Top | DEER2016 | D16v1 | 2015-05-16 | Any | MFm | 2003 | CZ03 | rDXHP | Each | 1 | 441 | None | 56.7 | 0.0118 | 7.47 | 56.7 | 0.0118 | 7.47 | 56.7 | 0.0118 | 7.47 | 56.7 | 0.0118 | 7.47 |  |  | 1 |  | RB-Appl-EffCW-med-ElecDHW-GasCDryer-Tier1-TopAnyMFm2003CZ03rDXHP
RB-Appl-EffCW-med-ElecDHW-GasCDryer-Tier1-Top | DEER2016 | D16v1 | 2015-05-16 | Any | MFm | 2003 | CZ03 | rNCEH | Each | 1 | 441 | None | 50.2 | 0.00932 | 7.47 | 50.2 | 0.00932 | 7.47 | 50.2 | 0.00932 | 7.47 | 50.2 | 0.00932 | 7.47 |  |  | 1 |  | RB-Appl-EffCW-med-ElecDHW-GasCDryer-Tier1-TopAnyMFm2003CZ03rNCEH
RB-Appl-EffCW-med-ElecDHW-GasCDryer-Tier1-Top | DEER2016 | D16v1 | 2015-05-16 | Any | MFm | 2003 | CZ03 | rNCGF | Each | 1 | 441 | None | 67.5 | 0.00929 | 6.19 | 67.5 | 0.00929 | 6.19 | 67.5 | 0.00929 | 6.19 | 67.5 | 0.00929 | 6.19 |  |  | 1 |  | RB-Appl-EffCW-med-ElecDHW-GasCDryer-Tier1-TopAnyMFm2003CZ03rNCGF
RB-Appl-EffCW-med-ElecDHW-GasCDryer-Tier1-Top | DEER2016 | D16v1 | 2015-05-16 | Any | MFm | 2003 | CZ04 | rDXGF | Each | 1 | 441 | None | 71.2 | 0.0129 | 6.65 | 71.2 | 0.0129 | 6.65 | 71.2 | 0.0129 | 6.65 | 71.2 | 0.0129 | 6.65 |  |  | 1 |  | RB-Appl-EffCW-med-ElecDHW-GasCDryer-Tier1-TopAnyMFm2003CZ04rDXGF
RB-Appl-EffCW-med-ElecDHW-GasCDryer-Tier1-Top | DEER2016 | D16v1 | 2015-05-16 | Any | MFm | 2003 | CZ04 | rDXHP | Each | 1 | 441 | None | 64.4 | 0.0144 | 7.47 | 64.4 | 0.0144 | 7.47 | 64.4 | 0.0144 | 7.47 | 64.4 | 0.0144 | 7.47 |  |  | 1 |  | RB-Appl-EffCW-med-ElecDHW-GasCDryer-Tier1-TopAnyMFm2003CZ04rDXHP
RB-Appl-EffCW-med-ElecDHW-GasCDryer-Tier1-Top | DEER2016 | D16v1 | 2015-05-16 | Any | MFm | 2003 | CZ04 | rNCEH | Each | 1 | 441 | None | 55.2 | 0.00898 | 7.47 | 55.2 | 0.00898 | 7.47 | 55.2 | 0.00898 | 7.47 | 55.2 | 0.00898 | 7.47 |  |  | 1 |  | RB-Appl-EffCW-med-ElecDHW-GasCDryer-Tier1-TopAnyMFm2003CZ04rNCEH
RB-Appl-EffCW-med-ElecDHW-GasCDryer-Tier1-Top | DEER2016 | D16v1 | 2015-05-16 | Any | MFm | 2003 | CZ04 | rNCGF | Each | 1 | 441 | None | 66.7 | 0.00896 | 6.64 | 66.7 | 0.00896 | 6.64 | 66.7 | 0.00896 | 6.64 | 66.7 | 0.00896 | 6.64 |  |  | 1 |  | RB-Appl-EffCW-med-ElecDHW-GasCDryer-Tier1-TopAnyMFm2003CZ04rNCGF
RB-Appl-EffCW-med-ElecDHW-GasCDryer-Tier1-Top | DEER2016 | D16v1 | 2015-05-16 | Any | MFm | 2003 | CZ05 | rDXGF | Each | 1 | 441 | None | 68.7 | 0.0118 | 6.34 | 68.7 | 0.0118 | 6.34 | 68.7 | 0.0118 | 6.34 | 68.7 | 0.0118 | 6.34 |  |  | 1 |  | RB-Appl-EffCW-med-ElecDHW-GasCDryer-Tier1-TopAnyMFm2003CZ05rDXGF
RB-Appl-EffCW-med-ElecDHW-GasCDryer-Tier1-Top | DEER2016 | D16v1 | 2015-05-16 | Any | MFm | 2003 | CZ05 | rDXHP | Each | 1 | 441 | None | 58.3 | 0.00889 | 7.47 | 58.3 | 0.00889 | 7.47 | 58.3 | 0.00889 | 7.47 | 58.3 | 0.00889 | 7.47 |  |  | 1 |  | RB-Appl-EffCW-med-ElecDHW-GasCDryer-Tier1-TopAnyMFm2003CZ05rDXHP
RB-Appl-EffCW-med-ElecDHW-GasCDryer-Tier1-Top | DEER2016 | D16v1 | 2015-05-16 | Any | MFm | 2003 | CZ05 | rNCEH | Each | 1 | 441 | None | 51.6 | 0.00936 | 7.47 | 51.6 | 0.00936 | 7.47 | 51.6 | 0.00936 | 7.47 | 51.6 | 0.00936 | 7.47 |  |  | 1 |  | RB-Appl-EffCW-med-ElecDHW-GasCDryer-Tier1-TopAnyMFm2003CZ05rNCEH
RB-Appl-EffCW-med-ElecDHW-GasCDryer-Tier1-Top | DEER2016 | D16v1 | 2015-05-16 | Any | MFm | 2003 | CZ05 | rNCGF | Each | 1 | 441 | None | 68.2 | 0.00932 | 6.3 | 68.2 | 0.00932 | 6.3 | 68.2 | 0.00932 | 6.3 | 68.2 | 0.00932 | 6.3 |  |  | 1 |  | RB-Appl-EffCW-med-ElecDHW-GasCDryer-Tier1-TopAnyMFm2003CZ05rNCGF
RB-Appl-EffCW-med-ElecDHW-GasCDryer-Tier1-Top | DEER2016 | D16v1 | 2015-05-16 | Any | MFm | 2003 | CZ06 | rDXGF | Each | 1 | 538 | None | 69.8 | 0.0106 | 6.91 | 69.8 | 0.0106 | 6.91 | 69.8 | 0.0106 | 6.91 | 69.8 | 0.0106 | 6.91 |  |  | 1 |  | RB-Appl-EffCW-med-ElecDHW-GasCDryer-Tier1-TopAnyMFm2003CZ06rDXGF
RB-Appl-EffCW-med-ElecDHW-GasCDryer-Tier1-Top | DEER2016 | D16v1 | 2015-05-16 | Any | MFm | 2003 | CZ06 | rDXHP | Each | 1 | 538 | None | 64.7 | 0.0106 | 7.47 | 64.7 | 0.0106 | 7.47 | 64.7 | 0.0106 | 7.47 | 64.7 | 0.0106 | 7.47 |  |  | 1 |  | RB-Appl-EffCW-med-ElecDHW-GasCDryer-Tier1-TopAnyMFm2003CZ06rDXHP
RB-Appl-EffCW-med-ElecDHW-GasCDryer-Tier1-Top | DEER2016 | D16v1 | 2015-05-16 | Any | MFm | 2003 | CZ06 | rNCEH | Each | 1 | 538 | None | 57.4 | 0.00889 | 7.47 | 57.4 | 0.00889 | 7.47 | 57.4 | 0.00889 | 7.47 | 57.4 | 0.00889 | 7.47 |  |  | 1 |  | RB-Appl-EffCW-med-ElecDHW-GasCDryer-Tier1-TopAnyMFm2003CZ06rNCEH
RB-Appl-EffCW-med-ElecDHW-GasCDryer-Tier1-Top | DEER2016 | D16v1 | 2015-05-16 | Any | MFm | 2003 | CZ06 | rNCGF | Each | 1 | 538 | None | 65.9 | 0.00886 | 6.84 | 65.9 | 0.00886 | 6.84 | 65.9 | 0.00886 | 6.84 | 65.9 | 0.00886 | 6.84 |  |  | 1 |  | RB-Appl-EffCW-med-ElecDHW-GasCDryer-Tier1-TopAnyMFm2003CZ06rNCGF
RB-Appl-EffCW-med-ElecDHW-GasCDryer-Tier1-Top | DEER2016 | D16v1 | 2015-05-16 | Any | MFm | 2003 | CZ07 | rDXGF | Each | 1 | 538 | None | 69.4 | 0.0126 | 7.07 | 69.4 | 0.0126 | 7.07 | 69.4 | 0.0126 | 7.07 | 69.4 | 0.0126 | 7.07 |  |  | 1 |  | RB-Appl-EffCW-med-ElecDHW-GasCDryer-Tier1-TopAnyMFm2003CZ07rDXGF
RB-Appl-EffCW-med-ElecDHW-GasCDryer-Tier1-Top | DEER2016 | D16v1 | 2015-05-16 | Any | MFm | 2003 | CZ07 | rDXHP | Each | 1 | 538 | None | 65.8 | 0.0179 | 7.47 | 65.8 | 0.0179 | 7.47 | 65.8 | 0.0179 | 7.47 | 65.8 | 0.0179 | 7.47 |  |  | 1 |  | RB-Appl-EffCW-med-ElecDHW-GasCDryer-Tier1-TopAnyMFm2003CZ07rDXHP
RB-Appl-EffCW-med-ElecDHW-GasCDryer-Tier1-Top | DEER2016 | D16v1 | 2015-05-16 | Any | MFm | 2003 | CZ07 | rNCEH | Each | 1 | 538 | None | 59 | 0.00889 | 7.47 | 59 | 0.00889 | 7.47 | 59 | 0.00889 | 7.47 | 59 | 0.00889 | 7.47 |  |  | 1 |  | RB-Appl-EffCW-med-ElecDHW-GasCDryer-Tier1-TopAnyMFm2003CZ07rNCEH
RB-Appl-EffCW-med-ElecDHW-GasCDryer-Tier1-Top | DEER2016 | D16v1 | 2015-05-16 | Any | MFm | 2003 | CZ07 | rNCGF | Each | 1 | 538 | None | 65.6 | 0.00886 | 7.02 | 65.6 | 0.00886 | 7.02 | 65.6 | 0.00886 | 7.02 | 65.6 | 0.00886 | 7.02 |  |  | 1 |  | RB-Appl-EffCW-med-ElecDHW-GasCDryer-Tier1-TopAnyMFm2003CZ07rNCGF
RB-Appl-EffCW-med-ElecDHW-GasCDryer-Tier1-Top | DEER2016 | D16v1 | 2015-05-16 | Any | MFm | 2003 | CZ08 | rDXGF | Each | 1 | 538 | None | 71.1 | 0.0109 | 6.97 | 71.1 | 0.0109 | 6.97 | 71.1 | 0.0109 | 6.97 | 71.1 | 0.0109 | 6.97 |  |  | 1 |  | RB-Appl-EffCW-med-ElecDHW-GasCDryer-Tier1-TopAnyMFm2003CZ08rDXGF
RB-Appl-EffCW-med-ElecDHW-GasCDryer-Tier1-Top | DEER2016 | D16v1 | 2015-05-16 | Any | MFm | 2003 | CZ08 | rDXHP | Each | 1 | 538 | None | 67.6 | 0.0124 | 7.47 | 67.6 | 0.0124 | 7.47 | 67.6 | 0.0124 | 7.47 | 67.6 | 0.0124 | 7.47 |  |  | 1 |  | RB-Appl-EffCW-med-ElecDHW-GasCDryer-Tier1-TopAnyMFm2003CZ08rDXHP
RB-Appl-EffCW-med-ElecDHW-GasCDryer-Tier1-Top | DEER2016 | D16v1 | 2015-05-16 | Any | MFm | 2003 | CZ08 | rNCEH | Each | 1 | 538 | None | 57.2 | 0.00875 | 7.47 | 57.2 | 0.00875 | 7.47 | 57.2 | 0.00875 | 7.47 | 57.2 | 0.00875 | 7.47 |  |  | 1 |  | RB-Appl-EffCW-med-ElecDHW-GasCDryer-Tier1-TopAnyMFm2003CZ08rNCEH
RB-Appl-EffCW-med-ElecDHW-GasCDryer-Tier1-Top | DEER2016 | D16v1 | 2015-05-16 | Any | MFm | 2003 | CZ08 | rNCGF | Each | 1 | 538 | None | 65 | 0.00874 | 6.91 | 65 | 0.00874 | 6.91 | 65 | 0.00874 | 6.91 | 65 | 0.00874 | 6.91 |  |  | 1 |  | RB-Appl-EffCW-med-ElecDHW-GasCDryer-Tier1-TopAnyMFm2003CZ08rNCGF
RB-Appl-EffCW-med-ElecDHW-GasCDryer-Tier1-Top | DEER2016 | D16v1 | 2015-05-16 | Any | MFm | 2003 | CZ09 | rDXGF | Each | 1 | 499 | None | 71.4 | 0.0114 | 6.82 | 71.4 | 0.0114 | 6.82 | 71.4 | 0.0114 | 6.82 | 71.4 | 0.0114 | 6.82 |  |  | 1 |  | RB-Appl-EffCW-med-ElecDHW-GasCDryer-Tier1-TopAnyMFm2003CZ09rDXGF
RB-Appl-EffCW-med-ElecDHW-GasCDryer-Tier1-Top | DEER2016 | D16v1 | 2015-05-16 | Any | MFm | 2003 | CZ09 | rDXHP | Each | 1 | 499 | None | 64.8 | 0.0121 | 7.47 | 64.8 | 0.0121 | 7.47 | 64.8 | 0.0121 | 7.47 | 64.8 | 0.0121 | 7.47 |  |  | 1 |  | RB-Appl-EffCW-med-ElecDHW-GasCDryer-Tier1-TopAnyMFm2003CZ09rDXHP
RB-Appl-EffCW-med-ElecDHW-GasCDryer-Tier1-Top | DEER2016 | D16v1 | 2015-05-16 | Any | MFm | 2003 | CZ09 | rNCEH | Each | 1 | 499 | None | 54.5 | 0.00868 | 7.47 | 54.5 | 0.00868 | 7.47 | 54.5 | 0.00868 | 7.47 | 54.5 | 0.00868 | 7.47 |  |  | 1 |  | RB-Appl-EffCW-med-ElecDHW-GasCDryer-Tier1-TopAnyMFm2003CZ09rNCEH
RB-Appl-EffCW-med-ElecDHW-GasCDryer-Tier1-Top | DEER2016 | D16v1 | 2015-05-16 | Any | MFm | 2003 | CZ09 | rNCGF | Each | 1 | 499 | None | 64.7 | 0.00868 | 6.74 | 64.7 | 0.00868 | 6.74 | 64.7 | 0.00868 | 6.74 | 64.7 | 0.00868 | 6.74 |  |  | 1 |  | RB-Appl-EffCW-med-ElecDHW-GasCDryer-Tier1-TopAnyMFm2003CZ09rNCGF
RB-Appl-EffCW-med-ElecDHW-GasCDryer-Tier1-Top | DEER2016 | D16v1 | 2015-05-16 | Any | MFm | 2003 | CZ10 | rDXGF | Each | 1 | 474 | None | 70.4 | 0.0119 | 6.94 | 70.4 | 0.0119 | 6.94 | 70.4 | 0.0119 | 6.94 | 70.4 | 0.0119 | 6.94 |  |  | 1 |  | RB-Appl-EffCW-med-ElecDHW-GasCDryer-Tier1-TopAnyMFm2003CZ10rDXGF
RB-Appl-EffCW-med-ElecDHW-GasCDryer-Tier1-Top | DEER2016 | D16v1 | 2015-05-16 | Any | MFm | 2003 | CZ10 | rDXHP | Each | 1 | 474 | None | 66.3 | 0.0127 | 7.47 | 66.3 | 0.0127 | 7.47 | 66.3 | 0.0127 | 7.47 | 66.3 | 0.0127 | 7.47 |  |  | 1 |  | RB-Appl-EffCW-med-ElecDHW-GasCDryer-Tier1-TopAnyMFm2003CZ10rDXHP
RB-Appl-EffCW-med-ElecDHW-GasCDryer-Tier1-Top | DEER2016 | D16v1 | 2015-05-16 | Any | MFm | 2003 | CZ10 | rNCEH | Each | 1 | 474 | None | 56.6 | 0.00863 | 7.47 | 56.6 | 0.00863 | 7.47 | 56.6 | 0.00863 | 7.47 | 56.6 | 0.00863 | 7.47 |  |  | 1 |  | RB-Appl-EffCW-med-ElecDHW-GasCDryer-Tier1-TopAnyMFm2003CZ10rNCEH
RB-Appl-EffCW-med-ElecDHW-GasCDryer-Tier1-Top | DEER2016 | D16v1 | 2015-05-16 | Any | MFm | 2003 | CZ10 | rNCGF | Each | 1 | 474 | None | 64.7 | 0.00861 | 6.92 | 64.7 | 0.00861 | 6.92 | 64.7 | 0.00861 | 6.92 | 64.7 | 0.00861 | 6.92 |  |  | 1 |  | RB-Appl-EffCW-med-ElecDHW-GasCDryer-Tier1-TopAnyMFm2003CZ10rNCGF
RB-Appl-EffCW-med-ElecDHW-GasCDryer-Tier1-Top | DEER2016 | D16v1 | 2015-05-16 | Any | MFm | 2003 | CZ11 | rDXGF | Each | 1 | 474 | None | 73 | 0.0103 | 6.59 | 73 | 0.0103 | 6.59 | 73 | 0.0103 | 6.59 | 73 | 0.0103 | 6.59 |  |  | 1 |  | RB-Appl-EffCW-med-ElecDHW-GasCDryer-Tier1-TopAnyMFm2003CZ11rDXGF
RB-Appl-EffCW-med-ElecDHW-GasCDryer-Tier1-Top | DEER2016 | D16v1 | 2015-05-16 | Any | MFm | 2003 | CZ11 | rDXHP | Each | 1 | 474 | None | 65.1 | 0.011 | 7.47 | 65.1 | 0.011 | 7.47 | 65.1 | 0.011 | 7.47 | 65.1 | 0.011 | 7.47 |  |  | 1 |  | RB-Appl-EffCW-med-ElecDHW-GasCDryer-Tier1-TopAnyMFm2003CZ11rDXHP
RB-Appl-EffCW-med-ElecDHW-GasCDryer-Tier1-Top | DEER2016 | D16v1 | 2015-05-16 | Any | MFm | 2003 | CZ11 | rNCEH | Each | 1 | 474 | None | 51.8 | 0.00862 | 7.47 | 51.8 | 0.00862 | 7.47 | 51.8 | 0.00862 | 7.47 | 51.8 | 0.00862 | 7.47 |  |  | 1 |  | RB-Appl-EffCW-med-ElecDHW-GasCDryer-Tier1-TopAnyMFm2003CZ11rNCEH
RB-Appl-EffCW-med-ElecDHW-GasCDryer-Tier1-Top | DEER2016 | D16v1 | 2015-05-16 | Any | MFm | 2003 | CZ11 | rNCGF | Each | 1 | 474 | None | 64.9 | 0.00861 | 6.55 | 64.9 | 0.00861 | 6.55 | 64.9 | 0.00861 | 6.55 | 64.9 | 0.00861 | 6.55 |  |  | 1 |  | RB-Appl-EffCW-med-ElecDHW-GasCDryer-Tier1-TopAnyMFm2003CZ11rNCGF
RB-Appl-EffCW-med-ElecDHW-GasCDryer-Tier1-Top | DEER2016 | D16v1 | 2015-05-16 | Any | MFm | 2003 | CZ12 | rDXGF | Each | 1 | 474 | None | 72.2 | 0.0125 | 6.65 | 72.2 | 0.0125 | 6.65 | 72.2 | 0.0125 | 6.65 | 72.2 | 0.0125 | 6.65 |  |  | 1 |  | RB-Appl-EffCW-med-ElecDHW-GasCDryer-Tier1-TopAnyMFm2003CZ12rDXGF
RB-Appl-EffCW-med-ElecDHW-GasCDryer-Tier1-Top | DEER2016 | D16v1 | 2015-05-16 | Any | MFm | 2003 | CZ12 | rDXHP | Each | 1 | 474 | None | 64.5 | 0.0144 | 7.47 | 64.5 | 0.0144 | 7.47 | 64.5 | 0.0144 | 7.47 | 64.5 | 0.0144 | 7.47 |  |  | 1 |  | RB-Appl-EffCW-med-ElecDHW-GasCDryer-Tier1-TopAnyMFm2003CZ12rDXHP
RB-Appl-EffCW-med-ElecDHW-GasCDryer-Tier1-Top | DEER2016 | D16v1 | 2015-05-16 | Any | MFm | 2003 | CZ12 | rNCEH | Each | 1 | 474 | None | 53.7 | 0.0089 | 7.47 | 53.7 | 0.0089 | 7.47 | 53.7 | 0.0089 | 7.47 | 53.7 | 0.0089 | 7.47 |  |  | 1 |  | RB-Appl-EffCW-med-ElecDHW-GasCDryer-Tier1-TopAnyMFm2003CZ12rNCEH
RB-Appl-EffCW-med-ElecDHW-GasCDryer-Tier1-Top | DEER2016 | D16v1 | 2015-05-16 | Any | MFm | 2003 | CZ12 | rNCGF | Each | 1 | 474 | None | 66 | 0.0089 | 6.62 | 66 | 0.0089 | 6.62 | 66 | 0.0089 | 6.62 | 66 | 0.0089 | 6.62 |  |  | 1 |  | RB-Appl-EffCW-med-ElecDHW-GasCDryer-Tier1-TopAnyMFm2003CZ12rNCGF
RB-Appl-EffCW-med-ElecDHW-GasCDryer-Tier1-Top | DEER2016 | D16v1 | 2015-05-16 | Any | MFm | 2003 | CZ13 | rDXGF | Each | 1 | 474 | None | 72.8 | 0.0108 | 6.78 | 72.8 | 0.0108 | 6.78 | 72.8 | 0.0108 | 6.78 | 72.8 | 0.0108 | 6.78 |  |  | 1 |  | RB-Appl-EffCW-med-ElecDHW-GasCDryer-Tier1-TopAnyMFm2003CZ13rDXGF
RB-Appl-EffCW-med-ElecDHW-GasCDryer-Tier1-Top | DEER2016 | D16v1 | 2015-05-16 | Any | MFm | 2003 | CZ13 | rDXHP | Each | 1 | 474 | None | 65.9 | 0.0119 | 7.47 | 65.9 | 0.0119 | 7.47 | 65.9 | 0.0119 | 7.47 | 65.9 | 0.0119 | 7.47 |  |  | 1 |  | RB-Appl-EffCW-med-ElecDHW-GasCDryer-Tier1-TopAnyMFm2003CZ13rDXHP
RB-Appl-EffCW-med-ElecDHW-GasCDryer-Tier1-Top | DEER2016 | D16v1 | 2015-05-16 | Any | MFm | 2003 | CZ13 | rNCEH | Each | 1 | 474 | None | 53.7 | 0.00858 | 7.47 | 53.7 | 0.00858 | 7.47 | 53.7 | 0.00858 | 7.47 | 53.7 | 0.00858 | 7.47 |  |  | 1 |  | RB-Appl-EffCW-med-ElecDHW-GasCDryer-Tier1-TopAnyMFm2003CZ13rNCEH
RB-Appl-EffCW-med-ElecDHW-GasCDryer-Tier1-Top | DEER2016 | D16v1 | 2015-05-16 | Any | MFm | 2003 | CZ13 | rNCGF | Each | 1 | 474 | None | 64.6 | 0.00855 | 6.76 | 64.6 | 0.00855 | 6.76 | 64.6 | 0.00855 | 6.76 | 64.6 | 0.00855 | 6.76 |  |  | 1 |  | RB-Appl-EffCW-med-ElecDHW-GasCDryer-Tier1-TopAnyMFm2003CZ13rNCGF
RB-Appl-EffCW-med-ElecDHW-GasCDryer-Tier1-Top | DEER2016 | D16v1 | 2015-05-16 | Any | MFm | 2003 | CZ14 | rDXGF | Each | 1 | 487 | None | 75.9 | 0.00991 | 6.77 | 75.9 | 0.00991 | 6.77 | 75.9 | 0.00991 | 6.77 | 75.9 | 0.00991 | 6.77 |  |  | 1 |  | RB-Appl-EffCW-med-ElecDHW-GasCDryer-Tier1-TopAnyMFm2003CZ14rDXGF
RB-Appl-EffCW-med-ElecDHW-GasCDryer-Tier1-Top | DEER2016 | D16v1 | 2015-05-16 | Any | MFm | 2003 | CZ14 | rDXHP | Each | 1 | 487 | None | 69.7 | 0.00997 | 7.47 | 69.7 | 0.00997 | 7.47 | 69.7 | 0.00997 | 7.47 | 69.7 | 0.00997 | 7.47 |  |  | 1 |  | RB-Appl-EffCW-med-ElecDHW-GasCDryer-Tier1-TopAnyMFm2003CZ14rDXHP
RB-Appl-EffCW-med-ElecDHW-GasCDryer-Tier1-Top | DEER2016 | D16v1 | 2015-05-16 | Any | MFm | 2003 | CZ14 | rNCEH | Each | 1 | 487 | None | 53.4 | 0.00848 | 7.47 | 53.4 | 0.00848 | 7.47 | 53.4 | 0.00848 | 7.47 | 53.4 | 0.00848 | 7.47 |  |  | 1 |  | RB-Appl-EffCW-med-ElecDHW-GasCDryer-Tier1-TopAnyMFm2003CZ14rNCEH
RB-Appl-EffCW-med-ElecDHW-GasCDryer-Tier1-Top | DEER2016 | D16v1 | 2015-05-16 | Any | MFm | 2003 | CZ14 | rNCGF | Each | 1 | 487 | None | 65.5 | 0.00845 | 6.67 | 65.5 | 0.00845 | 6.67 | 65.5 | 0.00845 | 6.67 | 65.5 | 0.00845 | 6.67 |  |  | 1 |  | RB-Appl-EffCW-med-ElecDHW-GasCDryer-Tier1-TopAnyMFm2003CZ14rNCGF
RB-Appl-EffCW-med-ElecDHW-GasCDryer-Tier1-Top | DEER2016 | D16v1 | 2015-05-16 | Any | MFm | 2003 | CZ15 | rDXGF | Each | 1 | 487 | None | 70.7 | 0.0105 | 7.18 | 70.7 | 0.0105 | 7.18 | 70.7 | 0.0105 | 7.18 | 70.7 | 0.0105 | 7.18 |  |  | 1 |  | RB-Appl-EffCW-med-ElecDHW-GasCDryer-Tier1-TopAnyMFm2003CZ15rDXGF
RB-Appl-EffCW-med-ElecDHW-GasCDryer-Tier1-Top | DEER2016 | D16v1 | 2015-05-16 | Any | MFm | 2003 | CZ15 | rDXHP | Each | 1 | 487 | None | 67.7 | 0.0109 | 7.47 | 67.7 | 0.0109 | 7.47 | 67.7 | 0.0109 | 7.47 | 67.7 | 0.0109 | 7.47 |  |  | 1 |  | RB-Appl-EffCW-med-ElecDHW-GasCDryer-Tier1-TopAnyMFm2003CZ15rDXHP
RB-Appl-EffCW-med-ElecDHW-GasCDryer-Tier1-Top | DEER2016 | D16v1 | 2015-05-16 | Any | MFm | 2003 | CZ15 | rNCEH | Each | 1 | 487 | None | 55.8 | 0.0077 | 7.47 | 55.8 | 0.0077 | 7.47 | 55.8 | 0.0077 | 7.47 | 55.8 | 0.0077 | 7.47 |  |  | 1 |  | RB-Appl-EffCW-med-ElecDHW-GasCDryer-Tier1-TopAnyMFm2003CZ15rNCEH
RB-Appl-EffCW-med-ElecDHW-GasCDryer-Tier1-Top | DEER2016 | D16v1 | 2015-05-16 | Any | MFm | 2003 | CZ15 | rNCGF | Each | 1 | 487 | None | 60 | 0.00767 | 7.19 | 60 | 0.00767 | 7.19 | 60 | 0.00767 | 7.19 | 60 | 0.00767 | 7.19 |  |  | 1 |  | RB-Appl-EffCW-med-ElecDHW-GasCDryer-Tier1-TopAnyMFm2003CZ15rNCGF
RB-Appl-EffCW-med-ElecDHW-GasCDryer-Tier1-Top | DEER2016 | D16v1 | 2015-05-16 | Any | MFm | 2003 | CZ16 | rDXGF | Each | 1 | 441 | None | 76.2 | 0.0126 | 6.41 | 76.2 | 0.0126 | 6.41 | 76.2 | 0.0126 | 6.41 | 76.2 | 0.0126 | 6.41 |  |  | 1 |  | RB-Appl-EffCW-med-ElecDHW-GasCDryer-Tier1-TopAnyMFm2003CZ16rDXGF
RB-Appl-EffCW-med-ElecDHW-GasCDryer-Tier1-Top | DEER2016 | D16v1 | 2015-05-16 | Any | MFm | 2003 | CZ16 | rDXHP | Each | 1 | 441 | None | 64.2 | 0.0127 | 7.47 | 64.2 | 0.0127 | 7.47 | 64.2 | 0.0127 | 7.47 | 64.2 | 0.0127 | 7.47 |  |  | 1 |  | RB-Appl-EffCW-med-ElecDHW-GasCDryer-Tier1-TopAnyMFm2003CZ16rDXHP
RB-Appl-EffCW-med-ElecDHW-GasCDryer-Tier1-Top | DEER2016 | D16v1 | 2015-05-16 | Any | MFm | 2003 | CZ16 | rNCEH | Each | 1 | 441 | None | 53.2 | 0.00943 | 7.47 | 53.2 | 0.00943 | 7.47 | 53.2 | 0.00943 | 7.47 | 53.2 | 0.00943 | 7.47 |  |  | 1 |  | RB-Appl-EffCW-med-ElecDHW-GasCDryer-Tier1-TopAnyMFm2003CZ16rNCEH
RB-Appl-EffCW-med-ElecDHW-GasCDryer-Tier1-Top | DEER2016 | D16v1 | 2015-05-16 | Any | MFm | 2003 | CZ16 | rNCGF | Each | 1 | 441 | None | 70 | 0.00938 | 6.34 | 70 | 0.00938 | 6.34 | 70 | 0.00938 | 6.34 | 70 | 0.00938 | 6.34 |  |  | 1 |  | RB-Appl-EffCW-med-ElecDHW-GasCDryer-Tier1-TopAnyMFm2003CZ16rNCGF
RB-Appl-EffCW-med-ElecDHW-GasCDryer-Tier1-Top | DEER2016 | D16v1 | 2015-05-16 | Any | MFm | 2007 | CZ01 | rDXGF | Each | 1 | 441 | None | 70.8 | 0.0121 | 6.12 | 70.8 | 0.0121 | 6.12 | 70.8 | 0.0121 | 6.12 | 70.8 | 0.0121 | 6.12 |  |  | 1 |  | RB-Appl-EffCW-med-ElecDHW-GasCDryer-Tier1-TopAnyMFm2007CZ01rDXGF
RB-Appl-EffCW-med-ElecDHW-GasCDryer-Tier1-Top | DEER2016 | D16v1 | 2015-05-16 | Any | MFm | 2007 | CZ01 | rDXHP | Each | 1 | 441 | None | 60.9 | 0.012 | 7.47 | 60.9 | 0.012 | 7.47 | 60.9 | 0.012 | 7.47 | 60.9 | 0.012 | 7.47 |  |  | 1 |  | RB-Appl-EffCW-med-ElecDHW-GasCDryer-Tier1-TopAnyMFm2007CZ01rDXHP
RB-Appl-EffCW-med-ElecDHW-GasCDryer-Tier1-Top | DEER2016 | D16v1 | 2015-05-16 | Any | MFm | 2007 | CZ01 | rNCEH | Each | 1 | 441 | None | 45.9 | 0.00945 | 7.47 | 45.9 | 0.00945 | 7.47 | 45.9 | 0.00945 | 7.47 | 45.9 | 0.00945 | 7.47 |  |  | 1 |  | RB-Appl-EffCW-med-ElecDHW-GasCDryer-Tier1-TopAnyMFm2007CZ01rNCEH
RB-Appl-EffCW-med-ElecDHW-GasCDryer-Tier1-Top | DEER2016 | D16v1 | 2015-05-16 | Any | MFm | 2007 | CZ01 | rNCGF | Each | 1 | 441 | None | 70 | 0.00969 | 6.03 | 70 | 0.00969 | 6.03 | 70 | 0.00969 | 6.03 | 70 | 0.00969 | 6.03 |  |  | 1 |  | RB-Appl-EffCW-med-ElecDHW-GasCDryer-Tier1-TopAnyMFm2007CZ01rNCGF
RB-Appl-EffCW-med-ElecDHW-GasCDryer-Tier1-Top | DEER2016 | D16v1 | 2015-05-16 | Any | MFm | 2007 | CZ02 | rDXGF | Each | 1 | 474 | None | 69.7 | 0.0127 | 6.62 | 69.7 | 0.0127 | 6.62 | 69.7 | 0.0127 | 6.62 | 69.7 | 0.0127 | 6.62 |  |  | 1 |  | RB-Appl-EffCW-med-ElecDHW-GasCDryer-Tier1-TopAnyMFm2007CZ02rDXGF
RB-Appl-EffCW-med-ElecDHW-GasCDryer-Tier1-Top | DEER2016 | D16v1 | 2015-05-16 | Any | MFm | 2007 | CZ02 | rDXHP | Each | 1 | 474 | None | 63.3 | 0.0132 | 7.47 | 63.3 | 0.0132 | 7.47 | 63.3 | 0.0132 | 7.47 | 63.3 | 0.0132 | 7.47 |  |  | 1 |  | RB-Appl-EffCW-med-ElecDHW-GasCDryer-Tier1-TopAnyMFm2007CZ02rDXHP
RB-Appl-EffCW-med-ElecDHW-GasCDryer-Tier1-Top | DEER2016 | D16v1 | 2015-05-16 | Any | MFm | 2007 | CZ02 | rNCEH | Each | 1 | 474 | None | 54.5 | 0.00929 | 7.47 | 54.5 | 0.00929 | 7.47 | 54.5 | 0.00929 | 7.47 | 54.5 | 0.00929 | 7.47 |  |  | 1 |  | RB-Appl-EffCW-med-ElecDHW-GasCDryer-Tier1-TopAnyMFm2007CZ02rNCEH
RB-Appl-EffCW-med-ElecDHW-GasCDryer-Tier1-Top | DEER2016 | D16v1 | 2015-05-16 | Any | MFm | 2007 | CZ02 | rNCGF | Each | 1 | 474 | None | 67.7 | 0.00924 | 6.55 | 67.7 | 0.00924 | 6.55 | 67.7 | 0.00924 | 6.55 | 67.7 | 0.00924 | 6.55 |  |  | 1 |  | RB-Appl-EffCW-med-ElecDHW-GasCDryer-Tier1-TopAnyMFm2007CZ02rNCGF
RB-Appl-EffCW-med-ElecDHW-GasCDryer-Tier1-Top | DEER2016 | D16v1 | 2015-05-16 | Any | MFm | 2007 | CZ03 | rDXGF | Each | 1 | 441 | None | 68 | 0.00917 | 6.32 | 68 | 0.00917 | 6.32 | 68 | 0.00917 | 6.32 | 68 | 0.00917 | 6.32 |  |  | 1 |  | RB-Appl-EffCW-med-ElecDHW-GasCDryer-Tier1-TopAnyMFm2007CZ03rDXGF
RB-Appl-EffCW-med-ElecDHW-GasCDryer-Tier1-Top | DEER2016 | D16v1 | 2015-05-16 | Any | MFm | 2007 | CZ03 | rDXHP | Each | 1 | 441 | None | 59.5 | 0.00985 | 7.47 | 59.5 | 0.00985 | 7.47 | 59.5 | 0.00985 | 7.47 | 59.5 | 0.00985 | 7.47 |  |  | 1 |  | RB-Appl-EffCW-med-ElecDHW-GasCDryer-Tier1-TopAnyMFm2007CZ03rDXHP
RB-Appl-EffCW-med-ElecDHW-GasCDryer-Tier1-Top | DEER2016 | D16v1 | 2015-05-16 | Any | MFm | 2007 | CZ03 | rNCEH | Each | 1 | 441 | None | 51.7 | 0.00938 | 7.47 | 51.7 | 0.00938 | 7.47 | 51.7 | 0.00938 | 7.47 | 51.7 | 0.00938 | 7.47 |  |  | 1 |  | RB-Appl-EffCW-med-ElecDHW-GasCDryer-Tier1-TopAnyMFm2007CZ03rNCEH
RB-Appl-EffCW-med-ElecDHW-GasCDryer-Tier1-Top | DEER2016 | D16v1 | 2015-05-16 | Any | MFm | 2007 | CZ03 | rNCGF | Each | 1 | 441 | None | 67.7 | 0.00934 | 6.27 | 67.7 | 0.00934 | 6.27 | 67.7 | 0.00934 | 6.27 | 67.7 | 0.00934 | 6.27 |  |  | 1 |  | RB-Appl-EffCW-med-ElecDHW-GasCDryer-Tier1-TopAnyMFm2007CZ03rNCGF
RB-Appl-EffCW-med-ElecDHW-GasCDryer-Tier1-Top | DEER2016 | D16v1 | 2015-05-16 | Any | MFm | 2007 | CZ04 | rDXGF | Each | 1 | 441 | None | 70.6 | 0.0119 | 6.66 | 70.6 | 0.0119 | 6.66 | 70.6 | 0.0119 | 6.66 | 70.6 | 0.0119 | 6.66 |  |  | 1 |  | RB-Appl-EffCW-med-ElecDHW-GasCDryer-Tier1-TopAnyMFm2007CZ04rDXGF
RB-Appl-EffCW-med-ElecDHW-GasCDryer-Tier1-Top | DEER2016 | D16v1 | 2015-05-16 | Any | MFm | 2007 | CZ04 | rDXHP | Each | 1 | 441 | None | 65.1 | 0.0129 | 7.47 | 65.1 | 0.0129 | 7.47 | 65.1 | 0.0129 | 7.47 | 65.1 | 0.0129 | 7.47 |  |  | 1 |  | RB-Appl-EffCW-med-ElecDHW-GasCDryer-Tier1-TopAnyMFm2007CZ04rDXHP
RB-Appl-EffCW-med-ElecDHW-GasCDryer-Tier1-Top | DEER2016 | D16v1 | 2015-05-16 | Any | MFm | 2007 | CZ04 | rNCEH | Each | 1 | 441 | None | 55.1 | 0.00903 | 7.47 | 55.1 | 0.00903 | 7.47 | 55.1 | 0.00903 | 7.47 | 55.1 | 0.00903 | 7.47 |  |  | 1 |  | RB-Appl-EffCW-med-ElecDHW-GasCDryer-Tier1-TopAnyMFm2007CZ04rNCEH
RB-Appl-EffCW-med-ElecDHW-GasCDryer-Tier1-Top | DEER2016 | D16v1 | 2015-05-16 | Any | MFm | 2007 | CZ04 | rNCGF | Each | 1 | 441 | None | 66.9 | 0.00899 | 6.64 | 66.9 | 0.00899 | 6.64 | 66.9 | 0.00899 | 6.64 | 66.9 | 0.00899 | 6.64 |  |  | 1 |  | RB-Appl-EffCW-med-ElecDHW-GasCDryer-Tier1-TopAnyMFm2007CZ04rNCGF
RB-Appl-EffCW-med-ElecDHW-GasCDryer-Tier1-Top | DEER2016 | D16v1 | 2015-05-16 | Any | MFm | 2007 | CZ05 | rDXGF | Each | 1 | 441 | None | 69 | 0.0102 | 6.53 | 69 | 0.0102 | 6.53 | 69 | 0.0102 | 6.53 | 69 | 0.0102 | 6.53 |  |  | 1 |  | RB-Appl-EffCW-med-ElecDHW-GasCDryer-Tier1-TopAnyMFm2007CZ05rDXGF
RB-Appl-EffCW-med-ElecDHW-GasCDryer-Tier1-Top | DEER2016 | D16v1 | 2015-05-16 | Any | MFm | 2007 | CZ05 | rDXHP | Each | 1 | 441 | None | 61.8 | 0.0115 | 7.47 | 61.8 | 0.0115 | 7.47 | 61.8 | 0.0115 | 7.47 | 61.8 | 0.0115 | 7.47 |  |  | 1 |  | RB-Appl-EffCW-med-ElecDHW-GasCDryer-Tier1-TopAnyMFm2007CZ05rDXHP
RB-Appl-EffCW-med-ElecDHW-GasCDryer-Tier1-Top | DEER2016 | D16v1 | 2015-05-16 | Any | MFm | 2007 | CZ05 | rNCEH | Each | 1 | 441 | None | 54.8 | 0.00941 | 7.47 | 54.8 | 0.00941 | 7.47 | 54.8 | 0.00941 | 7.47 | 54.8 | 0.00941 | 7.47 |  |  | 1 |  | RB-Appl-EffCW-med-ElecDHW-GasCDryer-Tier1-TopAnyMFm2007CZ05rNCEH
RB-Appl-EffCW-med-ElecDHW-GasCDryer-Tier1-Top | DEER2016 | D16v1 | 2015-05-16 | Any | MFm | 2007 | CZ05 | rNCGF | Each | 1 | 441 | None | 68.5 | 0.00938 | 6.47 | 68.5 | 0.00938 | 6.47 | 68.5 | 0.00938 | 6.47 | 68.5 | 0.00938 | 6.47 |  |  | 1 |  | RB-Appl-EffCW-med-ElecDHW-GasCDryer-Tier1-TopAnyMFm2007CZ05rNCGF
RB-Appl-EffCW-med-ElecDHW-GasCDryer-Tier1-Top | DEER2016 | D16v1 | 2015-05-16 | Any | MFm | 2007 | CZ06 | rDXGF | Each | 1 | 538 | None | 70 | 0.0172 | 6.92 | 70 | 0.0172 | 6.92 | 70 | 0.0172 | 6.92 | 70 | 0.0172 | 6.92 |  |  | 1 |  | RB-Appl-EffCW-med-ElecDHW-GasCDryer-Tier1-TopAnyMFm2007CZ06rDXGF
RB-Appl-EffCW-med-ElecDHW-GasCDryer-Tier1-Top | DEER2016 | D16v1 | 2015-05-16 | Any | MFm | 2007 | CZ06 | rDXHP | Each | 1 | 538 | None | 65.9 | 0.0125 | 7.47 | 65.9 | 0.0125 | 7.47 | 65.9 | 0.0125 | 7.47 | 65.9 | 0.0125 | 7.47 |  |  | 1 |  | RB-Appl-EffCW-med-ElecDHW-GasCDryer-Tier1-TopAnyMFm2007CZ06rDXHP
RB-Appl-EffCW-med-ElecDHW-GasCDryer-Tier1-Top | DEER2016 | D16v1 | 2015-05-16 | Any | MFm | 2007 | CZ06 | rNCEH | Each | 1 | 538 | None | 57.6 | 0.00894 | 7.47 | 57.6 | 0.00894 | 7.47 | 57.6 | 0.00894 | 7.47 | 57.6 | 0.00894 | 7.47 |  |  | 1 |  | RB-Appl-EffCW-med-ElecDHW-GasCDryer-Tier1-TopAnyMFm2007CZ06rNCEH
RB-Appl-EffCW-med-ElecDHW-GasCDryer-Tier1-Top | DEER2016 | D16v1 | 2015-05-16 | Any | MFm | 2007 | CZ06 | rNCGF | Each | 1 | 538 | None | 66 | 0.00887 | 6.82 | 66 | 0.00887 | 6.82 | 66 | 0.00887 | 6.82 | 66 | 0.00887 | 6.82 |  |  | 1 |  | RB-Appl-EffCW-med-ElecDHW-GasCDryer-Tier1-TopAnyMFm2007CZ06rNCGF
RB-Appl-EffCW-med-ElecDHW-GasCDryer-Tier1-Top | DEER2016 | D16v1 | 2015-05-16 | Any | MFm | 2007 | CZ07 | rDXGF | Each | 1 | 538 | None | 69.6 | 0.0154 | 7.19 | 69.6 | 0.0154 | 7.19 | 69.6 | 0.0154 | 7.19 | 69.6 | 0.0154 | 7.19 |  |  | 1 |  | RB-Appl-EffCW-med-ElecDHW-GasCDryer-Tier1-TopAnyMFm2007CZ07rDXGF
RB-Appl-EffCW-med-ElecDHW-GasCDryer-Tier1-Top | DEER2016 | D16v1 | 2015-05-16 | Any | MFm | 2007 | CZ07 | rDXHP | Each | 1 | 538 | None | 67.8 | 0.017 | 7.47 | 67.8 | 0.017 | 7.47 | 67.8 | 0.017 | 7.47 | 67.8 | 0.017 | 7.47 |  |  | 1 |  | RB-Appl-EffCW-med-ElecDHW-GasCDryer-Tier1-TopAnyMFm2007CZ07rDXHP
RB-Appl-EffCW-med-ElecDHW-GasCDryer-Tier1-Top | DEER2016 | D16v1 | 2015-05-16 | Any | MFm | 2007 | CZ07 | rNCEH | Each | 1 | 538 | None | 61.2 | 0.00894 | 7.47 | 61.2 | 0.00894 | 7.47 | 61.2 | 0.00894 | 7.47 | 61.2 | 0.00894 | 7.47 |  |  | 1 |  | RB-Appl-EffCW-med-ElecDHW-GasCDryer-Tier1-TopAnyMFm2007CZ07rNCEH
RB-Appl-EffCW-med-ElecDHW-GasCDryer-Tier1-Top | DEER2016 | D16v1 | 2015-05-16 | Any | MFm | 2007 | CZ07 | rNCGF | Each | 1 | 538 | None | 65.9 | 0.0089 | 7.16 | 65.9 | 0.0089 | 7.16 | 65.9 | 0.0089 | 7.16 | 65.9 | 0.0089 | 7.16 |  |  | 1 |  | RB-Appl-EffCW-med-ElecDHW-GasCDryer-Tier1-TopAnyMFm2007CZ07rNCGF
RB-Appl-EffCW-med-ElecDHW-GasCDryer-Tier1-Top | DEER2016 | D16v1 | 2015-05-16 | Any | MFm | 2007 | CZ08 | rDXGF | Each | 1 | 538 | None | 71.4 | 0.0111 | 6.96 | 71.4 | 0.0111 | 6.96 | 71.4 | 0.0111 | 6.96 | 71.4 | 0.0111 | 6.96 |  |  | 1 |  | RB-Appl-EffCW-med-ElecDHW-GasCDryer-Tier1-TopAnyMFm2007CZ08rDXGF
RB-Appl-EffCW-med-ElecDHW-GasCDryer-Tier1-Top | DEER2016 | D16v1 | 2015-05-16 | Any | MFm | 2007 | CZ08 | rDXHP | Each | 1 | 538 | None | 68.5 | 0.012 | 7.47 | 68.5 | 0.012 | 7.47 | 68.5 | 0.012 | 7.47 | 68.5 | 0.012 | 7.47 |  |  | 1 |  | RB-Appl-EffCW-med-ElecDHW-GasCDryer-Tier1-TopAnyMFm2007CZ08rDXHP
RB-Appl-EffCW-med-ElecDHW-GasCDryer-Tier1-Top | DEER2016 | D16v1 | 2015-05-16 | Any | MFm | 2007 | CZ08 | rNCEH | Each | 1 | 538 | None | 57.3 | 0.0088 | 7.47 | 57.3 | 0.0088 | 7.47 | 57.3 | 0.0088 | 7.47 | 57.3 | 0.0088 | 7.47 |  |  | 1 |  | RB-Appl-EffCW-med-ElecDHW-GasCDryer-Tier1-TopAnyMFm2007CZ08rNCEH
RB-Appl-EffCW-med-ElecDHW-GasCDryer-Tier1-Top | DEER2016 | D16v1 | 2015-05-16 | Any | MFm | 2007 | CZ08 | rNCGF | Each | 1 | 538 | None | 65.2 | 0.00877 | 6.9 | 65.2 | 0.00877 | 6.9 | 65.2 | 0.00877 | 6.9 | 65.2 | 0.00877 | 6.9 |  |  | 1 |  | RB-Appl-EffCW-med-ElecDHW-GasCDryer-Tier1-TopAnyMFm2007CZ08rNCGF
RB-Appl-EffCW-med-ElecDHW-GasCDryer-Tier1-Top | DEER2016 | D16v1 | 2015-05-16 | Any | MFm | 2007 | CZ09 | rDXGF | Each | 1 | 499 | None | 71.1 | 0.011 | 6.88 | 71.1 | 0.011 | 6.88 | 71.1 | 0.011 | 6.88 | 71.1 | 0.011 | 6.88 |  |  | 1 |  | RB-Appl-EffCW-med-ElecDHW-GasCDryer-Tier1-TopAnyMFm2007CZ09rDXGF
RB-Appl-EffCW-med-ElecDHW-GasCDryer-Tier1-Top | DEER2016 | D16v1 | 2015-05-16 | Any | MFm | 2007 | CZ09 | rDXHP | Each | 1 | 499 | None | 66.2 | 0.0116 | 7.47 | 66.2 | 0.0116 | 7.47 | 66.2 | 0.0116 | 7.47 | 66.2 | 0.0116 | 7.47 |  |  | 1 |  | RB-Appl-EffCW-med-ElecDHW-GasCDryer-Tier1-TopAnyMFm2007CZ09rDXHP
RB-Appl-EffCW-med-ElecDHW-GasCDryer-Tier1-Top | DEER2016 | D16v1 | 2015-05-16 | Any | MFm | 2007 | CZ09 | rNCEH | Each | 1 | 499 | None | 55.4 | 0.00873 | 7.47 | 55.4 | 0.00873 | 7.47 | 55.4 | 0.00873 | 7.47 | 55.4 | 0.00873 | 7.47 |  |  | 1 |  | RB-Appl-EffCW-med-ElecDHW-GasCDryer-Tier1-TopAnyMFm2007CZ09rNCEH
RB-Appl-EffCW-med-ElecDHW-GasCDryer-Tier1-Top | DEER2016 | D16v1 | 2015-05-16 | Any | MFm | 2007 | CZ09 | rNCGF | Each | 1 | 499 | None | 65 | 0.0087 | 6.81 | 65 | 0.0087 | 6.81 | 65 | 0.0087 | 6.81 | 65 | 0.0087 | 6.81 |  |  | 1 |  | RB-Appl-EffCW-med-ElecDHW-GasCDryer-Tier1-TopAnyMFm2007CZ09rNCGF
RB-Appl-EffCW-med-ElecDHW-GasCDryer-Tier1-Top | DEER2016 | D16v1 | 2015-05-16 | Any | MFm | 2007 | CZ10 | rDXGF | Each | 1 | 474 | None | 70.3 | 0.0107 | 6.97 | 70.3 | 0.0107 | 6.97 | 70.3 | 0.0107 | 6.97 | 70.3 | 0.0107 | 6.97 |  |  | 1 |  | RB-Appl-EffCW-med-ElecDHW-GasCDryer-Tier1-TopAnyMFm2007CZ10rDXGF
RB-Appl-EffCW-med-ElecDHW-GasCDryer-Tier1-Top | DEER2016 | D16v1 | 2015-05-16 | Any | MFm | 2007 | CZ10 | rDXHP | Each | 1 | 474 | None | 67.4 | 0.0109 | 7.47 | 67.4 | 0.0109 | 7.47 | 67.4 | 0.0109 | 7.47 | 67.4 | 0.0109 | 7.47 |  |  | 1 |  | RB-Appl-EffCW-med-ElecDHW-GasCDryer-Tier1-TopAnyMFm2007CZ10rDXHP
RB-Appl-EffCW-med-ElecDHW-GasCDryer-Tier1-Top | DEER2016 | D16v1 | 2015-05-16 | Any | MFm | 2007 | CZ10 | rNCEH | Each | 1 | 474 | None | 57 | 0.00869 | 7.47 | 57 | 0.00869 | 7.47 | 57 | 0.00869 | 7.47 | 57 | 0.00869 | 7.47 |  |  | 1 |  | RB-Appl-EffCW-med-ElecDHW-GasCDryer-Tier1-TopAnyMFm2007CZ10rNCEH
RB-Appl-EffCW-med-ElecDHW-GasCDryer-Tier1-Top | DEER2016 | D16v1 | 2015-05-16 | Any | MFm | 2007 | CZ10 | rNCGF | Each | 1 | 474 | None | 65 | 0.00866 | 6.94 | 65 | 0.00866 | 6.94 | 65 | 0.00866 | 6.94 | 65 | 0.00866 | 6.94 |  |  | 1 |  | RB-Appl-EffCW-med-ElecDHW-GasCDryer-Tier1-TopAnyMFm2007CZ10rNCGF
RB-Appl-EffCW-med-ElecDHW-GasCDryer-Tier1-Top | DEER2016 | D16v1 | 2015-05-16 | Any | MFm | 2007 | CZ11 | rDXGF | Each | 1 | 474 | None | 72.7 | 0.01 | 6.78 | 72.7 | 0.01 | 6.78 | 72.7 | 0.01 | 6.78 | 72.7 | 0.01 | 6.78 |  |  | 1 |  | RB-Appl-EffCW-med-ElecDHW-GasCDryer-Tier1-TopAnyMFm2007CZ11rDXGF
RB-Appl-EffCW-med-ElecDHW-GasCDryer-Tier1-Top | DEER2016 | D16v1 | 2015-05-16 | Any | MFm | 2007 | CZ11 | rDXHP | Each | 1 | 474 | None | 67.4 | 0.0106 | 7.47 | 67.4 | 0.0106 | 7.47 | 67.4 | 0.0106 | 7.47 | 67.4 | 0.0106 | 7.47 |  |  | 1 |  | RB-Appl-EffCW-med-ElecDHW-GasCDryer-Tier1-TopAnyMFm2007CZ11rDXHP
RB-Appl-EffCW-med-ElecDHW-GasCDryer-Tier1-Top | DEER2016 | D16v1 | 2015-05-16 | Any | MFm | 2007 | CZ11 | rNCEH | Each | 1 | 474 | None | 53.1 | 0.00867 | 7.47 | 53.1 | 0.00867 | 7.47 | 53.1 | 0.00867 | 7.47 | 53.1 | 0.00867 | 7.47 |  |  | 1 |  | RB-Appl-EffCW-med-ElecDHW-GasCDryer-Tier1-TopAnyMFm2007CZ11rNCEH
RB-Appl-EffCW-med-ElecDHW-GasCDryer-Tier1-Top | DEER2016 | D16v1 | 2015-05-16 | Any | MFm | 2007 | CZ11 | rNCGF | Each | 1 | 474 | None | 65.2 | 0.00867 | 6.71 | 65.2 | 0.00867 | 6.71 | 65.2 | 0.00867 | 6.71 | 65.2 | 0.00867 | 6.71 |  |  | 1 |  | RB-Appl-EffCW-med-ElecDHW-GasCDryer-Tier1-TopAnyMFm2007CZ11rNCGF
RB-Appl-EffCW-med-ElecDHW-GasCDryer-Tier1-Top | DEER2016 | D16v1 | 2015-05-16 | Any | MFm | 2007 | CZ12 | rDXGF | Each | 1 | 474 | None | 71.8 | 0.0118 | 6.72 | 71.8 | 0.0118 | 6.72 | 71.8 | 0.0118 | 6.72 | 71.8 | 0.0118 | 6.72 |  |  | 1 |  | RB-Appl-EffCW-med-ElecDHW-GasCDryer-Tier1-TopAnyMFm2007CZ12rDXGF
RB-Appl-EffCW-med-ElecDHW-GasCDryer-Tier1-Top | DEER2016 | D16v1 | 2015-05-16 | Any | MFm | 2007 | CZ12 | rDXHP | Each | 1 | 474 | None | 66.6 | 0.0118 | 7.47 | 66.6 | 0.0118 | 7.47 | 66.6 | 0.0118 | 7.47 | 66.6 | 0.0118 | 7.47 |  |  | 1 |  | RB-Appl-EffCW-med-ElecDHW-GasCDryer-Tier1-TopAnyMFm2007CZ12rDXHP
RB-Appl-EffCW-med-ElecDHW-GasCDryer-Tier1-Top | DEER2016 | D16v1 | 2015-05-16 | Any | MFm | 2007 | CZ12 | rNCEH | Each | 1 | 474 | None | 54.5 | 0.00895 | 7.47 | 54.5 | 0.00895 | 7.47 | 54.5 | 0.00895 | 7.47 | 54.5 | 0.00895 | 7.47 |  |  | 1 |  | RB-Appl-EffCW-med-ElecDHW-GasCDryer-Tier1-TopAnyMFm2007CZ12rNCEH
RB-Appl-EffCW-med-ElecDHW-GasCDryer-Tier1-Top | DEER2016 | D16v1 | 2015-05-16 | Any | MFm | 2007 | CZ12 | rNCGF | Each | 1 | 474 | None | 66.2 | 0.00889 | 6.68 | 66.2 | 0.00889 | 6.68 | 66.2 | 0.00889 | 6.68 | 66.2 | 0.00889 | 6.68 |  |  | 1 |  | RB-Appl-EffCW-med-ElecDHW-GasCDryer-Tier1-TopAnyMFm2007CZ12rNCGF
RB-Appl-EffCW-med-ElecDHW-GasCDryer-Tier1-Top | DEER2016 | D16v1 | 2015-05-16 | Any | MFm | 2007 | CZ13 | rDXGF | Each | 1 | 474 | None | 71.9 | 0.00991 | 6.71 | 71.9 | 0.00991 | 6.71 | 71.9 | 0.00991 | 6.71 | 71.9 | 0.00991 | 6.71 |  |  | 1 |  | RB-Appl-EffCW-med-ElecDHW-GasCDryer-Tier1-TopAnyMFm2007CZ13rDXGF
RB-Appl-EffCW-med-ElecDHW-GasCDryer-Tier1-Top | DEER2016 | D16v1 | 2015-05-16 | Any | MFm | 2007 | CZ13 | rDXHP | Each | 1 | 474 | None | 65.7 | 0.0102 | 7.47 | 65.7 | 0.0102 | 7.47 | 65.7 | 0.0102 | 7.47 | 65.7 | 0.0102 | 7.47 |  |  | 1 |  | RB-Appl-EffCW-med-ElecDHW-GasCDryer-Tier1-TopAnyMFm2007CZ13rDXHP
RB-Appl-EffCW-med-ElecDHW-GasCDryer-Tier1-Top | DEER2016 | D16v1 | 2015-05-16 | Any | MFm | 2007 | CZ13 | rNCEH | Each | 1 | 474 | None | 53.2 | 0.00863 | 7.47 | 53.2 | 0.00863 | 7.47 | 53.2 | 0.00863 | 7.47 | 53.2 | 0.00863 | 7.47 |  |  | 1 |  | RB-Appl-EffCW-med-ElecDHW-GasCDryer-Tier1-TopAnyMFm2007CZ13rNCEH
RB-Appl-EffCW-med-ElecDHW-GasCDryer-Tier1-Top | DEER2016 | D16v1 | 2015-05-16 | Any | MFm | 2007 | CZ13 | rNCGF | Each | 1 | 474 | None | 64.8 | 0.0086 | 6.68 | 64.8 | 0.0086 | 6.68 | 64.8 | 0.0086 | 6.68 | 64.8 | 0.0086 | 6.68 |  |  | 1 |  | RB-Appl-EffCW-med-ElecDHW-GasCDryer-Tier1-TopAnyMFm2007CZ13rNCGF
RB-Appl-EffCW-med-ElecDHW-GasCDryer-Tier1-Top | DEER2016 | D16v1 | 2015-05-16 | Any | MFm | 2007 | CZ14 | rDXGF | Each | 1 | 487 | None | 73.5 | 0.00998 | 6.79 | 73.5 | 0.00998 | 6.79 | 73.5 | 0.00998 | 6.79 | 73.5 | 0.00998 | 6.79 |  |  | 1 |  | RB-Appl-EffCW-med-ElecDHW-GasCDryer-Tier1-TopAnyMFm2007CZ14rDXGF
RB-Appl-EffCW-med-ElecDHW-GasCDryer-Tier1-Top | DEER2016 | D16v1 | 2015-05-16 | Any | MFm | 2007 | CZ14 | rDXHP | Each | 1 | 487 | None | 68.7 | 0.0102 | 7.47 | 68.7 | 0.0102 | 7.47 | 68.7 | 0.0102 | 7.47 | 68.7 | 0.0102 | 7.47 |  |  | 1 |  | RB-Appl-EffCW-med-ElecDHW-GasCDryer-Tier1-TopAnyMFm2007CZ14rDXHP
RB-Appl-EffCW-med-ElecDHW-GasCDryer-Tier1-Top | DEER2016 | D16v1 | 2015-05-16 | Any | MFm | 2007 | CZ14 | rNCEH | Each | 1 | 487 | None | 53.3 | 0.00853 | 7.47 | 53.3 | 0.00853 | 7.47 | 53.3 | 0.00853 | 7.47 | 53.3 | 0.00853 | 7.47 |  |  | 1 |  | RB-Appl-EffCW-med-ElecDHW-GasCDryer-Tier1-TopAnyMFm2007CZ14rNCEH
RB-Appl-EffCW-med-ElecDHW-GasCDryer-Tier1-Top | DEER2016 | D16v1 | 2015-05-16 | Any | MFm | 2007 | CZ14 | rNCGF | Each | 1 | 487 | None | 65.7 | 0.00851 | 6.67 | 65.7 | 0.00851 | 6.67 | 65.7 | 0.00851 | 6.67 | 65.7 | 0.00851 | 6.67 |  |  | 1 |  | RB-Appl-EffCW-med-ElecDHW-GasCDryer-Tier1-TopAnyMFm2007CZ14rNCGF
RB-Appl-EffCW-med-ElecDHW-GasCDryer-Tier1-Top | DEER2016 | D16v1 | 2015-05-16 | Any | MFm | 2007 | CZ15 | rDXGF | Each | 1 | 487 | None | 69.5 | 0.00994 | 7.25 | 69.5 | 0.00994 | 7.25 | 69.5 | 0.00994 | 7.25 | 69.5 | 0.00994 | 7.25 |  |  | 1 |  | RB-Appl-EffCW-med-ElecDHW-GasCDryer-Tier1-TopAnyMFm2007CZ15rDXGF
RB-Appl-EffCW-med-ElecDHW-GasCDryer-Tier1-Top | DEER2016 | D16v1 | 2015-05-16 | Any | MFm | 2007 | CZ15 | rDXHP | Each | 1 | 487 | None | 67.5 | 0.0099 | 7.47 | 67.5 | 0.0099 | 7.47 | 67.5 | 0.0099 | 7.47 | 67.5 | 0.0099 | 7.47 |  |  | 1 |  | RB-Appl-EffCW-med-ElecDHW-GasCDryer-Tier1-TopAnyMFm2007CZ15rDXHP
RB-Appl-EffCW-med-ElecDHW-GasCDryer-Tier1-Top | DEER2016 | D16v1 | 2015-05-16 | Any | MFm | 2007 | CZ15 | rNCEH | Each | 1 | 487 | None | 57 | 0.00776 | 7.47 | 57 | 0.00776 | 7.47 | 57 | 0.00776 | 7.47 | 57 | 0.00776 | 7.47 |  |  | 1 |  | RB-Appl-EffCW-med-ElecDHW-GasCDryer-Tier1-TopAnyMFm2007CZ15rNCEH
RB-Appl-EffCW-med-ElecDHW-GasCDryer-Tier1-Top | DEER2016 | D16v1 | 2015-05-16 | Any | MFm | 2007 | CZ15 | rNCGF | Each | 1 | 487 | None | 60.4 | 0.0077 | 7.25 | 60.4 | 0.0077 | 7.25 | 60.4 | 0.0077 | 7.25 | 60.4 | 0.0077 | 7.25 |  |  | 1 |  | RB-Appl-EffCW-med-ElecDHW-GasCDryer-Tier1-TopAnyMFm2007CZ15rNCGF
RB-Appl-EffCW-med-ElecDHW-GasCDryer-Tier1-Top | DEER2016 | D16v1 | 2015-05-16 | Any | MFm | 2007 | CZ16 | rDXGF | Each | 1 | 441 | None | 77 | 0.0117 | 6.52 | 77 | 0.0117 | 6.52 | 77 | 0.0117 | 6.52 | 77 | 0.0117 | 6.52 |  |  | 1 |  | RB-Appl-EffCW-med-ElecDHW-GasCDryer-Tier1-TopAnyMFm2007CZ16rDXGF
RB-Appl-EffCW-med-ElecDHW-GasCDryer-Tier1-Top | DEER2016 | D16v1 | 2015-05-16 | Any | MFm | 2007 | CZ16 | rDXHP | Each | 1 | 441 | None | 67.9 | 0.0112 | 7.47 | 67.9 | 0.0112 | 7.47 | 67.9 | 0.0112 | 7.47 | 67.9 | 0.0112 | 7.47 |  |  | 1 |  | RB-Appl-EffCW-med-ElecDHW-GasCDryer-Tier1-TopAnyMFm2007CZ16rDXHP
RB-Appl-EffCW-med-ElecDHW-GasCDryer-Tier1-Top | DEER2016 | D16v1 | 2015-05-16 | Any | MFm | 2007 | CZ16 | rNCEH | Each | 1 | 441 | None | 53.7 | 0.00949 | 7.47 | 53.7 | 0.00949 | 7.47 | 53.7 | 0.00949 | 7.47 | 53.7 | 0.00949 | 7.47 |  |  | 1 |  | RB-Appl-EffCW-med-ElecDHW-GasCDryer-Tier1-TopAnyMFm2007CZ16rNCEH
RB-Appl-EffCW-med-ElecDHW-GasCDryer-Tier1-Top | DEER2016 | D16v1 | 2015-05-16 | Any | MFm | 2007 | CZ16 | rNCGF | Each | 1 | 441 | None | 70.3 | 0.00942 | 6.39 | 70.3 | 0.00942 | 6.39 | 70.3 | 0.00942 | 6.39 | 70.3 | 0.00942 | 6.39 |  |  | 1 |  | RB-Appl-EffCW-med-ElecDHW-GasCDryer-Tier1-TopAnyMFm2007CZ16rNCGF
RB-Appl-EffCW-med-ElecDHW-GasCDryer-Tier1-Top | DEER2016 | D16v1 | 2015-05-16 | Any | MFm | 2011 | CZ01 | rDXGF | Each | 1 | 441 | None | 71.4 | 0.0117 | 6.26 | 71.4 | 0.0117 | 6.26 | 71.4 | 0.0117 | 6.26 | 71.4 | 0.0117 | 6.26 |  |  | 1 |  | RB-Appl-EffCW-med-ElecDHW-GasCDryer-Tier1-TopAnyMFm2011CZ01rDXGF
RB-Appl-EffCW-med-ElecDHW-GasCDryer-Tier1-Top | DEER2016 | D16v1 | 2015-05-16 | Any | MFm | 2011 | CZ01 | rDXHP | Each | 1 | 441 | None | 61.9 | 0.0108 | 7.47 | 61.9 | 0.0108 | 7.47 | 61.9 | 0.0108 | 7.47 | 61.9 | 0.0108 | 7.47 |  |  | 1 |  | RB-Appl-EffCW-med-ElecDHW-GasCDryer-Tier1-TopAnyMFm2011CZ01rDXHP
RB-Appl-EffCW-med-ElecDHW-GasCDryer-Tier1-Top | DEER2016 | D16v1 | 2015-05-16 | Any | MFm | 2011 | CZ01 | rNCEH | Each | 1 | 441 | None | 48.5 | 0.00961 | 7.47 | 48.5 | 0.00961 | 7.47 | 48.5 | 0.00961 | 7.47 | 48.5 | 0.00961 | 7.47 |  |  | 1 |  | RB-Appl-EffCW-med-ElecDHW-GasCDryer-Tier1-TopAnyMFm2011CZ01rNCEH
RB-Appl-EffCW-med-ElecDHW-GasCDryer-Tier1-Top | DEER2016 | D16v1 | 2015-05-16 | Any | MFm | 2011 | CZ01 | rNCGF | Each | 1 | 441 | None | 70.1 | 0.00966 | 6.14 | 70.1 | 0.00966 | 6.14 | 70.1 | 0.00966 | 6.14 | 70.1 | 0.00966 | 6.14 |  |  | 1 |  | RB-Appl-EffCW-med-ElecDHW-GasCDryer-Tier1-TopAnyMFm2011CZ01rNCGF
RB-Appl-EffCW-med-ElecDHW-GasCDryer-Tier1-Top | DEER2016 | D16v1 | 2015-05-16 | Any | MFm | 2011 | CZ02 | rDXGF | Each | 1 | 474 | None | 70.2 | 0.0137 | 6.67 | 70.2 | 0.0137 | 6.67 | 70.2 | 0.0137 | 6.67 | 70.2 | 0.0137 | 6.67 |  |  | 1 |  | RB-Appl-EffCW-med-ElecDHW-GasCDryer-Tier1-TopAnyMFm2011CZ02rDXGF
RB-Appl-EffCW-med-ElecDHW-GasCDryer-Tier1-Top | DEER2016 | D16v1 | 2015-05-16 | Any | MFm | 2011 | CZ02 | rDXHP | Each | 1 | 474 | None | 63.6 | 0.0149 | 7.47 | 63.6 | 0.0149 | 7.47 | 63.6 | 0.0149 | 7.47 | 63.6 | 0.0149 | 7.47 |  |  | 1 |  | RB-Appl-EffCW-med-ElecDHW-GasCDryer-Tier1-TopAnyMFm2011CZ02rDXHP
RB-Appl-EffCW-med-ElecDHW-GasCDryer-Tier1-Top | DEER2016 | D16v1 | 2015-05-16 | Any | MFm | 2011 | CZ02 | rNCEH | Each | 1 | 474 | None | 56 | 0.0093 | 7.47 | 56 | 0.0093 | 7.47 | 56 | 0.0093 | 7.47 | 56 | 0.0093 | 7.47 |  |  | 1 |  | RB-Appl-EffCW-med-ElecDHW-GasCDryer-Tier1-TopAnyMFm2011CZ02rNCEH
RB-Appl-EffCW-med-ElecDHW-GasCDryer-Tier1-Top | DEER2016 | D16v1 | 2015-05-16 | Any | MFm | 2011 | CZ02 | rNCGF | Each | 1 | 474 | None | 67.8 | 0.00927 | 6.64 | 67.8 | 0.00927 | 6.64 | 67.8 | 0.00927 | 6.64 | 67.8 | 0.00927 | 6.64 |  |  | 1 |  | RB-Appl-EffCW-med-ElecDHW-GasCDryer-Tier1-TopAnyMFm2011CZ02rNCGF
RB-Appl-EffCW-med-ElecDHW-GasCDryer-Tier1-Top | DEER2016 | D16v1 | 2015-05-16 | Any | MFm | 2011 | CZ03 | rDXGF | Each | 1 | 441 | None | 68.4 | 0.00862 | 6.51 | 68.4 | 0.00862 | 6.51 | 68.4 | 0.00862 | 6.51 | 68.4 | 0.00862 | 6.51 |  |  | 1 |  | RB-Appl-EffCW-med-ElecDHW-GasCDryer-Tier1-TopAnyMFm2011CZ03rDXGF
RB-Appl-EffCW-med-ElecDHW-GasCDryer-Tier1-Top | DEER2016 | D16v1 | 2015-05-16 | Any | MFm | 2011 | CZ03 | rDXHP | Each | 1 | 441 | None | 61.2 | 0.0112 | 7.47 | 61.2 | 0.0112 | 7.47 | 61.2 | 0.0112 | 7.47 | 61.2 | 0.0112 | 7.47 |  |  | 1 |  | RB-Appl-EffCW-med-ElecDHW-GasCDryer-Tier1-TopAnyMFm2011CZ03rDXHP
RB-Appl-EffCW-med-ElecDHW-GasCDryer-Tier1-Top | DEER2016 | D16v1 | 2015-05-16 | Any | MFm | 2011 | CZ03 | rNCEH | Each | 1 | 441 | None | 55.7 | 0.00939 | 7.47 | 55.7 | 0.00939 | 7.47 | 55.7 | 0.00939 | 7.47 | 55.7 | 0.00939 | 7.47 |  |  | 1 |  | RB-Appl-EffCW-med-ElecDHW-GasCDryer-Tier1-TopAnyMFm2011CZ03rNCEH
RB-Appl-EffCW-med-ElecDHW-GasCDryer-Tier1-Top | DEER2016 | D16v1 | 2015-05-16 | Any | MFm | 2011 | CZ03 | rNCGF | Each | 1 | 441 | None | 67.9 | 0.00934 | 6.5 | 67.9 | 0.00934 | 6.5 | 67.9 | 0.00934 | 6.5 | 67.9 | 0.00934 | 6.5 |  |  | 1 |  | RB-Appl-EffCW-med-ElecDHW-GasCDryer-Tier1-TopAnyMFm2011CZ03rNCGF
RB-Appl-EffCW-med-ElecDHW-GasCDryer-Tier1-Top | DEER2016 | D16v1 | 2015-05-16 | Any | MFm | 2011 | CZ04 | rDXGF | Each | 1 | 441 | None | 71.7 | 0.0115 | 6.83 | 71.7 | 0.0115 | 6.83 | 71.7 | 0.0115 | 6.83 | 71.7 | 0.0115 | 6.83 |  |  | 1 |  | RB-Appl-EffCW-med-ElecDHW-GasCDryer-Tier1-TopAnyMFm2011CZ04rDXGF
RB-Appl-EffCW-med-ElecDHW-GasCDryer-Tier1-Top | DEER2016 | D16v1 | 2015-05-16 | Any | MFm | 2011 | CZ04 | rDXHP | Each | 1 | 441 | None | 66.7 | 0.0119 | 7.47 | 66.7 | 0.0119 | 7.47 | 66.7 | 0.0119 | 7.47 | 66.7 | 0.0119 | 7.47 |  |  | 1 |  | RB-Appl-EffCW-med-ElecDHW-GasCDryer-Tier1-TopAnyMFm2011CZ04rDXHP
RB-Appl-EffCW-med-ElecDHW-GasCDryer-Tier1-Top | DEER2016 | D16v1 | 2015-05-16 | Any | MFm | 2011 | CZ04 | rNCEH | Each | 1 | 441 | None | 57.2 | 0.00905 | 7.47 | 57.2 | 0.00905 | 7.47 | 57.2 | 0.00905 | 7.47 | 57.2 | 0.00905 | 7.47 |  |  | 1 |  | RB-Appl-EffCW-med-ElecDHW-GasCDryer-Tier1-TopAnyMFm2011CZ04rNCEH
RB-Appl-EffCW-med-ElecDHW-GasCDryer-Tier1-Top | DEER2016 | D16v1 | 2015-05-16 | Any | MFm | 2011 | CZ04 | rNCGF | Each | 1 | 441 | None | 67 | 0.00901 | 6.8 | 67 | 0.00901 | 6.8 | 67 | 0.00901 | 6.8 | 67 | 0.00901 | 6.8 |  |  | 1 |  | RB-Appl-EffCW-med-ElecDHW-GasCDryer-Tier1-TopAnyMFm2011CZ04rNCGF
RB-Appl-EffCW-med-ElecDHW-GasCDryer-Tier1-Top | DEER2016 | D16v1 | 2015-05-16 | Any | MFm | 2011 | CZ05 | rDXGF | Each | 1 | 441 | None | 69 | 0.00979 | 6.51 | 69 | 0.00979 | 6.51 | 69 | 0.00979 | 6.51 | 69 | 0.00979 | 6.51 |  |  | 1 |  | RB-Appl-EffCW-med-ElecDHW-GasCDryer-Tier1-TopAnyMFm2011CZ05rDXGF
RB-Appl-EffCW-med-ElecDHW-GasCDryer-Tier1-Top | DEER2016 | D16v1 | 2015-05-16 | Any | MFm | 2011 | CZ05 | rDXHP | Each | 1 | 441 | None | 61.7 | 0.00887 | 7.47 | 61.7 | 0.00887 | 7.47 | 61.7 | 0.00887 | 7.47 | 61.7 | 0.00887 | 7.47 |  |  | 1 |  | RB-Appl-EffCW-med-ElecDHW-GasCDryer-Tier1-TopAnyMFm2011CZ05rDXHP
RB-Appl-EffCW-med-ElecDHW-GasCDryer-Tier1-Top | DEER2016 | D16v1 | 2015-05-16 | Any | MFm | 2011 | CZ05 | rNCEH | Each | 1 | 441 | None | 55.6 | 0.00943 | 7.47 | 55.6 | 0.00943 | 7.47 | 55.6 | 0.00943 | 7.47 | 55.6 | 0.00943 | 7.47 |  |  | 1 |  | RB-Appl-EffCW-med-ElecDHW-GasCDryer-Tier1-TopAnyMFm2011CZ05rNCEH
RB-Appl-EffCW-med-ElecDHW-GasCDryer-Tier1-Top | DEER2016 | D16v1 | 2015-05-16 | Any | MFm | 2011 | CZ05 | rNCGF | Each | 1 | 441 | None | 68.5 | 0.00935 | 6.51 | 68.5 | 0.00935 | 6.51 | 68.5 | 0.00935 | 6.51 | 68.5 | 0.00935 | 6.51 |  |  | 1 |  | RB-Appl-EffCW-med-ElecDHW-GasCDryer-Tier1-TopAnyMFm2011CZ05rNCGF
RB-Appl-EffCW-med-ElecDHW-GasCDryer-Tier1-Top | DEER2016 | D16v1 | 2015-05-16 | Any | MFm | 2011 | CZ06 | rDXGF | Each | 1 | 538 | None | 69.6 | 0.0143 | 6.97 | 69.6 | 0.0143 | 6.97 | 69.6 | 0.0143 | 6.97 | 69.6 | 0.0143 | 6.97 |  |  | 1 |  | RB-Appl-EffCW-med-ElecDHW-GasCDryer-Tier1-TopAnyMFm2011CZ06rDXGF
RB-Appl-EffCW-med-ElecDHW-GasCDryer-Tier1-Top | DEER2016 | D16v1 | 2015-05-16 | Any | MFm | 2011 | CZ06 | rDXHP | Each | 1 | 538 | None | 65.5 | 0.0185 | 7.47 | 65.5 | 0.0185 | 7.47 | 65.5 | 0.0185 | 7.47 | 65.5 | 0.0185 | 7.47 |  |  | 1 |  | RB-Appl-EffCW-med-ElecDHW-GasCDryer-Tier1-TopAnyMFm2011CZ06rDXHP
RB-Appl-EffCW-med-ElecDHW-GasCDryer-Tier1-Top | DEER2016 | D16v1 | 2015-05-16 | Any | MFm | 2011 | CZ06 | rNCEH | Each | 1 | 538 | None | 57.9 | 0.00895 | 7.47 | 57.9 | 0.00895 | 7.47 | 57.9 | 0.00895 | 7.47 | 57.9 | 0.00895 | 7.47 |  |  | 1 |  | RB-Appl-EffCW-med-ElecDHW-GasCDryer-Tier1-TopAnyMFm2011CZ06rNCEH
RB-Appl-EffCW-med-ElecDHW-GasCDryer-Tier1-Top | DEER2016 | D16v1 | 2015-05-16 | Any | MFm | 2011 | CZ06 | rNCGF | Each | 1 | 538 | None | 66.1 | 0.00883 | 6.86 | 66.1 | 0.00883 | 6.86 | 66.1 | 0.00883 | 6.86 | 66.1 | 0.00883 | 6.86 |  |  | 1 |  | RB-Appl-EffCW-med-ElecDHW-GasCDryer-Tier1-TopAnyMFm2011CZ06rNCGF
RB-Appl-EffCW-med-ElecDHW-GasCDryer-Tier1-Top | DEER2016 | D16v1 | 2015-05-16 | Any | MFm | 2011 | CZ07 | rDXGF | Each | 1 | 538 | None | 70.9 | 0.0163 | 7.33 | 70.9 | 0.0163 | 7.33 | 70.9 | 0.0163 | 7.33 | 70.9 | 0.0163 | 7.33 |  |  | 1 |  | RB-Appl-EffCW-med-ElecDHW-GasCDryer-Tier1-TopAnyMFm2011CZ07rDXGF
RB-Appl-EffCW-med-ElecDHW-GasCDryer-Tier1-Top | DEER2016 | D16v1 | 2015-05-16 | Any | MFm | 2011 | CZ07 | rDXHP | Each | 1 | 538 | None | 69.8 | 0.0133 | 7.47 | 69.8 | 0.0133 | 7.47 | 69.8 | 0.0133 | 7.47 | 69.8 | 0.0133 | 7.47 |  |  | 1 |  | RB-Appl-EffCW-med-ElecDHW-GasCDryer-Tier1-TopAnyMFm2011CZ07rDXHP
RB-Appl-EffCW-med-ElecDHW-GasCDryer-Tier1-Top | DEER2016 | D16v1 | 2015-05-16 | Any | MFm | 2011 | CZ07 | rNCEH | Each | 1 | 538 | None | 63.7 | 0.00895 | 7.47 | 63.7 | 0.00895 | 7.47 | 63.7 | 0.00895 | 7.47 | 63.7 | 0.00895 | 7.47 |  |  | 1 |  | RB-Appl-EffCW-med-ElecDHW-GasCDryer-Tier1-TopAnyMFm2011CZ07rNCEH
RB-Appl-EffCW-med-ElecDHW-GasCDryer-Tier1-Top | DEER2016 | D16v1 | 2015-05-16 | Any | MFm | 2011 | CZ07 | rNCGF | Each | 1 | 538 | None | 66.1 | 0.00889 | 7.31 | 66.1 | 0.00889 | 7.31 | 66.1 | 0.00889 | 7.31 | 66.1 | 0.00889 | 7.31 |  |  | 1 |  | RB-Appl-EffCW-med-ElecDHW-GasCDryer-Tier1-TopAnyMFm2011CZ07rNCGF
RB-Appl-EffCW-med-ElecDHW-GasCDryer-Tier1-Top | DEER2016 | D16v1 | 2015-05-16 | Any | MFm | 2011 | CZ08 | rDXGF | Each | 1 | 538 | None | 72.6 | 0.0107 | 7.06 | 72.6 | 0.0107 | 7.06 | 72.6 | 0.0107 | 7.06 | 72.6 | 0.0107 | 7.06 |  |  | 1 |  | RB-Appl-EffCW-med-ElecDHW-GasCDryer-Tier1-TopAnyMFm2011CZ08rDXGF
RB-Appl-EffCW-med-ElecDHW-GasCDryer-Tier1-Top | DEER2016 | D16v1 | 2015-05-16 | Any | MFm | 2011 | CZ08 | rDXHP | Each | 1 | 538 | None | 70.3 | 0.0118 | 7.47 | 70.3 | 0.0118 | 7.47 | 70.3 | 0.0118 | 7.47 | 70.3 | 0.0118 | 7.47 |  |  | 1 |  | RB-Appl-EffCW-med-ElecDHW-GasCDryer-Tier1-TopAnyMFm2011CZ08rDXHP
RB-Appl-EffCW-med-ElecDHW-GasCDryer-Tier1-Top | DEER2016 | D16v1 | 2015-05-16 | Any | MFm | 2011 | CZ08 | rNCEH | Each | 1 | 538 | None | 59.6 | 0.00881 | 7.47 | 59.6 | 0.00881 | 7.47 | 59.6 | 0.00881 | 7.47 | 59.6 | 0.00881 | 7.47 |  |  | 1 |  | RB-Appl-EffCW-med-ElecDHW-GasCDryer-Tier1-TopAnyMFm2011CZ08rNCEH
RB-Appl-EffCW-med-ElecDHW-GasCDryer-Tier1-Top | DEER2016 | D16v1 | 2015-05-16 | Any | MFm | 2011 | CZ08 | rNCGF | Each | 1 | 538 | None | 65.4 | 0.00871 | 7.03 | 65.4 | 0.00871 | 7.03 | 65.4 | 0.00871 | 7.03 | 65.4 | 0.00871 | 7.03 |  |  | 1 |  | RB-Appl-EffCW-med-ElecDHW-GasCDryer-Tier1-TopAnyMFm2011CZ08rNCGF
RB-Appl-EffCW-med-ElecDHW-GasCDryer-Tier1-Top | DEER2016 | D16v1 | 2015-05-16 | Any | MFm | 2011 | CZ09 | rDXGF | Each | 1 | 499 | None | 70.7 | 0.011 | 7 | 70.7 | 0.011 | 7 | 70.7 | 0.011 | 7 | 70.7 | 0.011 | 7 |  |  | 1 |  | RB-Appl-EffCW-med-ElecDHW-GasCDryer-Tier1-TopAnyMFm2011CZ09rDXGF
RB-Appl-EffCW-med-ElecDHW-GasCDryer-Tier1-Top | DEER2016 | D16v1 | 2015-05-16 | Any | MFm | 2011 | CZ09 | rDXHP | Each | 1 | 499 | None | 67.8 | 0.0117 | 7.47 | 67.8 | 0.0117 | 7.47 | 67.8 | 0.0117 | 7.47 | 67.8 | 0.0117 | 7.47 |  |  | 1 |  | RB-Appl-EffCW-med-ElecDHW-GasCDryer-Tier1-TopAnyMFm2011CZ09rDXHP
RB-Appl-EffCW-med-ElecDHW-GasCDryer-Tier1-Top | DEER2016 | D16v1 | 2015-05-16 | Any | MFm | 2011 | CZ09 | rNCEH | Each | 1 | 499 | None | 57.6 | 0.00874 | 7.47 | 57.6 | 0.00874 | 7.47 | 57.6 | 0.00874 | 7.47 | 57.6 | 0.00874 | 7.47 |  |  | 1 |  | RB-Appl-EffCW-med-ElecDHW-GasCDryer-Tier1-TopAnyMFm2011CZ09rNCEH
RB-Appl-EffCW-med-ElecDHW-GasCDryer-Tier1-Top | DEER2016 | D16v1 | 2015-05-16 | Any | MFm | 2011 | CZ09 | rNCGF | Each | 1 | 499 | None | 65.1 | 0.00871 | 6.96 | 65.1 | 0.00871 | 6.96 | 65.1 | 0.00871 | 6.96 | 65.1 | 0.00871 | 6.96 |  |  | 1 |  | RB-Appl-EffCW-med-ElecDHW-GasCDryer-Tier1-TopAnyMFm2011CZ09rNCGF
RB-Appl-EffCW-med-ElecDHW-GasCDryer-Tier1-Top | DEER2016 | D16v1 | 2015-05-16 | Any | MFm | 2011 | CZ10 | rDXGF | Each | 1 | 474 | None | 71.3 | 0.0109 | 7.06 | 71.3 | 0.0109 | 7.06 | 71.3 | 0.0109 | 7.06 | 71.3 | 0.0109 | 7.06 |  |  | 1 |  | RB-Appl-EffCW-med-ElecDHW-GasCDryer-Tier1-TopAnyMFm2011CZ10rDXGF
RB-Appl-EffCW-med-ElecDHW-GasCDryer-Tier1-Top | DEER2016 | D16v1 | 2015-05-16 | Any | MFm | 2011 | CZ10 | rDXHP | Each | 1 | 474 | None | 68 | 0.0113 | 7.47 | 68 | 0.0113 | 7.47 | 68 | 0.0113 | 7.47 | 68 | 0.0113 | 7.47 |  |  | 1 |  | RB-Appl-EffCW-med-ElecDHW-GasCDryer-Tier1-TopAnyMFm2011CZ10rDXHP
RB-Appl-EffCW-med-ElecDHW-GasCDryer-Tier1-Top | DEER2016 | D16v1 | 2015-05-16 | Any | MFm | 2011 | CZ10 | rNCEH | Each | 1 | 474 | None | 58.5 | 0.00869 | 7.47 | 58.5 | 0.00869 | 7.47 | 58.5 | 0.00869 | 7.47 | 58.5 | 0.00869 | 7.47 |  |  | 1 |  | RB-Appl-EffCW-med-ElecDHW-GasCDryer-Tier1-TopAnyMFm2011CZ10rNCEH
RB-Appl-EffCW-med-ElecDHW-GasCDryer-Tier1-Top | DEER2016 | D16v1 | 2015-05-16 | Any | MFm | 2011 | CZ10 | rNCGF | Each | 1 | 474 | None | 65.1 | 0.00865 | 7.04 | 65.1 | 0.00865 | 7.04 | 65.1 | 0.00865 | 7.04 | 65.1 | 0.00865 | 7.04 |  |  | 1 |  | RB-Appl-EffCW-med-ElecDHW-GasCDryer-Tier1-TopAnyMFm2011CZ10rNCGF
RB-Appl-EffCW-med-ElecDHW-GasCDryer-Tier1-Top | DEER2016 | D16v1 | 2015-05-16 | Any | MFm | 2011 | CZ11 | rDXGF | Each | 1 | 474 | None | 73 | 0.0101 | 6.86 | 73 | 0.0101 | 6.86 | 73 | 0.0101 | 6.86 | 73 | 0.0101 | 6.86 |  |  | 1 |  | RB-Appl-EffCW-med-ElecDHW-GasCDryer-Tier1-TopAnyMFm2011CZ11rDXGF
RB-Appl-EffCW-med-ElecDHW-GasCDryer-Tier1-Top | DEER2016 | D16v1 | 2015-05-16 | Any | MFm | 2011 | CZ11 | rDXHP | Each | 1 | 474 | None | 68.1 | 0.0106 | 7.47 | 68.1 | 0.0106 | 7.47 | 68.1 | 0.0106 | 7.47 | 68.1 | 0.0106 | 7.47 |  |  | 1 |  | RB-Appl-EffCW-med-ElecDHW-GasCDryer-Tier1-TopAnyMFm2011CZ11rDXHP
RB-Appl-EffCW-med-ElecDHW-GasCDryer-Tier1-Top | DEER2016 | D16v1 | 2015-05-16 | Any | MFm | 2011 | CZ11 | rNCEH | Each | 1 | 474 | None | 54.1 | 0.00868 | 7.47 | 54.1 | 0.00868 | 7.47 | 54.1 | 0.00868 | 7.47 | 54.1 | 0.00868 | 7.47 |  |  | 1 |  | RB-Appl-EffCW-med-ElecDHW-GasCDryer-Tier1-TopAnyMFm2011CZ11rNCEH
RB-Appl-EffCW-med-ElecDHW-GasCDryer-Tier1-Top | DEER2016 | D16v1 | 2015-05-16 | Any | MFm | 2011 | CZ11 | rNCGF | Each | 1 | 474 | None | 65.3 | 0.00866 | 6.76 | 65.3 | 0.00866 | 6.76 | 65.3 | 0.00866 | 6.76 | 65.3 | 0.00866 | 6.76 |  |  | 1 |  | RB-Appl-EffCW-med-ElecDHW-GasCDryer-Tier1-TopAnyMFm2011CZ11rNCGF
RB-Appl-EffCW-med-ElecDHW-GasCDryer-Tier1-Top | DEER2016 | D16v1 | 2015-05-16 | Any | MFm | 2011 | CZ12 | rDXGF | Each | 1 | 474 | None | 72.4 | 0.0111 | 6.79 | 72.4 | 0.0111 | 6.79 | 72.4 | 0.0111 | 6.79 | 72.4 | 0.0111 | 6.79 |  |  | 1 |  | RB-Appl-EffCW-med-ElecDHW-GasCDryer-Tier1-TopAnyMFm2011CZ12rDXGF
RB-Appl-EffCW-med-ElecDHW-GasCDryer-Tier1-Top | DEER2016 | D16v1 | 2015-05-16 | Any | MFm | 2011 | CZ12 | rDXHP | Each | 1 | 474 | None | 67.4 | 0.0115 | 7.47 | 67.4 | 0.0115 | 7.47 | 67.4 | 0.0115 | 7.47 | 67.4 | 0.0115 | 7.47 |  |  | 1 |  | RB-Appl-EffCW-med-ElecDHW-GasCDryer-Tier1-TopAnyMFm2011CZ12rDXHP
RB-Appl-EffCW-med-ElecDHW-GasCDryer-Tier1-Top | DEER2016 | D16v1 | 2015-05-16 | Any | MFm | 2011 | CZ12 | rNCEH | Each | 1 | 474 | None | 55.7 | 0.00896 | 7.47 | 55.7 | 0.00896 | 7.47 | 55.7 | 0.00896 | 7.47 | 55.7 | 0.00896 | 7.47 |  |  | 1 |  | RB-Appl-EffCW-med-ElecDHW-GasCDryer-Tier1-TopAnyMFm2011CZ12rNCEH
RB-Appl-EffCW-med-ElecDHW-GasCDryer-Tier1-Top | DEER2016 | D16v1 | 2015-05-16 | Any | MFm | 2011 | CZ12 | rNCGF | Each | 1 | 474 | None | 66.3 | 0.00888 | 6.76 | 66.3 | 0.00888 | 6.76 | 66.3 | 0.00888 | 6.76 | 66.3 | 0.00888 | 6.76 |  |  | 1 |  | RB-Appl-EffCW-med-ElecDHW-GasCDryer-Tier1-TopAnyMFm2011CZ12rNCGF
RB-Appl-EffCW-med-ElecDHW-GasCDryer-Tier1-Top | DEER2016 | D16v1 | 2015-05-16 | Any | MFm | 2011 | CZ13 | rDXGF | Each | 1 | 474 | None | 72.4 | 0.0101 | 6.79 | 72.4 | 0.0101 | 6.79 | 72.4 | 0.0101 | 6.79 | 72.4 | 0.0101 | 6.79 |  |  | 1 |  | RB-Appl-EffCW-med-ElecDHW-GasCDryer-Tier1-TopAnyMFm2011CZ13rDXGF
RB-Appl-EffCW-med-ElecDHW-GasCDryer-Tier1-Top | DEER2016 | D16v1 | 2015-05-16 | Any | MFm | 2011 | CZ13 | rDXHP | Each | 1 | 474 | None | 67 | 0.0102 | 7.47 | 67 | 0.0102 | 7.47 | 67 | 0.0102 | 7.47 | 67 | 0.0102 | 7.47 |  |  | 1 |  | RB-Appl-EffCW-med-ElecDHW-GasCDryer-Tier1-TopAnyMFm2011CZ13rDXHP
RB-Appl-EffCW-med-ElecDHW-GasCDryer-Tier1-Top | DEER2016 | D16v1 | 2015-05-16 | Any | MFm | 2011 | CZ13 | rNCEH | Each | 1 | 474 | None | 54.4 | 0.00864 | 7.47 | 54.4 | 0.00864 | 7.47 | 54.4 | 0.00864 | 7.47 | 54.4 | 0.00864 | 7.47 |  |  | 1 |  | RB-Appl-EffCW-med-ElecDHW-GasCDryer-Tier1-TopAnyMFm2011CZ13rNCEH
RB-Appl-EffCW-med-ElecDHW-GasCDryer-Tier1-Top | DEER2016 | D16v1 | 2015-05-16 | Any | MFm | 2011 | CZ13 | rNCGF | Each | 1 | 474 | None | 64.9 | 0.00862 | 6.75 | 64.9 | 0.00862 | 6.75 | 64.9 | 0.00862 | 6.75 | 64.9 | 0.00862 | 6.75 |  |  | 1 |  | RB-Appl-EffCW-med-ElecDHW-GasCDryer-Tier1-TopAnyMFm2011CZ13rNCGF
RB-Appl-EffCW-med-ElecDHW-GasCDryer-Tier1-Top | DEER2016 | D16v1 | 2015-05-16 | Any | MFm | 2011 | CZ14 | rDXGF | Each | 1 | 487 | None | 74.3 | 0.00982 | 6.86 | 74.3 | 0.00982 | 6.86 | 74.3 | 0.00982 | 6.86 | 74.3 | 0.00982 | 6.86 |  |  | 1 |  | RB-Appl-EffCW-med-ElecDHW-GasCDryer-Tier1-TopAnyMFm2011CZ14rDXGF
RB-Appl-EffCW-med-ElecDHW-GasCDryer-Tier1-Top | DEER2016 | D16v1 | 2015-05-16 | Any | MFm | 2011 | CZ14 | rDXHP | Each | 1 | 487 | None | 69.6 | 0.0105 | 7.47 | 69.6 | 0.0105 | 7.47 | 69.6 | 0.0105 | 7.47 | 69.6 | 0.0105 | 7.47 |  |  | 1 |  | RB-Appl-EffCW-med-ElecDHW-GasCDryer-Tier1-TopAnyMFm2011CZ14rDXHP
RB-Appl-EffCW-med-ElecDHW-GasCDryer-Tier1-Top | DEER2016 | D16v1 | 2015-05-16 | Any | MFm | 2011 | CZ14 | rNCEH | Each | 1 | 487 | None | 54.6 | 0.00854 | 7.47 | 54.6 | 0.00854 | 7.47 | 54.6 | 0.00854 | 7.47 | 54.6 | 0.00854 | 7.47 |  |  | 1 |  | RB-Appl-EffCW-med-ElecDHW-GasCDryer-Tier1-TopAnyMFm2011CZ14rNCEH
RB-Appl-EffCW-med-ElecDHW-GasCDryer-Tier1-Top | DEER2016 | D16v1 | 2015-05-16 | Any | MFm | 2011 | CZ14 | rNCGF | Each | 1 | 487 | None | 65.8 | 0.00852 | 6.75 | 65.8 | 0.00852 | 6.75 | 65.8 | 0.00852 | 6.75 | 65.8 | 0.00852 | 6.75 |  |  | 1 |  | RB-Appl-EffCW-med-ElecDHW-GasCDryer-Tier1-TopAnyMFm2011CZ14rNCGF
RB-Appl-EffCW-med-ElecDHW-GasCDryer-Tier1-Top | DEER2016 | D16v1 | 2015-05-16 | Any | MFm | 2011 | CZ15 | rDXGF | Each | 1 | 487 | None | 70 | 0.01 | 7.31 | 70 | 0.01 | 7.31 | 70 | 0.01 | 7.31 | 70 | 0.01 | 7.31 |  |  | 1 |  | RB-Appl-EffCW-med-ElecDHW-GasCDryer-Tier1-TopAnyMFm2011CZ15rDXGF
RB-Appl-EffCW-med-ElecDHW-GasCDryer-Tier1-Top | DEER2016 | D16v1 | 2015-05-16 | Any | MFm | 2011 | CZ15 | rDXHP | Each | 1 | 487 | None | 68.8 | 0.0101 | 7.47 | 68.8 | 0.0101 | 7.47 | 68.8 | 0.0101 | 7.47 | 68.8 | 0.0101 | 7.47 |  |  | 1 |  | RB-Appl-EffCW-med-ElecDHW-GasCDryer-Tier1-TopAnyMFm2011CZ15rDXHP
RB-Appl-EffCW-med-ElecDHW-GasCDryer-Tier1-Top | DEER2016 | D16v1 | 2015-05-16 | Any | MFm | 2011 | CZ15 | rNCEH | Each | 1 | 487 | None | 57.9 | 0.00776 | 7.47 | 57.9 | 0.00776 | 7.47 | 57.9 | 0.00776 | 7.47 | 57.9 | 0.00776 | 7.47 |  |  | 1 |  | RB-Appl-EffCW-med-ElecDHW-GasCDryer-Tier1-TopAnyMFm2011CZ15rNCEH
RB-Appl-EffCW-med-ElecDHW-GasCDryer-Tier1-Top | DEER2016 | D16v1 | 2015-05-16 | Any | MFm | 2011 | CZ15 | rNCGF | Each | 1 | 487 | None | 60.4 | 0.00771 | 7.31 | 60.4 | 0.00771 | 7.31 | 60.4 | 0.00771 | 7.31 | 60.4 | 0.00771 | 7.31 |  |  | 1 |  | RB-Appl-EffCW-med-ElecDHW-GasCDryer-Tier1-TopAnyMFm2011CZ15rNCGF
RB-Appl-EffCW-med-ElecDHW-GasCDryer-Tier1-Top | DEER2016 | D16v1 | 2015-05-16 | Any | MFm | 2011 | CZ16 | rDXGF | Each | 1 | 441 | None | 77.5 | 0.0111 | 6.59 | 77.5 | 0.0111 | 6.59 | 77.5 | 0.0111 | 6.59 | 77.5 | 0.0111 | 6.59 |  |  | 1 |  | RB-Appl-EffCW-med-ElecDHW-GasCDryer-Tier1-TopAnyMFm2011CZ16rDXGF
RB-Appl-EffCW-med-ElecDHW-GasCDryer-Tier1-Top | DEER2016 | D16v1 | 2015-05-16 | Any | MFm | 2011 | CZ16 | rDXHP | Each | 1 | 441 | None | 68.5 | 0.0109 | 7.47 | 68.5 | 0.0109 | 7.47 | 68.5 | 0.0109 | 7.47 | 68.5 | 0.0109 | 7.47 |  |  | 1 |  | RB-Appl-EffCW-med-ElecDHW-GasCDryer-Tier1-TopAnyMFm2011CZ16rDXHP
RB-Appl-EffCW-med-ElecDHW-GasCDryer-Tier1-Top | DEER2016 | D16v1 | 2015-05-16 | Any | MFm | 2011 | CZ16 | rNCEH | Each | 1 | 441 | None | 54.8 | 0.0095 | 7.47 | 54.8 | 0.0095 | 7.47 | 54.8 | 0.0095 | 7.47 | 54.8 | 0.0095 | 7.47 |  |  | 1 |  | RB-Appl-EffCW-med-ElecDHW-GasCDryer-Tier1-TopAnyMFm2011CZ16rNCEH
RB-Appl-EffCW-med-ElecDHW-GasCDryer-Tier1-Top | DEER2016 | D16v1 | 2015-05-16 | Any | MFm | 2011 | CZ16 | rNCGF | Each | 1 | 441 | None | 70.4 | 0.00941 | 6.46 | 70.4 | 0.00941 | 6.46 | 70.4 | 0.00941 | 6.46 | 70.4 | 0.00941 | 6.46 |  |  | 1 |  | RB-Appl-EffCW-med-ElecDHW-GasCDryer-Tier1-TopAnyMFm2011CZ16rNCGF
RB-Appl-EffCW-med-ElecDHW-GasCDryer-Tier1-Top | DEER2016 | D16v1 | 2015-05-16 | Any | MFm | 2014 | CZ01 | rDXGF | Each | 1 | 441 | None | 71.7 | 0.0108 | 6.32 | 71.7 | 0.0108 | 6.32 | 71.7 | 0.0108 | 6.32 | 71.7 | 0.0108 | 6.32 |  |  | 1 |  | RB-Appl-EffCW-med-ElecDHW-GasCDryer-Tier1-TopAnyMFm2014CZ01rDXGF
RB-Appl-EffCW-med-ElecDHW-GasCDryer-Tier1-Top | DEER2016 | D16v1 | 2015-05-16 | Any | MFm | 2014 | CZ01 | rDXHP | Each | 1 | 441 | None | 63.2 | 0.0112 | 7.47 | 63.2 | 0.0112 | 7.47 | 63.2 | 0.0112 | 7.47 | 63.2 | 0.0112 | 7.47 |  |  | 1 |  | RB-Appl-EffCW-med-ElecDHW-GasCDryer-Tier1-TopAnyMFm2014CZ01rDXHP
RB-Appl-EffCW-med-ElecDHW-GasCDryer-Tier1-Top | DEER2016 | D16v1 | 2015-05-16 | Any | MFm | 2014 | CZ01 | rNCEH | Each | 1 | 441 | None | 50.6 | 0.00973 | 7.47 | 50.6 | 0.00973 | 7.47 | 50.6 | 0.00973 | 7.47 | 50.6 | 0.00973 | 7.47 |  |  | 1 |  | RB-Appl-EffCW-med-ElecDHW-GasCDryer-Tier1-TopAnyMFm2014CZ01rNCEH
RB-Appl-EffCW-med-ElecDHW-GasCDryer-Tier1-Top | DEER2016 | D16v1 | 2015-05-16 | Any | MFm | 2014 | CZ01 | rNCGF | Each | 1 | 441 | None | 70.2 | 0.00955 | 6.25 | 70.2 | 0.00955 | 6.25 | 70.2 | 0.00955 | 6.25 | 70.2 | 0.00955 | 6.25 |  |  | 1 |  | RB-Appl-EffCW-med-ElecDHW-GasCDryer-Tier1-TopAnyMFm2014CZ01rNCGF
RB-Appl-EffCW-med-ElecDHW-GasCDryer-Tier1-Top | DEER2016 | D16v1 | 2015-05-16 | Any | MFm | 2014 | CZ02 | rDXGF | Each | 1 | 474 | None | 70.8 | 0.0154 | 6.72 | 70.8 | 0.0154 | 6.72 | 70.8 | 0.0154 | 6.72 | 70.8 | 0.0154 | 6.72 |  |  | 1 |  | RB-Appl-EffCW-med-ElecDHW-GasCDryer-Tier1-TopAnyMFm2014CZ02rDXGF
RB-Appl-EffCW-med-ElecDHW-GasCDryer-Tier1-Top | DEER2016 | D16v1 | 2015-05-16 | Any | MFm | 2014 | CZ02 | rDXHP | Each | 1 | 474 | None | 64.3 | 0.015 | 7.47 | 64.3 | 0.015 | 7.47 | 64.3 | 0.015 | 7.47 | 64.3 | 0.015 | 7.47 |  |  | 1 |  | RB-Appl-EffCW-med-ElecDHW-GasCDryer-Tier1-TopAnyMFm2014CZ02rDXHP
RB-Appl-EffCW-med-ElecDHW-GasCDryer-Tier1-Top | DEER2016 | D16v1 | 2015-05-16 | Any | MFm | 2014 | CZ02 | rNCEH | Each | 1 | 474 | None | 57.1 | 0.00931 | 7.47 | 57.1 | 0.00931 | 7.47 | 57.1 | 0.00931 | 7.47 | 57.1 | 0.00931 | 7.47 |  |  | 1 |  | RB-Appl-EffCW-med-ElecDHW-GasCDryer-Tier1-TopAnyMFm2014CZ02rNCEH
RB-Appl-EffCW-med-ElecDHW-GasCDryer-Tier1-Top | DEER2016 | D16v1 | 2015-05-16 | Any | MFm | 2014 | CZ02 | rNCGF | Each | 1 | 474 | None | 67.9 | 0.00924 | 6.7 | 67.9 | 0.00924 | 6.7 | 67.9 | 0.00924 | 6.7 | 67.9 | 0.00924 | 6.7 |  |  | 1 |  | RB-Appl-EffCW-med-ElecDHW-GasCDryer-Tier1-TopAnyMFm2014CZ02rNCGF
RB-Appl-EffCW-med-ElecDHW-GasCDryer-Tier1-Top | DEER2016 | D16v1 | 2015-05-16 | Any | MFm | 2014 | CZ03 | rDXGF | Each | 1 | 441 | None | 68.9 | 0.01 | 6.71 | 68.9 | 0.01 | 6.71 | 68.9 | 0.01 | 6.71 | 68.9 | 0.01 | 6.71 |  |  | 1 |  | RB-Appl-EffCW-med-ElecDHW-GasCDryer-Tier1-TopAnyMFm2014CZ03rDXGF
RB-Appl-EffCW-med-ElecDHW-GasCDryer-Tier1-Top | DEER2016 | D16v1 | 2015-05-16 | Any | MFm | 2014 | CZ03 | rDXHP | Each | 1 | 441 | None | 63 | 0.0113 | 7.47 | 63 | 0.0113 | 7.47 | 63 | 0.0113 | 7.47 | 63 | 0.0113 | 7.47 |  |  | 1 |  | RB-Appl-EffCW-med-ElecDHW-GasCDryer-Tier1-TopAnyMFm2014CZ03rDXHP
RB-Appl-EffCW-med-ElecDHW-GasCDryer-Tier1-Top | DEER2016 | D16v1 | 2015-05-16 | Any | MFm | 2014 | CZ03 | rNCEH | Each | 1 | 441 | None | 59 | 0.0094 | 7.47 | 59 | 0.0094 | 7.47 | 59 | 0.0094 | 7.47 | 59 | 0.0094 | 7.47 |  |  | 1 |  | RB-Appl-EffCW-med-ElecDHW-GasCDryer-Tier1-TopAnyMFm2014CZ03rNCEH
RB-Appl-EffCW-med-ElecDHW-GasCDryer-Tier1-Top | DEER2016 | D16v1 | 2015-05-16 | Any | MFm | 2014 | CZ03 | rNCGF | Each | 1 | 441 | None | 68.2 | 0.00933 | 6.71 | 68.2 | 0.00933 | 6.71 | 68.2 | 0.00933 | 6.71 | 68.2 | 0.00933 | 6.71 |  |  | 1 |  | RB-Appl-EffCW-med-ElecDHW-GasCDryer-Tier1-TopAnyMFm2014CZ03rNCGF
RB-Appl-EffCW-med-ElecDHW-GasCDryer-Tier1-Top | DEER2016 | D16v1 | 2015-05-16 | Any | MFm | 2014 | CZ04 | rDXGF | Each | 1 | 441 | None | 72.1 | 0.0126 | 6.91 | 72.1 | 0.0126 | 6.91 | 72.1 | 0.0126 | 6.91 | 72.1 | 0.0126 | 6.91 |  |  | 1 |  | RB-Appl-EffCW-med-ElecDHW-GasCDryer-Tier1-TopAnyMFm2014CZ04rDXGF
RB-Appl-EffCW-med-ElecDHW-GasCDryer-Tier1-Top | DEER2016 | D16v1 | 2015-05-16 | Any | MFm | 2014 | CZ04 | rDXHP | Each | 1 | 441 | None | 68 | 0.0123 | 7.47 | 68 | 0.0123 | 7.47 | 68 | 0.0123 | 7.47 | 68 | 0.0123 | 7.47 |  |  | 1 |  | RB-Appl-EffCW-med-ElecDHW-GasCDryer-Tier1-TopAnyMFm2014CZ04rDXHP
RB-Appl-EffCW-med-ElecDHW-GasCDryer-Tier1-Top | DEER2016 | D16v1 | 2015-05-16 | Any | MFm | 2014 | CZ04 | rNCEH | Each | 1 | 441 | None | 58.4 | 0.00906 | 7.47 | 58.4 | 0.00906 | 7.47 | 58.4 | 0.00906 | 7.47 | 58.4 | 0.00906 | 7.47 |  |  | 1 |  | RB-Appl-EffCW-med-ElecDHW-GasCDryer-Tier1-TopAnyMFm2014CZ04rNCEH
RB-Appl-EffCW-med-ElecDHW-GasCDryer-Tier1-Top | DEER2016 | D16v1 | 2015-05-16 | Any | MFm | 2014 | CZ04 | rNCGF | Each | 1 | 441 | None | 67.2 | 0.00899 | 6.88 | 67.2 | 0.00899 | 6.88 | 67.2 | 0.00899 | 6.88 | 67.2 | 0.00899 | 6.88 |  |  | 1 |  | RB-Appl-EffCW-med-ElecDHW-GasCDryer-Tier1-TopAnyMFm2014CZ04rNCGF
RB-Appl-EffCW-med-ElecDHW-GasCDryer-Tier1-Top | DEER2016 | D16v1 | 2015-05-16 | Any | MFm | 2014 | CZ05 | rDXGF | Each | 1 | 441 | None | 70.3 | 0.0114 | 6.97 | 70.3 | 0.0114 | 6.97 | 70.3 | 0.0114 | 6.97 | 70.3 | 0.0114 | 6.97 |  |  | 1 |  | RB-Appl-EffCW-med-ElecDHW-GasCDryer-Tier1-TopAnyMFm2014CZ05rDXGF
RB-Appl-EffCW-med-ElecDHW-GasCDryer-Tier1-Top | DEER2016 | D16v1 | 2015-05-16 | Any | MFm | 2014 | CZ05 | rDXHP | Each | 1 | 441 | None | 66.1 | 0.0111 | 7.47 | 66.1 | 0.0111 | 7.47 | 66.1 | 0.0111 | 7.47 | 66.1 | 0.0111 | 7.47 |  |  | 1 |  | RB-Appl-EffCW-med-ElecDHW-GasCDryer-Tier1-TopAnyMFm2014CZ05rDXHP
RB-Appl-EffCW-med-ElecDHW-GasCDryer-Tier1-Top | DEER2016 | D16v1 | 2015-05-16 | Any | MFm | 2014 | CZ05 | rNCEH | Each | 1 | 441 | None | 62.6 | 0.00944 | 7.47 | 62.6 | 0.00944 | 7.47 | 62.6 | 0.00944 | 7.47 | 62.6 | 0.00944 | 7.47 |  |  | 1 |  | RB-Appl-EffCW-med-ElecDHW-GasCDryer-Tier1-TopAnyMFm2014CZ05rNCEH
RB-Appl-EffCW-med-ElecDHW-GasCDryer-Tier1-Top | DEER2016 | D16v1 | 2015-05-16 | Any | MFm | 2014 | CZ05 | rNCGF | Each | 1 | 441 | None | 68.9 | 0.00936 | 6.96 | 68.9 | 0.00936 | 6.96 | 68.9 | 0.00936 | 6.96 | 68.9 | 0.00936 | 6.96 |  |  | 1 |  | RB-Appl-EffCW-med-ElecDHW-GasCDryer-Tier1-TopAnyMFm2014CZ05rNCGF
RB-Appl-EffCW-med-ElecDHW-GasCDryer-Tier1-Top | DEER2016 | D16v1 | 2015-05-16 | Any | MFm | 2014 | CZ06 | rDXGF | Each | 1 | 538 | None | 69.4 | 0.0149 | 7.02 | 69.4 | 0.0149 | 7.02 | 69.4 | 0.0149 | 7.02 | 69.4 | 0.0149 | 7.02 |  |  | 1 |  | RB-Appl-EffCW-med-ElecDHW-GasCDryer-Tier1-TopAnyMFm2014CZ06rDXGF
RB-Appl-EffCW-med-ElecDHW-GasCDryer-Tier1-Top | DEER2016 | D16v1 | 2015-05-16 | Any | MFm | 2014 | CZ06 | rDXHP | Each | 1 | 538 | None | 65.9 | 0.01 | 7.47 | 65.9 | 0.01 | 7.47 | 65.9 | 0.01 | 7.47 | 65.9 | 0.01 | 7.47 |  |  | 1 |  | RB-Appl-EffCW-med-ElecDHW-GasCDryer-Tier1-TopAnyMFm2014CZ06rDXHP
RB-Appl-EffCW-med-ElecDHW-GasCDryer-Tier1-Top | DEER2016 | D16v1 | 2015-05-16 | Any | MFm | 2014 | CZ06 | rNCEH | Each | 1 | 538 | None | 59.2 | 0.00896 | 7.47 | 59.2 | 0.00896 | 7.47 | 59.2 | 0.00896 | 7.47 | 59.2 | 0.00896 | 7.47 |  |  | 1 |  | RB-Appl-EffCW-med-ElecDHW-GasCDryer-Tier1-TopAnyMFm2014CZ06rNCEH
RB-Appl-EffCW-med-ElecDHW-GasCDryer-Tier1-Top | DEER2016 | D16v1 | 2015-05-16 | Any | MFm | 2014 | CZ06 | rNCGF | Each | 1 | 538 | None | 66.2 | 0.00889 | 6.94 | 66.2 | 0.00889 | 6.94 | 66.2 | 0.00889 | 6.94 | 66.2 | 0.00889 | 6.94 |  |  | 1 |  | RB-Appl-EffCW-med-ElecDHW-GasCDryer-Tier1-TopAnyMFm2014CZ06rNCGF
RB-Appl-EffCW-med-ElecDHW-GasCDryer-Tier1-Top | DEER2016 | D16v1 | 2015-05-16 | Any | MFm | 2014 | CZ07 | rDXGF | Each | 1 | 538 | None | 70.7 | 0.0114 | 7.38 | 70.7 | 0.0114 | 7.38 | 70.7 | 0.0114 | 7.38 | 70.7 | 0.0114 | 7.38 |  |  | 1 |  | RB-Appl-EffCW-med-ElecDHW-GasCDryer-Tier1-TopAnyMFm2014CZ07rDXGF
RB-Appl-EffCW-med-ElecDHW-GasCDryer-Tier1-Top | DEER2016 | D16v1 | 2015-05-16 | Any | MFm | 2014 | CZ07 | rDXHP | Each | 1 | 538 | None | 70.4 | 0.00688 | 7.47 | 70.4 | 0.00688 | 7.47 | 70.4 | 0.00688 | 7.47 | 70.4 | 0.00688 | 7.47 |  |  | 1 |  | RB-Appl-EffCW-med-ElecDHW-GasCDryer-Tier1-TopAnyMFm2014CZ07rDXHP
RB-Appl-EffCW-med-ElecDHW-GasCDryer-Tier1-Top | DEER2016 | D16v1 | 2015-05-16 | Any | MFm | 2014 | CZ07 | rNCEH | Each | 1 | 538 | None | 64.8 | 0.00896 | 7.47 | 64.8 | 0.00896 | 7.47 | 64.8 | 0.00896 | 7.47 | 64.8 | 0.00896 | 7.47 |  |  | 1 |  | RB-Appl-EffCW-med-ElecDHW-GasCDryer-Tier1-TopAnyMFm2014CZ07rNCEH
RB-Appl-EffCW-med-ElecDHW-GasCDryer-Tier1-Top | DEER2016 | D16v1 | 2015-05-16 | Any | MFm | 2014 | CZ07 | rNCGF | Each | 1 | 538 | None | 66.2 | 0.0089 | 7.38 | 66.2 | 0.0089 | 7.38 | 66.2 | 0.0089 | 7.38 | 66.2 | 0.0089 | 7.38 |  |  | 1 |  | RB-Appl-EffCW-med-ElecDHW-GasCDryer-Tier1-TopAnyMFm2014CZ07rNCGF
RB-Appl-EffCW-med-ElecDHW-GasCDryer-Tier1-Top | DEER2016 | D16v1 | 2015-05-16 | Any | MFm | 2014 | CZ08 | rDXGF | Each | 1 | 538 | None | 72.5 | 0.0112 | 7.16 | 72.5 | 0.0112 | 7.16 | 72.5 | 0.0112 | 7.16 | 72.5 | 0.0112 | 7.16 |  |  | 1 |  | RB-Appl-EffCW-med-ElecDHW-GasCDryer-Tier1-TopAnyMFm2014CZ08rDXGF
RB-Appl-EffCW-med-ElecDHW-GasCDryer-Tier1-Top | DEER2016 | D16v1 | 2015-05-16 | Any | MFm | 2014 | CZ08 | rDXHP | Each | 1 | 538 | None | 71 | 0.0118 | 7.47 | 71 | 0.0118 | 7.47 | 71 | 0.0118 | 7.47 | 71 | 0.0118 | 7.47 |  |  | 1 |  | RB-Appl-EffCW-med-ElecDHW-GasCDryer-Tier1-TopAnyMFm2014CZ08rDXHP
RB-Appl-EffCW-med-ElecDHW-GasCDryer-Tier1-Top | DEER2016 | D16v1 | 2015-05-16 | Any | MFm | 2014 | CZ08 | rNCEH | Each | 1 | 538 | None | 60.7 | 0.00882 | 7.47 | 60.7 | 0.00882 | 7.47 | 60.7 | 0.00882 | 7.47 | 60.7 | 0.00882 | 7.47 |  |  | 1 |  | RB-Appl-EffCW-med-ElecDHW-GasCDryer-Tier1-TopAnyMFm2014CZ08rNCEH
RB-Appl-EffCW-med-ElecDHW-GasCDryer-Tier1-Top | DEER2016 | D16v1 | 2015-05-16 | Any | MFm | 2014 | CZ08 | rNCGF | Each | 1 | 538 | None | 65.4 | 0.0088 | 7.12 | 65.4 | 0.0088 | 7.12 | 65.4 | 0.0088 | 7.12 | 65.4 | 0.0088 | 7.12 |  |  | 1 |  | RB-Appl-EffCW-med-ElecDHW-GasCDryer-Tier1-TopAnyMFm2014CZ08rNCGF
RB-Appl-EffCW-med-ElecDHW-GasCDryer-Tier1-Top | DEER2016 | D16v1 | 2015-05-16 | Any | MFm | 2014 | CZ09 | rDXGF | Each | 1 | 499 | None | 71.5 | 0.0113 | 7.07 | 71.5 | 0.0113 | 7.07 | 71.5 | 0.0113 | 7.07 | 71.5 | 0.0113 | 7.07 |  |  | 1 |  | RB-Appl-EffCW-med-ElecDHW-GasCDryer-Tier1-TopAnyMFm2014CZ09rDXGF
RB-Appl-EffCW-med-ElecDHW-GasCDryer-Tier1-Top | DEER2016 | D16v1 | 2015-05-16 | Any | MFm | 2014 | CZ09 | rDXHP | Each | 1 | 499 | None | 69.7 | 0.0124 | 7.47 | 69.7 | 0.0124 | 7.47 | 69.7 | 0.0124 | 7.47 | 69.7 | 0.0124 | 7.47 |  |  | 1 |  | RB-Appl-EffCW-med-ElecDHW-GasCDryer-Tier1-TopAnyMFm2014CZ09rDXHP
RB-Appl-EffCW-med-ElecDHW-GasCDryer-Tier1-Top | DEER2016 | D16v1 | 2015-05-16 | Any | MFm | 2014 | CZ09 | rNCEH | Each | 1 | 499 | None | 58.8 | 0.00875 | 7.47 | 58.8 | 0.00875 | 7.47 | 58.8 | 0.00875 | 7.47 | 58.8 | 0.00875 | 7.47 |  |  | 1 |  | RB-Appl-EffCW-med-ElecDHW-GasCDryer-Tier1-TopAnyMFm2014CZ09rNCEH
RB-Appl-EffCW-med-ElecDHW-GasCDryer-Tier1-Top | DEER2016 | D16v1 | 2015-05-16 | Any | MFm | 2014 | CZ09 | rNCGF | Each | 1 | 499 | None | 65.2 | 0.0087 | 7.04 | 65.2 | 0.0087 | 7.04 | 65.2 | 0.0087 | 7.04 | 65.2 | 0.0087 | 7.04 |  |  | 1 |  | RB-Appl-EffCW-med-ElecDHW-GasCDryer-Tier1-TopAnyMFm2014CZ09rNCGF
RB-Appl-EffCW-med-ElecDHW-GasCDryer-Tier1-Top | DEER2016 | D16v1 | 2015-05-16 | Any | MFm | 2014 | CZ10 | rDXGF | Each | 1 | 474 | None | 71.4 | 0.0113 | 7.12 | 71.4 | 0.0113 | 7.12 | 71.4 | 0.0113 | 7.12 | 71.4 | 0.0113 | 7.12 |  |  | 1 |  | RB-Appl-EffCW-med-ElecDHW-GasCDryer-Tier1-TopAnyMFm2014CZ10rDXGF
RB-Appl-EffCW-med-ElecDHW-GasCDryer-Tier1-Top | DEER2016 | D16v1 | 2015-05-16 | Any | MFm | 2014 | CZ10 | rDXHP | Each | 1 | 474 | None | 68.4 | 0.0117 | 7.47 | 68.4 | 0.0117 | 7.47 | 68.4 | 0.0117 | 7.47 | 68.4 | 0.0117 | 7.47 |  |  | 1 |  | RB-Appl-EffCW-med-ElecDHW-GasCDryer-Tier1-TopAnyMFm2014CZ10rDXHP
RB-Appl-EffCW-med-ElecDHW-GasCDryer-Tier1-Top | DEER2016 | D16v1 | 2015-05-16 | Any | MFm | 2014 | CZ10 | rNCEH | Each | 1 | 474 | None | 59.7 | 0.0087 | 7.47 | 59.7 | 0.0087 | 7.47 | 59.7 | 0.0087 | 7.47 | 59.7 | 0.0087 | 7.47 |  |  | 1 |  | RB-Appl-EffCW-med-ElecDHW-GasCDryer-Tier1-TopAnyMFm2014CZ10rNCEH
RB-Appl-EffCW-med-ElecDHW-GasCDryer-Tier1-Top | DEER2016 | D16v1 | 2015-05-16 | Any | MFm | 2014 | CZ10 | rNCGF | Each | 1 | 474 | None | 65.2 | 0.00866 | 7.11 | 65.2 | 0.00866 | 7.11 | 65.2 | 0.00866 | 7.11 | 65.2 | 0.00866 | 7.11 |  |  | 1 |  | RB-Appl-EffCW-med-ElecDHW-GasCDryer-Tier1-TopAnyMFm2014CZ10rNCGF
RB-Appl-EffCW-med-ElecDHW-GasCDryer-Tier1-Top | DEER2016 | D16v1 | 2015-05-16 | Any | MFm | 2014 | CZ11 | rDXGF | Each | 1 | 474 | None | 73.1 | 0.0101 | 6.86 | 73.1 | 0.0101 | 6.86 | 73.1 | 0.0101 | 6.86 | 73.1 | 0.0101 | 6.86 |  |  | 1 |  | RB-Appl-EffCW-med-ElecDHW-GasCDryer-Tier1-TopAnyMFm2014CZ11rDXGF
RB-Appl-EffCW-med-ElecDHW-GasCDryer-Tier1-Top | DEER2016 | D16v1 | 2015-05-16 | Any | MFm | 2014 | CZ11 | rDXHP | Each | 1 | 474 | None | 67.9 | 0.0107 | 7.47 | 67.9 | 0.0107 | 7.47 | 67.9 | 0.0107 | 7.47 | 67.9 | 0.0107 | 7.47 |  |  | 1 |  | RB-Appl-EffCW-med-ElecDHW-GasCDryer-Tier1-TopAnyMFm2014CZ11rDXHP
RB-Appl-EffCW-med-ElecDHW-GasCDryer-Tier1-Top | DEER2016 | D16v1 | 2015-05-16 | Any | MFm | 2014 | CZ11 | rNCEH | Each | 1 | 474 | None | 54.4 | 0.00869 | 7.47 | 54.4 | 0.00869 | 7.47 | 54.4 | 0.00869 | 7.47 | 54.4 | 0.00869 | 7.47 |  |  | 1 |  | RB-Appl-EffCW-med-ElecDHW-GasCDryer-Tier1-TopAnyMFm2014CZ11rNCEH
RB-Appl-EffCW-med-ElecDHW-GasCDryer-Tier1-Top | DEER2016 | D16v1 | 2015-05-16 | Any | MFm | 2014 | CZ11 | rNCGF | Each | 1 | 474 | None | 65.3 | 0.00862 | 6.79 | 65.3 | 0.00862 | 6.79 | 65.3 | 0.00862 | 6.79 | 65.3 | 0.00862 | 6.79 |  |  | 1 |  | RB-Appl-EffCW-med-ElecDHW-GasCDryer-Tier1-TopAnyMFm2014CZ11rNCGF
RB-Appl-EffCW-med-ElecDHW-GasCDryer-Tier1-Top | DEER2016 | D16v1 | 2015-05-16 | Any | MFm | 2014 | CZ12 | rDXGF | Each | 1 | 474 | None | 72.7 | 0.0113 | 6.82 | 72.7 | 0.0113 | 6.82 | 72.7 | 0.0113 | 6.82 | 72.7 | 0.0113 | 6.82 |  |  | 1 |  | RB-Appl-EffCW-med-ElecDHW-GasCDryer-Tier1-TopAnyMFm2014CZ12rDXGF
RB-Appl-EffCW-med-ElecDHW-GasCDryer-Tier1-Top | DEER2016 | D16v1 | 2015-05-16 | Any | MFm | 2014 | CZ12 | rDXHP | Each | 1 | 474 | None | 67.3 | 0.0116 | 7.47 | 67.3 | 0.0116 | 7.47 | 67.3 | 0.0116 | 7.47 | 67.3 | 0.0116 | 7.47 |  |  | 1 |  | RB-Appl-EffCW-med-ElecDHW-GasCDryer-Tier1-TopAnyMFm2014CZ12rDXHP
RB-Appl-EffCW-med-ElecDHW-GasCDryer-Tier1-Top | DEER2016 | D16v1 | 2015-05-16 | Any | MFm | 2014 | CZ12 | rNCEH | Each | 1 | 474 | None | 56 | 0.00897 | 7.47 | 56 | 0.00897 | 7.47 | 56 | 0.00897 | 7.47 | 56 | 0.00897 | 7.47 |  |  | 1 |  | RB-Appl-EffCW-med-ElecDHW-GasCDryer-Tier1-TopAnyMFm2014CZ12rNCEH
RB-Appl-EffCW-med-ElecDHW-GasCDryer-Tier1-Top | DEER2016 | D16v1 | 2015-05-16 | Any | MFm | 2014 | CZ12 | rNCGF | Each | 1 | 474 | None | 66.4 | 0.00889 | 6.78 | 66.4 | 0.00889 | 6.78 | 66.4 | 0.00889 | 6.78 | 66.4 | 0.00889 | 6.78 |  |  | 1 |  | RB-Appl-EffCW-med-ElecDHW-GasCDryer-Tier1-TopAnyMFm2014CZ12rNCGF
RB-Appl-EffCW-med-ElecDHW-GasCDryer-Tier1-Top | DEER2016 | D16v1 | 2015-05-16 | Any | MFm | 2014 | CZ13 | rDXGF | Each | 1 | 474 | None | 72.2 | 0.00993 | 6.82 | 72.2 | 0.00993 | 6.82 | 72.2 | 0.00993 | 6.82 | 72.2 | 0.00993 | 6.82 |  |  | 1 |  | RB-Appl-EffCW-med-ElecDHW-GasCDryer-Tier1-TopAnyMFm2014CZ13rDXGF
RB-Appl-EffCW-med-ElecDHW-GasCDryer-Tier1-Top | DEER2016 | D16v1 | 2015-05-16 | Any | MFm | 2014 | CZ13 | rDXHP | Each | 1 | 474 | None | 67.6 | 0.0105 | 7.47 | 67.6 | 0.0105 | 7.47 | 67.6 | 0.0105 | 7.47 | 67.6 | 0.0105 | 7.47 |  |  | 1 |  | RB-Appl-EffCW-med-ElecDHW-GasCDryer-Tier1-TopAnyMFm2014CZ13rDXHP
RB-Appl-EffCW-med-ElecDHW-GasCDryer-Tier1-Top | DEER2016 | D16v1 | 2015-05-16 | Any | MFm | 2014 | CZ13 | rNCEH | Each | 1 | 474 | None | 54.8 | 0.00865 | 7.47 | 54.8 | 0.00865 | 7.47 | 54.8 | 0.00865 | 7.47 | 54.8 | 0.00865 | 7.47 |  |  | 1 |  | RB-Appl-EffCW-med-ElecDHW-GasCDryer-Tier1-TopAnyMFm2014CZ13rNCEH
RB-Appl-EffCW-med-ElecDHW-GasCDryer-Tier1-Top | DEER2016 | D16v1 | 2015-05-16 | Any | MFm | 2014 | CZ13 | rNCGF | Each | 1 | 474 | None | 65 | 0.00863 | 6.78 | 65 | 0.00863 | 6.78 | 65 | 0.00863 | 6.78 | 65 | 0.00863 | 6.78 |  |  | 1 |  | RB-Appl-EffCW-med-ElecDHW-GasCDryer-Tier1-TopAnyMFm2014CZ13rNCGF
RB-Appl-EffCW-med-ElecDHW-GasCDryer-Tier1-Top | DEER2016 | D16v1 | 2015-05-16 | Any | MFm | 2014 | CZ14 | rDXGF | Each | 1 | 487 | None | 73.8 | 0.0102 | 6.85 | 73.8 | 0.0102 | 6.85 | 73.8 | 0.0102 | 6.85 | 73.8 | 0.0102 | 6.85 |  |  | 1 |  | RB-Appl-EffCW-med-ElecDHW-GasCDryer-Tier1-TopAnyMFm2014CZ14rDXGF
RB-Appl-EffCW-med-ElecDHW-GasCDryer-Tier1-Top | DEER2016 | D16v1 | 2015-05-16 | Any | MFm | 2014 | CZ14 | rDXHP | Each | 1 | 487 | None | 69.4 | 0.0106 | 7.47 | 69.4 | 0.0106 | 7.47 | 69.4 | 0.0106 | 7.47 | 69.4 | 0.0106 | 7.47 |  |  | 1 |  | RB-Appl-EffCW-med-ElecDHW-GasCDryer-Tier1-TopAnyMFm2014CZ14rDXHP
RB-Appl-EffCW-med-ElecDHW-GasCDryer-Tier1-Top | DEER2016 | D16v1 | 2015-05-16 | Any | MFm | 2014 | CZ14 | rNCEH | Each | 1 | 487 | None | 54.5 | 0.00855 | 7.47 | 54.5 | 0.00855 | 7.47 | 54.5 | 0.00855 | 7.47 | 54.5 | 0.00855 | 7.47 |  |  | 1 |  | RB-Appl-EffCW-med-ElecDHW-GasCDryer-Tier1-TopAnyMFm2014CZ14rNCEH
RB-Appl-EffCW-med-ElecDHW-GasCDryer-Tier1-Top | DEER2016 | D16v1 | 2015-05-16 | Any | MFm | 2014 | CZ14 | rNCGF | Each | 1 | 487 | None | 65.8 | 0.00851 | 6.74 | 65.8 | 0.00851 | 6.74 | 65.8 | 0.00851 | 6.74 | 65.8 | 0.00851 | 6.74 |  |  | 1 |  | RB-Appl-EffCW-med-ElecDHW-GasCDryer-Tier1-TopAnyMFm2014CZ14rNCGF
RB-Appl-EffCW-med-ElecDHW-GasCDryer-Tier1-Top | DEER2016 | D16v1 | 2015-05-16 | Any | MFm | 2014 | CZ15 | rDXGF | Each | 1 | 487 | None | 69.8 | 0.00981 | 7.33 | 69.8 | 0.00981 | 7.33 | 69.8 | 0.00981 | 7.33 | 69.8 | 0.00981 | 7.33 |  |  | 1 |  | RB-Appl-EffCW-med-ElecDHW-GasCDryer-Tier1-TopAnyMFm2014CZ15rDXGF
RB-Appl-EffCW-med-ElecDHW-GasCDryer-Tier1-Top | DEER2016 | D16v1 | 2015-05-16 | Any | MFm | 2014 | CZ15 | rDXHP | Each | 1 | 487 | None | 68.5 | 0.0102 | 7.47 | 68.5 | 0.0102 | 7.47 | 68.5 | 0.0102 | 7.47 | 68.5 | 0.0102 | 7.47 |  |  | 1 |  | RB-Appl-EffCW-med-ElecDHW-GasCDryer-Tier1-TopAnyMFm2014CZ15rDXHP
RB-Appl-EffCW-med-ElecDHW-GasCDryer-Tier1-Top | DEER2016 | D16v1 | 2015-05-16 | Any | MFm | 2014 | CZ15 | rNCEH | Each | 1 | 487 | None | 58.3 | 0.00777 | 7.47 | 58.3 | 0.00777 | 7.47 | 58.3 | 0.00777 | 7.47 | 58.3 | 0.00777 | 7.47 |  |  | 1 |  | RB-Appl-EffCW-med-ElecDHW-GasCDryer-Tier1-TopAnyMFm2014CZ15rNCEH
RB-Appl-EffCW-med-ElecDHW-GasCDryer-Tier1-Top | DEER2016 | D16v1 | 2015-05-16 | Any | MFm | 2014 | CZ15 | rNCGF | Each | 1 | 487 | None | 60.5 | 0.00773 | 7.33 | 60.5 | 0.00773 | 7.33 | 60.5 | 0.00773 | 7.33 | 60.5 | 0.00773 | 7.33 |  |  | 1 |  | RB-Appl-EffCW-med-ElecDHW-GasCDryer-Tier1-TopAnyMFm2014CZ15rNCGF
RB-Appl-EffCW-med-ElecDHW-GasCDryer-Tier1-Top | DEER2016 | D16v1 | 2015-05-16 | Any | MFm | 2014 | CZ16 | rDXGF | Each | 1 | 441 | None | 75.8 | 0.0115 | 6.48 | 75.8 | 0.0115 | 6.48 | 75.8 | 0.0115 | 6.48 | 75.8 | 0.0115 | 6.48 |  |  | 1 |  | RB-Appl-EffCW-med-ElecDHW-GasCDryer-Tier1-TopAnyMFm2014CZ16rDXGF
RB-Appl-EffCW-med-ElecDHW-GasCDryer-Tier1-Top | DEER2016 | D16v1 | 2015-05-16 | Any | MFm | 2014 | CZ16 | rDXHP | Each | 1 | 441 | None | 66.1 | 0.0127 | 7.47 | 66.1 | 0.0127 | 7.47 | 66.1 | 0.0127 | 7.47 | 66.1 | 0.0127 | 7.47 |  |  | 1 |  | RB-Appl-EffCW-med-ElecDHW-GasCDryer-Tier1-TopAnyMFm2014CZ16rDXHP
RB-Appl-EffCW-med-ElecDHW-GasCDryer-Tier1-Top | DEER2016 | D16v1 | 2015-05-16 | Any | MFm | 2014 | CZ16 | rNCEH | Each | 1 | 441 | None | 52.8 | 0.00951 | 7.47 | 52.8 | 0.00951 | 7.47 | 52.8 | 0.00951 | 7.47 | 52.8 | 0.00951 | 7.47 |  |  | 1 |  | RB-Appl-EffCW-med-ElecDHW-GasCDryer-Tier1-TopAnyMFm2014CZ16rNCEH
RB-Appl-EffCW-med-ElecDHW-GasCDryer-Tier1-Top | DEER2016 | D16v1 | 2015-05-16 | Any | MFm | 2014 | CZ16 | rNCGF | Each | 1 | 441 | None | 70.3 | 0.00944 | 6.38 | 70.3 | 0.00944 | 6.38 | 70.3 | 0.00944 | 6.38 | 70.3 | 0.00944 | 6.38 |  |  | 1 |  | RB-Appl-EffCW-med-ElecDHW-GasCDryer-Tier1-TopAnyMFm2014CZ16rNCGF
RB-Appl-EffCW-med-ElecDHW-GasCDryer-Tier1-Top | DEER2016 | D16v1 | 2015-05-16 | Any | SFm | 1975 | CZ01 | rDXGF | Each | 1 | 796 | None | 86.2 | 0.00868 | 7.62 | 86.2 | 0.00868 | 7.62 | 86.2 | 0.00868 | 7.62 | 86.2 | 0.00868 | 7.62 |  |  | 1 |  | RB-Appl-EffCW-med-ElecDHW-GasCDryer-Tier1-TopAnySFm1975CZ01rDXGF
RB-Appl-EffCW-med-ElecDHW-GasCDryer-Tier1-Top | DEER2016 | D16v1 | 2015-05-16 | Any | SFm | 1975 | CZ01 | rDXHP | Each | 1 | 796 | None | 72.8 | 0.0158 | 9.26 | 72.8 | 0.0158 | 9.26 | 72.8 | 0.0158 | 9.26 | 72.8 | 0.0158 | 9.26 |  |  | 1 |  | RB-Appl-EffCW-med-ElecDHW-GasCDryer-Tier1-TopAnySFm1975CZ01rDXHP
RB-Appl-EffCW-med-ElecDHW-GasCDryer-Tier1-Top | DEER2016 | D16v1 | 2015-05-16 | Any | SFm | 1975 | CZ01 | rNCEH | Each | 1 | 796 | None | 72.3 | 0.0119 | 9.26 | 72.3 | 0.0119 | 9.26 | 72.3 | 0.0119 | 9.26 | 72.3 | 0.0119 | 9.26 |  |  | 1 |  | RB-Appl-EffCW-med-ElecDHW-GasCDryer-Tier1-TopAnySFm1975CZ01rNCEH
RB-Appl-EffCW-med-ElecDHW-GasCDryer-Tier1-Top | DEER2016 | D16v1 | 2015-05-16 | Any | SFm | 1975 | CZ01 | rNCGF | Each | 1 | 796 | None | 86.8 | 0.0119 | 7.57 | 86.8 | 0.0119 | 7.57 | 86.8 | 0.0119 | 7.57 | 86.8 | 0.0119 | 7.57 |  |  | 1 |  | RB-Appl-EffCW-med-ElecDHW-GasCDryer-Tier1-TopAnySFm1975CZ01rNCGF
RB-Appl-EffCW-med-ElecDHW-GasCDryer-Tier1-Top | DEER2016 | D16v1 | 2015-05-16 | Any | SFm | 1975 | CZ02 | rDXGF | Each | 1 | 796 | None | 86.8 | 0.0213 | 7.82 | 86.8 | 0.0213 | 7.82 | 86.8 | 0.0213 | 7.82 | 86.8 | 0.0213 | 7.82 |  |  | 1 |  | RB-Appl-EffCW-med-ElecDHW-GasCDryer-Tier1-TopAnySFm1975CZ02rDXGF
RB-Appl-EffCW-med-ElecDHW-GasCDryer-Tier1-Top | DEER2016 | D16v1 | 2015-05-16 | Any | SFm | 1975 | CZ02 | rDXHP | Each | 1 | 796 | None | 75.2 | 0.0211 | 9.26 | 75.2 | 0.0211 | 9.26 | 75.2 | 0.0211 | 9.26 | 75.2 | 0.0211 | 9.26 |  |  | 1 |  | RB-Appl-EffCW-med-ElecDHW-GasCDryer-Tier1-TopAnySFm1975CZ02rDXHP
RB-Appl-EffCW-med-ElecDHW-GasCDryer-Tier1-Top | DEER2016 | D16v1 | 2015-05-16 | Any | SFm | 1975 | CZ02 | rNCEH | Each | 1 | 796 | None | 70.1 | 0.0114 | 9.26 | 70.1 | 0.0114 | 9.26 | 70.1 | 0.0114 | 9.26 | 70.1 | 0.0114 | 9.26 |  |  | 1 |  | RB-Appl-EffCW-med-ElecDHW-GasCDryer-Tier1-TopAnySFm1975CZ02rNCEH
RB-Appl-EffCW-med-ElecDHW-GasCDryer-Tier1-Top | DEER2016 | D16v1 | 2015-05-16 | Any | SFm | 1975 | CZ02 | rNCGF | Each | 1 | 796 | None | 83.5 | 0.0114 | 7.8 | 83.5 | 0.0114 | 7.8 | 83.5 | 0.0114 | 7.8 | 83.5 | 0.0114 | 7.8 |  |  | 1 |  | RB-Appl-EffCW-med-ElecDHW-GasCDryer-Tier1-TopAnySFm1975CZ02rNCGF
RB-Appl-EffCW-med-ElecDHW-GasCDryer-Tier1-Top | DEER2016 | D16v1 | 2015-05-16 | Any | SFm | 1975 | CZ03 | rDXGF | Each | 1 | 796 | None | 84.8 | 0.0183 | 7.78 | 84.8 | 0.0183 | 7.78 | 84.8 | 0.0183 | 7.78 | 84.8 | 0.0183 | 7.78 |  |  | 1 |  | RB-Appl-EffCW-med-ElecDHW-GasCDryer-Tier1-TopAnySFm1975CZ03rDXGF
RB-Appl-EffCW-med-ElecDHW-GasCDryer-Tier1-Top | DEER2016 | D16v1 | 2015-05-16 | Any | SFm | 1975 | CZ03 | rDXHP | Each | 1 | 796 | None | 73.8 | 0.0167 | 9.26 | 73.8 | 0.0167 | 9.26 | 73.8 | 0.0167 | 9.26 | 73.8 | 0.0167 | 9.26 |  |  | 1 |  | RB-Appl-EffCW-med-ElecDHW-GasCDryer-Tier1-TopAnySFm1975CZ03rDXHP
RB-Appl-EffCW-med-ElecDHW-GasCDryer-Tier1-Top | DEER2016 | D16v1 | 2015-05-16 | Any | SFm | 1975 | CZ03 | rNCEH | Each | 1 | 796 | None | 70 | 0.0115 | 9.26 | 70 | 0.0115 | 9.26 | 70 | 0.0115 | 9.26 | 70 | 0.0115 | 9.26 |  |  | 1 |  | RB-Appl-EffCW-med-ElecDHW-GasCDryer-Tier1-TopAnySFm1975CZ03rNCEH
RB-Appl-EffCW-med-ElecDHW-GasCDryer-Tier1-Top | DEER2016 | D16v1 | 2015-05-16 | Any | SFm | 1975 | CZ03 | rNCGF | Each | 1 | 796 | None | 83.7 | 0.0114 | 7.74 | 83.7 | 0.0114 | 7.74 | 83.7 | 0.0114 | 7.74 | 83.7 | 0.0114 | 7.74 |  |  | 1 |  | RB-Appl-EffCW-med-ElecDHW-GasCDryer-Tier1-TopAnySFm1975CZ03rNCGF
RB-Appl-EffCW-med-ElecDHW-GasCDryer-Tier1-Top | DEER2016 | D16v1 | 2015-05-16 | Any | SFm | 1975 | CZ04 | rDXGF | Each | 1 | 796 | None | 81.7 | 0.0174 | 8.05 | 81.7 | 0.0174 | 8.05 | 81.7 | 0.0174 | 8.05 | 81.7 | 0.0174 | 8.05 |  |  | 1 |  | RB-Appl-EffCW-med-ElecDHW-GasCDryer-Tier1-TopAnySFm1975CZ04rDXGF
RB-Appl-EffCW-med-ElecDHW-GasCDryer-Tier1-Top | DEER2016 | D16v1 | 2015-05-16 | Any | SFm | 1975 | CZ04 | rDXHP | Each | 1 | 796 | None | 76.3 | 0.0159 | 9.26 | 76.3 | 0.0159 | 9.26 | 76.3 | 0.0159 | 9.26 | 76.3 | 0.0159 | 9.26 |  |  | 1 |  | RB-Appl-EffCW-med-ElecDHW-GasCDryer-Tier1-TopAnySFm1975CZ04rDXHP
RB-Appl-EffCW-med-ElecDHW-GasCDryer-Tier1-Top | DEER2016 | D16v1 | 2015-05-16 | Any | SFm | 1975 | CZ04 | rNCEH | Each | 1 | 796 | None | 71.2 | 0.0111 | 9.26 | 71.2 | 0.0111 | 9.26 | 71.2 | 0.0111 | 9.26 | 71.2 | 0.0111 | 9.26 |  |  | 1 |  | RB-Appl-EffCW-med-ElecDHW-GasCDryer-Tier1-TopAnySFm1975CZ04rNCEH
RB-Appl-EffCW-med-ElecDHW-GasCDryer-Tier1-Top | DEER2016 | D16v1 | 2015-05-16 | Any | SFm | 1975 | CZ04 | rNCGF | Each | 1 | 796 | None | 82.4 | 0.011 | 8.02 | 82.4 | 0.011 | 8.02 | 82.4 | 0.011 | 8.02 | 82.4 | 0.011 | 8.02 |  |  | 1 |  | RB-Appl-EffCW-med-ElecDHW-GasCDryer-Tier1-TopAnySFm1975CZ04rNCGF
RB-Appl-EffCW-med-ElecDHW-GasCDryer-Tier1-Top | DEER2016 | D16v1 | 2015-05-16 | Any | SFm | 1975 | CZ05 | rDXGF | Each | 1 | 796 | None | 84.7 | 0.0155 | 7.53 | 84.7 | 0.0155 | 7.53 | 84.7 | 0.0155 | 7.53 | 84.7 | 0.0155 | 7.53 |  |  | 1 |  | RB-Appl-EffCW-med-ElecDHW-GasCDryer-Tier1-TopAnySFm1975CZ05rDXGF
RB-Appl-EffCW-med-ElecDHW-GasCDryer-Tier1-Top | DEER2016 | D16v1 | 2015-05-16 | Any | SFm | 1975 | CZ05 | rDXHP | Each | 1 | 796 | None | 72.3 | 0.0174 | 9.26 | 72.3 | 0.0174 | 9.26 | 72.3 | 0.0174 | 9.26 | 72.3 | 0.0174 | 9.26 |  |  | 1 |  | RB-Appl-EffCW-med-ElecDHW-GasCDryer-Tier1-TopAnySFm1975CZ05rDXHP
RB-Appl-EffCW-med-ElecDHW-GasCDryer-Tier1-Top | DEER2016 | D16v1 | 2015-05-16 | Any | SFm | 1975 | CZ05 | rNCEH | Each | 1 | 796 | None | 68.7 | 0.0115 | 9.26 | 68.7 | 0.0115 | 9.26 | 68.7 | 0.0115 | 9.26 | 68.7 | 0.0115 | 9.26 |  |  | 1 |  | RB-Appl-EffCW-med-ElecDHW-GasCDryer-Tier1-TopAnySFm1975CZ05rNCEH
RB-Appl-EffCW-med-ElecDHW-GasCDryer-Tier1-Top | DEER2016 | D16v1 | 2015-05-16 | Any | SFm | 1975 | CZ05 | rNCGF | Each | 1 | 796 | None | 84.2 | 0.0114 | 7.47 | 84.2 | 0.0114 | 7.47 | 84.2 | 0.0114 | 7.47 | 84.2 | 0.0114 | 7.47 |  |  | 1 |  | RB-Appl-EffCW-med-ElecDHW-GasCDryer-Tier1-TopAnySFm1975CZ05rNCGF
RB-Appl-EffCW-med-ElecDHW-GasCDryer-Tier1-Top | DEER2016 | D16v1 | 2015-05-16 | Any | SFm | 1975 | CZ06 | rDXGF | Each | 1 | 764 | None | 84.3 | 0.0147 | 8.67 | 84.3 | 0.0147 | 8.67 | 84.3 | 0.0147 | 8.67 | 84.3 | 0.0147 | 8.67 |  |  | 1 |  | RB-Appl-EffCW-med-ElecDHW-GasCDryer-Tier1-TopAnySFm1975CZ06rDXGF
RB-Appl-EffCW-med-ElecDHW-GasCDryer-Tier1-Top | DEER2016 | D16v1 | 2015-05-16 | Any | SFm | 1975 | CZ06 | rDXHP | Each | 1 | 764 | None | 81.7 | 0.0146 | 9.26 | 81.7 | 0.0146 | 9.26 | 81.7 | 0.0146 | 9.26 | 81.7 | 0.0146 | 9.26 |  |  | 1 |  | RB-Appl-EffCW-med-ElecDHW-GasCDryer-Tier1-TopAnySFm1975CZ06rDXHP
RB-Appl-EffCW-med-ElecDHW-GasCDryer-Tier1-Top | DEER2016 | D16v1 | 2015-05-16 | Any | SFm | 1975 | CZ06 | rNCEH | Each | 1 | 764 | None | 75.3 | 0.011 | 9.26 | 75.3 | 0.011 | 9.26 | 75.3 | 0.011 | 9.26 | 75.3 | 0.011 | 9.26 |  |  | 1 |  | RB-Appl-EffCW-med-ElecDHW-GasCDryer-Tier1-TopAnySFm1975CZ06rNCEH
RB-Appl-EffCW-med-ElecDHW-GasCDryer-Tier1-Top | DEER2016 | D16v1 | 2015-05-16 | Any | SFm | 1975 | CZ06 | rNCGF | Each | 1 | 764 | None | 81.5 | 0.0111 | 8.6 | 81.5 | 0.0111 | 8.6 | 81.5 | 0.0111 | 8.6 | 81.5 | 0.0111 | 8.6 |  |  | 1 |  | RB-Appl-EffCW-med-ElecDHW-GasCDryer-Tier1-TopAnySFm1975CZ06rNCGF
RB-Appl-EffCW-med-ElecDHW-GasCDryer-Tier1-Top | DEER2016 | D16v1 | 2015-05-16 | Any | SFm | 1975 | CZ07 | rDXGF | Each | 1 | 764 | None | 85.6 | -0.0241 | 8.51 | 85.6 | -0.0241 | 8.51 | 85.6 | -0.0241 | 8.51 | 85.6 | -0.0241 | 8.51 |  |  | 1 |  | RB-Appl-EffCW-med-ElecDHW-GasCDryer-Tier1-TopAnySFm1975CZ07rDXGF
RB-Appl-EffCW-med-ElecDHW-GasCDryer-Tier1-Top | DEER2016 | D16v1 | 2015-05-16 | Any | SFm | 1975 | CZ07 | rDXHP | Each | 1 | 764 | None | 80.6 | 0.00256 | 9.26 | 80.6 | 0.00256 | 9.26 | 80.6 | 0.00256 | 9.26 | 80.6 | 0.00256 | 9.26 |  |  | 1 |  | RB-Appl-EffCW-med-ElecDHW-GasCDryer-Tier1-TopAnySFm1975CZ07rDXHP
RB-Appl-EffCW-med-ElecDHW-GasCDryer-Tier1-Top | DEER2016 | D16v1 | 2015-05-16 | Any | SFm | 1975 | CZ07 | rNCEH | Each | 1 | 764 | None | 74.2 | 0.011 | 9.26 | 74.2 | 0.011 | 9.26 | 74.2 | 0.011 | 9.26 | 74.2 | 0.011 | 9.26 |  |  | 1 |  | RB-Appl-EffCW-med-ElecDHW-GasCDryer-Tier1-TopAnySFm1975CZ07rNCEH
RB-Appl-EffCW-med-ElecDHW-GasCDryer-Tier1-Top | DEER2016 | D16v1 | 2015-05-16 | Any | SFm | 1975 | CZ07 | rNCGF | Each | 1 | 764 | None | 80.9 | 0.0108 | 8.43 | 80.9 | 0.0108 | 8.43 | 80.9 | 0.0108 | 8.43 | 80.9 | 0.0108 | 8.43 |  |  | 1 |  | RB-Appl-EffCW-med-ElecDHW-GasCDryer-Tier1-TopAnySFm1975CZ07rNCGF
RB-Appl-EffCW-med-ElecDHW-GasCDryer-Tier1-Top | DEER2016 | D16v1 | 2015-05-16 | Any | SFm | 1975 | CZ08 | rDXGF | Each | 1 | 764 | None | 86.5 | 0.014 | 8.41 | 86.5 | 0.014 | 8.41 | 86.5 | 0.014 | 8.41 | 86.5 | 0.014 | 8.41 |  |  | 1 |  | RB-Appl-EffCW-med-ElecDHW-GasCDryer-Tier1-TopAnySFm1975CZ08rDXGF
RB-Appl-EffCW-med-ElecDHW-GasCDryer-Tier1-Top | DEER2016 | D16v1 | 2015-05-16 | Any | SFm | 1975 | CZ08 | rDXHP | Each | 1 | 764 | None | 78.6 | 0.0145 | 9.26 | 78.6 | 0.0145 | 9.26 | 78.6 | 0.0145 | 9.26 | 78.6 | 0.0145 | 9.26 |  |  | 1 |  | RB-Appl-EffCW-med-ElecDHW-GasCDryer-Tier1-TopAnySFm1975CZ08rDXHP
RB-Appl-EffCW-med-ElecDHW-GasCDryer-Tier1-Top | DEER2016 | D16v1 | 2015-05-16 | Any | SFm | 1975 | CZ08 | rNCEH | Each | 1 | 764 | None | 72.7 | 0.0108 | 9.26 | 72.7 | 0.0108 | 9.26 | 72.7 | 0.0108 | 9.26 | 72.7 | 0.0108 | 9.26 |  |  | 1 |  | RB-Appl-EffCW-med-ElecDHW-GasCDryer-Tier1-TopAnySFm1975CZ08rNCEH
RB-Appl-EffCW-med-ElecDHW-GasCDryer-Tier1-Top | DEER2016 | D16v1 | 2015-05-16 | Any | SFm | 1975 | CZ08 | rNCGF | Each | 1 | 764 | None | 80.2 | 0.0107 | 8.37 | 80.2 | 0.0107 | 8.37 | 80.2 | 0.0107 | 8.37 | 80.2 | 0.0107 | 8.37 |  |  | 1 |  | RB-Appl-EffCW-med-ElecDHW-GasCDryer-Tier1-TopAnySFm1975CZ08rNCGF
RB-Appl-EffCW-med-ElecDHW-GasCDryer-Tier1-Top | DEER2016 | D16v1 | 2015-05-16 | Any | SFm | 1975 | CZ09 | rDXGF | Each | 1 | 818 | None | 90.7 | 0.0147 | 8.08 | 90.7 | 0.0147 | 8.08 | 90.7 | 0.0147 | 8.08 | 90.7 | 0.0147 | 8.08 |  |  | 1 |  | RB-Appl-EffCW-med-ElecDHW-GasCDryer-Tier1-TopAnySFm1975CZ09rDXGF
RB-Appl-EffCW-med-ElecDHW-GasCDryer-Tier1-Top | DEER2016 | D16v1 | 2015-05-16 | Any | SFm | 1975 | CZ09 | rDXHP | Each | 1 | 818 | None | 80.6 | 0.0145 | 9.26 | 80.6 | 0.0145 | 9.26 | 80.6 | 0.0145 | 9.26 | 80.6 | 0.0145 | 9.26 |  |  | 1 |  | RB-Appl-EffCW-med-ElecDHW-GasCDryer-Tier1-TopAnySFm1975CZ09rDXHP
RB-Appl-EffCW-med-ElecDHW-GasCDryer-Tier1-Top | DEER2016 | D16v1 | 2015-05-16 | Any | SFm | 1975 | CZ09 | rNCEH | Each | 1 | 818 | None | 69.5 | 0.0107 | 9.26 | 69.5 | 0.0107 | 9.26 | 69.5 | 0.0107 | 9.26 | 69.5 | 0.0107 | 9.26 |  |  | 1 |  | RB-Appl-EffCW-med-ElecDHW-GasCDryer-Tier1-TopAnySFm1975CZ09rNCEH
RB-Appl-EffCW-med-ElecDHW-GasCDryer-Tier1-Top | DEER2016 | D16v1 | 2015-05-16 | Any | SFm | 1975 | CZ09 | rNCGF | Each | 1 | 818 | None | 80 | 0.0107 | 8.02 | 80 | 0.0107 | 8.02 | 80 | 0.0107 | 8.02 | 80 | 0.0107 | 8.02 |  |  | 1 |  | RB-Appl-EffCW-med-ElecDHW-GasCDryer-Tier1-TopAnySFm1975CZ09rNCGF
RB-Appl-EffCW-med-ElecDHW-GasCDryer-Tier1-Top | DEER2016 | D16v1 | 2015-05-16 | Any | SFm | 1975 | CZ10 | rDXGF | Each | 1 | 818 | None | 88.7 | 0.0161 | 8.09 | 88.7 | 0.0161 | 8.09 | 88.7 | 0.0161 | 8.09 | 88.7 | 0.0161 | 8.09 |  |  | 1 |  | RB-Appl-EffCW-med-ElecDHW-GasCDryer-Tier1-TopAnySFm1975CZ10rDXGF
RB-Appl-EffCW-med-ElecDHW-GasCDryer-Tier1-Top | DEER2016 | D16v1 | 2015-05-16 | Any | SFm | 1975 | CZ10 | rDXHP | Each | 1 | 818 | None | 81.8 | 0.0174 | 9.26 | 81.8 | 0.0174 | 9.26 | 81.8 | 0.0174 | 9.26 | 81.8 | 0.0174 | 9.26 |  |  | 1 |  | RB-Appl-EffCW-med-ElecDHW-GasCDryer-Tier1-TopAnySFm1975CZ10rDXHP
RB-Appl-EffCW-med-ElecDHW-GasCDryer-Tier1-Top | DEER2016 | D16v1 | 2015-05-16 | Any | SFm | 1975 | CZ10 | rNCEH | Each | 1 | 818 | None | 69.4 | 0.0106 | 9.26 | 69.4 | 0.0106 | 9.26 | 69.4 | 0.0106 | 9.26 | 69.4 | 0.0106 | 9.26 |  |  | 1 |  | RB-Appl-EffCW-med-ElecDHW-GasCDryer-Tier1-TopAnySFm1975CZ10rNCEH
RB-Appl-EffCW-med-ElecDHW-GasCDryer-Tier1-Top | DEER2016 | D16v1 | 2015-05-16 | Any | SFm | 1975 | CZ10 | rNCGF | Each | 1 | 818 | None | 79.8 | 0.0106 | 8.07 | 79.8 | 0.0106 | 8.07 | 79.8 | 0.0106 | 8.07 | 79.8 | 0.0106 | 8.07 |  |  | 1 |  | RB-Appl-EffCW-med-ElecDHW-GasCDryer-Tier1-TopAnySFm1975CZ10rNCGF
RB-Appl-EffCW-med-ElecDHW-GasCDryer-Tier1-Top | DEER2016 | D16v1 | 2015-05-16 | Any | SFm | 1975 | CZ11 | rDXGF | Each | 1 | 764 | None | 87.8 | 0.0166 | 8.14 | 87.8 | 0.0166 | 8.14 | 87.8 | 0.0166 | 8.14 | 87.8 | 0.0166 | 8.14 |  |  | 1 |  | RB-Appl-EffCW-med-ElecDHW-GasCDryer-Tier1-TopAnySFm1975CZ11rDXGF
RB-Appl-EffCW-med-ElecDHW-GasCDryer-Tier1-Top | DEER2016 | D16v1 | 2015-05-16 | Any | SFm | 1975 | CZ11 | rDXHP | Each | 1 | 764 | None | 78.8 | 0.0191 | 9.26 | 78.8 | 0.0191 | 9.26 | 78.8 | 0.0191 | 9.26 | 78.8 | 0.0191 | 9.26 |  |  | 1 |  | RB-Appl-EffCW-med-ElecDHW-GasCDryer-Tier1-TopAnySFm1975CZ11rDXHP
RB-Appl-EffCW-med-ElecDHW-GasCDryer-Tier1-Top | DEER2016 | D16v1 | 2015-05-16 | Any | SFm | 1975 | CZ11 | rNCEH | Each | 1 | 764 | None | 69.7 | 0.0106 | 9.26 | 69.7 | 0.0106 | 9.26 | 69.7 | 0.0106 | 9.26 | 69.7 | 0.0106 | 9.26 |  |  | 1 |  | RB-Appl-EffCW-med-ElecDHW-GasCDryer-Tier1-TopAnySFm1975CZ11rNCEH
RB-Appl-EffCW-med-ElecDHW-GasCDryer-Tier1-Top | DEER2016 | D16v1 | 2015-05-16 | Any | SFm | 1975 | CZ11 | rNCGF | Each | 1 | 764 | None | 80.2 | 0.0106 | 8.1 | 80.2 | 0.0106 | 8.1 | 80.2 | 0.0106 | 8.1 | 80.2 | 0.0106 | 8.1 |  |  | 1 |  | RB-Appl-EffCW-med-ElecDHW-GasCDryer-Tier1-TopAnySFm1975CZ11rNCGF
RB-Appl-EffCW-med-ElecDHW-GasCDryer-Tier1-Top | DEER2016 | D16v1 | 2015-05-16 | Any | SFm | 1975 | CZ12 | rDXGF | Each | 1 | 764 | None | 86 | 0.0163 | 7.87 | 86 | 0.0163 | 7.87 | 86 | 0.0163 | 7.87 | 86 | 0.0163 | 7.87 |  |  | 1 |  | RB-Appl-EffCW-med-ElecDHW-GasCDryer-Tier1-TopAnySFm1975CZ12rDXGF
RB-Appl-EffCW-med-ElecDHW-GasCDryer-Tier1-Top | DEER2016 | D16v1 | 2015-05-16 | Any | SFm | 1975 | CZ12 | rDXHP | Each | 1 | 764 | None | 75.4 | 0.0191 | 9.26 | 75.4 | 0.0191 | 9.26 | 75.4 | 0.0191 | 9.26 | 75.4 | 0.0191 | 9.26 |  |  | 1 |  | RB-Appl-EffCW-med-ElecDHW-GasCDryer-Tier1-TopAnySFm1975CZ12rDXHP
RB-Appl-EffCW-med-ElecDHW-GasCDryer-Tier1-Top | DEER2016 | D16v1 | 2015-05-16 | Any | SFm | 1975 | CZ12 | rNCEH | Each | 1 | 764 | None | 68.4 | 0.0109 | 9.26 | 68.4 | 0.0109 | 9.26 | 68.4 | 0.0109 | 9.26 | 68.4 | 0.0109 | 9.26 |  |  | 1 |  | RB-Appl-EffCW-med-ElecDHW-GasCDryer-Tier1-TopAnySFm1975CZ12rNCEH
RB-Appl-EffCW-med-ElecDHW-GasCDryer-Tier1-Top | DEER2016 | D16v1 | 2015-05-16 | Any | SFm | 1975 | CZ12 | rNCGF | Each | 1 | 764 | None | 81.3 | 0.0109 | 7.85 | 81.3 | 0.0109 | 7.85 | 81.3 | 0.0109 | 7.85 | 81.3 | 0.0109 | 7.85 |  |  | 1 |  | RB-Appl-EffCW-med-ElecDHW-GasCDryer-Tier1-TopAnySFm1975CZ12rNCGF
RB-Appl-EffCW-med-ElecDHW-GasCDryer-Tier1-Top | DEER2016 | D16v1 | 2015-05-16 | Any | SFm | 1975 | CZ13 | rDXGF | Each | 1 | 764 | None | 89.7 | 0.0161 | 7.99 | 89.7 | 0.0161 | 7.99 | 89.7 | 0.0161 | 7.99 | 89.7 | 0.0161 | 7.99 |  |  | 1 |  | RB-Appl-EffCW-med-ElecDHW-GasCDryer-Tier1-TopAnySFm1975CZ13rDXGF
RB-Appl-EffCW-med-ElecDHW-GasCDryer-Tier1-Top | DEER2016 | D16v1 | 2015-05-16 | Any | SFm | 1975 | CZ13 | rDXHP | Each | 1 | 764 | None | 78.9 | 0.0157 | 9.26 | 78.9 | 0.0157 | 9.26 | 78.9 | 0.0157 | 9.26 | 78.9 | 0.0157 | 9.26 |  |  | 1 |  | RB-Appl-EffCW-med-ElecDHW-GasCDryer-Tier1-TopAnySFm1975CZ13rDXHP
RB-Appl-EffCW-med-ElecDHW-GasCDryer-Tier1-Top | DEER2016 | D16v1 | 2015-05-16 | Any | SFm | 1975 | CZ13 | rNCEH | Each | 1 | 764 | None | 67.3 | 0.0105 | 9.26 | 67.3 | 0.0105 | 9.26 | 67.3 | 0.0105 | 9.26 | 67.3 | 0.0105 | 9.26 |  |  | 1 |  | RB-Appl-EffCW-med-ElecDHW-GasCDryer-Tier1-TopAnySFm1975CZ13rNCEH
RB-Appl-EffCW-med-ElecDHW-GasCDryer-Tier1-Top | DEER2016 | D16v1 | 2015-05-16 | Any | SFm | 1975 | CZ13 | rNCGF | Each | 1 | 764 | None | 79.6 | 0.0105 | 7.97 | 79.6 | 0.0105 | 7.97 | 79.6 | 0.0105 | 7.97 | 79.6 | 0.0105 | 7.97 |  |  | 1 |  | RB-Appl-EffCW-med-ElecDHW-GasCDryer-Tier1-TopAnySFm1975CZ13rNCGF
RB-Appl-EffCW-med-ElecDHW-GasCDryer-Tier1-Top | DEER2016 | D16v1 | 2015-05-16 | Any | SFm | 1975 | CZ14 | rDXGF | Each | 1 | 778 | None | 95.3 | 0.0163 | 8.16 | 95.3 | 0.0163 | 8.16 | 95.3 | 0.0163 | 8.16 | 95.3 | 0.0163 | 8.16 |  |  | 1 |  | RB-Appl-EffCW-med-ElecDHW-GasCDryer-Tier1-TopAnySFm1975CZ14rDXGF
RB-Appl-EffCW-med-ElecDHW-GasCDryer-Tier1-Top | DEER2016 | D16v1 | 2015-05-16 | Any | SFm | 1975 | CZ14 | rDXHP | Each | 1 | 778 | None | 85.6 | 0.017 | 9.26 | 85.6 | 0.017 | 9.26 | 85.6 | 0.017 | 9.26 | 85.6 | 0.017 | 9.26 |  |  | 1 |  | RB-Appl-EffCW-med-ElecDHW-GasCDryer-Tier1-TopAnySFm1975CZ14rDXHP
RB-Appl-EffCW-med-ElecDHW-GasCDryer-Tier1-Top | DEER2016 | D16v1 | 2015-05-16 | Any | SFm | 1975 | CZ14 | rNCEH | Each | 1 | 778 | None | 70.7 | 0.0104 | 9.26 | 70.7 | 0.0104 | 9.26 | 70.7 | 0.0104 | 9.26 | 70.7 | 0.0104 | 9.26 |  |  | 1 |  | RB-Appl-EffCW-med-ElecDHW-GasCDryer-Tier1-TopAnySFm1975CZ14rNCEH
RB-Appl-EffCW-med-ElecDHW-GasCDryer-Tier1-Top | DEER2016 | D16v1 | 2015-05-16 | Any | SFm | 1975 | CZ14 | rNCGF | Each | 1 | 778 | None | 80.6 | 0.0104 | 8.13 | 80.6 | 0.0104 | 8.13 | 80.6 | 0.0104 | 8.13 | 80.6 | 0.0104 | 8.13 |  |  | 1 |  | RB-Appl-EffCW-med-ElecDHW-GasCDryer-Tier1-TopAnySFm1975CZ14rNCGF
RB-Appl-EffCW-med-ElecDHW-GasCDryer-Tier1-Top | DEER2016 | D16v1 | 2015-05-16 | Any | SFm | 1975 | CZ15 | rDXGF | Each | 1 | 778 | None | 91.3 | 0.0148 | 8.61 | 91.3 | 0.0148 | 8.61 | 91.3 | 0.0148 | 8.61 | 91.3 | 0.0148 | 8.61 |  |  | 1 |  | RB-Appl-EffCW-med-ElecDHW-GasCDryer-Tier1-TopAnySFm1975CZ15rDXGF
RB-Appl-EffCW-med-ElecDHW-GasCDryer-Tier1-Top | DEER2016 | D16v1 | 2015-05-16 | Any | SFm | 1975 | CZ15 | rDXHP | Each | 1 | 778 | None | 87.6 | 0.016 | 9.26 | 87.6 | 0.016 | 9.26 | 87.6 | 0.016 | 9.26 | 87.6 | 0.016 | 9.26 |  |  | 1 |  | RB-Appl-EffCW-med-ElecDHW-GasCDryer-Tier1-TopAnySFm1975CZ15rDXHP
RB-Appl-EffCW-med-ElecDHW-GasCDryer-Tier1-Top | DEER2016 | D16v1 | 2015-05-16 | Any | SFm | 1975 | CZ15 | rNCEH | Each | 1 | 778 | None | 67.9 | 0.00943 | 9.26 | 67.9 | 0.00943 | 9.26 | 67.9 | 0.00943 | 9.26 | 67.9 | 0.00943 | 9.26 |  |  | 1 |  | RB-Appl-EffCW-med-ElecDHW-GasCDryer-Tier1-TopAnySFm1975CZ15rNCEH
RB-Appl-EffCW-med-ElecDHW-GasCDryer-Tier1-Top | DEER2016 | D16v1 | 2015-05-16 | Any | SFm | 1975 | CZ15 | rNCGF | Each | 1 | 778 | None | 73.6 | 0.00943 | 8.56 | 73.6 | 0.00943 | 8.56 | 73.6 | 0.00943 | 8.56 | 73.6 | 0.00943 | 8.56 |  |  | 1 |  | RB-Appl-EffCW-med-ElecDHW-GasCDryer-Tier1-TopAnySFm1975CZ15rNCGF
RB-Appl-EffCW-med-ElecDHW-GasCDryer-Tier1-Top | DEER2016 | D16v1 | 2015-05-16 | Any | SFm | 1975 | CZ16 | rDXGF | Each | 1 | 796 | None | 97.4 | 0.0189 | 7.99 | 97.4 | 0.0189 | 7.99 | 97.4 | 0.0189 | 7.99 | 97.4 | 0.0189 | 7.99 |  |  | 1 |  | RB-Appl-EffCW-med-ElecDHW-GasCDryer-Tier1-TopAnySFm1975CZ16rDXGF
RB-Appl-EffCW-med-ElecDHW-GasCDryer-Tier1-Top | DEER2016 | D16v1 | 2015-05-16 | Any | SFm | 1975 | CZ16 | rDXHP | Each | 1 | 796 | None | 77.2 | 0.0137 | 9.26 | 77.2 | 0.0137 | 9.26 | 77.2 | 0.0137 | 9.26 | 77.2 | 0.0137 | 9.26 |  |  | 1 |  | RB-Appl-EffCW-med-ElecDHW-GasCDryer-Tier1-TopAnySFm1975CZ16rDXHP
RB-Appl-EffCW-med-ElecDHW-GasCDryer-Tier1-Top | DEER2016 | D16v1 | 2015-05-16 | Any | SFm | 1975 | CZ16 | rNCEH | Each | 1 | 796 | None | 73.4 | 0.0116 | 9.26 | 73.4 | 0.0116 | 9.26 | 73.4 | 0.0116 | 9.26 | 73.4 | 0.0116 | 9.26 |  |  | 1 |  | RB-Appl-EffCW-med-ElecDHW-GasCDryer-Tier1-TopAnySFm1975CZ16rNCEH
RB-Appl-EffCW-med-ElecDHW-GasCDryer-Tier1-Top | DEER2016 | D16v1 | 2015-05-16 | Any | SFm | 1975 | CZ16 | rNCGF | Each | 1 | 796 | None | 86.7 | 0.0116 | 7.98 | 86.7 | 0.0116 | 7.98 | 86.7 | 0.0116 | 7.98 | 86.7 | 0.0116 | 7.98 |  |  | 1 |  | RB-Appl-EffCW-med-ElecDHW-GasCDryer-Tier1-TopAnySFm1975CZ16rNCGF
RB-Appl-EffCW-med-ElecDHW-GasCDryer-Tier1-Top | DEER2016 | D16v1 | 2015-05-16 | Any | SFm | 1985 | CZ01 | rDXGF | Each | 1 | 952 | None | 86.1 | 0.0181 | 7.12 | 86.1 | 0.0181 | 7.12 | 86.1 | 0.0181 | 7.12 | 86.1 | 0.0181 | 7.12 |  |  | 1 |  | RB-Appl-EffCW-med-ElecDHW-GasCDryer-Tier1-TopAnySFm1985CZ01rDXGF
RB-Appl-EffCW-med-ElecDHW-GasCDryer-Tier1-Top | DEER2016 | D16v1 | 2015-05-16 | Any | SFm | 1985 | CZ01 | rDXHP | Each | 1 | 952 | None | 67.7 | 0.0108 | 9.26 | 67.7 | 0.0108 | 9.26 | 67.7 | 0.0108 | 9.26 | 67.7 | 0.0108 | 9.26 |  |  | 1 |  | RB-Appl-EffCW-med-ElecDHW-GasCDryer-Tier1-TopAnySFm1985CZ01rDXHP
RB-Appl-EffCW-med-ElecDHW-GasCDryer-Tier1-Top | DEER2016 | D16v1 | 2015-05-16 | Any | SFm | 1985 | CZ01 | rNCEH | Each | 1 | 952 | None | 67.4 | 0.0118 | 9.26 | 67.4 | 0.0118 | 9.26 | 67.4 | 0.0118 | 9.26 | 67.4 | 0.0118 | 9.26 |  |  | 1 |  | RB-Appl-EffCW-med-ElecDHW-GasCDryer-Tier1-TopAnySFm1985CZ01rNCEH
RB-Appl-EffCW-med-ElecDHW-GasCDryer-Tier1-Top | DEER2016 | D16v1 | 2015-05-16 | Any | SFm | 1985 | CZ01 | rNCGF | Each | 1 | 952 | None | 86.2 | 0.0119 | 7.04 | 86.2 | 0.0119 | 7.04 | 86.2 | 0.0119 | 7.04 | 86.2 | 0.0119 | 7.04 |  |  | 1 |  | RB-Appl-EffCW-med-ElecDHW-GasCDryer-Tier1-TopAnySFm1985CZ01rNCGF
RB-Appl-EffCW-med-ElecDHW-GasCDryer-Tier1-Top | DEER2016 | D16v1 | 2015-05-16 | Any | SFm | 1985 | CZ02 | rDXGF | Each | 1 | 952 | None | 87.3 | 0.0216 | 7.06 | 87.3 | 0.0216 | 7.06 | 87.3 | 0.0216 | 7.06 | 87.3 | 0.0216 | 7.06 |  |  | 1 |  | RB-Appl-EffCW-med-ElecDHW-GasCDryer-Tier1-TopAnySFm1985CZ02rDXGF
RB-Appl-EffCW-med-ElecDHW-GasCDryer-Tier1-Top | DEER2016 | D16v1 | 2015-05-16 | Any | SFm | 1985 | CZ02 | rDXHP | Each | 1 | 952 | None | 67.7 | 0.0207 | 9.26 | 67.7 | 0.0207 | 9.26 | 67.7 | 0.0207 | 9.26 | 67.7 | 0.0207 | 9.26 |  |  | 1 |  | RB-Appl-EffCW-med-ElecDHW-GasCDryer-Tier1-TopAnySFm1985CZ02rDXHP
RB-Appl-EffCW-med-ElecDHW-GasCDryer-Tier1-Top | DEER2016 | D16v1 | 2015-05-16 | Any | SFm | 1985 | CZ02 | rNCEH | Each | 1 | 952 | None | 63.1 | 0.0114 | 9.26 | 63.1 | 0.0114 | 9.26 | 63.1 | 0.0114 | 9.26 | 63.1 | 0.0114 | 9.26 |  |  | 1 |  | RB-Appl-EffCW-med-ElecDHW-GasCDryer-Tier1-TopAnySFm1985CZ02rNCEH
RB-Appl-EffCW-med-ElecDHW-GasCDryer-Tier1-Top | DEER2016 | D16v1 | 2015-05-16 | Any | SFm | 1985 | CZ02 | rNCGF | Each | 1 | 952 | None | 82.9 | 0.0113 | 7.11 | 82.9 | 0.0113 | 7.11 | 82.9 | 0.0113 | 7.11 | 82.9 | 0.0113 | 7.11 |  |  | 1 |  | RB-Appl-EffCW-med-ElecDHW-GasCDryer-Tier1-TopAnySFm1985CZ02rNCGF
RB-Appl-EffCW-med-ElecDHW-GasCDryer-Tier1-Top | DEER2016 | D16v1 | 2015-05-16 | Any | SFm | 1985 | CZ03 | rDXGF | Each | 1 | 952 | None | 83.2 | 0.0176 | 7.16 | 83.2 | 0.0176 | 7.16 | 83.2 | 0.0176 | 7.16 | 83.2 | 0.0176 | 7.16 |  |  | 1 |  | RB-Appl-EffCW-med-ElecDHW-GasCDryer-Tier1-TopAnySFm1985CZ03rDXGF
RB-Appl-EffCW-med-ElecDHW-GasCDryer-Tier1-Top | DEER2016 | D16v1 | 2015-05-16 | Any | SFm | 1985 | CZ03 | rDXHP | Each | 1 | 952 | None | 67.7 | 0.018 | 9.26 | 67.7 | 0.018 | 9.26 | 67.7 | 0.018 | 9.26 | 67.7 | 0.018 | 9.26 |  |  | 1 |  | RB-Appl-EffCW-med-ElecDHW-GasCDryer-Tier1-TopAnySFm1985CZ03rDXHP
RB-Appl-EffCW-med-ElecDHW-GasCDryer-Tier1-Top | DEER2016 | D16v1 | 2015-05-16 | Any | SFm | 1985 | CZ03 | rNCEH | Each | 1 | 952 | None | 63.7 | 0.0114 | 9.26 | 63.7 | 0.0114 | 9.26 | 63.7 | 0.0114 | 9.26 | 63.7 | 0.0114 | 9.26 |  |  | 1 |  | RB-Appl-EffCW-med-ElecDHW-GasCDryer-Tier1-TopAnySFm1985CZ03rNCEH
RB-Appl-EffCW-med-ElecDHW-GasCDryer-Tier1-Top | DEER2016 | D16v1 | 2015-05-16 | Any | SFm | 1985 | CZ03 | rNCGF | Each | 1 | 952 | None | 83.1 | 0.0115 | 7.03 | 83.1 | 0.0115 | 7.03 | 83.1 | 0.0115 | 7.03 | 83.1 | 0.0115 | 7.03 |  |  | 1 |  | RB-Appl-EffCW-med-ElecDHW-GasCDryer-Tier1-TopAnySFm1985CZ03rNCGF
RB-Appl-EffCW-med-ElecDHW-GasCDryer-Tier1-Top | DEER2016 | D16v1 | 2015-05-16 | Any | SFm | 1985 | CZ04 | rDXGF | Each | 1 | 952 | None | 85.9 | 0.0164 | 7.39 | 85.9 | 0.0164 | 7.39 | 85.9 | 0.0164 | 7.39 | 85.9 | 0.0164 | 7.39 |  |  | 1 |  | RB-Appl-EffCW-med-ElecDHW-GasCDryer-Tier1-TopAnySFm1985CZ04rDXGF
RB-Appl-EffCW-med-ElecDHW-GasCDryer-Tier1-Top | DEER2016 | D16v1 | 2015-05-16 | Any | SFm | 1985 | CZ04 | rDXHP | Each | 1 | 952 | None | 75.4 | 0.0259 | 9.26 | 75.4 | 0.0259 | 9.26 | 75.4 | 0.0259 | 9.26 | 75.4 | 0.0259 | 9.26 |  |  | 1 |  | RB-Appl-EffCW-med-ElecDHW-GasCDryer-Tier1-TopAnySFm1985CZ04rDXHP
RB-Appl-EffCW-med-ElecDHW-GasCDryer-Tier1-Top | DEER2016 | D16v1 | 2015-05-16 | Any | SFm | 1985 | CZ04 | rNCEH | Each | 1 | 952 | None | 64.7 | 0.011 | 9.26 | 64.7 | 0.011 | 9.26 | 64.7 | 0.011 | 9.26 | 64.7 | 0.011 | 9.26 |  |  | 1 |  | RB-Appl-EffCW-med-ElecDHW-GasCDryer-Tier1-TopAnySFm1985CZ04rNCEH
RB-Appl-EffCW-med-ElecDHW-GasCDryer-Tier1-Top | DEER2016 | D16v1 | 2015-05-16 | Any | SFm | 1985 | CZ04 | rNCGF | Each | 1 | 952 | None | 81.7 | 0.011 | 7.32 | 81.7 | 0.011 | 7.32 | 81.7 | 0.011 | 7.32 | 81.7 | 0.011 | 7.32 |  |  | 1 |  | RB-Appl-EffCW-med-ElecDHW-GasCDryer-Tier1-TopAnySFm1985CZ04rNCGF
RB-Appl-EffCW-med-ElecDHW-GasCDryer-Tier1-Top | DEER2016 | D16v1 | 2015-05-16 | Any | SFm | 1985 | CZ05 | rDXGF | Each | 1 | 952 | None | 85.8 | 0.0203 | 6.58 | 85.8 | 0.0203 | 6.58 | 85.8 | 0.0203 | 6.58 | 85.8 | 0.0203 | 6.58 |  |  | 1 |  | RB-Appl-EffCW-med-ElecDHW-GasCDryer-Tier1-TopAnySFm1985CZ05rDXGF
RB-Appl-EffCW-med-ElecDHW-GasCDryer-Tier1-Top | DEER2016 | D16v1 | 2015-05-16 | Any | SFm | 1985 | CZ05 | rDXHP | Each | 1 | 952 | None | 64.1 | 0.0188 | 9.26 | 64.1 | 0.0188 | 9.26 | 64.1 | 0.0188 | 9.26 | 64.1 | 0.0188 | 9.26 |  |  | 1 |  | RB-Appl-EffCW-med-ElecDHW-GasCDryer-Tier1-TopAnySFm1985CZ05rDXHP
RB-Appl-EffCW-med-ElecDHW-GasCDryer-Tier1-Top | DEER2016 | D16v1 | 2015-05-16 | Any | SFm | 1985 | CZ05 | rNCEH | Each | 1 | 952 | None | 61.4 | 0.0115 | 9.26 | 61.4 | 0.0115 | 9.26 | 61.4 | 0.0115 | 9.26 | 61.4 | 0.0115 | 9.26 |  |  | 1 |  | RB-Appl-EffCW-med-ElecDHW-GasCDryer-Tier1-TopAnySFm1985CZ05rNCEH
RB-Appl-EffCW-med-ElecDHW-GasCDryer-Tier1-Top | DEER2016 | D16v1 | 2015-05-16 | Any | SFm | 1985 | CZ05 | rNCGF | Each | 1 | 952 | None | 83.5 | 0.0114 | 6.54 | 83.5 | 0.0114 | 6.54 | 83.5 | 0.0114 | 6.54 | 83.5 | 0.0114 | 6.54 |  |  | 1 |  | RB-Appl-EffCW-med-ElecDHW-GasCDryer-Tier1-TopAnySFm1985CZ05rNCGF
RB-Appl-EffCW-med-ElecDHW-GasCDryer-Tier1-Top | DEER2016 | D16v1 | 2015-05-16 | Any | SFm | 1985 | CZ06 | rDXGF | Each | 1 | 1030 | None | 86.8 | 0.1 | 8.59 | 86.8 | 0.1 | 8.59 | 86.8 | 0.1 | 8.59 | 86.8 | 0.1 | 8.59 |  |  | 1 |  | RB-Appl-EffCW-med-ElecDHW-GasCDryer-Tier1-TopAnySFm1985CZ06rDXGF
RB-Appl-EffCW-med-ElecDHW-GasCDryer-Tier1-Top | DEER2016 | D16v1 | 2015-05-16 | Any | SFm | 1985 | CZ06 | rDXHP | Each | 1 | 1030 | None | 80.6 | 0.0248 | 9.26 | 80.6 | 0.0248 | 9.26 | 80.6 | 0.0248 | 9.26 | 80.6 | 0.0248 | 9.26 |  |  | 1 |  | RB-Appl-EffCW-med-ElecDHW-GasCDryer-Tier1-TopAnySFm1985CZ06rDXHP
RB-Appl-EffCW-med-ElecDHW-GasCDryer-Tier1-Top | DEER2016 | D16v1 | 2015-05-16 | Any | SFm | 1985 | CZ06 | rNCEH | Each | 1 | 1030 | None | 74.4 | 0.011 | 9.26 | 74.4 | 0.011 | 9.26 | 74.4 | 0.011 | 9.26 | 74.4 | 0.011 | 9.26 |  |  | 1 |  | RB-Appl-EffCW-med-ElecDHW-GasCDryer-Tier1-TopAnySFm1985CZ06rNCEH
RB-Appl-EffCW-med-ElecDHW-GasCDryer-Tier1-Top | DEER2016 | D16v1 | 2015-05-16 | Any | SFm | 1985 | CZ06 | rNCGF | Each | 1 | 1030 | None | 81.4 | 0.0112 | 8.56 | 81.4 | 0.0112 | 8.56 | 81.4 | 0.0112 | 8.56 | 81.4 | 0.0112 | 8.56 |  |  | 1 |  | RB-Appl-EffCW-med-ElecDHW-GasCDryer-Tier1-TopAnySFm1985CZ06rNCGF
RB-Appl-EffCW-med-ElecDHW-GasCDryer-Tier1-Top | DEER2016 | D16v1 | 2015-05-16 | Any | SFm | 1985 | CZ07 | rDXGF | Each | 1 | 1030 | None | 85.5 | 0.0673 | 8.6 | 85.5 | 0.0673 | 8.6 | 85.5 | 0.0673 | 8.6 | 85.5 | 0.0673 | 8.6 |  |  | 1 |  | RB-Appl-EffCW-med-ElecDHW-GasCDryer-Tier1-TopAnySFm1985CZ07rDXGF
RB-Appl-EffCW-med-ElecDHW-GasCDryer-Tier1-Top | DEER2016 | D16v1 | 2015-05-16 | Any | SFm | 1985 | CZ07 | rDXHP | Each | 1 | 1030 | None | 82.4 | 0.025 | 9.26 | 82.4 | 0.025 | 9.26 | 82.4 | 0.025 | 9.26 | 82.4 | 0.025 | 9.26 |  |  | 1 |  | RB-Appl-EffCW-med-ElecDHW-GasCDryer-Tier1-TopAnySFm1985CZ07rDXHP
RB-Appl-EffCW-med-ElecDHW-GasCDryer-Tier1-Top | DEER2016 | D16v1 | 2015-05-16 | Any | SFm | 1985 | CZ07 | rNCEH | Each | 1 | 1030 | None | 74.4 | 0.011 | 9.26 | 74.4 | 0.011 | 9.26 | 74.4 | 0.011 | 9.26 | 74.4 | 0.011 | 9.26 |  |  | 1 |  | RB-Appl-EffCW-med-ElecDHW-GasCDryer-Tier1-TopAnySFm1985CZ07rNCEH
RB-Appl-EffCW-med-ElecDHW-GasCDryer-Tier1-Top | DEER2016 | D16v1 | 2015-05-16 | Any | SFm | 1985 | CZ07 | rNCGF | Each | 1 | 1030 | None | 80.9 | 0.0109 | 8.5 | 80.9 | 0.0109 | 8.5 | 80.9 | 0.0109 | 8.5 | 80.9 | 0.0109 | 8.5 |  |  | 1 |  | RB-Appl-EffCW-med-ElecDHW-GasCDryer-Tier1-TopAnySFm1985CZ07rNCGF
RB-Appl-EffCW-med-ElecDHW-GasCDryer-Tier1-Top | DEER2016 | D16v1 | 2015-05-16 | Any | SFm | 1985 | CZ08 | rDXGF | Each | 1 | 1030 | None | 87.1 | 0.0149 | 8.55 | 87.1 | 0.0149 | 8.55 | 87.1 | 0.0149 | 8.55 | 87.1 | 0.0149 | 8.55 |  |  | 1 |  | RB-Appl-EffCW-med-ElecDHW-GasCDryer-Tier1-TopAnySFm1985CZ08rDXGF
RB-Appl-EffCW-med-ElecDHW-GasCDryer-Tier1-Top | DEER2016 | D16v1 | 2015-05-16 | Any | SFm | 1985 | CZ08 | rDXHP | Each | 1 | 1030 | None | 85.1 | 0.0141 | 9.26 | 85.1 | 0.0141 | 9.26 | 85.1 | 0.0141 | 9.26 | 85.1 | 0.0141 | 9.26 |  |  | 1 |  | RB-Appl-EffCW-med-ElecDHW-GasCDryer-Tier1-TopAnySFm1985CZ08rDXHP
RB-Appl-EffCW-med-ElecDHW-GasCDryer-Tier1-Top | DEER2016 | D16v1 | 2015-05-16 | Any | SFm | 1985 | CZ08 | rNCEH | Each | 1 | 1030 | None | 73.3 | 0.0108 | 9.26 | 73.3 | 0.0108 | 9.26 | 73.3 | 0.0108 | 9.26 | 73.3 | 0.0108 | 9.26 |  |  | 1 |  | RB-Appl-EffCW-med-ElecDHW-GasCDryer-Tier1-TopAnySFm1985CZ08rNCEH
RB-Appl-EffCW-med-ElecDHW-GasCDryer-Tier1-Top | DEER2016 | D16v1 | 2015-05-16 | Any | SFm | 1985 | CZ08 | rNCGF | Each | 1 | 1030 | None | 80.2 | 0.0108 | 8.48 | 80.2 | 0.0108 | 8.48 | 80.2 | 0.0108 | 8.48 | 80.2 | 0.0108 | 8.48 |  |  | 1 |  | RB-Appl-EffCW-med-ElecDHW-GasCDryer-Tier1-TopAnySFm1985CZ08rNCGF
RB-Appl-EffCW-med-ElecDHW-GasCDryer-Tier1-Top | DEER2016 | D16v1 | 2015-05-16 | Any | SFm | 1985 | CZ09 | rDXGF | Each | 1 | 906 | None | 89 | 0.0152 | 8.37 | 89 | 0.0152 | 8.37 | 89 | 0.0152 | 8.37 | 89 | 0.0152 | 8.37 |  |  | 1 |  | RB-Appl-EffCW-med-ElecDHW-GasCDryer-Tier1-TopAnySFm1985CZ09rDXGF
RB-Appl-EffCW-med-ElecDHW-GasCDryer-Tier1-Top | DEER2016 | D16v1 | 2015-05-16 | Any | SFm | 1985 | CZ09 | rDXHP | Each | 1 | 906 | None | 76.8 | 0.0176 | 9.26 | 76.8 | 0.0176 | 9.26 | 76.8 | 0.0176 | 9.26 | 76.8 | 0.0176 | 9.26 |  |  | 1 |  | RB-Appl-EffCW-med-ElecDHW-GasCDryer-Tier1-TopAnySFm1985CZ09rDXHP
RB-Appl-EffCW-med-ElecDHW-GasCDryer-Tier1-Top | DEER2016 | D16v1 | 2015-05-16 | Any | SFm | 1985 | CZ09 | rNCEH | Each | 1 | 906 | None | 71.3 | 0.0107 | 9.26 | 71.3 | 0.0107 | 9.26 | 71.3 | 0.0107 | 9.26 | 71.3 | 0.0107 | 9.26 |  |  | 1 |  | RB-Appl-EffCW-med-ElecDHW-GasCDryer-Tier1-TopAnySFm1985CZ09rNCEH
RB-Appl-EffCW-med-ElecDHW-GasCDryer-Tier1-Top | DEER2016 | D16v1 | 2015-05-16 | Any | SFm | 1985 | CZ09 | rNCGF | Each | 1 | 906 | None | 80.1 | 0.0107 | 8.26 | 80.1 | 0.0107 | 8.26 | 80.1 | 0.0107 | 8.26 | 80.1 | 0.0107 | 8.26 |  |  | 1 |  | RB-Appl-EffCW-med-ElecDHW-GasCDryer-Tier1-TopAnySFm1985CZ09rNCGF
RB-Appl-EffCW-med-ElecDHW-GasCDryer-Tier1-Top | DEER2016 | D16v1 | 2015-05-16 | Any | SFm | 1985 | CZ10 | rDXGF | Each | 1 | 906 | None | 86.7 | 0.017 | 8.19 | 86.7 | 0.017 | 8.19 | 86.7 | 0.017 | 8.19 | 86.7 | 0.017 | 8.19 |  |  | 1 |  | RB-Appl-EffCW-med-ElecDHW-GasCDryer-Tier1-TopAnySFm1985CZ10rDXGF
RB-Appl-EffCW-med-ElecDHW-GasCDryer-Tier1-Top | DEER2016 | D16v1 | 2015-05-16 | Any | SFm | 1985 | CZ10 | rDXHP | Each | 1 | 906 | None | 79.2 | 0.0158 | 9.26 | 79.2 | 0.0158 | 9.26 | 79.2 | 0.0158 | 9.26 | 79.2 | 0.0158 | 9.26 |  |  | 1 |  | RB-Appl-EffCW-med-ElecDHW-GasCDryer-Tier1-TopAnySFm1985CZ10rDXHP
RB-Appl-EffCW-med-ElecDHW-GasCDryer-Tier1-Top | DEER2016 | D16v1 | 2015-05-16 | Any | SFm | 1985 | CZ10 | rNCEH | Each | 1 | 906 | None | 70.1 | 0.0106 | 9.26 | 70.1 | 0.0106 | 9.26 | 70.1 | 0.0106 | 9.26 | 70.1 | 0.0106 | 9.26 |  |  | 1 |  | RB-Appl-EffCW-med-ElecDHW-GasCDryer-Tier1-TopAnySFm1985CZ10rNCEH
RB-Appl-EffCW-med-ElecDHW-GasCDryer-Tier1-Top | DEER2016 | D16v1 | 2015-05-16 | Any | SFm | 1985 | CZ10 | rNCGF | Each | 1 | 906 | None | 79.8 | 0.0106 | 8.16 | 79.8 | 0.0106 | 8.16 | 79.8 | 0.0106 | 8.16 | 79.8 | 0.0106 | 8.16 |  |  | 1 |  | RB-Appl-EffCW-med-ElecDHW-GasCDryer-Tier1-TopAnySFm1985CZ10rNCGF
RB-Appl-EffCW-med-ElecDHW-GasCDryer-Tier1-Top | DEER2016 | D16v1 | 2015-05-16 | Any | SFm | 1985 | CZ11 | rDXGF | Each | 1 | 852 | None | 89.1 | 0.0191 | 7.58 | 89.1 | 0.0191 | 7.58 | 89.1 | 0.0191 | 7.58 | 89.1 | 0.0191 | 7.58 |  |  | 1 |  | RB-Appl-EffCW-med-ElecDHW-GasCDryer-Tier1-TopAnySFm1985CZ11rDXGF
RB-Appl-EffCW-med-ElecDHW-GasCDryer-Tier1-Top | DEER2016 | D16v1 | 2015-05-16 | Any | SFm | 1985 | CZ11 | rDXHP | Each | 1 | 852 | None | 77.5 | 0.0179 | 9.26 | 77.5 | 0.0179 | 9.26 | 77.5 | 0.0179 | 9.26 | 77.5 | 0.0179 | 9.26 |  |  | 1 |  | RB-Appl-EffCW-med-ElecDHW-GasCDryer-Tier1-TopAnySFm1985CZ11rDXHP
RB-Appl-EffCW-med-ElecDHW-GasCDryer-Tier1-Top | DEER2016 | D16v1 | 2015-05-16 | Any | SFm | 1985 | CZ11 | rNCEH | Each | 1 | 852 | None | 64.4 | 0.0106 | 9.26 | 64.4 | 0.0106 | 9.26 | 64.4 | 0.0106 | 9.26 | 64.4 | 0.0106 | 9.26 |  |  | 1 |  | RB-Appl-EffCW-med-ElecDHW-GasCDryer-Tier1-TopAnySFm1985CZ11rNCEH
RB-Appl-EffCW-med-ElecDHW-GasCDryer-Tier1-Top | DEER2016 | D16v1 | 2015-05-16 | Any | SFm | 1985 | CZ11 | rNCGF | Each | 1 | 852 | None | 80 | 0.0106 | 7.57 | 80 | 0.0106 | 7.57 | 80 | 0.0106 | 7.57 | 80 | 0.0106 | 7.57 |  |  | 1 |  | RB-Appl-EffCW-med-ElecDHW-GasCDryer-Tier1-TopAnySFm1985CZ11rNCGF
RB-Appl-EffCW-med-ElecDHW-GasCDryer-Tier1-Top | DEER2016 | D16v1 | 2015-05-16 | Any | SFm | 1985 | CZ12 | rDXGF | Each | 1 | 852 | None | 89.1 | 0.0189 | 7.53 | 89.1 | 0.0189 | 7.53 | 89.1 | 0.0189 | 7.53 | 89.1 | 0.0189 | 7.53 |  |  | 1 |  | RB-Appl-EffCW-med-ElecDHW-GasCDryer-Tier1-TopAnySFm1985CZ12rDXGF
RB-Appl-EffCW-med-ElecDHW-GasCDryer-Tier1-Top | DEER2016 | D16v1 | 2015-05-16 | Any | SFm | 1985 | CZ12 | rDXHP | Each | 1 | 852 | None | 73.8 | 0.0196 | 9.26 | 73.8 | 0.0196 | 9.26 | 73.8 | 0.0196 | 9.26 | 73.8 | 0.0196 | 9.26 |  |  | 1 |  | RB-Appl-EffCW-med-ElecDHW-GasCDryer-Tier1-TopAnySFm1985CZ12rDXHP
RB-Appl-EffCW-med-ElecDHW-GasCDryer-Tier1-Top | DEER2016 | D16v1 | 2015-05-16 | Any | SFm | 1985 | CZ12 | rNCEH | Each | 1 | 852 | None | 64.8 | 0.011 | 9.26 | 64.8 | 0.011 | 9.26 | 64.8 | 0.011 | 9.26 | 64.8 | 0.011 | 9.26 |  |  | 1 |  | RB-Appl-EffCW-med-ElecDHW-GasCDryer-Tier1-TopAnySFm1985CZ12rNCEH
RB-Appl-EffCW-med-ElecDHW-GasCDryer-Tier1-Top | DEER2016 | D16v1 | 2015-05-16 | Any | SFm | 1985 | CZ12 | rNCGF | Each | 1 | 852 | None | 81.3 | 0.011 | 7.51 | 81.3 | 0.011 | 7.51 | 81.3 | 0.011 | 7.51 | 81.3 | 0.011 | 7.51 |  |  | 1 |  | RB-Appl-EffCW-med-ElecDHW-GasCDryer-Tier1-TopAnySFm1985CZ12rNCGF
RB-Appl-EffCW-med-ElecDHW-GasCDryer-Tier1-Top | DEER2016 | D16v1 | 2015-05-16 | Any | SFm | 1985 | CZ13 | rDXGF | Each | 1 | 852 | None | 90.8 | 0.022 | 7.71 | 90.8 | 0.022 | 7.71 | 90.8 | 0.022 | 7.71 | 90.8 | 0.022 | 7.71 |  |  | 1 |  | RB-Appl-EffCW-med-ElecDHW-GasCDryer-Tier1-TopAnySFm1985CZ13rDXGF
RB-Appl-EffCW-med-ElecDHW-GasCDryer-Tier1-Top | DEER2016 | D16v1 | 2015-05-16 | Any | SFm | 1985 | CZ13 | rDXHP | Each | 1 | 852 | None | 75.4 | 0.0183 | 9.26 | 75.4 | 0.0183 | 9.26 | 75.4 | 0.0183 | 9.26 | 75.4 | 0.0183 | 9.26 |  |  | 1 |  | RB-Appl-EffCW-med-ElecDHW-GasCDryer-Tier1-TopAnySFm1985CZ13rDXHP
RB-Appl-EffCW-med-ElecDHW-GasCDryer-Tier1-Top | DEER2016 | D16v1 | 2015-05-16 | Any | SFm | 1985 | CZ13 | rNCEH | Each | 1 | 852 | None | 64.6 | 0.0106 | 9.26 | 64.6 | 0.0106 | 9.26 | 64.6 | 0.0106 | 9.26 | 64.6 | 0.0106 | 9.26 |  |  | 1 |  | RB-Appl-EffCW-med-ElecDHW-GasCDryer-Tier1-TopAnySFm1985CZ13rNCEH
RB-Appl-EffCW-med-ElecDHW-GasCDryer-Tier1-Top | DEER2016 | D16v1 | 2015-05-16 | Any | SFm | 1985 | CZ13 | rNCGF | Each | 1 | 852 | None | 79.5 | 0.0106 | 7.68 | 79.5 | 0.0106 | 7.68 | 79.5 | 0.0106 | 7.68 | 79.5 | 0.0106 | 7.68 |  |  | 1 |  | RB-Appl-EffCW-med-ElecDHW-GasCDryer-Tier1-TopAnySFm1985CZ13rNCGF
RB-Appl-EffCW-med-ElecDHW-GasCDryer-Tier1-Top | DEER2016 | D16v1 | 2015-05-16 | Any | SFm | 1985 | CZ14 | rDXGF | Each | 1 | 870 | None | 99.3 | 0.0177 | 6.9 | 99.3 | 0.0177 | 6.9 | 99.3 | 0.0177 | 6.9 | 99.3 | 0.0177 | 6.9 |  |  | 1 |  | RB-Appl-EffCW-med-ElecDHW-GasCDryer-Tier1-TopAnySFm1985CZ14rDXGF
RB-Appl-EffCW-med-ElecDHW-GasCDryer-Tier1-Top | DEER2016 | D16v1 | 2015-05-16 | Any | SFm | 1985 | CZ14 | rDXHP | Each | 1 | 870 | None | 78.3 | 0.0254 | 9.26 | 78.3 | 0.0254 | 9.26 | 78.3 | 0.0254 | 9.26 | 78.3 | 0.0254 | 9.26 |  |  | 1 |  | RB-Appl-EffCW-med-ElecDHW-GasCDryer-Tier1-TopAnySFm1985CZ14rDXHP
RB-Appl-EffCW-med-ElecDHW-GasCDryer-Tier1-Top | DEER2016 | D16v1 | 2015-05-16 | Any | SFm | 1985 | CZ14 | rNCEH | Each | 1 | 870 | None | 58.6 | 0.0104 | 9.26 | 58.6 | 0.0104 | 9.26 | 58.6 | 0.0104 | 9.26 | 58.6 | 0.0104 | 9.26 |  |  | 1 |  | RB-Appl-EffCW-med-ElecDHW-GasCDryer-Tier1-TopAnySFm1985CZ14rNCEH
RB-Appl-EffCW-med-ElecDHW-GasCDryer-Tier1-Top | DEER2016 | D16v1 | 2015-05-16 | Any | SFm | 1985 | CZ14 | rNCGF | Each | 1 | 870 | None | 80 | 0.0104 | 6.89 | 80 | 0.0104 | 6.89 | 80 | 0.0104 | 6.89 | 80 | 0.0104 | 6.89 |  |  | 1 |  | RB-Appl-EffCW-med-ElecDHW-GasCDryer-Tier1-TopAnySFm1985CZ14rNCGF
RB-Appl-EffCW-med-ElecDHW-GasCDryer-Tier1-Top | DEER2016 | D16v1 | 2015-05-16 | Any | SFm | 1985 | CZ15 | rDXGF | Each | 1 | 870 | None | 96.7 | 0.0166 | 7.81 | 96.7 | 0.0166 | 7.81 | 96.7 | 0.0166 | 7.81 | 96.7 | 0.0166 | 7.81 |  |  | 1 |  | RB-Appl-EffCW-med-ElecDHW-GasCDryer-Tier1-TopAnySFm1985CZ15rDXGF
RB-Appl-EffCW-med-ElecDHW-GasCDryer-Tier1-Top | DEER2016 | D16v1 | 2015-05-16 | Any | SFm | 1985 | CZ15 | rDXHP | Each | 1 | 870 | None | 81.9 | 0.0177 | 9.26 | 81.9 | 0.0177 | 9.26 | 81.9 | 0.0177 | 9.26 | 81.9 | 0.0177 | 9.26 |  |  | 1 |  | RB-Appl-EffCW-med-ElecDHW-GasCDryer-Tier1-TopAnySFm1985CZ15rDXHP
RB-Appl-EffCW-med-ElecDHW-GasCDryer-Tier1-Top | DEER2016 | D16v1 | 2015-05-16 | Any | SFm | 1985 | CZ15 | rNCEH | Each | 1 | 870 | None | 61.1 | 0.00946 | 9.26 | 61.1 | 0.00946 | 9.26 | 61.1 | 0.00946 | 9.26 | 61.1 | 0.00946 | 9.26 |  |  | 1 |  | RB-Appl-EffCW-med-ElecDHW-GasCDryer-Tier1-TopAnySFm1985CZ15rNCEH
RB-Appl-EffCW-med-ElecDHW-GasCDryer-Tier1-Top | DEER2016 | D16v1 | 2015-05-16 | Any | SFm | 1985 | CZ15 | rNCGF | Each | 1 | 870 | None | 73.4 | 0.00946 | 7.78 | 73.4 | 0.00946 | 7.78 | 73.4 | 0.00946 | 7.78 | 73.4 | 0.00946 | 7.78 |  |  | 1 |  | RB-Appl-EffCW-med-ElecDHW-GasCDryer-Tier1-TopAnySFm1985CZ15rNCGF
RB-Appl-EffCW-med-ElecDHW-GasCDryer-Tier1-Top | DEER2016 | D16v1 | 2015-05-16 | Any | SFm | 1985 | CZ16 | rDXGF | Each | 1 | 952 | None | 91.9 | 0.0168 | 7.19 | 91.9 | 0.0168 | 7.19 | 91.9 | 0.0168 | 7.19 | 91.9 | 0.0168 | 7.19 |  |  | 1 |  | RB-Appl-EffCW-med-ElecDHW-GasCDryer-Tier1-TopAnySFm1985CZ16rDXGF
RB-Appl-EffCW-med-ElecDHW-GasCDryer-Tier1-Top | DEER2016 | D16v1 | 2015-05-16 | Any | SFm | 1985 | CZ16 | rDXHP | Each | 1 | 952 | None | 67.5 | 0.0199 | 9.26 | 67.5 | 0.0199 | 9.26 | 67.5 | 0.0199 | 9.26 | 67.5 | 0.0199 | 9.26 |  |  | 1 |  | RB-Appl-EffCW-med-ElecDHW-GasCDryer-Tier1-TopAnySFm1985CZ16rDXHP
RB-Appl-EffCW-med-ElecDHW-GasCDryer-Tier1-Top | DEER2016 | D16v1 | 2015-05-16 | Any | SFm | 1985 | CZ16 | rNCEH | Each | 1 | 952 | None | 66.6 | 0.0116 | 9.26 | 66.6 | 0.0116 | 9.26 | 66.6 | 0.0116 | 9.26 | 66.6 | 0.0116 | 9.26 |  |  | 1 |  | RB-Appl-EffCW-med-ElecDHW-GasCDryer-Tier1-TopAnySFm1985CZ16rNCEH
RB-Appl-EffCW-med-ElecDHW-GasCDryer-Tier1-Top | DEER2016 | D16v1 | 2015-05-16 | Any | SFm | 1985 | CZ16 | rNCGF | Each | 1 | 952 | None | 86 | 0.0116 | 7.14 | 86 | 0.0116 | 7.14 | 86 | 0.0116 | 7.14 | 86 | 0.0116 | 7.14 |  |  | 1 |  | RB-Appl-EffCW-med-ElecDHW-GasCDryer-Tier1-TopAnySFm1985CZ16rNCGF
RB-Appl-EffCW-med-ElecDHW-GasCDryer-Tier1-Top | DEER2016 | D16v1 | 2015-05-16 | Any | SFm | 1996 | CZ01 | rDXGF | Each | 1 | 1100 | None | 88 | 0.0103 | 8.17 | 88 | 0.0103 | 8.17 | 88 | 0.0103 | 8.17 | 88 | 0.0103 | 8.17 |  |  | 1 |  | RB-Appl-EffCW-med-ElecDHW-GasCDryer-Tier1-TopAnySFm1996CZ01rDXGF
RB-Appl-EffCW-med-ElecDHW-GasCDryer-Tier1-Top | DEER2016 | D16v1 | 2015-05-16 | Any | SFm | 1996 | CZ01 | rDXHP | Each | 1 | 1100 | None | 77.9 | 0.0135 | 9.26 | 77.9 | 0.0135 | 9.26 | 77.9 | 0.0135 | 9.26 | 77.9 | 0.0135 | 9.26 |  |  | 1 |  | RB-Appl-EffCW-med-ElecDHW-GasCDryer-Tier1-TopAnySFm1996CZ01rDXHP
RB-Appl-EffCW-med-ElecDHW-GasCDryer-Tier1-Top | DEER2016 | D16v1 | 2015-05-16 | Any | SFm | 1996 | CZ01 | rNCEH | Each | 1 | 1100 | None | 76.5 | 0.0118 | 9.26 | 76.5 | 0.0118 | 9.26 | 76.5 | 0.0118 | 9.26 | 76.5 | 0.0118 | 9.26 |  |  | 1 |  | RB-Appl-EffCW-med-ElecDHW-GasCDryer-Tier1-TopAnySFm1996CZ01rNCEH
RB-Appl-EffCW-med-ElecDHW-GasCDryer-Tier1-Top | DEER2016 | D16v1 | 2015-05-16 | Any | SFm | 1996 | CZ01 | rNCGF | Each | 1 | 1100 | None | 87 | 0.0119 | 8.12 | 87 | 0.0119 | 8.12 | 87 | 0.0119 | 8.12 | 87 | 0.0119 | 8.12 |  |  | 1 |  | RB-Appl-EffCW-med-ElecDHW-GasCDryer-Tier1-TopAnySFm1996CZ01rNCGF
RB-Appl-EffCW-med-ElecDHW-GasCDryer-Tier1-Top | DEER2016 | D16v1 | 2015-05-16 | Any | SFm | 1996 | CZ02 | rDXGF | Each | 1 | 1100 | None | 87.1 | 0.0163 | 8.16 | 87.1 | 0.0163 | 8.16 | 87.1 | 0.0163 | 8.16 | 87.1 | 0.0163 | 8.16 |  |  | 1 |  | RB-Appl-EffCW-med-ElecDHW-GasCDryer-Tier1-TopAnySFm1996CZ02rDXGF
RB-Appl-EffCW-med-ElecDHW-GasCDryer-Tier1-Top | DEER2016 | D16v1 | 2015-05-16 | Any | SFm | 1996 | CZ02 | rDXHP | Each | 1 | 1100 | None | 77.1 | 0.00898 | 9.26 | 77.1 | 0.00898 | 9.26 | 77.1 | 0.00898 | 9.26 | 77.1 | 0.00898 | 9.26 |  |  | 1 |  | RB-Appl-EffCW-med-ElecDHW-GasCDryer-Tier1-TopAnySFm1996CZ02rDXHP
RB-Appl-EffCW-med-ElecDHW-GasCDryer-Tier1-Top | DEER2016 | D16v1 | 2015-05-16 | Any | SFm | 1996 | CZ02 | rNCEH | Each | 1 | 1100 | None | 74 | 0.0114 | 9.26 | 74 | 0.0114 | 9.26 | 74 | 0.0114 | 9.26 | 74 | 0.0114 | 9.26 |  |  | 1 |  | RB-Appl-EffCW-med-ElecDHW-GasCDryer-Tier1-TopAnySFm1996CZ02rNCEH
RB-Appl-EffCW-med-ElecDHW-GasCDryer-Tier1-Top | DEER2016 | D16v1 | 2015-05-16 | Any | SFm | 1996 | CZ02 | rNCGF | Each | 1 | 1100 | None | 83.8 | 0.0114 | 8.23 | 83.8 | 0.0114 | 8.23 | 83.8 | 0.0114 | 8.23 | 83.8 | 0.0114 | 8.23 |  |  | 1 |  | RB-Appl-EffCW-med-ElecDHW-GasCDryer-Tier1-TopAnySFm1996CZ02rNCGF
RB-Appl-EffCW-med-ElecDHW-GasCDryer-Tier1-Top | DEER2016 | D16v1 | 2015-05-16 | Any | SFm | 1996 | CZ03 | rDXGF | Each | 1 | 1100 | None | 84.1 | -0.00721 | 8.13 | 84.1 | -0.00721 | 8.13 | 84.1 | -0.00721 | 8.13 | 84.1 | -0.00721 | 8.13 |  |  | 1 |  | RB-Appl-EffCW-med-ElecDHW-GasCDryer-Tier1-TopAnySFm1996CZ03rDXGF
RB-Appl-EffCW-med-ElecDHW-GasCDryer-Tier1-Top | DEER2016 | D16v1 | 2015-05-16 | Any | SFm | 1996 | CZ03 | rDXHP | Each | 1 | 1100 | None | 74.4 | 0.00283 | 9.26 | 74.4 | 0.00283 | 9.26 | 74.4 | 0.00283 | 9.26 | 74.4 | 0.00283 | 9.26 |  |  | 1 |  | RB-Appl-EffCW-med-ElecDHW-GasCDryer-Tier1-TopAnySFm1996CZ03rDXHP
RB-Appl-EffCW-med-ElecDHW-GasCDryer-Tier1-Top | DEER2016 | D16v1 | 2015-05-16 | Any | SFm | 1996 | CZ03 | rNCEH | Each | 1 | 1100 | None | 72.5 | 0.0115 | 9.26 | 72.5 | 0.0115 | 9.26 | 72.5 | 0.0115 | 9.26 | 72.5 | 0.0115 | 9.26 |  |  | 1 |  | RB-Appl-EffCW-med-ElecDHW-GasCDryer-Tier1-TopAnySFm1996CZ03rNCEH
RB-Appl-EffCW-med-ElecDHW-GasCDryer-Tier1-Top | DEER2016 | D16v1 | 2015-05-16 | Any | SFm | 1996 | CZ03 | rNCGF | Each | 1 | 1100 | None | 83.8 | 0.0115 | 8.05 | 83.8 | 0.0115 | 8.05 | 83.8 | 0.0115 | 8.05 | 83.8 | 0.0115 | 8.05 |  |  | 1 |  | RB-Appl-EffCW-med-ElecDHW-GasCDryer-Tier1-TopAnySFm1996CZ03rNCGF
RB-Appl-EffCW-med-ElecDHW-GasCDryer-Tier1-Top | DEER2016 | D16v1 | 2015-05-16 | Any | SFm | 1996 | CZ04 | rDXGF | Each | 1 | 1100 | None | 88.6 | 0.0163 | 8.44 | 88.6 | 0.0163 | 8.44 | 88.6 | 0.0163 | 8.44 | 88.6 | 0.0163 | 8.44 |  |  | 1 |  | RB-Appl-EffCW-med-ElecDHW-GasCDryer-Tier1-TopAnySFm1996CZ04rDXGF
RB-Appl-EffCW-med-ElecDHW-GasCDryer-Tier1-Top | DEER2016 | D16v1 | 2015-05-16 | Any | SFm | 1996 | CZ04 | rDXHP | Each | 1 | 1100 | None | 79 | 0.0181 | 9.26 | 79 | 0.0181 | 9.26 | 79 | 0.0181 | 9.26 | 79 | 0.0181 | 9.26 |  |  | 1 |  | RB-Appl-EffCW-med-ElecDHW-GasCDryer-Tier1-TopAnySFm1996CZ04rDXHP
RB-Appl-EffCW-med-ElecDHW-GasCDryer-Tier1-Top | DEER2016 | D16v1 | 2015-05-16 | Any | SFm | 1996 | CZ04 | rNCEH | Each | 1 | 1100 | None | 75 | 0.011 | 9.26 | 75 | 0.011 | 9.26 | 75 | 0.011 | 9.26 | 75 | 0.011 | 9.26 |  |  | 1 |  | RB-Appl-EffCW-med-ElecDHW-GasCDryer-Tier1-TopAnySFm1996CZ04rNCEH
RB-Appl-EffCW-med-ElecDHW-GasCDryer-Tier1-Top | DEER2016 | D16v1 | 2015-05-16 | Any | SFm | 1996 | CZ04 | rNCGF | Each | 1 | 1100 | None | 82.6 | 0.011 | 8.37 | 82.6 | 0.011 | 8.37 | 82.6 | 0.011 | 8.37 | 82.6 | 0.011 | 8.37 |  |  | 1 |  | RB-Appl-EffCW-med-ElecDHW-GasCDryer-Tier1-TopAnySFm1996CZ04rNCGF
RB-Appl-EffCW-med-ElecDHW-GasCDryer-Tier1-Top | DEER2016 | D16v1 | 2015-05-16 | Any | SFm | 1996 | CZ05 | rDXGF | Each | 1 | 1100 | None | 85.3 | 0.0109 | 7.68 | 85.3 | 0.0109 | 7.68 | 85.3 | 0.0109 | 7.68 | 85.3 | 0.0109 | 7.68 |  |  | 1 |  | RB-Appl-EffCW-med-ElecDHW-GasCDryer-Tier1-TopAnySFm1996CZ05rDXGF
RB-Appl-EffCW-med-ElecDHW-GasCDryer-Tier1-Top | DEER2016 | D16v1 | 2015-05-16 | Any | SFm | 1996 | CZ05 | rDXHP | Each | 1 | 1100 | None | 75.7 | 0.0157 | 9.26 | 75.7 | 0.0157 | 9.26 | 75.7 | 0.0157 | 9.26 | 75.7 | 0.0157 | 9.26 |  |  | 1 |  | RB-Appl-EffCW-med-ElecDHW-GasCDryer-Tier1-TopAnySFm1996CZ05rDXHP
RB-Appl-EffCW-med-ElecDHW-GasCDryer-Tier1-Top | DEER2016 | D16v1 | 2015-05-16 | Any | SFm | 1996 | CZ05 | rNCEH | Each | 1 | 1100 | None | 70.9 | 0.0115 | 9.26 | 70.9 | 0.0115 | 9.26 | 70.9 | 0.0115 | 9.26 | 70.9 | 0.0115 | 9.26 |  |  | 1 |  | RB-Appl-EffCW-med-ElecDHW-GasCDryer-Tier1-TopAnySFm1996CZ05rNCEH
RB-Appl-EffCW-med-ElecDHW-GasCDryer-Tier1-Top | DEER2016 | D16v1 | 2015-05-16 | Any | SFm | 1996 | CZ05 | rNCGF | Each | 1 | 1100 | None | 84.3 | 0.0116 | 7.57 | 84.3 | 0.0116 | 7.57 | 84.3 | 0.0116 | 7.57 | 84.3 | 0.0116 | 7.57 |  |  | 1 |  | RB-Appl-EffCW-med-ElecDHW-GasCDryer-Tier1-TopAnySFm1996CZ05rNCGF
RB-Appl-EffCW-med-ElecDHW-GasCDryer-Tier1-Top | DEER2016 | D16v1 | 2015-05-16 | Any | SFm | 1996 | CZ06 | rDXGF | Each | 1 | 1150 | None | 81.8 | -0.0107 | 8.7 | 81.8 | -0.0107 | 8.7 | 81.8 | -0.0107 | 8.7 | 81.8 | -0.0107 | 8.7 |  |  | 1 |  | RB-Appl-EffCW-med-ElecDHW-GasCDryer-Tier1-TopAnySFm1996CZ06rDXGF
RB-Appl-EffCW-med-ElecDHW-GasCDryer-Tier1-Top | DEER2016 | D16v1 | 2015-05-16 | Any | SFm | 1996 | CZ06 | rDXHP | Each | 1 | 1150 | None | 77.9 | 0.00482 | 9.26 | 77.9 | 0.00482 | 9.26 | 77.9 | 0.00482 | 9.26 | 77.9 | 0.00482 | 9.26 |  |  | 1 |  | RB-Appl-EffCW-med-ElecDHW-GasCDryer-Tier1-TopAnySFm1996CZ06rDXHP
RB-Appl-EffCW-med-ElecDHW-GasCDryer-Tier1-Top | DEER2016 | D16v1 | 2015-05-16 | Any | SFm | 1996 | CZ06 | rNCEH | Each | 1 | 1150 | None | 75.2 | 0.011 | 9.26 | 75.2 | 0.011 | 9.26 | 75.2 | 0.011 | 9.26 | 75.2 | 0.011 | 9.26 |  |  | 1 |  | RB-Appl-EffCW-med-ElecDHW-GasCDryer-Tier1-TopAnySFm1996CZ06rNCEH
RB-Appl-EffCW-med-ElecDHW-GasCDryer-Tier1-Top | DEER2016 | D16v1 | 2015-05-16 | Any | SFm | 1996 | CZ06 | rNCGF | Each | 1 | 1150 | None | 81.4 | 0.0107 | 8.58 | 81.4 | 0.0107 | 8.58 | 81.4 | 0.0107 | 8.58 | 81.4 | 0.0107 | 8.58 |  |  | 1 |  | RB-Appl-EffCW-med-ElecDHW-GasCDryer-Tier1-TopAnySFm1996CZ06rNCGF
RB-Appl-EffCW-med-ElecDHW-GasCDryer-Tier1-Top | DEER2016 | D16v1 | 2015-05-16 | Any | SFm | 1996 | CZ07 | rDXGF | Each | 1 | 1150 | None | 84.3 | -0.0582 | 8.73 | 84.3 | -0.0582 | 8.73 | 84.3 | -0.0582 | 8.73 | 84.3 | -0.0582 | 8.73 |  |  | 1 |  | RB-Appl-EffCW-med-ElecDHW-GasCDryer-Tier1-TopAnySFm1996CZ07rDXGF
RB-Appl-EffCW-med-ElecDHW-GasCDryer-Tier1-Top | DEER2016 | D16v1 | 2015-05-16 | Any | SFm | 1996 | CZ07 | rDXHP | Each | 1 | 1150 | None | 76.6 | -0.129 | 9.26 | 76.6 | -0.129 | 9.26 | 76.6 | -0.129 | 9.26 | 76.6 | -0.129 | 9.26 |  |  | 1 |  | RB-Appl-EffCW-med-ElecDHW-GasCDryer-Tier1-TopAnySFm1996CZ07rDXHP
RB-Appl-EffCW-med-ElecDHW-GasCDryer-Tier1-Top | DEER2016 | D16v1 | 2015-05-16 | Any | SFm | 1996 | CZ07 | rNCEH | Each | 1 | 1150 | None | 75.4 | 0.011 | 9.26 | 75.4 | 0.011 | 9.26 | 75.4 | 0.011 | 9.26 | 75.4 | 0.011 | 9.26 |  |  | 1 |  | RB-Appl-EffCW-med-ElecDHW-GasCDryer-Tier1-TopAnySFm1996CZ07rNCEH
RB-Appl-EffCW-med-ElecDHW-GasCDryer-Tier1-Top | DEER2016 | D16v1 | 2015-05-16 | Any | SFm | 1996 | CZ07 | rNCGF | Each | 1 | 1150 | None | 81 | 0.0109 | 8.67 | 81 | 0.0109 | 8.67 | 81 | 0.0109 | 8.67 | 81 | 0.0109 | 8.67 |  |  | 1 |  | RB-Appl-EffCW-med-ElecDHW-GasCDryer-Tier1-TopAnySFm1996CZ07rNCGF
RB-Appl-EffCW-med-ElecDHW-GasCDryer-Tier1-Top | DEER2016 | D16v1 | 2015-05-16 | Any | SFm | 1996 | CZ08 | rDXGF | Each | 1 | 1150 | None | 91.1 | 0.0112 | 8.61 | 91.1 | 0.0112 | 8.61 | 91.1 | 0.0112 | 8.61 | 91.1 | 0.0112 | 8.61 |  |  | 1 |  | RB-Appl-EffCW-med-ElecDHW-GasCDryer-Tier1-TopAnySFm1996CZ08rDXGF
RB-Appl-EffCW-med-ElecDHW-GasCDryer-Tier1-Top | DEER2016 | D16v1 | 2015-05-16 | Any | SFm | 1996 | CZ08 | rDXHP | Each | 1 | 1150 | None | 79.4 | 0.0156 | 9.26 | 79.4 | 0.0156 | 9.26 | 79.4 | 0.0156 | 9.26 | 79.4 | 0.0156 | 9.26 |  |  | 1 |  | RB-Appl-EffCW-med-ElecDHW-GasCDryer-Tier1-TopAnySFm1996CZ08rDXHP
RB-Appl-EffCW-med-ElecDHW-GasCDryer-Tier1-Top | DEER2016 | D16v1 | 2015-05-16 | Any | SFm | 1996 | CZ08 | rNCEH | Each | 1 | 1150 | None | 74.3 | 0.0108 | 9.26 | 74.3 | 0.0108 | 9.26 | 74.3 | 0.0108 | 9.26 | 74.3 | 0.0108 | 9.26 |  |  | 1 |  | RB-Appl-EffCW-med-ElecDHW-GasCDryer-Tier1-TopAnySFm1996CZ08rNCEH
RB-Appl-EffCW-med-ElecDHW-GasCDryer-Tier1-Top | DEER2016 | D16v1 | 2015-05-16 | Any | SFm | 1996 | CZ08 | rNCGF | Each | 1 | 1150 | None | 80.3 | 0.0107 | 8.5 | 80.3 | 0.0107 | 8.5 | 80.3 | 0.0107 | 8.5 | 80.3 | 0.0107 | 8.5 |  |  | 1 |  | RB-Appl-EffCW-med-ElecDHW-GasCDryer-Tier1-TopAnySFm1996CZ08rNCGF
RB-Appl-EffCW-med-ElecDHW-GasCDryer-Tier1-Top | DEER2016 | D16v1 | 2015-05-16 | Any | SFm | 1996 | CZ09 | rDXGF | Each | 1 | 1090 | None | 86.5 | 0.0126 | 8.51 | 86.5 | 0.0126 | 8.51 | 86.5 | 0.0126 | 8.51 | 86.5 | 0.0126 | 8.51 |  |  | 1 |  | RB-Appl-EffCW-med-ElecDHW-GasCDryer-Tier1-TopAnySFm1996CZ09rDXGF
RB-Appl-EffCW-med-ElecDHW-GasCDryer-Tier1-Top | DEER2016 | D16v1 | 2015-05-16 | Any | SFm | 1996 | CZ09 | rDXHP | Each | 1 | 1090 | None | 82 | 0.0141 | 9.26 | 82 | 0.0141 | 9.26 | 82 | 0.0141 | 9.26 | 82 | 0.0141 | 9.26 |  |  | 1 |  | RB-Appl-EffCW-med-ElecDHW-GasCDryer-Tier1-TopAnySFm1996CZ09rDXHP
RB-Appl-EffCW-med-ElecDHW-GasCDryer-Tier1-Top | DEER2016 | D16v1 | 2015-05-16 | Any | SFm | 1996 | CZ09 | rNCEH | Each | 1 | 1090 | None | 73.5 | 0.0107 | 9.26 | 73.5 | 0.0107 | 9.26 | 73.5 | 0.0107 | 9.26 | 73.5 | 0.0107 | 9.26 |  |  | 1 |  | RB-Appl-EffCW-med-ElecDHW-GasCDryer-Tier1-TopAnySFm1996CZ09rNCEH
RB-Appl-EffCW-med-ElecDHW-GasCDryer-Tier1-Top | DEER2016 | D16v1 | 2015-05-16 | Any | SFm | 1996 | CZ09 | rNCGF | Each | 1 | 1090 | None | 80.5 | 0.0108 | 8.49 | 80.5 | 0.0108 | 8.49 | 80.5 | 0.0108 | 8.49 | 80.5 | 0.0108 | 8.49 |  |  | 1 |  | RB-Appl-EffCW-med-ElecDHW-GasCDryer-Tier1-TopAnySFm1996CZ09rNCGF
RB-Appl-EffCW-med-ElecDHW-GasCDryer-Tier1-Top | DEER2016 | D16v1 | 2015-05-16 | Any | SFm | 1996 | CZ10 | rDXGF | Each | 1 | 1090 | None | 87 | 0.0135 | 8.47 | 87 | 0.0135 | 8.47 | 87 | 0.0135 | 8.47 | 87 | 0.0135 | 8.47 |  |  | 1 |  | RB-Appl-EffCW-med-ElecDHW-GasCDryer-Tier1-TopAnySFm1996CZ10rDXGF
RB-Appl-EffCW-med-ElecDHW-GasCDryer-Tier1-Top | DEER2016 | D16v1 | 2015-05-16 | Any | SFm | 1996 | CZ10 | rDXHP | Each | 1 | 1090 | None | 85.3 | 0.0148 | 9.26 | 85.3 | 0.0148 | 9.26 | 85.3 | 0.0148 | 9.26 | 85.3 | 0.0148 | 9.26 |  |  | 1 |  | RB-Appl-EffCW-med-ElecDHW-GasCDryer-Tier1-TopAnySFm1996CZ10rDXHP
RB-Appl-EffCW-med-ElecDHW-GasCDryer-Tier1-Top | DEER2016 | D16v1 | 2015-05-16 | Any | SFm | 1996 | CZ10 | rNCEH | Each | 1 | 1090 | None | 73.2 | 0.0106 | 9.26 | 73.2 | 0.0106 | 9.26 | 73.2 | 0.0106 | 9.26 | 73.2 | 0.0106 | 9.26 |  |  | 1 |  | RB-Appl-EffCW-med-ElecDHW-GasCDryer-Tier1-TopAnySFm1996CZ10rNCEH
RB-Appl-EffCW-med-ElecDHW-GasCDryer-Tier1-Top | DEER2016 | D16v1 | 2015-05-16 | Any | SFm | 1996 | CZ10 | rNCGF | Each | 1 | 1090 | None | 80.3 | 0.0106 | 8.49 | 80.3 | 0.0106 | 8.49 | 80.3 | 0.0106 | 8.49 | 80.3 | 0.0106 | 8.49 |  |  | 1 |  | RB-Appl-EffCW-med-ElecDHW-GasCDryer-Tier1-TopAnySFm1996CZ10rNCGF
RB-Appl-EffCW-med-ElecDHW-GasCDryer-Tier1-Top | DEER2016 | D16v1 | 2015-05-16 | Any | SFm | 1996 | CZ11 | rDXGF | Each | 1 | 1020 | None | 92.7 | 0.0169 | 7.61 | 92.7 | 0.0169 | 7.61 | 92.7 | 0.0169 | 7.61 | 92.7 | 0.0169 | 7.61 |  |  | 1 |  | RB-Appl-EffCW-med-ElecDHW-GasCDryer-Tier1-TopAnySFm1996CZ11rDXGF
RB-Appl-EffCW-med-ElecDHW-GasCDryer-Tier1-Top | DEER2016 | D16v1 | 2015-05-16 | Any | SFm | 1996 | CZ11 | rDXHP | Each | 1 | 1020 | None | 76.4 | 0.0166 | 9.26 | 76.4 | 0.0166 | 9.26 | 76.4 | 0.0166 | 9.26 | 76.4 | 0.0166 | 9.26 |  |  | 1 |  | RB-Appl-EffCW-med-ElecDHW-GasCDryer-Tier1-TopAnySFm1996CZ11rDXHP
RB-Appl-EffCW-med-ElecDHW-GasCDryer-Tier1-Top | DEER2016 | D16v1 | 2015-05-16 | Any | SFm | 1996 | CZ11 | rNCEH | Each | 1 | 1020 | None | 63.4 | 0.0106 | 9.26 | 63.4 | 0.0106 | 9.26 | 63.4 | 0.0106 | 9.26 | 63.4 | 0.0106 | 9.26 |  |  | 1 |  | RB-Appl-EffCW-med-ElecDHW-GasCDryer-Tier1-TopAnySFm1996CZ11rNCEH
RB-Appl-EffCW-med-ElecDHW-GasCDryer-Tier1-Top | DEER2016 | D16v1 | 2015-05-16 | Any | SFm | 1996 | CZ11 | rNCGF | Each | 1 | 1020 | None | 80.2 | 0.0106 | 7.6 | 80.2 | 0.0106 | 7.6 | 80.2 | 0.0106 | 7.6 | 80.2 | 0.0106 | 7.6 |  |  | 1 |  | RB-Appl-EffCW-med-ElecDHW-GasCDryer-Tier1-TopAnySFm1996CZ11rNCGF
RB-Appl-EffCW-med-ElecDHW-GasCDryer-Tier1-Top | DEER2016 | D16v1 | 2015-05-16 | Any | SFm | 1996 | CZ12 | rDXGF | Each | 1 | 1020 | None | 89.6 | 0.024 | 7.57 | 89.6 | 0.024 | 7.57 | 89.6 | 0.024 | 7.57 | 89.6 | 0.024 | 7.57 |  |  | 1 |  | RB-Appl-EffCW-med-ElecDHW-GasCDryer-Tier1-TopAnySFm1996CZ12rDXGF
RB-Appl-EffCW-med-ElecDHW-GasCDryer-Tier1-Top | DEER2016 | D16v1 | 2015-05-16 | Any | SFm | 1996 | CZ12 | rDXHP | Each | 1 | 1020 | None | 76.1 | 0.0209 | 9.26 | 76.1 | 0.0209 | 9.26 | 76.1 | 0.0209 | 9.26 | 76.1 | 0.0209 | 9.26 |  |  | 1 |  | RB-Appl-EffCW-med-ElecDHW-GasCDryer-Tier1-TopAnySFm1996CZ12rDXHP
RB-Appl-EffCW-med-ElecDHW-GasCDryer-Tier1-Top | DEER2016 | D16v1 | 2015-05-16 | Any | SFm | 1996 | CZ12 | rNCEH | Each | 1 | 1020 | None | 64.6 | 0.011 | 9.26 | 64.6 | 0.011 | 9.26 | 64.6 | 0.011 | 9.26 | 64.6 | 0.011 | 9.26 |  |  | 1 |  | RB-Appl-EffCW-med-ElecDHW-GasCDryer-Tier1-TopAnySFm1996CZ12rNCEH
RB-Appl-EffCW-med-ElecDHW-GasCDryer-Tier1-Top | DEER2016 | D16v1 | 2015-05-16 | Any | SFm | 1996 | CZ12 | rNCGF | Each | 1 | 1020 | None | 81.5 | 0.011 | 7.53 | 81.5 | 0.011 | 7.53 | 81.5 | 0.011 | 7.53 | 81.5 | 0.011 | 7.53 |  |  | 1 |  | RB-Appl-EffCW-med-ElecDHW-GasCDryer-Tier1-TopAnySFm1996CZ12rNCGF
RB-Appl-EffCW-med-ElecDHW-GasCDryer-Tier1-Top | DEER2016 | D16v1 | 2015-05-16 | Any | SFm | 1996 | CZ13 | rDXGF | Each | 1 | 1020 | None | 91.4 | 0.0168 | 7.61 | 91.4 | 0.0168 | 7.61 | 91.4 | 0.0168 | 7.61 | 91.4 | 0.0168 | 7.61 |  |  | 1 |  | RB-Appl-EffCW-med-ElecDHW-GasCDryer-Tier1-TopAnySFm1996CZ13rDXGF
RB-Appl-EffCW-med-ElecDHW-GasCDryer-Tier1-Top | DEER2016 | D16v1 | 2015-05-16 | Any | SFm | 1996 | CZ13 | rDXHP | Each | 1 | 1020 | None | 77 | 0.0156 | 9.26 | 77 | 0.0156 | 9.26 | 77 | 0.0156 | 9.26 | 77 | 0.0156 | 9.26 |  |  | 1 |  | RB-Appl-EffCW-med-ElecDHW-GasCDryer-Tier1-TopAnySFm1996CZ13rDXHP
RB-Appl-EffCW-med-ElecDHW-GasCDryer-Tier1-Top | DEER2016 | D16v1 | 2015-05-16 | Any | SFm | 1996 | CZ13 | rNCEH | Each | 1 | 1020 | None | 62.1 | 0.0106 | 9.26 | 62.1 | 0.0106 | 9.26 | 62.1 | 0.0106 | 9.26 | 62.1 | 0.0106 | 9.26 |  |  | 1 |  | RB-Appl-EffCW-med-ElecDHW-GasCDryer-Tier1-TopAnySFm1996CZ13rNCEH
RB-Appl-EffCW-med-ElecDHW-GasCDryer-Tier1-Top | DEER2016 | D16v1 | 2015-05-16 | Any | SFm | 1996 | CZ13 | rNCGF | Each | 1 | 1020 | None | 79.7 | 0.0106 | 7.62 | 79.7 | 0.0106 | 7.62 | 79.7 | 0.0106 | 7.62 | 79.7 | 0.0106 | 7.62 |  |  | 1 |  | RB-Appl-EffCW-med-ElecDHW-GasCDryer-Tier1-TopAnySFm1996CZ13rNCGF
RB-Appl-EffCW-med-ElecDHW-GasCDryer-Tier1-Top | DEER2016 | D16v1 | 2015-05-16 | Any | SFm | 1996 | CZ14 | rDXGF | Each | 1 | 879 | None | 93.3 | 0.015 | 7.84 | 93.3 | 0.015 | 7.84 | 93.3 | 0.015 | 7.84 | 93.3 | 0.015 | 7.84 |  |  | 1 |  | RB-Appl-EffCW-med-ElecDHW-GasCDryer-Tier1-TopAnySFm1996CZ14rDXGF
RB-Appl-EffCW-med-ElecDHW-GasCDryer-Tier1-Top | DEER2016 | D16v1 | 2015-05-16 | Any | SFm | 1996 | CZ14 | rDXHP | Each | 1 | 879 | None | 81.9 | 0.0158 | 9.26 | 81.9 | 0.0158 | 9.26 | 81.9 | 0.0158 | 9.26 | 81.9 | 0.0158 | 9.26 |  |  | 1 |  | RB-Appl-EffCW-med-ElecDHW-GasCDryer-Tier1-TopAnySFm1996CZ14rDXHP
RB-Appl-EffCW-med-ElecDHW-GasCDryer-Tier1-Top | DEER2016 | D16v1 | 2015-05-16 | Any | SFm | 1996 | CZ14 | rNCEH | Each | 1 | 879 | None | 66.8 | 0.0104 | 9.26 | 66.8 | 0.0104 | 9.26 | 66.8 | 0.0104 | 9.26 | 66.8 | 0.0104 | 9.26 |  |  | 1 |  | RB-Appl-EffCW-med-ElecDHW-GasCDryer-Tier1-TopAnySFm1996CZ14rNCEH
RB-Appl-EffCW-med-ElecDHW-GasCDryer-Tier1-Top | DEER2016 | D16v1 | 2015-05-16 | Any | SFm | 1996 | CZ14 | rNCGF | Each | 1 | 879 | None | 80.6 | 0.0104 | 7.8 | 80.6 | 0.0104 | 7.8 | 80.6 | 0.0104 | 7.8 | 80.6 | 0.0104 | 7.8 |  |  | 1 |  | RB-Appl-EffCW-med-ElecDHW-GasCDryer-Tier1-TopAnySFm1996CZ14rNCGF
RB-Appl-EffCW-med-ElecDHW-GasCDryer-Tier1-Top | DEER2016 | D16v1 | 2015-05-16 | Any | SFm | 1996 | CZ15 | rDXGF | Each | 1 | 879 | None | 91.8 | 0.0133 | 8.29 | 91.8 | 0.0133 | 8.29 | 91.8 | 0.0133 | 8.29 | 91.8 | 0.0133 | 8.29 |  |  | 1 |  | RB-Appl-EffCW-med-ElecDHW-GasCDryer-Tier1-TopAnySFm1996CZ15rDXGF
RB-Appl-EffCW-med-ElecDHW-GasCDryer-Tier1-Top | DEER2016 | D16v1 | 2015-05-16 | Any | SFm | 1996 | CZ15 | rDXHP | Each | 1 | 879 | None | 82.7 | 0.0131 | 9.26 | 82.7 | 0.0131 | 9.26 | 82.7 | 0.0131 | 9.26 | 82.7 | 0.0131 | 9.26 |  |  | 1 |  | RB-Appl-EffCW-med-ElecDHW-GasCDryer-Tier1-TopAnySFm1996CZ15rDXHP
RB-Appl-EffCW-med-ElecDHW-GasCDryer-Tier1-Top | DEER2016 | D16v1 | 2015-05-16 | Any | SFm | 1996 | CZ15 | rNCEH | Each | 1 | 879 | None | 65 | 0.00946 | 9.26 | 65 | 0.00946 | 9.26 | 65 | 0.00946 | 9.26 | 65 | 0.00946 | 9.26 |  |  | 1 |  | RB-Appl-EffCW-med-ElecDHW-GasCDryer-Tier1-TopAnySFm1996CZ15rNCEH
RB-Appl-EffCW-med-ElecDHW-GasCDryer-Tier1-Top | DEER2016 | D16v1 | 2015-05-16 | Any | SFm | 1996 | CZ15 | rNCGF | Each | 1 | 879 | None | 73.7 | 0.00946 | 8.29 | 73.7 | 0.00946 | 8.29 | 73.7 | 0.00946 | 8.29 | 73.7 | 0.00946 | 8.29 |  |  | 1 |  | RB-Appl-EffCW-med-ElecDHW-GasCDryer-Tier1-TopAnySFm1996CZ15rNCGF
RB-Appl-EffCW-med-ElecDHW-GasCDryer-Tier1-Top | DEER2016 | D16v1 | 2015-05-16 | Any | SFm | 1996 | CZ16 | rDXGF | Each | 1 | 1100 | None | 89.6 | 0.0148 | 8.31 | 89.6 | 0.0148 | 8.31 | 89.6 | 0.0148 | 8.31 | 89.6 | 0.0148 | 8.31 |  |  | 1 |  | RB-Appl-EffCW-med-ElecDHW-GasCDryer-Tier1-TopAnySFm1996CZ16rDXGF
RB-Appl-EffCW-med-ElecDHW-GasCDryer-Tier1-Top | DEER2016 | D16v1 | 2015-05-16 | Any | SFm | 1996 | CZ16 | rDXHP | Each | 1 | 1100 | None | 77.7 | 0.0274 | 9.26 | 77.7 | 0.0274 | 9.26 | 77.7 | 0.0274 | 9.26 | 77.7 | 0.0274 | 9.26 |  |  | 1 |  | RB-Appl-EffCW-med-ElecDHW-GasCDryer-Tier1-TopAnySFm1996CZ16rDXHP
RB-Appl-EffCW-med-ElecDHW-GasCDryer-Tier1-Top | DEER2016 | D16v1 | 2015-05-16 | Any | SFm | 1996 | CZ16 | rNCEH | Each | 1 | 1100 | None | 78.6 | 0.0116 | 9.26 | 78.6 | 0.0116 | 9.26 | 78.6 | 0.0116 | 9.26 | 78.6 | 0.0116 | 9.26 |  |  | 1 |  | RB-Appl-EffCW-med-ElecDHW-GasCDryer-Tier1-TopAnySFm1996CZ16rNCEH
RB-Appl-EffCW-med-ElecDHW-GasCDryer-Tier1-Top | DEER2016 | D16v1 | 2015-05-16 | Any | SFm | 1996 | CZ16 | rNCGF | Each | 1 | 1100 | None | 87 | 0.0116 | 8.29 | 87 | 0.0116 | 8.29 | 87 | 0.0116 | 8.29 | 87 | 0.0116 | 8.29 |  |  | 1 |  | RB-Appl-EffCW-med-ElecDHW-GasCDryer-Tier1-TopAnySFm1996CZ16rNCGF
RB-Appl-EffCW-med-ElecDHW-GasCDryer-Tier1-Top | DEER2016 | D16v1 | 2015-05-16 | Any | SFm | 2003 | CZ01 | rDXGF | Each | 1 | 1150 | None | 86.9 | 0.0158 | 7.34 | 86.9 | 0.0158 | 7.34 | 86.9 | 0.0158 | 7.34 | 86.9 | 0.0158 | 7.34 |  |  | 1 |  | RB-Appl-EffCW-med-ElecDHW-GasCDryer-Tier1-TopAnySFm2003CZ01rDXGF
RB-Appl-EffCW-med-ElecDHW-GasCDryer-Tier1-Top | DEER2016 | D16v1 | 2015-05-16 | Any | SFm | 2003 | CZ01 | rDXHP | Each | 1 | 1150 | None | 70.6 | 0.0133 | 9.26 | 70.6 | 0.0133 | 9.26 | 70.6 | 0.0133 | 9.26 | 70.6 | 0.0133 | 9.26 |  |  | 1 |  | RB-Appl-EffCW-med-ElecDHW-GasCDryer-Tier1-TopAnySFm2003CZ01rDXHP
RB-Appl-EffCW-med-ElecDHW-GasCDryer-Tier1-Top | DEER2016 | D16v1 | 2015-05-16 | Any | SFm | 2003 | CZ01 | rNCEH | Each | 1 | 1150 | None | 67.8 | 0.0119 | 9.26 | 67.8 | 0.0119 | 9.26 | 67.8 | 0.0119 | 9.26 | 67.8 | 0.0119 | 9.26 |  |  | 1 |  | RB-Appl-EffCW-med-ElecDHW-GasCDryer-Tier1-TopAnySFm2003CZ01rNCEH
RB-Appl-EffCW-med-ElecDHW-GasCDryer-Tier1-Top | DEER2016 | D16v1 | 2015-05-16 | Any | SFm | 2003 | CZ01 | rNCGF | Each | 1 | 1150 | None | 86.5 | 0.0119 | 7.35 | 86.5 | 0.0119 | 7.35 | 86.5 | 0.0119 | 7.35 | 86.5 | 0.0119 | 7.35 |  |  | 1 |  | RB-Appl-EffCW-med-ElecDHW-GasCDryer-Tier1-TopAnySFm2003CZ01rNCGF
RB-Appl-EffCW-med-ElecDHW-GasCDryer-Tier1-Top | DEER2016 | D16v1 | 2015-05-16 | Any | SFm | 2003 | CZ02 | rDXGF | Each | 1 | 974 | None | 86.4 | 0.017 | 7.47 | 86.4 | 0.017 | 7.47 | 86.4 | 0.017 | 7.47 | 86.4 | 0.017 | 7.47 |  |  | 1 |  | RB-Appl-EffCW-med-ElecDHW-GasCDryer-Tier1-TopAnySFm2003CZ02rDXGF
RB-Appl-EffCW-med-ElecDHW-GasCDryer-Tier1-Top | DEER2016 | D16v1 | 2015-05-16 | Any | SFm | 2003 | CZ02 | rDXHP | Each | 1 | 974 | None | 72 | 0.0195 | 9.26 | 72 | 0.0195 | 9.26 | 72 | 0.0195 | 9.26 | 72 | 0.0195 | 9.26 |  |  | 1 |  | RB-Appl-EffCW-med-ElecDHW-GasCDryer-Tier1-TopAnySFm2003CZ02rDXHP
RB-Appl-EffCW-med-ElecDHW-GasCDryer-Tier1-Top | DEER2016 | D16v1 | 2015-05-16 | Any | SFm | 2003 | CZ02 | rNCEH | Each | 1 | 974 | None | 64.7 | 0.0114 | 9.26 | 64.7 | 0.0114 | 9.26 | 64.7 | 0.0114 | 9.26 | 64.7 | 0.0114 | 9.26 |  |  | 1 |  | RB-Appl-EffCW-med-ElecDHW-GasCDryer-Tier1-TopAnySFm2003CZ02rNCEH
RB-Appl-EffCW-med-ElecDHW-GasCDryer-Tier1-Top | DEER2016 | D16v1 | 2015-05-16 | Any | SFm | 2003 | CZ02 | rNCGF | Each | 1 | 974 | None | 83.1 | 0.0113 | 7.39 | 83.1 | 0.0113 | 7.39 | 83.1 | 0.0113 | 7.39 | 83.1 | 0.0113 | 7.39 |  |  | 1 |  | RB-Appl-EffCW-med-ElecDHW-GasCDryer-Tier1-TopAnySFm2003CZ02rNCGF
RB-Appl-EffCW-med-ElecDHW-GasCDryer-Tier1-Top | DEER2016 | D16v1 | 2015-05-16 | Any | SFm | 2003 | CZ03 | rDXGF | Each | 1 | 1150 | None | 86.1 | 0.0216 | 7.16 | 86.1 | 0.0216 | 7.16 | 86.1 | 0.0216 | 7.16 | 86.1 | 0.0216 | 7.16 |  |  | 1 |  | RB-Appl-EffCW-med-ElecDHW-GasCDryer-Tier1-TopAnySFm2003CZ03rDXGF
RB-Appl-EffCW-med-ElecDHW-GasCDryer-Tier1-Top | DEER2016 | D16v1 | 2015-05-16 | Any | SFm | 2003 | CZ03 | rDXHP | Each | 1 | 1150 | None | 69.8 | 0.022 | 9.26 | 69.8 | 0.022 | 9.26 | 69.8 | 0.022 | 9.26 | 69.8 | 0.022 | 9.26 |  |  | 1 |  | RB-Appl-EffCW-med-ElecDHW-GasCDryer-Tier1-TopAnySFm2003CZ03rDXHP
RB-Appl-EffCW-med-ElecDHW-GasCDryer-Tier1-Top | DEER2016 | D16v1 | 2015-05-16 | Any | SFm | 2003 | CZ03 | rNCEH | Each | 1 | 1150 | None | 64.5 | 0.0115 | 9.26 | 64.5 | 0.0115 | 9.26 | 64.5 | 0.0115 | 9.26 | 64.5 | 0.0115 | 9.26 |  |  | 1 |  | RB-Appl-EffCW-med-ElecDHW-GasCDryer-Tier1-TopAnySFm2003CZ03rNCEH
RB-Appl-EffCW-med-ElecDHW-GasCDryer-Tier1-Top | DEER2016 | D16v1 | 2015-05-16 | Any | SFm | 2003 | CZ03 | rNCGF | Each | 1 | 1150 | None | 83.3 | 0.0115 | 7.25 | 83.3 | 0.0115 | 7.25 | 83.3 | 0.0115 | 7.25 | 83.3 | 0.0115 | 7.25 |  |  | 1 |  | RB-Appl-EffCW-med-ElecDHW-GasCDryer-Tier1-TopAnySFm2003CZ03rNCGF
RB-Appl-EffCW-med-ElecDHW-GasCDryer-Tier1-Top | DEER2016 | D16v1 | 2015-05-16 | Any | SFm | 2003 | CZ04 | rDXGF | Each | 1 | 1150 | None | 90.5 | 0.0171 | 7.65 | 90.5 | 0.0171 | 7.65 | 90.5 | 0.0171 | 7.65 | 90.5 | 0.0171 | 7.65 |  |  | 1 |  | RB-Appl-EffCW-med-ElecDHW-GasCDryer-Tier1-TopAnySFm2003CZ04rDXGF
RB-Appl-EffCW-med-ElecDHW-GasCDryer-Tier1-Top | DEER2016 | D16v1 | 2015-05-16 | Any | SFm | 2003 | CZ04 | rDXHP | Each | 1 | 1150 | None | 74.8 | 0.0215 | 9.26 | 74.8 | 0.0215 | 9.26 | 74.8 | 0.0215 | 9.26 | 74.8 | 0.0215 | 9.26 |  |  | 1 |  | RB-Appl-EffCW-med-ElecDHW-GasCDryer-Tier1-TopAnySFm2003CZ04rDXHP
RB-Appl-EffCW-med-ElecDHW-GasCDryer-Tier1-Top | DEER2016 | D16v1 | 2015-05-16 | Any | SFm | 2003 | CZ04 | rNCEH | Each | 1 | 1150 | None | 66.3 | 0.0111 | 9.26 | 66.3 | 0.0111 | 9.26 | 66.3 | 0.0111 | 9.26 | 66.3 | 0.0111 | 9.26 |  |  | 1 |  | RB-Appl-EffCW-med-ElecDHW-GasCDryer-Tier1-TopAnySFm2003CZ04rNCEH
RB-Appl-EffCW-med-ElecDHW-GasCDryer-Tier1-Top | DEER2016 | D16v1 | 2015-05-16 | Any | SFm | 2003 | CZ04 | rNCGF | Each | 1 | 1150 | None | 82.1 | 0.0111 | 7.58 | 82.1 | 0.0111 | 7.58 | 82.1 | 0.0111 | 7.58 | 82.1 | 0.0111 | 7.58 |  |  | 1 |  | RB-Appl-EffCW-med-ElecDHW-GasCDryer-Tier1-TopAnySFm2003CZ04rNCGF
RB-Appl-EffCW-med-ElecDHW-GasCDryer-Tier1-Top | DEER2016 | D16v1 | 2015-05-16 | Any | SFm | 2003 | CZ05 | rDXGF | Each | 1 | 1150 | None | 85.3 | -0.0124 | 6.41 | 85.3 | -0.0124 | 6.41 | 85.3 | -0.0124 | 6.41 | 85.3 | -0.0124 | 6.41 |  |  | 1 |  | RB-Appl-EffCW-med-ElecDHW-GasCDryer-Tier1-TopAnySFm2003CZ05rDXGF
RB-Appl-EffCW-med-ElecDHW-GasCDryer-Tier1-Top | DEER2016 | D16v1 | 2015-05-16 | Any | SFm | 2003 | CZ05 | rDXHP | Each | 1 | 1150 | None | 65.2 | 0.0194 | 9.26 | 65.2 | 0.0194 | 9.26 | 65.2 | 0.0194 | 9.26 | 65.2 | 0.0194 | 9.26 |  |  | 1 |  | RB-Appl-EffCW-med-ElecDHW-GasCDryer-Tier1-TopAnySFm2003CZ05rDXHP
RB-Appl-EffCW-med-ElecDHW-GasCDryer-Tier1-Top | DEER2016 | D16v1 | 2015-05-16 | Any | SFm | 2003 | CZ05 | rNCEH | Each | 1 | 1150 | None | 59.2 | 0.0115 | 9.26 | 59.2 | 0.0115 | 9.26 | 59.2 | 0.0115 | 9.26 | 59.2 | 0.0115 | 9.26 |  |  | 1 |  | RB-Appl-EffCW-med-ElecDHW-GasCDryer-Tier1-TopAnySFm2003CZ05rNCEH
RB-Appl-EffCW-med-ElecDHW-GasCDryer-Tier1-Top | DEER2016 | D16v1 | 2015-05-16 | Any | SFm | 2003 | CZ05 | rNCGF | Each | 1 | 1150 | None | 83.5 | 0.0115 | 6.28 | 83.5 | 0.0115 | 6.28 | 83.5 | 0.0115 | 6.28 | 83.5 | 0.0115 | 6.28 |  |  | 1 |  | RB-Appl-EffCW-med-ElecDHW-GasCDryer-Tier1-TopAnySFm2003CZ05rNCGF
RB-Appl-EffCW-med-ElecDHW-GasCDryer-Tier1-Top | DEER2016 | D16v1 | 2015-05-16 | Any | SFm | 2003 | CZ06 | rDXGF | Each | 1 | 1200 | None | 89.2 | 0.0124 | 7.97 | 89.2 | 0.0124 | 7.97 | 89.2 | 0.0124 | 7.97 | 89.2 | 0.0124 | 7.97 |  |  | 1 |  | RB-Appl-EffCW-med-ElecDHW-GasCDryer-Tier1-TopAnySFm2003CZ06rDXGF
RB-Appl-EffCW-med-ElecDHW-GasCDryer-Tier1-Top | DEER2016 | D16v1 | 2015-05-16 | Any | SFm | 2003 | CZ06 | rDXHP | Each | 1 | 1200 | None | 76.2 | 0.0191 | 9.26 | 76.2 | 0.0191 | 9.26 | 76.2 | 0.0191 | 9.26 | 76.2 | 0.0191 | 9.26 |  |  | 1 |  | RB-Appl-EffCW-med-ElecDHW-GasCDryer-Tier1-TopAnySFm2003CZ06rDXHP
RB-Appl-EffCW-med-ElecDHW-GasCDryer-Tier1-Top | DEER2016 | D16v1 | 2015-05-16 | Any | SFm | 2003 | CZ06 | rNCEH | Each | 1 | 1200 | None | 68.8 | 0.0109 | 9.26 | 68.8 | 0.0109 | 9.26 | 68.8 | 0.0109 | 9.26 | 68.8 | 0.0109 | 9.26 |  |  | 1 |  | RB-Appl-EffCW-med-ElecDHW-GasCDryer-Tier1-TopAnySFm2003CZ06rNCEH
RB-Appl-EffCW-med-ElecDHW-GasCDryer-Tier1-Top | DEER2016 | D16v1 | 2015-05-16 | Any | SFm | 2003 | CZ06 | rNCGF | Each | 1 | 1200 | None | 80.8 | 0.011 | 7.81 | 80.8 | 0.011 | 7.81 | 80.8 | 0.011 | 7.81 | 80.8 | 0.011 | 7.81 |  |  | 1 |  | RB-Appl-EffCW-med-ElecDHW-GasCDryer-Tier1-TopAnySFm2003CZ06rNCGF
RB-Appl-EffCW-med-ElecDHW-GasCDryer-Tier1-Top | DEER2016 | D16v1 | 2015-05-16 | Any | SFm | 2003 | CZ07 | rDXGF | Each | 1 | 1200 | None | 97.9 | 0.0171 | 7.94 | 97.9 | 0.0171 | 7.94 | 97.9 | 0.0171 | 7.94 | 97.9 | 0.0171 | 7.94 |  |  | 1 |  | RB-Appl-EffCW-med-ElecDHW-GasCDryer-Tier1-TopAnySFm2003CZ07rDXGF
RB-Appl-EffCW-med-ElecDHW-GasCDryer-Tier1-Top | DEER2016 | D16v1 | 2015-05-16 | Any | SFm | 2003 | CZ07 | rDXHP | Each | 1 | 1200 | None | 84.3 | 0.085 | 9.26 | 84.3 | 0.085 | 9.26 | 84.3 | 0.085 | 9.26 | 84.3 | 0.085 | 9.26 |  |  | 1 |  | RB-Appl-EffCW-med-ElecDHW-GasCDryer-Tier1-TopAnySFm2003CZ07rDXHP
RB-Appl-EffCW-med-ElecDHW-GasCDryer-Tier1-Top | DEER2016 | D16v1 | 2015-05-16 | Any | SFm | 2003 | CZ07 | rNCEH | Each | 1 | 1200 | None | 66.8 | 0.0109 | 9.26 | 66.8 | 0.0109 | 9.26 | 66.8 | 0.0109 | 9.26 | 66.8 | 0.0109 | 9.26 |  |  | 1 |  | RB-Appl-EffCW-med-ElecDHW-GasCDryer-Tier1-TopAnySFm2003CZ07rNCEH
RB-Appl-EffCW-med-ElecDHW-GasCDryer-Tier1-Top | DEER2016 | D16v1 | 2015-05-16 | Any | SFm | 2003 | CZ07 | rNCGF | Each | 1 | 1200 | None | 80.3 | 0.0108 | 7.83 | 80.3 | 0.0108 | 7.83 | 80.3 | 0.0108 | 7.83 | 80.3 | 0.0108 | 7.83 |  |  | 1 |  | RB-Appl-EffCW-med-ElecDHW-GasCDryer-Tier1-TopAnySFm2003CZ07rNCGF
RB-Appl-EffCW-med-ElecDHW-GasCDryer-Tier1-Top | DEER2016 | D16v1 | 2015-05-16 | Any | SFm | 2003 | CZ08 | rDXGF | Each | 1 | 1200 | None | 98.5 | 0.0154 | 7.85 | 98.5 | 0.0154 | 7.85 | 98.5 | 0.0154 | 7.85 | 98.5 | 0.0154 | 7.85 |  |  | 1 |  | RB-Appl-EffCW-med-ElecDHW-GasCDryer-Tier1-TopAnySFm2003CZ08rDXGF
RB-Appl-EffCW-med-ElecDHW-GasCDryer-Tier1-Top | DEER2016 | D16v1 | 2015-05-16 | Any | SFm | 2003 | CZ08 | rDXHP | Each | 1 | 1200 | None | 85.1 | 0.0173 | 9.26 | 85.1 | 0.0173 | 9.26 | 85.1 | 0.0173 | 9.26 | 85.1 | 0.0173 | 9.26 |  |  | 1 |  | RB-Appl-EffCW-med-ElecDHW-GasCDryer-Tier1-TopAnySFm2003CZ08rDXHP
RB-Appl-EffCW-med-ElecDHW-GasCDryer-Tier1-Top | DEER2016 | D16v1 | 2015-05-16 | Any | SFm | 2003 | CZ08 | rNCEH | Each | 1 | 1200 | None | 65.6 | 0.0108 | 9.26 | 65.6 | 0.0108 | 9.26 | 65.6 | 0.0108 | 9.26 | 65.6 | 0.0108 | 9.26 |  |  | 1 |  | RB-Appl-EffCW-med-ElecDHW-GasCDryer-Tier1-TopAnySFm2003CZ08rNCEH
RB-Appl-EffCW-med-ElecDHW-GasCDryer-Tier1-Top | DEER2016 | D16v1 | 2015-05-16 | Any | SFm | 2003 | CZ08 | rNCGF | Each | 1 | 1200 | None | 79.6 | 0.0108 | 7.79 | 79.6 | 0.0108 | 7.79 | 79.6 | 0.0108 | 7.79 | 79.6 | 0.0108 | 7.79 |  |  | 1 |  | RB-Appl-EffCW-med-ElecDHW-GasCDryer-Tier1-TopAnySFm2003CZ08rNCGF
RB-Appl-EffCW-med-ElecDHW-GasCDryer-Tier1-Top | DEER2016 | D16v1 | 2015-05-16 | Any | SFm | 2003 | CZ09 | rDXGF | Each | 1 | 1210 | None | 94.8 | 0.0136 | 7.68 | 94.8 | 0.0136 | 7.68 | 94.8 | 0.0136 | 7.68 | 94.8 | 0.0136 | 7.68 |  |  | 1 |  | RB-Appl-EffCW-med-ElecDHW-GasCDryer-Tier1-TopAnySFm2003CZ09rDXGF
RB-Appl-EffCW-med-ElecDHW-GasCDryer-Tier1-Top | DEER2016 | D16v1 | 2015-05-16 | Any | SFm | 2003 | CZ09 | rDXHP | Each | 1 | 1210 | None | 83.6 | 0.0149 | 9.26 | 83.6 | 0.0149 | 9.26 | 83.6 | 0.0149 | 9.26 | 83.6 | 0.0149 | 9.26 |  |  | 1 |  | RB-Appl-EffCW-med-ElecDHW-GasCDryer-Tier1-TopAnySFm2003CZ09rDXHP
RB-Appl-EffCW-med-ElecDHW-GasCDryer-Tier1-Top | DEER2016 | D16v1 | 2015-05-16 | Any | SFm | 2003 | CZ09 | rNCEH | Each | 1 | 1210 | None | 64.7 | 0.0108 | 9.26 | 64.7 | 0.0108 | 9.26 | 64.7 | 0.0108 | 9.26 | 64.7 | 0.0108 | 9.26 |  |  | 1 |  | RB-Appl-EffCW-med-ElecDHW-GasCDryer-Tier1-TopAnySFm2003CZ09rNCEH
RB-Appl-EffCW-med-ElecDHW-GasCDryer-Tier1-Top | DEER2016 | D16v1 | 2015-05-16 | Any | SFm | 2003 | CZ09 | rNCGF | Each | 1 | 1210 | None | 80.1 | 0.0108 | 7.65 | 80.1 | 0.0108 | 7.65 | 80.1 | 0.0108 | 7.65 | 80.1 | 0.0108 | 7.65 |  |  | 1 |  | RB-Appl-EffCW-med-ElecDHW-GasCDryer-Tier1-TopAnySFm2003CZ09rNCGF
RB-Appl-EffCW-med-ElecDHW-GasCDryer-Tier1-Top | DEER2016 | D16v1 | 2015-05-16 | Any | SFm | 2003 | CZ10 | rDXGF | Each | 1 | 974 | None | 91.4 | 0.0119 | 7.92 | 91.4 | 0.0119 | 7.92 | 91.4 | 0.0119 | 7.92 | 91.4 | 0.0119 | 7.92 |  |  | 1 |  | RB-Appl-EffCW-med-ElecDHW-GasCDryer-Tier1-TopAnySFm2003CZ10rDXGF
RB-Appl-EffCW-med-ElecDHW-GasCDryer-Tier1-Top | DEER2016 | D16v1 | 2015-05-16 | Any | SFm | 2003 | CZ10 | rDXHP | Each | 1 | 974 | None | 81 | 0.0127 | 9.26 | 81 | 0.0127 | 9.26 | 81 | 0.0127 | 9.26 | 81 | 0.0127 | 9.26 |  |  | 1 |  | RB-Appl-EffCW-med-ElecDHW-GasCDryer-Tier1-TopAnySFm2003CZ10rDXHP
RB-Appl-EffCW-med-ElecDHW-GasCDryer-Tier1-Top | DEER2016 | D16v1 | 2015-05-16 | Any | SFm | 2003 | CZ10 | rNCEH | Each | 1 | 974 | None | 65.4 | 0.0106 | 9.26 | 65.4 | 0.0106 | 9.26 | 65.4 | 0.0106 | 9.26 | 65.4 | 0.0106 | 9.26 |  |  | 1 |  | RB-Appl-EffCW-med-ElecDHW-GasCDryer-Tier1-TopAnySFm2003CZ10rNCEH
RB-Appl-EffCW-med-ElecDHW-GasCDryer-Tier1-Top | DEER2016 | D16v1 | 2015-05-16 | Any | SFm | 2003 | CZ10 | rNCGF | Each | 1 | 974 | None | 79.5 | 0.0106 | 7.88 | 79.5 | 0.0106 | 7.88 | 79.5 | 0.0106 | 7.88 | 79.5 | 0.0106 | 7.88 |  |  | 1 |  | RB-Appl-EffCW-med-ElecDHW-GasCDryer-Tier1-TopAnySFm2003CZ10rNCGF
RB-Appl-EffCW-med-ElecDHW-GasCDryer-Tier1-Top | DEER2016 | D16v1 | 2015-05-16 | Any | SFm | 2003 | CZ11 | rDXGF | Each | 1 | 974 | None | 89.5 | 0.0151 | 7.66 | 89.5 | 0.0151 | 7.66 | 89.5 | 0.0151 | 7.66 | 89.5 | 0.0151 | 7.66 |  |  | 1 |  | RB-Appl-EffCW-med-ElecDHW-GasCDryer-Tier1-TopAnySFm2003CZ11rDXGF
RB-Appl-EffCW-med-ElecDHW-GasCDryer-Tier1-Top | DEER2016 | D16v1 | 2015-05-16 | Any | SFm | 2003 | CZ11 | rDXHP | Each | 1 | 974 | None | 77.1 | 0.0184 | 9.26 | 77.1 | 0.0184 | 9.26 | 77.1 | 0.0184 | 9.26 | 77.1 | 0.0184 | 9.26 |  |  | 1 |  | RB-Appl-EffCW-med-ElecDHW-GasCDryer-Tier1-TopAnySFm2003CZ11rDXHP
RB-Appl-EffCW-med-ElecDHW-GasCDryer-Tier1-Top | DEER2016 | D16v1 | 2015-05-16 | Any | SFm | 2003 | CZ11 | rNCEH | Each | 1 | 974 | None | 63.9 | 0.0106 | 9.26 | 63.9 | 0.0106 | 9.26 | 63.9 | 0.0106 | 9.26 | 63.9 | 0.0106 | 9.26 |  |  | 1 |  | RB-Appl-EffCW-med-ElecDHW-GasCDryer-Tier1-TopAnySFm2003CZ11rNCEH
RB-Appl-EffCW-med-ElecDHW-GasCDryer-Tier1-Top | DEER2016 | D16v1 | 2015-05-16 | Any | SFm | 2003 | CZ11 | rNCGF | Each | 1 | 974 | None | 79.9 | 0.0106 | 7.64 | 79.9 | 0.0106 | 7.64 | 79.9 | 0.0106 | 7.64 | 79.9 | 0.0106 | 7.64 |  |  | 1 |  | RB-Appl-EffCW-med-ElecDHW-GasCDryer-Tier1-TopAnySFm2003CZ11rNCGF
RB-Appl-EffCW-med-ElecDHW-GasCDryer-Tier1-Top | DEER2016 | D16v1 | 2015-05-16 | Any | SFm | 2003 | CZ12 | rDXGF | Each | 1 | 974 | None | 90 | 0.0212 | 7.6 | 90 | 0.0212 | 7.6 | 90 | 0.0212 | 7.6 | 90 | 0.0212 | 7.6 |  |  | 1 |  | RB-Appl-EffCW-med-ElecDHW-GasCDryer-Tier1-TopAnySFm2003CZ12rDXGF
RB-Appl-EffCW-med-ElecDHW-GasCDryer-Tier1-Top | DEER2016 | D16v1 | 2015-05-16 | Any | SFm | 2003 | CZ12 | rDXHP | Each | 1 | 974 | None | 75.5 | 0.0172 | 9.26 | 75.5 | 0.0172 | 9.26 | 75.5 | 0.0172 | 9.26 | 75.5 | 0.0172 | 9.26 |  |  | 1 |  | RB-Appl-EffCW-med-ElecDHW-GasCDryer-Tier1-TopAnySFm2003CZ12rDXHP
RB-Appl-EffCW-med-ElecDHW-GasCDryer-Tier1-Top | DEER2016 | D16v1 | 2015-05-16 | Any | SFm | 2003 | CZ12 | rNCEH | Each | 1 | 974 | None | 64.2 | 0.0109 | 9.26 | 64.2 | 0.0109 | 9.26 | 64.2 | 0.0109 | 9.26 | 64.2 | 0.0109 | 9.26 |  |  | 1 |  | RB-Appl-EffCW-med-ElecDHW-GasCDryer-Tier1-TopAnySFm2003CZ12rNCEH
RB-Appl-EffCW-med-ElecDHW-GasCDryer-Tier1-Top | DEER2016 | D16v1 | 2015-05-16 | Any | SFm | 2003 | CZ12 | rNCGF | Each | 1 | 974 | None | 81.1 | 0.0109 | 7.56 | 81.1 | 0.0109 | 7.56 | 81.1 | 0.0109 | 7.56 | 81.1 | 0.0109 | 7.56 |  |  | 1 |  | RB-Appl-EffCW-med-ElecDHW-GasCDryer-Tier1-TopAnySFm2003CZ12rNCGF
RB-Appl-EffCW-med-ElecDHW-GasCDryer-Tier1-Top | DEER2016 | D16v1 | 2015-05-16 | Any | SFm | 2003 | CZ13 | rDXGF | Each | 1 | 974 | None | 92.6 | 0.017 | 7.74 | 92.6 | 0.017 | 7.74 | 92.6 | 0.017 | 7.74 | 92.6 | 0.017 | 7.74 |  |  | 1 |  | RB-Appl-EffCW-med-ElecDHW-GasCDryer-Tier1-TopAnySFm2003CZ13rDXGF
RB-Appl-EffCW-med-ElecDHW-GasCDryer-Tier1-Top | DEER2016 | D16v1 | 2015-05-16 | Any | SFm | 2003 | CZ13 | rDXHP | Each | 1 | 974 | None | 78 | 0.0176 | 9.26 | 78 | 0.0176 | 9.26 | 78 | 0.0176 | 9.26 | 78 | 0.0176 | 9.26 |  |  | 1 |  | RB-Appl-EffCW-med-ElecDHW-GasCDryer-Tier1-TopAnySFm2003CZ13rDXHP
RB-Appl-EffCW-med-ElecDHW-GasCDryer-Tier1-Top | DEER2016 | D16v1 | 2015-05-16 | Any | SFm | 2003 | CZ13 | rNCEH | Each | 1 | 974 | None | 64.2 | 0.0105 | 9.26 | 64.2 | 0.0105 | 9.26 | 64.2 | 0.0105 | 9.26 | 64.2 | 0.0105 | 9.26 |  |  | 1 |  | RB-Appl-EffCW-med-ElecDHW-GasCDryer-Tier1-TopAnySFm2003CZ13rNCEH
RB-Appl-EffCW-med-ElecDHW-GasCDryer-Tier1-Top | DEER2016 | D16v1 | 2015-05-16 | Any | SFm | 2003 | CZ13 | rNCGF | Each | 1 | 974 | None | 79.5 | 0.0105 | 7.71 | 79.5 | 0.0105 | 7.71 | 79.5 | 0.0105 | 7.71 | 79.5 | 0.0105 | 7.71 |  |  | 1 |  | RB-Appl-EffCW-med-ElecDHW-GasCDryer-Tier1-TopAnySFm2003CZ13rNCGF
RB-Appl-EffCW-med-ElecDHW-GasCDryer-Tier1-Top | DEER2016 | D16v1 | 2015-05-16 | Any | SFm | 2003 | CZ14 | rDXGF | Each | 1 | 1080 | None | 92.4 | 0.0111 | 7.9 | 92.4 | 0.0111 | 7.9 | 92.4 | 0.0111 | 7.9 | 92.4 | 0.0111 | 7.9 |  |  | 1 |  | RB-Appl-EffCW-med-ElecDHW-GasCDryer-Tier1-TopAnySFm2003CZ14rDXGF
RB-Appl-EffCW-med-ElecDHW-GasCDryer-Tier1-Top | DEER2016 | D16v1 | 2015-05-16 | Any | SFm | 2003 | CZ14 | rDXHP | Each | 1 | 1080 | None | 83.1 | 0.0115 | 9.26 | 83.1 | 0.0115 | 9.26 | 83.1 | 0.0115 | 9.26 | 83.1 | 0.0115 | 9.26 |  |  | 1 |  | RB-Appl-EffCW-med-ElecDHW-GasCDryer-Tier1-TopAnySFm2003CZ14rDXHP
RB-Appl-EffCW-med-ElecDHW-GasCDryer-Tier1-Top | DEER2016 | D16v1 | 2015-05-16 | Any | SFm | 2003 | CZ14 | rNCEH | Each | 1 | 1080 | None | 67.5 | 0.0104 | 9.26 | 67.5 | 0.0104 | 9.26 | 67.5 | 0.0104 | 9.26 | 67.5 | 0.0104 | 9.26 |  |  | 1 |  | RB-Appl-EffCW-med-ElecDHW-GasCDryer-Tier1-TopAnySFm2003CZ14rNCEH
RB-Appl-EffCW-med-ElecDHW-GasCDryer-Tier1-Top | DEER2016 | D16v1 | 2015-05-16 | Any | SFm | 2003 | CZ14 | rNCGF | Each | 1 | 1080 | None | 80.6 | 0.0104 | 7.88 | 80.6 | 0.0104 | 7.88 | 80.6 | 0.0104 | 7.88 | 80.6 | 0.0104 | 7.88 |  |  | 1 |  | RB-Appl-EffCW-med-ElecDHW-GasCDryer-Tier1-TopAnySFm2003CZ14rNCGF
RB-Appl-EffCW-med-ElecDHW-GasCDryer-Tier1-Top | DEER2016 | D16v1 | 2015-05-16 | Any | SFm | 2003 | CZ15 | rDXGF | Each | 1 | 1080 | None | 91.3 | 0.0148 | 8.51 | 91.3 | 0.0148 | 8.51 | 91.3 | 0.0148 | 8.51 | 91.3 | 0.0148 | 8.51 |  |  | 1 |  | RB-Appl-EffCW-med-ElecDHW-GasCDryer-Tier1-TopAnySFm2003CZ15rDXGF
RB-Appl-EffCW-med-ElecDHW-GasCDryer-Tier1-Top | DEER2016 | D16v1 | 2015-05-16 | Any | SFm | 2003 | CZ15 | rDXHP | Each | 1 | 1080 | None | 81.9 | 0.0114 | 9.26 | 81.9 | 0.0114 | 9.26 | 81.9 | 0.0114 | 9.26 | 81.9 | 0.0114 | 9.26 |  |  | 1 |  | RB-Appl-EffCW-med-ElecDHW-GasCDryer-Tier1-TopAnySFm2003CZ15rDXHP
RB-Appl-EffCW-med-ElecDHW-GasCDryer-Tier1-Top | DEER2016 | D16v1 | 2015-05-16 | Any | SFm | 2003 | CZ15 | rNCEH | Each | 1 | 1080 | None | 67.1 | 0.00947 | 9.26 | 67.1 | 0.00947 | 9.26 | 67.1 | 0.00947 | 9.26 | 67.1 | 0.00947 | 9.26 |  |  | 1 |  | RB-Appl-EffCW-med-ElecDHW-GasCDryer-Tier1-TopAnySFm2003CZ15rNCEH
RB-Appl-EffCW-med-ElecDHW-GasCDryer-Tier1-Top | DEER2016 | D16v1 | 2015-05-16 | Any | SFm | 2003 | CZ15 | rNCGF | Each | 1 | 1080 | None | 73.8 | 0.00945 | 8.52 | 73.8 | 0.00945 | 8.52 | 73.8 | 0.00945 | 8.52 | 73.8 | 0.00945 | 8.52 |  |  | 1 |  | RB-Appl-EffCW-med-ElecDHW-GasCDryer-Tier1-TopAnySFm2003CZ15rNCGF
RB-Appl-EffCW-med-ElecDHW-GasCDryer-Tier1-Top | DEER2016 | D16v1 | 2015-05-16 | Any | SFm | 2003 | CZ16 | rDXGF | Each | 1 | 1150 | None | 92.7 | 0.0345 | 7.59 | 92.7 | 0.0345 | 7.59 | 92.7 | 0.0345 | 7.59 | 92.7 | 0.0345 | 7.59 |  |  | 1 |  | RB-Appl-EffCW-med-ElecDHW-GasCDryer-Tier1-TopAnySFm2003CZ16rDXGF
RB-Appl-EffCW-med-ElecDHW-GasCDryer-Tier1-Top | DEER2016 | D16v1 | 2015-05-16 | Any | SFm | 2003 | CZ16 | rDXHP | Each | 1 | 1150 | None | 74 | 0.0172 | 9.26 | 74 | 0.0172 | 9.26 | 74 | 0.0172 | 9.26 | 74 | 0.0172 | 9.26 |  |  | 1 |  | RB-Appl-EffCW-med-ElecDHW-GasCDryer-Tier1-TopAnySFm2003CZ16rDXHP
RB-Appl-EffCW-med-ElecDHW-GasCDryer-Tier1-Top | DEER2016 | D16v1 | 2015-05-16 | Any | SFm | 2003 | CZ16 | rNCEH | Each | 1 | 1150 | None | 70.4 | 0.0116 | 9.26 | 70.4 | 0.0116 | 9.26 | 70.4 | 0.0116 | 9.26 | 70.4 | 0.0116 | 9.26 |  |  | 1 |  | RB-Appl-EffCW-med-ElecDHW-GasCDryer-Tier1-TopAnySFm2003CZ16rNCEH
RB-Appl-EffCW-med-ElecDHW-GasCDryer-Tier1-Top | DEER2016 | D16v1 | 2015-05-16 | Any | SFm | 2003 | CZ16 | rNCGF | Each | 1 | 1150 | None | 86.5 | 0.0117 | 7.59 | 86.5 | 0.0117 | 7.59 | 86.5 | 0.0117 | 7.59 | 86.5 | 0.0117 | 7.59 |  |  | 1 |  | RB-Appl-EffCW-med-ElecDHW-GasCDryer-Tier1-TopAnySFm2003CZ16rNCGF
RB-Appl-EffCW-med-ElecDHW-GasCDryer-Tier1-Top | DEER2016 | D16v1 | 2015-05-16 | Any | SFm | 2007 | CZ01 | rDXGF | Each | 1 | 1150 | None | 85.7 | 0.00639 | 7.21 | 85.7 | 0.00639 | 7.21 | 85.7 | 0.00639 | 7.21 | 85.7 | 0.00639 | 7.21 |  |  | 1 |  | RB-Appl-EffCW-med-ElecDHW-GasCDryer-Tier1-TopAnySFm2007CZ01rDXGF
RB-Appl-EffCW-med-ElecDHW-GasCDryer-Tier1-Top | DEER2016 | D16v1 | 2015-05-16 | Any | SFm | 2007 | CZ01 | rDXHP | Each | 1 | 1150 | None | 72.4 | 0.0136 | 9.26 | 72.4 | 0.0136 | 9.26 | 72.4 | 0.0136 | 9.26 | 72.4 | 0.0136 | 9.26 |  |  | 1 |  | RB-Appl-EffCW-med-ElecDHW-GasCDryer-Tier1-TopAnySFm2007CZ01rDXHP
RB-Appl-EffCW-med-ElecDHW-GasCDryer-Tier1-Top | DEER2016 | D16v1 | 2015-05-16 | Any | SFm | 2007 | CZ01 | rNCEH | Each | 1 | 1150 | None | 66.9 | 0.0119 | 9.26 | 66.9 | 0.0119 | 9.26 | 66.9 | 0.0119 | 9.26 | 66.9 | 0.0119 | 9.26 |  |  | 1 |  | RB-Appl-EffCW-med-ElecDHW-GasCDryer-Tier1-TopAnySFm2007CZ01rNCEH
RB-Appl-EffCW-med-ElecDHW-GasCDryer-Tier1-Top | DEER2016 | D16v1 | 2015-05-16 | Any | SFm | 2007 | CZ01 | rNCGF | Each | 1 | 1150 | None | 86.6 | 0.0118 | 7.2 | 86.6 | 0.0118 | 7.2 | 86.6 | 0.0118 | 7.2 | 86.6 | 0.0118 | 7.2 |  |  | 1 |  | RB-Appl-EffCW-med-ElecDHW-GasCDryer-Tier1-TopAnySFm2007CZ01rNCGF
RB-Appl-EffCW-med-ElecDHW-GasCDryer-Tier1-Top | DEER2016 | D16v1 | 2015-05-16 | Any | SFm | 2007 | CZ02 | rDXGF | Each | 1 | 974 | None | 86.6 | 0.015 | 7.1 | 86.6 | 0.015 | 7.1 | 86.6 | 0.015 | 7.1 | 86.6 | 0.015 | 7.1 |  |  | 1 |  | RB-Appl-EffCW-med-ElecDHW-GasCDryer-Tier1-TopAnySFm2007CZ02rDXGF
RB-Appl-EffCW-med-ElecDHW-GasCDryer-Tier1-Top | DEER2016 | D16v1 | 2015-05-16 | Any | SFm | 2007 | CZ02 | rDXHP | Each | 1 | 974 | None | 70.9 | 0.0172 | 9.26 | 70.9 | 0.0172 | 9.26 | 70.9 | 0.0172 | 9.26 | 70.9 | 0.0172 | 9.26 |  |  | 1 |  | RB-Appl-EffCW-med-ElecDHW-GasCDryer-Tier1-TopAnySFm2007CZ02rDXHP
RB-Appl-EffCW-med-ElecDHW-GasCDryer-Tier1-Top | DEER2016 | D16v1 | 2015-05-16 | Any | SFm | 2007 | CZ02 | rNCEH | Each | 1 | 974 | None | 61 | 0.0114 | 9.26 | 61 | 0.0114 | 9.26 | 61 | 0.0114 | 9.26 | 61 | 0.0114 | 9.26 |  |  | 1 |  | RB-Appl-EffCW-med-ElecDHW-GasCDryer-Tier1-TopAnySFm2007CZ02rNCEH
RB-Appl-EffCW-med-ElecDHW-GasCDryer-Tier1-Top | DEER2016 | D16v1 | 2015-05-16 | Any | SFm | 2007 | CZ02 | rNCGF | Each | 1 | 974 | None | 83 | 0.0114 | 7.02 | 83 | 0.0114 | 7.02 | 83 | 0.0114 | 7.02 | 83 | 0.0114 | 7.02 |  |  | 1 |  | RB-Appl-EffCW-med-ElecDHW-GasCDryer-Tier1-TopAnySFm2007CZ02rNCGF
RB-Appl-EffCW-med-ElecDHW-GasCDryer-Tier1-Top | DEER2016 | D16v1 | 2015-05-16 | Any | SFm | 2007 | CZ03 | rDXGF | Each | 1 | 1150 | None | 82.7 | 0.0166 | 6.89 | 82.7 | 0.0166 | 6.89 | 82.7 | 0.0166 | 6.89 | 82.7 | 0.0166 | 6.89 |  |  | 1 |  | RB-Appl-EffCW-med-ElecDHW-GasCDryer-Tier1-TopAnySFm2007CZ03rDXGF
RB-Appl-EffCW-med-ElecDHW-GasCDryer-Tier1-Top | DEER2016 | D16v1 | 2015-05-16 | Any | SFm | 2007 | CZ03 | rDXHP | Each | 1 | 1150 | None | 69.8 | 0.0242 | 9.26 | 69.8 | 0.0242 | 9.26 | 69.8 | 0.0242 | 9.26 | 69.8 | 0.0242 | 9.26 |  |  | 1 |  | RB-Appl-EffCW-med-ElecDHW-GasCDryer-Tier1-TopAnySFm2007CZ03rDXHP
RB-Appl-EffCW-med-ElecDHW-GasCDryer-Tier1-Top | DEER2016 | D16v1 | 2015-05-16 | Any | SFm | 2007 | CZ03 | rNCEH | Each | 1 | 1150 | None | 60.9 | 0.0115 | 9.26 | 60.9 | 0.0115 | 9.26 | 60.9 | 0.0115 | 9.26 | 60.9 | 0.0115 | 9.26 |  |  | 1 |  | RB-Appl-EffCW-med-ElecDHW-GasCDryer-Tier1-TopAnySFm2007CZ03rNCEH
RB-Appl-EffCW-med-ElecDHW-GasCDryer-Tier1-Top | DEER2016 | D16v1 | 2015-05-16 | Any | SFm | 2007 | CZ03 | rNCGF | Each | 1 | 1150 | None | 83.2 | 0.0116 | 6.82 | 83.2 | 0.0116 | 6.82 | 83.2 | 0.0116 | 6.82 | 83.2 | 0.0116 | 6.82 |  |  | 1 |  | RB-Appl-EffCW-med-ElecDHW-GasCDryer-Tier1-TopAnySFm2007CZ03rNCGF
RB-Appl-EffCW-med-ElecDHW-GasCDryer-Tier1-Top | DEER2016 | D16v1 | 2015-05-16 | Any | SFm | 2007 | CZ04 | rDXGF | Each | 1 | 1150 | None | 86.6 | 0.0174 | 7.42 | 86.6 | 0.0174 | 7.42 | 86.6 | 0.0174 | 7.42 | 86.6 | 0.0174 | 7.42 |  |  | 1 |  | RB-Appl-EffCW-med-ElecDHW-GasCDryer-Tier1-TopAnySFm2007CZ04rDXGF
RB-Appl-EffCW-med-ElecDHW-GasCDryer-Tier1-Top | DEER2016 | D16v1 | 2015-05-16 | Any | SFm | 2007 | CZ04 | rDXHP | Each | 1 | 1150 | None | 76.6 | 0.0128 | 9.26 | 76.6 | 0.0128 | 9.26 | 76.6 | 0.0128 | 9.26 | 76.6 | 0.0128 | 9.26 |  |  | 1 |  | RB-Appl-EffCW-med-ElecDHW-GasCDryer-Tier1-TopAnySFm2007CZ04rDXHP
RB-Appl-EffCW-med-ElecDHW-GasCDryer-Tier1-Top | DEER2016 | D16v1 | 2015-05-16 | Any | SFm | 2007 | CZ04 | rNCEH | Each | 1 | 1150 | None | 63.6 | 0.0111 | 9.26 | 63.6 | 0.0111 | 9.26 | 63.6 | 0.0111 | 9.26 | 63.6 | 0.0111 | 9.26 |  |  | 1 |  | RB-Appl-EffCW-med-ElecDHW-GasCDryer-Tier1-TopAnySFm2007CZ04rNCEH
RB-Appl-EffCW-med-ElecDHW-GasCDryer-Tier1-Top | DEER2016 | D16v1 | 2015-05-16 | Any | SFm | 2007 | CZ04 | rNCGF | Each | 1 | 1150 | None | 82 | 0.0111 | 7.39 | 82 | 0.0111 | 7.39 | 82 | 0.0111 | 7.39 | 82 | 0.0111 | 7.39 |  |  | 1 |  | RB-Appl-EffCW-med-ElecDHW-GasCDryer-Tier1-TopAnySFm2007CZ04rNCGF
RB-Appl-EffCW-med-ElecDHW-GasCDryer-Tier1-Top | DEER2016 | D16v1 | 2015-05-16 | Any | SFm | 2007 | CZ05 | rDXGF | Each | 1 | 1150 | None | 84.8 | 0.0167 | 6.76 | 84.8 | 0.0167 | 6.76 | 84.8 | 0.0167 | 6.76 | 84.8 | 0.0167 | 6.76 |  |  | 1 |  | RB-Appl-EffCW-med-ElecDHW-GasCDryer-Tier1-TopAnySFm2007CZ05rDXGF
RB-Appl-EffCW-med-ElecDHW-GasCDryer-Tier1-Top | DEER2016 | D16v1 | 2015-05-16 | Any | SFm | 2007 | CZ05 | rDXHP | Each | 1 | 1150 | None | 70.7 | 0.0202 | 9.26 | 70.7 | 0.0202 | 9.26 | 70.7 | 0.0202 | 9.26 | 70.7 | 0.0202 | 9.26 |  |  | 1 |  | RB-Appl-EffCW-med-ElecDHW-GasCDryer-Tier1-TopAnySFm2007CZ05rDXHP
RB-Appl-EffCW-med-ElecDHW-GasCDryer-Tier1-Top | DEER2016 | D16v1 | 2015-05-16 | Any | SFm | 2007 | CZ05 | rNCEH | Each | 1 | 1150 | None | 61.2 | 0.0116 | 9.26 | 61.2 | 0.0116 | 9.26 | 61.2 | 0.0116 | 9.26 | 61.2 | 0.0116 | 9.26 |  |  | 1 |  | RB-Appl-EffCW-med-ElecDHW-GasCDryer-Tier1-TopAnySFm2007CZ05rNCEH
RB-Appl-EffCW-med-ElecDHW-GasCDryer-Tier1-Top | DEER2016 | D16v1 | 2015-05-16 | Any | SFm | 2007 | CZ05 | rNCGF | Each | 1 | 1150 | None | 83.8 | 0.0115 | 6.83 | 83.8 | 0.0115 | 6.83 | 83.8 | 0.0115 | 6.83 | 83.8 | 0.0115 | 6.83 |  |  | 1 |  | RB-Appl-EffCW-med-ElecDHW-GasCDryer-Tier1-TopAnySFm2007CZ05rNCGF
RB-Appl-EffCW-med-ElecDHW-GasCDryer-Tier1-Top | DEER2016 | D16v1 | 2015-05-16 | Any | SFm | 2007 | CZ06 | rDXGF | Each | 1 | 1200 | None | 88.7 | 0.0145 | 8.1 | 88.7 | 0.0145 | 8.1 | 88.7 | 0.0145 | 8.1 | 88.7 | 0.0145 | 8.1 |  |  | 1 |  | RB-Appl-EffCW-med-ElecDHW-GasCDryer-Tier1-TopAnySFm2007CZ06rDXGF
RB-Appl-EffCW-med-ElecDHW-GasCDryer-Tier1-Top | DEER2016 | D16v1 | 2015-05-16 | Any | SFm | 2007 | CZ06 | rDXHP | Each | 1 | 1200 | None | 79.1 | 0.00204 | 9.26 | 79.1 | 0.00204 | 9.26 | 79.1 | 0.00204 | 9.26 | 79.1 | 0.00204 | 9.26 |  |  | 1 |  | RB-Appl-EffCW-med-ElecDHW-GasCDryer-Tier1-TopAnySFm2007CZ06rDXHP
RB-Appl-EffCW-med-ElecDHW-GasCDryer-Tier1-Top | DEER2016 | D16v1 | 2015-05-16 | Any | SFm | 2007 | CZ06 | rNCEH | Each | 1 | 1200 | None | 69.7 | 0.011 | 9.26 | 69.7 | 0.011 | 9.26 | 69.7 | 0.011 | 9.26 | 69.7 | 0.011 | 9.26 |  |  | 1 |  | RB-Appl-EffCW-med-ElecDHW-GasCDryer-Tier1-TopAnySFm2007CZ06rNCEH
RB-Appl-EffCW-med-ElecDHW-GasCDryer-Tier1-Top | DEER2016 | D16v1 | 2015-05-16 | Any | SFm | 2007 | CZ06 | rNCGF | Each | 1 | 1200 | None | 81 | 0.011 | 8.04 | 81 | 0.011 | 8.04 | 81 | 0.011 | 8.04 | 81 | 0.011 | 8.04 |  |  | 1 |  | RB-Appl-EffCW-med-ElecDHW-GasCDryer-Tier1-TopAnySFm2007CZ06rNCGF
RB-Appl-EffCW-med-ElecDHW-GasCDryer-Tier1-Top | DEER2016 | D16v1 | 2015-05-16 | Any | SFm | 2007 | CZ07 | rDXGF | Each | 1 | 1200 | None | 85.3 | 0.0125 | 7.81 | 85.3 | 0.0125 | 7.81 | 85.3 | 0.0125 | 7.81 | 85.3 | 0.0125 | 7.81 |  |  | 1 |  | RB-Appl-EffCW-med-ElecDHW-GasCDryer-Tier1-TopAnySFm2007CZ07rDXGF
RB-Appl-EffCW-med-ElecDHW-GasCDryer-Tier1-Top | DEER2016 | D16v1 | 2015-05-16 | Any | SFm | 2007 | CZ07 | rDXHP | Each | 1 | 1200 | None | 83.2 | 0.0479 | 9.26 | 83.2 | 0.0479 | 9.26 | 83.2 | 0.0479 | 9.26 | 83.2 | 0.0479 | 9.26 |  |  | 1 |  | RB-Appl-EffCW-med-ElecDHW-GasCDryer-Tier1-TopAnySFm2007CZ07rDXHP
RB-Appl-EffCW-med-ElecDHW-GasCDryer-Tier1-Top | DEER2016 | D16v1 | 2015-05-16 | Any | SFm | 2007 | CZ07 | rNCEH | Each | 1 | 1200 | None | 66.4 | 0.011 | 9.26 | 66.4 | 0.011 | 9.26 | 66.4 | 0.011 | 9.26 | 66.4 | 0.011 | 9.26 |  |  | 1 |  | RB-Appl-EffCW-med-ElecDHW-GasCDryer-Tier1-TopAnySFm2007CZ07rNCEH
RB-Appl-EffCW-med-ElecDHW-GasCDryer-Tier1-Top | DEER2016 | D16v1 | 2015-05-16 | Any | SFm | 2007 | CZ07 | rNCGF | Each | 1 | 1200 | None | 80.4 | 0.0112 | 7.82 | 80.4 | 0.0112 | 7.82 | 80.4 | 0.0112 | 7.82 | 80.4 | 0.0112 | 7.82 |  |  | 1 |  | RB-Appl-EffCW-med-ElecDHW-GasCDryer-Tier1-TopAnySFm2007CZ07rNCGF
RB-Appl-EffCW-med-ElecDHW-GasCDryer-Tier1-Top | DEER2016 | D16v1 | 2015-05-16 | Any | SFm | 2007 | CZ08 | rDXGF | Each | 1 | 1200 | None | 89.7 | 0.0124 | 7.96 | 89.7 | 0.0124 | 7.96 | 89.7 | 0.0124 | 7.96 | 89.7 | 0.0124 | 7.96 |  |  | 1 |  | RB-Appl-EffCW-med-ElecDHW-GasCDryer-Tier1-TopAnySFm2007CZ08rDXGF
RB-Appl-EffCW-med-ElecDHW-GasCDryer-Tier1-Top | DEER2016 | D16v1 | 2015-05-16 | Any | SFm | 2007 | CZ08 | rDXHP | Each | 1 | 1200 | None | 87.9 | 0.013 | 9.26 | 87.9 | 0.013 | 9.26 | 87.9 | 0.013 | 9.26 | 87.9 | 0.013 | 9.26 |  |  | 1 |  | RB-Appl-EffCW-med-ElecDHW-GasCDryer-Tier1-TopAnySFm2007CZ08rDXHP
RB-Appl-EffCW-med-ElecDHW-GasCDryer-Tier1-Top | DEER2016 | D16v1 | 2015-05-16 | Any | SFm | 2007 | CZ08 | rNCEH | Each | 1 | 1200 | None | 66.4 | 0.0108 | 9.26 | 66.4 | 0.0108 | 9.26 | 66.4 | 0.0108 | 9.26 | 66.4 | 0.0108 | 9.26 |  |  | 1 |  | RB-Appl-EffCW-med-ElecDHW-GasCDryer-Tier1-TopAnySFm2007CZ08rNCEH
RB-Appl-EffCW-med-ElecDHW-GasCDryer-Tier1-Top | DEER2016 | D16v1 | 2015-05-16 | Any | SFm | 2007 | CZ08 | rNCGF | Each | 1 | 1200 | None | 79.7 | 0.011 | 7.86 | 79.7 | 0.011 | 7.86 | 79.7 | 0.011 | 7.86 | 79.7 | 0.011 | 7.86 |  |  | 1 |  | RB-Appl-EffCW-med-ElecDHW-GasCDryer-Tier1-TopAnySFm2007CZ08rNCGF
RB-Appl-EffCW-med-ElecDHW-GasCDryer-Tier1-Top | DEER2016 | D16v1 | 2015-05-16 | Any | SFm | 2007 | CZ09 | rDXGF | Each | 1 | 1210 | None | 94.2 | 0.0125 | 7.7 | 94.2 | 0.0125 | 7.7 | 94.2 | 0.0125 | 7.7 | 94.2 | 0.0125 | 7.7 |  |  | 1 |  | RB-Appl-EffCW-med-ElecDHW-GasCDryer-Tier1-TopAnySFm2007CZ09rDXGF
RB-Appl-EffCW-med-ElecDHW-GasCDryer-Tier1-Top | DEER2016 | D16v1 | 2015-05-16 | Any | SFm | 2007 | CZ09 | rDXHP | Each | 1 | 1210 | None | 84.8 | 0.0128 | 9.26 | 84.8 | 0.0128 | 9.26 | 84.8 | 0.0128 | 9.26 | 84.8 | 0.0128 | 9.26 |  |  | 1 |  | RB-Appl-EffCW-med-ElecDHW-GasCDryer-Tier1-TopAnySFm2007CZ09rDXHP
RB-Appl-EffCW-med-ElecDHW-GasCDryer-Tier1-Top | DEER2016 | D16v1 | 2015-05-16 | Any | SFm | 2007 | CZ09 | rNCEH | Each | 1 | 1210 | None | 64.5 | 0.0108 | 9.26 | 64.5 | 0.0108 | 9.26 | 64.5 | 0.0108 | 9.26 | 64.5 | 0.0108 | 9.26 |  |  | 1 |  | RB-Appl-EffCW-med-ElecDHW-GasCDryer-Tier1-TopAnySFm2007CZ09rNCEH
RB-Appl-EffCW-med-ElecDHW-GasCDryer-Tier1-Top | DEER2016 | D16v1 | 2015-05-16 | Any | SFm | 2007 | CZ09 | rNCGF | Each | 1 | 1210 | None | 80.1 | 0.0108 | 7.66 | 80.1 | 0.0108 | 7.66 | 80.1 | 0.0108 | 7.66 | 80.1 | 0.0108 | 7.66 |  |  | 1 |  | RB-Appl-EffCW-med-ElecDHW-GasCDryer-Tier1-TopAnySFm2007CZ09rNCGF
RB-Appl-EffCW-med-ElecDHW-GasCDryer-Tier1-Top | DEER2016 | D16v1 | 2015-05-16 | Any | SFm | 2007 | CZ10 | rDXGF | Each | 1 | 974 | None | 87.8 | 0.0116 | 7.91 | 87.8 | 0.0116 | 7.91 | 87.8 | 0.0116 | 7.91 | 87.8 | 0.0116 | 7.91 |  |  | 1 |  | RB-Appl-EffCW-med-ElecDHW-GasCDryer-Tier1-TopAnySFm2007CZ10rDXGF
RB-Appl-EffCW-med-ElecDHW-GasCDryer-Tier1-Top | DEER2016 | D16v1 | 2015-05-16 | Any | SFm | 2007 | CZ10 | rDXHP | Each | 1 | 974 | None | 81.8 | 0.0115 | 9.26 | 81.8 | 0.0115 | 9.26 | 81.8 | 0.0115 | 9.26 | 81.8 | 0.0115 | 9.26 |  |  | 1 |  | RB-Appl-EffCW-med-ElecDHW-GasCDryer-Tier1-TopAnySFm2007CZ10rDXHP
RB-Appl-EffCW-med-ElecDHW-GasCDryer-Tier1-Top | DEER2016 | D16v1 | 2015-05-16 | Any | SFm | 2007 | CZ10 | rNCEH | Each | 1 | 974 | None | 65.1 | 0.0106 | 9.26 | 65.1 | 0.0106 | 9.26 | 65.1 | 0.0106 | 9.26 | 65.1 | 0.0106 | 9.26 |  |  | 1 |  | RB-Appl-EffCW-med-ElecDHW-GasCDryer-Tier1-TopAnySFm2007CZ10rNCEH
RB-Appl-EffCW-med-ElecDHW-GasCDryer-Tier1-Top | DEER2016 | D16v1 | 2015-05-16 | Any | SFm | 2007 | CZ10 | rNCGF | Each | 1 | 974 | None | 79.6 | 0.0106 | 7.82 | 79.6 | 0.0106 | 7.82 | 79.6 | 0.0106 | 7.82 | 79.6 | 0.0106 | 7.82 |  |  | 1 |  | RB-Appl-EffCW-med-ElecDHW-GasCDryer-Tier1-TopAnySFm2007CZ10rNCGF
RB-Appl-EffCW-med-ElecDHW-GasCDryer-Tier1-Top | DEER2016 | D16v1 | 2015-05-16 | Any | SFm | 2007 | CZ11 | rDXGF | Each | 1 | 974 | None | 89.3 | 0.013 | 7.73 | 89.3 | 0.013 | 7.73 | 89.3 | 0.013 | 7.73 | 89.3 | 0.013 | 7.73 |  |  | 1 |  | RB-Appl-EffCW-med-ElecDHW-GasCDryer-Tier1-TopAnySFm2007CZ11rDXGF
RB-Appl-EffCW-med-ElecDHW-GasCDryer-Tier1-Top | DEER2016 | D16v1 | 2015-05-16 | Any | SFm | 2007 | CZ11 | rDXHP | Each | 1 | 974 | None | 78.6 | 0.0148 | 9.26 | 78.6 | 0.0148 | 9.26 | 78.6 | 0.0148 | 9.26 | 78.6 | 0.0148 | 9.26 |  |  | 1 |  | RB-Appl-EffCW-med-ElecDHW-GasCDryer-Tier1-TopAnySFm2007CZ11rDXHP
RB-Appl-EffCW-med-ElecDHW-GasCDryer-Tier1-Top | DEER2016 | D16v1 | 2015-05-16 | Any | SFm | 2007 | CZ11 | rNCEH | Each | 1 | 974 | None | 64.2 | 0.0106 | 9.26 | 64.2 | 0.0106 | 9.26 | 64.2 | 0.0106 | 9.26 | 64.2 | 0.0106 | 9.26 |  |  | 1 |  | RB-Appl-EffCW-med-ElecDHW-GasCDryer-Tier1-TopAnySFm2007CZ11rNCEH
RB-Appl-EffCW-med-ElecDHW-GasCDryer-Tier1-Top | DEER2016 | D16v1 | 2015-05-16 | Any | SFm | 2007 | CZ11 | rNCGF | Each | 1 | 974 | None | 80 | 0.0106 | 7.73 | 80 | 0.0106 | 7.73 | 80 | 0.0106 | 7.73 | 80 | 0.0106 | 7.73 |  |  | 1 |  | RB-Appl-EffCW-med-ElecDHW-GasCDryer-Tier1-TopAnySFm2007CZ11rNCGF
RB-Appl-EffCW-med-ElecDHW-GasCDryer-Tier1-Top | DEER2016 | D16v1 | 2015-05-16 | Any | SFm | 2007 | CZ12 | rDXGF | Each | 1 | 974 | None | 87.7 | 0.0128 | 7.71 | 87.7 | 0.0128 | 7.71 | 87.7 | 0.0128 | 7.71 | 87.7 | 0.0128 | 7.71 |  |  | 1 |  | RB-Appl-EffCW-med-ElecDHW-GasCDryer-Tier1-TopAnySFm2007CZ12rDXGF
RB-Appl-EffCW-med-ElecDHW-GasCDryer-Tier1-Top | DEER2016 | D16v1 | 2015-05-16 | Any | SFm | 2007 | CZ12 | rDXHP | Each | 1 | 974 | None | 76.3 | 0.0131 | 9.26 | 76.3 | 0.0131 | 9.26 | 76.3 | 0.0131 | 9.26 | 76.3 | 0.0131 | 9.26 |  |  | 1 |  | RB-Appl-EffCW-med-ElecDHW-GasCDryer-Tier1-TopAnySFm2007CZ12rDXHP
RB-Appl-EffCW-med-ElecDHW-GasCDryer-Tier1-Top | DEER2016 | D16v1 | 2015-05-16 | Any | SFm | 2007 | CZ12 | rNCEH | Each | 1 | 974 | None | 65.2 | 0.011 | 9.26 | 65.2 | 0.011 | 9.26 | 65.2 | 0.011 | 9.26 | 65.2 | 0.011 | 9.26 |  |  | 1 |  | RB-Appl-EffCW-med-ElecDHW-GasCDryer-Tier1-TopAnySFm2007CZ12rNCEH
RB-Appl-EffCW-med-ElecDHW-GasCDryer-Tier1-Top | DEER2016 | D16v1 | 2015-05-16 | Any | SFm | 2007 | CZ12 | rNCGF | Each | 1 | 974 | None | 81.4 | 0.011 | 7.72 | 81.4 | 0.011 | 7.72 | 81.4 | 0.011 | 7.72 | 81.4 | 0.011 | 7.72 |  |  | 1 |  | RB-Appl-EffCW-med-ElecDHW-GasCDryer-Tier1-TopAnySFm2007CZ12rNCGF
RB-Appl-EffCW-med-ElecDHW-GasCDryer-Tier1-Top | DEER2016 | D16v1 | 2015-05-16 | Any | SFm | 2007 | CZ13 | rDXGF | Each | 1 | 974 | None | 90.3 | 0.0154 | 7.63 | 90.3 | 0.0154 | 7.63 | 90.3 | 0.0154 | 7.63 | 90.3 | 0.0154 | 7.63 |  |  | 1 |  | RB-Appl-EffCW-med-ElecDHW-GasCDryer-Tier1-TopAnySFm2007CZ13rDXGF
RB-Appl-EffCW-med-ElecDHW-GasCDryer-Tier1-Top | DEER2016 | D16v1 | 2015-05-16 | Any | SFm | 2007 | CZ13 | rDXHP | Each | 1 | 974 | None | 78.1 | 0.014 | 9.26 | 78.1 | 0.014 | 9.26 | 78.1 | 0.014 | 9.26 | 78.1 | 0.014 | 9.26 |  |  | 1 |  | RB-Appl-EffCW-med-ElecDHW-GasCDryer-Tier1-TopAnySFm2007CZ13rDXHP
RB-Appl-EffCW-med-ElecDHW-GasCDryer-Tier1-Top | DEER2016 | D16v1 | 2015-05-16 | Any | SFm | 2007 | CZ13 | rNCEH | Each | 1 | 974 | None | 61.7 | 0.0106 | 9.26 | 61.7 | 0.0106 | 9.26 | 61.7 | 0.0106 | 9.26 | 61.7 | 0.0106 | 9.26 |  |  | 1 |  | RB-Appl-EffCW-med-ElecDHW-GasCDryer-Tier1-TopAnySFm2007CZ13rNCEH
RB-Appl-EffCW-med-ElecDHW-GasCDryer-Tier1-Top | DEER2016 | D16v1 | 2015-05-16 | Any | SFm | 2007 | CZ13 | rNCGF | Each | 1 | 974 | None | 79.5 | 0.0106 | 7.61 | 79.5 | 0.0106 | 7.61 | 79.5 | 0.0106 | 7.61 | 79.5 | 0.0106 | 7.61 |  |  | 1 |  | RB-Appl-EffCW-med-ElecDHW-GasCDryer-Tier1-TopAnySFm2007CZ13rNCGF
RB-Appl-EffCW-med-ElecDHW-GasCDryer-Tier1-Top | DEER2016 | D16v1 | 2015-05-16 | Any | SFm | 2007 | CZ14 | rDXGF | Each | 1 | 1080 | None | 92.8 | 0.0126 | 7.79 | 92.8 | 0.0126 | 7.79 | 92.8 | 0.0126 | 7.79 | 92.8 | 0.0126 | 7.79 |  |  | 1 |  | RB-Appl-EffCW-med-ElecDHW-GasCDryer-Tier1-TopAnySFm2007CZ14rDXGF
RB-Appl-EffCW-med-ElecDHW-GasCDryer-Tier1-Top | DEER2016 | D16v1 | 2015-05-16 | Any | SFm | 2007 | CZ14 | rDXHP | Each | 1 | 1080 | None | 81.9 | 0.0114 | 9.26 | 81.9 | 0.0114 | 9.26 | 81.9 | 0.0114 | 9.26 | 81.9 | 0.0114 | 9.26 |  |  | 1 |  | RB-Appl-EffCW-med-ElecDHW-GasCDryer-Tier1-TopAnySFm2007CZ14rDXHP
RB-Appl-EffCW-med-ElecDHW-GasCDryer-Tier1-Top | DEER2016 | D16v1 | 2015-05-16 | Any | SFm | 2007 | CZ14 | rNCEH | Each | 1 | 1080 | None | 65.2 | 0.0105 | 9.26 | 65.2 | 0.0105 | 9.26 | 65.2 | 0.0105 | 9.26 | 65.2 | 0.0105 | 9.26 |  |  | 1 |  | RB-Appl-EffCW-med-ElecDHW-GasCDryer-Tier1-TopAnySFm2007CZ14rNCEH
RB-Appl-EffCW-med-ElecDHW-GasCDryer-Tier1-Top | DEER2016 | D16v1 | 2015-05-16 | Any | SFm | 2007 | CZ14 | rNCGF | Each | 1 | 1080 | None | 80.8 | 0.0105 | 7.77 | 80.8 | 0.0105 | 7.77 | 80.8 | 0.0105 | 7.77 | 80.8 | 0.0105 | 7.77 |  |  | 1 |  | RB-Appl-EffCW-med-ElecDHW-GasCDryer-Tier1-TopAnySFm2007CZ14rNCGF
RB-Appl-EffCW-med-ElecDHW-GasCDryer-Tier1-Top | DEER2016 | D16v1 | 2015-05-16 | Any | SFm | 2007 | CZ15 | rDXGF | Each | 1 | 1080 | None | 88.7 | 0.0126 | 8.48 | 88.7 | 0.0126 | 8.48 | 88.7 | 0.0126 | 8.48 | 88.7 | 0.0126 | 8.48 |  |  | 1 |  | RB-Appl-EffCW-med-ElecDHW-GasCDryer-Tier1-TopAnySFm2007CZ15rDXGF
RB-Appl-EffCW-med-ElecDHW-GasCDryer-Tier1-Top | DEER2016 | D16v1 | 2015-05-16 | Any | SFm | 2007 | CZ15 | rDXHP | Each | 1 | 1080 | None | 82.6 | 0.0136 | 9.26 | 82.6 | 0.0136 | 9.26 | 82.6 | 0.0136 | 9.26 | 82.6 | 0.0136 | 9.26 |  |  | 1 |  | RB-Appl-EffCW-med-ElecDHW-GasCDryer-Tier1-TopAnySFm2007CZ15rDXHP
RB-Appl-EffCW-med-ElecDHW-GasCDryer-Tier1-Top | DEER2016 | D16v1 | 2015-05-16 | Any | SFm | 2007 | CZ15 | rNCEH | Each | 1 | 1080 | None | 67 | 0.00949 | 9.26 | 67 | 0.00949 | 9.26 | 67 | 0.00949 | 9.26 | 67 | 0.00949 | 9.26 |  |  | 1 |  | RB-Appl-EffCW-med-ElecDHW-GasCDryer-Tier1-TopAnySFm2007CZ15rNCEH
RB-Appl-EffCW-med-ElecDHW-GasCDryer-Tier1-Top | DEER2016 | D16v1 | 2015-05-16 | Any | SFm | 2007 | CZ15 | rNCGF | Each | 1 | 1080 | None | 73.9 | 0.00947 | 8.45 | 73.9 | 0.00947 | 8.45 | 73.9 | 0.00947 | 8.45 | 73.9 | 0.00947 | 8.45 |  |  | 1 |  | RB-Appl-EffCW-med-ElecDHW-GasCDryer-Tier1-TopAnySFm2007CZ15rNCGF
RB-Appl-EffCW-med-ElecDHW-GasCDryer-Tier1-Top | DEER2016 | D16v1 | 2015-05-16 | Any | SFm | 2007 | CZ16 | rDXGF | Each | 1 | 1150 | None | 90.9 | 0.0126 | 7.74 | 90.9 | 0.0126 | 7.74 | 90.9 | 0.0126 | 7.74 | 90.9 | 0.0126 | 7.74 |  |  | 1 |  | RB-Appl-EffCW-med-ElecDHW-GasCDryer-Tier1-TopAnySFm2007CZ16rDXGF
RB-Appl-EffCW-med-ElecDHW-GasCDryer-Tier1-Top | DEER2016 | D16v1 | 2015-05-16 | Any | SFm | 2007 | CZ16 | rDXHP | Each | 1 | 1150 | None | 81.2 | -0.00377 | 9.26 | 81.2 | -0.00377 | 9.26 | 81.2 | -0.00377 | 9.26 | 81.2 | -0.00377 | 9.26 |  |  | 1 |  | RB-Appl-EffCW-med-ElecDHW-GasCDryer-Tier1-TopAnySFm2007CZ16rDXHP
RB-Appl-EffCW-med-ElecDHW-GasCDryer-Tier1-Top | DEER2016 | D16v1 | 2015-05-16 | Any | SFm | 2007 | CZ16 | rNCEH | Each | 1 | 1150 | None | 71.4 | 0.0116 | 9.26 | 71.4 | 0.0116 | 9.26 | 71.4 | 0.0116 | 9.26 | 71.4 | 0.0116 | 9.26 |  |  | 1 |  | RB-Appl-EffCW-med-ElecDHW-GasCDryer-Tier1-TopAnySFm2007CZ16rNCEH
RB-Appl-EffCW-med-ElecDHW-GasCDryer-Tier1-Top | DEER2016 | D16v1 | 2015-05-16 | Any | SFm | 2007 | CZ16 | rNCGF | Each | 1 | 1150 | None | 86.7 | 0.0116 | 7.71 | 86.7 | 0.0116 | 7.71 | 86.7 | 0.0116 | 7.71 | 86.7 | 0.0116 | 7.71 |  |  | 1 |  | RB-Appl-EffCW-med-ElecDHW-GasCDryer-Tier1-TopAnySFm2007CZ16rNCGF
RB-Appl-EffCW-med-ElecDHW-GasCDryer-Tier1-Top | DEER2016 | D16v1 | 2015-05-16 | Any | SFm | 2011 | CZ01 | rDXGF | Each | 1 | 1150 | None | 88.5 | 0.03 | 7.38 | 88.5 | 0.03 | 7.38 | 88.5 | 0.03 | 7.38 | 88.5 | 0.03 | 7.38 |  |  | 1 |  | RB-Appl-EffCW-med-ElecDHW-GasCDryer-Tier1-TopAnySFm2011CZ01rDXGF
RB-Appl-EffCW-med-ElecDHW-GasCDryer-Tier1-Top | DEER2016 | D16v1 | 2015-05-16 | Any | SFm | 2011 | CZ01 | rDXHP | Each | 1 | 1150 | None | 74.2 | 0.0156 | 9.26 | 74.2 | 0.0156 | 9.26 | 74.2 | 0.0156 | 9.26 | 74.2 | 0.0156 | 9.26 |  |  | 1 |  | RB-Appl-EffCW-med-ElecDHW-GasCDryer-Tier1-TopAnySFm2011CZ01rDXHP
RB-Appl-EffCW-med-ElecDHW-GasCDryer-Tier1-Top | DEER2016 | D16v1 | 2015-05-16 | Any | SFm | 2011 | CZ01 | rNCEH | Each | 1 | 1150 | None | 69.2 | 0.0119 | 9.26 | 69.2 | 0.0119 | 9.26 | 69.2 | 0.0119 | 9.26 | 69.2 | 0.0119 | 9.26 |  |  | 1 |  | RB-Appl-EffCW-med-ElecDHW-GasCDryer-Tier1-TopAnySFm2011CZ01rNCEH
RB-Appl-EffCW-med-ElecDHW-GasCDryer-Tier1-Top | DEER2016 | D16v1 | 2015-05-16 | Any | SFm | 2011 | CZ01 | rNCGF | Each | 1 | 1150 | None | 86.8 | 0.012 | 7.35 | 86.8 | 0.012 | 7.35 | 86.8 | 0.012 | 7.35 | 86.8 | 0.012 | 7.35 |  |  | 1 |  | RB-Appl-EffCW-med-ElecDHW-GasCDryer-Tier1-TopAnySFm2011CZ01rNCGF
RB-Appl-EffCW-med-ElecDHW-GasCDryer-Tier1-Top | DEER2016 | D16v1 | 2015-05-16 | Any | SFm | 2011 | CZ02 | rDXGF | Each | 1 | 974 | None | 88 | 0.0199 | 7.22 | 88 | 0.0199 | 7.22 | 88 | 0.0199 | 7.22 | 88 | 0.0199 | 7.22 |  |  | 1 |  | RB-Appl-EffCW-med-ElecDHW-GasCDryer-Tier1-TopAnySFm2011CZ02rDXGF
RB-Appl-EffCW-med-ElecDHW-GasCDryer-Tier1-Top | DEER2016 | D16v1 | 2015-05-16 | Any | SFm | 2011 | CZ02 | rDXHP | Each | 1 | 974 | None | 72.3 | 0.0231 | 9.26 | 72.3 | 0.0231 | 9.26 | 72.3 | 0.0231 | 9.26 | 72.3 | 0.0231 | 9.26 |  |  | 1 |  | RB-Appl-EffCW-med-ElecDHW-GasCDryer-Tier1-TopAnySFm2011CZ02rDXHP
RB-Appl-EffCW-med-ElecDHW-GasCDryer-Tier1-Top | DEER2016 | D16v1 | 2015-05-16 | Any | SFm | 2011 | CZ02 | rNCEH | Each | 1 | 974 | None | 62.4 | 0.0114 | 9.26 | 62.4 | 0.0114 | 9.26 | 62.4 | 0.0114 | 9.26 | 62.4 | 0.0114 | 9.26 |  |  | 1 |  | RB-Appl-EffCW-med-ElecDHW-GasCDryer-Tier1-TopAnySFm2011CZ02rNCEH
RB-Appl-EffCW-med-ElecDHW-GasCDryer-Tier1-Top | DEER2016 | D16v1 | 2015-05-16 | Any | SFm | 2011 | CZ02 | rNCGF | Each | 1 | 974 | None | 83.1 | 0.0114 | 7.23 | 83.1 | 0.0114 | 7.23 | 83.1 | 0.0114 | 7.23 | 83.1 | 0.0114 | 7.23 |  |  | 1 |  | RB-Appl-EffCW-med-ElecDHW-GasCDryer-Tier1-TopAnySFm2011CZ02rNCGF
RB-Appl-EffCW-med-ElecDHW-GasCDryer-Tier1-Top | DEER2016 | D16v1 | 2015-05-16 | Any | SFm | 2011 | CZ03 | rDXGF | Each | 1 | 1150 | None | 86.9 | 0.00417 | 7.25 | 86.9 | 0.00417 | 7.25 | 86.9 | 0.00417 | 7.25 | 86.9 | 0.00417 | 7.25 |  |  | 1 |  | RB-Appl-EffCW-med-ElecDHW-GasCDryer-Tier1-TopAnySFm2011CZ03rDXGF
RB-Appl-EffCW-med-ElecDHW-GasCDryer-Tier1-Top | DEER2016 | D16v1 | 2015-05-16 | Any | SFm | 2011 | CZ03 | rDXHP | Each | 1 | 1150 | None | 73 | 0.0114 | 9.26 | 73 | 0.0114 | 9.26 | 73 | 0.0114 | 9.26 | 73 | 0.0114 | 9.26 |  |  | 1 |  | RB-Appl-EffCW-med-ElecDHW-GasCDryer-Tier1-TopAnySFm2011CZ03rDXHP
RB-Appl-EffCW-med-ElecDHW-GasCDryer-Tier1-Top | DEER2016 | D16v1 | 2015-05-16 | Any | SFm | 2011 | CZ03 | rNCEH | Each | 1 | 1150 | None | 64.9 | 0.0115 | 9.26 | 64.9 | 0.0115 | 9.26 | 64.9 | 0.0115 | 9.26 | 64.9 | 0.0115 | 9.26 |  |  | 1 |  | RB-Appl-EffCW-med-ElecDHW-GasCDryer-Tier1-TopAnySFm2011CZ03rNCEH
RB-Appl-EffCW-med-ElecDHW-GasCDryer-Tier1-Top | DEER2016 | D16v1 | 2015-05-16 | Any | SFm | 2011 | CZ03 | rNCGF | Each | 1 | 1150 | None | 83.4 | 0.0114 | 7.2 | 83.4 | 0.0114 | 7.2 | 83.4 | 0.0114 | 7.2 | 83.4 | 0.0114 | 7.2 |  |  | 1 |  | RB-Appl-EffCW-med-ElecDHW-GasCDryer-Tier1-TopAnySFm2011CZ03rNCGF
RB-Appl-EffCW-med-ElecDHW-GasCDryer-Tier1-Top | DEER2016 | D16v1 | 2015-05-16 | Any | SFm | 2011 | CZ04 | rDXGF | Each | 1 | 1150 | None | 90.3 | 0.0154 | 7.61 | 90.3 | 0.0154 | 7.61 | 90.3 | 0.0154 | 7.61 | 90.3 | 0.0154 | 7.61 |  |  | 1 |  | RB-Appl-EffCW-med-ElecDHW-GasCDryer-Tier1-TopAnySFm2011CZ04rDXGF
RB-Appl-EffCW-med-ElecDHW-GasCDryer-Tier1-Top | DEER2016 | D16v1 | 2015-05-16 | Any | SFm | 2011 | CZ04 | rDXHP | Each | 1 | 1150 | None | 78.3 | 0.0184 | 9.26 | 78.3 | 0.0184 | 9.26 | 78.3 | 0.0184 | 9.26 | 78.3 | 0.0184 | 9.26 |  |  | 1 |  | RB-Appl-EffCW-med-ElecDHW-GasCDryer-Tier1-TopAnySFm2011CZ04rDXHP
RB-Appl-EffCW-med-ElecDHW-GasCDryer-Tier1-Top | DEER2016 | D16v1 | 2015-05-16 | Any | SFm | 2011 | CZ04 | rNCEH | Each | 1 | 1150 | None | 65.8 | 0.0111 | 9.26 | 65.8 | 0.0111 | 9.26 | 65.8 | 0.0111 | 9.26 | 65.8 | 0.0111 | 9.26 |  |  | 1 |  | RB-Appl-EffCW-med-ElecDHW-GasCDryer-Tier1-TopAnySFm2011CZ04rNCEH
RB-Appl-EffCW-med-ElecDHW-GasCDryer-Tier1-Top | DEER2016 | D16v1 | 2015-05-16 | Any | SFm | 2011 | CZ04 | rNCGF | Each | 1 | 1150 | None | 82.2 | 0.0111 | 7.56 | 82.2 | 0.0111 | 7.56 | 82.2 | 0.0111 | 7.56 | 82.2 | 0.0111 | 7.56 |  |  | 1 |  | RB-Appl-EffCW-med-ElecDHW-GasCDryer-Tier1-TopAnySFm2011CZ04rNCGF
RB-Appl-EffCW-med-ElecDHW-GasCDryer-Tier1-Top | DEER2016 | D16v1 | 2015-05-16 | Any | SFm | 2011 | CZ05 | rDXGF | Each | 1 | 1150 | None | 84.1 | 0.016 | 6.48 | 84.1 | 0.016 | 6.48 | 84.1 | 0.016 | 6.48 | 84.1 | 0.016 | 6.48 |  |  | 1 |  | RB-Appl-EffCW-med-ElecDHW-GasCDryer-Tier1-TopAnySFm2011CZ05rDXGF
RB-Appl-EffCW-med-ElecDHW-GasCDryer-Tier1-Top | DEER2016 | D16v1 | 2015-05-16 | Any | SFm | 2011 | CZ05 | rDXHP | Each | 1 | 1150 | None | 66.5 | 0.0162 | 9.26 | 66.5 | 0.0162 | 9.26 | 66.5 | 0.0162 | 9.26 | 66.5 | 0.0162 | 9.26 |  |  | 1 |  | RB-Appl-EffCW-med-ElecDHW-GasCDryer-Tier1-TopAnySFm2011CZ05rDXHP
RB-Appl-EffCW-med-ElecDHW-GasCDryer-Tier1-Top | DEER2016 | D16v1 | 2015-05-16 | Any | SFm | 2011 | CZ05 | rNCEH | Each | 1 | 1150 | None | 57.1 | 0.0116 | 9.26 | 57.1 | 0.0116 | 9.26 | 57.1 | 0.0116 | 9.26 | 57.1 | 0.0116 | 9.26 |  |  | 1 |  | RB-Appl-EffCW-med-ElecDHW-GasCDryer-Tier1-TopAnySFm2011CZ05rNCEH
RB-Appl-EffCW-med-ElecDHW-GasCDryer-Tier1-Top | DEER2016 | D16v1 | 2015-05-16 | Any | SFm | 2011 | CZ05 | rNCGF | Each | 1 | 1150 | None | 83.7 | 0.0116 | 6.37 | 83.7 | 0.0116 | 6.37 | 83.7 | 0.0116 | 6.37 | 83.7 | 0.0116 | 6.37 |  |  | 1 |  | RB-Appl-EffCW-med-ElecDHW-GasCDryer-Tier1-TopAnySFm2011CZ05rNCGF
RB-Appl-EffCW-med-ElecDHW-GasCDryer-Tier1-Top | DEER2016 | D16v1 | 2015-05-16 | Any | SFm | 2011 | CZ06 | rDXGF | Each | 1 | 1200 | None | 84.7 | 0.0146 | 7.98 | 84.7 | 0.0146 | 7.98 | 84.7 | 0.0146 | 7.98 | 84.7 | 0.0146 | 7.98 |  |  | 1 |  | RB-Appl-EffCW-med-ElecDHW-GasCDryer-Tier1-TopAnySFm2011CZ06rDXGF
RB-Appl-EffCW-med-ElecDHW-GasCDryer-Tier1-Top | DEER2016 | D16v1 | 2015-05-16 | Any | SFm | 2011 | CZ06 | rDXHP | Each | 1 | 1200 | None | 79.1 | -0.00707 | 9.26 | 79.1 | -0.00707 | 9.26 | 79.1 | -0.00707 | 9.26 | 79.1 | -0.00707 | 9.26 |  |  | 1 |  | RB-Appl-EffCW-med-ElecDHW-GasCDryer-Tier1-TopAnySFm2011CZ06rDXHP
RB-Appl-EffCW-med-ElecDHW-GasCDryer-Tier1-Top | DEER2016 | D16v1 | 2015-05-16 | Any | SFm | 2011 | CZ06 | rNCEH | Each | 1 | 1200 | None | 67.7 | 0.011 | 9.26 | 67.7 | 0.011 | 9.26 | 67.7 | 0.011 | 9.26 | 67.7 | 0.011 | 9.26 |  |  | 1 |  | RB-Appl-EffCW-med-ElecDHW-GasCDryer-Tier1-TopAnySFm2011CZ06rNCEH
RB-Appl-EffCW-med-ElecDHW-GasCDryer-Tier1-Top | DEER2016 | D16v1 | 2015-05-16 | Any | SFm | 2011 | CZ06 | rNCGF | Each | 1 | 1200 | None | 80.9 | 0.0109 | 7.8 | 80.9 | 0.0109 | 7.8 | 80.9 | 0.0109 | 7.8 | 80.9 | 0.0109 | 7.8 |  |  | 1 |  | RB-Appl-EffCW-med-ElecDHW-GasCDryer-Tier1-TopAnySFm2011CZ06rNCGF
RB-Appl-EffCW-med-ElecDHW-GasCDryer-Tier1-Top | DEER2016 | D16v1 | 2015-05-16 | Any | SFm | 2011 | CZ07 | rDXGF | Each | 1 | 1200 | None | 91.4 | 0.0217 | 8.1 | 91.4 | 0.0217 | 8.1 | 91.4 | 0.0217 | 8.1 | 91.4 | 0.0217 | 8.1 |  |  | 1 |  | RB-Appl-EffCW-med-ElecDHW-GasCDryer-Tier1-TopAnySFm2011CZ07rDXGF
RB-Appl-EffCW-med-ElecDHW-GasCDryer-Tier1-Top | DEER2016 | D16v1 | 2015-05-16 | Any | SFm | 2011 | CZ07 | rDXHP | Each | 1 | 1200 | None | 91 | 0.0201 | 9.26 | 91 | 0.0201 | 9.26 | 91 | 0.0201 | 9.26 | 91 | 0.0201 | 9.26 |  |  | 1 |  | RB-Appl-EffCW-med-ElecDHW-GasCDryer-Tier1-TopAnySFm2011CZ07rDXHP
RB-Appl-EffCW-med-ElecDHW-GasCDryer-Tier1-Top | DEER2016 | D16v1 | 2015-05-16 | Any | SFm | 2011 | CZ07 | rNCEH | Each | 1 | 1200 | None | 70.1 | 0.011 | 9.26 | 70.1 | 0.011 | 9.26 | 70.1 | 0.011 | 9.26 | 70.1 | 0.011 | 9.26 |  |  | 1 |  | RB-Appl-EffCW-med-ElecDHW-GasCDryer-Tier1-TopAnySFm2011CZ07rNCEH
RB-Appl-EffCW-med-ElecDHW-GasCDryer-Tier1-Top | DEER2016 | D16v1 | 2015-05-16 | Any | SFm | 2011 | CZ07 | rNCGF | Each | 1 | 1200 | None | 80.6 | 0.011 | 7.97 | 80.6 | 0.011 | 7.97 | 80.6 | 0.011 | 7.97 | 80.6 | 0.011 | 7.97 |  |  | 1 |  | RB-Appl-EffCW-med-ElecDHW-GasCDryer-Tier1-TopAnySFm2011CZ07rNCGF
RB-Appl-EffCW-med-ElecDHW-GasCDryer-Tier1-Top | DEER2016 | D16v1 | 2015-05-16 | Any | SFm | 2011 | CZ08 | rDXGF | Each | 1 | 1200 | None | 106 | 0.013 | 8.1 | 106 | 0.013 | 8.1 | 106 | 0.013 | 8.1 | 106 | 0.013 | 8.1 |  |  | 1 |  | RB-Appl-EffCW-med-ElecDHW-GasCDryer-Tier1-TopAnySFm2011CZ08rDXGF
RB-Appl-EffCW-med-ElecDHW-GasCDryer-Tier1-Top | DEER2016 | D16v1 | 2015-05-16 | Any | SFm | 2011 | CZ08 | rDXHP | Each | 1 | 1200 | None | 91.2 | 0.0173 | 9.26 | 91.2 | 0.0173 | 9.26 | 91.2 | 0.0173 | 9.26 | 91.2 | 0.0173 | 9.26 |  |  | 1 |  | RB-Appl-EffCW-med-ElecDHW-GasCDryer-Tier1-TopAnySFm2011CZ08rDXHP
RB-Appl-EffCW-med-ElecDHW-GasCDryer-Tier1-Top | DEER2016 | D16v1 | 2015-05-16 | Any | SFm | 2011 | CZ08 | rNCEH | Each | 1 | 1200 | None | 68.7 | 0.0108 | 9.26 | 68.7 | 0.0108 | 9.26 | 68.7 | 0.0108 | 9.26 | 68.7 | 0.0108 | 9.26 |  |  | 1 |  | RB-Appl-EffCW-med-ElecDHW-GasCDryer-Tier1-TopAnySFm2011CZ08rNCEH
RB-Appl-EffCW-med-ElecDHW-GasCDryer-Tier1-Top | DEER2016 | D16v1 | 2015-05-16 | Any | SFm | 2011 | CZ08 | rNCGF | Each | 1 | 1200 | None | 79.9 | 0.0108 | 8.03 | 79.9 | 0.0108 | 8.03 | 79.9 | 0.0108 | 8.03 | 79.9 | 0.0108 | 8.03 |  |  | 1 |  | RB-Appl-EffCW-med-ElecDHW-GasCDryer-Tier1-TopAnySFm2011CZ08rNCGF
RB-Appl-EffCW-med-ElecDHW-GasCDryer-Tier1-Top | DEER2016 | D16v1 | 2015-05-16 | Any | SFm | 2011 | CZ09 | rDXGF | Each | 1 | 1210 | None | 97.8 | 0.0132 | 7.97 | 97.8 | 0.0132 | 7.97 | 97.8 | 0.0132 | 7.97 | 97.8 | 0.0132 | 7.97 |  |  | 1 |  | RB-Appl-EffCW-med-ElecDHW-GasCDryer-Tier1-TopAnySFm2011CZ09rDXGF
RB-Appl-EffCW-med-ElecDHW-GasCDryer-Tier1-Top | DEER2016 | D16v1 | 2015-05-16 | Any | SFm | 2011 | CZ09 | rDXHP | Each | 1 | 1210 | None | 80.7 | 0.0131 | 9.26 | 80.7 | 0.0131 | 9.26 | 80.7 | 0.0131 | 9.26 | 80.7 | 0.0131 | 9.26 |  |  | 1 |  | RB-Appl-EffCW-med-ElecDHW-GasCDryer-Tier1-TopAnySFm2011CZ09rDXHP
RB-Appl-EffCW-med-ElecDHW-GasCDryer-Tier1-Top | DEER2016 | D16v1 | 2015-05-16 | Any | SFm | 2011 | CZ09 | rNCEH | Each | 1 | 1210 | None | 66.9 | 0.0108 | 9.26 | 66.9 | 0.0108 | 9.26 | 66.9 | 0.0108 | 9.26 | 66.9 | 0.0108 | 9.26 |  |  | 1 |  | RB-Appl-EffCW-med-ElecDHW-GasCDryer-Tier1-TopAnySFm2011CZ09rNCEH
RB-Appl-EffCW-med-ElecDHW-GasCDryer-Tier1-Top | DEER2016 | D16v1 | 2015-05-16 | Any | SFm | 2011 | CZ09 | rNCGF | Each | 1 | 1210 | None | 80.3 | 0.0108 | 7.91 | 80.3 | 0.0108 | 7.91 | 80.3 | 0.0108 | 7.91 | 80.3 | 0.0108 | 7.91 |  |  | 1 |  | RB-Appl-EffCW-med-ElecDHW-GasCDryer-Tier1-TopAnySFm2011CZ09rNCGF
RB-Appl-EffCW-med-ElecDHW-GasCDryer-Tier1-Top | DEER2016 | D16v1 | 2015-05-16 | Any | SFm | 2011 | CZ10 | rDXGF | Each | 1 | 974 | None | 89.4 | 0.0122 | 8.02 | 89.4 | 0.0122 | 8.02 | 89.4 | 0.0122 | 8.02 | 89.4 | 0.0122 | 8.02 |  |  | 1 |  | RB-Appl-EffCW-med-ElecDHW-GasCDryer-Tier1-TopAnySFm2011CZ10rDXGF
RB-Appl-EffCW-med-ElecDHW-GasCDryer-Tier1-Top | DEER2016 | D16v1 | 2015-05-16 | Any | SFm | 2011 | CZ10 | rDXHP | Each | 1 | 974 | None | 82 | 0.013 | 9.26 | 82 | 0.013 | 9.26 | 82 | 0.013 | 9.26 | 82 | 0.013 | 9.26 |  |  | 1 |  | RB-Appl-EffCW-med-ElecDHW-GasCDryer-Tier1-TopAnySFm2011CZ10rDXHP
RB-Appl-EffCW-med-ElecDHW-GasCDryer-Tier1-Top | DEER2016 | D16v1 | 2015-05-16 | Any | SFm | 2011 | CZ10 | rNCEH | Each | 1 | 974 | None | 65.9 | 0.0106 | 9.26 | 65.9 | 0.0106 | 9.26 | 65.9 | 0.0106 | 9.26 | 65.9 | 0.0106 | 9.26 |  |  | 1 |  | RB-Appl-EffCW-med-ElecDHW-GasCDryer-Tier1-TopAnySFm2011CZ10rNCEH
RB-Appl-EffCW-med-ElecDHW-GasCDryer-Tier1-Top | DEER2016 | D16v1 | 2015-05-16 | Any | SFm | 2011 | CZ10 | rNCGF | Each | 1 | 974 | None | 79.7 | 0.0106 | 7.96 | 79.7 | 0.0106 | 7.96 | 79.7 | 0.0106 | 7.96 | 79.7 | 0.0106 | 7.96 |  |  | 1 |  | RB-Appl-EffCW-med-ElecDHW-GasCDryer-Tier1-TopAnySFm2011CZ10rNCGF
RB-Appl-EffCW-med-ElecDHW-GasCDryer-Tier1-Top | DEER2016 | D16v1 | 2015-05-16 | Any | SFm | 2011 | CZ11 | rDXGF | Each | 1 | 974 | None | 87.3 | 0.0159 | 7.8 | 87.3 | 0.0159 | 7.8 | 87.3 | 0.0159 | 7.8 | 87.3 | 0.0159 | 7.8 |  |  | 1 |  | RB-Appl-EffCW-med-ElecDHW-GasCDryer-Tier1-TopAnySFm2011CZ11rDXGF
RB-Appl-EffCW-med-ElecDHW-GasCDryer-Tier1-Top | DEER2016 | D16v1 | 2015-05-16 | Any | SFm | 2011 | CZ11 | rDXHP | Each | 1 | 974 | None | 79.5 | 0.0146 | 9.26 | 79.5 | 0.0146 | 9.26 | 79.5 | 0.0146 | 9.26 | 79.5 | 0.0146 | 9.26 |  |  | 1 |  | RB-Appl-EffCW-med-ElecDHW-GasCDryer-Tier1-TopAnySFm2011CZ11rDXHP
RB-Appl-EffCW-med-ElecDHW-GasCDryer-Tier1-Top | DEER2016 | D16v1 | 2015-05-16 | Any | SFm | 2011 | CZ11 | rNCEH | Each | 1 | 974 | None | 65.3 | 0.0106 | 9.26 | 65.3 | 0.0106 | 9.26 | 65.3 | 0.0106 | 9.26 | 65.3 | 0.0106 | 9.26 |  |  | 1 |  | RB-Appl-EffCW-med-ElecDHW-GasCDryer-Tier1-TopAnySFm2011CZ11rNCEH
RB-Appl-EffCW-med-ElecDHW-GasCDryer-Tier1-Top | DEER2016 | D16v1 | 2015-05-16 | Any | SFm | 2011 | CZ11 | rNCGF | Each | 1 | 974 | None | 80.1 | 0.0106 | 7.79 | 80.1 | 0.0106 | 7.79 | 80.1 | 0.0106 | 7.79 | 80.1 | 0.0106 | 7.79 |  |  | 1 |  | RB-Appl-EffCW-med-ElecDHW-GasCDryer-Tier1-TopAnySFm2011CZ11rNCGF
RB-Appl-EffCW-med-ElecDHW-GasCDryer-Tier1-Top | DEER2016 | D16v1 | 2015-05-16 | Any | SFm | 2011 | CZ12 | rDXGF | Each | 1 | 974 | None | 89.2 | 0.0139 | 7.82 | 89.2 | 0.0139 | 7.82 | 89.2 | 0.0139 | 7.82 | 89.2 | 0.0139 | 7.82 |  |  | 1 |  | RB-Appl-EffCW-med-ElecDHW-GasCDryer-Tier1-TopAnySFm2011CZ12rDXGF
RB-Appl-EffCW-med-ElecDHW-GasCDryer-Tier1-Top | DEER2016 | D16v1 | 2015-05-16 | Any | SFm | 2011 | CZ12 | rDXHP | Each | 1 | 974 | None | 78.1 | 0.0152 | 9.26 | 78.1 | 0.0152 | 9.26 | 78.1 | 0.0152 | 9.26 | 78.1 | 0.0152 | 9.26 |  |  | 1 |  | RB-Appl-EffCW-med-ElecDHW-GasCDryer-Tier1-TopAnySFm2011CZ12rDXHP
RB-Appl-EffCW-med-ElecDHW-GasCDryer-Tier1-Top | DEER2016 | D16v1 | 2015-05-16 | Any | SFm | 2011 | CZ12 | rNCEH | Each | 1 | 974 | None | 66.1 | 0.011 | 9.26 | 66.1 | 0.011 | 9.26 | 66.1 | 0.011 | 9.26 | 66.1 | 0.011 | 9.26 |  |  | 1 |  | RB-Appl-EffCW-med-ElecDHW-GasCDryer-Tier1-TopAnySFm2011CZ12rNCEH
RB-Appl-EffCW-med-ElecDHW-GasCDryer-Tier1-Top | DEER2016 | D16v1 | 2015-05-16 | Any | SFm | 2011 | CZ12 | rNCGF | Each | 1 | 974 | None | 81.4 | 0.011 | 7.8 | 81.4 | 0.011 | 7.8 | 81.4 | 0.011 | 7.8 | 81.4 | 0.011 | 7.8 |  |  | 1 |  | RB-Appl-EffCW-med-ElecDHW-GasCDryer-Tier1-TopAnySFm2011CZ12rNCGF
RB-Appl-EffCW-med-ElecDHW-GasCDryer-Tier1-Top | DEER2016 | D16v1 | 2015-05-16 | Any | SFm | 2011 | CZ13 | rDXGF | Each | 1 | 974 | None | 88 | 0.0159 | 7.66 | 88 | 0.0159 | 7.66 | 88 | 0.0159 | 7.66 | 88 | 0.0159 | 7.66 |  |  | 1 |  | RB-Appl-EffCW-med-ElecDHW-GasCDryer-Tier1-TopAnySFm2011CZ13rDXGF
RB-Appl-EffCW-med-ElecDHW-GasCDryer-Tier1-Top | DEER2016 | D16v1 | 2015-05-16 | Any | SFm | 2011 | CZ13 | rDXHP | Each | 1 | 974 | None | 79.6 | 0.0156 | 9.26 | 79.6 | 0.0156 | 9.26 | 79.6 | 0.0156 | 9.26 | 79.6 | 0.0156 | 9.26 |  |  | 1 |  | RB-Appl-EffCW-med-ElecDHW-GasCDryer-Tier1-TopAnySFm2011CZ13rDXHP
RB-Appl-EffCW-med-ElecDHW-GasCDryer-Tier1-Top | DEER2016 | D16v1 | 2015-05-16 | Any | SFm | 2011 | CZ13 | rNCEH | Each | 1 | 974 | None | 62.7 | 0.0106 | 9.26 | 62.7 | 0.0106 | 9.26 | 62.7 | 0.0106 | 9.26 | 62.7 | 0.0106 | 9.26 |  |  | 1 |  | RB-Appl-EffCW-med-ElecDHW-GasCDryer-Tier1-TopAnySFm2011CZ13rNCEH
RB-Appl-EffCW-med-ElecDHW-GasCDryer-Tier1-Top | DEER2016 | D16v1 | 2015-05-16 | Any | SFm | 2011 | CZ13 | rNCGF | Each | 1 | 974 | None | 79.5 | 0.0106 | 7.66 | 79.5 | 0.0106 | 7.66 | 79.5 | 0.0106 | 7.66 | 79.5 | 0.0106 | 7.66 |  |  | 1 |  | RB-Appl-EffCW-med-ElecDHW-GasCDryer-Tier1-TopAnySFm2011CZ13rNCGF
RB-Appl-EffCW-med-ElecDHW-GasCDryer-Tier1-Top | DEER2016 | D16v1 | 2015-05-16 | Any | SFm | 2011 | CZ14 | rDXGF | Each | 1 | 1080 | None | 91.9 | 0.0134 | 7.85 | 91.9 | 0.0134 | 7.85 | 91.9 | 0.0134 | 7.85 | 91.9 | 0.0134 | 7.85 |  |  | 1 |  | RB-Appl-EffCW-med-ElecDHW-GasCDryer-Tier1-TopAnySFm2011CZ14rDXGF
RB-Appl-EffCW-med-ElecDHW-GasCDryer-Tier1-Top | DEER2016 | D16v1 | 2015-05-16 | Any | SFm | 2011 | CZ14 | rDXHP | Each | 1 | 1080 | None | 83.7 | 0.0145 | 9.26 | 83.7 | 0.0145 | 9.26 | 83.7 | 0.0145 | 9.26 | 83.7 | 0.0145 | 9.26 |  |  | 1 |  | RB-Appl-EffCW-med-ElecDHW-GasCDryer-Tier1-TopAnySFm2011CZ14rDXHP
RB-Appl-EffCW-med-ElecDHW-GasCDryer-Tier1-Top | DEER2016 | D16v1 | 2015-05-16 | Any | SFm | 2011 | CZ14 | rNCEH | Each | 1 | 1080 | None | 66.2 | 0.0105 | 9.26 | 66.2 | 0.0105 | 9.26 | 66.2 | 0.0105 | 9.26 | 66.2 | 0.0105 | 9.26 |  |  | 1 |  | RB-Appl-EffCW-med-ElecDHW-GasCDryer-Tier1-TopAnySFm2011CZ14rNCEH
RB-Appl-EffCW-med-ElecDHW-GasCDryer-Tier1-Top | DEER2016 | D16v1 | 2015-05-16 | Any | SFm | 2011 | CZ14 | rNCGF | Each | 1 | 1080 | None | 80.8 | 0.0104 | 7.87 | 80.8 | 0.0104 | 7.87 | 80.8 | 0.0104 | 7.87 | 80.8 | 0.0104 | 7.87 |  |  | 1 |  | RB-Appl-EffCW-med-ElecDHW-GasCDryer-Tier1-TopAnySFm2011CZ14rNCGF
RB-Appl-EffCW-med-ElecDHW-GasCDryer-Tier1-Top | DEER2016 | D16v1 | 2015-05-16 | Any | SFm | 2011 | CZ15 | rDXGF | Each | 1 | 1080 | None | 88.6 | 0.0139 | 8.62 | 88.6 | 0.0139 | 8.62 | 88.6 | 0.0139 | 8.62 | 88.6 | 0.0139 | 8.62 |  |  | 1 |  | RB-Appl-EffCW-med-ElecDHW-GasCDryer-Tier1-TopAnySFm2011CZ15rDXGF
RB-Appl-EffCW-med-ElecDHW-GasCDryer-Tier1-Top | DEER2016 | D16v1 | 2015-05-16 | Any | SFm | 2011 | CZ15 | rDXHP | Each | 1 | 1080 | None | 82 | 0.0131 | 9.26 | 82 | 0.0131 | 9.26 | 82 | 0.0131 | 9.26 | 82 | 0.0131 | 9.26 |  |  | 1 |  | RB-Appl-EffCW-med-ElecDHW-GasCDryer-Tier1-TopAnySFm2011CZ15rDXHP
RB-Appl-EffCW-med-ElecDHW-GasCDryer-Tier1-Top | DEER2016 | D16v1 | 2015-05-16 | Any | SFm | 2011 | CZ15 | rNCEH | Each | 1 | 1080 | None | 67.5 | 0.0095 | 9.26 | 67.5 | 0.0095 | 9.26 | 67.5 | 0.0095 | 9.26 | 67.5 | 0.0095 | 9.26 |  |  | 1 |  | RB-Appl-EffCW-med-ElecDHW-GasCDryer-Tier1-TopAnySFm2011CZ15rNCEH
RB-Appl-EffCW-med-ElecDHW-GasCDryer-Tier1-Top | DEER2016 | D16v1 | 2015-05-16 | Any | SFm | 2011 | CZ15 | rNCGF | Each | 1 | 1080 | None | 74 | 0.00948 | 8.61 | 74 | 0.00948 | 8.61 | 74 | 0.00948 | 8.61 | 74 | 0.00948 | 8.61 |  |  | 1 |  | RB-Appl-EffCW-med-ElecDHW-GasCDryer-Tier1-TopAnySFm2011CZ15rNCGF
RB-Appl-EffCW-med-ElecDHW-GasCDryer-Tier1-Top | DEER2016 | D16v1 | 2015-05-16 | Any | SFm | 2011 | CZ16 | rDXGF | Each | 1 | 1150 | None | 92.2 | 0.0448 | 7.91 | 92.2 | 0.0448 | 7.91 | 92.2 | 0.0448 | 7.91 | 92.2 | 0.0448 | 7.91 |  |  | 1 |  | RB-Appl-EffCW-med-ElecDHW-GasCDryer-Tier1-TopAnySFm2011CZ16rDXGF
RB-Appl-EffCW-med-ElecDHW-GasCDryer-Tier1-Top | DEER2016 | D16v1 | 2015-05-16 | Any | SFm | 2011 | CZ16 | rDXHP | Each | 1 | 1150 | None | 76.7 | 0.0168 | 9.26 | 76.7 | 0.0168 | 9.26 | 76.7 | 0.0168 | 9.26 | 76.7 | 0.0168 | 9.26 |  |  | 1 |  | RB-Appl-EffCW-med-ElecDHW-GasCDryer-Tier1-TopAnySFm2011CZ16rDXHP
RB-Appl-EffCW-med-ElecDHW-GasCDryer-Tier1-Top | DEER2016 | D16v1 | 2015-05-16 | Any | SFm | 2011 | CZ16 | rNCEH | Each | 1 | 1150 | None | 72.9 | 0.0116 | 9.26 | 72.9 | 0.0116 | 9.26 | 72.9 | 0.0116 | 9.26 | 72.9 | 0.0116 | 9.26 |  |  | 1 |  | RB-Appl-EffCW-med-ElecDHW-GasCDryer-Tier1-TopAnySFm2011CZ16rNCEH
RB-Appl-EffCW-med-ElecDHW-GasCDryer-Tier1-Top | DEER2016 | D16v1 | 2015-05-16 | Any | SFm | 2011 | CZ16 | rNCGF | Each | 1 | 1150 | None | 86.8 | 0.0115 | 7.9 | 86.8 | 0.0115 | 7.9 | 86.8 | 0.0115 | 7.9 | 86.8 | 0.0115 | 7.9 |  |  | 1 |  | RB-Appl-EffCW-med-ElecDHW-GasCDryer-Tier1-TopAnySFm2011CZ16rNCGF
RB-Appl-EffCW-med-ElecDHW-GasCDryer-Tier1-Top | DEER2016 | D16v1 | 2015-05-16 | Any | SFm | 2014 | CZ01 | rDXGF | Each | 1 | 1150 | None | 86.7 | 0.000364 | 7.58 | 86.7 | 0.000364 | 7.58 | 86.7 | 0.000364 | 7.58 | 86.7 | 0.000364 | 7.58 |  |  | 1 |  | RB-Appl-EffCW-med-ElecDHW-GasCDryer-Tier1-TopAnySFm2014CZ01rDXGF
RB-Appl-EffCW-med-ElecDHW-GasCDryer-Tier1-Top | DEER2016 | D16v1 | 2015-05-16 | Any | SFm | 2014 | CZ01 | rDXHP | Each | 1 | 1150 | None | 76.9 | 0.0276 | 9.26 | 76.9 | 0.0276 | 9.26 | 76.9 | 0.0276 | 9.26 | 76.9 | 0.0276 | 9.26 |  |  | 1 |  | RB-Appl-EffCW-med-ElecDHW-GasCDryer-Tier1-TopAnySFm2014CZ01rDXHP
RB-Appl-EffCW-med-ElecDHW-GasCDryer-Tier1-Top | DEER2016 | D16v1 | 2015-05-16 | Any | SFm | 2014 | CZ01 | rNCEH | Each | 1 | 1150 | None | 70.9 | 0.0119 | 9.26 | 70.9 | 0.0119 | 9.26 | 70.9 | 0.0119 | 9.26 | 70.9 | 0.0119 | 9.26 |  |  | 1 |  | RB-Appl-EffCW-med-ElecDHW-GasCDryer-Tier1-TopAnySFm2014CZ01rNCEH
RB-Appl-EffCW-med-ElecDHW-GasCDryer-Tier1-Top | DEER2016 | D16v1 | 2015-05-16 | Any | SFm | 2014 | CZ01 | rNCGF | Each | 1 | 1150 | None | 86.9 | 0.012 | 7.55 | 86.9 | 0.012 | 7.55 | 86.9 | 0.012 | 7.55 | 86.9 | 0.012 | 7.55 |  |  | 1 |  | RB-Appl-EffCW-med-ElecDHW-GasCDryer-Tier1-TopAnySFm2014CZ01rNCGF
RB-Appl-EffCW-med-ElecDHW-GasCDryer-Tier1-Top | DEER2016 | D16v1 | 2015-05-16 | Any | SFm | 2014 | CZ02 | rDXGF | Each | 1 | 974 | None | 86.4 | 0.0177 | 7.2 | 86.4 | 0.0177 | 7.2 | 86.4 | 0.0177 | 7.2 | 86.4 | 0.0177 | 7.2 |  |  | 1 |  | RB-Appl-EffCW-med-ElecDHW-GasCDryer-Tier1-TopAnySFm2014CZ02rDXGF
RB-Appl-EffCW-med-ElecDHW-GasCDryer-Tier1-Top | DEER2016 | D16v1 | 2015-05-16 | Any | SFm | 2014 | CZ02 | rDXHP | Each | 1 | 974 | None | 72.2 | 0.0205 | 9.26 | 72.2 | 0.0205 | 9.26 | 72.2 | 0.0205 | 9.26 | 72.2 | 0.0205 | 9.26 |  |  | 1 |  | RB-Appl-EffCW-med-ElecDHW-GasCDryer-Tier1-TopAnySFm2014CZ02rDXHP
RB-Appl-EffCW-med-ElecDHW-GasCDryer-Tier1-Top | DEER2016 | D16v1 | 2015-05-16 | Any | SFm | 2014 | CZ02 | rNCEH | Each | 1 | 974 | None | 62.4 | 0.0114 | 9.26 | 62.4 | 0.0114 | 9.26 | 62.4 | 0.0114 | 9.26 | 62.4 | 0.0114 | 9.26 |  |  | 1 |  | RB-Appl-EffCW-med-ElecDHW-GasCDryer-Tier1-TopAnySFm2014CZ02rNCEH
RB-Appl-EffCW-med-ElecDHW-GasCDryer-Tier1-Top | DEER2016 | D16v1 | 2015-05-16 | Any | SFm | 2014 | CZ02 | rNCGF | Each | 1 | 974 | None | 83.1 | 0.0114 | 7.17 | 83.1 | 0.0114 | 7.17 | 83.1 | 0.0114 | 7.17 | 83.1 | 0.0114 | 7.17 |  |  | 1 |  | RB-Appl-EffCW-med-ElecDHW-GasCDryer-Tier1-TopAnySFm2014CZ02rNCGF
RB-Appl-EffCW-med-ElecDHW-GasCDryer-Tier1-Top | DEER2016 | D16v1 | 2015-05-16 | Any | SFm | 2014 | CZ03 | rDXGF | Each | 1 | 1150 | None | 85.6 | 0.0229 | 7.59 | 85.6 | 0.0229 | 7.59 | 85.6 | 0.0229 | 7.59 | 85.6 | 0.0229 | 7.59 |  |  | 1 |  | RB-Appl-EffCW-med-ElecDHW-GasCDryer-Tier1-TopAnySFm2014CZ03rDXGF
RB-Appl-EffCW-med-ElecDHW-GasCDryer-Tier1-Top | DEER2016 | D16v1 | 2015-05-16 | Any | SFm | 2014 | CZ03 | rDXHP | Each | 1 | 1150 | None | 74 | 0.00418 | 9.26 | 74 | 0.00418 | 9.26 | 74 | 0.00418 | 9.26 | 74 | 0.00418 | 9.26 |  |  | 1 |  | RB-Appl-EffCW-med-ElecDHW-GasCDryer-Tier1-TopAnySFm2014CZ03rDXHP
RB-Appl-EffCW-med-ElecDHW-GasCDryer-Tier1-Top | DEER2016 | D16v1 | 2015-05-16 | Any | SFm | 2014 | CZ03 | rNCEH | Each | 1 | 1150 | None | 68.9 | 0.0115 | 9.26 | 68.9 | 0.0115 | 9.26 | 68.9 | 0.0115 | 9.26 | 68.9 | 0.0115 | 9.26 |  |  | 1 |  | RB-Appl-EffCW-med-ElecDHW-GasCDryer-Tier1-TopAnySFm2014CZ03rNCEH
RB-Appl-EffCW-med-ElecDHW-GasCDryer-Tier1-Top | DEER2016 | D16v1 | 2015-05-16 | Any | SFm | 2014 | CZ03 | rNCGF | Each | 1 | 1150 | None | 83.6 | 0.0116 | 7.52 | 83.6 | 0.0116 | 7.52 | 83.6 | 0.0116 | 7.52 | 83.6 | 0.0116 | 7.52 |  |  | 1 |  | RB-Appl-EffCW-med-ElecDHW-GasCDryer-Tier1-TopAnySFm2014CZ03rNCGF
RB-Appl-EffCW-med-ElecDHW-GasCDryer-Tier1-Top | DEER2016 | D16v1 | 2015-05-16 | Any | SFm | 2014 | CZ04 | rDXGF | Each | 1 | 1150 | None | 89.5 | 0.0132 | 7.57 | 89.5 | 0.0132 | 7.57 | 89.5 | 0.0132 | 7.57 | 89.5 | 0.0132 | 7.57 |  |  | 1 |  | RB-Appl-EffCW-med-ElecDHW-GasCDryer-Tier1-TopAnySFm2014CZ04rDXGF
RB-Appl-EffCW-med-ElecDHW-GasCDryer-Tier1-Top | DEER2016 | D16v1 | 2015-05-16 | Any | SFm | 2014 | CZ04 | rDXHP | Each | 1 | 1150 | None | 74.2 | 0.02 | 9.26 | 74.2 | 0.02 | 9.26 | 74.2 | 0.02 | 9.26 | 74.2 | 0.02 | 9.26 |  |  | 1 |  | RB-Appl-EffCW-med-ElecDHW-GasCDryer-Tier1-TopAnySFm2014CZ04rDXHP
RB-Appl-EffCW-med-ElecDHW-GasCDryer-Tier1-Top | DEER2016 | D16v1 | 2015-05-16 | Any | SFm | 2014 | CZ04 | rNCEH | Each | 1 | 1150 | None | 65.6 | 0.0111 | 9.26 | 65.6 | 0.0111 | 9.26 | 65.6 | 0.0111 | 9.26 | 65.6 | 0.0111 | 9.26 |  |  | 1 |  | RB-Appl-EffCW-med-ElecDHW-GasCDryer-Tier1-TopAnySFm2014CZ04rNCEH
RB-Appl-EffCW-med-ElecDHW-GasCDryer-Tier1-Top | DEER2016 | D16v1 | 2015-05-16 | Any | SFm | 2014 | CZ04 | rNCGF | Each | 1 | 1150 | None | 82.2 | 0.011 | 7.58 | 82.2 | 0.011 | 7.58 | 82.2 | 0.011 | 7.58 | 82.2 | 0.011 | 7.58 |  |  | 1 |  | RB-Appl-EffCW-med-ElecDHW-GasCDryer-Tier1-TopAnySFm2014CZ04rNCGF
RB-Appl-EffCW-med-ElecDHW-GasCDryer-Tier1-Top | DEER2016 | D16v1 | 2015-05-16 | Any | SFm | 2014 | CZ05 | rDXGF | Each | 1 | 1150 | None | 88.1 | 0.00524 | 7.62 | 88.1 | 0.00524 | 7.62 | 88.1 | 0.00524 | 7.62 | 88.1 | 0.00524 | 7.62 |  |  | 1 |  | RB-Appl-EffCW-med-ElecDHW-GasCDryer-Tier1-TopAnySFm2014CZ05rDXGF
RB-Appl-EffCW-med-ElecDHW-GasCDryer-Tier1-Top | DEER2016 | D16v1 | 2015-05-16 | Any | SFm | 2014 | CZ05 | rDXHP | Each | 1 | 1150 | None | 75.9 | 0.0101 | 9.26 | 75.9 | 0.0101 | 9.26 | 75.9 | 0.0101 | 9.26 | 75.9 | 0.0101 | 9.26 |  |  | 1 |  | RB-Appl-EffCW-med-ElecDHW-GasCDryer-Tier1-TopAnySFm2014CZ05rDXHP
RB-Appl-EffCW-med-ElecDHW-GasCDryer-Tier1-Top | DEER2016 | D16v1 | 2015-05-16 | Any | SFm | 2014 | CZ05 | rNCEH | Each | 1 | 1150 | None | 70.1 | 0.0116 | 9.26 | 70.1 | 0.0116 | 9.26 | 70.1 | 0.0116 | 9.26 | 70.1 | 0.0116 | 9.26 |  |  | 1 |  | RB-Appl-EffCW-med-ElecDHW-GasCDryer-Tier1-TopAnySFm2014CZ05rNCEH
RB-Appl-EffCW-med-ElecDHW-GasCDryer-Tier1-Top | DEER2016 | D16v1 | 2015-05-16 | Any | SFm | 2014 | CZ05 | rNCGF | Each | 1 | 1150 | None | 84.3 | 0.0115 | 7.61 | 84.3 | 0.0115 | 7.61 | 84.3 | 0.0115 | 7.61 | 84.3 | 0.0115 | 7.61 |  |  | 1 |  | RB-Appl-EffCW-med-ElecDHW-GasCDryer-Tier1-TopAnySFm2014CZ05rNCGF
RB-Appl-EffCW-med-ElecDHW-GasCDryer-Tier1-Top | DEER2016 | D16v1 | 2015-05-16 | Any | SFm | 2014 | CZ06 | rDXGF | Each | 1 | 1200 | None | 84.9 | 0.012 | 7.98 | 84.9 | 0.012 | 7.98 | 84.9 | 0.012 | 7.98 | 84.9 | 0.012 | 7.98 |  |  | 1 |  | RB-Appl-EffCW-med-ElecDHW-GasCDryer-Tier1-TopAnySFm2014CZ06rDXGF
RB-Appl-EffCW-med-ElecDHW-GasCDryer-Tier1-Top | DEER2016 | D16v1 | 2015-05-16 | Any | SFm | 2014 | CZ06 | rDXHP | Each | 1 | 1200 | None | 76.2 | -0.00269 | 9.26 | 76.2 | -0.00269 | 9.26 | 76.2 | -0.00269 | 9.26 | 76.2 | -0.00269 | 9.26 |  |  | 1 |  | RB-Appl-EffCW-med-ElecDHW-GasCDryer-Tier1-TopAnySFm2014CZ06rDXHP
RB-Appl-EffCW-med-ElecDHW-GasCDryer-Tier1-Top | DEER2016 | D16v1 | 2015-05-16 | Any | SFm | 2014 | CZ06 | rNCEH | Each | 1 | 1200 | None | 67.5 | 0.011 | 9.26 | 67.5 | 0.011 | 9.26 | 67.5 | 0.011 | 9.26 | 67.5 | 0.011 | 9.26 |  |  | 1 |  | RB-Appl-EffCW-med-ElecDHW-GasCDryer-Tier1-TopAnySFm2014CZ06rNCEH
RB-Appl-EffCW-med-ElecDHW-GasCDryer-Tier1-Top | DEER2016 | D16v1 | 2015-05-16 | Any | SFm | 2014 | CZ06 | rNCGF | Each | 1 | 1200 | None | 80.9 | 0.011 | 7.93 | 80.9 | 0.011 | 7.93 | 80.9 | 0.011 | 7.93 | 80.9 | 0.011 | 7.93 |  |  | 1 |  | RB-Appl-EffCW-med-ElecDHW-GasCDryer-Tier1-TopAnySFm2014CZ06rNCGF
RB-Appl-EffCW-med-ElecDHW-GasCDryer-Tier1-Top | DEER2016 | D16v1 | 2015-05-16 | Any | SFm | 2014 | CZ07 | rDXGF | Each | 1 | 1200 | None | 90.9 | -0.0386 | 8.09 | 90.9 | -0.0386 | 8.09 | 90.9 | -0.0386 | 8.09 | 90.9 | -0.0386 | 8.09 |  |  | 1 |  | RB-Appl-EffCW-med-ElecDHW-GasCDryer-Tier1-TopAnySFm2014CZ07rDXGF
RB-Appl-EffCW-med-ElecDHW-GasCDryer-Tier1-Top | DEER2016 | D16v1 | 2015-05-16 | Any | SFm | 2014 | CZ07 | rDXHP | Each | 1 | 1200 | None | 85.4 | 0.0679 | 9.26 | 85.4 | 0.0679 | 9.26 | 85.4 | 0.0679 | 9.26 | 85.4 | 0.0679 | 9.26 |  |  | 1 |  | RB-Appl-EffCW-med-ElecDHW-GasCDryer-Tier1-TopAnySFm2014CZ07rDXHP
RB-Appl-EffCW-med-ElecDHW-GasCDryer-Tier1-Top | DEER2016 | D16v1 | 2015-05-16 | Any | SFm | 2014 | CZ07 | rNCEH | Each | 1 | 1200 | None | 70.1 | 0.011 | 9.26 | 70.1 | 0.011 | 9.26 | 70.1 | 0.011 | 9.26 | 70.1 | 0.011 | 9.26 |  |  | 1 |  | RB-Appl-EffCW-med-ElecDHW-GasCDryer-Tier1-TopAnySFm2014CZ07rNCEH
RB-Appl-EffCW-med-ElecDHW-GasCDryer-Tier1-Top | DEER2016 | D16v1 | 2015-05-16 | Any | SFm | 2014 | CZ07 | rNCGF | Each | 1 | 1200 | None | 80.6 | 0.0109 | 7.98 | 80.6 | 0.0109 | 7.98 | 80.6 | 0.0109 | 7.98 | 80.6 | 0.0109 | 7.98 |  |  | 1 |  | RB-Appl-EffCW-med-ElecDHW-GasCDryer-Tier1-TopAnySFm2014CZ07rNCGF
RB-Appl-EffCW-med-ElecDHW-GasCDryer-Tier1-Top | DEER2016 | D16v1 | 2015-05-16 | Any | SFm | 2014 | CZ08 | rDXGF | Each | 1 | 1200 | None | 84.4 | 0.016 | 8.13 | 84.4 | 0.016 | 8.13 | 84.4 | 0.016 | 8.13 | 84.4 | 0.016 | 8.13 |  |  | 1 |  | RB-Appl-EffCW-med-ElecDHW-GasCDryer-Tier1-TopAnySFm2014CZ08rDXGF
RB-Appl-EffCW-med-ElecDHW-GasCDryer-Tier1-Top | DEER2016 | D16v1 | 2015-05-16 | Any | SFm | 2014 | CZ08 | rDXHP | Each | 1 | 1200 | None | 87.7 | 0.0169 | 9.26 | 87.7 | 0.0169 | 9.26 | 87.7 | 0.0169 | 9.26 | 87.7 | 0.0169 | 9.26 |  |  | 1 |  | RB-Appl-EffCW-med-ElecDHW-GasCDryer-Tier1-TopAnySFm2014CZ08rDXHP
RB-Appl-EffCW-med-ElecDHW-GasCDryer-Tier1-Top | DEER2016 | D16v1 | 2015-05-16 | Any | SFm | 2014 | CZ08 | rNCEH | Each | 1 | 1200 | None | 68.6 | 0.0108 | 9.26 | 68.6 | 0.0108 | 9.26 | 68.6 | 0.0108 | 9.26 | 68.6 | 0.0108 | 9.26 |  |  | 1 |  | RB-Appl-EffCW-med-ElecDHW-GasCDryer-Tier1-TopAnySFm2014CZ08rNCEH
RB-Appl-EffCW-med-ElecDHW-GasCDryer-Tier1-Top | DEER2016 | D16v1 | 2015-05-16 | Any | SFm | 2014 | CZ08 | rNCGF | Each | 1 | 1200 | None | 79.9 | 0.011 | 8.09 | 79.9 | 0.011 | 8.09 | 79.9 | 0.011 | 8.09 | 79.9 | 0.011 | 8.09 |  |  | 1 |  | RB-Appl-EffCW-med-ElecDHW-GasCDryer-Tier1-TopAnySFm2014CZ08rNCGF
RB-Appl-EffCW-med-ElecDHW-GasCDryer-Tier1-Top | DEER2016 | D16v1 | 2015-05-16 | Any | SFm | 2014 | CZ09 | rDXGF | Each | 1 | 1210 | None | 87 | 0.0145 | 7.94 | 87 | 0.0145 | 7.94 | 87 | 0.0145 | 7.94 | 87 | 0.0145 | 7.94 |  |  | 1 |  | RB-Appl-EffCW-med-ElecDHW-GasCDryer-Tier1-TopAnySFm2014CZ09rDXGF
RB-Appl-EffCW-med-ElecDHW-GasCDryer-Tier1-Top | DEER2016 | D16v1 | 2015-05-16 | Any | SFm | 2014 | CZ09 | rDXHP | Each | 1 | 1210 | None | 83.4 | 0.0144 | 9.26 | 83.4 | 0.0144 | 9.26 | 83.4 | 0.0144 | 9.26 | 83.4 | 0.0144 | 9.26 |  |  | 1 |  | RB-Appl-EffCW-med-ElecDHW-GasCDryer-Tier1-TopAnySFm2014CZ09rDXHP
RB-Appl-EffCW-med-ElecDHW-GasCDryer-Tier1-Top | DEER2016 | D16v1 | 2015-05-16 | Any | SFm | 2014 | CZ09 | rNCEH | Each | 1 | 1210 | None | 66.7 | 0.0108 | 9.26 | 66.7 | 0.0108 | 9.26 | 66.7 | 0.0108 | 9.26 | 66.7 | 0.0108 | 9.26 |  |  | 1 |  | RB-Appl-EffCW-med-ElecDHW-GasCDryer-Tier1-TopAnySFm2014CZ09rNCEH
RB-Appl-EffCW-med-ElecDHW-GasCDryer-Tier1-Top | DEER2016 | D16v1 | 2015-05-16 | Any | SFm | 2014 | CZ09 | rNCGF | Each | 1 | 1210 | None | 80.3 | 0.0109 | 7.92 | 80.3 | 0.0109 | 7.92 | 80.3 | 0.0109 | 7.92 | 80.3 | 0.0109 | 7.92 |  |  | 1 |  | RB-Appl-EffCW-med-ElecDHW-GasCDryer-Tier1-TopAnySFm2014CZ09rNCGF
RB-Appl-EffCW-med-ElecDHW-GasCDryer-Tier1-Top | DEER2016 | D16v1 | 2015-05-16 | Any | SFm | 2014 | CZ10 | rDXGF | Each | 1 | 974 | None | 89.3 | 0.0142 | 8.03 | 89.3 | 0.0142 | 8.03 | 89.3 | 0.0142 | 8.03 | 89.3 | 0.0142 | 8.03 |  |  | 1 |  | RB-Appl-EffCW-med-ElecDHW-GasCDryer-Tier1-TopAnySFm2014CZ10rDXGF
RB-Appl-EffCW-med-ElecDHW-GasCDryer-Tier1-Top | DEER2016 | D16v1 | 2015-05-16 | Any | SFm | 2014 | CZ10 | rDXHP | Each | 1 | 974 | None | 82.1 | 0.0141 | 9.26 | 82.1 | 0.0141 | 9.26 | 82.1 | 0.0141 | 9.26 | 82.1 | 0.0141 | 9.26 |  |  | 1 |  | RB-Appl-EffCW-med-ElecDHW-GasCDryer-Tier1-TopAnySFm2014CZ10rDXHP
RB-Appl-EffCW-med-ElecDHW-GasCDryer-Tier1-Top | DEER2016 | D16v1 | 2015-05-16 | Any | SFm | 2014 | CZ10 | rNCEH | Each | 1 | 974 | None | 65.8 | 0.0106 | 9.26 | 65.8 | 0.0106 | 9.26 | 65.8 | 0.0106 | 9.26 | 65.8 | 0.0106 | 9.26 |  |  | 1 |  | RB-Appl-EffCW-med-ElecDHW-GasCDryer-Tier1-TopAnySFm2014CZ10rNCEH
RB-Appl-EffCW-med-ElecDHW-GasCDryer-Tier1-Top | DEER2016 | D16v1 | 2015-05-16 | Any | SFm | 2014 | CZ10 | rNCGF | Each | 1 | 974 | None | 79.7 | 0.0107 | 7.93 | 79.7 | 0.0107 | 7.93 | 79.7 | 0.0107 | 7.93 | 79.7 | 0.0107 | 7.93 |  |  | 1 |  | RB-Appl-EffCW-med-ElecDHW-GasCDryer-Tier1-TopAnySFm2014CZ10rNCGF
RB-Appl-EffCW-med-ElecDHW-GasCDryer-Tier1-Top | DEER2016 | D16v1 | 2015-05-16 | Any | SFm | 2014 | CZ11 | rDXGF | Each | 1 | 974 | None | 88.1 | 0.0159 | 7.79 | 88.1 | 0.0159 | 7.79 | 88.1 | 0.0159 | 7.79 | 88.1 | 0.0159 | 7.79 |  |  | 1 |  | RB-Appl-EffCW-med-ElecDHW-GasCDryer-Tier1-TopAnySFm2014CZ11rDXGF
RB-Appl-EffCW-med-ElecDHW-GasCDryer-Tier1-Top | DEER2016 | D16v1 | 2015-05-16 | Any | SFm | 2014 | CZ11 | rDXHP | Each | 1 | 974 | None | 78.8 | 0.0161 | 9.26 | 78.8 | 0.0161 | 9.26 | 78.8 | 0.0161 | 9.26 | 78.8 | 0.0161 | 9.26 |  |  | 1 |  | RB-Appl-EffCW-med-ElecDHW-GasCDryer-Tier1-TopAnySFm2014CZ11rDXHP
RB-Appl-EffCW-med-ElecDHW-GasCDryer-Tier1-Top | DEER2016 | D16v1 | 2015-05-16 | Any | SFm | 2014 | CZ11 | rNCEH | Each | 1 | 974 | None | 64.9 | 0.0106 | 9.26 | 64.9 | 0.0106 | 9.26 | 64.9 | 0.0106 | 9.26 | 64.9 | 0.0106 | 9.26 |  |  | 1 |  | RB-Appl-EffCW-med-ElecDHW-GasCDryer-Tier1-TopAnySFm2014CZ11rNCEH
RB-Appl-EffCW-med-ElecDHW-GasCDryer-Tier1-Top | DEER2016 | D16v1 | 2015-05-16 | Any | SFm | 2014 | CZ11 | rNCGF | Each | 1 | 974 | None | 80.1 | 0.0106 | 7.79 | 80.1 | 0.0106 | 7.79 | 80.1 | 0.0106 | 7.79 | 80.1 | 0.0106 | 7.79 |  |  | 1 |  | RB-Appl-EffCW-med-ElecDHW-GasCDryer-Tier1-TopAnySFm2014CZ11rNCGF
RB-Appl-EffCW-med-ElecDHW-GasCDryer-Tier1-Top | DEER2016 | D16v1 | 2015-05-16 | Any | SFm | 2014 | CZ12 | rDXGF | Each | 1 | 974 | None | 88.8 | 0.014 | 7.78 | 88.8 | 0.014 | 7.78 | 88.8 | 0.014 | 7.78 | 88.8 | 0.014 | 7.78 |  |  | 1 |  | RB-Appl-EffCW-med-ElecDHW-GasCDryer-Tier1-TopAnySFm2014CZ12rDXGF
RB-Appl-EffCW-med-ElecDHW-GasCDryer-Tier1-Top | DEER2016 | D16v1 | 2015-05-16 | Any | SFm | 2014 | CZ12 | rDXHP | Each | 1 | 974 | None | 77.1 | 0.0152 | 9.26 | 77.1 | 0.0152 | 9.26 | 77.1 | 0.0152 | 9.26 | 77.1 | 0.0152 | 9.26 |  |  | 1 |  | RB-Appl-EffCW-med-ElecDHW-GasCDryer-Tier1-TopAnySFm2014CZ12rDXHP
RB-Appl-EffCW-med-ElecDHW-GasCDryer-Tier1-Top | DEER2016 | D16v1 | 2015-05-16 | Any | SFm | 2014 | CZ12 | rNCEH | Each | 1 | 974 | None | 65.8 | 0.011 | 9.26 | 65.8 | 0.011 | 9.26 | 65.8 | 0.011 | 9.26 | 65.8 | 0.011 | 9.26 |  |  | 1 |  | RB-Appl-EffCW-med-ElecDHW-GasCDryer-Tier1-TopAnySFm2014CZ12rNCEH
RB-Appl-EffCW-med-ElecDHW-GasCDryer-Tier1-Top | DEER2016 | D16v1 | 2015-05-16 | Any | SFm | 2014 | CZ12 | rNCGF | Each | 1 | 974 | None | 81.5 | 0.011 | 7.82 | 81.5 | 0.011 | 7.82 | 81.5 | 0.011 | 7.82 | 81.5 | 0.011 | 7.82 |  |  | 1 |  | RB-Appl-EffCW-med-ElecDHW-GasCDryer-Tier1-TopAnySFm2014CZ12rNCGF
RB-Appl-EffCW-med-ElecDHW-GasCDryer-Tier1-Top | DEER2016 | D16v1 | 2015-05-16 | Any | SFm | 2014 | CZ13 | rDXGF | Each | 1 | 974 | None | 85.4 | 0.0138 | 7.64 | 85.4 | 0.0138 | 7.64 | 85.4 | 0.0138 | 7.64 | 85.4 | 0.0138 | 7.64 |  |  | 1 |  | RB-Appl-EffCW-med-ElecDHW-GasCDryer-Tier1-TopAnySFm2014CZ13rDXGF
RB-Appl-EffCW-med-ElecDHW-GasCDryer-Tier1-Top | DEER2016 | D16v1 | 2015-05-16 | Any | SFm | 2014 | CZ13 | rDXHP | Each | 1 | 974 | None | 78.9 | 0.016 | 9.26 | 78.9 | 0.016 | 9.26 | 78.9 | 0.016 | 9.26 | 78.9 | 0.016 | 9.26 |  |  | 1 |  | RB-Appl-EffCW-med-ElecDHW-GasCDryer-Tier1-TopAnySFm2014CZ13rDXHP
RB-Appl-EffCW-med-ElecDHW-GasCDryer-Tier1-Top | DEER2016 | D16v1 | 2015-05-16 | Any | SFm | 2014 | CZ13 | rNCEH | Each | 1 | 974 | None | 62.2 | 0.0106 | 9.26 | 62.2 | 0.0106 | 9.26 | 62.2 | 0.0106 | 9.26 | 62.2 | 0.0106 | 9.26 |  |  | 1 |  | RB-Appl-EffCW-med-ElecDHW-GasCDryer-Tier1-TopAnySFm2014CZ13rNCEH
RB-Appl-EffCW-med-ElecDHW-GasCDryer-Tier1-Top | DEER2016 | D16v1 | 2015-05-16 | Any | SFm | 2014 | CZ13 | rNCGF | Each | 1 | 974 | None | 79.5 | 0.0106 | 7.66 | 79.5 | 0.0106 | 7.66 | 79.5 | 0.0106 | 7.66 | 79.5 | 0.0106 | 7.66 |  |  | 1 |  | RB-Appl-EffCW-med-ElecDHW-GasCDryer-Tier1-TopAnySFm2014CZ13rNCGF
RB-Appl-EffCW-med-ElecDHW-GasCDryer-Tier1-Top | DEER2016 | D16v1 | 2015-05-16 | Any | SFm | 2014 | CZ14 | rDXGF | Each | 1 | 1080 | None | 91.8 | 0.0143 | 7.81 | 91.8 | 0.0143 | 7.81 | 91.8 | 0.0143 | 7.81 | 91.8 | 0.0143 | 7.81 |  |  | 1 |  | RB-Appl-EffCW-med-ElecDHW-GasCDryer-Tier1-TopAnySFm2014CZ14rDXGF
RB-Appl-EffCW-med-ElecDHW-GasCDryer-Tier1-Top | DEER2016 | D16v1 | 2015-05-16 | Any | SFm | 2014 | CZ14 | rDXHP | Each | 1 | 1080 | None | 81.1 | 0.0147 | 9.26 | 81.1 | 0.0147 | 9.26 | 81.1 | 0.0147 | 9.26 | 81.1 | 0.0147 | 9.26 |  |  | 1 |  | RB-Appl-EffCW-med-ElecDHW-GasCDryer-Tier1-TopAnySFm2014CZ14rDXHP
RB-Appl-EffCW-med-ElecDHW-GasCDryer-Tier1-Top | DEER2016 | D16v1 | 2015-05-16 | Any | SFm | 2014 | CZ14 | rNCEH | Each | 1 | 1080 | None | 65.2 | 0.0105 | 9.26 | 65.2 | 0.0105 | 9.26 | 65.2 | 0.0105 | 9.26 | 65.2 | 0.0105 | 9.26 |  |  | 1 |  | RB-Appl-EffCW-med-ElecDHW-GasCDryer-Tier1-TopAnySFm2014CZ14rNCEH
RB-Appl-EffCW-med-ElecDHW-GasCDryer-Tier1-Top | DEER2016 | D16v1 | 2015-05-16 | Any | SFm | 2014 | CZ14 | rNCGF | Each | 1 | 1080 | None | 80.7 | 0.0105 | 7.84 | 80.7 | 0.0105 | 7.84 | 80.7 | 0.0105 | 7.84 | 80.7 | 0.0105 | 7.84 |  |  | 1 |  | RB-Appl-EffCW-med-ElecDHW-GasCDryer-Tier1-TopAnySFm2014CZ14rNCGF
RB-Appl-EffCW-med-ElecDHW-GasCDryer-Tier1-Top | DEER2016 | D16v1 | 2015-05-16 | Any | SFm | 2014 | CZ15 | rDXGF | Each | 1 | 1080 | None | 88.8 | 0.0133 | 8.57 | 88.8 | 0.0133 | 8.57 | 88.8 | 0.0133 | 8.57 | 88.8 | 0.0133 | 8.57 |  |  | 1 |  | RB-Appl-EffCW-med-ElecDHW-GasCDryer-Tier1-TopAnySFm2014CZ15rDXGF
RB-Appl-EffCW-med-ElecDHW-GasCDryer-Tier1-Top | DEER2016 | D16v1 | 2015-05-16 | Any | SFm | 2014 | CZ15 | rDXHP | Each | 1 | 1080 | None | 82.4 | 0.0133 | 9.26 | 82.4 | 0.0133 | 9.26 | 82.4 | 0.0133 | 9.26 | 82.4 | 0.0133 | 9.26 |  |  | 1 |  | RB-Appl-EffCW-med-ElecDHW-GasCDryer-Tier1-TopAnySFm2014CZ15rDXHP
RB-Appl-EffCW-med-ElecDHW-GasCDryer-Tier1-Top | DEER2016 | D16v1 | 2015-05-16 | Any | SFm | 2014 | CZ15 | rNCEH | Each | 1 | 1080 | None | 67.4 | 0.0095 | 9.26 | 67.4 | 0.0095 | 9.26 | 67.4 | 0.0095 | 9.26 | 67.4 | 0.0095 | 9.26 |  |  | 1 |  | RB-Appl-EffCW-med-ElecDHW-GasCDryer-Tier1-TopAnySFm2014CZ15rNCEH
RB-Appl-EffCW-med-ElecDHW-GasCDryer-Tier1-Top | DEER2016 | D16v1 | 2015-05-16 | Any | SFm | 2014 | CZ15 | rNCGF | Each | 1 | 1080 | None | 74 | 0.00946 | 8.54 | 74 | 0.00946 | 8.54 | 74 | 0.00946 | 8.54 | 74 | 0.00946 | 8.54 |  |  | 1 |  | RB-Appl-EffCW-med-ElecDHW-GasCDryer-Tier1-TopAnySFm2014CZ15rNCGF
RB-Appl-EffCW-med-ElecDHW-GasCDryer-Tier1-Top | DEER2016 | D16v1 | 2015-05-16 | Any | SFm | 2014 | CZ16 | rDXGF | Each | 1 | 1150 | None | 89.7 | 0.0148 | 7.43 | 89.7 | 0.0148 | 7.43 | 89.7 | 0.0148 | 7.43 | 89.7 | 0.0148 | 7.43 |  |  | 1 |  | RB-Appl-EffCW-med-ElecDHW-GasCDryer-Tier1-TopAnySFm2014CZ16rDXGF
RB-Appl-EffCW-med-ElecDHW-GasCDryer-Tier1-Top | DEER2016 | D16v1 | 2015-05-16 | Any | SFm | 2014 | CZ16 | rDXHP | Each | 1 | 1150 | None | 70.1 | 0.0165 | 9.26 | 70.1 | 0.0165 | 9.26 | 70.1 | 0.0165 | 9.26 | 70.1 | 0.0165 | 9.26 |  |  | 1 |  | RB-Appl-EffCW-med-ElecDHW-GasCDryer-Tier1-TopAnySFm2014CZ16rDXHP
RB-Appl-EffCW-med-ElecDHW-GasCDryer-Tier1-Top | DEER2016 | D16v1 | 2015-05-16 | Any | SFm | 2014 | CZ16 | rNCEH | Each | 1 | 1150 | None | 67 | 0.0116 | 9.26 | 67 | 0.0116 | 9.26 | 67 | 0.0116 | 9.26 | 67 | 0.0116 | 9.26 |  |  | 1 |  | RB-Appl-EffCW-med-ElecDHW-GasCDryer-Tier1-TopAnySFm2014CZ16rNCEH
RB-Appl-EffCW-med-ElecDHW-GasCDryer-Tier1-Top | DEER2016 | D16v1 | 2015-05-16 | Any | SFm | 2014 | CZ16 | rNCGF | Each | 1 | 1150 | None | 86.6 | 0.0116 | 7.44 | 86.6 | 0.0116 | 7.44 | 86.6 | 0.0116 | 7.44 | 86.6 | 0.0116 | 7.44 |  |  | 1 |  | RB-Appl-EffCW-med-ElecDHW-GasCDryer-Tier1-TopAnySFm2014CZ16rNCGF
RB-Appl-EffCW-med-ElecDHW-GasCDryer-Tier1-Top | DEER2016 | D16v1 | 2015-05-14 08:10 | PGE | DMo | Ex | CZ01 | rWtd | Each | 1 | 606 | None | 67.7 | 0.00672 | 6.08 | 67.7 | 0.00672 | 6.08 | 67.7 | 0.00672 | 6.08 | 67.7 | 0.00672 | 6.08 |  |  | 2 |  | RB-Appl-EffCW-med-ElecDHW-GasCDryer-Tier1-TopPGEDMoExCZ01rWtd
RB-Appl-EffCW-med-ElecDHW-GasCDryer-Tier1-Top | DEER2016 | D16v1 | 2015-05-14 08:10 | PGE | DMo | Ex | CZ02 | rWtd | Each | 1 | 606 | None | 70.2 | 0.0137 | 6.06 | 70.2 | 0.0137 | 6.06 | 70.2 | 0.0137 | 6.06 | 70.2 | 0.0137 | 6.06 |  |  | 2 |  | RB-Appl-EffCW-med-ElecDHW-GasCDryer-Tier1-TopPGEDMoExCZ02rWtd
RB-Appl-EffCW-med-ElecDHW-GasCDryer-Tier1-Top | DEER2016 | D16v1 | 2015-05-14 08:10 | PGE | DMo | Ex | CZ03 | rWtd | Each | 1 | 606 | None | 67.6 | 0.0116 | 6.1 | 67.6 | 0.0116 | 6.1 | 67.6 | 0.0116 | 6.1 | 67.6 | 0.0116 | 6.1 |  |  | 2 |  | RB-Appl-EffCW-med-ElecDHW-GasCDryer-Tier1-TopPGEDMoExCZ03rWtd
RB-Appl-EffCW-med-ElecDHW-GasCDryer-Tier1-Top | DEER2016 | D16v1 | 2015-05-14 08:10 | PGE | DMo | Ex | CZ04 | rWtd | Each | 1 | 608 | None | 69.7 | 0.0121 | 6.24 | 69.7 | 0.0121 | 6.24 | 69.7 | 0.0121 | 6.24 | 69.7 | 0.0121 | 6.24 |  |  | 2 |  | RB-Appl-EffCW-med-ElecDHW-GasCDryer-Tier1-TopPGEDMoExCZ04rWtd
RB-Appl-EffCW-med-ElecDHW-GasCDryer-Tier1-Top | DEER2016 | D16v1 | 2015-05-14 08:10 | PGE | DMo | Ex | CZ05 | rWtd | Each | 1 | 607 | None | 66.1 | 0.00955 | 5.93 | 66.1 | 0.00955 | 5.93 | 66.1 | 0.00955 | 5.93 | 66.1 | 0.00955 | 5.93 |  |  | 2 |  | RB-Appl-EffCW-med-ElecDHW-GasCDryer-Tier1-TopPGEDMoExCZ05rWtd
RB-Appl-EffCW-med-ElecDHW-GasCDryer-Tier1-Top | DEER2016 | D16v1 | 2015-05-14 08:10 | PGE | DMo | Ex | CZ11 | rWtd | Each | 1 | 610 | None | 71.1 | 0.0124 | 6.13 | 71.1 | 0.0124 | 6.13 | 71.1 | 0.0124 | 6.13 | 71.1 | 0.0124 | 6.13 |  |  | 2 |  | RB-Appl-EffCW-med-ElecDHW-GasCDryer-Tier1-TopPGEDMoExCZ11rWtd
RB-Appl-EffCW-med-ElecDHW-GasCDryer-Tier1-Top | DEER2016 | D16v1 | 2015-05-14 08:10 | PGE | DMo | Ex | CZ12 | rWtd | Each | 1 | 606 | None | 70.2 | 0.0127 | 6.1 | 70.2 | 0.0127 | 6.1 | 70.2 | 0.0127 | 6.1 | 70.2 | 0.0127 | 6.1 |  |  | 2 |  | RB-Appl-EffCW-med-ElecDHW-GasCDryer-Tier1-TopPGEDMoExCZ12rWtd
RB-Appl-EffCW-med-ElecDHW-GasCDryer-Tier1-Top | DEER2016 | D16v1 | 2015-05-14 08:10 | PGE | DMo | Ex | CZ13 | rWtd | Each | 1 | 604 | None | 70.2 | 0.0115 | 6.33 | 70.2 | 0.0115 | 6.33 | 70.2 | 0.0115 | 6.33 | 70.2 | 0.0115 | 6.33 |  |  | 2 |  | RB-Appl-EffCW-med-ElecDHW-GasCDryer-Tier1-TopPGEDMoExCZ13rWtd
RB-Appl-EffCW-med-ElecDHW-GasCDryer-Tier1-Top | DEER2016 | D16v1 | 2015-05-14 08:10 | PGE | DMo | Ex | CZ16 | rWtd | Each | 1 | 614 | None | 70.3 | 0.0116 | 5.7 | 70.3 | 0.0116 | 5.7 | 70.3 | 0.0116 | 5.7 | 70.3 | 0.0116 | 5.7 |  |  | 2 |  | RB-Appl-EffCW-med-ElecDHW-GasCDryer-Tier1-TopPGEDMoExCZ16rWtd
RB-Appl-EffCW-med-ElecDHW-GasCDryer-Tier1-Top | DEER2016 | D16v1 | 2015-05-14 08:10 | PGE | DMo | Ex | IOU | rWtd | Each | 1 | 608 | None | 70 | 0.0121 | 6.12 | 70 | 0.0121 | 6.12 | 70 | 0.0121 | 6.12 | 70 | 0.0121 | 6.12 |  |  | 2 |  | RB-Appl-EffCW-med-ElecDHW-GasCDryer-Tier1-TopPGEDMoExIOUrWtd
RB-Appl-EffCW-med-ElecDHW-GasCDryer-Tier1-Top | DEER2016 | D16v1 | 2015-05-14 08:10 | PGE | DMo | MH00 | CZ01 | rWtd | Each | 1 | 621 | None | 67.5 | 0.00972 | 5.71 | 67.5 | 0.00972 | 5.71 | 67.5 | 0.00972 | 5.71 | 67.5 | 0.00972 | 5.71 |  |  | 2 |  | RB-Appl-EffCW-med-ElecDHW-GasCDryer-Tier1-TopPGEDMoMH00CZ01rWtd
RB-Appl-EffCW-med-Tier1-Front | DEER2016 | D16v1 | 2015-05-14 | PGE | DMo | MH72 | CZ04 | rWtd | Each | 1 | 598 | None | 159 | 0.0235 | 6.29 | 86.9 | 0.0126 | 2.65 | 159 | 0.0235 | 6.29 | 86.9 | 0.0126 | 2.65 |  |  | 9 |  | RB-Appl-EffCW-med-Tier1-FrontPGEDMoMH72CZ04rWtd
RB-Appl-EffCW-med-ElecDHW-GasCDryer-Tier1-Top | DEER2016 | D16v1 | 2015-05-14 08:10 | PGE | DMo | MH00 | CZ02 | rWtd | Each | 1 | 621 | None | 67.9 | 0.0151 | 5.69 | 67.9 | 0.0151 | 5.69 | 67.9 | 0.0151 | 5.69 | 67.9 | 0.0151 | 5.69 |  |  | 2 |  | RB-Appl-EffCW-med-ElecDHW-GasCDryer-Tier1-TopPGEDMoMH00CZ02rWtd
RB-Appl-EffCW-med-ElecDHW-GasCDryer-Tier1-Top | DEER2016 | D16v1 | 2015-05-14 08:10 | PGE | DMo | MH00 | CZ03 | rWtd | Each | 1 | 621 | None | 66.7 | 0.0114 | 5.68 | 66.7 | 0.0114 | 5.68 | 66.7 | 0.0114 | 5.68 | 66.7 | 0.0114 | 5.68 |  |  | 2 |  | RB-Appl-EffCW-med-ElecDHW-GasCDryer-Tier1-TopPGEDMoMH00CZ03rWtd
RB-Appl-EffCW-med-ElecDHW-GasCDryer-Tier1-Top | DEER2016 | D16v1 | 2015-05-14 08:10 | PGE | DMo | MH00 | CZ04 | rWtd | Each | 1 | 621 | None | 71.9 | 0.0125 | 6.03 | 71.9 | 0.0125 | 6.03 | 71.9 | 0.0125 | 6.03 | 71.9 | 0.0125 | 6.03 |  |  | 2 |  | RB-Appl-EffCW-med-ElecDHW-GasCDryer-Tier1-TopPGEDMoMH00CZ04rWtd
RB-Appl-EffCW-med-ElecDHW-GasCDryer-Tier1-Top | DEER2016 | D16v1 | 2015-05-14 08:10 | PGE | DMo | MH00 | CZ05 | rWtd | Each | 1 | 621 | None | 64.9 | 0.0103 | 5.42 | 64.9 | 0.0103 | 5.42 | 64.9 | 0.0103 | 5.42 | 64.9 | 0.0103 | 5.42 |  |  | 2 |  | RB-Appl-EffCW-med-ElecDHW-GasCDryer-Tier1-TopPGEDMoMH00CZ05rWtd
RB-Appl-EffCW-med-ElecDHW-GasCDryer-Tier1-Top | DEER2016 | D16v1 | 2015-05-14 08:10 | PGE | DMo | MH00 | CZ11 | rWtd | Each | 1 | 621 | None | 73.3 | 0.0121 | 5.83 | 73.3 | 0.0121 | 5.83 | 73.3 | 0.0121 | 5.83 | 73.3 | 0.0121 | 5.83 |  |  | 2 |  | RB-Appl-EffCW-med-ElecDHW-GasCDryer-Tier1-TopPGEDMoMH00CZ11rWtd
RB-Appl-EffCW-med-ElecDHW-GasCDryer-Tier1-Top | DEER2016 | D16v1 | 2015-05-14 08:10 | PGE | DMo | MH00 | CZ12 | rWtd | Each | 1 | 621 | None | 74.2 | 0.0137 | 5.78 | 74.2 | 0.0137 | 5.78 | 74.2 | 0.0137 | 5.78 | 74.2 | 0.0137 | 5.78 |  |  | 2 |  | RB-Appl-EffCW-med-ElecDHW-GasCDryer-Tier1-TopPGEDMoMH00CZ12rWtd
RB-Appl-EffCW-med-ElecDHW-GasCDryer-Tier1-Top | DEER2016 | D16v1 | 2015-05-14 08:10 | PGE | DMo | MH00 | CZ13 | rWtd | Each | 1 | 621 | None | 74.5 | 0.0132 | 5.87 | 74.5 | 0.0132 | 5.87 | 74.5 | 0.0132 | 5.87 | 74.5 | 0.0132 | 5.87 |  |  | 2 |  | RB-Appl-EffCW-med-ElecDHW-GasCDryer-Tier1-TopPGEDMoMH00CZ13rWtd
RB-Appl-EffCW-med-ElecDHW-GasCDryer-Tier1-Top | DEER2016 | D16v1 | 2015-05-14 08:10 | PGE | DMo | MH00 | CZ16 | rWtd | Each | 1 | 621 | None | 73.2 | 0.0119 | 5.8 | 73.2 | 0.0119 | 5.8 | 73.2 | 0.0119 | 5.8 | 73.2 | 0.0119 | 5.8 |  |  | 2 |  | RB-Appl-EffCW-med-ElecDHW-GasCDryer-Tier1-TopPGEDMoMH00CZ16rWtd
RB-Appl-EffCW-med-ElecDHW-GasCDryer-Tier1-Top | DEER2016 | D16v1 | 2015-05-14 08:10 | PGE | DMo | MH06 | CZ01 | rWtd | Each | 1 | 621 | None | 67.2 | 0.00958 | 5.61 | 67.2 | 0.00958 | 5.61 | 67.2 | 0.00958 | 5.61 | 67.2 | 0.00958 | 5.61 |  |  | 2 |  | RB-Appl-EffCW-med-ElecDHW-GasCDryer-Tier1-TopPGEDMoMH06CZ01rWtd
RB-Appl-EffCW-med-ElecDHW-GasCDryer-Tier1-Top | DEER2016 | D16v1 | 2015-05-14 08:10 | PGE | DMo | MH06 | CZ02 | rWtd | Each | 1 | 621 | None | 71 | 0.013 | 5.53 | 71 | 0.013 | 5.53 | 71 | 0.013 | 5.53 | 71 | 0.013 | 5.53 |  |  | 2 |  | RB-Appl-EffCW-med-ElecDHW-GasCDryer-Tier1-TopPGEDMoMH06CZ02rWtd
RB-Appl-EffCW-med-ElecDHW-GasCDryer-Tier1-Top | DEER2016 | D16v1 | 2015-05-14 08:10 | PGE | DMo | MH06 | CZ03 | rWtd | Each | 1 | 621 | None | 64.4 | 0.0123 | 5.4 | 64.4 | 0.0123 | 5.4 | 64.4 | 0.0123 | 5.4 | 64.4 | 0.0123 | 5.4 |  |  | 2 |  | RB-Appl-EffCW-med-ElecDHW-GasCDryer-Tier1-TopPGEDMoMH06CZ03rWtd
RB-Appl-EffCW-med-ElecDHW-GasCDryer-Tier1-Top | DEER2016 | D16v1 | 2015-05-14 08:10 | PGE | DMo | MH06 | CZ04 | rWtd | Each | 1 | 621 | None | 72.4 | 0.0119 | 5.97 | 72.4 | 0.0119 | 5.97 | 72.4 | 0.0119 | 5.97 | 72.4 | 0.0119 | 5.97 |  |  | 2 |  | RB-Appl-EffCW-med-ElecDHW-GasCDryer-Tier1-TopPGEDMoMH06CZ04rWtd
RB-Appl-EffCW-med-ElecDHW-GasCDryer-Tier1-Top | DEER2016 | D16v1 | 2015-05-14 08:10 | PGE | DMo | MH06 | CZ05 | rWtd | Each | 1 | 621 | None | 65.4 | 0.0103 | 5.48 | 65.4 | 0.0103 | 5.48 | 65.4 | 0.0103 | 5.48 | 65.4 | 0.0103 | 5.48 |  |  | 2 |  | RB-Appl-EffCW-med-ElecDHW-GasCDryer-Tier1-TopPGEDMoMH06CZ05rWtd
RB-Appl-EffCW-med-ElecDHW-GasCDryer-Tier1-Top | DEER2016 | D16v1 | 2015-05-14 08:10 | PGE | DMo | MH06 | CZ11 | rWtd | Each | 1 | 621 | None | 73.1 | 0.0111 | 5.94 | 73.1 | 0.0111 | 5.94 | 73.1 | 0.0111 | 5.94 | 73.1 | 0.0111 | 5.94 |  |  | 2 |  | RB-Appl-EffCW-med-ElecDHW-GasCDryer-Tier1-TopPGEDMoMH06CZ11rWtd
RB-Appl-EffCW-med-ElecDHW-GasCDryer-Tier1-Top | DEER2016 | D16v1 | 2015-05-14 08:10 | PGE | DMo | MH06 | CZ12 | rWtd | Each | 1 | 621 | None | 70.7 | 0.0132 | 5.87 | 70.7 | 0.0132 | 5.87 | 70.7 | 0.0132 | 5.87 | 70.7 | 0.0132 | 5.87 |  |  | 2 |  | RB-Appl-EffCW-med-ElecDHW-GasCDryer-Tier1-TopPGEDMoMH06CZ12rWtd
RB-Appl-EffCW-med-ElecDHW-GasCDryer-Tier1-Top | DEER2016 | D16v1 | 2015-05-14 08:10 | PGE | DMo | MH06 | CZ13 | rWtd | Each | 1 | 621 | None | 73.7 | 0.0122 | 5.84 | 73.7 | 0.0122 | 5.84 | 73.7 | 0.0122 | 5.84 | 73.7 | 0.0122 | 5.84 |  |  | 2 |  | RB-Appl-EffCW-med-ElecDHW-GasCDryer-Tier1-TopPGEDMoMH06CZ13rWtd
RB-Appl-EffCW-med-ElecDHW-GasCDryer-Tier1-Top | DEER2016 | D16v1 | 2015-05-14 08:10 | PGE | DMo | MH06 | CZ16 | rWtd | Each | 1 | 621 | None | 70.5 | 0.0114 | 5.76 | 70.5 | 0.0114 | 5.76 | 70.5 | 0.0114 | 5.76 | 70.5 | 0.0114 | 5.76 |  |  | 2 |  | RB-Appl-EffCW-med-ElecDHW-GasCDryer-Tier1-TopPGEDMoMH06CZ16rWtd
RB-Appl-EffCW-med-ElecDHW-GasCDryer-Tier1-Top | DEER2016 | D16v1 | 2015-05-14 08:10 | PGE | DMo | MH72 | CZ01 | rWtd | Each | 1 | 598 | None | 68.2 | 0.00584 | 6.36 | 68.2 | 0.00584 | 6.36 | 68.2 | 0.00584 | 6.36 | 68.2 | 0.00584 | 6.36 |  |  | 2 |  | RB-Appl-EffCW-med-ElecDHW-GasCDryer-Tier1-TopPGEDMoMH72CZ01rWtd
RB-Appl-EffCW-med-ElecDHW-GasCDryer-Tier1-Top | DEER2016 | D16v1 | 2015-05-14 08:10 | PGE | DMo | MH72 | CZ02 | rWtd | Each | 1 | 598 | None | 70.8 | 0.0133 | 6.35 | 70.8 | 0.0133 | 6.35 | 70.8 | 0.0133 | 6.35 | 70.8 | 0.0133 | 6.35 |  |  | 2 |  | RB-Appl-EffCW-med-ElecDHW-GasCDryer-Tier1-TopPGEDMoMH72CZ02rWtd
RB-Appl-EffCW-med-ElecDHW-GasCDryer-Tier1-Top | DEER2016 | D16v1 | 2015-05-14 08:10 | PGE | DMo | MH72 | CZ03 | rWtd | Each | 1 | 598 | None | 67.9 | 0.0111 | 6.4 | 67.9 | 0.0111 | 6.4 | 67.9 | 0.0111 | 6.4 | 67.9 | 0.0111 | 6.4 |  |  | 2 |  | RB-Appl-EffCW-med-ElecDHW-GasCDryer-Tier1-TopPGEDMoMH72CZ03rWtd
RB-Appl-EffCW-med-ElecDHW-GasCDryer-Tier1-Top | DEER2016 | D16v1 | 2015-05-14 08:10 | PGE | DMo | MH72 | CZ04 | rWtd | Each | 1 | 598 | None | 68.8 | 0.0117 | 6.56 | 68.8 | 0.0117 | 6.56 | 68.8 | 0.0117 | 6.56 | 68.8 | 0.0117 | 6.56 |  |  | 2 |  | RB-Appl-EffCW-med-ElecDHW-GasCDryer-Tier1-TopPGEDMoMH72CZ04rWtd
RB-Appl-EffCW-med-ElecDHW-GasCDryer-Tier1-Top | DEER2016 | D16v1 | 2015-05-14 08:10 | PGE | DMo | MH72 | CZ05 | rWtd | Each | 1 | 598 | None | 66.6 | 0.00961 | 6.33 | 66.6 | 0.00961 | 6.33 | 66.6 | 0.00961 | 6.33 | 66.6 | 0.00961 | 6.33 |  |  | 2 |  | RB-Appl-EffCW-med-ElecDHW-GasCDryer-Tier1-TopPGEDMoMH72CZ05rWtd
RB-Appl-EffCW-med-ElecDHW-GasCDryer-Tier1-Top | DEER2016 | D16v1 | 2015-05-14 08:10 | PGE | DMo | MH72 | CZ11 | rWtd | Each | 1 | 598 | None | 69.1 | 0.0127 | 6.58 | 69.1 | 0.0127 | 6.58 | 69.1 | 0.0127 | 6.58 | 69.1 | 0.0127 | 6.58 |  |  | 2 |  | RB-Appl-EffCW-med-ElecDHW-GasCDryer-Tier1-TopPGEDMoMH72CZ11rWtd
RB-Appl-EffCW-med-ElecDHW-GasCDryer-Tier1-Top | DEER2016 | D16v1 | 2015-05-14 08:10 | PGE | DMo | MH72 | CZ12 | rWtd | Each | 1 | 598 | None | 69.7 | 0.013 | 6.4 | 69.7 | 0.013 | 6.4 | 69.7 | 0.013 | 6.4 | 69.7 | 0.013 | 6.4 |  |  | 2 |  | RB-Appl-EffCW-med-ElecDHW-GasCDryer-Tier1-TopPGEDMoMH72CZ12rWtd
RB-Appl-EffCW-med-ElecDHW-GasCDryer-Tier1-Top | DEER2016 | D16v1 | 2015-05-14 08:10 | PGE | DMo | MH72 | CZ13 | rWtd | Each | 1 | 598 | None | 69.4 | 0.0111 | 6.51 | 69.4 | 0.0111 | 6.51 | 69.4 | 0.0111 | 6.51 | 69.4 | 0.0111 | 6.51 |  |  | 2 |  | RB-Appl-EffCW-med-ElecDHW-GasCDryer-Tier1-TopPGEDMoMH72CZ13rWtd
RB-Appl-EffCW-med-ElecDHW-GasCDryer-Tier1-Top | DEER2016 | D16v1 | 2015-05-14 08:10 | PGE | DMo | MH72 | CZ16 | rWtd | Each | 1 | 598 | None | 71.6 | 0.011 | 6.35 | 71.6 | 0.011 | 6.35 | 71.6 | 0.011 | 6.35 | 71.6 | 0.011 | 6.35 |  |  | 2 |  | RB-Appl-EffCW-med-ElecDHW-GasCDryer-Tier1-TopPGEDMoMH72CZ16rWtd
RB-Appl-EffCW-med-ElecDHW-GasCDryer-Tier1-Top | DEER2016 | D16v1 | 2015-05-14 08:10 | PGE | DMo | MH85 | CZ01 | rWtd | Each | 1 | 621 | None | 66.8 | 0.00845 | 5.53 | 66.8 | 0.00845 | 5.53 | 66.8 | 0.00845 | 5.53 | 66.8 | 0.00845 | 5.53 |  |  | 2 |  | RB-Appl-EffCW-med-ElecDHW-GasCDryer-Tier1-TopPGEDMoMH85CZ01rWtd
RB-Appl-EffCW-med-ElecDHW-GasCDryer-Tier1-Top | DEER2016 | D16v1 | 2015-05-14 08:10 | PGE | DMo | MH85 | CZ02 | rWtd | Each | 1 | 621 | None | 69.1 | 0.0143 | 5.46 | 69.1 | 0.0143 | 5.46 | 69.1 | 0.0143 | 5.46 | 69.1 | 0.0143 | 5.46 |  |  | 2 |  | RB-Appl-EffCW-med-ElecDHW-GasCDryer-Tier1-TopPGEDMoMH85CZ02rWtd
RB-Appl-EffCW-med-ElecDHW-GasCDryer-Tier1-Top | DEER2016 | D16v1 | 2015-05-14 08:10 | PGE | DMo | MH85 | CZ03 | rWtd | Each | 1 | 621 | None | 67.1 | 0.0124 | 5.49 | 67.1 | 0.0124 | 5.49 | 67.1 | 0.0124 | 5.49 | 67.1 | 0.0124 | 5.49 |  |  | 2 |  | RB-Appl-EffCW-med-ElecDHW-GasCDryer-Tier1-TopPGEDMoMH85CZ03rWtd
RB-Appl-EffCW-med-ElecDHW-GasCDryer-Tier1-Top | DEER2016 | D16v1 | 2015-05-14 08:10 | PGE | DMo | MH85 | CZ04 | rWtd | Each | 1 | 621 | None | 69.8 | 0.013 | 5.58 | 69.8 | 0.013 | 5.58 | 69.8 | 0.013 | 5.58 | 69.8 | 0.013 | 5.58 |  |  | 2 |  | RB-Appl-EffCW-med-ElecDHW-GasCDryer-Tier1-TopPGEDMoMH85CZ04rWtd
RB-Appl-EffCW-med-ElecDHW-GasCDryer-Tier1-Top | DEER2016 | D16v1 | 2015-05-14 08:10 | PGE | DMo | MH85 | CZ05 | rWtd | Each | 1 | 621 | None | 65.3 | 0.0093 | 5.24 | 65.3 | 0.0093 | 5.24 | 65.3 | 0.0093 | 5.24 | 65.3 | 0.0093 | 5.24 |  |  | 2 |  | RB-Appl-EffCW-med-ElecDHW-GasCDryer-Tier1-TopPGEDMoMH85CZ05rWtd
RB-Appl-EffCW-med-ElecDHW-GasCDryer-Tier1-Top | DEER2016 | D16v1 | 2015-05-14 08:10 | PGE | DMo | MH85 | CZ11 | rWtd | Each | 1 | 621 | None | 72.9 | 0.0122 | 5.71 | 72.9 | 0.0122 | 5.71 | 72.9 | 0.0122 | 5.71 | 72.9 | 0.0122 | 5.71 |  |  | 2 |  | RB-Appl-EffCW-med-ElecDHW-GasCDryer-Tier1-TopPGEDMoMH85CZ11rWtd
RB-Appl-EffCW-med-ElecDHW-GasCDryer-Tier1-Top | DEER2016 | D16v1 | 2015-05-14 08:10 | PGE | DMo | MH85 | CZ12 | rWtd | Each | 1 | 621 | None | 70.5 | 0.0121 | 5.54 | 70.5 | 0.0121 | 5.54 | 70.5 | 0.0121 | 5.54 | 70.5 | 0.0121 | 5.54 |  |  | 2 |  | RB-Appl-EffCW-med-ElecDHW-GasCDryer-Tier1-TopPGEDMoMH85CZ12rWtd
RB-Appl-EffCW-med-ElecDHW-GasCDryer-Tier1-Top | DEER2016 | D16v1 | 2015-05-14 08:10 | PGE | DMo | MH85 | CZ13 | rWtd | Each | 1 | 621 | None | 72.3 | 0.0126 | 5.83 | 72.3 | 0.0126 | 5.83 | 72.3 | 0.0126 | 5.83 | 72.3 | 0.0126 | 5.83 |  |  | 2 |  | RB-Appl-EffCW-med-ElecDHW-GasCDryer-Tier1-TopPGEDMoMH85CZ13rWtd
RB-Appl-EffCW-med-ElecDHW-GasCDryer-Tier1-Top | DEER2016 | D16v1 | 2015-05-14 08:10 | PGE | DMo | MH85 | CZ16 | rWtd | Each | 1 | 621 | None | 69.6 | 0.0118 | 5.39 | 69.6 | 0.0118 | 5.39 | 69.6 | 0.0118 | 5.39 | 69.6 | 0.0118 | 5.39 |  |  | 2 |  | RB-Appl-EffCW-med-ElecDHW-GasCDryer-Tier1-TopPGEDMoMH85CZ16rWtd
RB-Appl-EffCW-med-ElecDHW-GasCDryer-Tier1-Top | DEER2016 | D16v1 | 2015-05-14 08:10 | PGE | MFm | 1975 | CZ01 | rWtd | Each | 1 | 474 | None | 66.5 | 0.00968 | 5.95 | 66.5 | 0.00968 | 5.95 | 66.5 | 0.00968 | 5.95 | 66.5 | 0.00968 | 5.95 |  |  | 2 |  | RB-Appl-EffCW-med-ElecDHW-GasCDryer-Tier1-TopPGEMFm1975CZ01rWtd
RB-Appl-EffCW-med-ElecDHW-GasCDryer-Tier1-Top | DEER2016 | D16v1 | 2015-05-14 08:10 | PGE | MFm | 1975 | CZ02 | rWtd | Each | 1 | 474 | None | 66.8 | 0.0112 | 6.55 | 66.8 | 0.0112 | 6.55 | 66.8 | 0.0112 | 6.55 | 66.8 | 0.0112 | 6.55 |  |  | 2 |  | RB-Appl-EffCW-med-ElecDHW-GasCDryer-Tier1-TopPGEMFm1975CZ02rWtd
RB-Appl-EffCW-med-ElecDHW-GasCDryer-Tier1-Top | DEER2016 | D16v1 | 2015-05-14 08:10 | PGE | MFm | 1975 | CZ03 | rWtd | Each | 1 | 474 | None | 65.5 | 0.00976 | 6.41 | 65.5 | 0.00976 | 6.41 | 65.5 | 0.00976 | 6.41 | 65.5 | 0.00976 | 6.41 |  |  | 2 |  | RB-Appl-EffCW-med-ElecDHW-GasCDryer-Tier1-TopPGEMFm1975CZ03rWtd
RB-Appl-EffCW-med-ElecDHW-GasCDryer-Tier1-Top | DEER2016 | D16v1 | 2015-05-14 08:10 | PGE | MFm | 1975 | CZ04 | rWtd | Each | 1 | 474 | None | 66.7 | 0.0102 | 6.69 | 66.7 | 0.0102 | 6.69 | 66.7 | 0.0102 | 6.69 | 66.7 | 0.0102 | 6.69 |  |  | 2 |  | RB-Appl-EffCW-med-ElecDHW-GasCDryer-Tier1-TopPGEMFm1975CZ04rWtd
RB-Appl-EffCW-med-ElecDHW-GasCDryer-Tier1-Top | DEER2016 | D16v1 | 2015-05-14 08:10 | PGE | MFm | 1975 | CZ05 | rWtd | Each | 1 | 474 | None | 66 | 0.00926 | 6.28 | 66 | 0.00926 | 6.28 | 66 | 0.00926 | 6.28 | 66 | 0.00926 | 6.28 |  |  | 2 |  | RB-Appl-EffCW-med-ElecDHW-GasCDryer-Tier1-TopPGEMFm1975CZ05rWtd
RB-Appl-EffCW-med-ElecDHW-GasCDryer-Tier1-Top | DEER2016 | D16v1 | 2015-05-14 08:10 | PGE | MFm | 1975 | CZ11 | rWtd | Each | 1 | 487 | None | 70 | 0.0119 | 6.65 | 70 | 0.0119 | 6.65 | 70 | 0.0119 | 6.65 | 70 | 0.0119 | 6.65 |  |  | 2 |  | RB-Appl-EffCW-med-ElecDHW-GasCDryer-Tier1-TopPGEMFm1975CZ11rWtd
RB-Appl-EffCW-med-ElecDHW-GasCDryer-Tier1-Top | DEER2016 | D16v1 | 2015-05-14 08:10 | PGE | MFm | 1975 | CZ12 | rWtd | Each | 1 | 487 | None | 69.6 | 0.013 | 6.63 | 69.6 | 0.013 | 6.63 | 69.6 | 0.013 | 6.63 | 69.6 | 0.013 | 6.63 |  |  | 2 |  | RB-Appl-EffCW-med-ElecDHW-GasCDryer-Tier1-TopPGEMFm1975CZ12rWtd
RB-Appl-EffCW-med-ElecDHW-GasCDryer-Tier1-Top | DEER2016 | D16v1 | 2015-05-14 08:10 | PGE | MFm | 1975 | CZ13 | rWtd | Each | 1 | 487 | None | 71.3 | 0.0113 | 6.7 | 71.3 | 0.0113 | 6.7 | 71.3 | 0.0113 | 6.7 | 71.3 | 0.0113 | 6.7 |  |  | 2 |  | RB-Appl-EffCW-med-ElecDHW-GasCDryer-Tier1-TopPGEMFm1975CZ13rWtd
RB-Appl-EffCW-med-ElecDHW-GasCDryer-Tier1-Top | DEER2016 | D16v1 | 2015-05-14 08:10 | PGE | MFm | 1975 | CZ16 | rWtd | Each | 1 | 474 | None | 70.8 | 0.0124 | 6.39 | 70.8 | 0.0124 | 6.39 | 70.8 | 0.0124 | 6.39 | 70.8 | 0.0124 | 6.39 |  |  | 2 |  | RB-Appl-EffCW-med-ElecDHW-GasCDryer-Tier1-TopPGEMFm1975CZ16rWtd
RB-Appl-EffCW-med-ElecDHW-GasCDryer-Tier1-Top | DEER2016 | D16v1 | 2015-05-14 08:10 | PGE | MFm | 1985 | CZ01 | rWtd | Each | 1 | 512 | None | 67.1 | 0.00956 | 6.24 | 67.1 | 0.00956 | 6.24 | 67.1 | 0.00956 | 6.24 | 67.1 | 0.00956 | 6.24 |  |  | 2 |  | RB-Appl-EffCW-med-ElecDHW-GasCDryer-Tier1-TopPGEMFm1985CZ01rWtd
RB-Appl-EffCW-med-ElecDHW-GasCDryer-Tier1-Top | DEER2016 | D16v1 | 2015-05-14 08:10 | PGE | MFm | 1985 | CZ02 | rWtd | Each | 1 | 512 | None | 66.7 | 0.0113 | 6.53 | 66.7 | 0.0113 | 6.53 | 66.7 | 0.0113 | 6.53 | 66.7 | 0.0113 | 6.53 |  |  | 2 |  | RB-Appl-EffCW-med-ElecDHW-GasCDryer-Tier1-TopPGEMFm1985CZ02rWtd
RB-Appl-EffCW-med-ElecDHW-GasCDryer-Tier1-Top | DEER2016 | D16v1 | 2015-05-14 08:10 | PGE | MFm | 1985 | CZ03 | rWtd | Each | 1 | 512 | None | 65.4 | 0.00941 | 6.4 | 65.4 | 0.00941 | 6.4 | 65.4 | 0.00941 | 6.4 | 65.4 | 0.00941 | 6.4 |  |  | 2 |  | RB-Appl-EffCW-med-ElecDHW-GasCDryer-Tier1-TopPGEMFm1985CZ03rWtd
RB-Appl-EffCW-med-ElecDHW-GasCDryer-Tier1-Top | DEER2016 | D16v1 | 2015-05-14 08:10 | PGE | MFm | 1985 | CZ04 | rWtd | Each | 1 | 512 | None | 66.1 | 0.0103 | 6.73 | 66.1 | 0.0103 | 6.73 | 66.1 | 0.0103 | 6.73 | 66.1 | 0.0103 | 6.73 |  |  | 2 |  | RB-Appl-EffCW-med-ElecDHW-GasCDryer-Tier1-TopPGEMFm1985CZ04rWtd
RB-Appl-EffCW-med-ElecDHW-GasCDryer-Tier1-Top | DEER2016 | D16v1 | 2015-05-14 08:10 | PGE | MFm | 1985 | CZ05 | rWtd | Each | 1 | 512 | None | 66.1 | 0.00941 | 6.4 | 66.1 | 0.00941 | 6.4 | 66.1 | 0.00941 | 6.4 | 66.1 | 0.00941 | 6.4 |  |  | 2 |  | RB-Appl-EffCW-med-ElecDHW-GasCDryer-Tier1-TopPGEMFm1985CZ05rWtd
RB-Appl-EffCW-med-ElecDHW-GasCDryer-Tier1-Top | DEER2016 | D16v1 | 2015-05-14 08:10 | PGE | MFm | 1985 | CZ11 | rWtd | Each | 1 | 512 | None | 69.9 | 0.0119 | 6.68 | 69.9 | 0.0119 | 6.68 | 69.9 | 0.0119 | 6.68 | 69.9 | 0.0119 | 6.68 |  |  | 2 |  | RB-Appl-EffCW-med-ElecDHW-GasCDryer-Tier1-TopPGEMFm1985CZ11rWtd
RB-Appl-EffCW-med-ElecDHW-GasCDryer-Tier1-Top | DEER2016 | D16v1 | 2015-05-14 08:10 | PGE | MFm | 1985 | CZ12 | rWtd | Each | 1 | 512 | None | 68.5 | 0.0129 | 6.65 | 68.5 | 0.0129 | 6.65 | 68.5 | 0.0129 | 6.65 | 68.5 | 0.0129 | 6.65 |  |  | 2 |  | RB-Appl-EffCW-med-ElecDHW-GasCDryer-Tier1-TopPGEMFm1985CZ12rWtd
RB-Appl-EffCW-med-ElecDHW-GasCDryer-Tier1-Top | DEER2016 | D16v1 | 2015-05-14 08:10 | PGE | MFm | 1985 | CZ13 | rWtd | Each | 1 | 512 | None | 69.4 | 0.0123 | 6.71 | 69.4 | 0.0123 | 6.71 | 69.4 | 0.0123 | 6.71 | 69.4 | 0.0123 | 6.71 |  |  | 2 |  | RB-Appl-EffCW-med-ElecDHW-GasCDryer-Tier1-TopPGEMFm1985CZ13rWtd
RB-Appl-EffCW-med-ElecDHW-GasCDryer-Tier1-Top | DEER2016 | D16v1 | 2015-05-14 08:10 | PGE | MFm | 1985 | CZ16 | rWtd | Each | 1 | 512 | None | 72.2 | 0.0107 | 6.45 | 72.2 | 0.0107 | 6.45 | 72.2 | 0.0107 | 6.45 | 72.2 | 0.0107 | 6.45 |  |  | 2 |  | RB-Appl-EffCW-med-ElecDHW-GasCDryer-Tier1-TopPGEMFm1985CZ16rWtd
RB-Appl-EffCW-med-ElecDHW-GasCDryer-Tier1-Top | DEER2016 | D16v1 | 2015-05-14 08:10 | PGE | MFm | 1996 | CZ01 | rWtd | Each | 1 | 432 | None | 67 | 0.00975 | 6.18 | 67 | 0.00975 | 6.18 | 67 | 0.00975 | 6.18 | 67 | 0.00975 | 6.18 |  |  | 2 |  | RB-Appl-EffCW-med-ElecDHW-GasCDryer-Tier1-TopPGEMFm1996CZ01rWtd
RB-Appl-EffCW-med-ElecDHW-GasCDryer-Tier1-Top | DEER2016 | D16v1 | 2015-05-14 08:10 | PGE | MFm | 1996 | CZ02 | rWtd | Each | 1 | 432 | None | 67.1 | 0.0118 | 6.65 | 67.1 | 0.0118 | 6.65 | 67.1 | 0.0118 | 6.65 | 67.1 | 0.0118 | 6.65 |  |  | 2 |  | RB-Appl-EffCW-med-ElecDHW-GasCDryer-Tier1-TopPGEMFm1996CZ02rWtd
RB-Appl-EffCW-med-ElecDHW-GasCDryer-Tier1-Top | DEER2016 | D16v1 | 2015-05-14 08:10 | PGE | MFm | 1996 | CZ03 | rWtd | Each | 1 | 432 | None | 66.1 | 0.00917 | 6.59 | 66.1 | 0.00917 | 6.59 | 66.1 | 0.00917 | 6.59 | 66.1 | 0.00917 | 6.59 |  |  | 2 |  | RB-Appl-EffCW-med-ElecDHW-GasCDryer-Tier1-TopPGEMFm1996CZ03rWtd
RB-Appl-EffCW-med-ElecDHW-GasCDryer-Tier1-Top | DEER2016 | D16v1 | 2015-05-14 08:10 | PGE | MFm | 1996 | CZ04 | rWtd | Each | 1 | 432 | None | 66.8 | 0.0106 | 6.84 | 66.8 | 0.0106 | 6.84 | 66.8 | 0.0106 | 6.84 | 66.8 | 0.0106 | 6.84 |  |  | 2 |  | RB-Appl-EffCW-med-ElecDHW-GasCDryer-Tier1-TopPGEMFm1996CZ04rWtd
RB-Appl-EffCW-med-ElecDHW-GasCDryer-Tier1-Top | DEER2016 | D16v1 | 2015-05-14 08:10 | PGE | MFm | 1996 | CZ05 | rWtd | Each | 1 | 432 | None | 66.6 | 0.0103 | 6.51 | 66.6 | 0.0103 | 6.51 | 66.6 | 0.0103 | 6.51 | 66.6 | 0.0103 | 6.51 |  |  | 2 |  | RB-Appl-EffCW-med-ElecDHW-GasCDryer-Tier1-TopPGEMFm1996CZ05rWtd
RB-Appl-EffCW-med-ElecDHW-GasCDryer-Tier1-Top | DEER2016 | D16v1 | 2015-05-14 08:10 | PGE | MFm | 1996 | CZ11 | rWtd | Each | 1 | 456 | None | 71.1 | 0.0115 | 6.82 | 71.1 | 0.0115 | 6.82 | 71.1 | 0.0115 | 6.82 | 71.1 | 0.0115 | 6.82 |  |  | 2 |  | RB-Appl-EffCW-med-ElecDHW-GasCDryer-Tier1-TopPGEMFm1996CZ11rWtd
RB-Appl-EffCW-med-ElecDHW-GasCDryer-Tier1-Top | DEER2016 | D16v1 | 2015-05-14 08:10 | PGE | MFm | 1996 | CZ12 | rWtd | Each | 1 | 456 | None | 69 | 0.0126 | 6.61 | 69 | 0.0126 | 6.61 | 69 | 0.0126 | 6.61 | 69 | 0.0126 | 6.61 |  |  | 2 |  | RB-Appl-EffCW-med-ElecDHW-GasCDryer-Tier1-TopPGEMFm1996CZ12rWtd
RB-Appl-EffCW-med-ElecDHW-GasCDryer-Tier1-Top | DEER2016 | D16v1 | 2015-05-14 08:10 | PGE | MFm | 1996 | CZ13 | rWtd | Each | 1 | 456 | None | 71.1 | 0.0116 | 6.74 | 71.1 | 0.0116 | 6.74 | 71.1 | 0.0116 | 6.74 | 71.1 | 0.0116 | 6.74 |  |  | 2 |  | RB-Appl-EffCW-med-ElecDHW-GasCDryer-Tier1-TopPGEMFm1996CZ13rWtd
RB-Appl-EffCW-med-ElecDHW-GasCDryer-Tier1-Top | DEER2016 | D16v1 | 2015-05-14 08:10 | PGE | MFm | 1996 | CZ16 | rWtd | Each | 1 | 432 | None | 72.3 | 0.0108 | 6.43 | 72.3 | 0.0108 | 6.43 | 72.3 | 0.0108 | 6.43 | 72.3 | 0.0108 | 6.43 |  |  | 2 |  | RB-Appl-EffCW-med-ElecDHW-GasCDryer-Tier1-TopPGEMFm1996CZ16rWtd
RB-Appl-EffCW-med-ElecDHW-GasCDryer-Tier1-Top | DEER2016 | D16v1 | 2015-05-14 08:10 | PGE | MFm | 2003 | CZ01 | rWtd | Each | 1 | 441 | None | 67.7 | 0.00966 | 6.48 | 67.7 | 0.00966 | 6.48 | 67.7 | 0.00966 | 6.48 | 67.7 | 0.00966 | 6.48 |  |  | 2 |  | RB-Appl-EffCW-med-ElecDHW-GasCDryer-Tier1-TopPGEMFm2003CZ01rWtd
RB-Appl-EffCW-med-ElecDHW-GasCDryer-Tier1-Top | DEER2016 | D16v1 | 2015-05-14 08:10 | PGE | MFm | 2003 | CZ02 | rWtd | Each | 1 | 474 | None | 67 | 0.0119 | 6.57 | 67 | 0.0119 | 6.57 | 67 | 0.0119 | 6.57 | 67 | 0.0119 | 6.57 |  |  | 2 |  | RB-Appl-EffCW-med-ElecDHW-GasCDryer-Tier1-TopPGEMFm2003CZ02rWtd
RB-Appl-EffCW-med-ElecDHW-GasCDryer-Tier1-Top | DEER2016 | D16v1 | 2015-05-14 08:10 | PGE | MFm | 2003 | CZ03 | rWtd | Each | 1 | 441 | None | 65.4 | 0.00955 | 6.35 | 65.4 | 0.00955 | 6.35 | 65.4 | 0.00955 | 6.35 | 65.4 | 0.00955 | 6.35 |  |  | 2 |  | RB-Appl-EffCW-med-ElecDHW-GasCDryer-Tier1-TopPGEMFm2003CZ03rWtd
RB-Appl-EffCW-med-ElecDHW-GasCDryer-Tier1-Top | DEER2016 | D16v1 | 2015-05-14 08:10 | PGE | MFm | 2003 | CZ04 | rWtd | Each | 1 | 441 | None | 67.3 | 0.0107 | 6.75 | 67.3 | 0.0107 | 6.75 | 67.3 | 0.0107 | 6.75 | 67.3 | 0.0107 | 6.75 |  |  | 2 |  | RB-Appl-EffCW-med-ElecDHW-GasCDryer-Tier1-TopPGEMFm2003CZ04rWtd
RB-Appl-EffCW-med-ElecDHW-GasCDryer-Tier1-Top | DEER2016 | D16v1 | 2015-05-14 08:10 | PGE | MFm | 2003 | CZ05 | rWtd | Each | 1 | 441 | None | 66.5 | 0.00991 | 6.46 | 66.5 | 0.00991 | 6.46 | 66.5 | 0.00991 | 6.46 | 66.5 | 0.00991 | 6.46 |  |  | 2 |  | RB-Appl-EffCW-med-ElecDHW-GasCDryer-Tier1-TopPGEMFm2003CZ05rWtd
RB-Appl-EffCW-med-ElecDHW-GasCDryer-Tier1-Top | DEER2016 | D16v1 | 2015-05-14 08:10 | PGE | MFm | 2003 | CZ11 | rWtd | Each | 1 | 474 | None | 71.8 | 0.0103 | 6.7 | 71.8 | 0.0103 | 6.7 | 71.8 | 0.0103 | 6.7 | 71.8 | 0.0103 | 6.7 |  |  | 2 |  | RB-Appl-EffCW-med-ElecDHW-GasCDryer-Tier1-TopPGEMFm2003CZ11rWtd
RB-Appl-EffCW-med-ElecDHW-GasCDryer-Tier1-Top | DEER2016 | D16v1 | 2015-05-14 08:10 | PGE | MFm | 2003 | CZ12 | rWtd | Each | 1 | 474 | None | 70.3 | 0.0123 | 6.75 | 70.3 | 0.0123 | 6.75 | 70.3 | 0.0123 | 6.75 | 70.3 | 0.0123 | 6.75 |  |  | 2 |  | RB-Appl-EffCW-med-ElecDHW-GasCDryer-Tier1-TopPGEMFm2003CZ12rWtd
RB-Appl-EffCW-med-ElecDHW-GasCDryer-Tier1-Top | DEER2016 | D16v1 | 2015-05-14 08:10 | PGE | MFm | 2003 | CZ13 | rWtd | Each | 1 | 474 | None | 71.7 | 0.0109 | 6.87 | 71.7 | 0.0109 | 6.87 | 71.7 | 0.0109 | 6.87 | 71.7 | 0.0109 | 6.87 |  |  | 2 |  | RB-Appl-EffCW-med-ElecDHW-GasCDryer-Tier1-TopPGEMFm2003CZ13rWtd
RB-Appl-EffCW-med-ElecDHW-GasCDryer-Tier1-Top | DEER2016 | D16v1 | 2015-05-14 08:10 | PGE | MFm | 2003 | CZ16 | rWtd | Each | 1 | 441 | None | 72.7 | 0.0117 | 6.52 | 72.7 | 0.0117 | 6.52 | 72.7 | 0.0117 | 6.52 | 72.7 | 0.0117 | 6.52 |  |  | 2 |  | RB-Appl-EffCW-med-ElecDHW-GasCDryer-Tier1-TopPGEMFm2003CZ16rWtd
RB-Appl-EffCW-med-ElecDHW-GasCDryer-Tier1-Top | DEER2016 | D16v1 | 2015-05-14 08:10 | PGE | MFm | 2007 | CZ01 | rWtd | Each | 1 | 441 | None | 67.1 | 0.00974 | 6.22 | 67.1 | 0.00974 | 6.22 | 67.1 | 0.00974 | 6.22 | 67.1 | 0.00974 | 6.22 |  |  | 2 |  | RB-Appl-EffCW-med-ElecDHW-GasCDryer-Tier1-TopPGEMFm2007CZ01rWtd
RB-Appl-EffCW-med-ElecDHW-GasCDryer-Tier1-Top | DEER2016 | D16v1 | 2015-05-14 08:10 | PGE | MFm | 2007 | CZ02 | rWtd | Each | 1 | 474 | None | 67.1 | 0.0106 | 6.69 | 67.1 | 0.0106 | 6.69 | 67.1 | 0.0106 | 6.69 | 67.1 | 0.0106 | 6.69 |  |  | 2 |  | RB-Appl-EffCW-med-ElecDHW-GasCDryer-Tier1-TopPGEMFm2007CZ02rWtd
RB-Appl-EffCW-med-ElecDHW-GasCDryer-Tier1-Top | DEER2016 | D16v1 | 2015-05-14 08:10 | PGE | MFm | 2007 | CZ03 | rWtd | Each | 1 | 441 | None | 65.8 | 0.00934 | 6.43 | 65.8 | 0.00934 | 6.43 | 65.8 | 0.00934 | 6.43 | 65.8 | 0.00934 | 6.43 |  |  | 2 |  | RB-Appl-EffCW-med-ElecDHW-GasCDryer-Tier1-TopPGEMFm2007CZ03rWtd
RB-Appl-EffCW-med-ElecDHW-GasCDryer-Tier1-Top | DEER2016 | D16v1 | 2015-05-14 08:10 | PGE | MFm | 2007 | CZ04 | rWtd | Each | 1 | 441 | None | 67.3 | 0.0102 | 6.75 | 67.3 | 0.0102 | 6.75 | 67.3 | 0.0102 | 6.75 | 67.3 | 0.0102 | 6.75 |  |  | 2 |  | RB-Appl-EffCW-med-ElecDHW-GasCDryer-Tier1-TopPGEMFm2007CZ04rWtd
RB-Appl-EffCW-med-ElecDHW-GasCDryer-Tier1-Top | DEER2016 | D16v1 | 2015-05-14 08:10 | PGE | MFm | 2007 | CZ05 | rWtd | Each | 1 | 441 | None | 67.1 | 0.00965 | 6.61 | 67.1 | 0.00965 | 6.61 | 67.1 | 0.00965 | 6.61 | 67.1 | 0.00965 | 6.61 |  |  | 2 |  | RB-Appl-EffCW-med-ElecDHW-GasCDryer-Tier1-TopPGEMFm2007CZ05rWtd
RB-Appl-EffCW-med-ElecDHW-GasCDryer-Tier1-Top | DEER2016 | D16v1 | 2015-05-14 08:10 | PGE | MFm | 2007 | CZ11 | rWtd | Each | 1 | 474 | None | 71.8 | 0.0101 | 6.86 | 71.8 | 0.0101 | 6.86 | 71.8 | 0.0101 | 6.86 | 71.8 | 0.0101 | 6.86 |  |  | 2 |  | RB-Appl-EffCW-med-ElecDHW-GasCDryer-Tier1-TopPGEMFm2007CZ11rWtd
RB-Appl-EffCW-med-ElecDHW-GasCDryer-Tier1-Top | DEER2016 | D16v1 | 2015-05-14 08:10 | PGE | MFm | 2007 | CZ12 | rWtd | Each | 1 | 474 | None | 70.3 | 0.0114 | 6.81 | 70.3 | 0.0114 | 6.81 | 70.3 | 0.0114 | 6.81 | 70.3 | 0.0114 | 6.81 |  |  | 2 |  | RB-Appl-EffCW-med-ElecDHW-GasCDryer-Tier1-TopPGEMFm2007CZ12rWtd
RB-Appl-EffCW-med-ElecDHW-GasCDryer-Tier1-Top | DEER2016 | D16v1 | 2015-05-14 08:10 | PGE | MFm | 2007 | CZ13 | rWtd | Each | 1 | 474 | None | 70.9 | 0.0099 | 6.81 | 70.9 | 0.0099 | 6.81 | 70.9 | 0.0099 | 6.81 | 70.9 | 0.0099 | 6.81 |  |  | 2 |  | RB-Appl-EffCW-med-ElecDHW-GasCDryer-Tier1-TopPGEMFm2007CZ13rWtd
RB-Appl-EffCW-med-ElecDHW-GasCDryer-Tier1-Top | DEER2016 | D16v1 | 2015-05-14 08:10 | PGE | MFm | 2007 | CZ16 | rWtd | Each | 1 | 441 | None | 73.6 | 0.011 | 6.6 | 73.6 | 0.011 | 6.6 | 73.6 | 0.011 | 6.6 | 73.6 | 0.011 | 6.6 |  |  | 2 |  | RB-Appl-EffCW-med-ElecDHW-GasCDryer-Tier1-TopPGEMFm2007CZ16rWtd
RB-Appl-EffCW-med-ElecDHW-GasCDryer-Tier1-Top | DEER2016 | D16v1 | 2015-05-14 08:10 | PGE | MFm | 2011 | CZ01 | rWtd | Each | 1 | 441 | None | 67.5 | 0.00971 | 6.31 | 67.5 | 0.00971 | 6.31 | 67.5 | 0.00971 | 6.31 | 67.5 | 0.00971 | 6.31 |  |  | 2 |  | RB-Appl-EffCW-med-ElecDHW-GasCDryer-Tier1-TopPGEMFm2011CZ01rWtd
RB-Appl-EffCW-med-ElecDHW-GasCDryer-Tier1-Top | DEER2016 | D16v1 | 2015-05-14 08:10 | PGE | MFm | 2011 | CZ02 | rWtd | Each | 1 | 474 | None | 67.5 | 0.011 | 6.75 | 67.5 | 0.011 | 6.75 | 67.5 | 0.011 | 6.75 | 67.5 | 0.011 | 6.75 |  |  | 2 |  | RB-Appl-EffCW-med-ElecDHW-GasCDryer-Tier1-TopPGEMFm2011CZ02rWtd
RB-Appl-EffCW-med-ElecDHW-GasCDryer-Tier1-Top | DEER2016 | D16v1 | 2015-05-14 08:10 | PGE | MFm | 2011 | CZ03 | rWtd | Each | 1 | 441 | None | 66.5 | 0.00932 | 6.62 | 66.5 | 0.00932 | 6.62 | 66.5 | 0.00932 | 6.62 | 66.5 | 0.00932 | 6.62 |  |  | 2 |  | RB-Appl-EffCW-med-ElecDHW-GasCDryer-Tier1-TopPGEMFm2011CZ03rWtd
RB-Appl-EffCW-med-ElecDHW-GasCDryer-Tier1-Top | DEER2016 | D16v1 | 2015-05-14 08:10 | PGE | MFm | 2011 | CZ04 | rWtd | Each | 1 | 441 | None | 67.9 | 0.0101 | 6.89 | 67.9 | 0.0101 | 6.89 | 67.9 | 0.0101 | 6.89 | 67.9 | 0.0101 | 6.89 |  |  | 2 |  | RB-Appl-EffCW-med-ElecDHW-GasCDryer-Tier1-TopPGEMFm2011CZ04rWtd
RB-Appl-EffCW-med-ElecDHW-GasCDryer-Tier1-Top | DEER2016 | D16v1 | 2015-05-14 08:10 | PGE | MFm | 2011 | CZ05 | rWtd | Each | 1 | 441 | None | 67.2 | 0.00945 | 6.63 | 67.2 | 0.00945 | 6.63 | 67.2 | 0.00945 | 6.63 | 67.2 | 0.00945 | 6.63 |  |  | 2 |  | RB-Appl-EffCW-med-ElecDHW-GasCDryer-Tier1-TopPGEMFm2011CZ05rWtd
RB-Appl-EffCW-med-ElecDHW-GasCDryer-Tier1-Top | DEER2016 | D16v1 | 2015-05-14 08:10 | PGE | MFm | 2011 | CZ11 | rWtd | Each | 1 | 474 | None | 72.2 | 0.0101 | 6.93 | 72.2 | 0.0101 | 6.93 | 72.2 | 0.0101 | 6.93 | 72.2 | 0.0101 | 6.93 |  |  | 2 |  | RB-Appl-EffCW-med-ElecDHW-GasCDryer-Tier1-TopPGEMFm2011CZ11rWtd
RB-Appl-EffCW-med-ElecDHW-GasCDryer-Tier1-Top | DEER2016 | D16v1 | 2015-05-14 08:10 | PGE | MFm | 2011 | CZ12 | rWtd | Each | 1 | 474 | None | 70.9 | 0.0108 | 6.87 | 70.9 | 0.0108 | 6.87 | 70.9 | 0.0108 | 6.87 | 70.9 | 0.0108 | 6.87 |  |  | 2 |  | RB-Appl-EffCW-med-ElecDHW-GasCDryer-Tier1-TopPGEMFm2011CZ12rWtd
RB-Appl-EffCW-med-ElecDHW-GasCDryer-Tier1-Top | DEER2016 | D16v1 | 2015-05-14 08:10 | PGE | MFm | 2011 | CZ13 | rWtd | Each | 1 | 474 | None | 71.4 | 0.01 | 6.87 | 71.4 | 0.01 | 6.87 | 71.4 | 0.01 | 6.87 | 71.4 | 0.01 | 6.87 |  |  | 2 |  | RB-Appl-EffCW-med-ElecDHW-GasCDryer-Tier1-TopPGEMFm2011CZ13rWtd
RB-Appl-EffCW-med-ElecDHW-GasCDryer-Tier1-Top | DEER2016 | D16v1 | 2015-05-14 08:10 | PGE | MFm | 2011 | CZ16 | rWtd | Each | 1 | 441 | None | 74.1 | 0.0106 | 6.67 | 74.1 | 0.0106 | 6.67 | 74.1 | 0.0106 | 6.67 | 74.1 | 0.0106 | 6.67 |  |  | 2 |  | RB-Appl-EffCW-med-ElecDHW-GasCDryer-Tier1-TopPGEMFm2011CZ16rWtd
RB-Appl-EffCW-med-ElecDHW-GasCDryer-Tier1-Top | DEER2016 | D16v1 | 2015-05-14 08:10 | PGE | MFm | 2014 | CZ01 | rWtd | Each | 1 | 441 | None | 67.9 | 0.00961 | 6.4 | 67.9 | 0.00961 | 6.4 | 67.9 | 0.00961 | 6.4 | 67.9 | 0.00961 | 6.4 |  |  | 2 |  | RB-Appl-EffCW-med-ElecDHW-GasCDryer-Tier1-TopPGEMFm2014CZ01rWtd
RB-Appl-EffCW-med-ElecDHW-GasCDryer-Tier1-Top | DEER2016 | D16v1 | 2015-05-14 08:10 | PGE | MFm | 2014 | CZ02 | rWtd | Each | 1 | 474 | None | 67.8 | 0.0116 | 6.81 | 67.8 | 0.0116 | 6.81 | 67.8 | 0.0116 | 6.81 | 67.8 | 0.0116 | 6.81 |  |  | 2 |  | RB-Appl-EffCW-med-ElecDHW-GasCDryer-Tier1-TopPGEMFm2014CZ02rWtd
RB-Appl-EffCW-med-ElecDHW-GasCDryer-Tier1-Top | DEER2016 | D16v1 | 2015-05-14 08:10 | PGE | MFm | 2014 | CZ03 | rWtd | Each | 1 | 441 | None | 67.1 | 0.00941 | 6.81 | 67.1 | 0.00941 | 6.81 | 67.1 | 0.00941 | 6.81 | 67.1 | 0.00941 | 6.81 |  |  | 2 |  | RB-Appl-EffCW-med-ElecDHW-GasCDryer-Tier1-TopPGEMFm2014CZ03rWtd
RB-Appl-EffCW-med-ElecDHW-GasCDryer-Tier1-Top | DEER2016 | D16v1 | 2015-05-14 08:10 | PGE | MFm | 2014 | CZ04 | rWtd | Each | 1 | 441 | None | 68.4 | 0.0105 | 6.97 | 68.4 | 0.0105 | 6.97 | 68.4 | 0.0105 | 6.97 | 68.4 | 0.0105 | 6.97 |  |  | 2 |  | RB-Appl-EffCW-med-ElecDHW-GasCDryer-Tier1-TopPGEMFm2014CZ04rWtd
RB-Appl-EffCW-med-ElecDHW-GasCDryer-Tier1-Top | DEER2016 | D16v1 | 2015-05-14 08:10 | PGE | MFm | 2014 | CZ05 | rWtd | Each | 1 | 441 | None | 68.6 | 0.00994 | 7.03 | 68.6 | 0.00994 | 7.03 | 68.6 | 0.00994 | 7.03 | 68.6 | 0.00994 | 7.03 |  |  | 2 |  | RB-Appl-EffCW-med-ElecDHW-GasCDryer-Tier1-TopPGEMFm2014CZ05rWtd
RB-Appl-EffCW-med-ElecDHW-GasCDryer-Tier1-Top | DEER2016 | D16v1 | 2015-05-14 08:10 | PGE | MFm | 2014 | CZ11 | rWtd | Each | 1 | 474 | None | 72.2 | 0.0102 | 6.93 | 72.2 | 0.0102 | 6.93 | 72.2 | 0.0102 | 6.93 | 72.2 | 0.0102 | 6.93 |  |  | 2 |  | RB-Appl-EffCW-med-ElecDHW-GasCDryer-Tier1-TopPGEMFm2014CZ11rWtd
RB-Appl-EffCW-med-ElecDHW-GasCDryer-Tier1-Top | DEER2016 | D16v1 | 2015-05-14 08:10 | PGE | MFm | 2014 | CZ12 | rWtd | Each | 1 | 474 | None | 71.1 | 0.011 | 6.9 | 71.1 | 0.011 | 6.9 | 71.1 | 0.011 | 6.9 | 71.1 | 0.011 | 6.9 |  |  | 2 |  | RB-Appl-EffCW-med-ElecDHW-GasCDryer-Tier1-TopPGEMFm2014CZ12rWtd
RB-Appl-EffCW-med-ElecDHW-GasCDryer-Tier1-Top | DEER2016 | D16v1 | 2015-05-14 08:10 | PGE | MFm | 2014 | CZ13 | rWtd | Each | 1 | 474 | None | 71.4 | 0.00996 | 6.9 | 71.4 | 0.00996 | 6.9 | 71.4 | 0.00996 | 6.9 | 71.4 | 0.00996 | 6.9 |  |  | 2 |  | RB-Appl-EffCW-med-ElecDHW-GasCDryer-Tier1-TopPGEMFm2014CZ13rWtd
RB-Appl-EffCW-med-ElecDHW-GasCDryer-Tier1-Top | DEER2016 | D16v1 | 2015-05-14 08:10 | PGE | MFm | 2014 | CZ16 | rWtd | Each | 1 | 441 | None | 72.7 | 0.011 | 6.58 | 72.7 | 0.011 | 6.58 | 72.7 | 0.011 | 6.58 | 72.7 | 0.011 | 6.58 |  |  | 2 |  | RB-Appl-EffCW-med-ElecDHW-GasCDryer-Tier1-TopPGEMFm2014CZ16rWtd
RB-Appl-EffCW-med-ElecDHW-GasCDryer-Tier1-Top | DEER2016 | D16v1 | 2015-05-14 08:10 | PGE | MFm | Ex | CZ01 | rWtd | Each | 1 | 456 | None | 67 | 0.00969 | 6.17 | 67 | 0.00969 | 6.17 | 67 | 0.00969 | 6.17 | 67 | 0.00969 | 6.17 |  |  | 2 |  | RB-Appl-EffCW-med-ElecDHW-GasCDryer-Tier1-TopPGEMFmExCZ01rWtd
RB-Appl-EffCW-med-ElecDHW-GasCDryer-Tier1-Top | DEER2016 | D16v1 | 2015-05-14 08:10 | PGE | MFm | Ex | CZ02 | rWtd | Each | 1 | 478 | None | 66.9 | 0.0113 | 6.58 | 66.9 | 0.0113 | 6.58 | 66.9 | 0.0113 | 6.58 | 66.9 | 0.0113 | 6.58 |  |  | 2 |  | RB-Appl-EffCW-med-ElecDHW-GasCDryer-Tier1-TopPGEMFmExCZ02rWtd
RB-Appl-EffCW-med-ElecDHW-GasCDryer-Tier1-Top | DEER2016 | D16v1 | 2015-05-14 08:10 | PGE | MFm | Ex | CZ03 | rWtd | Each | 1 | 477 | None | 65.6 | 0.00965 | 6.42 | 65.6 | 0.00965 | 6.42 | 65.6 | 0.00965 | 6.42 | 65.6 | 0.00965 | 6.42 |  |  | 2 |  | RB-Appl-EffCW-med-ElecDHW-GasCDryer-Tier1-TopPGEMFmExCZ03rWtd
RB-Appl-EffCW-med-ElecDHW-GasCDryer-Tier1-Top | DEER2016 | D16v1 | 2015-05-14 08:10 | PGE | MFm | Ex | CZ04 | rWtd | Each | 1 | 480 | None | 66.6 | 0.0103 | 6.72 | 66.6 | 0.0103 | 6.72 | 66.6 | 0.0103 | 6.72 | 66.6 | 0.0103 | 6.72 |  |  | 2 |  | RB-Appl-EffCW-med-ElecDHW-GasCDryer-Tier1-TopPGEMFmExCZ04rWtd
RB-Appl-EffCW-med-ElecDHW-GasCDryer-Tier1-Top | DEER2016 | D16v1 | 2015-05-14 08:10 | PGE | MFm | Ex | CZ05 | rWtd | Each | 1 | 468 | None | 66.2 | 0.00954 | 6.35 | 66.2 | 0.00954 | 6.35 | 66.2 | 0.00954 | 6.35 | 66.2 | 0.00954 | 6.35 |  |  | 2 |  | RB-Appl-EffCW-med-ElecDHW-GasCDryer-Tier1-TopPGEMFmExCZ05rWtd
RB-Appl-EffCW-med-ElecDHW-GasCDryer-Tier1-Top | DEER2016 | D16v1 | 2015-05-14 08:10 | PGE | MFm | Ex | CZ11 | rWtd | Each | 1 | 499 | None | 70 | 0.0119 | 6.67 | 70 | 0.0119 | 6.67 | 70 | 0.0119 | 6.67 | 70 | 0.0119 | 6.67 |  |  | 2 |  | RB-Appl-EffCW-med-ElecDHW-GasCDryer-Tier1-TopPGEMFmExCZ11rWtd
RB-Appl-EffCW-med-ElecDHW-GasCDryer-Tier1-Top | DEER2016 | D16v1 | 2015-05-14 08:10 | PGE | MFm | Ex | CZ12 | rWtd | Each | 1 | 495 | None | 69.1 | 0.0128 | 6.65 | 69.1 | 0.0128 | 6.65 | 69.1 | 0.0128 | 6.65 | 69.1 | 0.0128 | 6.65 |  |  | 2 |  | RB-Appl-EffCW-med-ElecDHW-GasCDryer-Tier1-TopPGEMFmExCZ12rWtd
RB-Appl-EffCW-med-ElecDHW-GasCDryer-Tier1-Top | DEER2016 | D16v1 | 2015-05-14 08:10 | PGE | MFm | Ex | CZ13 | rWtd | Each | 1 | 493 | None | 70.7 | 0.0116 | 6.71 | 70.7 | 0.0116 | 6.71 | 70.7 | 0.0116 | 6.71 | 70.7 | 0.0116 | 6.71 |  |  | 2 |  | RB-Appl-EffCW-med-ElecDHW-GasCDryer-Tier1-TopPGEMFmExCZ13rWtd
RB-Appl-EffCW-med-ElecDHW-GasCDryer-Tier1-Top | DEER2016 | D16v1 | 2015-05-14 08:10 | PGE | MFm | Ex | CZ16 | rWtd | Each | 1 | 501 | None | 71.8 | 0.0112 | 6.43 | 71.8 | 0.0112 | 6.43 | 71.8 | 0.0112 | 6.43 | 71.8 | 0.0112 | 6.43 |  |  | 2 |  | RB-Appl-EffCW-med-ElecDHW-GasCDryer-Tier1-TopPGEMFmExCZ16rWtd
RB-Appl-EffCW-med-ElecDHW-GasCDryer-Tier1-Top | DEER2016 | D16v1 | 2015-05-14 08:10 | PGE | MFm | Ex | IOU | rWtd | Each | 1 | 483 | None | 67.1 | 0.0107 | 6.56 | 67.1 | 0.0107 | 6.56 | 67.1 | 0.0107 | 6.56 | 67.1 | 0.0107 | 6.56 |  |  | 2 |  | RB-Appl-EffCW-med-ElecDHW-GasCDryer-Tier1-TopPGEMFmExIOUrWtd
RB-Appl-EffCW-med-ElecDHW-GasCDryer-Tier1-Top | DEER2016 | D16v1 | 2015-05-14 08:10 | PGE | SFm | 1975 | CZ01 | rWtd | Each | 1 | 796 | None | 86 | 0.0119 | 7.66 | 86 | 0.0119 | 7.66 | 86 | 0.0119 | 7.66 | 86 | 0.0119 | 7.66 |  |  | 2 |  | RB-Appl-EffCW-med-ElecDHW-GasCDryer-Tier1-TopPGESFm1975CZ01rWtd
RB-Appl-EffCW-med-ElecDHW-GasCDryer-Tier1-Top | DEER2016 | D16v1 | 2015-05-14 08:10 | PGE | SFm | 1975 | CZ02 | rWtd | Each | 1 | 796 | None | 84.1 | 0.0152 | 7.89 | 84.1 | 0.0152 | 7.89 | 84.1 | 0.0152 | 7.89 | 84.1 | 0.0152 | 7.89 |  |  | 2 |  | RB-Appl-EffCW-med-ElecDHW-GasCDryer-Tier1-TopPGESFm1975CZ02rWtd
RB-Appl-EffCW-med-ElecDHW-GasCDryer-Tier1-Top | DEER2016 | D16v1 | 2015-05-14 08:10 | PGE | SFm | 1975 | CZ03 | rWtd | Each | 1 | 796 | None | 83.1 | 0.0123 | 7.83 | 83.1 | 0.0123 | 7.83 | 83.1 | 0.0123 | 7.83 | 83.1 | 0.0123 | 7.83 |  |  | 2 |  | RB-Appl-EffCW-med-ElecDHW-GasCDryer-Tier1-TopPGESFm1975CZ03rWtd
RB-Appl-EffCW-med-ElecDHW-GasCDryer-Tier1-Top | DEER2016 | D16v1 | 2015-05-14 08:10 | PGE | SFm | 1975 | CZ04 | rWtd | Each | 1 | 796 | None | 81.6 | 0.0142 | 8.1 | 81.6 | 0.0142 | 8.1 | 81.6 | 0.0142 | 8.1 | 81.6 | 0.0142 | 8.1 |  |  | 2 |  | RB-Appl-EffCW-med-ElecDHW-GasCDryer-Tier1-TopPGESFm1975CZ04rWtd
RB-Appl-EffCW-med-ElecDHW-GasCDryer-Tier1-Top | DEER2016 | D16v1 | 2015-05-14 08:10 | PGE | SFm | 1975 | CZ05 | rWtd | Each | 1 | 796 | None | 83.5 | 0.0123 | 7.58 | 83.5 | 0.0123 | 7.58 | 83.5 | 0.0123 | 7.58 | 83.5 | 0.0123 | 7.58 |  |  | 2 |  | RB-Appl-EffCW-med-ElecDHW-GasCDryer-Tier1-TopPGESFm1975CZ05rWtd
RB-Appl-EffCW-med-ElecDHW-GasCDryer-Tier1-Top | DEER2016 | D16v1 | 2015-05-14 08:10 | PGE | SFm | 1975 | CZ11 | rWtd | Each | 1 | 764 | None | 86.8 | 0.0163 | 8.2 | 86.8 | 0.0163 | 8.2 | 86.8 | 0.0163 | 8.2 | 86.8 | 0.0163 | 8.2 |  |  | 2 |  | RB-Appl-EffCW-med-ElecDHW-GasCDryer-Tier1-TopPGESFm1975CZ11rWtd
RB-Appl-EffCW-med-ElecDHW-GasCDryer-Tier1-Top | DEER2016 | D16v1 | 2015-05-14 08:10 | PGE | SFm | 1975 | CZ12 | rWtd | Each | 1 | 764 | None | 84.8 | 0.0157 | 7.94 | 84.8 | 0.0157 | 7.94 | 84.8 | 0.0157 | 7.94 | 84.8 | 0.0157 | 7.94 |  |  | 2 |  | RB-Appl-EffCW-med-ElecDHW-GasCDryer-Tier1-TopPGESFm1975CZ12rWtd
RB-Appl-EffCW-med-ElecDHW-GasCDryer-Tier1-Top | DEER2016 | D16v1 | 2015-05-14 08:10 | PGE | SFm | 1975 | CZ13 | rWtd | Each | 1 | 764 | None | 88.7 | 0.0159 | 8.06 | 88.7 | 0.0159 | 8.06 | 88.7 | 0.0159 | 8.06 | 88.7 | 0.0159 | 8.06 |  |  | 2 |  | RB-Appl-EffCW-med-ElecDHW-GasCDryer-Tier1-TopPGESFm1975CZ13rWtd
RB-Appl-EffCW-med-ElecDHW-GasCDryer-Tier1-Top | DEER2016 | D16v1 | 2015-05-14 08:10 | PGE | SFm | 1975 | CZ16 | rWtd | Each | 1 | 796 | None | 91.6 | 0.0154 | 8.05 | 91.6 | 0.0154 | 8.05 | 91.6 | 0.0154 | 8.05 | 91.6 | 0.0154 | 8.05 |  |  | 2 |  | RB-Appl-EffCW-med-ElecDHW-GasCDryer-Tier1-TopPGESFm1975CZ16rWtd
RB-Appl-EffCW-med-ElecDHW-GasCDryer-Tier1-Top | DEER2016 | D16v1 | 2015-05-14 08:10 | PGE | SFm | 1985 | CZ01 | rWtd | Each | 1 | 952 | None | 85.2 | 0.0119 | 7.16 | 85.2 | 0.0119 | 7.16 | 85.2 | 0.0119 | 7.16 | 85.2 | 0.0119 | 7.16 |  |  | 2 |  | RB-Appl-EffCW-med-ElecDHW-GasCDryer-Tier1-TopPGESFm1985CZ01rWtd
RB-Appl-EffCW-med-ElecDHW-GasCDryer-Tier1-Top | DEER2016 | D16v1 | 2015-05-14 08:10 | PGE | SFm | 1985 | CZ02 | rWtd | Each | 1 | 952 | None | 83.5 | 0.0152 | 7.21 | 83.5 | 0.0152 | 7.21 | 83.5 | 0.0152 | 7.21 | 83.5 | 0.0152 | 7.21 |  |  | 2 |  | RB-Appl-EffCW-med-ElecDHW-GasCDryer-Tier1-TopPGESFm1985CZ02rWtd
RB-Appl-EffCW-med-ElecDHW-GasCDryer-Tier1-Top | DEER2016 | D16v1 | 2015-05-14 08:10 | PGE | SFm | 1985 | CZ03 | rWtd | Each | 1 | 952 | None | 82 | 0.0122 | 7.17 | 82 | 0.0122 | 7.17 | 82 | 0.0122 | 7.17 | 82 | 0.0122 | 7.17 |  |  | 2 |  | RB-Appl-EffCW-med-ElecDHW-GasCDryer-Tier1-TopPGESFm1985CZ03rWtd
RB-Appl-EffCW-med-ElecDHW-GasCDryer-Tier1-Top | DEER2016 | D16v1 | 2015-05-14 08:10 | PGE | SFm | 1985 | CZ04 | rWtd | Each | 1 | 952 | None | 83.1 | 0.0139 | 7.46 | 83.1 | 0.0139 | 7.46 | 83.1 | 0.0139 | 7.46 | 83.1 | 0.0139 | 7.46 |  |  | 2 |  | RB-Appl-EffCW-med-ElecDHW-GasCDryer-Tier1-TopPGESFm1985CZ04rWtd
RB-Appl-EffCW-med-ElecDHW-GasCDryer-Tier1-Top | DEER2016 | D16v1 | 2015-05-14 08:10 | PGE | SFm | 1985 | CZ05 | rWtd | Each | 1 | 952 | None | 82.7 | 0.0132 | 6.69 | 82.7 | 0.0132 | 6.69 | 82.7 | 0.0132 | 6.69 | 82.7 | 0.0132 | 6.69 |  |  | 2 |  | RB-Appl-EffCW-med-ElecDHW-GasCDryer-Tier1-TopPGESFm1985CZ05rWtd
RB-Appl-EffCW-med-ElecDHW-GasCDryer-Tier1-Top | DEER2016 | D16v1 | 2015-05-14 08:10 | PGE | SFm | 1985 | CZ11 | rWtd | Each | 1 | 852 | None | 87.8 | 0.0184 | 7.67 | 87.8 | 0.0184 | 7.67 | 87.8 | 0.0184 | 7.67 | 87.8 | 0.0184 | 7.67 |  |  | 2 |  | RB-Appl-EffCW-med-ElecDHW-GasCDryer-Tier1-TopPGESFm1985CZ11rWtd
RB-Appl-EffCW-med-ElecDHW-GasCDryer-Tier1-Top | DEER2016 | D16v1 | 2015-05-14 08:10 | PGE | SFm | 1985 | CZ12 | rWtd | Each | 1 | 852 | None | 87.2 | 0.0179 | 7.63 | 87.2 | 0.0179 | 7.63 | 87.2 | 0.0179 | 7.63 | 87.2 | 0.0179 | 7.63 |  |  | 2 |  | RB-Appl-EffCW-med-ElecDHW-GasCDryer-Tier1-TopPGESFm1985CZ12rWtd
RB-Appl-EffCW-med-ElecDHW-GasCDryer-Tier1-Top | DEER2016 | D16v1 | 2015-05-14 08:10 | PGE | SFm | 1985 | CZ13 | rWtd | Each | 1 | 852 | None | 89.5 | 0.0214 | 7.79 | 89.5 | 0.0214 | 7.79 | 89.5 | 0.0214 | 7.79 | 89.5 | 0.0214 | 7.79 |  |  | 2 |  | RB-Appl-EffCW-med-ElecDHW-GasCDryer-Tier1-TopPGESFm1985CZ13rWtd
RB-Appl-EffCW-med-ElecDHW-GasCDryer-Tier1-Top | DEER2016 | D16v1 | 2015-05-14 08:10 | PGE | SFm | 1985 | CZ16 | rWtd | Each | 1 | 952 | None | 88 | 0.0145 | 7.28 | 88 | 0.0145 | 7.28 | 88 | 0.0145 | 7.28 | 88 | 0.0145 | 7.28 |  |  | 2 |  | RB-Appl-EffCW-med-ElecDHW-GasCDryer-Tier1-TopPGESFm1985CZ16rWtd
RB-Appl-EffCW-med-ElecDHW-GasCDryer-Tier1-Top | DEER2016 | D16v1 | 2015-05-14 08:10 | PGE | SFm | 1996 | CZ01 | rWtd | Each | 1 | 1100 | None | 86.5 | 0.0119 | 8.18 | 86.5 | 0.0119 | 8.18 | 86.5 | 0.0119 | 8.18 | 86.5 | 0.0119 | 8.18 |  |  | 2 |  | RB-Appl-EffCW-med-ElecDHW-GasCDryer-Tier1-TopPGESFm1996CZ01rWtd
RB-Appl-EffCW-med-ElecDHW-GasCDryer-Tier1-Top | DEER2016 | D16v1 | 2015-05-14 08:10 | PGE | SFm | 1996 | CZ02 | rWtd | Each | 1 | 1100 | None | 84.5 | 0.0131 | 8.26 | 84.5 | 0.0131 | 8.26 | 84.5 | 0.0131 | 8.26 | 84.5 | 0.0131 | 8.26 |  |  | 2 |  | RB-Appl-EffCW-med-ElecDHW-GasCDryer-Tier1-TopPGESFm1996CZ02rWtd
RB-Appl-EffCW-med-ElecDHW-GasCDryer-Tier1-Top | DEER2016 | D16v1 | 2015-05-14 08:10 | PGE | SFm | 1996 | CZ03 | rWtd | Each | 1 | 1100 | None | 83.2 | 0.0092 | 8.12 | 83.2 | 0.0092 | 8.12 | 83.2 | 0.0092 | 8.12 | 83.2 | 0.0092 | 8.12 |  |  | 2 |  | RB-Appl-EffCW-med-ElecDHW-GasCDryer-Tier1-TopPGESFm1996CZ03rWtd
RB-Appl-EffCW-med-ElecDHW-GasCDryer-Tier1-Top | DEER2016 | D16v1 | 2015-05-14 08:10 | PGE | SFm | 1996 | CZ04 | rWtd | Each | 1 | 1100 | None | 85.1 | 0.0137 | 8.45 | 85.1 | 0.0137 | 8.45 | 85.1 | 0.0137 | 8.45 | 85.1 | 0.0137 | 8.45 |  |  | 2 |  | RB-Appl-EffCW-med-ElecDHW-GasCDryer-Tier1-TopPGESFm1996CZ04rWtd
RB-Appl-EffCW-med-ElecDHW-GasCDryer-Tier1-Top | DEER2016 | D16v1 | 2015-05-14 08:10 | PGE | SFm | 1996 | CZ05 | rWtd | Each | 1 | 1100 | None | 83.8 | 0.0115 | 7.68 | 83.8 | 0.0115 | 7.68 | 83.8 | 0.0115 | 7.68 | 83.8 | 0.0115 | 7.68 |  |  | 2 |  | RB-Appl-EffCW-med-ElecDHW-GasCDryer-Tier1-TopPGESFm1996CZ05rWtd
RB-Appl-EffCW-med-ElecDHW-GasCDryer-Tier1-Top | DEER2016 | D16v1 | 2015-05-14 08:10 | PGE | SFm | 1996 | CZ11 | rWtd | Each | 1 | 1020 | None | 90.9 | 0.0164 | 7.7 | 90.9 | 0.0164 | 7.7 | 90.9 | 0.0164 | 7.7 | 90.9 | 0.0164 | 7.7 |  |  | 2 |  | RB-Appl-EffCW-med-ElecDHW-GasCDryer-Tier1-TopPGESFm1996CZ11rWtd
RB-Appl-EffCW-med-ElecDHW-GasCDryer-Tier1-Top | DEER2016 | D16v1 | 2015-05-14 08:10 | PGE | SFm | 1996 | CZ12 | rWtd | Each | 1 | 1020 | None | 87.8 | 0.0222 | 7.65 | 87.8 | 0.0222 | 7.65 | 87.8 | 0.0222 | 7.65 | 87.8 | 0.0222 | 7.65 |  |  | 2 |  | RB-Appl-EffCW-med-ElecDHW-GasCDryer-Tier1-TopPGESFm1996CZ12rWtd
RB-Appl-EffCW-med-ElecDHW-GasCDryer-Tier1-Top | DEER2016 | D16v1 | 2015-05-14 08:10 | PGE | SFm | 1996 | CZ13 | rWtd | Each | 1 | 1020 | None | 90.1 | 0.0164 | 7.7 | 90.1 | 0.0164 | 7.7 | 90.1 | 0.0164 | 7.7 | 90.1 | 0.0164 | 7.7 |  |  | 2 |  | RB-Appl-EffCW-med-ElecDHW-GasCDryer-Tier1-TopPGESFm1996CZ13rWtd
RB-Appl-EffCW-med-ElecDHW-GasCDryer-Tier1-Top | DEER2016 | D16v1 | 2015-05-14 08:10 | PGE | SFm | 1996 | CZ16 | rWtd | Each | 1 | 1100 | None | 87.8 | 0.0137 | 8.35 | 87.8 | 0.0137 | 8.35 | 87.8 | 0.0137 | 8.35 | 87.8 | 0.0137 | 8.35 |  |  | 2 |  | RB-Appl-EffCW-med-ElecDHW-GasCDryer-Tier1-TopPGESFm1996CZ16rWtd
RB-Appl-EffCW-med-ElecDHW-GasCDryer-Tier1-Top | DEER2016 | D16v1 | 2015-05-14 08:10 | PGE | SFm | 2003 | CZ01 | rWtd | Each | 1 | 1150 | None | 85.5 | 0.0119 | 7.45 | 85.5 | 0.0119 | 7.45 | 85.5 | 0.0119 | 7.45 | 85.5 | 0.0119 | 7.45 |  |  | 2 |  | RB-Appl-EffCW-med-ElecDHW-GasCDryer-Tier1-TopPGESFm2003CZ01rWtd
RB-Appl-EffCW-med-ElecDHW-GasCDryer-Tier1-Top | DEER2016 | D16v1 | 2015-05-14 08:10 | PGE | SFm | 2003 | CZ02 | rWtd | Each | 1 | 974 | None | 83.4 | 0.0136 | 7.53 | 83.4 | 0.0136 | 7.53 | 83.4 | 0.0136 | 7.53 | 83.4 | 0.0136 | 7.53 |  |  | 2 |  | RB-Appl-EffCW-med-ElecDHW-GasCDryer-Tier1-TopPGESFm2003CZ02rWtd
RB-Appl-EffCW-med-ElecDHW-GasCDryer-Tier1-Top | DEER2016 | D16v1 | 2015-05-14 08:10 | PGE | SFm | 2003 | CZ03 | rWtd | Each | 1 | 1150 | None | 82.6 | 0.0127 | 7.35 | 82.6 | 0.0127 | 7.35 | 82.6 | 0.0127 | 7.35 | 82.6 | 0.0127 | 7.35 |  |  | 2 |  | RB-Appl-EffCW-med-ElecDHW-GasCDryer-Tier1-TopPGESFm2003CZ03rWtd
RB-Appl-EffCW-med-ElecDHW-GasCDryer-Tier1-Top | DEER2016 | D16v1 | 2015-05-14 08:10 | PGE | SFm | 2003 | CZ04 | rWtd | Each | 1 | 1150 | None | 85.4 | 0.0142 | 7.71 | 85.4 | 0.0142 | 7.71 | 85.4 | 0.0142 | 7.71 | 85.4 | 0.0142 | 7.71 |  |  | 2 |  | RB-Appl-EffCW-med-ElecDHW-GasCDryer-Tier1-TopPGESFm2003CZ04rWtd
RB-Appl-EffCW-med-ElecDHW-GasCDryer-Tier1-Top | DEER2016 | D16v1 | 2015-05-14 08:10 | PGE | SFm | 2003 | CZ05 | rWtd | Each | 1 | 1150 | None | 82.6 | 0.00708 | 6.46 | 82.6 | 0.00708 | 6.46 | 82.6 | 0.00708 | 6.46 | 82.6 | 0.00708 | 6.46 |  |  | 2 |  | RB-Appl-EffCW-med-ElecDHW-GasCDryer-Tier1-TopPGESFm2003CZ05rWtd
RB-Appl-EffCW-med-ElecDHW-GasCDryer-Tier1-Top | DEER2016 | D16v1 | 2015-05-14 08:10 | PGE | SFm | 2003 | CZ11 | rWtd | Each | 1 | 974 | None | 88.2 | 0.0149 | 7.74 | 88.2 | 0.0149 | 7.74 | 88.2 | 0.0149 | 7.74 | 88.2 | 0.0149 | 7.74 |  |  | 2 |  | RB-Appl-EffCW-med-ElecDHW-GasCDryer-Tier1-TopPGESFm2003CZ11rWtd
RB-Appl-EffCW-med-ElecDHW-GasCDryer-Tier1-Top | DEER2016 | D16v1 | 2015-05-14 08:10 | PGE | SFm | 2003 | CZ12 | rWtd | Each | 1 | 974 | None | 88.1 | 0.0197 | 7.69 | 88.1 | 0.0197 | 7.69 | 88.1 | 0.0197 | 7.69 | 88.1 | 0.0197 | 7.69 |  |  | 2 |  | RB-Appl-EffCW-med-ElecDHW-GasCDryer-Tier1-TopPGESFm2003CZ12rWtd
RB-Appl-EffCW-med-ElecDHW-GasCDryer-Tier1-Top | DEER2016 | D16v1 | 2015-05-14 08:10 | PGE | SFm | 2003 | CZ13 | rWtd | Each | 1 | 974 | None | 91.3 | 0.0167 | 7.82 | 91.3 | 0.0167 | 7.82 | 91.3 | 0.0167 | 7.82 | 91.3 | 0.0167 | 7.82 |  |  | 2 |  | RB-Appl-EffCW-med-ElecDHW-GasCDryer-Tier1-TopPGESFm2003CZ13rWtd
RB-Appl-EffCW-med-ElecDHW-GasCDryer-Tier1-Top | DEER2016 | D16v1 | 2015-05-14 08:10 | PGE | SFm | 2003 | CZ16 | rWtd | Each | 1 | 1150 | None | 88.9 | 0.0236 | 7.68 | 88.9 | 0.0236 | 7.68 | 88.9 | 0.0236 | 7.68 | 88.9 | 0.0236 | 7.68 |  |  | 2 |  | RB-Appl-EffCW-med-ElecDHW-GasCDryer-Tier1-TopPGESFm2003CZ16rWtd
RB-Appl-EffCW-med-ElecDHW-GasCDryer-Tier1-Top | DEER2016 | D16v1 | 2015-05-14 08:10 | PGE | SFm | 2007 | CZ01 | rWtd | Each | 1 | 1150 | None | 85.5 | 0.0117 | 7.31 | 85.5 | 0.0117 | 7.31 | 85.5 | 0.0117 | 7.31 | 85.5 | 0.0117 | 7.31 |  |  | 2 |  | RB-Appl-EffCW-med-ElecDHW-GasCDryer-Tier1-TopPGESFm2007CZ01rWtd
RB-Appl-EffCW-med-ElecDHW-GasCDryer-Tier1-Top | DEER2016 | D16v1 | 2015-05-14 08:10 | PGE | SFm | 2007 | CZ02 | rWtd | Each | 1 | 974 | None | 83.3 | 0.0128 | 7.17 | 83.3 | 0.0128 | 7.17 | 83.3 | 0.0128 | 7.17 | 83.3 | 0.0128 | 7.17 |  |  | 2 |  | RB-Appl-EffCW-med-ElecDHW-GasCDryer-Tier1-TopPGESFm2007CZ02rWtd
RB-Appl-EffCW-med-ElecDHW-GasCDryer-Tier1-Top | DEER2016 | D16v1 | 2015-05-14 08:10 | PGE | SFm | 2007 | CZ03 | rWtd | Each | 1 | 1150 | None | 82 | 0.0122 | 6.96 | 82 | 0.0122 | 6.96 | 82 | 0.0122 | 6.96 | 82 | 0.0122 | 6.96 |  |  | 2 |  | RB-Appl-EffCW-med-ElecDHW-GasCDryer-Tier1-TopPGESFm2007CZ03rWtd
RB-Appl-EffCW-med-ElecDHW-GasCDryer-Tier1-Top | DEER2016 | D16v1 | 2015-05-14 08:10 | PGE | SFm | 2007 | CZ04 | rWtd | Each | 1 | 1150 | None | 83.5 | 0.0141 | 7.51 | 83.5 | 0.0141 | 7.51 | 83.5 | 0.0141 | 7.51 | 83.5 | 0.0141 | 7.51 |  |  | 2 |  | RB-Appl-EffCW-med-ElecDHW-GasCDryer-Tier1-TopPGESFm2007CZ04rWtd
RB-Appl-EffCW-med-ElecDHW-GasCDryer-Tier1-Top | DEER2016 | D16v1 | 2015-05-14 08:10 | PGE | SFm | 2007 | CZ05 | rWtd | Each | 1 | 1150 | None | 82.9 | 0.0126 | 6.95 | 82.9 | 0.0126 | 6.95 | 82.9 | 0.0126 | 6.95 | 82.9 | 0.0126 | 6.95 |  |  | 2 |  | RB-Appl-EffCW-med-ElecDHW-GasCDryer-Tier1-TopPGESFm2007CZ05rWtd
RB-Appl-EffCW-med-ElecDHW-GasCDryer-Tier1-Top | DEER2016 | D16v1 | 2015-05-14 08:10 | PGE | SFm | 2007 | CZ11 | rWtd | Each | 1 | 974 | None | 88.1 | 0.013 | 7.82 | 88.1 | 0.013 | 7.82 | 88.1 | 0.013 | 7.82 | 88.1 | 0.013 | 7.82 |  |  | 2 |  | RB-Appl-EffCW-med-ElecDHW-GasCDryer-Tier1-TopPGESFm2007CZ11rWtd
RB-Appl-EffCW-med-ElecDHW-GasCDryer-Tier1-Top | DEER2016 | D16v1 | 2015-05-14 08:10 | PGE | SFm | 2007 | CZ12 | rWtd | Each | 1 | 974 | None | 86.2 | 0.0126 | 7.8 | 86.2 | 0.0126 | 7.8 | 86.2 | 0.0126 | 7.8 | 86.2 | 0.0126 | 7.8 |  |  | 2 |  | RB-Appl-EffCW-med-ElecDHW-GasCDryer-Tier1-TopPGESFm2007CZ12rWtd
RB-Appl-EffCW-med-ElecDHW-GasCDryer-Tier1-Top | DEER2016 | D16v1 | 2015-05-14 08:10 | PGE | SFm | 2007 | CZ13 | rWtd | Each | 1 | 974 | None | 89.2 | 0.0151 | 7.72 | 89.2 | 0.0151 | 7.72 | 89.2 | 0.0151 | 7.72 | 89.2 | 0.0151 | 7.72 |  |  | 2 |  | RB-Appl-EffCW-med-ElecDHW-GasCDryer-Tier1-TopPGESFm2007CZ13rWtd
RB-Appl-EffCW-med-ElecDHW-GasCDryer-Tier1-Top | DEER2016 | D16v1 | 2015-05-14 08:10 | PGE | SFm | 2007 | CZ16 | rWtd | Each | 1 | 1150 | None | 88.3 | 0.0117 | 7.81 | 88.3 | 0.0117 | 7.81 | 88.3 | 0.0117 | 7.81 | 88.3 | 0.0117 | 7.81 |  |  | 2 |  | RB-Appl-EffCW-med-ElecDHW-GasCDryer-Tier1-TopPGESFm2007CZ16rWtd
RB-Appl-EffCW-med-ElecDHW-GasCDryer-Tier1-Top | DEER2016 | D16v1 | 2015-05-14 08:10 | PGE | SFm | 2011 | CZ01 | rWtd | Each | 1 | 1150 | None | 85.8 | 0.0122 | 7.45 | 85.8 | 0.0122 | 7.45 | 85.8 | 0.0122 | 7.45 | 85.8 | 0.0122 | 7.45 |  |  | 2 |  | RB-Appl-EffCW-med-ElecDHW-GasCDryer-Tier1-TopPGESFm2011CZ01rWtd
RB-Appl-EffCW-med-ElecDHW-GasCDryer-Tier1-Top | DEER2016 | D16v1 | 2015-05-14 08:10 | PGE | SFm | 2011 | CZ02 | rWtd | Each | 1 | 974 | None | 83.9 | 0.0147 | 7.34 | 83.9 | 0.0147 | 7.34 | 83.9 | 0.0147 | 7.34 | 83.9 | 0.0147 | 7.34 |  |  | 2 |  | RB-Appl-EffCW-med-ElecDHW-GasCDryer-Tier1-TopPGESFm2011CZ02rWtd
RB-Appl-EffCW-med-ElecDHW-GasCDryer-Tier1-Top | DEER2016 | D16v1 | 2015-05-14 08:10 | PGE | SFm | 2011 | CZ03 | rWtd | Each | 1 | 1150 | None | 82.8 | 0.0105 | 7.32 | 82.8 | 0.0105 | 7.32 | 82.8 | 0.0105 | 7.32 | 82.8 | 0.0105 | 7.32 |  |  | 2 |  | RB-Appl-EffCW-med-ElecDHW-GasCDryer-Tier1-TopPGESFm2011CZ03rWtd
RB-Appl-EffCW-med-ElecDHW-GasCDryer-Tier1-Top | DEER2016 | D16v1 | 2015-05-14 08:10 | PGE | SFm | 2011 | CZ04 | rWtd | Each | 1 | 1150 | None | 85.4 | 0.0133 | 7.68 | 85.4 | 0.0133 | 7.68 | 85.4 | 0.0133 | 7.68 | 85.4 | 0.0133 | 7.68 |  |  | 2 |  | RB-Appl-EffCW-med-ElecDHW-GasCDryer-Tier1-TopPGESFm2011CZ04rWtd
RB-Appl-EffCW-med-ElecDHW-GasCDryer-Tier1-Top | DEER2016 | D16v1 | 2015-05-14 08:10 | PGE | SFm | 2011 | CZ05 | rWtd | Each | 1 | 1150 | None | 82.4 | 0.0125 | 6.55 | 82.4 | 0.0125 | 6.55 | 82.4 | 0.0125 | 6.55 | 82.4 | 0.0125 | 6.55 |  |  | 2 |  | RB-Appl-EffCW-med-ElecDHW-GasCDryer-Tier1-TopPGESFm2011CZ05rWtd
RB-Appl-EffCW-med-ElecDHW-GasCDryer-Tier1-Top | DEER2016 | D16v1 | 2015-05-14 08:10 | PGE | SFm | 2011 | CZ11 | rWtd | Each | 1 | 974 | None | 86.3 | 0.0155 | 7.88 | 86.3 | 0.0155 | 7.88 | 86.3 | 0.0155 | 7.88 | 86.3 | 0.0155 | 7.88 |  |  | 2 |  | RB-Appl-EffCW-med-ElecDHW-GasCDryer-Tier1-TopPGESFm2011CZ11rWtd
RB-Appl-EffCW-med-ElecDHW-GasCDryer-Tier1-Top | DEER2016 | D16v1 | 2015-05-14 08:10 | PGE | SFm | 2011 | CZ12 | rWtd | Each | 1 | 974 | None | 87.6 | 0.0136 | 7.9 | 87.6 | 0.0136 | 7.9 | 87.6 | 0.0136 | 7.9 | 87.6 | 0.0136 | 7.9 |  |  | 2 |  | RB-Appl-EffCW-med-ElecDHW-GasCDryer-Tier1-TopPGESFm2011CZ12rWtd
RB-Appl-EffCW-med-ElecDHW-GasCDryer-Tier1-Top | DEER2016 | D16v1 | 2015-05-14 08:10 | PGE | SFm | 2011 | CZ13 | rWtd | Each | 1 | 974 | None | 87.2 | 0.0156 | 7.75 | 87.2 | 0.0156 | 7.75 | 87.2 | 0.0156 | 7.75 | 87.2 | 0.0156 | 7.75 |  |  | 2 |  | RB-Appl-EffCW-med-ElecDHW-GasCDryer-Tier1-TopPGESFm2011CZ13rWtd
RB-Appl-EffCW-med-ElecDHW-GasCDryer-Tier1-Top | DEER2016 | D16v1 | 2015-05-14 08:10 | PGE | SFm | 2011 | CZ16 | rWtd | Each | 1 | 1150 | None | 88.9 | 0.0288 | 7.98 | 88.9 | 0.0288 | 7.98 | 88.9 | 0.0288 | 7.98 | 88.9 | 0.0288 | 7.98 |  |  | 2 |  | RB-Appl-EffCW-med-ElecDHW-GasCDryer-Tier1-TopPGESFm2011CZ16rWtd
RB-Appl-EffCW-med-ElecDHW-GasCDryer-Tier1-Top | DEER2016 | D16v1 | 2015-05-14 08:10 | PGE | SFm | 2014 | CZ01 | rWtd | Each | 1 | 1150 | None | 86 | 0.0119 | 7.64 | 86 | 0.0119 | 7.64 | 86 | 0.0119 | 7.64 | 86 | 0.0119 | 7.64 |  |  | 2 |  | RB-Appl-EffCW-med-ElecDHW-GasCDryer-Tier1-TopPGESFm2014CZ01rWtd
RB-Appl-EffCW-med-ElecDHW-GasCDryer-Tier1-Top | DEER2016 | D16v1 | 2015-05-14 08:10 | PGE | SFm | 2014 | CZ02 | rWtd | Each | 1 | 974 | None | 83.4 | 0.0138 | 7.29 | 83.4 | 0.0138 | 7.29 | 83.4 | 0.0138 | 7.29 | 83.4 | 0.0138 | 7.29 |  |  | 2 |  | RB-Appl-EffCW-med-ElecDHW-GasCDryer-Tier1-TopPGESFm2014CZ02rWtd
RB-Appl-EffCW-med-ElecDHW-GasCDryer-Tier1-Top | DEER2016 | D16v1 | 2015-05-14 08:10 | PGE | SFm | 2014 | CZ03 | rWtd | Each | 1 | 1150 | None | 83.1 | 0.0128 | 7.62 | 83.1 | 0.0128 | 7.62 | 83.1 | 0.0128 | 7.62 | 83.1 | 0.0128 | 7.62 |  |  | 2 |  | RB-Appl-EffCW-med-ElecDHW-GasCDryer-Tier1-TopPGESFm2014CZ03rWtd
RB-Appl-EffCW-med-ElecDHW-GasCDryer-Tier1-Top | DEER2016 | D16v1 | 2015-05-14 08:10 | PGE | SFm | 2014 | CZ04 | rWtd | Each | 1 | 1150 | None | 85 | 0.0123 | 7.67 | 85 | 0.0123 | 7.67 | 85 | 0.0123 | 7.67 | 85 | 0.0123 | 7.67 |  |  | 2 |  | RB-Appl-EffCW-med-ElecDHW-GasCDryer-Tier1-TopPGESFm2014CZ04rWtd
RB-Appl-EffCW-med-ElecDHW-GasCDryer-Tier1-Top | DEER2016 | D16v1 | 2015-05-14 08:10 | PGE | SFm | 2014 | CZ05 | rWtd | Each | 1 | 1150 | None | 84.3 | 0.0103 | 7.7 | 84.3 | 0.0103 | 7.7 | 84.3 | 0.0103 | 7.7 | 84.3 | 0.0103 | 7.7 |  |  | 2 |  | RB-Appl-EffCW-med-ElecDHW-GasCDryer-Tier1-TopPGESFm2014CZ05rWtd
RB-Appl-EffCW-med-ElecDHW-GasCDryer-Tier1-Top | DEER2016 | D16v1 | 2015-05-14 08:10 | PGE | SFm | 2014 | CZ11 | rWtd | Each | 1 | 974 | None | 87 | 0.0156 | 7.87 | 87 | 0.0156 | 7.87 | 87 | 0.0156 | 7.87 | 87 | 0.0156 | 7.87 |  |  | 2 |  | RB-Appl-EffCW-med-ElecDHW-GasCDryer-Tier1-TopPGESFm2014CZ11rWtd
RB-Appl-EffCW-med-ElecDHW-GasCDryer-Tier1-Top | DEER2016 | D16v1 | 2015-05-14 08:10 | PGE | SFm | 2014 | CZ12 | rWtd | Each | 1 | 974 | None | 87.2 | 0.0137 | 7.86 | 87.2 | 0.0137 | 7.86 | 87.2 | 0.0137 | 7.86 | 87.2 | 0.0137 | 7.86 |  |  | 2 |  | RB-Appl-EffCW-med-ElecDHW-GasCDryer-Tier1-TopPGESFm2014CZ12rWtd
RB-Appl-EffCW-med-ElecDHW-GasCDryer-Tier1-Top | DEER2016 | D16v1 | 2015-05-14 08:10 | PGE | SFm | 2014 | CZ13 | rWtd | Each | 1 | 974 | None | 84.7 | 0.0138 | 7.73 | 84.7 | 0.0138 | 7.73 | 84.7 | 0.0138 | 7.73 | 84.7 | 0.0138 | 7.73 |  |  | 2 |  | RB-Appl-EffCW-med-ElecDHW-GasCDryer-Tier1-TopPGESFm2014CZ13rWtd
RB-Appl-EffCW-med-ElecDHW-GasCDryer-Tier1-Top | DEER2016 | D16v1 | 2015-05-14 08:10 | PGE | SFm | 2014 | CZ16 | rWtd | Each | 1 | 1150 | None | 87.2 | 0.0134 | 7.53 | 87.2 | 0.0134 | 7.53 | 87.2 | 0.0134 | 7.53 | 87.2 | 0.0134 | 7.53 |  |  | 2 |  | RB-Appl-EffCW-med-ElecDHW-GasCDryer-Tier1-TopPGESFm2014CZ16rWtd
RB-Appl-EffCW-med-ElecDHW-GasCDryer-Tier1-Top | DEER2016 | D16v1 | 2015-05-14 08:10 | PGE | SFm | Ex | CZ01 | rWtd | Each | 1 | 982 | None | 85.8 | 0.0119 | 7.6 | 85.8 | 0.0119 | 7.6 | 85.8 | 0.0119 | 7.6 | 85.8 | 0.0119 | 7.6 |  |  | 2 |  | RB-Appl-EffCW-med-ElecDHW-GasCDryer-Tier1-TopPGESFmExCZ01rWtd
RB-Appl-EffCW-med-ElecDHW-GasCDryer-Tier1-Top | DEER2016 | D16v1 | 2015-05-14 08:10 | PGE | SFm | Ex | CZ02 | rWtd | Each | 1 | 867 | None | 83.9 | 0.015 | 7.68 | 83.9 | 0.015 | 7.68 | 83.9 | 0.015 | 7.68 | 83.9 | 0.015 | 7.68 |  |  | 2 |  | RB-Appl-EffCW-med-ElecDHW-GasCDryer-Tier1-TopPGESFmExCZ02rWtd
RB-Appl-EffCW-med-ElecDHW-GasCDryer-Tier1-Top | DEER2016 | D16v1 | 2015-05-14 08:10 | PGE | SFm | Ex | CZ03 | rWtd | Each | 1 | 859 | None | 82.9 | 0.012 | 7.73 | 82.9 | 0.012 | 7.73 | 82.9 | 0.012 | 7.73 | 82.9 | 0.012 | 7.73 |  |  | 2 |  | RB-Appl-EffCW-med-ElecDHW-GasCDryer-Tier1-TopPGESFmExCZ03rWtd
RB-Appl-EffCW-med-ElecDHW-GasCDryer-Tier1-Top | DEER2016 | D16v1 | 2015-05-14 08:10 | PGE | SFm | Ex | CZ04 | rWtd | Each | 1 | 862 | None | 82.3 | 0.0141 | 8 | 82.3 | 0.0141 | 8 | 82.3 | 0.0141 | 8 | 82.3 | 0.0141 | 8 |  |  | 2 |  | RB-Appl-EffCW-med-ElecDHW-GasCDryer-Tier1-TopPGESFmExCZ04rWtd
RB-Appl-EffCW-med-ElecDHW-GasCDryer-Tier1-Top | DEER2016 | D16v1 | 2015-05-14 08:10 | PGE | SFm | Ex | CZ05 | rWtd | Each | 1 | 884 | None | 83.4 | 0.0122 | 7.39 | 83.4 | 0.0122 | 7.39 | 83.4 | 0.0122 | 7.39 | 83.4 | 0.0122 | 7.39 |  |  | 2 |  | RB-Appl-EffCW-med-ElecDHW-GasCDryer-Tier1-TopPGESFmExCZ05rWtd
RB-Appl-EffCW-med-ElecDHW-GasCDryer-Tier1-Top | DEER2016 | D16v1 | 2015-05-14 08:10 | PGE | SFm | Ex | CZ11 | rWtd | Each | 1 | 860 | None | 87.8 | 0.0166 | 7.92 | 87.8 | 0.0166 | 7.92 | 87.8 | 0.0166 | 7.92 | 87.8 | 0.0166 | 7.92 |  |  | 2 |  | RB-Appl-EffCW-med-ElecDHW-GasCDryer-Tier1-TopPGESFmExCZ11rWtd
RB-Appl-EffCW-med-ElecDHW-GasCDryer-Tier1-Top | DEER2016 | D16v1 | 2015-05-14 08:10 | PGE | SFm | Ex | CZ12 | rWtd | Each | 1 | 847 | None | 86.1 | 0.0171 | 7.8 | 86.1 | 0.0171 | 7.8 | 86.1 | 0.0171 | 7.8 | 86.1 | 0.0171 | 7.8 |  |  | 2 |  | RB-Appl-EffCW-med-ElecDHW-GasCDryer-Tier1-TopPGESFmExCZ12rWtd
RB-Appl-EffCW-med-ElecDHW-GasCDryer-Tier1-Top | DEER2016 | D16v1 | 2015-05-14 08:10 | PGE | SFm | Ex | CZ13 | rWtd | Each | 1 | 852 | None | 89.2 | 0.0173 | 7.9 | 89.2 | 0.0173 | 7.9 | 89.2 | 0.0173 | 7.9 | 89.2 | 0.0173 | 7.9 |  |  | 2 |  | RB-Appl-EffCW-med-ElecDHW-GasCDryer-Tier1-TopPGESFmExCZ13rWtd
RB-Appl-EffCW-med-ElecDHW-GasCDryer-Tier1-Top | DEER2016 | D16v1 | 2015-05-14 08:10 | PGE | SFm | Ex | CZ16 | rWtd | Each | 1 | 898 | None | 89.7 | 0.015 | 7.8 | 89.7 | 0.015 | 7.8 | 89.7 | 0.015 | 7.8 | 89.7 | 0.015 | 7.8 |  |  | 2 |  | RB-Appl-EffCW-med-ElecDHW-GasCDryer-Tier1-TopPGESFmExCZ16rWtd
RB-Appl-EffCW-med-ElecDHW-GasCDryer-Tier1-Top | DEER2016 | D16v1 | 2015-05-14 08:10 | PGE | SFm | Ex | IOU | rWtd | Each | 1 | 859 | None | 85.1 | 0.015 | 7.81 | 85.1 | 0.015 | 7.81 | 85.1 | 0.015 | 7.81 | 85.1 | 0.015 | 7.81 |  |  | 2 |  | RB-Appl-EffCW-med-ElecDHW-GasCDryer-Tier1-TopPGESFmExIOUrWtd
RB-Appl-EffCW-med-ElecDHW-GasCDryer-Tier1-Top | DEER2016 | D16v1 | 2015-05-14 08:10 | SCE | DMo | Ex | CZ06 | rWtd | Each | 1 | 610 | None | 66.9 | 0.00959 | 6.52 | 66.9 | 0.00959 | 6.52 | 66.9 | 0.00959 | 6.52 | 66.9 | 0.00959 | 6.52 |  |  | 2 |  | RB-Appl-EffCW-med-ElecDHW-GasCDryer-Tier1-TopSCEDMoExCZ06rWtd
RB-Appl-EffCW-med-ElecDHW-GasCDryer-Tier1-Top | DEER2016 | D16v1 | 2015-05-14 08:10 | SCE | DMo | Ex | CZ08 | rWtd | Each | 1 | 607 | None | 70.9 | 0.0113 | 6.51 | 70.9 | 0.0113 | 6.51 | 70.9 | 0.0113 | 6.51 | 70.9 | 0.0113 | 6.51 |  |  | 2 |  | RB-Appl-EffCW-med-ElecDHW-GasCDryer-Tier1-TopSCEDMoExCZ08rWtd
RB-Appl-EffCW-med-ElecDHW-GasCDryer-Tier1-Top | DEER2016 | D16v1 | 2015-05-14 08:10 | SCE | DMo | Ex | CZ09 | rWtd | Each | 1 | 608 | None | 71.4 | 0.0116 | 6.45 | 71.4 | 0.0116 | 6.45 | 71.4 | 0.0116 | 6.45 | 71.4 | 0.0116 | 6.45 |  |  | 2 |  | RB-Appl-EffCW-med-ElecDHW-GasCDryer-Tier1-TopSCEDMoExCZ09rWtd
RB-Appl-EffCW-med-ElecDHW-GasCDryer-Tier1-Top | DEER2016 | D16v1 | 2015-05-14 08:10 | SCE | DMo | Ex | CZ10 | rWtd | Each | 1 | 610 | None | 70.9 | 0.0125 | 6.32 | 70.9 | 0.0125 | 6.32 | 70.9 | 0.0125 | 6.32 | 70.9 | 0.0125 | 6.32 |  |  | 2 |  | RB-Appl-EffCW-med-ElecDHW-GasCDryer-Tier1-TopSCEDMoExCZ10rWtd
RB-Appl-EffCW-med-ElecDHW-GasCDryer-Tier1-Top | DEER2016 | D16v1 | 2015-05-14 08:10 | SCE | DMo | Ex | CZ13 | rWtd | Each | 1 | 604 | None | 70.7 | 0.0117 | 6.32 | 70.7 | 0.0117 | 6.32 | 70.7 | 0.0117 | 6.32 | 70.7 | 0.0117 | 6.32 |  |  | 2 |  | RB-Appl-EffCW-med-ElecDHW-GasCDryer-Tier1-TopSCEDMoExCZ13rWtd
RB-Appl-EffCW-med-ElecDHW-GasCDryer-Tier1-Top | DEER2016 | D16v1 | 2015-05-14 08:10 | SCE | DMo | Ex | CZ14 | rWtd | Each | 1 | 608 | None | 74.6 | 0.0119 | 6.3 | 74.6 | 0.0119 | 6.3 | 74.6 | 0.0119 | 6.3 | 74.6 | 0.0119 | 6.3 |  |  | 2 |  | RB-Appl-EffCW-med-ElecDHW-GasCDryer-Tier1-TopSCEDMoExCZ14rWtd
RB-Appl-EffCW-med-ElecDHW-GasCDryer-Tier1-Top | DEER2016 | D16v1 | 2015-05-14 08:10 | SCE | DMo | Ex | CZ15 | rWtd | Each | 1 | 612 | None | 76.2 | 0.0113 | 6.72 | 76.2 | 0.0113 | 6.72 | 76.2 | 0.0113 | 6.72 | 76.2 | 0.0113 | 6.72 |  |  | 2 |  | RB-Appl-EffCW-med-ElecDHW-GasCDryer-Tier1-TopSCEDMoExCZ15rWtd
RB-Appl-EffCW-med-ElecDHW-GasCDryer-Tier1-Top | DEER2016 | D16v1 | 2015-05-14 08:10 | SCE | DMo | Ex | CZ16 | rWtd | Each | 1 | 613 | None | 72.8 | 0.0131 | 5.7 | 72.8 | 0.0131 | 5.7 | 72.8 | 0.0131 | 5.7 | 72.8 | 0.0131 | 5.7 |  |  | 2 |  | RB-Appl-EffCW-med-ElecDHW-GasCDryer-Tier1-TopSCEDMoExCZ16rWtd
RB-Appl-EffCW-med-ElecDHW-GasCDryer-Tier1-Top | DEER2016 | D16v1 | 2015-05-14 08:10 | SCE | DMo | Ex | IOU | rWtd | Each | 1 | 609 | None | 71 | 0.0117 | 6.36 | 71 | 0.0117 | 6.36 | 71 | 0.0117 | 6.36 | 71 | 0.0117 | 6.36 |  |  | 2 |  | RB-Appl-EffCW-med-ElecDHW-GasCDryer-Tier1-TopSCEDMoExIOUrWtd
RB-Appl-EffCW-med-ElecDHW-GasCDryer-Tier1-Top | DEER2016 | D16v1 | 2015-05-14 08:10 | SCE | DMo | MH00 | CZ05 | rWtd | Each | 1 | 621 | None | 66.8 | 0.0116 | 5.48 | 66.8 | 0.0116 | 5.48 | 66.8 | 0.0116 | 5.48 | 66.8 | 0.0116 | 5.48 |  |  | 2 |  | RB-Appl-EffCW-med-ElecDHW-GasCDryer-Tier1-TopSCEDMoMH00CZ05rWtd
RB-Appl-EffCW-med-ElecDHW-GasCDryer-Tier1-Top | DEER2016 | D16v1 | 2015-05-14 08:10 | SCE | DMo | MH00 | CZ06 | rWtd | Each | 1 | 621 | None | 66.6 | 0.00938 | 6.23 | 66.6 | 0.00938 | 6.23 | 66.6 | 0.00938 | 6.23 | 66.6 | 0.00938 | 6.23 |  |  | 2 |  | RB-Appl-EffCW-med-ElecDHW-GasCDryer-Tier1-TopSCEDMoMH00CZ06rWtd
RB-Appl-EffCW-med-ElecDHW-GasCDryer-Tier1-Top | DEER2016 | D16v1 | 2015-05-14 08:10 | SCE | DMo | MH00 | CZ08 | rWtd | Each | 1 | 621 | None | 72.2 | 0.012 | 6.32 | 72.2 | 0.012 | 6.32 | 72.2 | 0.012 | 6.32 | 72.2 | 0.012 | 6.32 |  |  | 2 |  | RB-Appl-EffCW-med-ElecDHW-GasCDryer-Tier1-TopSCEDMoMH00CZ08rWtd
RB-Appl-EffCW-med-ElecDHW-GasCDryer-Tier1-Top | DEER2016 | D16v1 | 2015-05-14 08:10 | SCE | DMo | MH00 | CZ09 | rWtd | Each | 1 | 621 | None | 74.6 | 0.0125 | 6.23 | 74.6 | 0.0125 | 6.23 | 74.6 | 0.0125 | 6.23 | 74.6 | 0.0125 | 6.23 |  |  | 2 |  | RB-Appl-EffCW-med-ElecDHW-GasCDryer-Tier1-TopSCEDMoMH00CZ09rWtd
RB-Appl-EffCW-med-ElecDHW-GasCDryer-Tier1-Top | DEER2016 | D16v1 | 2015-05-14 08:10 | SCE | DMo | MH00 | CZ10 | rWtd | Each | 1 | 621 | None | 75.9 | 0.0135 | 6.29 | 75.9 | 0.0135 | 6.29 | 75.9 | 0.0135 | 6.29 | 75.9 | 0.0135 | 6.29 |  |  | 2 |  | RB-Appl-EffCW-med-ElecDHW-GasCDryer-Tier1-TopSCEDMoMH00CZ10rWtd
RB-Appl-EffCW-med-ElecDHW-GasCDryer-Tier1-Top | DEER2016 | D16v1 | 2015-05-14 08:10 | SCE | DMo | MH00 | CZ13 | rWtd | Each | 1 | 621 | None | 75.4 | 0.0135 | 5.87 | 75.4 | 0.0135 | 5.87 | 75.4 | 0.0135 | 5.87 | 75.4 | 0.0135 | 5.87 |  |  | 2 |  | RB-Appl-EffCW-med-ElecDHW-GasCDryer-Tier1-TopSCEDMoMH00CZ13rWtd
RB-Appl-EffCW-med-ElecDHW-GasCDryer-Tier1-Top | DEER2016 | D16v1 | 2015-05-14 08:10 | SCE | DMo | MH00 | CZ14 | rWtd | Each | 1 | 621 | None | 76.6 | 0.0134 | 6 | 76.6 | 0.0134 | 6 | 76.6 | 0.0134 | 6 | 76.6 | 0.0134 | 6 |  |  | 2 |  | RB-Appl-EffCW-med-ElecDHW-GasCDryer-Tier1-TopSCEDMoMH00CZ14rWtd
RB-Appl-EffCW-med-ElecDHW-GasCDryer-Tier1-Top | DEER2016 | D16v1 | 2015-05-14 08:10 | SCE | DMo | MH00 | CZ15 | rWtd | Each | 1 | 621 | None | 80.2 | 0.0112 | 6.54 | 80.2 | 0.0112 | 6.54 | 80.2 | 0.0112 | 6.54 | 80.2 | 0.0112 | 6.54 |  |  | 2 |  | RB-Appl-EffCW-med-ElecDHW-GasCDryer-Tier1-TopSCEDMoMH00CZ15rWtd
RB-Appl-EffCW-med-ElecDHW-GasCDryer-Tier1-Top | DEER2016 | D16v1 | 2015-05-14 08:10 | SCE | DMo | MH00 | CZ16 | rWtd | Each | 1 | 621 | None | 77.4 | 0.0137 | 5.8 | 77.4 | 0.0137 | 5.8 | 77.4 | 0.0137 | 5.8 | 77.4 | 0.0137 | 5.8 |  |  | 2 |  | RB-Appl-EffCW-med-ElecDHW-GasCDryer-Tier1-TopSCEDMoMH00CZ16rWtd
RB-Appl-EffCW-med-ElecDHW-GasCDryer-Tier1-Top | DEER2016 | D16v1 | 2015-05-14 08:10 | SCE | DMo | MH06 | CZ05 | rWtd | Each | 1 | 621 | None | 68.7 | 0.016 | 5.54 | 68.7 | 0.016 | 5.54 | 68.7 | 0.016 | 5.54 | 68.7 | 0.016 | 5.54 |  |  | 2 |  | RB-Appl-EffCW-med-ElecDHW-GasCDryer-Tier1-TopSCEDMoMH06CZ05rWtd
RB-Appl-EffCW-med-ElecDHW-GasCDryer-Tier1-Top | DEER2016 | D16v1 | 2015-05-14 08:10 | SCE | DMo | MH06 | CZ06 | rWtd | Each | 1 | 621 | None | 66.6 | 0.00895 | 6.35 | 66.6 | 0.00895 | 6.35 | 66.6 | 0.00895 | 6.35 | 66.6 | 0.00895 | 6.35 |  |  | 2 |  | RB-Appl-EffCW-med-ElecDHW-GasCDryer-Tier1-TopSCEDMoMH06CZ06rWtd
RB-Appl-EffCW-med-ElecDHW-GasCDryer-Tier1-Top | DEER2016 | D16v1 | 2015-05-14 08:10 | SCE | DMo | MH06 | CZ08 | rWtd | Each | 1 | 621 | None | 74.2 | 0.0111 | 6.42 | 74.2 | 0.0111 | 6.42 | 74.2 | 0.0111 | 6.42 | 74.2 | 0.0111 | 6.42 |  |  | 2 |  | RB-Appl-EffCW-med-ElecDHW-GasCDryer-Tier1-TopSCEDMoMH06CZ08rWtd
RB-Appl-EffCW-med-ElecDHW-GasCDryer-Tier1-Top | DEER2016 | D16v1 | 2015-05-14 08:10 | SCE | DMo | MH06 | CZ09 | rWtd | Each | 1 | 621 | None | 72.7 | 0.0113 | 6.3 | 72.7 | 0.0113 | 6.3 | 72.7 | 0.0113 | 6.3 | 72.7 | 0.0113 | 6.3 |  |  | 2 |  | RB-Appl-EffCW-med-ElecDHW-GasCDryer-Tier1-TopSCEDMoMH06CZ09rWtd
RB-Appl-EffCW-med-ElecDHW-GasCDryer-Tier1-Top | DEER2016 | D16v1 | 2015-05-14 08:10 | SCE | DMo | MH06 | CZ10 | rWtd | Each | 1 | 621 | None | 75.7 | 0.0105 | 6.2 | 75.7 | 0.0105 | 6.2 | 75.7 | 0.0105 | 6.2 | 75.7 | 0.0105 | 6.2 |  |  | 2 |  | RB-Appl-EffCW-med-ElecDHW-GasCDryer-Tier1-TopSCEDMoMH06CZ10rWtd
RB-Appl-EffCW-med-ElecDHW-GasCDryer-Tier1-Top | DEER2016 | D16v1 | 2015-05-14 08:10 | SCE | DMo | MH06 | CZ13 | rWtd | Each | 1 | 621 | None | 74.5 | 0.0125 | 5.84 | 74.5 | 0.0125 | 5.84 | 74.5 | 0.0125 | 5.84 | 74.5 | 0.0125 | 5.84 |  |  | 2 |  | RB-Appl-EffCW-med-ElecDHW-GasCDryer-Tier1-TopSCEDMoMH06CZ13rWtd
RB-Appl-EffCW-med-ElecDHW-GasCDryer-Tier1-Top | DEER2016 | D16v1 | 2015-05-14 08:10 | SCE | DMo | MH06 | CZ14 | rWtd | Each | 1 | 621 | None | 76 | 0.0088 | 5.87 | 76 | 0.0088 | 5.87 | 76 | 0.0088 | 5.87 | 76 | 0.0088 | 5.87 |  |  | 2 |  | RB-Appl-EffCW-med-ElecDHW-GasCDryer-Tier1-TopSCEDMoMH06CZ14rWtd
RB-Appl-EffCW-med-ElecDHW-GasCDryer-Tier1-Top | DEER2016 | D16v1 | 2015-05-14 08:10 | SCE | DMo | MH06 | CZ15 | rWtd | Each | 1 | 621 | None | 76.4 | 0.0102 | 6.55 | 76.4 | 0.0102 | 6.55 | 76.4 | 0.0102 | 6.55 | 76.4 | 0.0102 | 6.55 |  |  | 2 |  | RB-Appl-EffCW-med-ElecDHW-GasCDryer-Tier1-TopSCEDMoMH06CZ15rWtd
RB-Appl-EffCW-med-ElecDHW-GasCDryer-Tier1-Top | DEER2016 | D16v1 | 2015-05-14 08:10 | SCE | DMo | MH06 | CZ16 | rWtd | Each | 1 | 621 | None | 72.7 | 0.0128 | 5.76 | 72.7 | 0.0128 | 5.76 | 72.7 | 0.0128 | 5.76 | 72.7 | 0.0128 | 5.76 |  |  | 2 |  | RB-Appl-EffCW-med-ElecDHW-GasCDryer-Tier1-TopSCEDMoMH06CZ16rWtd
RB-Appl-EffCW-med-ElecDHW-GasCDryer-Tier1-Top | DEER2016 | D16v1 | 2015-05-14 08:10 | SCE | DMo | MH72 | CZ05 | rWtd | Each | 1 | 598 | None | 68.8 | 0.0119 | 6.32 | 68.8 | 0.0119 | 6.32 | 68.8 | 0.0119 | 6.32 | 68.8 | 0.0119 | 6.32 |  |  | 2 |  | RB-Appl-EffCW-med-ElecDHW-GasCDryer-Tier1-TopSCEDMoMH72CZ05rWtd
RB-Appl-EffCW-med-ElecDHW-GasCDryer-Tier1-Top | DEER2016 | D16v1 | 2015-05-14 08:10 | SCE | DMo | MH72 | CZ06 | rWtd | Each | 1 | 598 | None | 67.4 | 0.00971 | 6.82 | 67.4 | 0.00971 | 6.82 | 67.4 | 0.00971 | 6.82 | 67.4 | 0.00971 | 6.82 |  |  | 2 |  | RB-Appl-EffCW-med-ElecDHW-GasCDryer-Tier1-TopSCEDMoMH72CZ06rWtd
RB-Appl-EffCW-med-ElecDHW-GasCDryer-Tier1-Top | DEER2016 | D16v1 | 2015-05-14 08:10 | SCE | DMo | MH72 | CZ08 | rWtd | Each | 1 | 598 | None | 69.4 | 0.0109 | 6.7 | 69.4 | 0.0109 | 6.7 | 69.4 | 0.0109 | 6.7 | 69.4 | 0.0109 | 6.7 |  |  | 2 |  | RB-Appl-EffCW-med-ElecDHW-GasCDryer-Tier1-TopSCEDMoMH72CZ08rWtd
RB-Appl-EffCW-med-ElecDHW-GasCDryer-Tier1-Top | DEER2016 | D16v1 | 2015-05-14 08:10 | SCE | DMo | MH72 | CZ09 | rWtd | Each | 1 | 598 | None | 69.9 | 0.0112 | 6.64 | 69.9 | 0.0112 | 6.64 | 69.9 | 0.0112 | 6.64 | 69.9 | 0.0112 | 6.64 |  |  | 2 |  | RB-Appl-EffCW-med-ElecDHW-GasCDryer-Tier1-TopSCEDMoMH72CZ09rWtd
RB-Appl-EffCW-med-ElecDHW-GasCDryer-Tier1-Top | DEER2016 | D16v1 | 2015-05-14 08:10 | SCE | DMo | MH72 | CZ10 | rWtd | Each | 1 | 598 | None | 71 | 0.012 | 6.57 | 71 | 0.012 | 6.57 | 71 | 0.012 | 6.57 | 71 | 0.012 | 6.57 |  |  | 2 |  | RB-Appl-EffCW-med-ElecDHW-GasCDryer-Tier1-TopSCEDMoMH72CZ10rWtd
RB-Appl-EffCW-med-ElecDHW-GasCDryer-Tier1-Top | DEER2016 | D16v1 | 2015-05-14 08:10 | SCE | DMo | MH72 | CZ13 | rWtd | Each | 1 | 598 | None | 69.9 | 0.0113 | 6.51 | 69.9 | 0.0113 | 6.51 | 69.9 | 0.0113 | 6.51 | 69.9 | 0.0113 | 6.51 |  |  | 2 |  | RB-Appl-EffCW-med-ElecDHW-GasCDryer-Tier1-TopSCEDMoMH72CZ13rWtd
RB-Appl-EffCW-med-ElecDHW-GasCDryer-Tier1-Top | DEER2016 | D16v1 | 2015-05-14 08:10 | SCE | DMo | MH72 | CZ14 | rWtd | Each | 1 | 598 | None | 73.4 | 0.0117 | 6.69 | 73.4 | 0.0117 | 6.69 | 73.4 | 0.0117 | 6.69 | 73.4 | 0.0117 | 6.69 |  |  | 2 |  | RB-Appl-EffCW-med-ElecDHW-GasCDryer-Tier1-TopSCEDMoMH72CZ14rWtd
RB-Appl-EffCW-med-ElecDHW-GasCDryer-Tier1-Top | DEER2016 | D16v1 | 2015-05-14 08:10 | SCE | DMo | MH72 | CZ15 | rWtd | Each | 1 | 598 | None | 74.7 | 0.0108 | 7.06 | 74.7 | 0.0108 | 7.06 | 74.7 | 0.0108 | 7.06 | 74.7 | 0.0108 | 7.06 |  |  | 2 |  | RB-Appl-EffCW-med-ElecDHW-GasCDryer-Tier1-TopSCEDMoMH72CZ15rWtd
RB-Appl-EffCW-med-ElecDHW-GasCDryer-Tier1-Top | DEER2016 | D16v1 | 2015-05-14 08:10 | SCE | DMo | MH72 | CZ16 | rWtd | Each | 1 | 598 | None | 74.2 | 0.0122 | 6.35 | 74.2 | 0.0122 | 6.35 | 74.2 | 0.0122 | 6.35 | 74.2 | 0.0122 | 6.35 |  |  | 2 |  | RB-Appl-EffCW-med-ElecDHW-GasCDryer-Tier1-TopSCEDMoMH72CZ16rWtd
RB-Appl-EffCW-med-ElecDHW-GasCDryer-Tier1-Top | DEER2016 | D16v1 | 2015-05-14 08:10 | SCE | DMo | MH85 | CZ05 | rWtd | Each | 1 | 621 | None | 70.3 | 0.0139 | 5.31 | 70.3 | 0.0139 | 5.31 | 70.3 | 0.0139 | 5.31 | 70.3 | 0.0139 | 5.31 |  |  | 2 |  | RB-Appl-EffCW-med-ElecDHW-GasCDryer-Tier1-TopSCEDMoMH85CZ05rWtd
RB-Appl-EffCW-med-ElecDHW-GasCDryer-Tier1-Top | DEER2016 | D16v1 | 2015-05-14 08:10 | SCE | DMo | MH85 | CZ06 | rWtd | Each | 1 | 621 | None | 66.5 | 0.00977 | 6.22 | 66.5 | 0.00977 | 6.22 | 66.5 | 0.00977 | 6.22 | 66.5 | 0.00977 | 6.22 |  |  | 2 |  | RB-Appl-EffCW-med-ElecDHW-GasCDryer-Tier1-TopSCEDMoMH85CZ06rWtd
RB-Appl-EffCW-med-ElecDHW-GasCDryer-Tier1-Top | DEER2016 | D16v1 | 2015-05-14 08:10 | SCE | DMo | MH85 | CZ08 | rWtd | Each | 1 | 621 | None | 73.5 | 0.0122 | 6.14 | 73.5 | 0.0122 | 6.14 | 73.5 | 0.0122 | 6.14 | 73.5 | 0.0122 | 6.14 |  |  | 2 |  | RB-Appl-EffCW-med-ElecDHW-GasCDryer-Tier1-TopSCEDMoMH85CZ08rWtd
RB-Appl-EffCW-med-ElecDHW-GasCDryer-Tier1-Top | DEER2016 | D16v1 | 2015-05-14 08:10 | SCE | DMo | MH85 | CZ09 | rWtd | Each | 1 | 621 | None | 73.1 | 0.0122 | 6.15 | 73.1 | 0.0122 | 6.15 | 73.1 | 0.0122 | 6.15 | 73.1 | 0.0122 | 6.15 |  |  | 2 |  | RB-Appl-EffCW-med-ElecDHW-GasCDryer-Tier1-TopSCEDMoMH85CZ09rWtd
RB-Appl-EffCW-med-ElecDHW-GasCDryer-Tier1-Top | DEER2016 | D16v1 | 2015-05-14 08:10 | SCE | DMo | MH85 | CZ10 | rWtd | Each | 1 | 621 | None | 70.5 | 0.0129 | 6.09 | 70.5 | 0.0129 | 6.09 | 70.5 | 0.0129 | 6.09 | 70.5 | 0.0129 | 6.09 |  |  | 2 |  | RB-Appl-EffCW-med-ElecDHW-GasCDryer-Tier1-TopSCEDMoMH85CZ10rWtd
RB-Appl-EffCW-med-ElecDHW-GasCDryer-Tier1-Top | DEER2016 | D16v1 | 2015-05-14 08:10 | SCE | DMo | MH85 | CZ13 | rWtd | Each | 1 | 621 | None | 73.1 | 0.0128 | 5.83 | 73.1 | 0.0128 | 5.83 | 73.1 | 0.0128 | 5.83 | 73.1 | 0.0128 | 5.83 |  |  | 2 |  | RB-Appl-EffCW-med-ElecDHW-GasCDryer-Tier1-TopSCEDMoMH85CZ13rWtd
RB-Appl-EffCW-med-ElecDHW-GasCDryer-Tier1-Top | DEER2016 | D16v1 | 2015-05-14 08:10 | SCE | DMo | MH85 | CZ14 | rWtd | Each | 1 | 621 | None | 76.1 | 0.0119 | 5.77 | 76.1 | 0.0119 | 5.77 | 76.1 | 0.0119 | 5.77 | 76.1 | 0.0119 | 5.77 |  |  | 2 |  | RB-Appl-EffCW-med-ElecDHW-GasCDryer-Tier1-TopSCEDMoMH85CZ14rWtd
RB-Appl-EffCW-med-ElecDHW-GasCDryer-Tier1-Top | DEER2016 | D16v1 | 2015-05-14 08:10 | SCE | DMo | MH85 | CZ15 | rWtd | Each | 1 | 621 | None | 75.6 | 0.012 | 6.49 | 75.6 | 0.012 | 6.49 | 75.6 | 0.012 | 6.49 | 75.6 | 0.012 | 6.49 |  |  | 2 |  | RB-Appl-EffCW-med-ElecDHW-GasCDryer-Tier1-TopSCEDMoMH85CZ15rWtd
RB-Appl-EffCW-med-ElecDHW-GasCDryer-Tier1-Top | DEER2016 | D16v1 | 2015-05-14 08:10 | SCE | DMo | MH85 | CZ16 | rWtd | Each | 1 | 621 | None | 72 | 0.0136 | 5.37 | 72 | 0.0136 | 5.37 | 72 | 0.0136 | 5.37 | 72 | 0.0136 | 5.37 |  |  | 2 |  | RB-Appl-EffCW-med-ElecDHW-GasCDryer-Tier1-TopSCEDMoMH85CZ16rWtd
RB-Appl-EffCW-med-ElecDHW-GasCDryer-Tier1-Top | DEER2016 | D16v1 | 2015-05-14 08:10 | SCE | MFm | 1975 | CZ05 | rWtd | Each | 1 | 474 | None | 67.9 | 0.00934 | 6.09 | 67.9 | 0.00934 | 6.09 | 67.9 | 0.00934 | 6.09 | 67.9 | 0.00934 | 6.09 |  |  | 2 |  | RB-Appl-EffCW-med-ElecDHW-GasCDryer-Tier1-TopSCEMFm1975CZ05rWtd
RB-Appl-EffCW-med-ElecDHW-GasCDryer-Tier1-Top | DEER2016 | D16v1 | 2015-05-14 08:10 | SCE | MFm | 1975 | CZ06 | rWtd | Each | 1 | 465 | None | 67 | 0.00883 | 6.92 | 67 | 0.00883 | 6.92 | 67 | 0.00883 | 6.92 | 67 | 0.00883 | 6.92 |  |  | 2 |  | RB-Appl-EffCW-med-ElecDHW-GasCDryer-Tier1-TopSCEMFm1975CZ06rWtd
RB-Appl-EffCW-med-ElecDHW-GasCDryer-Tier1-Top | DEER2016 | D16v1 | 2015-05-14 08:10 | SCE | MFm | 1975 | CZ08 | rWtd | Each | 1 | 465 | None | 67.2 | 0.0105 | 6.84 | 67.2 | 0.0105 | 6.84 | 67.2 | 0.0105 | 6.84 | 67.2 | 0.0105 | 6.84 |  |  | 2 |  | RB-Appl-EffCW-med-ElecDHW-GasCDryer-Tier1-TopSCEMFm1975CZ08rWtd
RB-Appl-EffCW-med-ElecDHW-GasCDryer-Tier1-Top | DEER2016 | D16v1 | 2015-05-14 08:10 | SCE | MFm | 1975 | CZ09 | rWtd | Each | 1 | 544 | None | 69.1 | 0.0109 | 6.86 | 69.1 | 0.0109 | 6.86 | 69.1 | 0.0109 | 6.86 | 69.1 | 0.0109 | 6.86 |  |  | 2 |  | RB-Appl-EffCW-med-ElecDHW-GasCDryer-Tier1-TopSCEMFm1975CZ09rWtd
RB-Appl-EffCW-med-ElecDHW-GasCDryer-Tier1-Top | DEER2016 | D16v1 | 2015-05-14 08:10 | SCE | MFm | 1975 | CZ10 | rWtd | Each | 1 | 544 | None | 69.1 | 0.0124 | 6.88 | 69.1 | 0.0124 | 6.88 | 69.1 | 0.0124 | 6.88 | 69.1 | 0.0124 | 6.88 |  |  | 2 |  | RB-Appl-EffCW-med-ElecDHW-GasCDryer-Tier1-TopSCEMFm1975CZ10rWtd
RB-Appl-EffCW-med-ElecDHW-GasCDryer-Tier1-Top | DEER2016 | D16v1 | 2015-05-14 08:10 | SCE | MFm | 1975 | CZ13 | rWtd | Each | 1 | 487 | None | 70.8 | 0.0111 | 6.7 | 70.8 | 0.0111 | 6.7 | 70.8 | 0.0111 | 6.7 | 70.8 | 0.0111 | 6.7 |  |  | 2 |  | RB-Appl-EffCW-med-ElecDHW-GasCDryer-Tier1-TopSCEMFm1975CZ13rWtd
RB-Appl-EffCW-med-ElecDHW-GasCDryer-Tier1-Top | DEER2016 | D16v1 | 2015-05-14 08:10 | SCE | MFm | 1975 | CZ14 | rWtd | Each | 1 | 634 | None | 75.5 | 0.0116 | 6.33 | 75.5 | 0.0116 | 6.33 | 75.5 | 0.0116 | 6.33 | 75.5 | 0.0116 | 6.33 |  |  | 2 |  | RB-Appl-EffCW-med-ElecDHW-GasCDryer-Tier1-TopSCEMFm1975CZ14rWtd
RB-Appl-EffCW-med-ElecDHW-GasCDryer-Tier1-Top | DEER2016 | D16v1 | 2015-05-14 08:10 | SCE | MFm | 1975 | CZ15 | rWtd | Each | 1 | 634 | None | 76.3 | 0.0109 | 7 | 76.3 | 0.0109 | 7 | 76.3 | 0.0109 | 7 | 76.3 | 0.0109 | 7 |  |  | 2 |  | RB-Appl-EffCW-med-ElecDHW-GasCDryer-Tier1-TopSCEMFm1975CZ15rWtd
RB-Appl-EffCW-med-ElecDHW-GasCDryer-Tier1-Top | DEER2016 | D16v1 | 2015-05-14 08:10 | SCE | MFm | 1975 | CZ16 | rWtd | Each | 1 | 474 | None | 71 | 0.0126 | 6.39 | 71 | 0.0126 | 6.39 | 71 | 0.0126 | 6.39 | 71 | 0.0126 | 6.39 |  |  | 2 |  | RB-Appl-EffCW-med-ElecDHW-GasCDryer-Tier1-TopSCEMFm1975CZ16rWtd
RB-Appl-EffCW-med-ElecDHW-GasCDryer-Tier1-Top | DEER2016 | D16v1 | 2015-05-14 08:10 | SCE | MFm | 1985 | CZ05 | rWtd | Each | 1 | 512 | None | 67.9 | 0.00926 | 6.24 | 67.9 | 0.00926 | 6.24 | 67.9 | 0.00926 | 6.24 | 67.9 | 0.00926 | 6.24 |  |  | 2 |  | RB-Appl-EffCW-med-ElecDHW-GasCDryer-Tier1-TopSCEMFm1985CZ05rWtd
RB-Appl-EffCW-med-ElecDHW-GasCDryer-Tier1-Top | DEER2016 | D16v1 | 2015-05-14 08:10 | SCE | MFm | 1985 | CZ06 | rWtd | Each | 1 | 578 | None | 65.9 | 0.0108 | 6.92 | 65.9 | 0.0108 | 6.92 | 65.9 | 0.0108 | 6.92 | 65.9 | 0.0108 | 6.92 |  |  | 2 |  | RB-Appl-EffCW-med-ElecDHW-GasCDryer-Tier1-TopSCEMFm1985CZ06rWtd
RB-Appl-EffCW-med-ElecDHW-GasCDryer-Tier1-Top | DEER2016 | D16v1 | 2015-05-14 08:10 | SCE | MFm | 1985 | CZ08 | rWtd | Each | 1 | 578 | None | 67.5 | 0.0102 | 7.02 | 67.5 | 0.0102 | 7.02 | 67.5 | 0.0102 | 7.02 | 67.5 | 0.0102 | 7.02 |  |  | 2 |  | RB-Appl-EffCW-med-ElecDHW-GasCDryer-Tier1-TopSCEMFm1985CZ08rWtd
RB-Appl-EffCW-med-ElecDHW-GasCDryer-Tier1-Top | DEER2016 | D16v1 | 2015-05-14 08:10 | SCE | MFm | 1985 | CZ09 | rWtd | Each | 1 | 648 | None | 70 | 0.0104 | 6.93 | 70 | 0.0104 | 6.93 | 70 | 0.0104 | 6.93 | 70 | 0.0104 | 6.93 |  |  | 2 |  | RB-Appl-EffCW-med-ElecDHW-GasCDryer-Tier1-TopSCEMFm1985CZ09rWtd
RB-Appl-EffCW-med-ElecDHW-GasCDryer-Tier1-Top | DEER2016 | D16v1 | 2015-05-14 08:10 | SCE | MFm | 1985 | CZ10 | rWtd | Each | 1 | 648 | None | 69.7 | 0.0118 | 6.96 | 69.7 | 0.0118 | 6.96 | 69.7 | 0.0118 | 6.96 | 69.7 | 0.0118 | 6.96 |  |  | 2 |  | RB-Appl-EffCW-med-ElecDHW-GasCDryer-Tier1-TopSCEMFm1985CZ10rWtd
RB-Appl-EffCW-med-ElecDHW-GasCDryer-Tier1-Top | DEER2016 | D16v1 | 2015-05-14 08:10 | SCE | MFm | 1985 | CZ13 | rWtd | Each | 1 | 512 | None | 69 | 0.012 | 6.71 | 69 | 0.012 | 6.71 | 69 | 0.012 | 6.71 | 69 | 0.012 | 6.71 |  |  | 2 |  | RB-Appl-EffCW-med-ElecDHW-GasCDryer-Tier1-TopSCEMFm1985CZ13rWtd
RB-Appl-EffCW-med-ElecDHW-GasCDryer-Tier1-Top | DEER2016 | D16v1 | 2015-05-14 08:10 | SCE | MFm | 1985 | CZ14 | rWtd | Each | 1 | 630 | None | 75.7 | 0.011 | 6.45 | 75.7 | 0.011 | 6.45 | 75.7 | 0.011 | 6.45 | 75.7 | 0.011 | 6.45 |  |  | 2 |  | RB-Appl-EffCW-med-ElecDHW-GasCDryer-Tier1-TopSCEMFm1985CZ14rWtd
RB-Appl-EffCW-med-ElecDHW-GasCDryer-Tier1-Top | DEER2016 | D16v1 | 2015-05-14 08:10 | SCE | MFm | 1985 | CZ15 | rWtd | Each | 1 | 630 | None | 76.2 | 0.011 | 7.03 | 76.2 | 0.011 | 7.03 | 76.2 | 0.011 | 7.03 | 76.2 | 0.011 | 7.03 |  |  | 2 |  | RB-Appl-EffCW-med-ElecDHW-GasCDryer-Tier1-TopSCEMFm1985CZ15rWtd
RB-Appl-EffCW-med-ElecDHW-GasCDryer-Tier1-Top | DEER2016 | D16v1 | 2015-05-14 08:10 | SCE | MFm | 1985 | CZ16 | rWtd | Each | 1 | 512 | None | 72.4 | 0.0107 | 6.45 | 72.4 | 0.0107 | 6.45 | 72.4 | 0.0107 | 6.45 | 72.4 | 0.0107 | 6.45 |  |  | 2 |  | RB-Appl-EffCW-med-ElecDHW-GasCDryer-Tier1-TopSCEMFm1985CZ16rWtd
RB-Appl-EffCW-med-ElecDHW-GasCDryer-Tier1-Top | DEER2016 | D16v1 | 2015-05-14 08:10 | SCE | MFm | 1996 | CZ05 | rWtd | Each | 1 | 432 | None | 68.2 | 0.00931 | 6.36 | 68.2 | 0.00931 | 6.36 | 68.2 | 0.00931 | 6.36 | 68.2 | 0.00931 | 6.36 |  |  | 2 |  | RB-Appl-EffCW-med-ElecDHW-GasCDryer-Tier1-TopSCEMFm1996CZ05rWtd
RB-Appl-EffCW-med-ElecDHW-GasCDryer-Tier1-Top | DEER2016 | D16v1 | 2015-05-14 08:10 | SCE | MFm | 1996 | CZ06 | rWtd | Each | 1 | 518 | None | 66.4 | 0.0111 | 6.94 | 66.4 | 0.0111 | 6.94 | 66.4 | 0.0111 | 6.94 | 66.4 | 0.0111 | 6.94 |  |  | 2 |  | RB-Appl-EffCW-med-ElecDHW-GasCDryer-Tier1-TopSCEMFm1996CZ06rWtd
RB-Appl-EffCW-med-ElecDHW-GasCDryer-Tier1-Top | DEER2016 | D16v1 | 2015-05-14 08:10 | SCE | MFm | 1996 | CZ08 | rWtd | Each | 1 | 518 | None | 68.5 | 0.0114 | 7.04 | 68.5 | 0.0114 | 7.04 | 68.5 | 0.0114 | 7.04 | 68.5 | 0.0114 | 7.04 |  |  | 2 |  | RB-Appl-EffCW-med-ElecDHW-GasCDryer-Tier1-TopSCEMFm1996CZ08rWtd
RB-Appl-EffCW-med-ElecDHW-GasCDryer-Tier1-Top | DEER2016 | D16v1 | 2015-05-14 08:10 | SCE | MFm | 1996 | CZ09 | rWtd | Each | 1 | 487 | None | 71.8 | 0.0106 | 6.93 | 71.8 | 0.0106 | 6.93 | 71.8 | 0.0106 | 6.93 | 71.8 | 0.0106 | 6.93 |  |  | 2 |  | RB-Appl-EffCW-med-ElecDHW-GasCDryer-Tier1-TopSCEMFm1996CZ09rWtd
RB-Appl-EffCW-med-ElecDHW-GasCDryer-Tier1-Top | DEER2016 | D16v1 | 2015-05-14 08:10 | SCE | MFm | 1996 | CZ10 | rWtd | Each | 1 | 487 | None | 68.6 | 0.0146 | 6.89 | 68.6 | 0.0146 | 6.89 | 68.6 | 0.0146 | 6.89 | 68.6 | 0.0146 | 6.89 |  |  | 2 |  | RB-Appl-EffCW-med-ElecDHW-GasCDryer-Tier1-TopSCEMFm1996CZ10rWtd
RB-Appl-EffCW-med-ElecDHW-GasCDryer-Tier1-Top | DEER2016 | D16v1 | 2015-05-14 08:10 | SCE | MFm | 1996 | CZ13 | rWtd | Each | 1 | 456 | None | 70.5 | 0.0114 | 6.73 | 70.5 | 0.0114 | 6.73 | 70.5 | 0.0114 | 6.73 | 70.5 | 0.0114 | 6.73 |  |  | 2 |  | RB-Appl-EffCW-med-ElecDHW-GasCDryer-Tier1-TopSCEMFm1996CZ13rWtd
RB-Appl-EffCW-med-ElecDHW-GasCDryer-Tier1-Top | DEER2016 | D16v1 | 2015-05-14 08:10 | SCE | MFm | 1996 | CZ14 | rWtd | Each | 1 | 480 | None | 74.4 | 0.0101 | 6.9 | 74.4 | 0.0101 | 6.9 | 74.4 | 0.0101 | 6.9 | 74.4 | 0.0101 | 6.9 |  |  | 2 |  | RB-Appl-EffCW-med-ElecDHW-GasCDryer-Tier1-TopSCEMFm1996CZ14rWtd
RB-Appl-EffCW-med-ElecDHW-GasCDryer-Tier1-Top | DEER2016 | D16v1 | 2015-05-14 08:10 | SCE | MFm | 1996 | CZ15 | rWtd | Each | 1 | 480 | None | 70 | 0.0106 | 7.23 | 70 | 0.0106 | 7.23 | 70 | 0.0106 | 7.23 | 70 | 0.0106 | 7.23 |  |  | 2 |  | RB-Appl-EffCW-med-ElecDHW-GasCDryer-Tier1-TopSCEMFm1996CZ15rWtd
RB-Appl-EffCW-med-ElecDHW-GasCDryer-Tier1-Top | DEER2016 | D16v1 | 2015-05-14 08:10 | SCE | MFm | 1996 | CZ16 | rWtd | Each | 1 | 432 | None | 72.6 | 0.0108 | 6.43 | 72.6 | 0.0108 | 6.43 | 72.6 | 0.0108 | 6.43 | 72.6 | 0.0108 | 6.43 |  |  | 2 |  | RB-Appl-EffCW-med-ElecDHW-GasCDryer-Tier1-TopSCEMFm1996CZ16rWtd
RB-Appl-EffCW-med-ElecDHW-GasCDryer-Tier1-Top | DEER2016 | D16v1 | 2015-05-14 08:10 | SCE | MFm | 2003 | CZ05 | rWtd | Each | 1 | 441 | None | 68.2 | 0.00932 | 6.3 | 68.2 | 0.00932 | 6.3 | 68.2 | 0.00932 | 6.3 | 68.2 | 0.00932 | 6.3 |  |  | 2 |  | RB-Appl-EffCW-med-ElecDHW-GasCDryer-Tier1-TopSCEMFm2003CZ05rWtd
RB-Appl-EffCW-med-ElecDHW-GasCDryer-Tier1-Top | DEER2016 | D16v1 | 2015-05-14 08:10 | SCE | MFm | 2003 | CZ06 | rWtd | Each | 1 | 538 | None | 66.3 | 0.00944 | 6.94 | 66.3 | 0.00944 | 6.94 | 66.3 | 0.00944 | 6.94 | 66.3 | 0.00944 | 6.94 |  |  | 2 |  | RB-Appl-EffCW-med-ElecDHW-GasCDryer-Tier1-TopSCEMFm2003CZ06rWtd
RB-Appl-EffCW-med-ElecDHW-GasCDryer-Tier1-Top | DEER2016 | D16v1 | 2015-05-14 08:10 | SCE | MFm | 2003 | CZ08 | rWtd | Each | 1 | 538 | None | 67.5 | 0.00995 | 7.01 | 67.5 | 0.00995 | 7.01 | 67.5 | 0.00995 | 7.01 | 67.5 | 0.00995 | 7.01 |  |  | 2 |  | RB-Appl-EffCW-med-ElecDHW-GasCDryer-Tier1-TopSCEMFm2003CZ08rWtd
RB-Appl-EffCW-med-ElecDHW-GasCDryer-Tier1-Top | DEER2016 | D16v1 | 2015-05-14 08:10 | SCE | MFm | 2003 | CZ09 | rWtd | Each | 1 | 499 | None | 69 | 0.0109 | 6.89 | 69 | 0.0109 | 6.89 | 69 | 0.0109 | 6.89 | 69 | 0.0109 | 6.89 |  |  | 2 |  | RB-Appl-EffCW-med-ElecDHW-GasCDryer-Tier1-TopSCEMFm2003CZ09rWtd
RB-Appl-EffCW-med-ElecDHW-GasCDryer-Tier1-Top | DEER2016 | D16v1 | 2015-05-14 08:10 | SCE | MFm | 2003 | CZ10 | rWtd | Each | 1 | 474 | None | 69.3 | 0.0117 | 7 | 69.3 | 0.0117 | 7 | 69.3 | 0.0117 | 7 | 69.3 | 0.0117 | 7 |  |  | 2 |  | RB-Appl-EffCW-med-ElecDHW-GasCDryer-Tier1-TopSCEMFm2003CZ10rWtd
RB-Appl-EffCW-med-ElecDHW-GasCDryer-Tier1-Top | DEER2016 | D16v1 | 2015-05-14 08:10 | SCE | MFm | 2003 | CZ13 | rWtd | Each | 1 | 474 | None | 71.1 | 0.0107 | 6.86 | 71.1 | 0.0107 | 6.86 | 71.1 | 0.0107 | 6.86 | 71.1 | 0.0107 | 6.86 |  |  | 2 |  | RB-Appl-EffCW-med-ElecDHW-GasCDryer-Tier1-TopSCEMFm2003CZ13rWtd
RB-Appl-EffCW-med-ElecDHW-GasCDryer-Tier1-Top | DEER2016 | D16v1 | 2015-05-14 08:10 | SCE | MFm | 2003 | CZ14 | rWtd | Each | 1 | 487 | None | 75.1 | 0.00992 | 6.86 | 75.1 | 0.00992 | 6.86 | 75.1 | 0.00992 | 6.86 | 75.1 | 0.00992 | 6.86 |  |  | 2 |  | RB-Appl-EffCW-med-ElecDHW-GasCDryer-Tier1-TopSCEMFm2003CZ14rWtd
RB-Appl-EffCW-med-ElecDHW-GasCDryer-Tier1-Top | DEER2016 | D16v1 | 2015-05-14 08:10 | SCE | MFm | 2003 | CZ15 | rWtd | Each | 1 | 487 | None | 70.2 | 0.0105 | 7.22 | 70.2 | 0.0105 | 7.22 | 70.2 | 0.0105 | 7.22 | 70.2 | 0.0105 | 7.22 |  |  | 2 |  | RB-Appl-EffCW-med-ElecDHW-GasCDryer-Tier1-TopSCEMFm2003CZ15rWtd
RB-Appl-EffCW-med-ElecDHW-GasCDryer-Tier1-Top | DEER2016 | D16v1 | 2015-05-14 08:10 | SCE | MFm | 2003 | CZ16 | rWtd | Each | 1 | 441 | None | 73 | 0.0118 | 6.53 | 73 | 0.0118 | 6.53 | 73 | 0.0118 | 6.53 | 73 | 0.0118 | 6.53 |  |  | 2 |  | RB-Appl-EffCW-med-ElecDHW-GasCDryer-Tier1-TopSCEMFm2003CZ16rWtd
RB-Appl-EffCW-med-ElecDHW-GasCDryer-Tier1-Top | DEER2016 | D16v1 | 2015-05-14 08:10 | SCE | MFm | 2007 | CZ05 | rWtd | Each | 1 | 441 | None | 68.5 | 0.00938 | 6.47 | 68.5 | 0.00938 | 6.47 | 68.5 | 0.00938 | 6.47 | 68.5 | 0.00938 | 6.47 |  |  | 2 |  | RB-Appl-EffCW-med-ElecDHW-GasCDryer-Tier1-TopSCEMFm2007CZ05rWtd
RB-Appl-EffCW-med-ElecDHW-GasCDryer-Tier1-Top | DEER2016 | D16v1 | 2015-05-14 08:10 | SCE | MFm | 2007 | CZ06 | rWtd | Each | 1 | 538 | None | 66.5 | 0.0115 | 6.93 | 66.5 | 0.0115 | 6.93 | 66.5 | 0.0115 | 6.93 | 66.5 | 0.0115 | 6.93 |  |  | 2 |  | RB-Appl-EffCW-med-ElecDHW-GasCDryer-Tier1-TopSCEMFm2007CZ06rWtd
RB-Appl-EffCW-med-ElecDHW-GasCDryer-Tier1-Top | DEER2016 | D16v1 | 2015-05-14 08:10 | SCE | MFm | 2007 | CZ08 | rWtd | Each | 1 | 538 | None | 67.7 | 0.01 | 7 | 67.7 | 0.01 | 7 | 67.7 | 0.01 | 7 | 67.7 | 0.01 | 7 |  |  | 2 |  | RB-Appl-EffCW-med-ElecDHW-GasCDryer-Tier1-TopSCEMFm2007CZ08rWtd
RB-Appl-EffCW-med-ElecDHW-GasCDryer-Tier1-Top | DEER2016 | D16v1 | 2015-05-14 08:10 | SCE | MFm | 2007 | CZ09 | rWtd | Each | 1 | 499 | None | 69 | 0.0106 | 6.94 | 69 | 0.0106 | 6.94 | 69 | 0.0106 | 6.94 | 69 | 0.0106 | 6.94 |  |  | 2 |  | RB-Appl-EffCW-med-ElecDHW-GasCDryer-Tier1-TopSCEMFm2007CZ09rWtd
RB-Appl-EffCW-med-ElecDHW-GasCDryer-Tier1-Top | DEER2016 | D16v1 | 2015-05-14 08:10 | SCE | MFm | 2007 | CZ10 | rWtd | Each | 1 | 474 | None | 69.3 | 0.0105 | 7.03 | 69.3 | 0.0105 | 7.03 | 69.3 | 0.0105 | 7.03 | 69.3 | 0.0105 | 7.03 |  |  | 2 |  | RB-Appl-EffCW-med-ElecDHW-GasCDryer-Tier1-TopSCEMFm2007CZ10rWtd
RB-Appl-EffCW-med-ElecDHW-GasCDryer-Tier1-Top | DEER2016 | D16v1 | 2015-05-14 08:10 | SCE | MFm | 2007 | CZ13 | rWtd | Each | 1 | 474 | None | 70.4 | 0.00981 | 6.8 | 70.4 | 0.00981 | 6.8 | 70.4 | 0.00981 | 6.8 | 70.4 | 0.00981 | 6.8 |  |  | 2 |  | RB-Appl-EffCW-med-ElecDHW-GasCDryer-Tier1-TopSCEMFm2007CZ13rWtd
RB-Appl-EffCW-med-ElecDHW-GasCDryer-Tier1-Top | DEER2016 | D16v1 | 2015-05-14 08:10 | SCE | MFm | 2007 | CZ14 | rWtd | Each | 1 | 487 | None | 72.9 | 0.01 | 6.88 | 72.9 | 0.01 | 6.88 | 72.9 | 0.01 | 6.88 | 72.9 | 0.01 | 6.88 |  |  | 2 |  | RB-Appl-EffCW-med-ElecDHW-GasCDryer-Tier1-TopSCEMFm2007CZ14rWtd
RB-Appl-EffCW-med-ElecDHW-GasCDryer-Tier1-Top | DEER2016 | D16v1 | 2015-05-14 08:10 | SCE | MFm | 2007 | CZ15 | rWtd | Each | 1 | 487 | None | 69.1 | 0.00991 | 7.28 | 69.1 | 0.00991 | 7.28 | 69.1 | 0.00991 | 7.28 | 69.1 | 0.00991 | 7.28 |  |  | 2 |  | RB-Appl-EffCW-med-ElecDHW-GasCDryer-Tier1-TopSCEMFm2007CZ15rWtd
RB-Appl-EffCW-med-ElecDHW-GasCDryer-Tier1-Top | DEER2016 | D16v1 | 2015-05-14 08:10 | SCE | MFm | 2007 | CZ16 | rWtd | Each | 1 | 441 | None | 73.9 | 0.0111 | 6.61 | 73.9 | 0.0111 | 6.61 | 73.9 | 0.0111 | 6.61 | 73.9 | 0.0111 | 6.61 |  |  | 2 |  | RB-Appl-EffCW-med-ElecDHW-GasCDryer-Tier1-TopSCEMFm2007CZ16rWtd
RB-Appl-EffCW-med-ElecDHW-GasCDryer-Tier1-Top | DEER2016 | D16v1 | 2015-05-14 08:10 | SCE | MFm | 2011 | CZ05 | rWtd | Each | 1 | 441 | None | 68.5 | 0.00935 | 6.51 | 68.5 | 0.00935 | 6.51 | 68.5 | 0.00935 | 6.51 | 68.5 | 0.00935 | 6.51 |  |  | 2 |  | RB-Appl-EffCW-med-ElecDHW-GasCDryer-Tier1-TopSCEMFm2011CZ05rWtd
RB-Appl-EffCW-med-ElecDHW-GasCDryer-Tier1-Top | DEER2016 | D16v1 | 2015-05-14 08:10 | SCE | MFm | 2011 | CZ06 | rWtd | Each | 1 | 538 | None | 66.4 | 0.0109 | 6.97 | 66.4 | 0.0109 | 6.97 | 66.4 | 0.0109 | 6.97 | 66.4 | 0.0109 | 6.97 |  |  | 2 |  | RB-Appl-EffCW-med-ElecDHW-GasCDryer-Tier1-TopSCEMFm2011CZ06rWtd
RB-Appl-EffCW-med-ElecDHW-GasCDryer-Tier1-Top | DEER2016 | D16v1 | 2015-05-14 08:10 | SCE | MFm | 2011 | CZ08 | rWtd | Each | 1 | 538 | None | 68.6 | 0.00981 | 7.1 | 68.6 | 0.00981 | 7.1 | 68.6 | 0.00981 | 7.1 | 68.6 | 0.00981 | 7.1 |  |  | 2 |  | RB-Appl-EffCW-med-ElecDHW-GasCDryer-Tier1-TopSCEMFm2011CZ08rWtd
RB-Appl-EffCW-med-ElecDHW-GasCDryer-Tier1-Top | DEER2016 | D16v1 | 2015-05-14 08:10 | SCE | MFm | 2011 | CZ09 | rWtd | Each | 1 | 499 | None | 69 | 0.0106 | 7.05 | 69 | 0.0106 | 7.05 | 69 | 0.0106 | 7.05 | 69 | 0.0106 | 7.05 |  |  | 2 |  | RB-Appl-EffCW-med-ElecDHW-GasCDryer-Tier1-TopSCEMFm2011CZ09rWtd
RB-Appl-EffCW-med-ElecDHW-GasCDryer-Tier1-Top | DEER2016 | D16v1 | 2015-05-14 08:10 | SCE | MFm | 2011 | CZ10 | rWtd | Each | 1 | 474 | None | 70.2 | 0.0107 | 7.11 | 70.2 | 0.0107 | 7.11 | 70.2 | 0.0107 | 7.11 | 70.2 | 0.0107 | 7.11 |  |  | 2 |  | RB-Appl-EffCW-med-ElecDHW-GasCDryer-Tier1-TopSCEMFm2011CZ10rWtd
RB-Appl-EffCW-med-ElecDHW-GasCDryer-Tier1-Top | DEER2016 | D16v1 | 2015-05-14 08:10 | SCE | MFm | 2011 | CZ13 | rWtd | Each | 1 | 474 | None | 70.9 | 0.00994 | 6.87 | 70.9 | 0.00994 | 6.87 | 70.9 | 0.00994 | 6.87 | 70.9 | 0.00994 | 6.87 |  |  | 2 |  | RB-Appl-EffCW-med-ElecDHW-GasCDryer-Tier1-TopSCEMFm2011CZ13rWtd
RB-Appl-EffCW-med-ElecDHW-GasCDryer-Tier1-Top | DEER2016 | D16v1 | 2015-05-14 08:10 | SCE | MFm | 2011 | CZ14 | rWtd | Each | 1 | 487 | None | 73.7 | 0.00991 | 6.94 | 73.7 | 0.00991 | 6.94 | 73.7 | 0.00991 | 6.94 | 73.7 | 0.00991 | 6.94 |  |  | 2 |  | RB-Appl-EffCW-med-ElecDHW-GasCDryer-Tier1-TopSCEMFm2011CZ14rWtd
RB-Appl-EffCW-med-ElecDHW-GasCDryer-Tier1-Top | DEER2016 | D16v1 | 2015-05-14 08:10 | SCE | MFm | 2011 | CZ15 | rWtd | Each | 1 | 487 | None | 69.8 | 0.01 | 7.33 | 69.8 | 0.01 | 7.33 | 69.8 | 0.01 | 7.33 | 69.8 | 0.01 | 7.33 |  |  | 2 |  | RB-Appl-EffCW-med-ElecDHW-GasCDryer-Tier1-TopSCEMFm2011CZ15rWtd
RB-Appl-EffCW-med-ElecDHW-GasCDryer-Tier1-Top | DEER2016 | D16v1 | 2015-05-14 08:10 | SCE | MFm | 2011 | CZ16 | rWtd | Each | 1 | 441 | None | 74.4 | 0.0106 | 6.67 | 74.4 | 0.0106 | 6.67 | 74.4 | 0.0106 | 6.67 | 74.4 | 0.0106 | 6.67 |  |  | 2 |  | RB-Appl-EffCW-med-ElecDHW-GasCDryer-Tier1-TopSCEMFm2011CZ16rWtd
RB-Appl-EffCW-med-ElecDHW-GasCDryer-Tier1-Top | DEER2016 | D16v1 | 2015-05-14 08:10 | SCE | MFm | 2014 | CZ05 | rWtd | Each | 1 | 441 | None | 68.9 | 0.00936 | 6.96 | 68.9 | 0.00936 | 6.96 | 68.9 | 0.00936 | 6.96 | 68.9 | 0.00936 | 6.96 |  |  | 2 |  | RB-Appl-EffCW-med-ElecDHW-GasCDryer-Tier1-TopSCEMFm2014CZ05rWtd
RB-Appl-EffCW-med-ElecDHW-GasCDryer-Tier1-Top | DEER2016 | D16v1 | 2015-05-14 08:10 | SCE | MFm | 2014 | CZ06 | rWtd | Each | 1 | 538 | None | 66.6 | 0.0107 | 7.03 | 66.6 | 0.0107 | 7.03 | 66.6 | 0.0107 | 7.03 | 66.6 | 0.0107 | 7.03 |  |  | 2 |  | RB-Appl-EffCW-med-ElecDHW-GasCDryer-Tier1-TopSCEMFm2014CZ06rWtd
RB-Appl-EffCW-med-ElecDHW-GasCDryer-Tier1-Top | DEER2016 | D16v1 | 2015-05-14 08:10 | SCE | MFm | 2014 | CZ08 | rWtd | Each | 1 | 538 | None | 68.7 | 0.0101 | 7.18 | 68.7 | 0.0101 | 7.18 | 68.7 | 0.0101 | 7.18 | 68.7 | 0.0101 | 7.18 |  |  | 2 |  | RB-Appl-EffCW-med-ElecDHW-GasCDryer-Tier1-TopSCEMFm2014CZ08rWtd
RB-Appl-EffCW-med-ElecDHW-GasCDryer-Tier1-Top | DEER2016 | D16v1 | 2015-05-14 08:10 | SCE | MFm | 2014 | CZ09 | rWtd | Each | 1 | 499 | None | 69.8 | 0.0108 | 7.12 | 69.8 | 0.0108 | 7.12 | 69.8 | 0.0108 | 7.12 | 69.8 | 0.0108 | 7.12 |  |  | 2 |  | RB-Appl-EffCW-med-ElecDHW-GasCDryer-Tier1-TopSCEMFm2014CZ09rWtd
RB-Appl-EffCW-med-ElecDHW-GasCDryer-Tier1-Top | DEER2016 | D16v1 | 2015-05-14 08:10 | SCE | MFm | 2014 | CZ10 | rWtd | Each | 1 | 474 | None | 70.4 | 0.0111 | 7.17 | 70.4 | 0.0111 | 7.17 | 70.4 | 0.0111 | 7.17 | 70.4 | 0.0111 | 7.17 |  |  | 2 |  | RB-Appl-EffCW-med-ElecDHW-GasCDryer-Tier1-TopSCEMFm2014CZ10rWtd
RB-Appl-EffCW-med-ElecDHW-GasCDryer-Tier1-Top | DEER2016 | D16v1 | 2015-05-14 08:10 | SCE | MFm | 2014 | CZ13 | rWtd | Each | 1 | 474 | None | 70.9 | 0.00987 | 6.89 | 70.9 | 0.00987 | 6.89 | 70.9 | 0.00987 | 6.89 | 70.9 | 0.00987 | 6.89 |  |  | 2 |  | RB-Appl-EffCW-med-ElecDHW-GasCDryer-Tier1-TopSCEMFm2014CZ13rWtd
RB-Appl-EffCW-med-ElecDHW-GasCDryer-Tier1-Top | DEER2016 | D16v1 | 2015-05-14 08:10 | SCE | MFm | 2014 | CZ14 | rWtd | Each | 1 | 487 | None | 73.3 | 0.0102 | 6.93 | 73.3 | 0.0102 | 6.93 | 73.3 | 0.0102 | 6.93 | 73.3 | 0.0102 | 6.93 |  |  | 2 |  | RB-Appl-EffCW-med-ElecDHW-GasCDryer-Tier1-TopSCEMFm2014CZ14rWtd
RB-Appl-EffCW-med-ElecDHW-GasCDryer-Tier1-Top | DEER2016 | D16v1 | 2015-05-14 08:10 | SCE | MFm | 2014 | CZ15 | rWtd | Each | 1 | 487 | None | 69.5 | 0.00983 | 7.34 | 69.5 | 0.00983 | 7.34 | 69.5 | 0.00983 | 7.34 | 69.5 | 0.00983 | 7.34 |  |  | 2 |  | RB-Appl-EffCW-med-ElecDHW-GasCDryer-Tier1-TopSCEMFm2014CZ15rWtd
RB-Appl-EffCW-med-ElecDHW-GasCDryer-Tier1-Top | DEER2016 | D16v1 | 2015-05-14 08:10 | SCE | MFm | 2014 | CZ16 | rWtd | Each | 1 | 441 | None | 72.9 | 0.0111 | 6.58 | 72.9 | 0.0111 | 6.58 | 72.9 | 0.0111 | 6.58 | 72.9 | 0.0111 | 6.58 |  |  | 2 |  | RB-Appl-EffCW-med-ElecDHW-GasCDryer-Tier1-TopSCEMFm2014CZ16rWtd
RB-Appl-EffCW-med-ElecDHW-GasCDryer-Tier1-Top | DEER2016 | D16v1 | 2015-05-14 08:10 | SCE | MFm | Ex | CZ05 | rWtd | Each | 1 | 474 | None | 67.9 | 0.00934 | 6.09 | 67.9 | 0.00934 | 6.09 | 67.9 | 0.00934 | 6.09 | 67.9 | 0.00934 | 6.09 |  |  | 2 |  | RB-Appl-EffCW-med-ElecDHW-GasCDryer-Tier1-TopSCEMFmExCZ05rWtd
RB-Appl-EffCW-med-ElecDHW-GasCDryer-Tier1-Top | DEER2016 | D16v1 | 2015-05-14 08:10 | SCE | MFm | Ex | CZ06 | rWtd | Each | 1 | 502 | None | 66.6 | 0.00959 | 6.92 | 66.6 | 0.00959 | 6.92 | 66.6 | 0.00959 | 6.92 | 66.6 | 0.00959 | 6.92 |  |  | 2 |  | RB-Appl-EffCW-med-ElecDHW-GasCDryer-Tier1-TopSCEMFmExCZ06rWtd
RB-Appl-EffCW-med-ElecDHW-GasCDryer-Tier1-Top | DEER2016 | D16v1 | 2015-05-14 08:10 | SCE | MFm | Ex | CZ08 | rWtd | Each | 1 | 511 | None | 67.4 | 0.0104 | 6.93 | 67.4 | 0.0104 | 6.93 | 67.4 | 0.0104 | 6.93 | 67.4 | 0.0104 | 6.93 |  |  | 2 |  | RB-Appl-EffCW-med-ElecDHW-GasCDryer-Tier1-TopSCEMFmExCZ08rWtd
RB-Appl-EffCW-med-ElecDHW-GasCDryer-Tier1-Top | DEER2016 | D16v1 | 2015-05-14 08:10 | SCE | MFm | Ex | CZ09 | rWtd | Each | 1 | 571 | None | 69.6 | 0.0107 | 6.89 | 69.6 | 0.0107 | 6.89 | 69.6 | 0.0107 | 6.89 | 69.6 | 0.0107 | 6.89 |  |  | 2 |  | RB-Appl-EffCW-med-ElecDHW-GasCDryer-Tier1-TopSCEMFmExCZ09rWtd
RB-Appl-EffCW-med-ElecDHW-GasCDryer-Tier1-Top | DEER2016 | D16v1 | 2015-05-14 08:10 | SCE | MFm | Ex | CZ10 | rWtd | Each | 1 | 586 | None | 69.3 | 0.0122 | 6.92 | 69.3 | 0.0122 | 6.92 | 69.3 | 0.0122 | 6.92 | 69.3 | 0.0122 | 6.92 |  |  | 2 |  | RB-Appl-EffCW-med-ElecDHW-GasCDryer-Tier1-TopSCEMFmExCZ10rWtd
RB-Appl-EffCW-med-ElecDHW-GasCDryer-Tier1-Top | DEER2016 | D16v1 | 2015-05-14 08:10 | SCE | MFm | Ex | CZ13 | rWtd | Each | 1 | 490 | None | 70.3 | 0.0114 | 6.71 | 70.3 | 0.0114 | 6.71 | 70.3 | 0.0114 | 6.71 | 70.3 | 0.0114 | 6.71 |  |  | 2 |  | RB-Appl-EffCW-med-ElecDHW-GasCDryer-Tier1-TopSCEMFmExCZ13rWtd
RB-Appl-EffCW-med-ElecDHW-GasCDryer-Tier1-Top | DEER2016 | D16v1 | 2015-05-14 08:10 | SCE | MFm | Ex | CZ14 | rWtd | Each | 1 | 624 | None | 75.5 | 0.0112 | 6.43 | 75.5 | 0.0112 | 6.43 | 75.5 | 0.0112 | 6.43 | 75.5 | 0.0112 | 6.43 |  |  | 2 |  | RB-Appl-EffCW-med-ElecDHW-GasCDryer-Tier1-TopSCEMFmExCZ14rWtd
RB-Appl-EffCW-med-ElecDHW-GasCDryer-Tier1-Top | DEER2016 | D16v1 | 2015-05-14 08:10 | SCE | MFm | Ex | CZ15 | rWtd | Each | 1 | 621 | None | 75.8 | 0.0109 | 7.03 | 75.8 | 0.0109 | 7.03 | 75.8 | 0.0109 | 7.03 | 75.8 | 0.0109 | 7.03 |  |  | 2 |  | RB-Appl-EffCW-med-ElecDHW-GasCDryer-Tier1-TopSCEMFmExCZ15rWtd
RB-Appl-EffCW-med-ElecDHW-GasCDryer-Tier1-Top | DEER2016 | D16v1 | 2015-05-14 08:10 | SCE | MFm | Ex | CZ16 | rWtd | Each | 1 | 491 | None | 71.8 | 0.0116 | 6.42 | 71.8 | 0.0116 | 6.42 | 71.8 | 0.0116 | 6.42 | 71.8 | 0.0116 | 6.42 |  |  | 2 |  | RB-Appl-EffCW-med-ElecDHW-GasCDryer-Tier1-TopSCEMFmExCZ16rWtd
RB-Appl-EffCW-med-ElecDHW-GasCDryer-Tier1-Top | DEER2016 | D16v1 | 2015-05-14 08:10 | SCE | MFm | Ex | IOU | rWtd | Each | 1 | 535 | None | 68.4 | 0.0104 | 6.9 | 68.4 | 0.0104 | 6.9 | 68.4 | 0.0104 | 6.9 | 68.4 | 0.0104 | 6.9 |  |  | 2 |  | RB-Appl-EffCW-med-ElecDHW-GasCDryer-Tier1-TopSCEMFmExIOUrWtd
RB-Appl-EffCW-med-ElecDHW-GasCDryer-Tier1-Top | DEER2016 | D16v1 | 2015-05-14 08:10 | SCE | SFm | 1975 | CZ05 | rWtd | Each | 1 | 796 | None | 83.6 | 0.0131 | 7.59 | 83.6 | 0.0131 | 7.59 | 83.6 | 0.0131 | 7.59 | 83.6 | 0.0131 | 7.59 |  |  | 2 |  | RB-Appl-EffCW-med-ElecDHW-GasCDryer-Tier1-TopSCESFm1975CZ05rWtd
RB-Appl-EffCW-med-ElecDHW-GasCDryer-Tier1-Top | DEER2016 | D16v1 | 2015-05-14 08:10 | SCE | SFm | 1975 | CZ06 | rWtd | Each | 1 | 764 | None | 82.3 | 0.0124 | 8.66 | 82.3 | 0.0124 | 8.66 | 82.3 | 0.0124 | 8.66 | 82.3 | 0.0124 | 8.66 |  |  | 2 |  | RB-Appl-EffCW-med-ElecDHW-GasCDryer-Tier1-TopSCESFm1975CZ06rWtd
RB-Appl-EffCW-med-ElecDHW-GasCDryer-Tier1-Top | DEER2016 | D16v1 | 2015-05-14 08:10 | SCE | SFm | 1975 | CZ08 | rWtd | Each | 1 | 764 | None | 83.1 | 0.0125 | 8.44 | 83.1 | 0.0125 | 8.44 | 83.1 | 0.0125 | 8.44 | 83.1 | 0.0125 | 8.44 |  |  | 2 |  | RB-Appl-EffCW-med-ElecDHW-GasCDryer-Tier1-TopSCESFm1975CZ08rWtd
RB-Appl-EffCW-med-ElecDHW-GasCDryer-Tier1-Top | DEER2016 | D16v1 | 2015-05-14 08:10 | SCE | SFm | 1975 | CZ09 | rWtd | Each | 1 | 818 | None | 88.1 | 0.0139 | 8.14 | 88.1 | 0.0139 | 8.14 | 88.1 | 0.0139 | 8.14 | 88.1 | 0.0139 | 8.14 |  |  | 2 |  | RB-Appl-EffCW-med-ElecDHW-GasCDryer-Tier1-TopSCESFm1975CZ09rWtd
RB-Appl-EffCW-med-ElecDHW-GasCDryer-Tier1-Top | DEER2016 | D16v1 | 2015-05-14 08:10 | SCE | SFm | 1975 | CZ10 | rWtd | Each | 1 | 818 | None | 87.9 | 0.0159 | 8.15 | 87.9 | 0.0159 | 8.15 | 87.9 | 0.0159 | 8.15 | 87.9 | 0.0159 | 8.15 |  |  | 2 |  | RB-Appl-EffCW-med-ElecDHW-GasCDryer-Tier1-TopSCESFm1975CZ10rWtd
RB-Appl-EffCW-med-ElecDHW-GasCDryer-Tier1-Top | DEER2016 | D16v1 | 2015-05-14 08:10 | SCE | SFm | 1975 | CZ13 | rWtd | Each | 1 | 764 | None | 89 | 0.016 | 8.06 | 89 | 0.016 | 8.06 | 89 | 0.016 | 8.06 | 89 | 0.016 | 8.06 |  |  | 2 |  | RB-Appl-EffCW-med-ElecDHW-GasCDryer-Tier1-TopSCESFm1975CZ13rWtd
RB-Appl-EffCW-med-ElecDHW-GasCDryer-Tier1-Top | DEER2016 | D16v1 | 2015-05-14 08:10 | SCE | SFm | 1975 | CZ14 | rWtd | Each | 1 | 778 | None | 94.2 | 0.0161 | 8.22 | 94.2 | 0.0161 | 8.22 | 94.2 | 0.0161 | 8.22 | 94.2 | 0.0161 | 8.22 |  |  | 2 |  | RB-Appl-EffCW-med-ElecDHW-GasCDryer-Tier1-TopSCESFm1975CZ14rWtd
RB-Appl-EffCW-med-ElecDHW-GasCDryer-Tier1-Top | DEER2016 | D16v1 | 2015-05-14 08:10 | SCE | SFm | 1975 | CZ15 | rWtd | Each | 1 | 778 | None | 91 | 0.0148 | 8.64 | 91 | 0.0148 | 8.64 | 91 | 0.0148 | 8.64 | 91 | 0.0148 | 8.64 |  |  | 2 |  | RB-Appl-EffCW-med-ElecDHW-GasCDryer-Tier1-TopSCESFm1975CZ15rWtd
RB-Appl-EffCW-med-ElecDHW-GasCDryer-Tier1-Top | DEER2016 | D16v1 | 2015-05-14 08:10 | SCE | SFm | 1975 | CZ16 | rWtd | Each | 1 | 796 | None | 92.8 | 0.0162 | 8.06 | 92.8 | 0.0162 | 8.06 | 92.8 | 0.0162 | 8.06 | 92.8 | 0.0162 | 8.06 |  |  | 2 |  | RB-Appl-EffCW-med-ElecDHW-GasCDryer-Tier1-TopSCESFm1975CZ16rWtd
RB-Appl-EffCW-med-ElecDHW-GasCDryer-Tier1-Top | DEER2016 | D16v1 | 2015-05-14 08:10 | SCE | SFm | 1985 | CZ05 | rWtd | Each | 1 | 952 | None | 83.2 | 0.0149 | 6.7 | 83.2 | 0.0149 | 6.7 | 83.2 | 0.0149 | 6.7 | 83.2 | 0.0149 | 6.7 |  |  | 2 |  | RB-Appl-EffCW-med-ElecDHW-GasCDryer-Tier1-TopSCESFm1985CZ05rWtd
RB-Appl-EffCW-med-ElecDHW-GasCDryer-Tier1-Top | DEER2016 | D16v1 | 2015-05-14 08:10 | SCE | SFm | 1985 | CZ06 | rWtd | Each | 1 | 1030 | None | 83 | 0.0429 | 8.61 | 83 | 0.0429 | 8.61 | 83 | 0.0429 | 8.61 | 83 | 0.0429 | 8.61 |  |  | 2 |  | RB-Appl-EffCW-med-ElecDHW-GasCDryer-Tier1-TopSCESFm1985CZ06rWtd
RB-Appl-EffCW-med-ElecDHW-GasCDryer-Tier1-Top | DEER2016 | D16v1 | 2015-05-14 08:10 | SCE | SFm | 1985 | CZ08 | rWtd | Each | 1 | 1030 | None | 83.6 | 0.0129 | 8.56 | 83.6 | 0.0129 | 8.56 | 83.6 | 0.0129 | 8.56 | 83.6 | 0.0129 | 8.56 |  |  | 2 |  | RB-Appl-EffCW-med-ElecDHW-GasCDryer-Tier1-TopSCESFm1985CZ08rWtd
RB-Appl-EffCW-med-ElecDHW-GasCDryer-Tier1-Top | DEER2016 | D16v1 | 2015-05-14 08:10 | SCE | SFm | 1985 | CZ09 | rWtd | Each | 1 | 906 | None | 86.6 | 0.0144 | 8.4 | 86.6 | 0.0144 | 8.4 | 86.6 | 0.0144 | 8.4 | 86.6 | 0.0144 | 8.4 |  |  | 2 |  | RB-Appl-EffCW-med-ElecDHW-GasCDryer-Tier1-TopSCESFm1985CZ09rWtd
RB-Appl-EffCW-med-ElecDHW-GasCDryer-Tier1-Top | DEER2016 | D16v1 | 2015-05-14 08:10 | SCE | SFm | 1985 | CZ10 | rWtd | Each | 1 | 906 | None | 86 | 0.0166 | 8.25 | 86 | 0.0166 | 8.25 | 86 | 0.0166 | 8.25 | 86 | 0.0166 | 8.25 |  |  | 2 |  | RB-Appl-EffCW-med-ElecDHW-GasCDryer-Tier1-TopSCESFm1985CZ10rWtd
RB-Appl-EffCW-med-ElecDHW-GasCDryer-Tier1-Top | DEER2016 | D16v1 | 2015-05-14 08:10 | SCE | SFm | 1985 | CZ13 | rWtd | Each | 1 | 852 | None | 89.8 | 0.0216 | 7.79 | 89.8 | 0.0216 | 7.79 | 89.8 | 0.0216 | 7.79 | 89.8 | 0.0216 | 7.79 |  |  | 2 |  | RB-Appl-EffCW-med-ElecDHW-GasCDryer-Tier1-TopSCESFm1985CZ13rWtd
RB-Appl-EffCW-med-ElecDHW-GasCDryer-Tier1-Top | DEER2016 | D16v1 | 2015-05-14 08:10 | SCE | SFm | 1985 | CZ14 | rWtd | Each | 1 | 870 | None | 97.4 | 0.0178 | 7.03 | 97.4 | 0.0178 | 7.03 | 97.4 | 0.0178 | 7.03 | 97.4 | 0.0178 | 7.03 |  |  | 2 |  | RB-Appl-EffCW-med-ElecDHW-GasCDryer-Tier1-TopSCESFm1985CZ14rWtd
RB-Appl-EffCW-med-ElecDHW-GasCDryer-Tier1-Top | DEER2016 | D16v1 | 2015-05-14 08:10 | SCE | SFm | 1985 | CZ15 | rWtd | Each | 1 | 870 | None | 95.8 | 0.0166 | 7.89 | 95.8 | 0.0166 | 7.89 | 95.8 | 0.0166 | 7.89 | 95.8 | 0.0166 | 7.89 |  |  | 2 |  | RB-Appl-EffCW-med-ElecDHW-GasCDryer-Tier1-TopSCESFm1985CZ15rWtd
RB-Appl-EffCW-med-ElecDHW-GasCDryer-Tier1-Top | DEER2016 | D16v1 | 2015-05-14 08:10 | SCE | SFm | 1985 | CZ16 | rWtd | Each | 1 | 952 | None | 88.7 | 0.0151 | 7.28 | 88.7 | 0.0151 | 7.28 | 88.7 | 0.0151 | 7.28 | 88.7 | 0.0151 | 7.28 |  |  | 2 |  | RB-Appl-EffCW-med-ElecDHW-GasCDryer-Tier1-TopSCESFm1985CZ16rWtd
RB-Appl-EffCW-med-ElecDHW-GasCDryer-Tier1-Top | DEER2016 | D16v1 | 2015-05-14 08:10 | SCE | SFm | 1996 | CZ05 | rWtd | Each | 1 | 1100 | None | 84 | 0.0114 | 7.7 | 84 | 0.0114 | 7.7 | 84 | 0.0114 | 7.7 | 84 | 0.0114 | 7.7 |  |  | 2 |  | RB-Appl-EffCW-med-ElecDHW-GasCDryer-Tier1-TopSCESFm1996CZ05rWtd
RB-Appl-EffCW-med-ElecDHW-GasCDryer-Tier1-Top | DEER2016 | D16v1 | 2015-05-14 08:10 | SCE | SFm | 1996 | CZ06 | rWtd | Each | 1 | 1150 | None | 81.3 | 0.00302 | 8.66 | 81.3 | 0.00302 | 8.66 | 81.3 | 0.00302 | 8.66 | 81.3 | 0.00302 | 8.66 |  |  | 2 |  | RB-Appl-EffCW-med-ElecDHW-GasCDryer-Tier1-TopSCESFm1996CZ06rWtd
RB-Appl-EffCW-med-ElecDHW-GasCDryer-Tier1-Top | DEER2016 | D16v1 | 2015-05-14 08:10 | SCE | SFm | 1996 | CZ08 | rWtd | Each | 1 | 1150 | None | 85.5 | 0.0111 | 8.59 | 85.5 | 0.0111 | 8.59 | 85.5 | 0.0111 | 8.59 | 85.5 | 0.0111 | 8.59 |  |  | 2 |  | RB-Appl-EffCW-med-ElecDHW-GasCDryer-Tier1-TopSCESFm1996CZ08rWtd
RB-Appl-EffCW-med-ElecDHW-GasCDryer-Tier1-Top | DEER2016 | D16v1 | 2015-05-14 08:10 | SCE | SFm | 1996 | CZ09 | rWtd | Each | 1 | 1090 | None | 85.1 | 0.0123 | 8.55 | 85.1 | 0.0123 | 8.55 | 85.1 | 0.0123 | 8.55 | 85.1 | 0.0123 | 8.55 |  |  | 2 |  | RB-Appl-EffCW-med-ElecDHW-GasCDryer-Tier1-TopSCESFm1996CZ09rWtd
RB-Appl-EffCW-med-ElecDHW-GasCDryer-Tier1-Top | DEER2016 | D16v1 | 2015-05-14 08:10 | SCE | SFm | 1996 | CZ10 | rWtd | Each | 1 | 1090 | None | 86.6 | 0.0134 | 8.52 | 86.6 | 0.0134 | 8.52 | 86.6 | 0.0134 | 8.52 | 86.6 | 0.0134 | 8.52 |  |  | 2 |  | RB-Appl-EffCW-med-ElecDHW-GasCDryer-Tier1-TopSCESFm1996CZ10rWtd
RB-Appl-EffCW-med-ElecDHW-GasCDryer-Tier1-Top | DEER2016 | D16v1 | 2015-05-14 08:10 | SCE | SFm | 1996 | CZ13 | rWtd | Each | 1 | 1020 | None | 90.4 | 0.0166 | 7.7 | 90.4 | 0.0166 | 7.7 | 90.4 | 0.0166 | 7.7 | 90.4 | 0.0166 | 7.7 |  |  | 2 |  | RB-Appl-EffCW-med-ElecDHW-GasCDryer-Tier1-TopSCESFm1996CZ13rWtd
RB-Appl-EffCW-med-ElecDHW-GasCDryer-Tier1-Top | DEER2016 | D16v1 | 2015-05-14 08:10 | SCE | SFm | 1996 | CZ14 | rWtd | Each | 1 | 879 | None | 92.2 | 0.0149 | 7.92 | 92.2 | 0.0149 | 7.92 | 92.2 | 0.0149 | 7.92 | 92.2 | 0.0149 | 7.92 |  |  | 2 |  | RB-Appl-EffCW-med-ElecDHW-GasCDryer-Tier1-TopSCESFm1996CZ14rWtd
RB-Appl-EffCW-med-ElecDHW-GasCDryer-Tier1-Top | DEER2016 | D16v1 | 2015-05-14 08:10 | SCE | SFm | 1996 | CZ15 | rWtd | Each | 1 | 879 | None | 91.2 | 0.0133 | 8.34 | 91.2 | 0.0133 | 8.34 | 91.2 | 0.0133 | 8.34 | 91.2 | 0.0133 | 8.34 |  |  | 2 |  | RB-Appl-EffCW-med-ElecDHW-GasCDryer-Tier1-TopSCESFm1996CZ15rWtd
RB-Appl-EffCW-med-ElecDHW-GasCDryer-Tier1-Top | DEER2016 | D16v1 | 2015-05-14 08:10 | SCE | SFm | 1996 | CZ16 | rWtd | Each | 1 | 1100 | None | 88.1 | 0.0141 | 8.36 | 88.1 | 0.0141 | 8.36 | 88.1 | 0.0141 | 8.36 | 88.1 | 0.0141 | 8.36 |  |  | 2 |  | RB-Appl-EffCW-med-ElecDHW-GasCDryer-Tier1-TopSCESFm1996CZ16rWtd
RB-Appl-EffCW-med-ElecDHW-GasCDryer-Tier1-Top | DEER2016 | D16v1 | 2015-05-14 08:10 | SCE | SFm | 2003 | CZ05 | rWtd | Each | 1 | 1150 | None | 83 | 0.0028 | 6.49 | 83 | 0.0028 | 6.49 | 83 | 0.0028 | 6.49 | 83 | 0.0028 | 6.49 |  |  | 2 |  | RB-Appl-EffCW-med-ElecDHW-GasCDryer-Tier1-TopSCESFm2003CZ05rWtd
RB-Appl-EffCW-med-ElecDHW-GasCDryer-Tier1-Top | DEER2016 | D16v1 | 2015-05-14 08:10 | SCE | SFm | 2003 | CZ06 | rWtd | Each | 1 | 1200 | None | 83.2 | 0.0117 | 7.94 | 83.2 | 0.0117 | 7.94 | 83.2 | 0.0117 | 7.94 | 83.2 | 0.0117 | 7.94 |  |  | 2 |  | RB-Appl-EffCW-med-ElecDHW-GasCDryer-Tier1-TopSCESFm2003CZ06rWtd
RB-Appl-EffCW-med-ElecDHW-GasCDryer-Tier1-Top | DEER2016 | D16v1 | 2015-05-14 08:10 | SCE | SFm | 2003 | CZ08 | rWtd | Each | 1 | 1200 | None | 88.8 | 0.0133 | 7.9 | 88.8 | 0.0133 | 7.9 | 88.8 | 0.0133 | 7.9 | 88.8 | 0.0133 | 7.9 |  |  | 2 |  | RB-Appl-EffCW-med-ElecDHW-GasCDryer-Tier1-TopSCESFm2003CZ08rWtd
RB-Appl-EffCW-med-ElecDHW-GasCDryer-Tier1-Top | DEER2016 | D16v1 | 2015-05-14 08:10 | SCE | SFm | 2003 | CZ09 | rWtd | Each | 1 | 1210 | None | 91.3 | 0.0131 | 7.76 | 91.3 | 0.0131 | 7.76 | 91.3 | 0.0131 | 7.76 | 91.3 | 0.0131 | 7.76 |  |  | 2 |  | RB-Appl-EffCW-med-ElecDHW-GasCDryer-Tier1-TopSCESFm2003CZ09rWtd
RB-Appl-EffCW-med-ElecDHW-GasCDryer-Tier1-Top | DEER2016 | D16v1 | 2015-05-14 08:10 | SCE | SFm | 2003 | CZ10 | rWtd | Each | 1 | 974 | None | 90.2 | 0.0119 | 7.99 | 90.2 | 0.0119 | 7.99 | 90.2 | 0.0119 | 7.99 | 90.2 | 0.0119 | 7.99 |  |  | 2 |  | RB-Appl-EffCW-med-ElecDHW-GasCDryer-Tier1-TopSCESFm2003CZ10rWtd
RB-Appl-EffCW-med-ElecDHW-GasCDryer-Tier1-Top | DEER2016 | D16v1 | 2015-05-14 08:10 | SCE | SFm | 2003 | CZ13 | rWtd | Each | 1 | 974 | None | 91.6 | 0.0169 | 7.82 | 91.6 | 0.0169 | 7.82 | 91.6 | 0.0169 | 7.82 | 91.6 | 0.0169 | 7.82 |  |  | 2 |  | RB-Appl-EffCW-med-ElecDHW-GasCDryer-Tier1-TopSCESFm2003CZ13rWtd
RB-Appl-EffCW-med-ElecDHW-GasCDryer-Tier1-Top | DEER2016 | D16v1 | 2015-05-14 08:10 | SCE | SFm | 2003 | CZ14 | rWtd | Each | 1 | 1080 | None | 91.4 | 0.0111 | 7.97 | 91.4 | 0.0111 | 7.97 | 91.4 | 0.0111 | 7.97 | 91.4 | 0.0111 | 7.97 |  |  | 2 |  | RB-Appl-EffCW-med-ElecDHW-GasCDryer-Tier1-TopSCESFm2003CZ14rWtd
RB-Appl-EffCW-med-ElecDHW-GasCDryer-Tier1-Top | DEER2016 | D16v1 | 2015-05-14 08:10 | SCE | SFm | 2003 | CZ15 | rWtd | Each | 1 | 1080 | None | 90.6 | 0.0146 | 8.55 | 90.6 | 0.0146 | 8.55 | 90.6 | 0.0146 | 8.55 | 90.6 | 0.0146 | 8.55 |  |  | 2 |  | RB-Appl-EffCW-med-ElecDHW-GasCDryer-Tier1-TopSCESFm2003CZ15rWtd
RB-Appl-EffCW-med-ElecDHW-GasCDryer-Tier1-Top | DEER2016 | D16v1 | 2015-05-14 08:10 | SCE | SFm | 2003 | CZ16 | rWtd | Each | 1 | 1150 | None | 89.7 | 0.0262 | 7.68 | 89.7 | 0.0262 | 7.68 | 89.7 | 0.0262 | 7.68 | 89.7 | 0.0262 | 7.68 |  |  | 2 |  | RB-Appl-EffCW-med-ElecDHW-GasCDryer-Tier1-TopSCESFm2003CZ16rWtd
RB-Appl-EffCW-med-ElecDHW-GasCDryer-Tier1-Top | DEER2016 | D16v1 | 2015-05-14 08:10 | SCE | SFm | 2007 | CZ05 | rWtd | Each | 1 | 1150 | None | 83.2 | 0.0136 | 6.93 | 83.2 | 0.0136 | 6.93 | 83.2 | 0.0136 | 6.93 | 83.2 | 0.0136 | 6.93 |  |  | 2 |  | RB-Appl-EffCW-med-ElecDHW-GasCDryer-Tier1-TopSCESFm2007CZ05rWtd
RB-Appl-EffCW-med-ElecDHW-GasCDryer-Tier1-Top | DEER2016 | D16v1 | 2015-05-14 08:10 | SCE | SFm | 2007 | CZ06 | rWtd | Each | 1 | 1200 | None | 83.3 | 0.012 | 8.13 | 83.3 | 0.012 | 8.13 | 83.3 | 0.012 | 8.13 | 83.3 | 0.012 | 8.13 |  |  | 2 |  | RB-Appl-EffCW-med-ElecDHW-GasCDryer-Tier1-TopSCESFm2007CZ06rWtd
RB-Appl-EffCW-med-ElecDHW-GasCDryer-Tier1-Top | DEER2016 | D16v1 | 2015-05-14 08:10 | SCE | SFm | 2007 | CZ08 | rWtd | Each | 1 | 1200 | None | 84.6 | 0.0118 | 7.99 | 84.6 | 0.0118 | 7.99 | 84.6 | 0.0118 | 7.99 | 84.6 | 0.0118 | 7.99 |  |  | 2 |  | RB-Appl-EffCW-med-ElecDHW-GasCDryer-Tier1-TopSCESFm2007CZ08rWtd
RB-Appl-EffCW-med-ElecDHW-GasCDryer-Tier1-Top | DEER2016 | D16v1 | 2015-05-14 08:10 | SCE | SFm | 2007 | CZ09 | rWtd | Each | 1 | 1210 | None | 90.9 | 0.0122 | 7.78 | 90.9 | 0.0122 | 7.78 | 90.9 | 0.0122 | 7.78 | 90.9 | 0.0122 | 7.78 |  |  | 2 |  | RB-Appl-EffCW-med-ElecDHW-GasCDryer-Tier1-TopSCESFm2007CZ09rWtd
RB-Appl-EffCW-med-ElecDHW-GasCDryer-Tier1-Top | DEER2016 | D16v1 | 2015-05-14 08:10 | SCE | SFm | 2007 | CZ10 | rWtd | Each | 1 | 974 | None | 87.1 | 0.0116 | 7.98 | 87.1 | 0.0116 | 7.98 | 87.1 | 0.0116 | 7.98 | 87.1 | 0.0116 | 7.98 |  |  | 2 |  | RB-Appl-EffCW-med-ElecDHW-GasCDryer-Tier1-TopSCESFm2007CZ10rWtd
RB-Appl-EffCW-med-ElecDHW-GasCDryer-Tier1-Top | DEER2016 | D16v1 | 2015-05-14 08:10 | SCE | SFm | 2007 | CZ13 | rWtd | Each | 1 | 974 | None | 89.5 | 0.0152 | 7.72 | 89.5 | 0.0152 | 7.72 | 89.5 | 0.0152 | 7.72 | 89.5 | 0.0152 | 7.72 |  |  | 2 |  | RB-Appl-EffCW-med-ElecDHW-GasCDryer-Tier1-TopSCESFm2007CZ13rWtd
RB-Appl-EffCW-med-ElecDHW-GasCDryer-Tier1-Top | DEER2016 | D16v1 | 2015-05-14 08:10 | SCE | SFm | 2007 | CZ14 | rWtd | Each | 1 | 1080 | None | 91.7 | 0.0125 | 7.87 | 91.7 | 0.0125 | 7.87 | 91.7 | 0.0125 | 7.87 | 91.7 | 0.0125 | 7.87 |  |  | 2 |  | RB-Appl-EffCW-med-ElecDHW-GasCDryer-Tier1-TopSCESFm2007CZ14rWtd
RB-Appl-EffCW-med-ElecDHW-GasCDryer-Tier1-Top | DEER2016 | D16v1 | 2015-05-14 08:10 | SCE | SFm | 2007 | CZ15 | rWtd | Each | 1 | 1080 | None | 88.2 | 0.0127 | 8.53 | 88.2 | 0.0127 | 8.53 | 88.2 | 0.0127 | 8.53 | 88.2 | 0.0127 | 8.53 |  |  | 2 |  | RB-Appl-EffCW-med-ElecDHW-GasCDryer-Tier1-TopSCESFm2007CZ15rWtd
RB-Appl-EffCW-med-ElecDHW-GasCDryer-Tier1-Top | DEER2016 | D16v1 | 2015-05-14 08:10 | SCE | SFm | 2007 | CZ16 | rWtd | Each | 1 | 1150 | None | 88.8 | 0.0117 | 7.81 | 88.8 | 0.0117 | 7.81 | 88.8 | 0.0117 | 7.81 | 88.8 | 0.0117 | 7.81 |  |  | 2 |  | RB-Appl-EffCW-med-ElecDHW-GasCDryer-Tier1-TopSCESFm2007CZ16rWtd
RB-Appl-EffCW-med-ElecDHW-GasCDryer-Tier1-Top | DEER2016 | D16v1 | 2015-05-14 08:10 | SCE | SFm | 2011 | CZ05 | rWtd | Each | 1 | 1150 | None | 82.6 | 0.0133 | 6.57 | 82.6 | 0.0133 | 6.57 | 82.6 | 0.0133 | 6.57 | 82.6 | 0.0133 | 6.57 |  |  | 2 |  | RB-Appl-EffCW-med-ElecDHW-GasCDryer-Tier1-TopSCESFm2011CZ05rWtd
RB-Appl-EffCW-med-ElecDHW-GasCDryer-Tier1-Top | DEER2016 | D16v1 | 2015-05-14 08:10 | SCE | SFm | 2011 | CZ06 | rWtd | Each | 1 | 1200 | None | 81.7 | 0.0118 | 7.94 | 81.7 | 0.0118 | 7.94 | 81.7 | 0.0118 | 7.94 | 81.7 | 0.0118 | 7.94 |  |  | 2 |  | RB-Appl-EffCW-med-ElecDHW-GasCDryer-Tier1-TopSCESFm2011CZ06rWtd
RB-Appl-EffCW-med-ElecDHW-GasCDryer-Tier1-Top | DEER2016 | D16v1 | 2015-05-14 08:10 | SCE | SFm | 2011 | CZ08 | rWtd | Each | 1 | 1200 | None | 92.8 | 0.0121 | 8.13 | 92.8 | 0.0121 | 8.13 | 92.8 | 0.0121 | 8.13 | 92.8 | 0.0121 | 8.13 |  |  | 2 |  | RB-Appl-EffCW-med-ElecDHW-GasCDryer-Tier1-TopSCESFm2011CZ08rWtd
RB-Appl-EffCW-med-ElecDHW-GasCDryer-Tier1-Top | DEER2016 | D16v1 | 2015-05-14 08:10 | SCE | SFm | 2011 | CZ09 | rWtd | Each | 1 | 1210 | None | 93.5 | 0.0128 | 8.03 | 93.5 | 0.0128 | 8.03 | 93.5 | 0.0128 | 8.03 | 93.5 | 0.0128 | 8.03 |  |  | 2 |  | RB-Appl-EffCW-med-ElecDHW-GasCDryer-Tier1-TopSCESFm2011CZ09rWtd
RB-Appl-EffCW-med-ElecDHW-GasCDryer-Tier1-Top | DEER2016 | D16v1 | 2015-05-14 08:10 | SCE | SFm | 2011 | CZ10 | rWtd | Each | 1 | 974 | None | 88.5 | 0.0121 | 8.08 | 88.5 | 0.0121 | 8.08 | 88.5 | 0.0121 | 8.08 | 88.5 | 0.0121 | 8.08 |  |  | 2 |  | RB-Appl-EffCW-med-ElecDHW-GasCDryer-Tier1-TopSCESFm2011CZ10rWtd
RB-Appl-EffCW-med-ElecDHW-GasCDryer-Tier1-Top | DEER2016 | D16v1 | 2015-05-14 08:10 | SCE | SFm | 2011 | CZ13 | rWtd | Each | 1 | 974 | None | 87.4 | 0.0158 | 7.75 | 87.4 | 0.0158 | 7.75 | 87.4 | 0.0158 | 7.75 | 87.4 | 0.0158 | 7.75 |  |  | 2 |  | RB-Appl-EffCW-med-ElecDHW-GasCDryer-Tier1-TopSCESFm2011CZ13rWtd
RB-Appl-EffCW-med-ElecDHW-GasCDryer-Tier1-Top | DEER2016 | D16v1 | 2015-05-14 08:10 | SCE | SFm | 2011 | CZ14 | rWtd | Each | 1 | 1080 | None | 91 | 0.0134 | 7.93 | 91 | 0.0134 | 7.93 | 91 | 0.0134 | 7.93 | 91 | 0.0134 | 7.93 |  |  | 2 |  | RB-Appl-EffCW-med-ElecDHW-GasCDryer-Tier1-TopSCESFm2011CZ14rWtd
RB-Appl-EffCW-med-ElecDHW-GasCDryer-Tier1-Top | DEER2016 | D16v1 | 2015-05-14 08:10 | SCE | SFm | 2011 | CZ15 | rWtd | Each | 1 | 1080 | None | 88.1 | 0.0139 | 8.65 | 88.1 | 0.0139 | 8.65 | 88.1 | 0.0139 | 8.65 | 88.1 | 0.0139 | 8.65 |  |  | 2 |  | RB-Appl-EffCW-med-ElecDHW-GasCDryer-Tier1-TopSCESFm2011CZ15rWtd
RB-Appl-EffCW-med-ElecDHW-GasCDryer-Tier1-Top | DEER2016 | D16v1 | 2015-05-14 08:10 | SCE | SFm | 2011 | CZ16 | rWtd | Each | 1 | 1150 | None | 89.5 | 0.0326 | 7.98 | 89.5 | 0.0326 | 7.98 | 89.5 | 0.0326 | 7.98 | 89.5 | 0.0326 | 7.98 |  |  | 2 |  | RB-Appl-EffCW-med-ElecDHW-GasCDryer-Tier1-TopSCESFm2011CZ16rWtd
RB-Appl-EffCW-med-ElecDHW-GasCDryer-Tier1-Top | DEER2016 | D16v1 | 2015-05-14 08:10 | SCE | SFm | 2014 | CZ05 | rWtd | Each | 1 | 1150 | None | 85.1 | 0.00917 | 7.7 | 85.1 | 0.00917 | 7.7 | 85.1 | 0.00917 | 7.7 | 85.1 | 0.00917 | 7.7 |  |  | 2 |  | RB-Appl-EffCW-med-ElecDHW-GasCDryer-Tier1-TopSCESFm2014CZ05rWtd
RB-Appl-EffCW-med-ElecDHW-GasCDryer-Tier1-Top | DEER2016 | D16v1 | 2015-05-14 08:10 | SCE | SFm | 2014 | CZ06 | rWtd | Each | 1 | 1200 | None | 81.8 | 0.0111 | 8.02 | 81.8 | 0.0111 | 8.02 | 81.8 | 0.0111 | 8.02 | 81.8 | 0.0111 | 8.02 |  |  | 2 |  | RB-Appl-EffCW-med-ElecDHW-GasCDryer-Tier1-TopSCESFm2014CZ06rWtd
RB-Appl-EffCW-med-ElecDHW-GasCDryer-Tier1-Top | DEER2016 | D16v1 | 2015-05-14 08:10 | SCE | SFm | 2014 | CZ08 | rWtd | Each | 1 | 1200 | None | 82.1 | 0.0137 | 8.17 | 82.1 | 0.0137 | 8.17 | 82.1 | 0.0137 | 8.17 | 82.1 | 0.0137 | 8.17 |  |  | 2 |  | RB-Appl-EffCW-med-ElecDHW-GasCDryer-Tier1-TopSCESFm2014CZ08rWtd
RB-Appl-EffCW-med-ElecDHW-GasCDryer-Tier1-Top | DEER2016 | D16v1 | 2015-05-14 08:10 | SCE | SFm | 2014 | CZ09 | rWtd | Each | 1 | 1210 | None | 85.4 | 0.0138 | 8.01 | 85.4 | 0.0138 | 8.01 | 85.4 | 0.0138 | 8.01 | 85.4 | 0.0138 | 8.01 |  |  | 2 |  | RB-Appl-EffCW-med-ElecDHW-GasCDryer-Tier1-TopSCESFm2014CZ09rWtd
RB-Appl-EffCW-med-ElecDHW-GasCDryer-Tier1-Top | DEER2016 | D16v1 | 2015-05-14 08:10 | SCE | SFm | 2014 | CZ10 | rWtd | Each | 1 | 974 | None | 88.4 | 0.014 | 8.09 | 88.4 | 0.014 | 8.09 | 88.4 | 0.014 | 8.09 | 88.4 | 0.014 | 8.09 |  |  | 2 |  | RB-Appl-EffCW-med-ElecDHW-GasCDryer-Tier1-TopSCESFm2014CZ10rWtd
RB-Appl-EffCW-med-ElecDHW-GasCDryer-Tier1-Top | DEER2016 | D16v1 | 2015-05-14 08:10 | SCE | SFm | 2014 | CZ13 | rWtd | Each | 1 | 974 | None | 84.9 | 0.0138 | 7.73 | 84.9 | 0.0138 | 7.73 | 84.9 | 0.0138 | 7.73 | 84.9 | 0.0138 | 7.73 |  |  | 2 |  | RB-Appl-EffCW-med-ElecDHW-GasCDryer-Tier1-TopSCESFm2014CZ13rWtd
RB-Appl-EffCW-med-ElecDHW-GasCDryer-Tier1-Top | DEER2016 | D16v1 | 2015-05-14 08:10 | SCE | SFm | 2014 | CZ14 | rWtd | Each | 1 | 1080 | None | 90.7 | 0.0141 | 7.89 | 90.7 | 0.0141 | 7.89 | 90.7 | 0.0141 | 7.89 | 90.7 | 0.0141 | 7.89 |  |  | 2 |  | RB-Appl-EffCW-med-ElecDHW-GasCDryer-Tier1-TopSCESFm2014CZ14rWtd
RB-Appl-EffCW-med-ElecDHW-GasCDryer-Tier1-Top | DEER2016 | D16v1 | 2015-05-14 08:10 | SCE | SFm | 2014 | CZ15 | rWtd | Each | 1 | 1080 | None | 88.3 | 0.0133 | 8.6 | 88.3 | 0.0133 | 8.6 | 88.3 | 0.0133 | 8.6 | 88.3 | 0.0133 | 8.6 |  |  | 2 |  | RB-Appl-EffCW-med-ElecDHW-GasCDryer-Tier1-TopSCESFm2014CZ15rWtd
RB-Appl-EffCW-med-ElecDHW-GasCDryer-Tier1-Top | DEER2016 | D16v1 | 2015-05-14 08:10 | SCE | SFm | 2014 | CZ16 | rWtd | Each | 1 | 1150 | None | 87.6 | 0.0138 | 7.53 | 87.6 | 0.0138 | 7.53 | 87.6 | 0.0138 | 7.53 | 87.6 | 0.0138 | 7.53 |  |  | 2 |  | RB-Appl-EffCW-med-ElecDHW-GasCDryer-Tier1-TopSCESFm2014CZ16rWtd
RB-Appl-EffCW-med-ElecDHW-GasCDryer-Tier1-Top | DEER2016 | D16v1 | 2015-05-14 08:10 | SCE | SFm | Ex | CZ05 | rWtd | Each | 1 | 844 | None | 83.6 | 0.0128 | 7.47 | 83.6 | 0.0128 | 7.47 | 83.6 | 0.0128 | 7.47 | 83.6 | 0.0128 | 7.47 |  |  | 2 |  | RB-Appl-EffCW-med-ElecDHW-GasCDryer-Tier1-TopSCESFmExCZ05rWtd
RB-Appl-EffCW-med-ElecDHW-GasCDryer-Tier1-Top | DEER2016 | D16v1 | 2015-05-14 08:10 | SCE | SFm | Ex | CZ06 | rWtd | Each | 1 | 865 | None | 82.3 | 0.0144 | 8.58 | 82.3 | 0.0144 | 8.58 | 82.3 | 0.0144 | 8.58 | 82.3 | 0.0144 | 8.58 |  |  | 2 |  | RB-Appl-EffCW-med-ElecDHW-GasCDryer-Tier1-TopSCESFmExCZ06rWtd
RB-Appl-EffCW-med-ElecDHW-GasCDryer-Tier1-Top | DEER2016 | D16v1 | 2015-05-14 08:10 | SCE | SFm | Ex | CZ08 | rWtd | Each | 1 | 834 | None | 83.6 | 0.0125 | 8.43 | 83.6 | 0.0125 | 8.43 | 83.6 | 0.0125 | 8.43 | 83.6 | 0.0125 | 8.43 |  |  | 2 |  | RB-Appl-EffCW-med-ElecDHW-GasCDryer-Tier1-TopSCESFmExCZ08rWtd
RB-Appl-EffCW-med-ElecDHW-GasCDryer-Tier1-Top | DEER2016 | D16v1 | 2015-05-14 08:10 | SCE | SFm | Ex | CZ09 | rWtd | Each | 1 | 868 | None | 87.9 | 0.0138 | 8.18 | 87.9 | 0.0138 | 8.18 | 87.9 | 0.0138 | 8.18 | 87.9 | 0.0138 | 8.18 |  |  | 2 |  | RB-Appl-EffCW-med-ElecDHW-GasCDryer-Tier1-TopSCESFmExCZ09rWtd
RB-Appl-EffCW-med-ElecDHW-GasCDryer-Tier1-Top | DEER2016 | D16v1 | 2015-05-14 08:10 | SCE | SFm | Ex | CZ10 | rWtd | Each | 1 | 925 | None | 87.2 | 0.015 | 8.22 | 87.2 | 0.015 | 8.22 | 87.2 | 0.015 | 8.22 | 87.2 | 0.015 | 8.22 |  |  | 2 |  | RB-Appl-EffCW-med-ElecDHW-GasCDryer-Tier1-TopSCESFmExCZ10rWtd
RB-Appl-EffCW-med-ElecDHW-GasCDryer-Tier1-Top | DEER2016 | D16v1 | 2015-05-14 08:10 | SCE | SFm | Ex | CZ13 | rWtd | Each | 1 | 868 | None | 89.5 | 0.0173 | 7.89 | 89.5 | 0.0173 | 7.89 | 89.5 | 0.0173 | 7.89 | 89.5 | 0.0173 | 7.89 |  |  | 2 |  | RB-Appl-EffCW-med-ElecDHW-GasCDryer-Tier1-TopSCESFmExCZ13rWtd
RB-Appl-EffCW-med-ElecDHW-GasCDryer-Tier1-Top | DEER2016 | D16v1 | 2015-05-14 08:10 | SCE | SFm | Ex | CZ14 | rWtd | Each | 1 | 864 | None | 95.5 | 0.0166 | 7.51 | 95.5 | 0.0166 | 7.51 | 95.5 | 0.0166 | 7.51 | 95.5 | 0.0166 | 7.51 |  |  | 2 |  | RB-Appl-EffCW-med-ElecDHW-GasCDryer-Tier1-TopSCESFmExCZ14rWtd
RB-Appl-EffCW-med-ElecDHW-GasCDryer-Tier1-Top | DEER2016 | D16v1 | 2015-05-14 08:10 | SCE | SFm | Ex | CZ15 | rWtd | Each | 1 | 857 | None | 92.9 | 0.0152 | 8.26 | 92.9 | 0.0152 | 8.26 | 92.9 | 0.0152 | 8.26 | 92.9 | 0.0152 | 8.26 |  |  | 2 |  | RB-Appl-EffCW-med-ElecDHW-GasCDryer-Tier1-TopSCESFmExCZ15rWtd
RB-Appl-EffCW-med-ElecDHW-GasCDryer-Tier1-Top | DEER2016 | D16v1 | 2015-05-14 08:10 | SCE | SFm | Ex | CZ16 | rWtd | Each | 1 | 865 | None | 91.4 | 0.0163 | 7.88 | 91.4 | 0.0163 | 7.88 | 91.4 | 0.0163 | 7.88 | 91.4 | 0.0163 | 7.88 |  |  | 2 |  | RB-Appl-EffCW-med-ElecDHW-GasCDryer-Tier1-TopSCESFmExCZ16rWtd
RB-Appl-EffCW-med-ElecDHW-GasCDryer-Tier1-Top | DEER2016 | D16v1 | 2015-05-14 08:10 | SCE | SFm | Ex | IOU | rWtd | Each | 1 | 873 | None | 87 | 0.0144 | 8.22 | 87 | 0.0144 | 8.22 | 87 | 0.0144 | 8.22 | 87 | 0.0144 | 8.22 |  |  | 2 |  | RB-Appl-EffCW-med-ElecDHW-GasCDryer-Tier1-TopSCESFmExIOUrWtd
RB-Appl-EffCW-med-ElecDHW-GasCDryer-Tier1-Top | DEER2016 | D16v1 | 2015-05-14 08:10 | SCG | DMo | Ex | CZ04 | rWtd | Each | 1 | 621 | None | 70.8 | 0.0136 | 5.58 | 70.8 | 0.0136 | 5.58 | 70.8 | 0.0136 | 5.58 | 70.8 | 0.0136 | 5.58 |  |  | 2 |  | RB-Appl-EffCW-med-ElecDHW-GasCDryer-Tier1-TopSCGDMoExCZ04rWtd
RB-Appl-EffCW-med-ElecDHW-GasCDryer-Tier1-Top | DEER2016 | D16v1 | 2015-05-14 08:10 | SCG | DMo | Ex | CZ05 | rWtd | Each | 1 | 612 | None | 66.6 | 0.0103 | 5.69 | 66.6 | 0.0103 | 5.69 | 66.6 | 0.0103 | 5.69 | 66.6 | 0.0103 | 5.69 |  |  | 2 |  | RB-Appl-EffCW-med-ElecDHW-GasCDryer-Tier1-TopSCGDMoExCZ05rWtd
RB-Appl-EffCW-med-ElecDHW-GasCDryer-Tier1-Top | DEER2016 | D16v1 | 2015-05-14 08:10 | SCG | DMo | Ex | CZ06 | rWtd | Each | 1 | 613 | None | 65.4 | 0.00894 | 6.43 | 65.4 | 0.00894 | 6.43 | 65.4 | 0.00894 | 6.43 | 65.4 | 0.00894 | 6.43 |  |  | 2 |  | RB-Appl-EffCW-med-ElecDHW-GasCDryer-Tier1-TopSCGDMoExCZ06rWtd
RB-Appl-EffCW-med-ElecDHW-GasCDryer-Tier1-Top | DEER2016 | D16v1 | 2015-05-14 08:10 | SCG | DMo | Ex | CZ08 | rWtd | Each | 1 | 610 | None | 70 | 0.0111 | 6.43 | 70 | 0.0111 | 6.43 | 70 | 0.0111 | 6.43 | 70 | 0.0111 | 6.43 |  |  | 2 |  | RB-Appl-EffCW-med-ElecDHW-GasCDryer-Tier1-TopSCGDMoExCZ08rWtd
RB-Appl-EffCW-med-ElecDHW-GasCDryer-Tier1-Top | DEER2016 | D16v1 | 2015-05-14 08:10 | SCG | DMo | Ex | CZ09 | rWtd | Each | 1 | 609 | None | 70.4 | 0.0113 | 6.41 | 70.4 | 0.0113 | 6.41 | 70.4 | 0.0113 | 6.41 | 70.4 | 0.0113 | 6.41 |  |  | 2 |  | RB-Appl-EffCW-med-ElecDHW-GasCDryer-Tier1-TopSCGDMoExCZ09rWtd
RB-Appl-EffCW-med-ElecDHW-GasCDryer-Tier1-Top | DEER2016 | D16v1 | 2015-05-14 08:10 | SCG | DMo | Ex | CZ10 | rWtd | Each | 1 | 610 | None | 71 | 0.0126 | 6.31 | 71 | 0.0126 | 6.31 | 71 | 0.0126 | 6.31 | 71 | 0.0126 | 6.31 |  |  | 2 |  | RB-Appl-EffCW-med-ElecDHW-GasCDryer-Tier1-TopSCGDMoExCZ10rWtd
RB-Appl-EffCW-med-ElecDHW-GasCDryer-Tier1-Top | DEER2016 | D16v1 | 2015-05-14 08:10 | SCG | DMo | Ex | CZ13 | rWtd | Each | 1 | 605 | None | 70.8 | 0.0117 | 6.31 | 70.8 | 0.0117 | 6.31 | 70.8 | 0.0117 | 6.31 | 70.8 | 0.0117 | 6.31 |  |  | 2 |  | RB-Appl-EffCW-med-ElecDHW-GasCDryer-Tier1-TopSCGDMoExCZ13rWtd
RB-Appl-EffCW-med-ElecDHW-GasCDryer-Tier1-Top | DEER2016 | D16v1 | 2015-05-14 08:10 | SCG | DMo | Ex | CZ14 | rWtd | Each | 1 | 617 | None | 72.5 | 0.0111 | 5.92 | 72.5 | 0.0111 | 5.92 | 72.5 | 0.0111 | 5.92 | 72.5 | 0.0111 | 5.92 |  |  | 2 |  | RB-Appl-EffCW-med-ElecDHW-GasCDryer-Tier1-TopSCGDMoExCZ14rWtd
RB-Appl-EffCW-med-ElecDHW-GasCDryer-Tier1-Top | DEER2016 | D16v1 | 2015-05-14 08:10 | SCG | DMo | Ex | CZ15 | rWtd | Each | 1 | 615 | None | 75.9 | 0.0116 | 6.64 | 75.9 | 0.0116 | 6.64 | 75.9 | 0.0116 | 6.64 | 75.9 | 0.0116 | 6.64 |  |  | 2 |  | RB-Appl-EffCW-med-ElecDHW-GasCDryer-Tier1-TopSCGDMoExCZ15rWtd
RB-Appl-EffCW-med-ElecDHW-GasCDryer-Tier1-Top | DEER2016 | D16v1 | 2015-05-14 08:10 | SCG | DMo | Ex | CZ16 | rWtd | Each | 1 | 621 | None | 75.9 | 0.0135 | 5.74 | 75.9 | 0.0135 | 5.74 | 75.9 | 0.0135 | 5.74 | 75.9 | 0.0135 | 5.74 |  |  | 2 |  | RB-Appl-EffCW-med-ElecDHW-GasCDryer-Tier1-TopSCGDMoExCZ16rWtd
RB-Appl-EffCW-med-ElecDHW-GasCDryer-Tier1-Top | DEER2016 | D16v1 | 2015-05-14 08:10 | SCG | DMo | Ex | IOU | rWtd | Each | 1 | 611 | None | 70.1 | 0.0115 | 6.34 | 70.1 | 0.0115 | 6.34 | 70.1 | 0.0115 | 6.34 | 70.1 | 0.0115 | 6.34 |  |  | 2 |  | RB-Appl-EffCW-med-ElecDHW-GasCDryer-Tier1-TopSCGDMoExIOUrWtd
RB-Appl-EffCW-med-ElecDHW-GasCDryer-Tier1-Top | DEER2016 | D16v1 | 2015-05-14 08:10 | SCG | DMo | MH00 | CZ04 | rWtd | Each | 1 | 621 | None | 73.1 | 0.0131 | 6.03 | 73.1 | 0.0131 | 6.03 | 73.1 | 0.0131 | 6.03 | 73.1 | 0.0131 | 6.03 |  |  | 2 |  | RB-Appl-EffCW-med-ElecDHW-GasCDryer-Tier1-TopSCGDMoMH00CZ04rWtd
RB-Appl-EffCW-med-ElecDHW-GasCDryer-Tier1-Top | DEER2016 | D16v1 | 2015-05-14 08:10 | SCG | DMo | MH00 | CZ05 | rWtd | Each | 1 | 621 | None | 65.3 | 0.0106 | 5.44 | 65.3 | 0.0106 | 5.44 | 65.3 | 0.0106 | 5.44 | 65.3 | 0.0106 | 5.44 |  |  | 2 |  | RB-Appl-EffCW-med-ElecDHW-GasCDryer-Tier1-TopSCGDMoMH00CZ05rWtd
RB-Appl-EffCW-med-ElecDHW-GasCDryer-Tier1-Top | DEER2016 | D16v1 | 2015-05-14 08:10 | SCG | DMo | MH00 | CZ06 | rWtd | Each | 1 | 621 | None | 65 | 0.00872 | 6.22 | 65 | 0.00872 | 6.22 | 65 | 0.00872 | 6.22 | 65 | 0.00872 | 6.22 |  |  | 2 |  | RB-Appl-EffCW-med-ElecDHW-GasCDryer-Tier1-TopSCGDMoMH00CZ06rWtd
RB-Appl-EffCW-med-ElecDHW-GasCDryer-Tier1-Top | DEER2016 | D16v1 | 2015-05-14 08:10 | SCG | DMo | MH00 | CZ08 | rWtd | Each | 1 | 621 | None | 70.5 | 0.0115 | 6.31 | 70.5 | 0.0115 | 6.31 | 70.5 | 0.0115 | 6.31 | 70.5 | 0.0115 | 6.31 |  |  | 2 |  | RB-Appl-EffCW-med-ElecDHW-GasCDryer-Tier1-TopSCGDMoMH00CZ08rWtd
RB-Appl-EffCW-med-ElecDHW-GasCDryer-Tier1-Top | DEER2016 | D16v1 | 2015-05-14 08:10 | SCG | DMo | MH00 | CZ09 | rWtd | Each | 1 | 621 | None | 73.1 | 0.0121 | 6.23 | 73.1 | 0.0121 | 6.23 | 73.1 | 0.0121 | 6.23 | 73.1 | 0.0121 | 6.23 |  |  | 2 |  | RB-Appl-EffCW-med-ElecDHW-GasCDryer-Tier1-TopSCGDMoMH00CZ09rWtd
RB-Appl-EffCW-med-ElecDHW-GasCDryer-Tier1-Top | DEER2016 | D16v1 | 2015-05-14 08:10 | SCG | DMo | MH00 | CZ10 | rWtd | Each | 1 | 621 | None | 76.1 | 0.0136 | 6.29 | 76.1 | 0.0136 | 6.29 | 76.1 | 0.0136 | 6.29 | 76.1 | 0.0136 | 6.29 |  |  | 2 |  | RB-Appl-EffCW-med-ElecDHW-GasCDryer-Tier1-TopSCGDMoMH00CZ10rWtd
RB-Appl-EffCW-med-ElecDHW-GasCDryer-Tier1-Top | DEER2016 | D16v1 | 2015-05-14 08:10 | SCG | DMo | MH00 | CZ13 | rWtd | Each | 1 | 621 | None | 75.4 | 0.0135 | 5.87 | 75.4 | 0.0135 | 5.87 | 75.4 | 0.0135 | 5.87 | 75.4 | 0.0135 | 5.87 |  |  | 2 |  | RB-Appl-EffCW-med-ElecDHW-GasCDryer-Tier1-TopSCGDMoMH00CZ13rWtd
RB-Appl-EffCW-med-ElecDHW-GasCDryer-Tier1-Top | DEER2016 | D16v1 | 2015-05-14 08:10 | SCG | DMo | MH00 | CZ14 | rWtd | Each | 1 | 621 | None | 73.3 | 0.0122 | 6 | 73.3 | 0.0122 | 6 | 73.3 | 0.0122 | 6 | 73.3 | 0.0122 | 6 |  |  | 2 |  | RB-Appl-EffCW-med-ElecDHW-GasCDryer-Tier1-TopSCGDMoMH00CZ14rWtd
RB-Appl-EffCW-med-ElecDHW-GasCDryer-Tier1-Top | DEER2016 | D16v1 | 2015-05-14 08:10 | SCG | DMo | MH00 | CZ15 | rWtd | Each | 1 | 621 | None | 80.2 | 0.0112 | 6.54 | 80.2 | 0.0112 | 6.54 | 80.2 | 0.0112 | 6.54 | 80.2 | 0.0112 | 6.54 |  |  | 2 |  | RB-Appl-EffCW-med-ElecDHW-GasCDryer-Tier1-TopSCGDMoMH00CZ15rWtd
RB-Appl-EffCW-med-ElecDHW-GasCDryer-Tier1-Top | DEER2016 | D16v1 | 2015-05-14 08:10 | SCG | DMo | MH00 | CZ16 | rWtd | Each | 1 | 621 | None | 77.4 | 0.0137 | 5.8 | 77.4 | 0.0137 | 5.8 | 77.4 | 0.0137 | 5.8 | 77.4 | 0.0137 | 5.8 |  |  | 2 |  | RB-Appl-EffCW-med-ElecDHW-GasCDryer-Tier1-TopSCGDMoMH00CZ16rWtd
RB-Appl-EffCW-med-ElecDHW-GasCDryer-Tier1-Top | DEER2016 | D16v1 | 2015-05-14 08:10 | SCG | DMo | MH06 | CZ04 | rWtd | Each | 1 | 621 | None | 73.6 | 0.0124 | 5.96 | 73.6 | 0.0124 | 5.96 | 73.6 | 0.0124 | 5.96 | 73.6 | 0.0124 | 5.96 |  |  | 2 |  | RB-Appl-EffCW-med-ElecDHW-GasCDryer-Tier1-TopSCGDMoMH06CZ04rWtd
RB-Appl-EffCW-med-ElecDHW-GasCDryer-Tier1-Top | DEER2016 | D16v1 | 2015-05-14 08:10 | SCG | DMo | MH06 | CZ05 | rWtd | Each | 1 | 621 | None | 66.1 | 0.0116 | 5.5 | 66.1 | 0.0116 | 5.5 | 66.1 | 0.0116 | 5.5 | 66.1 | 0.0116 | 5.5 |  |  | 2 |  | RB-Appl-EffCW-med-ElecDHW-GasCDryer-Tier1-TopSCGDMoMH06CZ05rWtd
RB-Appl-EffCW-med-ElecDHW-GasCDryer-Tier1-Top | DEER2016 | D16v1 | 2015-05-14 08:10 | SCG | DMo | MH06 | CZ06 | rWtd | Each | 1 | 621 | None | 65.2 | 0.00837 | 6.34 | 65.2 | 0.00837 | 6.34 | 65.2 | 0.00837 | 6.34 | 65.2 | 0.00837 | 6.34 |  |  | 2 |  | RB-Appl-EffCW-med-ElecDHW-GasCDryer-Tier1-TopSCGDMoMH06CZ06rWtd
RB-Appl-EffCW-med-ElecDHW-GasCDryer-Tier1-Top | DEER2016 | D16v1 | 2015-05-14 08:10 | SCG | DMo | MH06 | CZ08 | rWtd | Each | 1 | 621 | None | 72.3 | 0.0107 | 6.41 | 72.3 | 0.0107 | 6.41 | 72.3 | 0.0107 | 6.41 | 72.3 | 0.0107 | 6.41 |  |  | 2 |  | RB-Appl-EffCW-med-ElecDHW-GasCDryer-Tier1-TopSCGDMoMH06CZ08rWtd
RB-Appl-EffCW-med-ElecDHW-GasCDryer-Tier1-Top | DEER2016 | D16v1 | 2015-05-14 08:10 | SCG | DMo | MH06 | CZ09 | rWtd | Each | 1 | 621 | None | 71.5 | 0.011 | 6.29 | 71.5 | 0.011 | 6.29 | 71.5 | 0.011 | 6.29 | 71.5 | 0.011 | 6.29 |  |  | 2 |  | RB-Appl-EffCW-med-ElecDHW-GasCDryer-Tier1-TopSCGDMoMH06CZ09rWtd
RB-Appl-EffCW-med-ElecDHW-GasCDryer-Tier1-Top | DEER2016 | D16v1 | 2015-05-14 08:10 | SCG | DMo | MH06 | CZ10 | rWtd | Each | 1 | 621 | None | 76 | 0.0106 | 6.2 | 76 | 0.0106 | 6.2 | 76 | 0.0106 | 6.2 | 76 | 0.0106 | 6.2 |  |  | 2 |  | RB-Appl-EffCW-med-ElecDHW-GasCDryer-Tier1-TopSCGDMoMH06CZ10rWtd
RB-Appl-EffCW-med-ElecDHW-GasCDryer-Tier1-Top | DEER2016 | D16v1 | 2015-05-14 08:10 | SCG | DMo | MH06 | CZ13 | rWtd | Each | 1 | 621 | None | 74.5 | 0.0125 | 5.84 | 74.5 | 0.0125 | 5.84 | 74.5 | 0.0125 | 5.84 | 74.5 | 0.0125 | 5.84 |  |  | 2 |  | RB-Appl-EffCW-med-ElecDHW-GasCDryer-Tier1-TopSCGDMoMH06CZ13rWtd
RB-Appl-EffCW-med-ElecDHW-GasCDryer-Tier1-Top | DEER2016 | D16v1 | 2015-05-14 08:10 | SCG | DMo | MH06 | CZ14 | rWtd | Each | 1 | 621 | None | 72.8 | 0.00867 | 5.87 | 72.8 | 0.00867 | 5.87 | 72.8 | 0.00867 | 5.87 | 72.8 | 0.00867 | 5.87 |  |  | 2 |  | RB-Appl-EffCW-med-ElecDHW-GasCDryer-Tier1-TopSCGDMoMH06CZ14rWtd
RB-Appl-EffCW-med-ElecDHW-GasCDryer-Tier1-Top | DEER2016 | D16v1 | 2015-05-14 08:10 | SCG | DMo | MH06 | CZ15 | rWtd | Each | 1 | 621 | None | 76.4 | 0.0102 | 6.55 | 76.4 | 0.0102 | 6.55 | 76.4 | 0.0102 | 6.55 | 76.4 | 0.0102 | 6.55 |  |  | 2 |  | RB-Appl-EffCW-med-ElecDHW-GasCDryer-Tier1-TopSCGDMoMH06CZ15rWtd
RB-Appl-EffCW-med-ElecDHW-GasCDryer-Tier1-Top | DEER2016 | D16v1 | 2015-05-14 08:10 | SCG | DMo | MH06 | CZ16 | rWtd | Each | 1 | 621 | None | 72.7 | 0.0128 | 5.76 | 72.7 | 0.0128 | 5.76 | 72.7 | 0.0128 | 5.76 | 72.7 | 0.0128 | 5.76 |  |  | 2 |  | RB-Appl-EffCW-med-ElecDHW-GasCDryer-Tier1-TopSCGDMoMH06CZ16rWtd
RB-Appl-EffCW-med-ElecDHW-GasCDryer-Tier1-Top | DEER2016 | D16v1 | 2015-05-14 08:10 | SCG | DMo | MH72 | CZ04 | rWtd | Each | 1 | 598 | None | 69.4 | 0.0121 | 6.56 | 69.4 | 0.0121 | 6.56 | 69.4 | 0.0121 | 6.56 | 69.4 | 0.0121 | 6.56 |  |  | 2 |  | RB-Appl-EffCW-med-ElecDHW-GasCDryer-Tier1-TopSCGDMoMH72CZ04rWtd
RB-Appl-EffCW-med-ElecDHW-GasCDryer-Tier1-Top | DEER2016 | D16v1 | 2015-05-14 08:10 | SCG | DMo | MH72 | CZ05 | rWtd | Each | 1 | 598 | None | 67.1 | 0.0101 | 6.32 | 67.1 | 0.0101 | 6.32 | 67.1 | 0.0101 | 6.32 | 67.1 | 0.0101 | 6.32 |  |  | 2 |  | RB-Appl-EffCW-med-ElecDHW-GasCDryer-Tier1-TopSCGDMoMH72CZ05rWtd
RB-Appl-EffCW-med-ElecDHW-GasCDryer-Tier1-Top | DEER2016 | D16v1 | 2015-05-14 08:10 | SCG | DMo | MH72 | CZ06 | rWtd | Each | 1 | 598 | None | 66 | 0.00927 | 6.82 | 66 | 0.00927 | 6.82 | 66 | 0.00927 | 6.82 | 66 | 0.00927 | 6.82 |  |  | 2 |  | RB-Appl-EffCW-med-ElecDHW-GasCDryer-Tier1-TopSCGDMoMH72CZ06rWtd
RB-Appl-EffCW-med-ElecDHW-GasCDryer-Tier1-Top | DEER2016 | D16v1 | 2015-05-14 08:10 | SCG | DMo | MH72 | CZ08 | rWtd | Each | 1 | 598 | None | 68.4 | 0.0105 | 6.69 | 68.4 | 0.0105 | 6.69 | 68.4 | 0.0105 | 6.69 | 68.4 | 0.0105 | 6.69 |  |  | 2 |  | RB-Appl-EffCW-med-ElecDHW-GasCDryer-Tier1-TopSCGDMoMH72CZ08rWtd
RB-Appl-EffCW-med-ElecDHW-GasCDryer-Tier1-Top | DEER2016 | D16v1 | 2015-05-14 08:10 | SCG | DMo | MH72 | CZ09 | rWtd | Each | 1 | 598 | None | 69 | 0.0108 | 6.64 | 69 | 0.0108 | 6.64 | 69 | 0.0108 | 6.64 | 69 | 0.0108 | 6.64 |  |  | 2 |  | RB-Appl-EffCW-med-ElecDHW-GasCDryer-Tier1-TopSCGDMoMH72CZ09rWtd
RB-Appl-EffCW-med-ElecDHW-GasCDryer-Tier1-Top | DEER2016 | D16v1 | 2015-05-14 08:10 | SCG | DMo | MH72 | CZ10 | rWtd | Each | 1 | 598 | None | 71.1 | 0.0121 | 6.57 | 71.1 | 0.0121 | 6.57 | 71.1 | 0.0121 | 6.57 | 71.1 | 0.0121 | 6.57 |  |  | 2 |  | RB-Appl-EffCW-med-ElecDHW-GasCDryer-Tier1-TopSCGDMoMH72CZ10rWtd
RB-Appl-EffCW-med-ElecDHW-GasCDryer-Tier1-Top | DEER2016 | D16v1 | 2015-05-14 08:10 | SCG | DMo | MH72 | CZ13 | rWtd | Each | 1 | 598 | None | 69.9 | 0.0113 | 6.51 | 69.9 | 0.0113 | 6.51 | 69.9 | 0.0113 | 6.51 | 69.9 | 0.0113 | 6.51 |  |  | 2 |  | RB-Appl-EffCW-med-ElecDHW-GasCDryer-Tier1-TopSCGDMoMH72CZ13rWtd
RB-Appl-EffCW-med-ElecDHW-GasCDryer-Tier1-Top | DEER2016 | D16v1 | 2015-05-14 08:10 | SCG | DMo | MH72 | CZ14 | rWtd | Each | 1 | 598 | None | 71.2 | 0.0109 | 6.69 | 71.2 | 0.0109 | 6.69 | 71.2 | 0.0109 | 6.69 | 71.2 | 0.0109 | 6.69 |  |  | 2 |  | RB-Appl-EffCW-med-ElecDHW-GasCDryer-Tier1-TopSCGDMoMH72CZ14rWtd
RB-Appl-EffCW-med-ElecDHW-GasCDryer-Tier1-Top | DEER2016 | D16v1 | 2015-05-14 08:10 | SCG | DMo | MH72 | CZ15 | rWtd | Each | 1 | 598 | None | 74.7 | 0.0108 | 7.06 | 74.7 | 0.0108 | 7.06 | 74.7 | 0.0108 | 7.06 | 74.7 | 0.0108 | 7.06 |  |  | 2 |  | RB-Appl-EffCW-med-ElecDHW-GasCDryer-Tier1-TopSCGDMoMH72CZ15rWtd
RB-Appl-EffCW-med-ElecDHW-GasCDryer-Tier1-Top | DEER2016 | D16v1 | 2015-05-14 08:10 | SCG | DMo | MH72 | CZ16 | rWtd | Each | 1 | 598 | None | 74.2 | 0.0122 | 6.35 | 74.2 | 0.0122 | 6.35 | 74.2 | 0.0122 | 6.35 | 74.2 | 0.0122 | 6.35 |  |  | 2 |  | RB-Appl-EffCW-med-ElecDHW-GasCDryer-Tier1-TopSCGDMoMH72CZ16rWtd
RB-Appl-EffCW-med-ElecDHW-GasCDryer-Tier1-Top | DEER2016 | D16v1 | 2015-05-14 08:10 | SCG | DMo | MH85 | CZ04 | rWtd | Each | 1 | 621 | None | 70.8 | 0.0136 | 5.58 | 70.8 | 0.0136 | 5.58 | 70.8 | 0.0136 | 5.58 | 70.8 | 0.0136 | 5.58 |  |  | 2 |  | RB-Appl-EffCW-med-ElecDHW-GasCDryer-Tier1-TopSCGDMoMH85CZ04rWtd
RB-Appl-EffCW-med-ElecDHW-GasCDryer-Tier1-Top | DEER2016 | D16v1 | 2015-05-14 08:10 | SCG | DMo | MH85 | CZ05 | rWtd | Each | 1 | 621 | None | 66.4 | 0.0103 | 5.26 | 66.4 | 0.0103 | 5.26 | 66.4 | 0.0103 | 5.26 | 66.4 | 0.0103 | 5.26 |  |  | 2 |  | RB-Appl-EffCW-med-ElecDHW-GasCDryer-Tier1-TopSCGDMoMH85CZ05rWtd
RB-Appl-EffCW-med-ElecDHW-GasCDryer-Tier1-Top | DEER2016 | D16v1 | 2015-05-14 08:10 | SCG | DMo | MH85 | CZ06 | rWtd | Each | 1 | 621 | None | 65 | 0.00932 | 6.22 | 65 | 0.00932 | 6.22 | 65 | 0.00932 | 6.22 | 65 | 0.00932 | 6.22 |  |  | 2 |  | RB-Appl-EffCW-med-ElecDHW-GasCDryer-Tier1-TopSCGDMoMH85CZ06rWtd
RB-Appl-EffCW-med-ElecDHW-GasCDryer-Tier1-Top | DEER2016 | D16v1 | 2015-05-14 08:10 | SCG | DMo | MH85 | CZ08 | rWtd | Each | 1 | 621 | None | 71.6 | 0.0116 | 6.15 | 71.6 | 0.0116 | 6.15 | 71.6 | 0.0116 | 6.15 | 71.6 | 0.0116 | 6.15 |  |  | 2 |  | RB-Appl-EffCW-med-ElecDHW-GasCDryer-Tier1-TopSCGDMoMH85CZ08rWtd
RB-Appl-EffCW-med-ElecDHW-GasCDryer-Tier1-Top | DEER2016 | D16v1 | 2015-05-14 08:10 | SCG | DMo | MH85 | CZ09 | rWtd | Each | 1 | 621 | None | 71.7 | 0.0117 | 6.14 | 71.7 | 0.0117 | 6.14 | 71.7 | 0.0117 | 6.14 | 71.7 | 0.0117 | 6.14 |  |  | 2 |  | RB-Appl-EffCW-med-ElecDHW-GasCDryer-Tier1-TopSCGDMoMH85CZ09rWtd
RB-Appl-EffCW-med-ElecDHW-GasCDryer-Tier1-Top | DEER2016 | D16v1 | 2015-05-14 08:10 | SCG | DMo | MH85 | CZ10 | rWtd | Each | 1 | 621 | None | 70.7 | 0.013 | 6.09 | 70.7 | 0.013 | 6.09 | 70.7 | 0.013 | 6.09 | 70.7 | 0.013 | 6.09 |  |  | 2 |  | RB-Appl-EffCW-med-ElecDHW-GasCDryer-Tier1-TopSCGDMoMH85CZ10rWtd
RB-Appl-EffCW-med-ElecDHW-GasCDryer-Tier1-Top | DEER2016 | D16v1 | 2015-05-14 08:10 | SCG | DMo | MH85 | CZ13 | rWtd | Each | 1 | 621 | None | 73.1 | 0.0128 | 5.83 | 73.1 | 0.0128 | 5.83 | 73.1 | 0.0128 | 5.83 | 73.1 | 0.0128 | 5.83 |  |  | 2 |  | RB-Appl-EffCW-med-ElecDHW-GasCDryer-Tier1-TopSCGDMoMH85CZ13rWtd
RB-Appl-EffCW-med-ElecDHW-GasCDryer-Tier1-Top | DEER2016 | D16v1 | 2015-05-14 08:10 | SCG | DMo | MH85 | CZ14 | rWtd | Each | 1 | 621 | None | 72.8 | 0.0111 | 5.76 | 72.8 | 0.0111 | 5.76 | 72.8 | 0.0111 | 5.76 | 72.8 | 0.0111 | 5.76 |  |  | 2 |  | RB-Appl-EffCW-med-ElecDHW-GasCDryer-Tier1-TopSCGDMoMH85CZ14rWtd
RB-Appl-EffCW-med-ElecDHW-GasCDryer-Tier1-Top | DEER2016 | D16v1 | 2015-05-14 08:10 | SCG | DMo | MH85 | CZ15 | rWtd | Each | 1 | 621 | None | 75.6 | 0.012 | 6.49 | 75.6 | 0.012 | 6.49 | 75.6 | 0.012 | 6.49 | 75.6 | 0.012 | 6.49 |  |  | 2 |  | RB-Appl-EffCW-med-ElecDHW-GasCDryer-Tier1-TopSCGDMoMH85CZ15rWtd
RB-Appl-EffCW-med-ElecDHW-GasCDryer-Tier1-Top | DEER2016 | D16v1 | 2015-05-14 08:10 | SCG | DMo | MH85 | CZ16 | rWtd | Each | 1 | 621 | None | 72 | 0.0136 | 5.37 | 72 | 0.0136 | 5.37 | 72 | 0.0136 | 5.37 | 72 | 0.0136 | 5.37 |  |  | 2 |  | RB-Appl-EffCW-med-ElecDHW-GasCDryer-Tier1-TopSCGDMoMH85CZ16rWtd
RB-Appl-EffCW-med-ElecDHW-GasCDryer-Tier1-Top | DEER2016 | D16v1 | 2015-05-14 08:10 | SCG | MFm | 1975 | CZ04 | rWtd | Each | 1 | 474 | None | 68.2 | 0.0115 | 6.7 | 68.2 | 0.0115 | 6.7 | 68.2 | 0.0115 | 6.7 | 68.2 | 0.0115 | 6.7 |  |  | 2 |  | RB-Appl-EffCW-med-ElecDHW-GasCDryer-Tier1-TopSCGMFm1975CZ04rWtd
RB-Appl-EffCW-med-ElecDHW-GasCDryer-Tier1-Top | DEER2016 | D16v1 | 2015-05-14 08:10 | SCG | MFm | 1975 | CZ05 | rWtd | Each | 1 | 474 | None | 65.6 | 0.00933 | 6.27 | 65.6 | 0.00933 | 6.27 | 65.6 | 0.00933 | 6.27 | 65.6 | 0.00933 | 6.27 |  |  | 2 |  | RB-Appl-EffCW-med-ElecDHW-GasCDryer-Tier1-TopSCGMFm1975CZ05rWtd
RB-Appl-EffCW-med-ElecDHW-GasCDryer-Tier1-Top | DEER2016 | D16v1 | 2015-05-14 08:10 | SCG | MFm | 1975 | CZ06 | rWtd | Each | 1 | 465 | None | 67.6 | 0.00883 | 6.93 | 67.6 | 0.00883 | 6.93 | 67.6 | 0.00883 | 6.93 | 67.6 | 0.00883 | 6.93 |  |  | 2 |  | RB-Appl-EffCW-med-ElecDHW-GasCDryer-Tier1-TopSCGMFm1975CZ06rWtd
RB-Appl-EffCW-med-ElecDHW-GasCDryer-Tier1-Top | DEER2016 | D16v1 | 2015-05-14 08:10 | SCG | MFm | 1975 | CZ07 | rWtd | Each | 1 | 465 | None | 67 | 0.0086 | 7.09 | 67 | 0.0086 | 7.09 | 67 | 0.0086 | 7.09 | 67 | 0.0086 | 7.09 |  |  | 2 |  | RB-Appl-EffCW-med-ElecDHW-GasCDryer-Tier1-TopSCGMFm1975CZ07rWtd
RB-Appl-EffCW-med-ElecDHW-GasCDryer-Tier1-Top | DEER2016 | D16v1 | 2015-05-14 08:10 | SCG | MFm | 1975 | CZ08 | rWtd | Each | 1 | 465 | None | 66.7 | 0.0102 | 6.84 | 66.7 | 0.0102 | 6.84 | 66.7 | 0.0102 | 6.84 | 66.7 | 0.0102 | 6.84 |  |  | 2 |  | RB-Appl-EffCW-med-ElecDHW-GasCDryer-Tier1-TopSCGMFm1975CZ08rWtd
RB-Appl-EffCW-med-ElecDHW-GasCDryer-Tier1-Top | DEER2016 | D16v1 | 2015-05-14 08:10 | SCG | MFm | 1975 | CZ09 | rWtd | Each | 1 | 544 | None | 68.3 | 0.0106 | 6.85 | 68.3 | 0.0106 | 6.85 | 68.3 | 0.0106 | 6.85 | 68.3 | 0.0106 | 6.85 |  |  | 2 |  | RB-Appl-EffCW-med-ElecDHW-GasCDryer-Tier1-TopSCGMFm1975CZ09rWtd
RB-Appl-EffCW-med-ElecDHW-GasCDryer-Tier1-Top | DEER2016 | D16v1 | 2015-05-14 08:10 | SCG | MFm | 1975 | CZ10 | rWtd | Each | 1 | 544 | None | 69.2 | 0.0124 | 6.88 | 69.2 | 0.0124 | 6.88 | 69.2 | 0.0124 | 6.88 | 69.2 | 0.0124 | 6.88 |  |  | 2 |  | RB-Appl-EffCW-med-ElecDHW-GasCDryer-Tier1-TopSCGMFm1975CZ10rWtd
RB-Appl-EffCW-med-ElecDHW-GasCDryer-Tier1-Top | DEER2016 | D16v1 | 2015-05-14 08:10 | SCG | MFm | 1975 | CZ13 | rWtd | Each | 1 | 487 | None | 70.9 | 0.0112 | 6.7 | 70.9 | 0.0112 | 6.7 | 70.9 | 0.0112 | 6.7 | 70.9 | 0.0112 | 6.7 |  |  | 2 |  | RB-Appl-EffCW-med-ElecDHW-GasCDryer-Tier1-TopSCGMFm1975CZ13rWtd
RB-Appl-EffCW-med-ElecDHW-GasCDryer-Tier1-Top | DEER2016 | D16v1 | 2015-05-14 08:10 | SCG | MFm | 1975 | CZ14 | rWtd | Each | 1 | 634 | None | 75.5 | 0.0116 | 6.33 | 75.5 | 0.0116 | 6.33 | 75.5 | 0.0116 | 6.33 | 75.5 | 0.0116 | 6.33 |  |  | 2 |  | RB-Appl-EffCW-med-ElecDHW-GasCDryer-Tier1-TopSCGMFm1975CZ14rWtd
RB-Appl-EffCW-med-ElecDHW-GasCDryer-Tier1-Top | DEER2016 | D16v1 | 2015-05-14 08:10 | SCG | MFm | 1975 | CZ15 | rWtd | Each | 1 | 634 | None | 76.3 | 0.0109 | 7 | 76.3 | 0.0109 | 7 | 76.3 | 0.0109 | 7 | 76.3 | 0.0109 | 7 |  |  | 2 |  | RB-Appl-EffCW-med-ElecDHW-GasCDryer-Tier1-TopSCGMFm1975CZ15rWtd
RB-Appl-EffCW-med-ElecDHW-GasCDryer-Tier1-Top | DEER2016 | D16v1 | 2015-05-14 08:10 | SCG | MFm | 1975 | CZ16 | rWtd | Each | 1 | 474 | None | 72.2 | 0.0136 | 6.4 | 72.2 | 0.0136 | 6.4 | 72.2 | 0.0136 | 6.4 | 72.2 | 0.0136 | 6.4 |  |  | 2 |  | RB-Appl-EffCW-med-ElecDHW-GasCDryer-Tier1-TopSCGMFm1975CZ16rWtd
RB-Appl-EffCW-med-ElecDHW-GasCDryer-Tier1-Top | DEER2016 | D16v1 | 2015-05-14 08:10 | SCG | MFm | 1985 | CZ04 | rWtd | Each | 1 | 512 | None | 67.2 | 0.0117 | 6.73 | 67.2 | 0.0117 | 6.73 | 67.2 | 0.0117 | 6.73 | 67.2 | 0.0117 | 6.73 |  |  | 2 |  | RB-Appl-EffCW-med-ElecDHW-GasCDryer-Tier1-TopSCGMFm1985CZ04rWtd
RB-Appl-EffCW-med-ElecDHW-GasCDryer-Tier1-Top | DEER2016 | D16v1 | 2015-05-14 08:10 | SCG | MFm | 1985 | CZ05 | rWtd | Each | 1 | 512 | None | 65.8 | 0.00928 | 6.39 | 65.8 | 0.00928 | 6.39 | 65.8 | 0.00928 | 6.39 | 65.8 | 0.00928 | 6.39 |  |  | 2 |  | RB-Appl-EffCW-med-ElecDHW-GasCDryer-Tier1-TopSCGMFm1985CZ05rWtd
RB-Appl-EffCW-med-ElecDHW-GasCDryer-Tier1-Top | DEER2016 | D16v1 | 2015-05-14 08:10 | SCG | MFm | 1985 | CZ06 | rWtd | Each | 1 | 578 | None | 66.2 | 0.0114 | 6.93 | 66.2 | 0.0114 | 6.93 | 66.2 | 0.0114 | 6.93 | 66.2 | 0.0114 | 6.93 |  |  | 2 |  | RB-Appl-EffCW-med-ElecDHW-GasCDryer-Tier1-TopSCGMFm1985CZ06rWtd
RB-Appl-EffCW-med-ElecDHW-GasCDryer-Tier1-Top | DEER2016 | D16v1 | 2015-05-14 08:10 | SCG | MFm | 1985 | CZ07 | rWtd | Each | 1 | 578 | None | 66.6 | 0.00968 | 7.1 | 66.6 | 0.00968 | 7.1 | 66.6 | 0.00968 | 7.1 | 66.6 | 0.00968 | 7.1 |  |  | 2 |  | RB-Appl-EffCW-med-ElecDHW-GasCDryer-Tier1-TopSCGMFm1985CZ07rWtd
RB-Appl-EffCW-med-ElecDHW-GasCDryer-Tier1-Top | DEER2016 | D16v1 | 2015-05-14 08:10 | SCG | MFm | 1985 | CZ08 | rWtd | Each | 1 | 578 | None | 66.9 | 0.01 | 7.01 | 66.9 | 0.01 | 7.01 | 66.9 | 0.01 | 7.01 | 66.9 | 0.01 | 7.01 |  |  | 2 |  | RB-Appl-EffCW-med-ElecDHW-GasCDryer-Tier1-TopSCGMFm1985CZ08rWtd
RB-Appl-EffCW-med-ElecDHW-GasCDryer-Tier1-Top | DEER2016 | D16v1 | 2015-05-14 08:10 | SCG | MFm | 1985 | CZ09 | rWtd | Each | 1 | 648 | None | 69.1 | 0.0102 | 6.92 | 69.1 | 0.0102 | 6.92 | 69.1 | 0.0102 | 6.92 | 69.1 | 0.0102 | 6.92 |  |  | 2 |  | RB-Appl-EffCW-med-ElecDHW-GasCDryer-Tier1-TopSCGMFm1985CZ09rWtd
RB-Appl-EffCW-med-ElecDHW-GasCDryer-Tier1-Top | DEER2016 | D16v1 | 2015-05-14 08:10 | SCG | MFm | 1985 | CZ10 | rWtd | Each | 1 | 648 | None | 69.7 | 0.0118 | 6.96 | 69.7 | 0.0118 | 6.96 | 69.7 | 0.0118 | 6.96 | 69.7 | 0.0118 | 6.96 |  |  | 2 |  | RB-Appl-EffCW-med-ElecDHW-GasCDryer-Tier1-TopSCGMFm1985CZ10rWtd
RB-Appl-EffCW-med-ElecDHW-GasCDryer-Tier1-Top | DEER2016 | D16v1 | 2015-05-14 08:10 | SCG | MFm | 1985 | CZ13 | rWtd | Each | 1 | 512 | None | 69.1 | 0.0121 | 6.71 | 69.1 | 0.0121 | 6.71 | 69.1 | 0.0121 | 6.71 | 69.1 | 0.0121 | 6.71 |  |  | 2 |  | RB-Appl-EffCW-med-ElecDHW-GasCDryer-Tier1-TopSCGMFm1985CZ13rWtd
RB-Appl-EffCW-med-ElecDHW-GasCDryer-Tier1-Top | DEER2016 | D16v1 | 2015-05-14 08:10 | SCG | MFm | 1985 | CZ14 | rWtd | Each | 1 | 630 | None | 75.7 | 0.011 | 6.45 | 75.7 | 0.011 | 6.45 | 75.7 | 0.011 | 6.45 | 75.7 | 0.011 | 6.45 |  |  | 2 |  | RB-Appl-EffCW-med-ElecDHW-GasCDryer-Tier1-TopSCGMFm1985CZ14rWtd
RB-Appl-EffCW-med-ElecDHW-GasCDryer-Tier1-Top | DEER2016 | D16v1 | 2015-05-14 08:10 | SCG | MFm | 1985 | CZ15 | rWtd | Each | 1 | 630 | None | 76.3 | 0.011 | 7.03 | 76.3 | 0.011 | 7.03 | 76.3 | 0.011 | 7.03 | 76.3 | 0.011 | 7.03 |  |  | 2 |  | RB-Appl-EffCW-med-ElecDHW-GasCDryer-Tier1-TopSCGMFm1985CZ15rWtd
RB-Appl-EffCW-med-ElecDHW-GasCDryer-Tier1-Top | DEER2016 | D16v1 | 2015-05-14 08:10 | SCG | MFm | 1985 | CZ16 | rWtd | Each | 1 | 512 | None | 74 | 0.0112 | 6.47 | 74 | 0.0112 | 6.47 | 74 | 0.0112 | 6.47 | 74 | 0.0112 | 6.47 |  |  | 2 |  | RB-Appl-EffCW-med-ElecDHW-GasCDryer-Tier1-TopSCGMFm1985CZ16rWtd
RB-Appl-EffCW-med-ElecDHW-GasCDryer-Tier1-Top | DEER2016 | D16v1 | 2015-05-14 08:10 | SCG | MFm | 1996 | CZ04 | rWtd | Each | 1 | 432 | None | 68 | 0.0122 | 6.85 | 68 | 0.0122 | 6.85 | 68 | 0.0122 | 6.85 | 68 | 0.0122 | 6.85 |  |  | 2 |  | RB-Appl-EffCW-med-ElecDHW-GasCDryer-Tier1-TopSCGMFm1996CZ04rWtd
RB-Appl-EffCW-med-ElecDHW-GasCDryer-Tier1-Top | DEER2016 | D16v1 | 2015-05-14 08:10 | SCG | MFm | 1996 | CZ05 | rWtd | Each | 1 | 432 | None | 66.3 | 0.00939 | 6.5 | 66.3 | 0.00939 | 6.5 | 66.3 | 0.00939 | 6.5 | 66.3 | 0.00939 | 6.5 |  |  | 2 |  | RB-Appl-EffCW-med-ElecDHW-GasCDryer-Tier1-TopSCGMFm1996CZ05rWtd
RB-Appl-EffCW-med-ElecDHW-GasCDryer-Tier1-Top | DEER2016 | D16v1 | 2015-05-14 08:10 | SCG | MFm | 1996 | CZ06 | rWtd | Each | 1 | 518 | None | 66.9 | 0.0118 | 6.95 | 66.9 | 0.0118 | 6.95 | 66.9 | 0.0118 | 6.95 | 66.9 | 0.0118 | 6.95 |  |  | 2 |  | RB-Appl-EffCW-med-ElecDHW-GasCDryer-Tier1-TopSCGMFm1996CZ06rWtd
RB-Appl-EffCW-med-ElecDHW-GasCDryer-Tier1-Top | DEER2016 | D16v1 | 2015-05-14 08:10 | SCG | MFm | 1996 | CZ07 | rWtd | Each | 1 | 518 | None | 67.2 | 0.0125 | 7.14 | 67.2 | 0.0125 | 7.14 | 67.2 | 0.0125 | 7.14 | 67.2 | 0.0125 | 7.14 |  |  | 2 |  | RB-Appl-EffCW-med-ElecDHW-GasCDryer-Tier1-TopSCGMFm1996CZ07rWtd
RB-Appl-EffCW-med-ElecDHW-GasCDryer-Tier1-Top | DEER2016 | D16v1 | 2015-05-14 08:10 | SCG | MFm | 1996 | CZ08 | rWtd | Each | 1 | 518 | None | 67.9 | 0.011 | 7.03 | 67.9 | 0.011 | 7.03 | 67.9 | 0.011 | 7.03 | 67.9 | 0.011 | 7.03 |  |  | 2 |  | RB-Appl-EffCW-med-ElecDHW-GasCDryer-Tier1-TopSCGMFm1996CZ08rWtd
RB-Appl-EffCW-med-ElecDHW-GasCDryer-Tier1-Top | DEER2016 | D16v1 | 2015-05-14 08:10 | SCG | MFm | 1996 | CZ09 | rWtd | Each | 1 | 487 | None | 70.6 | 0.0103 | 6.92 | 70.6 | 0.0103 | 6.92 | 70.6 | 0.0103 | 6.92 | 70.6 | 0.0103 | 6.92 |  |  | 2 |  | RB-Appl-EffCW-med-ElecDHW-GasCDryer-Tier1-TopSCGMFm1996CZ09rWtd
RB-Appl-EffCW-med-ElecDHW-GasCDryer-Tier1-Top | DEER2016 | D16v1 | 2015-05-14 08:10 | SCG | MFm | 1996 | CZ10 | rWtd | Each | 1 | 487 | None | 68.6 | 0.0146 | 6.89 | 68.6 | 0.0146 | 6.89 | 68.6 | 0.0146 | 6.89 | 68.6 | 0.0146 | 6.89 |  |  | 2 |  | RB-Appl-EffCW-med-ElecDHW-GasCDryer-Tier1-TopSCGMFm1996CZ10rWtd
RB-Appl-EffCW-med-ElecDHW-GasCDryer-Tier1-Top | DEER2016 | D16v1 | 2015-05-14 08:10 | SCG | MFm | 1996 | CZ13 | rWtd | Each | 1 | 456 | None | 70.7 | 0.0114 | 6.73 | 70.7 | 0.0114 | 6.73 | 70.7 | 0.0114 | 6.73 | 70.7 | 0.0114 | 6.73 |  |  | 2 |  | RB-Appl-EffCW-med-ElecDHW-GasCDryer-Tier1-TopSCGMFm1996CZ13rWtd
RB-Appl-EffCW-med-ElecDHW-GasCDryer-Tier1-Top | DEER2016 | D16v1 | 2015-05-14 08:10 | SCG | MFm | 1996 | CZ14 | rWtd | Each | 1 | 480 | None | 74.4 | 0.0101 | 6.9 | 74.4 | 0.0101 | 6.9 | 74.4 | 0.0101 | 6.9 | 74.4 | 0.0101 | 6.9 |  |  | 2 |  | RB-Appl-EffCW-med-ElecDHW-GasCDryer-Tier1-TopSCGMFm1996CZ14rWtd
RB-Appl-EffCW-med-ElecDHW-GasCDryer-Tier1-Top | DEER2016 | D16v1 | 2015-05-14 08:10 | SCG | MFm | 1996 | CZ15 | rWtd | Each | 1 | 480 | None | 70 | 0.0106 | 7.23 | 70 | 0.0106 | 7.23 | 70 | 0.0106 | 7.23 | 70 | 0.0106 | 7.23 |  |  | 2 |  | RB-Appl-EffCW-med-ElecDHW-GasCDryer-Tier1-TopSCGMFm1996CZ15rWtd
RB-Appl-EffCW-med-ElecDHW-GasCDryer-Tier1-Top | DEER2016 | D16v1 | 2015-05-14 08:10 | SCG | MFm | 1996 | CZ16 | rWtd | Each | 1 | 432 | None | 74.2 | 0.0113 | 6.45 | 74.2 | 0.0113 | 6.45 | 74.2 | 0.0113 | 6.45 | 74.2 | 0.0113 | 6.45 |  |  | 2 |  | RB-Appl-EffCW-med-ElecDHW-GasCDryer-Tier1-TopSCGMFm1996CZ16rWtd
RB-Appl-EffCW-med-ElecDHW-GasCDryer-Tier1-Top | DEER2016 | D16v1 | 2015-05-14 08:10 | SCG | MFm | 2003 | CZ04 | rWtd | Each | 1 | 441 | None | 69.3 | 0.0123 | 6.75 | 69.3 | 0.0123 | 6.75 | 69.3 | 0.0123 | 6.75 | 69.3 | 0.0123 | 6.75 |  |  | 2 |  | RB-Appl-EffCW-med-ElecDHW-GasCDryer-Tier1-TopSCGMFm2003CZ04rWtd
RB-Appl-EffCW-med-ElecDHW-GasCDryer-Tier1-Top | DEER2016 | D16v1 | 2015-05-14 08:10 | SCG | MFm | 2003 | CZ05 | rWtd | Each | 1 | 441 | None | 66.1 | 0.00937 | 6.45 | 66.1 | 0.00937 | 6.45 | 66.1 | 0.00937 | 6.45 | 66.1 | 0.00937 | 6.45 |  |  | 2 |  | RB-Appl-EffCW-med-ElecDHW-GasCDryer-Tier1-TopSCGMFm2003CZ05rWtd
RB-Appl-EffCW-med-ElecDHW-GasCDryer-Tier1-Top | DEER2016 | D16v1 | 2015-05-14 08:10 | SCG | MFm | 2003 | CZ06 | rWtd | Each | 1 | 538 | None | 66.7 | 0.00961 | 6.95 | 66.7 | 0.00961 | 6.95 | 66.7 | 0.00961 | 6.95 | 66.7 | 0.00961 | 6.95 |  |  | 2 |  | RB-Appl-EffCW-med-ElecDHW-GasCDryer-Tier1-TopSCGMFm2003CZ06rWtd
RB-Appl-EffCW-med-ElecDHW-GasCDryer-Tier1-Top | DEER2016 | D16v1 | 2015-05-14 08:10 | SCG | MFm | 2003 | CZ07 | rWtd | Each | 1 | 538 | None | 66.6 | 0.0107 | 7.09 | 66.6 | 0.0107 | 7.09 | 66.6 | 0.0107 | 7.09 | 66.6 | 0.0107 | 7.09 |  |  | 2 |  | RB-Appl-EffCW-med-ElecDHW-GasCDryer-Tier1-TopSCGMFm2003CZ07rWtd
RB-Appl-EffCW-med-ElecDHW-GasCDryer-Tier1-Top | DEER2016 | D16v1 | 2015-05-14 08:10 | SCG | MFm | 2003 | CZ08 | rWtd | Each | 1 | 538 | None | 67 | 0.00977 | 7 | 67 | 0.00977 | 7 | 67 | 0.00977 | 7 | 67 | 0.00977 | 7 |  |  | 2 |  | RB-Appl-EffCW-med-ElecDHW-GasCDryer-Tier1-TopSCGMFm2003CZ08rWtd
RB-Appl-EffCW-med-ElecDHW-GasCDryer-Tier1-Top | DEER2016 | D16v1 | 2015-05-14 08:10 | SCG | MFm | 2003 | CZ09 | rWtd | Each | 1 | 499 | None | 68.2 | 0.0106 | 6.88 | 68.2 | 0.0106 | 6.88 | 68.2 | 0.0106 | 6.88 | 68.2 | 0.0106 | 6.88 |  |  | 2 |  | RB-Appl-EffCW-med-ElecDHW-GasCDryer-Tier1-TopSCGMFm2003CZ09rWtd
RB-Appl-EffCW-med-ElecDHW-GasCDryer-Tier1-Top | DEER2016 | D16v1 | 2015-05-14 08:10 | SCG | MFm | 2003 | CZ10 | rWtd | Each | 1 | 474 | None | 69.3 | 0.0117 | 7 | 69.3 | 0.0117 | 7 | 69.3 | 0.0117 | 7 | 69.3 | 0.0117 | 7 |  |  | 2 |  | RB-Appl-EffCW-med-ElecDHW-GasCDryer-Tier1-TopSCGMFm2003CZ10rWtd
RB-Appl-EffCW-med-ElecDHW-GasCDryer-Tier1-Top | DEER2016 | D16v1 | 2015-05-14 08:10 | SCG | MFm | 2003 | CZ13 | rWtd | Each | 1 | 474 | None | 71.3 | 0.0108 | 6.86 | 71.3 | 0.0108 | 6.86 | 71.3 | 0.0108 | 6.86 | 71.3 | 0.0108 | 6.86 |  |  | 2 |  | RB-Appl-EffCW-med-ElecDHW-GasCDryer-Tier1-TopSCGMFm2003CZ13rWtd
RB-Appl-EffCW-med-ElecDHW-GasCDryer-Tier1-Top | DEER2016 | D16v1 | 2015-05-14 08:10 | SCG | MFm | 2003 | CZ14 | rWtd | Each | 1 | 487 | None | 75.1 | 0.00992 | 6.86 | 75.1 | 0.00992 | 6.86 | 75.1 | 0.00992 | 6.86 | 75.1 | 0.00992 | 6.86 |  |  | 2 |  | RB-Appl-EffCW-med-ElecDHW-GasCDryer-Tier1-TopSCGMFm2003CZ14rWtd
RB-Appl-EffCW-med-ElecDHW-GasCDryer-Tier1-Top | DEER2016 | D16v1 | 2015-05-14 08:10 | SCG | MFm | 2003 | CZ15 | rWtd | Each | 1 | 487 | None | 70.2 | 0.0105 | 7.22 | 70.2 | 0.0105 | 7.22 | 70.2 | 0.0105 | 7.22 | 70.2 | 0.0105 | 7.22 |  |  | 2 |  | RB-Appl-EffCW-med-ElecDHW-GasCDryer-Tier1-TopSCGMFm2003CZ15rWtd
RB-Appl-EffCW-med-ElecDHW-GasCDryer-Tier1-Top | DEER2016 | D16v1 | 2015-05-14 08:10 | SCG | MFm | 2003 | CZ16 | rWtd | Each | 1 | 441 | None | 74.7 | 0.0127 | 6.54 | 74.7 | 0.0127 | 6.54 | 74.7 | 0.0127 | 6.54 | 74.7 | 0.0127 | 6.54 |  |  | 2 |  | RB-Appl-EffCW-med-ElecDHW-GasCDryer-Tier1-TopSCGMFm2003CZ16rWtd
RB-Appl-EffCW-med-ElecDHW-GasCDryer-Tier1-Top | DEER2016 | D16v1 | 2015-05-14 08:10 | SCG | MFm | 2007 | CZ04 | rWtd | Each | 1 | 441 | None | 69 | 0.0114 | 6.76 | 69 | 0.0114 | 6.76 | 69 | 0.0114 | 6.76 | 69 | 0.0114 | 6.76 |  |  | 2 |  | RB-Appl-EffCW-med-ElecDHW-GasCDryer-Tier1-TopSCGMFm2007CZ04rWtd
RB-Appl-EffCW-med-ElecDHW-GasCDryer-Tier1-Top | DEER2016 | D16v1 | 2015-05-14 08:10 | SCG | MFm | 2007 | CZ05 | rWtd | Each | 1 | 441 | None | 66.8 | 0.00941 | 6.59 | 66.8 | 0.00941 | 6.59 | 66.8 | 0.00941 | 6.59 | 66.8 | 0.00941 | 6.59 |  |  | 2 |  | RB-Appl-EffCW-med-ElecDHW-GasCDryer-Tier1-TopSCGMFm2007CZ05rWtd
RB-Appl-EffCW-med-ElecDHW-GasCDryer-Tier1-Top | DEER2016 | D16v1 | 2015-05-14 08:10 | SCG | MFm | 2007 | CZ06 | rWtd | Each | 1 | 538 | None | 67 | 0.0123 | 6.94 | 67 | 0.0123 | 6.94 | 67 | 0.0123 | 6.94 | 67 | 0.0123 | 6.94 |  |  | 2 |  | RB-Appl-EffCW-med-ElecDHW-GasCDryer-Tier1-TopSCGMFm2007CZ06rWtd
RB-Appl-EffCW-med-ElecDHW-GasCDryer-Tier1-Top | DEER2016 | D16v1 | 2015-05-14 08:10 | SCG | MFm | 2007 | CZ07 | rWtd | Each | 1 | 538 | None | 67.1 | 0.0118 | 7.21 | 67.1 | 0.0118 | 7.21 | 67.1 | 0.0118 | 7.21 | 67.1 | 0.0118 | 7.21 |  |  | 2 |  | RB-Appl-EffCW-med-ElecDHW-GasCDryer-Tier1-TopSCGMFm2007CZ07rWtd
RB-Appl-EffCW-med-ElecDHW-GasCDryer-Tier1-Top | DEER2016 | D16v1 | 2015-05-14 08:10 | SCG | MFm | 2007 | CZ08 | rWtd | Each | 1 | 538 | None | 67.2 | 0.00984 | 7 | 67.2 | 0.00984 | 7 | 67.2 | 0.00984 | 7 | 67.2 | 0.00984 | 7 |  |  | 2 |  | RB-Appl-EffCW-med-ElecDHW-GasCDryer-Tier1-TopSCGMFm2007CZ08rWtd
RB-Appl-EffCW-med-ElecDHW-GasCDryer-Tier1-Top | DEER2016 | D16v1 | 2015-05-14 08:10 | SCG | MFm | 2007 | CZ09 | rWtd | Each | 1 | 499 | None | 68.3 | 0.0103 | 6.93 | 68.3 | 0.0103 | 6.93 | 68.3 | 0.0103 | 6.93 | 68.3 | 0.0103 | 6.93 |  |  | 2 |  | RB-Appl-EffCW-med-ElecDHW-GasCDryer-Tier1-TopSCGMFm2007CZ09rWtd
RB-Appl-EffCW-med-ElecDHW-GasCDryer-Tier1-Top | DEER2016 | D16v1 | 2015-05-14 08:10 | SCG | MFm | 2007 | CZ10 | rWtd | Each | 1 | 474 | None | 69.4 | 0.0106 | 7.03 | 69.4 | 0.0106 | 7.03 | 69.4 | 0.0106 | 7.03 | 69.4 | 0.0106 | 7.03 |  |  | 2 |  | RB-Appl-EffCW-med-ElecDHW-GasCDryer-Tier1-TopSCGMFm2007CZ10rWtd
RB-Appl-EffCW-med-ElecDHW-GasCDryer-Tier1-Top | DEER2016 | D16v1 | 2015-05-14 08:10 | SCG | MFm | 2007 | CZ13 | rWtd | Each | 1 | 474 | None | 70.5 | 0.00984 | 6.8 | 70.5 | 0.00984 | 6.8 | 70.5 | 0.00984 | 6.8 | 70.5 | 0.00984 | 6.8 |  |  | 2 |  | RB-Appl-EffCW-med-ElecDHW-GasCDryer-Tier1-TopSCGMFm2007CZ13rWtd
RB-Appl-EffCW-med-ElecDHW-GasCDryer-Tier1-Top | DEER2016 | D16v1 | 2015-05-14 08:10 | SCG | MFm | 2007 | CZ14 | rWtd | Each | 1 | 487 | None | 72.9 | 0.01 | 6.88 | 72.9 | 0.01 | 6.88 | 72.9 | 0.01 | 6.88 | 72.9 | 0.01 | 6.88 |  |  | 2 |  | RB-Appl-EffCW-med-ElecDHW-GasCDryer-Tier1-TopSCGMFm2007CZ14rWtd
RB-Appl-EffCW-med-ElecDHW-GasCDryer-Tier1-Top | DEER2016 | D16v1 | 2015-05-14 08:10 | SCG | MFm | 2007 | CZ15 | rWtd | Each | 1 | 487 | None | 69.2 | 0.00991 | 7.28 | 69.2 | 0.00991 | 7.28 | 69.2 | 0.00991 | 7.28 | 69.2 | 0.00991 | 7.28 |  |  | 2 |  | RB-Appl-EffCW-med-ElecDHW-GasCDryer-Tier1-TopSCGMFm2007CZ15rWtd
RB-Appl-EffCW-med-ElecDHW-GasCDryer-Tier1-Top | DEER2016 | D16v1 | 2015-05-14 08:10 | SCG | MFm | 2007 | CZ16 | rWtd | Each | 1 | 441 | None | 75.8 | 0.0116 | 6.64 | 75.8 | 0.0116 | 6.64 | 75.8 | 0.0116 | 6.64 | 75.8 | 0.0116 | 6.64 |  |  | 2 |  | RB-Appl-EffCW-med-ElecDHW-GasCDryer-Tier1-TopSCGMFm2007CZ16rWtd
RB-Appl-EffCW-med-ElecDHW-GasCDryer-Tier1-Top | DEER2016 | D16v1 | 2015-05-14 08:10 | SCG | MFm | 2011 | CZ04 | rWtd | Each | 1 | 441 | None | 70 | 0.0111 | 6.9 | 70 | 0.0111 | 6.9 | 70 | 0.0111 | 6.9 | 70 | 0.0111 | 6.9 |  |  | 2 |  | RB-Appl-EffCW-med-ElecDHW-GasCDryer-Tier1-TopSCGMFm2011CZ04rWtd
RB-Appl-EffCW-med-ElecDHW-GasCDryer-Tier1-Top | DEER2016 | D16v1 | 2015-05-14 08:10 | SCG | MFm | 2011 | CZ05 | rWtd | Each | 1 | 441 | None | 66.9 | 0.00937 | 6.63 | 66.9 | 0.00937 | 6.63 | 66.9 | 0.00937 | 6.63 | 66.9 | 0.00937 | 6.63 |  |  | 2 |  | RB-Appl-EffCW-med-ElecDHW-GasCDryer-Tier1-TopSCGMFm2011CZ05rWtd
RB-Appl-EffCW-med-ElecDHW-GasCDryer-Tier1-Top | DEER2016 | D16v1 | 2015-05-14 08:10 | SCG | MFm | 2011 | CZ06 | rWtd | Each | 1 | 538 | None | 66.8 | 0.0115 | 6.98 | 66.8 | 0.0115 | 6.98 | 66.8 | 0.0115 | 6.98 | 66.8 | 0.0115 | 6.98 |  |  | 2 |  | RB-Appl-EffCW-med-ElecDHW-GasCDryer-Tier1-TopSCGMFm2011CZ06rWtd
RB-Appl-EffCW-med-ElecDHW-GasCDryer-Tier1-Top | DEER2016 | D16v1 | 2015-05-14 08:10 | SCG | MFm | 2011 | CZ07 | rWtd | Each | 1 | 538 | None | 67.9 | 0.0119 | 7.34 | 67.9 | 0.0119 | 7.34 | 67.9 | 0.0119 | 7.34 | 67.9 | 0.0119 | 7.34 |  |  | 2 |  | RB-Appl-EffCW-med-ElecDHW-GasCDryer-Tier1-TopSCGMFm2011CZ07rWtd
RB-Appl-EffCW-med-ElecDHW-GasCDryer-Tier1-Top | DEER2016 | D16v1 | 2015-05-14 08:10 | SCG | MFm | 2011 | CZ08 | rWtd | Each | 1 | 538 | None | 68 | 0.00965 | 7.1 | 68 | 0.00965 | 7.1 | 68 | 0.00965 | 7.1 | 68 | 0.00965 | 7.1 |  |  | 2 |  | RB-Appl-EffCW-med-ElecDHW-GasCDryer-Tier1-TopSCGMFm2011CZ08rWtd
RB-Appl-EffCW-med-ElecDHW-GasCDryer-Tier1-Top | DEER2016 | D16v1 | 2015-05-14 08:10 | SCG | MFm | 2011 | CZ09 | rWtd | Each | 1 | 499 | None | 68.3 | 0.0103 | 7.05 | 68.3 | 0.0103 | 7.05 | 68.3 | 0.0103 | 7.05 | 68.3 | 0.0103 | 7.05 |  |  | 2 |  | RB-Appl-EffCW-med-ElecDHW-GasCDryer-Tier1-TopSCGMFm2011CZ09rWtd
RB-Appl-EffCW-med-ElecDHW-GasCDryer-Tier1-Top | DEER2016 | D16v1 | 2015-05-14 08:10 | SCG | MFm | 2011 | CZ10 | rWtd | Each | 1 | 474 | None | 70.3 | 0.0107 | 7.11 | 70.3 | 0.0107 | 7.11 | 70.3 | 0.0107 | 7.11 | 70.3 | 0.0107 | 7.11 |  |  | 2 |  | RB-Appl-EffCW-med-ElecDHW-GasCDryer-Tier1-TopSCGMFm2011CZ10rWtd
RB-Appl-EffCW-med-ElecDHW-GasCDryer-Tier1-Top | DEER2016 | D16v1 | 2015-05-14 08:10 | SCG | MFm | 2011 | CZ13 | rWtd | Each | 1 | 474 | None | 71.1 | 0.00997 | 6.87 | 71.1 | 0.00997 | 6.87 | 71.1 | 0.00997 | 6.87 | 71.1 | 0.00997 | 6.87 |  |  | 2 |  | RB-Appl-EffCW-med-ElecDHW-GasCDryer-Tier1-TopSCGMFm2011CZ13rWtd
RB-Appl-EffCW-med-ElecDHW-GasCDryer-Tier1-Top | DEER2016 | D16v1 | 2015-05-14 08:10 | SCG | MFm | 2011 | CZ14 | rWtd | Each | 1 | 487 | None | 73.7 | 0.00991 | 6.94 | 73.7 | 0.00991 | 6.94 | 73.7 | 0.00991 | 6.94 | 73.7 | 0.00991 | 6.94 |  |  | 2 |  | RB-Appl-EffCW-med-ElecDHW-GasCDryer-Tier1-TopSCGMFm2011CZ14rWtd
RB-Appl-EffCW-med-ElecDHW-GasCDryer-Tier1-Top | DEER2016 | D16v1 | 2015-05-14 08:10 | SCG | MFm | 2011 | CZ15 | rWtd | Each | 1 | 487 | None | 69.8 | 0.01 | 7.33 | 69.8 | 0.01 | 7.33 | 69.8 | 0.01 | 7.33 | 69.8 | 0.01 | 7.33 |  |  | 2 |  | RB-Appl-EffCW-med-ElecDHW-GasCDryer-Tier1-TopSCGMFm2011CZ15rWtd
RB-Appl-EffCW-med-ElecDHW-GasCDryer-Tier1-Top | DEER2016 | D16v1 | 2015-05-14 08:10 | SCG | MFm | 2011 | CZ16 | rWtd | Each | 1 | 441 | None | 76.4 | 0.011 | 6.7 | 76.4 | 0.011 | 6.7 | 76.4 | 0.011 | 6.7 | 76.4 | 0.011 | 6.7 |  |  | 2 |  | RB-Appl-EffCW-med-ElecDHW-GasCDryer-Tier1-TopSCGMFm2011CZ16rWtd
RB-Appl-EffCW-med-ElecDHW-GasCDryer-Tier1-Top | DEER2016 | D16v1 | 2015-05-14 08:10 | SCG | MFm | 2014 | CZ04 | rWtd | Each | 1 | 441 | None | 70.5 | 0.0118 | 6.98 | 70.5 | 0.0118 | 6.98 | 70.5 | 0.0118 | 6.98 | 70.5 | 0.0118 | 6.98 |  |  | 2 |  | RB-Appl-EffCW-med-ElecDHW-GasCDryer-Tier1-TopSCGMFm2014CZ04rWtd
RB-Appl-EffCW-med-ElecDHW-GasCDryer-Tier1-Top | DEER2016 | D16v1 | 2015-05-14 08:10 | SCG | MFm | 2014 | CZ05 | rWtd | Each | 1 | 441 | None | 68.2 | 0.00942 | 7.03 | 68.2 | 0.00942 | 7.03 | 68.2 | 0.00942 | 7.03 | 68.2 | 0.00942 | 7.03 |  |  | 2 |  | RB-Appl-EffCW-med-ElecDHW-GasCDryer-Tier1-TopSCGMFm2014CZ05rWtd
RB-Appl-EffCW-med-ElecDHW-GasCDryer-Tier1-Top | DEER2016 | D16v1 | 2015-05-14 08:10 | SCG | MFm | 2014 | CZ06 | rWtd | Each | 1 | 538 | None | 66.9 | 0.0113 | 7.04 | 66.9 | 0.0113 | 7.04 | 66.9 | 0.0113 | 7.04 | 66.9 | 0.0113 | 7.04 |  |  | 2 |  | RB-Appl-EffCW-med-ElecDHW-GasCDryer-Tier1-TopSCGMFm2014CZ06rWtd
RB-Appl-EffCW-med-ElecDHW-GasCDryer-Tier1-Top | DEER2016 | D16v1 | 2015-05-14 08:10 | SCG | MFm | 2014 | CZ07 | rWtd | Each | 1 | 538 | None | 68 | 0.00972 | 7.39 | 68 | 0.00972 | 7.39 | 68 | 0.00972 | 7.39 | 68 | 0.00972 | 7.39 |  |  | 2 |  | RB-Appl-EffCW-med-ElecDHW-GasCDryer-Tier1-TopSCGMFm2014CZ07rWtd
RB-Appl-EffCW-med-ElecDHW-GasCDryer-Tier1-Top | DEER2016 | D16v1 | 2015-05-14 08:10 | SCG | MFm | 2014 | CZ08 | rWtd | Each | 1 | 538 | None | 68.1 | 0.00989 | 7.18 | 68.1 | 0.00989 | 7.18 | 68.1 | 0.00989 | 7.18 | 68.1 | 0.00989 | 7.18 |  |  | 2 |  | RB-Appl-EffCW-med-ElecDHW-GasCDryer-Tier1-TopSCGMFm2014CZ08rWtd
RB-Appl-EffCW-med-ElecDHW-GasCDryer-Tier1-Top | DEER2016 | D16v1 | 2015-05-14 08:10 | SCG | MFm | 2014 | CZ09 | rWtd | Each | 1 | 499 | None | 69 | 0.0105 | 7.11 | 69 | 0.0105 | 7.11 | 69 | 0.0105 | 7.11 | 69 | 0.0105 | 7.11 |  |  | 2 |  | RB-Appl-EffCW-med-ElecDHW-GasCDryer-Tier1-TopSCGMFm2014CZ09rWtd
RB-Appl-EffCW-med-ElecDHW-GasCDryer-Tier1-Top | DEER2016 | D16v1 | 2015-05-14 08:10 | SCG | MFm | 2014 | CZ10 | rWtd | Each | 1 | 474 | None | 70.4 | 0.0111 | 7.17 | 70.4 | 0.0111 | 7.17 | 70.4 | 0.0111 | 7.17 | 70.4 | 0.0111 | 7.17 |  |  | 2 |  | RB-Appl-EffCW-med-ElecDHW-GasCDryer-Tier1-TopSCGMFm2014CZ10rWtd
RB-Appl-EffCW-med-ElecDHW-GasCDryer-Tier1-Top | DEER2016 | D16v1 | 2015-05-14 08:10 | SCG | MFm | 2014 | CZ13 | rWtd | Each | 1 | 474 | None | 71 | 0.00989 | 6.9 | 71 | 0.00989 | 6.9 | 71 | 0.00989 | 6.9 | 71 | 0.00989 | 6.9 |  |  | 2 |  | RB-Appl-EffCW-med-ElecDHW-GasCDryer-Tier1-TopSCGMFm2014CZ13rWtd
RB-Appl-EffCW-med-ElecDHW-GasCDryer-Tier1-Top | DEER2016 | D16v1 | 2015-05-14 08:10 | SCG | MFm | 2014 | CZ14 | rWtd | Each | 1 | 487 | None | 73.3 | 0.0102 | 6.93 | 73.3 | 0.0102 | 6.93 | 73.3 | 0.0102 | 6.93 | 73.3 | 0.0102 | 6.93 |  |  | 2 |  | RB-Appl-EffCW-med-ElecDHW-GasCDryer-Tier1-TopSCGMFm2014CZ14rWtd
RB-Appl-EffCW-med-ElecDHW-GasCDryer-Tier1-Top | DEER2016 | D16v1 | 2015-05-14 08:10 | SCG | MFm | 2014 | CZ15 | rWtd | Each | 1 | 487 | None | 69.5 | 0.00984 | 7.34 | 69.5 | 0.00984 | 7.34 | 69.5 | 0.00984 | 7.34 | 69.5 | 0.00984 | 7.34 |  |  | 2 |  | RB-Appl-EffCW-med-ElecDHW-GasCDryer-Tier1-TopSCGMFm2014CZ15rWtd
RB-Appl-EffCW-med-ElecDHW-GasCDryer-Tier1-Top | DEER2016 | D16v1 | 2015-05-14 08:10 | SCG | MFm | 2014 | CZ16 | rWtd | Each | 1 | 441 | None | 74.5 | 0.0117 | 6.6 | 74.5 | 0.0117 | 6.6 | 74.5 | 0.0117 | 6.6 | 74.5 | 0.0117 | 6.6 |  |  | 2 |  | RB-Appl-EffCW-med-ElecDHW-GasCDryer-Tier1-TopSCGMFm2014CZ16rWtd
RB-Appl-EffCW-med-ElecDHW-GasCDryer-Tier1-Top | DEER2016 | D16v1 | 2015-05-14 08:10 | SCG | MFm | Ex | CZ04 | rWtd | Each | 1 | 508 | None | 67.3 | 0.0117 | 6.73 | 67.3 | 0.0117 | 6.73 | 67.3 | 0.0117 | 6.73 | 67.3 | 0.0117 | 6.73 |  |  | 2 |  | RB-Appl-EffCW-med-ElecDHW-GasCDryer-Tier1-TopSCGMFmExCZ04rWtd
RB-Appl-EffCW-med-ElecDHW-GasCDryer-Tier1-Top | DEER2016 | D16v1 | 2015-05-14 08:10 | SCG | MFm | Ex | CZ05 | rWtd | Each | 1 | 464 | None | 65.9 | 0.00935 | 6.36 | 65.9 | 0.00935 | 6.36 | 65.9 | 0.00935 | 6.36 | 65.9 | 0.00935 | 6.36 |  |  | 2 |  | RB-Appl-EffCW-med-ElecDHW-GasCDryer-Tier1-TopSCGMFmExCZ05rWtd
RB-Appl-EffCW-med-ElecDHW-GasCDryer-Tier1-Top | DEER2016 | D16v1 | 2015-05-14 08:10 | SCG | MFm | Ex | CZ06 | rWtd | Each | 1 | 511 | None | 67.1 | 0.01 | 6.93 | 67.1 | 0.01 | 6.93 | 67.1 | 0.01 | 6.93 | 67.1 | 0.01 | 6.93 |  |  | 2 |  | RB-Appl-EffCW-med-ElecDHW-GasCDryer-Tier1-TopSCGMFmExCZ06rWtd
RB-Appl-EffCW-med-ElecDHW-GasCDryer-Tier1-Top | DEER2016 | D16v1 | 2015-05-14 08:10 | SCG | MFm | Ex | CZ07 | rWtd | Each | 1 | 520 | None | 66.8 | 0.00913 | 7.1 | 66.8 | 0.00913 | 7.1 | 66.8 | 0.00913 | 7.1 | 66.8 | 0.00913 | 7.1 |  |  | 2 |  | RB-Appl-EffCW-med-ElecDHW-GasCDryer-Tier1-TopSCGMFmExCZ07rWtd
RB-Appl-EffCW-med-ElecDHW-GasCDryer-Tier1-Top | DEER2016 | D16v1 | 2015-05-14 08:10 | SCG | MFm | Ex | CZ08 | rWtd | Each | 1 | 506 | None | 66.9 | 0.0102 | 6.92 | 66.9 | 0.0102 | 6.92 | 66.9 | 0.0102 | 6.92 | 66.9 | 0.0102 | 6.92 |  |  | 2 |  | RB-Appl-EffCW-med-ElecDHW-GasCDryer-Tier1-TopSCGMFmExCZ08rWtd
RB-Appl-EffCW-med-ElecDHW-GasCDryer-Tier1-Top | DEER2016 | D16v1 | 2015-05-14 08:10 | SCG | MFm | Ex | CZ09 | rWtd | Each | 1 | 561 | None | 68.6 | 0.0105 | 6.87 | 68.6 | 0.0105 | 6.87 | 68.6 | 0.0105 | 6.87 | 68.6 | 0.0105 | 6.87 |  |  | 2 |  | RB-Appl-EffCW-med-ElecDHW-GasCDryer-Tier1-TopSCGMFmExCZ09rWtd
RB-Appl-EffCW-med-ElecDHW-GasCDryer-Tier1-Top | DEER2016 | D16v1 | 2015-05-14 08:10 | SCG | MFm | Ex | CZ10 | rWtd | Each | 1 | 587 | None | 69.4 | 0.0122 | 6.92 | 69.4 | 0.0122 | 6.92 | 69.4 | 0.0122 | 6.92 | 69.4 | 0.0122 | 6.92 |  |  | 2 |  | RB-Appl-EffCW-med-ElecDHW-GasCDryer-Tier1-TopSCGMFmExCZ10rWtd
RB-Appl-EffCW-med-ElecDHW-GasCDryer-Tier1-Top | DEER2016 | D16v1 | 2015-05-14 08:10 | SCG | MFm | Ex | CZ13 | rWtd | Each | 1 | 488 | None | 70.7 | 0.0113 | 6.71 | 70.7 | 0.0113 | 6.71 | 70.7 | 0.0113 | 6.71 | 70.7 | 0.0113 | 6.71 |  |  | 2 |  | RB-Appl-EffCW-med-ElecDHW-GasCDryer-Tier1-TopSCGMFmExCZ13rWtd
RB-Appl-EffCW-med-ElecDHW-GasCDryer-Tier1-Top | DEER2016 | D16v1 | 2015-05-14 08:10 | SCG | MFm | Ex | CZ14 | rWtd | Each | 1 | 623 | None | 75.5 | 0.0112 | 6.42 | 75.5 | 0.0112 | 6.42 | 75.5 | 0.0112 | 6.42 | 75.5 | 0.0112 | 6.42 |  |  | 2 |  | RB-Appl-EffCW-med-ElecDHW-GasCDryer-Tier1-TopSCGMFmExCZ14rWtd
RB-Appl-EffCW-med-ElecDHW-GasCDryer-Tier1-Top | DEER2016 | D16v1 | 2015-05-14 08:10 | SCG | MFm | Ex | CZ15 | rWtd | Each | 1 | 631 | None | 76.3 | 0.0109 | 7.02 | 76.3 | 0.0109 | 7.02 | 76.3 | 0.0109 | 7.02 | 76.3 | 0.0109 | 7.02 |  |  | 2 |  | RB-Appl-EffCW-med-ElecDHW-GasCDryer-Tier1-TopSCGMFmExCZ15rWtd
RB-Appl-EffCW-med-ElecDHW-GasCDryer-Tier1-Top | DEER2016 | D16v1 | 2015-05-14 08:10 | SCG | MFm | Ex | CZ16 | rWtd | Each | 1 | 502 | None | 73.7 | 0.0117 | 6.45 | 73.7 | 0.0117 | 6.45 | 73.7 | 0.0117 | 6.45 | 73.7 | 0.0117 | 6.45 |  |  | 2 |  | RB-Appl-EffCW-med-ElecDHW-GasCDryer-Tier1-TopSCGMFmExCZ16rWtd
RB-Appl-EffCW-med-ElecDHW-GasCDryer-Tier1-Top | DEER2016 | D16v1 | 2015-05-14 08:10 | SCG | MFm | Ex | IOU | rWtd | Each | 1 | 540 | None | 68.2 | 0.0104 | 6.88 | 68.2 | 0.0104 | 6.88 | 68.2 | 0.0104 | 6.88 | 68.2 | 0.0104 | 6.88 |  |  | 2 |  | RB-Appl-EffCW-med-ElecDHW-GasCDryer-Tier1-TopSCGMFmExIOUrWtd
RB-Appl-EffCW-med-ElecDHW-GasCDryer-Tier1-Top | DEER2016 | D16v1 | 2015-05-14 08:10 | SCG | SFm | 1975 | CZ04 | rWtd | Each | 1 | 796 | None | 81.4 | 0.0173 | 8.12 | 81.4 | 0.0173 | 8.12 | 81.4 | 0.0173 | 8.12 | 81.4 | 0.0173 | 8.12 |  |  | 2 |  | RB-Appl-EffCW-med-ElecDHW-GasCDryer-Tier1-TopSCGSFm1975CZ04rWtd
RB-Appl-EffCW-med-ElecDHW-GasCDryer-Tier1-Top | DEER2016 | D16v1 | 2015-05-14 08:10 | SCG | SFm | 1975 | CZ05 | rWtd | Each | 1 | 796 | None | 83.4 | 0.012 | 7.57 | 83.4 | 0.012 | 7.57 | 83.4 | 0.012 | 7.57 | 83.4 | 0.012 | 7.57 |  |  | 2 |  | RB-Appl-EffCW-med-ElecDHW-GasCDryer-Tier1-TopSCGSFm1975CZ05rWtd
RB-Appl-EffCW-med-ElecDHW-GasCDryer-Tier1-Top | DEER2016 | D16v1 | 2015-05-14 08:10 | SCG | SFm | 1975 | CZ06 | rWtd | Each | 1 | 764 | None | 82.4 | 0.0125 | 8.66 | 82.4 | 0.0125 | 8.66 | 82.4 | 0.0125 | 8.66 | 82.4 | 0.0125 | 8.66 |  |  | 2 |  | RB-Appl-EffCW-med-ElecDHW-GasCDryer-Tier1-TopSCGSFm1975CZ06rWtd
RB-Appl-EffCW-med-ElecDHW-GasCDryer-Tier1-Top | DEER2016 | D16v1 | 2015-05-14 08:10 | SCG | SFm | 1975 | CZ07 | rWtd | Each | 1 | 764 | None | 81.5 | 0.00432 | 8.49 | 81.5 | 0.00432 | 8.49 | 81.5 | 0.00432 | 8.49 | 81.5 | 0.00432 | 8.49 |  |  | 2 |  | RB-Appl-EffCW-med-ElecDHW-GasCDryer-Tier1-TopSCGSFm1975CZ07rWtd
RB-Appl-EffCW-med-ElecDHW-GasCDryer-Tier1-Top | DEER2016 | D16v1 | 2015-05-14 08:10 | SCG | SFm | 1975 | CZ08 | rWtd | Each | 1 | 764 | None | 82.8 | 0.0123 | 8.44 | 82.8 | 0.0123 | 8.44 | 82.8 | 0.0123 | 8.44 | 82.8 | 0.0123 | 8.44 |  |  | 2 |  | RB-Appl-EffCW-med-ElecDHW-GasCDryer-Tier1-TopSCGSFm1975CZ08rWtd
RB-Appl-EffCW-med-ElecDHW-GasCDryer-Tier1-Top | DEER2016 | D16v1 | 2015-05-14 08:10 | SCG | SFm | 1975 | CZ09 | rWtd | Each | 1 | 818 | None | 87.8 | 0.0138 | 8.13 | 87.8 | 0.0138 | 8.13 | 87.8 | 0.0138 | 8.13 | 87.8 | 0.0138 | 8.13 |  |  | 2 |  | RB-Appl-EffCW-med-ElecDHW-GasCDryer-Tier1-TopSCGSFm1975CZ09rWtd
RB-Appl-EffCW-med-ElecDHW-GasCDryer-Tier1-Top | DEER2016 | D16v1 | 2015-05-14 08:10 | SCG | SFm | 1975 | CZ10 | rWtd | Each | 1 | 818 | None | 87.8 | 0.0159 | 8.15 | 87.8 | 0.0159 | 8.15 | 87.8 | 0.0159 | 8.15 | 87.8 | 0.0159 | 8.15 |  |  | 2 |  | RB-Appl-EffCW-med-ElecDHW-GasCDryer-Tier1-TopSCGSFm1975CZ10rWtd
RB-Appl-EffCW-med-ElecDHW-GasCDryer-Tier1-Top | DEER2016 | D16v1 | 2015-05-14 08:10 | SCG | SFm | 1975 | CZ13 | rWtd | Each | 1 | 764 | None | 88.9 | 0.016 | 8.06 | 88.9 | 0.016 | 8.06 | 88.9 | 0.016 | 8.06 | 88.9 | 0.016 | 8.06 |  |  | 2 |  | RB-Appl-EffCW-med-ElecDHW-GasCDryer-Tier1-TopSCGSFm1975CZ13rWtd
RB-Appl-EffCW-med-ElecDHW-GasCDryer-Tier1-Top | DEER2016 | D16v1 | 2015-05-14 08:10 | SCG | SFm | 1975 | CZ14 | rWtd | Each | 1 | 778 | None | 94.7 | 0.0163 | 8.22 | 94.7 | 0.0163 | 8.22 | 94.7 | 0.0163 | 8.22 | 94.7 | 0.0163 | 8.22 |  |  | 2 |  | RB-Appl-EffCW-med-ElecDHW-GasCDryer-Tier1-TopSCGSFm1975CZ14rWtd
RB-Appl-EffCW-med-ElecDHW-GasCDryer-Tier1-Top | DEER2016 | D16v1 | 2015-05-14 08:10 | SCG | SFm | 1975 | CZ15 | rWtd | Each | 1 | 778 | None | 90.8 | 0.0148 | 8.64 | 90.8 | 0.0148 | 8.64 | 90.8 | 0.0148 | 8.64 | 90.8 | 0.0148 | 8.64 |  |  | 2 |  | RB-Appl-EffCW-med-ElecDHW-GasCDryer-Tier1-TopSCGSFm1975CZ15rWtd
RB-Appl-EffCW-med-ElecDHW-GasCDryer-Tier1-Top | DEER2016 | D16v1 | 2015-05-14 08:10 | SCG | SFm | 1975 | CZ16 | rWtd | Each | 1 | 796 | None | 92.7 | 0.0162 | 8.06 | 92.7 | 0.0162 | 8.06 | 92.7 | 0.0162 | 8.06 | 92.7 | 0.0162 | 8.06 |  |  | 2 |  | RB-Appl-EffCW-med-ElecDHW-GasCDryer-Tier1-TopSCGSFm1975CZ16rWtd
RB-Appl-EffCW-med-ElecDHW-GasCDryer-Tier1-Top | DEER2016 | D16v1 | 2015-05-14 08:10 | SCG | SFm | 1985 | CZ04 | rWtd | Each | 1 | 952 | None | 85.3 | 0.0169 | 7.49 | 85.3 | 0.0169 | 7.49 | 85.3 | 0.0169 | 7.49 | 85.3 | 0.0169 | 7.49 |  |  | 2 |  | RB-Appl-EffCW-med-ElecDHW-GasCDryer-Tier1-TopSCGSFm1985CZ04rWtd
RB-Appl-EffCW-med-ElecDHW-GasCDryer-Tier1-Top | DEER2016 | D16v1 | 2015-05-14 08:10 | SCG | SFm | 1985 | CZ05 | rWtd | Each | 1 | 952 | None | 82.6 | 0.0125 | 6.69 | 82.6 | 0.0125 | 6.69 | 82.6 | 0.0125 | 6.69 | 82.6 | 0.0125 | 6.69 |  |  | 2 |  | RB-Appl-EffCW-med-ElecDHW-GasCDryer-Tier1-TopSCGSFm1985CZ05rWtd
RB-Appl-EffCW-med-ElecDHW-GasCDryer-Tier1-Top | DEER2016 | D16v1 | 2015-05-14 08:10 | SCG | SFm | 1985 | CZ06 | rWtd | Each | 1 | 1030 | None | 83.2 | 0.0453 | 8.61 | 83.2 | 0.0453 | 8.61 | 83.2 | 0.0453 | 8.61 | 83.2 | 0.0453 | 8.61 |  |  | 2 |  | RB-Appl-EffCW-med-ElecDHW-GasCDryer-Tier1-TopSCGSFm1985CZ06rWtd
RB-Appl-EffCW-med-ElecDHW-GasCDryer-Tier1-Top | DEER2016 | D16v1 | 2015-05-14 08:10 | SCG | SFm | 1985 | CZ07 | rWtd | Each | 1 | 1030 | None | 81.5 | 0.0215 | 8.56 | 81.5 | 0.0215 | 8.56 | 81.5 | 0.0215 | 8.56 | 81.5 | 0.0215 | 8.56 |  |  | 2 |  | RB-Appl-EffCW-med-ElecDHW-GasCDryer-Tier1-TopSCGSFm1985CZ07rWtd
RB-Appl-EffCW-med-ElecDHW-GasCDryer-Tier1-Top | DEER2016 | D16v1 | 2015-05-14 08:10 | SCG | SFm | 1985 | CZ08 | rWtd | Each | 1 | 1030 | None | 83.3 | 0.0128 | 8.55 | 83.3 | 0.0128 | 8.55 | 83.3 | 0.0128 | 8.55 | 83.3 | 0.0128 | 8.55 |  |  | 2 |  | RB-Appl-EffCW-med-ElecDHW-GasCDryer-Tier1-TopSCGSFm1985CZ08rWtd
RB-Appl-EffCW-med-ElecDHW-GasCDryer-Tier1-Top | DEER2016 | D16v1 | 2015-05-14 08:10 | SCG | SFm | 1985 | CZ09 | rWtd | Each | 1 | 906 | None | 86.3 | 0.0143 | 8.4 | 86.3 | 0.0143 | 8.4 | 86.3 | 0.0143 | 8.4 | 86.3 | 0.0143 | 8.4 |  |  | 2 |  | RB-Appl-EffCW-med-ElecDHW-GasCDryer-Tier1-TopSCGSFm1985CZ09rWtd
RB-Appl-EffCW-med-ElecDHW-GasCDryer-Tier1-Top | DEER2016 | D16v1 | 2015-05-14 08:10 | SCG | SFm | 1985 | CZ10 | rWtd | Each | 1 | 906 | None | 85.9 | 0.0166 | 8.25 | 85.9 | 0.0166 | 8.25 | 85.9 | 0.0166 | 8.25 | 85.9 | 0.0166 | 8.25 |  |  | 2 |  | RB-Appl-EffCW-med-ElecDHW-GasCDryer-Tier1-TopSCGSFm1985CZ10rWtd
RB-Appl-EffCW-med-ElecDHW-GasCDryer-Tier1-Top | DEER2016 | D16v1 | 2015-05-14 08:10 | SCG | SFm | 1985 | CZ13 | rWtd | Each | 1 | 852 | None | 89.7 | 0.0216 | 7.79 | 89.7 | 0.0216 | 7.79 | 89.7 | 0.0216 | 7.79 | 89.7 | 0.0216 | 7.79 |  |  | 2 |  | RB-Appl-EffCW-med-ElecDHW-GasCDryer-Tier1-TopSCGSFm1985CZ13rWtd
RB-Appl-EffCW-med-ElecDHW-GasCDryer-Tier1-Top | DEER2016 | D16v1 | 2015-05-14 08:10 | SCG | SFm | 1985 | CZ14 | rWtd | Each | 1 | 870 | None | 98.1 | 0.0181 | 7.03 | 98.1 | 0.0181 | 7.03 | 98.1 | 0.0181 | 7.03 | 98.1 | 0.0181 | 7.03 |  |  | 2 |  | RB-Appl-EffCW-med-ElecDHW-GasCDryer-Tier1-TopSCGSFm1985CZ14rWtd
RB-Appl-EffCW-med-ElecDHW-GasCDryer-Tier1-Top | DEER2016 | D16v1 | 2015-05-14 08:10 | SCG | SFm | 1985 | CZ15 | rWtd | Each | 1 | 870 | None | 95.6 | 0.0165 | 7.89 | 95.6 | 0.0165 | 7.89 | 95.6 | 0.0165 | 7.89 | 95.6 | 0.0165 | 7.89 |  |  | 2 |  | RB-Appl-EffCW-med-ElecDHW-GasCDryer-Tier1-TopSCGSFm1985CZ15rWtd
RB-Appl-EffCW-med-ElecDHW-GasCDryer-Tier1-Top | DEER2016 | D16v1 | 2015-05-14 08:10 | SCG | SFm | 1985 | CZ16 | rWtd | Each | 1 | 952 | None | 88.6 | 0.0151 | 7.28 | 88.6 | 0.0151 | 7.28 | 88.6 | 0.0151 | 7.28 | 88.6 | 0.0151 | 7.28 |  |  | 2 |  | RB-Appl-EffCW-med-ElecDHW-GasCDryer-Tier1-TopSCGSFm1985CZ16rWtd
RB-Appl-EffCW-med-ElecDHW-GasCDryer-Tier1-Top | DEER2016 | D16v1 | 2015-05-14 08:10 | SCG | SFm | 1996 | CZ04 | rWtd | Each | 1 | 1100 | None | 88.1 | 0.0164 | 8.48 | 88.1 | 0.0164 | 8.48 | 88.1 | 0.0164 | 8.48 | 88.1 | 0.0164 | 8.48 |  |  | 2 |  | RB-Appl-EffCW-med-ElecDHW-GasCDryer-Tier1-TopSCGSFm1996CZ04rWtd
RB-Appl-EffCW-med-ElecDHW-GasCDryer-Tier1-Top | DEER2016 | D16v1 | 2015-05-14 08:10 | SCG | SFm | 1996 | CZ05 | rWtd | Each | 1 | 1100 | None | 83.7 | 0.0115 | 7.68 | 83.7 | 0.0115 | 7.68 | 83.7 | 0.0115 | 7.68 | 83.7 | 0.0115 | 7.68 |  |  | 2 |  | RB-Appl-EffCW-med-ElecDHW-GasCDryer-Tier1-TopSCGSFm1996CZ05rWtd
RB-Appl-EffCW-med-ElecDHW-GasCDryer-Tier1-Top | DEER2016 | D16v1 | 2015-05-14 08:10 | SCG | SFm | 1996 | CZ06 | rWtd | Each | 1 | 1150 | None | 81.3 | 0.00243 | 8.66 | 81.3 | 0.00243 | 8.66 | 81.3 | 0.00243 | 8.66 | 81.3 | 0.00243 | 8.66 |  |  | 2 |  | RB-Appl-EffCW-med-ElecDHW-GasCDryer-Tier1-TopSCGSFm1996CZ06rWtd
RB-Appl-EffCW-med-ElecDHW-GasCDryer-Tier1-Top | DEER2016 | D16v1 | 2015-05-14 08:10 | SCG | SFm | 1996 | CZ07 | rWtd | Each | 1 | 1150 | None | 81.3 | -0.00333 | 8.72 | 81.3 | -0.00333 | 8.72 | 81.3 | -0.00333 | 8.72 | 81.3 | -0.00333 | 8.72 |  |  | 2 |  | RB-Appl-EffCW-med-ElecDHW-GasCDryer-Tier1-TopSCGSFm1996CZ07rWtd
RB-Appl-EffCW-med-ElecDHW-GasCDryer-Tier1-Top | DEER2016 | D16v1 | 2015-05-14 08:10 | SCG | SFm | 1996 | CZ08 | rWtd | Each | 1 | 1150 | None | 85 | 0.0111 | 8.59 | 85 | 0.0111 | 8.59 | 85 | 0.0111 | 8.59 | 85 | 0.0111 | 8.59 |  |  | 2 |  | RB-Appl-EffCW-med-ElecDHW-GasCDryer-Tier1-TopSCGSFm1996CZ08rWtd
RB-Appl-EffCW-med-ElecDHW-GasCDryer-Tier1-Top | DEER2016 | D16v1 | 2015-05-14 08:10 | SCG | SFm | 1996 | CZ09 | rWtd | Each | 1 | 1090 | None | 84.9 | 0.0123 | 8.55 | 84.9 | 0.0123 | 8.55 | 84.9 | 0.0123 | 8.55 | 84.9 | 0.0123 | 8.55 |  |  | 2 |  | RB-Appl-EffCW-med-ElecDHW-GasCDryer-Tier1-TopSCGSFm1996CZ09rWtd
RB-Appl-EffCW-med-ElecDHW-GasCDryer-Tier1-Top | DEER2016 | D16v1 | 2015-05-14 08:10 | SCG | SFm | 1996 | CZ10 | rWtd | Each | 1 | 1090 | None | 86.5 | 0.0134 | 8.52 | 86.5 | 0.0134 | 8.52 | 86.5 | 0.0134 | 8.52 | 86.5 | 0.0134 | 8.52 |  |  | 2 |  | RB-Appl-EffCW-med-ElecDHW-GasCDryer-Tier1-TopSCGSFm1996CZ10rWtd
RB-Appl-EffCW-med-ElecDHW-GasCDryer-Tier1-Top | DEER2016 | D16v1 | 2015-05-14 08:10 | SCG | SFm | 1996 | CZ13 | rWtd | Each | 1 | 1020 | None | 90.3 | 0.0165 | 7.7 | 90.3 | 0.0165 | 7.7 | 90.3 | 0.0165 | 7.7 | 90.3 | 0.0165 | 7.7 |  |  | 2 |  | RB-Appl-EffCW-med-ElecDHW-GasCDryer-Tier1-TopSCGSFm1996CZ13rWtd
RB-Appl-EffCW-med-ElecDHW-GasCDryer-Tier1-Top | DEER2016 | D16v1 | 2015-05-14 08:10 | SCG | SFm | 1996 | CZ14 | rWtd | Each | 1 | 879 | None | 92.6 | 0.015 | 7.92 | 92.6 | 0.015 | 7.92 | 92.6 | 0.015 | 7.92 | 92.6 | 0.015 | 7.92 |  |  | 2 |  | RB-Appl-EffCW-med-ElecDHW-GasCDryer-Tier1-TopSCGSFm1996CZ14rWtd
RB-Appl-EffCW-med-ElecDHW-GasCDryer-Tier1-Top | DEER2016 | D16v1 | 2015-05-14 08:10 | SCG | SFm | 1996 | CZ15 | rWtd | Each | 1 | 879 | None | 91 | 0.0132 | 8.34 | 91 | 0.0132 | 8.34 | 91 | 0.0132 | 8.34 | 91 | 0.0132 | 8.34 |  |  | 2 |  | RB-Appl-EffCW-med-ElecDHW-GasCDryer-Tier1-TopSCGSFm1996CZ15rWtd
RB-Appl-EffCW-med-ElecDHW-GasCDryer-Tier1-Top | DEER2016 | D16v1 | 2015-05-14 08:10 | SCG | SFm | 1996 | CZ16 | rWtd | Each | 1 | 1100 | None | 88.1 | 0.0141 | 8.35 | 88.1 | 0.0141 | 8.35 | 88.1 | 0.0141 | 8.35 | 88.1 | 0.0141 | 8.35 |  |  | 2 |  | RB-Appl-EffCW-med-ElecDHW-GasCDryer-Tier1-TopSCGSFm1996CZ16rWtd
RB-Appl-EffCW-med-ElecDHW-GasCDryer-Tier1-Top | DEER2016 | D16v1 | 2015-05-14 08:10 | SCG | SFm | 2003 | CZ04 | rWtd | Each | 1 | 1150 | None | 89.7 | 0.0173 | 7.74 | 89.7 | 0.0173 | 7.74 | 89.7 | 0.0173 | 7.74 | 89.7 | 0.0173 | 7.74 |  |  | 2 |  | RB-Appl-EffCW-med-ElecDHW-GasCDryer-Tier1-TopSCGSFm2003CZ04rWtd
RB-Appl-EffCW-med-ElecDHW-GasCDryer-Tier1-Top | DEER2016 | D16v1 | 2015-05-14 08:10 | SCG | SFm | 2003 | CZ05 | rWtd | Each | 1 | 1150 | None | 82.4 | 0.00863 | 6.45 | 82.4 | 0.00863 | 6.45 | 82.4 | 0.00863 | 6.45 | 82.4 | 0.00863 | 6.45 |  |  | 2 |  | RB-Appl-EffCW-med-ElecDHW-GasCDryer-Tier1-TopSCGSFm2003CZ05rWtd
RB-Appl-EffCW-med-ElecDHW-GasCDryer-Tier1-Top | DEER2016 | D16v1 | 2015-05-14 08:10 | SCG | SFm | 2003 | CZ06 | rWtd | Each | 1 | 1200 | None | 83.5 | 0.0117 | 7.95 | 83.5 | 0.0117 | 7.95 | 83.5 | 0.0117 | 7.95 | 83.5 | 0.0117 | 7.95 |  |  | 2 |  | RB-Appl-EffCW-med-ElecDHW-GasCDryer-Tier1-TopSCGSFm2003CZ06rWtd
RB-Appl-EffCW-med-ElecDHW-GasCDryer-Tier1-Top | DEER2016 | D16v1 | 2015-05-14 08:10 | SCG | SFm | 2003 | CZ07 | rWtd | Each | 1 | 1200 | None | 83 | 0.0128 | 7.93 | 83 | 0.0128 | 7.93 | 83 | 0.0128 | 7.93 | 83 | 0.0128 | 7.93 |  |  | 2 |  | RB-Appl-EffCW-med-ElecDHW-GasCDryer-Tier1-TopSCGSFm2003CZ07rWtd
RB-Appl-EffCW-med-ElecDHW-GasCDryer-Tier1-Top | DEER2016 | D16v1 | 2015-05-14 08:10 | SCG | SFm | 2003 | CZ08 | rWtd | Each | 1 | 1200 | None | 88 | 0.0131 | 7.9 | 88 | 0.0131 | 7.9 | 88 | 0.0131 | 7.9 | 88 | 0.0131 | 7.9 |  |  | 2 |  | RB-Appl-EffCW-med-ElecDHW-GasCDryer-Tier1-TopSCGSFm2003CZ08rWtd
RB-Appl-EffCW-med-ElecDHW-GasCDryer-Tier1-Top | DEER2016 | D16v1 | 2015-05-14 08:10 | SCG | SFm | 2003 | CZ09 | rWtd | Each | 1 | 1210 | None | 90.8 | 0.013 | 7.76 | 90.8 | 0.013 | 7.76 | 90.8 | 0.013 | 7.76 | 90.8 | 0.013 | 7.76 |  |  | 2 |  | RB-Appl-EffCW-med-ElecDHW-GasCDryer-Tier1-TopSCGSFm2003CZ09rWtd
RB-Appl-EffCW-med-ElecDHW-GasCDryer-Tier1-Top | DEER2016 | D16v1 | 2015-05-14 08:10 | SCG | SFm | 2003 | CZ10 | rWtd | Each | 1 | 974 | None | 90.1 | 0.0119 | 7.99 | 90.1 | 0.0119 | 7.99 | 90.1 | 0.0119 | 7.99 | 90.1 | 0.0119 | 7.99 |  |  | 2 |  | RB-Appl-EffCW-med-ElecDHW-GasCDryer-Tier1-TopSCGSFm2003CZ10rWtd
RB-Appl-EffCW-med-ElecDHW-GasCDryer-Tier1-Top | DEER2016 | D16v1 | 2015-05-14 08:10 | SCG | SFm | 2003 | CZ13 | rWtd | Each | 1 | 974 | None | 91.5 | 0.0168 | 7.82 | 91.5 | 0.0168 | 7.82 | 91.5 | 0.0168 | 7.82 | 91.5 | 0.0168 | 7.82 |  |  | 2 |  | RB-Appl-EffCW-med-ElecDHW-GasCDryer-Tier1-TopSCGSFm2003CZ13rWtd
RB-Appl-EffCW-med-ElecDHW-GasCDryer-Tier1-Top | DEER2016 | D16v1 | 2015-05-14 08:10 | SCG | SFm | 2003 | CZ14 | rWtd | Each | 1 | 1080 | None | 91.8 | 0.0111 | 7.97 | 91.8 | 0.0111 | 7.97 | 91.8 | 0.0111 | 7.97 | 91.8 | 0.0111 | 7.97 |  |  | 2 |  | RB-Appl-EffCW-med-ElecDHW-GasCDryer-Tier1-TopSCGSFm2003CZ14rWtd
RB-Appl-EffCW-med-ElecDHW-GasCDryer-Tier1-Top | DEER2016 | D16v1 | 2015-05-14 08:10 | SCG | SFm | 2003 | CZ15 | rWtd | Each | 1 | 1080 | None | 90.5 | 0.0146 | 8.55 | 90.5 | 0.0146 | 8.55 | 90.5 | 0.0146 | 8.55 | 90.5 | 0.0146 | 8.55 |  |  | 2 |  | RB-Appl-EffCW-med-ElecDHW-GasCDryer-Tier1-TopSCGSFm2003CZ15rWtd
RB-Appl-EffCW-med-ElecDHW-GasCDryer-Tier1-Top | DEER2016 | D16v1 | 2015-05-14 08:10 | SCG | SFm | 2003 | CZ16 | rWtd | Each | 1 | 1150 | None | 89.6 | 0.026 | 7.68 | 89.6 | 0.026 | 7.68 | 89.6 | 0.026 | 7.68 | 89.6 | 0.026 | 7.68 |  |  | 2 |  | RB-Appl-EffCW-med-ElecDHW-GasCDryer-Tier1-TopSCGSFm2003CZ16rWtd
RB-Appl-EffCW-med-ElecDHW-GasCDryer-Tier1-Top | DEER2016 | D16v1 | 2015-05-14 08:10 | SCG | SFm | 2007 | CZ04 | rWtd | Each | 1 | 1150 | None | 86 | 0.0171 | 7.52 | 86 | 0.0171 | 7.52 | 86 | 0.0171 | 7.52 | 86 | 0.0171 | 7.52 |  |  | 2 |  | RB-Appl-EffCW-med-ElecDHW-GasCDryer-Tier1-TopSCGSFm2007CZ04rWtd
RB-Appl-EffCW-med-ElecDHW-GasCDryer-Tier1-Top | DEER2016 | D16v1 | 2015-05-14 08:10 | SCG | SFm | 2007 | CZ05 | rWtd | Each | 1 | 1150 | None | 82.8 | 0.0122 | 6.95 | 82.8 | 0.0122 | 6.95 | 82.8 | 0.0122 | 6.95 | 82.8 | 0.0122 | 6.95 |  |  | 2 |  | RB-Appl-EffCW-med-ElecDHW-GasCDryer-Tier1-TopSCGSFm2007CZ05rWtd
RB-Appl-EffCW-med-ElecDHW-GasCDryer-Tier1-Top | DEER2016 | D16v1 | 2015-05-14 08:10 | SCG | SFm | 2007 | CZ06 | rWtd | Each | 1 | 1200 | None | 83.5 | 0.0121 | 8.13 | 83.5 | 0.0121 | 8.13 | 83.5 | 0.0121 | 8.13 | 83.5 | 0.0121 | 8.13 |  |  | 2 |  | RB-Appl-EffCW-med-ElecDHW-GasCDryer-Tier1-TopSCGSFm2007CZ06rWtd
RB-Appl-EffCW-med-ElecDHW-GasCDryer-Tier1-Top | DEER2016 | D16v1 | 2015-05-14 08:10 | SCG | SFm | 2007 | CZ07 | rWtd | Each | 1 | 1200 | None | 80.7 | 0.0118 | 7.89 | 80.7 | 0.0118 | 7.89 | 80.7 | 0.0118 | 7.89 | 80.7 | 0.0118 | 7.89 |  |  | 2 |  | RB-Appl-EffCW-med-ElecDHW-GasCDryer-Tier1-TopSCGSFm2007CZ07rWtd
RB-Appl-EffCW-med-ElecDHW-GasCDryer-Tier1-Top | DEER2016 | D16v1 | 2015-05-14 08:10 | SCG | SFm | 2007 | CZ08 | rWtd | Each | 1 | 1200 | None | 84.1 | 0.0117 | 7.98 | 84.1 | 0.0117 | 7.98 | 84.1 | 0.0117 | 7.98 | 84.1 | 0.0117 | 7.98 |  |  | 2 |  | RB-Appl-EffCW-med-ElecDHW-GasCDryer-Tier1-TopSCGSFm2007CZ08rWtd
RB-Appl-EffCW-med-ElecDHW-GasCDryer-Tier1-Top | DEER2016 | D16v1 | 2015-05-14 08:10 | SCG | SFm | 2007 | CZ09 | rWtd | Each | 1 | 1210 | None | 90.4 | 0.0121 | 7.78 | 90.4 | 0.0121 | 7.78 | 90.4 | 0.0121 | 7.78 | 90.4 | 0.0121 | 7.78 |  |  | 2 |  | RB-Appl-EffCW-med-ElecDHW-GasCDryer-Tier1-TopSCGSFm2007CZ09rWtd
RB-Appl-EffCW-med-ElecDHW-GasCDryer-Tier1-Top | DEER2016 | D16v1 | 2015-05-14 08:10 | SCG | SFm | 2007 | CZ10 | rWtd | Each | 1 | 974 | None | 87 | 0.0115 | 7.98 | 87 | 0.0115 | 7.98 | 87 | 0.0115 | 7.98 | 87 | 0.0115 | 7.98 |  |  | 2 |  | RB-Appl-EffCW-med-ElecDHW-GasCDryer-Tier1-TopSCGSFm2007CZ10rWtd
RB-Appl-EffCW-med-ElecDHW-GasCDryer-Tier1-Top | DEER2016 | D16v1 | 2015-05-14 08:10 | SCG | SFm | 2007 | CZ13 | rWtd | Each | 1 | 974 | None | 89.4 | 0.0152 | 7.72 | 89.4 | 0.0152 | 7.72 | 89.4 | 0.0152 | 7.72 | 89.4 | 0.0152 | 7.72 |  |  | 2 |  | RB-Appl-EffCW-med-ElecDHW-GasCDryer-Tier1-TopSCGSFm2007CZ13rWtd
RB-Appl-EffCW-med-ElecDHW-GasCDryer-Tier1-Top | DEER2016 | D16v1 | 2015-05-14 08:10 | SCG | SFm | 2007 | CZ14 | rWtd | Each | 1 | 1080 | None | 92.1 | 0.0125 | 7.87 | 92.1 | 0.0125 | 7.87 | 92.1 | 0.0125 | 7.87 | 92.1 | 0.0125 | 7.87 |  |  | 2 |  | RB-Appl-EffCW-med-ElecDHW-GasCDryer-Tier1-TopSCGSFm2007CZ14rWtd
RB-Appl-EffCW-med-ElecDHW-GasCDryer-Tier1-Top | DEER2016 | D16v1 | 2015-05-14 08:10 | SCG | SFm | 2007 | CZ15 | rWtd | Each | 1 | 1080 | None | 88.1 | 0.0126 | 8.53 | 88.1 | 0.0126 | 8.53 | 88.1 | 0.0126 | 8.53 | 88.1 | 0.0126 | 8.53 |  |  | 2 |  | RB-Appl-EffCW-med-ElecDHW-GasCDryer-Tier1-TopSCGSFm2007CZ15rWtd
RB-Appl-EffCW-med-ElecDHW-GasCDryer-Tier1-Top | DEER2016 | D16v1 | 2015-05-14 08:10 | SCG | SFm | 2007 | CZ16 | rWtd | Each | 1 | 1150 | None | 88.8 | 0.0117 | 7.81 | 88.8 | 0.0117 | 7.81 | 88.8 | 0.0117 | 7.81 | 88.8 | 0.0117 | 7.81 |  |  | 2 |  | RB-Appl-EffCW-med-ElecDHW-GasCDryer-Tier1-TopSCGSFm2007CZ16rWtd
RB-Appl-EffCW-med-ElecDHW-GasCDryer-Tier1-Top | DEER2016 | D16v1 | 2015-05-14 08:10 | SCG | SFm | 2011 | CZ04 | rWtd | Each | 1 | 1150 | None | 89.6 | 0.0156 | 7.7 | 89.6 | 0.0156 | 7.7 | 89.6 | 0.0156 | 7.7 | 89.6 | 0.0156 | 7.7 |  |  | 2 |  | RB-Appl-EffCW-med-ElecDHW-GasCDryer-Tier1-TopSCGSFm2011CZ04rWtd
RB-Appl-EffCW-med-ElecDHW-GasCDryer-Tier1-Top | DEER2016 | D16v1 | 2015-05-14 08:10 | SCG | SFm | 2011 | CZ05 | rWtd | Each | 1 | 1150 | None | 82.3 | 0.0122 | 6.54 | 82.3 | 0.0122 | 6.54 | 82.3 | 0.0122 | 6.54 | 82.3 | 0.0122 | 6.54 |  |  | 2 |  | RB-Appl-EffCW-med-ElecDHW-GasCDryer-Tier1-TopSCGSFm2011CZ05rWtd
RB-Appl-EffCW-med-ElecDHW-GasCDryer-Tier1-Top | DEER2016 | D16v1 | 2015-05-14 08:10 | SCG | SFm | 2011 | CZ06 | rWtd | Each | 1 | 1200 | None | 81.9 | 0.0119 | 7.95 | 81.9 | 0.0119 | 7.95 | 81.9 | 0.0119 | 7.95 | 81.9 | 0.0119 | 7.95 |  |  | 2 |  | RB-Appl-EffCW-med-ElecDHW-GasCDryer-Tier1-TopSCGSFm2011CZ06rWtd
RB-Appl-EffCW-med-ElecDHW-GasCDryer-Tier1-Top | DEER2016 | D16v1 | 2015-05-14 08:10 | SCG | SFm | 2011 | CZ07 | rWtd | Each | 1 | 1200 | None | 82.2 | 0.013 | 8.07 | 82.2 | 0.013 | 8.07 | 82.2 | 0.013 | 8.07 | 82.2 | 0.013 | 8.07 |  |  | 2 |  | RB-Appl-EffCW-med-ElecDHW-GasCDryer-Tier1-TopSCGSFm2011CZ07rWtd
RB-Appl-EffCW-med-ElecDHW-GasCDryer-Tier1-Top | DEER2016 | D16v1 | 2015-05-14 08:10 | SCG | SFm | 2011 | CZ08 | rWtd | Each | 1 | 1200 | None | 91.6 | 0.012 | 8.13 | 91.6 | 0.012 | 8.13 | 91.6 | 0.012 | 8.13 | 91.6 | 0.012 | 8.13 |  |  | 2 |  | RB-Appl-EffCW-med-ElecDHW-GasCDryer-Tier1-TopSCGSFm2011CZ08rWtd
RB-Appl-EffCW-med-ElecDHW-GasCDryer-Tier1-Top | DEER2016 | D16v1 | 2015-05-14 08:10 | SCG | SFm | 2011 | CZ09 | rWtd | Each | 1 | 1210 | None | 92.9 | 0.0127 | 8.02 | 92.9 | 0.0127 | 8.02 | 92.9 | 0.0127 | 8.02 | 92.9 | 0.0127 | 8.02 |  |  | 2 |  | RB-Appl-EffCW-med-ElecDHW-GasCDryer-Tier1-TopSCGSFm2011CZ09rWtd
RB-Appl-EffCW-med-ElecDHW-GasCDryer-Tier1-Top | DEER2016 | D16v1 | 2015-05-14 08:10 | SCG | SFm | 2011 | CZ10 | rWtd | Each | 1 | 974 | None | 88.4 | 0.0121 | 8.08 | 88.4 | 0.0121 | 8.08 | 88.4 | 0.0121 | 8.08 | 88.4 | 0.0121 | 8.08 |  |  | 2 |  | RB-Appl-EffCW-med-ElecDHW-GasCDryer-Tier1-TopSCGSFm2011CZ10rWtd
RB-Appl-EffCW-med-ElecDHW-GasCDryer-Tier1-Top | DEER2016 | D16v1 | 2015-05-14 08:10 | SCG | SFm | 2011 | CZ13 | rWtd | Each | 1 | 974 | None | 87.3 | 0.0157 | 7.75 | 87.3 | 0.0157 | 7.75 | 87.3 | 0.0157 | 7.75 | 87.3 | 0.0157 | 7.75 |  |  | 2 |  | RB-Appl-EffCW-med-ElecDHW-GasCDryer-Tier1-TopSCGSFm2011CZ13rWtd
RB-Appl-EffCW-med-ElecDHW-GasCDryer-Tier1-Top | DEER2016 | D16v1 | 2015-05-14 08:10 | SCG | SFm | 2011 | CZ14 | rWtd | Each | 1 | 1080 | None | 91.4 | 0.0135 | 7.93 | 91.4 | 0.0135 | 7.93 | 91.4 | 0.0135 | 7.93 | 91.4 | 0.0135 | 7.93 |  |  | 2 |  | RB-Appl-EffCW-med-ElecDHW-GasCDryer-Tier1-TopSCGSFm2011CZ14rWtd
RB-Appl-EffCW-med-ElecDHW-GasCDryer-Tier1-Top | DEER2016 | D16v1 | 2015-05-14 08:10 | SCG | SFm | 2011 | CZ15 | rWtd | Each | 1 | 1080 | None | 88 | 0.0138 | 8.65 | 88 | 0.0138 | 8.65 | 88 | 0.0138 | 8.65 | 88 | 0.0138 | 8.65 |  |  | 2 |  | RB-Appl-EffCW-med-ElecDHW-GasCDryer-Tier1-TopSCGSFm2011CZ15rWtd
RB-Appl-EffCW-med-ElecDHW-GasCDryer-Tier1-Top | DEER2016 | D16v1 | 2015-05-14 08:10 | SCG | SFm | 2011 | CZ16 | rWtd | Each | 1 | 1150 | None | 89.5 | 0.0323 | 7.98 | 89.5 | 0.0323 | 7.98 | 89.5 | 0.0323 | 7.98 | 89.5 | 0.0323 | 7.98 |  |  | 2 |  | RB-Appl-EffCW-med-ElecDHW-GasCDryer-Tier1-TopSCGSFm2011CZ16rWtd
RB-Appl-EffCW-med-ElecDHW-GasCDryer-Tier1-Top | DEER2016 | D16v1 | 2015-05-14 08:10 | SCG | SFm | 2014 | CZ04 | rWtd | Each | 1 | 1150 | None | 88.7 | 0.0135 | 7.66 | 88.7 | 0.0135 | 7.66 | 88.7 | 0.0135 | 7.66 | 88.7 | 0.0135 | 7.66 |  |  | 2 |  | RB-Appl-EffCW-med-ElecDHW-GasCDryer-Tier1-TopSCGSFm2014CZ04rWtd
RB-Appl-EffCW-med-ElecDHW-GasCDryer-Tier1-Top | DEER2016 | D16v1 | 2015-05-14 08:10 | SCG | SFm | 2014 | CZ05 | rWtd | Each | 1 | 1150 | None | 84.1 | 0.0108 | 7.7 | 84.1 | 0.0108 | 7.7 | 84.1 | 0.0108 | 7.7 | 84.1 | 0.0108 | 7.7 |  |  | 2 |  | RB-Appl-EffCW-med-ElecDHW-GasCDryer-Tier1-TopSCGSFm2014CZ05rWtd
RB-Appl-EffCW-med-ElecDHW-GasCDryer-Tier1-Top | DEER2016 | D16v1 | 2015-05-14 08:10 | SCG | SFm | 2014 | CZ06 | rWtd | Each | 1 | 1200 | None | 81.9 | 0.0111 | 8.02 | 81.9 | 0.0111 | 8.02 | 81.9 | 0.0111 | 8.02 | 81.9 | 0.0111 | 8.02 |  |  | 2 |  | RB-Appl-EffCW-med-ElecDHW-GasCDryer-Tier1-TopSCGSFm2014CZ06rWtd
RB-Appl-EffCW-med-ElecDHW-GasCDryer-Tier1-Top | DEER2016 | D16v1 | 2015-05-14 08:10 | SCG | SFm | 2014 | CZ07 | rWtd | Each | 1 | 1200 | None | 82.1 | 0.00236 | 8.07 | 82.1 | 0.00236 | 8.07 | 82.1 | 0.00236 | 8.07 | 82.1 | 0.00236 | 8.07 |  |  | 2 |  | RB-Appl-EffCW-med-ElecDHW-GasCDryer-Tier1-TopSCGSFm2014CZ07rWtd
RB-Appl-EffCW-med-ElecDHW-GasCDryer-Tier1-Top | DEER2016 | D16v1 | 2015-05-14 08:10 | SCG | SFm | 2014 | CZ08 | rWtd | Each | 1 | 1200 | None | 81.9 | 0.0134 | 8.17 | 81.9 | 0.0134 | 8.17 | 81.9 | 0.0134 | 8.17 | 81.9 | 0.0134 | 8.17 |  |  | 2 |  | RB-Appl-EffCW-med-ElecDHW-GasCDryer-Tier1-TopSCGSFm2014CZ08rWtd
RB-Appl-EffCW-med-ElecDHW-GasCDryer-Tier1-Top | DEER2016 | D16v1 | 2015-05-14 08:10 | SCG | SFm | 2014 | CZ09 | rWtd | Each | 1 | 1210 | None | 85.2 | 0.0137 | 8.01 | 85.2 | 0.0137 | 8.01 | 85.2 | 0.0137 | 8.01 | 85.2 | 0.0137 | 8.01 |  |  | 2 |  | RB-Appl-EffCW-med-ElecDHW-GasCDryer-Tier1-TopSCGSFm2014CZ09rWtd
RB-Appl-EffCW-med-ElecDHW-GasCDryer-Tier1-Top | DEER2016 | D16v1 | 2015-05-14 08:10 | SCG | SFm | 2014 | CZ10 | rWtd | Each | 1 | 974 | None | 88.3 | 0.014 | 8.09 | 88.3 | 0.014 | 8.09 | 88.3 | 0.014 | 8.09 | 88.3 | 0.014 | 8.09 |  |  | 2 |  | RB-Appl-EffCW-med-ElecDHW-GasCDryer-Tier1-TopSCGSFm2014CZ10rWtd
RB-Appl-EffCW-med-ElecDHW-GasCDryer-Tier1-Top | DEER2016 | D16v1 | 2015-05-14 08:10 | SCG | SFm | 2014 | CZ13 | rWtd | Each | 1 | 974 | None | 84.8 | 0.0138 | 7.73 | 84.8 | 0.0138 | 7.73 | 84.8 | 0.0138 | 7.73 | 84.8 | 0.0138 | 7.73 |  |  | 2 |  | RB-Appl-EffCW-med-ElecDHW-GasCDryer-Tier1-TopSCGSFm2014CZ13rWtd
RB-Appl-EffCW-med-ElecDHW-GasCDryer-Tier1-Top | DEER2016 | D16v1 | 2015-05-14 08:10 | SCG | SFm | 2014 | CZ14 | rWtd | Each | 1 | 1080 | None | 91.1 | 0.0143 | 7.89 | 91.1 | 0.0143 | 7.89 | 91.1 | 0.0143 | 7.89 | 91.1 | 0.0143 | 7.89 |  |  | 2 |  | RB-Appl-EffCW-med-ElecDHW-GasCDryer-Tier1-TopSCGSFm2014CZ14rWtd
RB-Appl-EffCW-med-ElecDHW-GasCDryer-Tier1-Top | DEER2016 | D16v1 | 2015-05-14 08:10 | SCG | SFm | 2014 | CZ15 | rWtd | Each | 1 | 1080 | None | 88.2 | 0.0133 | 8.6 | 88.2 | 0.0133 | 8.6 | 88.2 | 0.0133 | 8.6 | 88.2 | 0.0133 | 8.6 |  |  | 2 |  | RB-Appl-EffCW-med-ElecDHW-GasCDryer-Tier1-TopSCGSFm2014CZ15rWtd
RB-Appl-EffCW-med-ElecDHW-GasCDryer-Tier1-Top | DEER2016 | D16v1 | 2015-05-14 08:10 | SCG | SFm | 2014 | CZ16 | rWtd | Each | 1 | 1150 | None | 87.6 | 0.0137 | 7.53 | 87.6 | 0.0137 | 7.53 | 87.6 | 0.0137 | 7.53 | 87.6 | 0.0137 | 7.53 |  |  | 2 |  | RB-Appl-EffCW-med-ElecDHW-GasCDryer-Tier1-TopSCGSFm2014CZ16rWtd
RB-Appl-EffCW-med-ElecDHW-GasCDryer-Tier1-Top | DEER2016 | D16v1 | 2015-05-14 08:10 | SCG | SFm | Ex | CZ04 | rWtd | Each | 1 | 986 | None | 85.4 | 0.0168 | 7.97 | 85.4 | 0.0168 | 7.97 | 85.4 | 0.0168 | 7.97 | 85.4 | 0.0168 | 7.97 |  |  | 2 |  | RB-Appl-EffCW-med-ElecDHW-GasCDryer-Tier1-TopSCGSFmExCZ04rWtd
RB-Appl-EffCW-med-ElecDHW-GasCDryer-Tier1-Top | DEER2016 | D16v1 | 2015-05-14 08:10 | SCG | SFm | Ex | CZ05 | rWtd | Each | 1 | 893 | None | 83.3 | 0.0119 | 7.41 | 83.3 | 0.0119 | 7.41 | 83.3 | 0.0119 | 7.41 | 83.3 | 0.0119 | 7.41 |  |  | 2 |  | RB-Appl-EffCW-med-ElecDHW-GasCDryer-Tier1-TopSCGSFmExCZ05rWtd
RB-Appl-EffCW-med-ElecDHW-GasCDryer-Tier1-Top | DEER2016 | D16v1 | 2015-05-14 08:10 | SCG | SFm | Ex | CZ06 | rWtd | Each | 1 | 913 | None | 82.4 | 0.0159 | 8.55 | 82.4 | 0.0159 | 8.55 | 82.4 | 0.0159 | 8.55 | 82.4 | 0.0159 | 8.55 |  |  | 2 |  | RB-Appl-EffCW-med-ElecDHW-GasCDryer-Tier1-TopSCGSFmExCZ06rWtd
RB-Appl-EffCW-med-ElecDHW-GasCDryer-Tier1-Top | DEER2016 | D16v1 | 2015-05-14 08:10 | SCG | SFm | Ex | CZ07 | rWtd | Each | 1 | 828 | None | 81.5 | 0.00616 | 8.51 | 81.5 | 0.00616 | 8.51 | 81.5 | 0.00616 | 8.51 | 81.5 | 0.00616 | 8.51 |  |  | 2 |  | RB-Appl-EffCW-med-ElecDHW-GasCDryer-Tier1-TopSCGSFmExCZ07rWtd
RB-Appl-EffCW-med-ElecDHW-GasCDryer-Tier1-Top | DEER2016 | D16v1 | 2015-05-14 08:10 | SCG | SFm | Ex | CZ08 | rWtd | Each | 1 | 832 | None | 83.3 | 0.0123 | 8.43 | 83.3 | 0.0123 | 8.43 | 83.3 | 0.0123 | 8.43 | 83.3 | 0.0123 | 8.43 |  |  | 2 |  | RB-Appl-EffCW-med-ElecDHW-GasCDryer-Tier1-TopSCGSFmExCZ08rWtd
RB-Appl-EffCW-med-ElecDHW-GasCDryer-Tier1-Top | DEER2016 | D16v1 | 2015-05-14 08:10 | SCG | SFm | Ex | CZ09 | rWtd | Each | 1 | 861 | None | 87.6 | 0.0137 | 8.17 | 87.6 | 0.0137 | 8.17 | 87.6 | 0.0137 | 8.17 | 87.6 | 0.0137 | 8.17 |  |  | 2 |  | RB-Appl-EffCW-med-ElecDHW-GasCDryer-Tier1-TopSCGSFmExCZ09rWtd
RB-Appl-EffCW-med-ElecDHW-GasCDryer-Tier1-Top | DEER2016 | D16v1 | 2015-05-14 08:10 | SCG | SFm | Ex | CZ10 | rWtd | Each | 1 | 927 | None | 87.2 | 0.0149 | 8.22 | 87.2 | 0.0149 | 8.22 | 87.2 | 0.0149 | 8.22 | 87.2 | 0.0149 | 8.22 |  |  | 2 |  | RB-Appl-EffCW-med-ElecDHW-GasCDryer-Tier1-TopSCGSFmExCZ10rWtd
RB-Appl-EffCW-med-ElecDHW-GasCDryer-Tier1-Top | DEER2016 | D16v1 | 2015-05-14 08:10 | SCG | SFm | Ex | CZ13 | rWtd | Each | 1 | 873 | None | 89.4 | 0.0172 | 7.88 | 89.4 | 0.0172 | 7.88 | 89.4 | 0.0172 | 7.88 | 89.4 | 0.0172 | 7.88 |  |  | 2 |  | RB-Appl-EffCW-med-ElecDHW-GasCDryer-Tier1-TopSCGSFmExCZ13rWtd
RB-Appl-EffCW-med-ElecDHW-GasCDryer-Tier1-Top | DEER2016 | D16v1 | 2015-05-14 08:10 | SCG | SFm | Ex | CZ14 | rWtd | Each | 1 | 873 | None | 96.2 | 0.0169 | 7.42 | 96.2 | 0.0169 | 7.42 | 96.2 | 0.0169 | 7.42 | 96.2 | 0.0169 | 7.42 |  |  | 2 |  | RB-Appl-EffCW-med-ElecDHW-GasCDryer-Tier1-TopSCGSFmExCZ14rWtd
RB-Appl-EffCW-med-ElecDHW-GasCDryer-Tier1-Top | DEER2016 | D16v1 | 2015-05-14 08:10 | SCG | SFm | Ex | CZ15 | rWtd | Each | 1 | 845 | None | 91.7 | 0.0148 | 8.43 | 91.7 | 0.0148 | 8.43 | 91.7 | 0.0148 | 8.43 | 91.7 | 0.0148 | 8.43 |  |  | 2 |  | RB-Appl-EffCW-med-ElecDHW-GasCDryer-Tier1-TopSCGSFmExCZ15rWtd
RB-Appl-EffCW-med-ElecDHW-GasCDryer-Tier1-Top | DEER2016 | D16v1 | 2015-05-14 08:10 | SCG | SFm | Ex | CZ16 | rWtd | Each | 1 | 855 | None | 91.4 | 0.016 | 7.85 | 91.4 | 0.016 | 7.85 | 91.4 | 0.016 | 7.85 | 91.4 | 0.016 | 7.85 |  |  | 2 |  | RB-Appl-EffCW-med-ElecDHW-GasCDryer-Tier1-TopSCGSFmExCZ16rWtd
RB-Appl-EffCW-med-ElecDHW-GasCDryer-Tier1-Top | DEER2016 | D16v1 | 2015-05-14 08:10 | SCG | SFm | Ex | IOU | rWtd | Each | 1 | 880 | None | 86 | 0.0143 | 8.25 | 86 | 0.0143 | 8.25 | 86 | 0.0143 | 8.25 | 86 | 0.0143 | 8.25 |  |  | 2 |  | RB-Appl-EffCW-med-ElecDHW-GasCDryer-Tier1-TopSCGSFmExIOUrWtd
RB-Appl-EffCW-med-ElecDHW-GasCDryer-Tier1-Top | DEER2016 | D16v1 | 2015-05-14 08:10 | SDG | DMo | Ex | CZ07 | rWtd | Each | 1 | 605 | None | 65.4 | 0.0109 | 6.58 | 65.4 | 0.0109 | 6.58 | 65.4 | 0.0109 | 6.58 | 65.4 | 0.0109 | 6.58 |  |  | 2 |  | RB-Appl-EffCW-med-ElecDHW-GasCDryer-Tier1-TopSDGDMoExCZ07rWtd
RB-Appl-EffCW-med-ElecDHW-GasCDryer-Tier1-Top | DEER2016 | D16v1 | 2015-05-14 08:10 | SDG | DMo | Ex | CZ08 | rWtd | Each | 1 | 598 | None | 68 | 0.0104 | 6.69 | 68 | 0.0104 | 6.69 | 68 | 0.0104 | 6.69 | 68 | 0.0104 | 6.69 |  |  | 2 |  | RB-Appl-EffCW-med-ElecDHW-GasCDryer-Tier1-TopSDGDMoExCZ08rWtd
RB-Appl-EffCW-med-ElecDHW-GasCDryer-Tier1-Top | DEER2016 | D16v1 | 2015-05-14 08:10 | SDG | DMo | Ex | CZ10 | rWtd | Each | 1 | 609 | None | 70.7 | 0.012 | 6.37 | 70.7 | 0.012 | 6.37 | 70.7 | 0.012 | 6.37 | 70.7 | 0.012 | 6.37 |  |  | 2 |  | RB-Appl-EffCW-med-ElecDHW-GasCDryer-Tier1-TopSDGDMoExCZ10rWtd
RB-Appl-EffCW-med-ElecDHW-GasCDryer-Tier1-Top | DEER2016 | D16v1 | 2015-05-14 08:10 | SDG | DMo | Ex | CZ14 | rWtd | Each | 1 | 605 | None | 65.3 | 0.00908 | 6.39 | 65.3 | 0.00908 | 6.39 | 65.3 | 0.00908 | 6.39 | 65.3 | 0.00908 | 6.39 |  |  | 2 |  | RB-Appl-EffCW-med-ElecDHW-GasCDryer-Tier1-TopSDGDMoExCZ14rWtd
RB-Appl-EffCW-med-ElecDHW-GasCDryer-Tier1-Top | DEER2016 | D16v1 | 2015-05-14 08:10 | SDG | DMo | Ex | IOU | rWtd | Each | 1 | 607 | None | 67.9 | 0.0113 | 6.48 | 67.9 | 0.0113 | 6.48 | 67.9 | 0.0113 | 6.48 | 67.9 | 0.0113 | 6.48 |  |  | 2 |  | RB-Appl-EffCW-med-ElecDHW-GasCDryer-Tier1-TopSDGDMoExIOUrWtd
RB-Appl-EffCW-med-ElecDHW-GasCDryer-Tier1-Top | DEER2016 | D16v1 | 2015-05-14 08:10 | SDG | DMo | MH00 | CZ07 | rWtd | Each | 1 | 621 | None | 65.6 | 0.0133 | 6.26 | 65.6 | 0.0133 | 6.26 | 65.6 | 0.0133 | 6.26 | 65.6 | 0.0133 | 6.26 |  |  | 2 |  | RB-Appl-EffCW-med-ElecDHW-GasCDryer-Tier1-TopSDGDMoMH00CZ07rWtd
RB-Appl-EffCW-med-ElecDHW-GasCDryer-Tier1-Top | DEER2016 | D16v1 | 2015-05-14 08:10 | SDG | DMo | MH00 | CZ08 | rWtd | Each | 1 | 621 | None | 69.9 | 0.0112 | 6.31 | 69.9 | 0.0112 | 6.31 | 69.9 | 0.0112 | 6.31 | 69.9 | 0.0112 | 6.31 |  |  | 2 |  | RB-Appl-EffCW-med-ElecDHW-GasCDryer-Tier1-TopSDGDMoMH00CZ08rWtd
RB-Appl-EffCW-med-ElecDHW-GasCDryer-Tier1-Top | DEER2016 | D16v1 | 2015-05-14 08:10 | SDG | DMo | MH00 | CZ10 | rWtd | Each | 1 | 621 | None | 74.4 | 0.013 | 6.28 | 74.4 | 0.013 | 6.28 | 74.4 | 0.013 | 6.28 | 74.4 | 0.013 | 6.28 |  |  | 2 |  | RB-Appl-EffCW-med-ElecDHW-GasCDryer-Tier1-TopSDGDMoMH00CZ10rWtd
RB-Appl-EffCW-med-ElecDHW-GasCDryer-Tier1-Top | DEER2016 | D16v1 | 2015-05-14 08:10 | SDG | DMo | MH00 | CZ14 | rWtd | Each | 1 | 621 | None | 65.1 | 0.00923 | 5.98 | 65.1 | 0.00923 | 5.98 | 65.1 | 0.00923 | 5.98 | 65.1 | 0.00923 | 5.98 |  |  | 2 |  | RB-Appl-EffCW-med-ElecDHW-GasCDryer-Tier1-TopSDGDMoMH00CZ14rWtd
RB-Appl-EffCW-med-ElecDHW-GasCDryer-Tier1-Top | DEER2016 | D16v1 | 2015-05-14 08:10 | SDG | DMo | MH00 | CZ15 | rWtd | Each | 1 | 621 | None | 69.6 | 0.00952 | 6.52 | 69.6 | 0.00952 | 6.52 | 69.6 | 0.00952 | 6.52 | 69.6 | 0.00952 | 6.52 |  |  | 2 |  | RB-Appl-EffCW-med-ElecDHW-GasCDryer-Tier1-TopSDGDMoMH00CZ15rWtd
RB-Appl-EffCW-med-ElecDHW-GasCDryer-Tier1-Top | DEER2016 | D16v1 | 2015-05-14 08:10 | SDG | DMo | MH06 | CZ07 | rWtd | Each | 1 | 621 | None | 67.3 | 0.0104 | 6.45 | 67.3 | 0.0104 | 6.45 | 67.3 | 0.0104 | 6.45 | 67.3 | 0.0104 | 6.45 |  |  | 2 |  | RB-Appl-EffCW-med-ElecDHW-GasCDryer-Tier1-TopSDGDMoMH06CZ07rWtd
RB-Appl-EffCW-med-ElecDHW-GasCDryer-Tier1-Top | DEER2016 | D16v1 | 2015-05-14 08:10 | SDG | DMo | MH06 | CZ08 | rWtd | Each | 1 | 621 | None | 71.5 | 0.0106 | 6.41 | 71.5 | 0.0106 | 6.41 | 71.5 | 0.0106 | 6.41 | 71.5 | 0.0106 | 6.41 |  |  | 2 |  | RB-Appl-EffCW-med-ElecDHW-GasCDryer-Tier1-TopSDGDMoMH06CZ08rWtd
RB-Appl-EffCW-med-ElecDHW-GasCDryer-Tier1-Top | DEER2016 | D16v1 | 2015-05-14 08:10 | SDG | DMo | MH06 | CZ10 | rWtd | Each | 1 | 621 | None | 74.3 | 0.0103 | 6.19 | 74.3 | 0.0103 | 6.19 | 74.3 | 0.0103 | 6.19 | 74.3 | 0.0103 | 6.19 |  |  | 2 |  | RB-Appl-EffCW-med-ElecDHW-GasCDryer-Tier1-TopSDGDMoMH06CZ10rWtd
RB-Appl-EffCW-med-ElecDHW-GasCDryer-Tier1-Top | DEER2016 | D16v1 | 2015-05-14 08:10 | SDG | DMo | MH06 | CZ14 | rWtd | Each | 1 | 621 | None | 64.9 | 0.00832 | 5.86 | 64.9 | 0.00832 | 5.86 | 64.9 | 0.00832 | 5.86 | 64.9 | 0.00832 | 5.86 |  |  | 2 |  | RB-Appl-EffCW-med-ElecDHW-GasCDryer-Tier1-TopSDGDMoMH06CZ14rWtd
RB-Appl-EffCW-med-ElecDHW-GasCDryer-Tier1-Top | DEER2016 | D16v1 | 2015-05-14 08:10 | SDG | DMo | MH06 | CZ15 | rWtd | Each | 1 | 621 | None | 67.6 | 0.00896 | 6.53 | 67.6 | 0.00896 | 6.53 | 67.6 | 0.00896 | 6.53 | 67.6 | 0.00896 | 6.53 |  |  | 2 |  | RB-Appl-EffCW-med-ElecDHW-GasCDryer-Tier1-TopSDGDMoMH06CZ15rWtd
RB-Appl-EffCW-med-ElecDHW-GasCDryer-Tier1-Top | DEER2016 | D16v1 | 2015-05-14 08:10 | SDG | DMo | MH72 | CZ07 | rWtd | Each | 1 | 598 | None | 65.2 | 0.0103 | 6.74 | 65.2 | 0.0103 | 6.74 | 65.2 | 0.0103 | 6.74 | 65.2 | 0.0103 | 6.74 |  |  | 2 |  | RB-Appl-EffCW-med-ElecDHW-GasCDryer-Tier1-TopSDGDMoMH72CZ07rWtd
RB-Appl-EffCW-med-ElecDHW-GasCDryer-Tier1-Top | DEER2016 | D16v1 | 2015-05-14 08:10 | SDG | DMo | MH72 | CZ08 | rWtd | Each | 1 | 598 | None | 68 | 0.0104 | 6.69 | 68 | 0.0104 | 6.69 | 68 | 0.0104 | 6.69 | 68 | 0.0104 | 6.69 |  |  | 2 |  | RB-Appl-EffCW-med-ElecDHW-GasCDryer-Tier1-TopSDGDMoMH72CZ08rWtd
RB-Appl-EffCW-med-ElecDHW-GasCDryer-Tier1-Top | DEER2016 | D16v1 | 2015-05-14 08:10 | SDG | DMo | MH72 | CZ10 | rWtd | Each | 1 | 598 | None | 70.1 | 0.0117 | 6.57 | 70.1 | 0.0117 | 6.57 | 70.1 | 0.0117 | 6.57 | 70.1 | 0.0117 | 6.57 |  |  | 2 |  | RB-Appl-EffCW-med-ElecDHW-GasCDryer-Tier1-TopSDGDMoMH72CZ10rWtd
RB-Appl-EffCW-med-ElecDHW-GasCDryer-Tier1-Top | DEER2016 | D16v1 | 2015-05-14 08:10 | SDG | DMo | MH72 | CZ14 | rWtd | Each | 1 | 598 | None | 65.6 | 0.00902 | 6.68 | 65.6 | 0.00902 | 6.68 | 65.6 | 0.00902 | 6.68 | 65.6 | 0.00902 | 6.68 |  |  | 2 |  | RB-Appl-EffCW-med-ElecDHW-GasCDryer-Tier1-TopSDGDMoMH72CZ14rWtd
RB-Appl-EffCW-med-ElecDHW-GasCDryer-Tier1-Top | DEER2016 | D16v1 | 2015-05-14 08:10 | SDG | DMo | MH72 | CZ15 | rWtd | Each | 1 | 598 | None | 67 | 0.00927 | 7.05 | 67 | 0.00927 | 7.05 | 67 | 0.00927 | 7.05 | 67 | 0.00927 | 7.05 |  |  | 2 |  | RB-Appl-EffCW-med-ElecDHW-GasCDryer-Tier1-TopSDGDMoMH72CZ15rWtd
RB-Appl-EffCW-med-ElecDHW-GasCDryer-Tier1-Top | DEER2016 | D16v1 | 2015-05-14 08:10 | SDG | DMo | MH85 | CZ07 | rWtd | Each | 1 | 621 | None | 65.9 | 0.0117 | 6.22 | 65.9 | 0.0117 | 6.22 | 65.9 | 0.0117 | 6.22 | 65.9 | 0.0117 | 6.22 |  |  | 2 |  | RB-Appl-EffCW-med-ElecDHW-GasCDryer-Tier1-TopSDGDMoMH85CZ07rWtd
RB-Appl-EffCW-med-ElecDHW-GasCDryer-Tier1-Top | DEER2016 | D16v1 | 2015-05-14 08:10 | SDG | DMo | MH85 | CZ08 | rWtd | Each | 1 | 621 | None | 70.8 | 0.0114 | 6.15 | 70.8 | 0.0114 | 6.15 | 70.8 | 0.0114 | 6.15 | 70.8 | 0.0114 | 6.15 |  |  | 2 |  | RB-Appl-EffCW-med-ElecDHW-GasCDryer-Tier1-TopSDGDMoMH85CZ08rWtd
RB-Appl-EffCW-med-ElecDHW-GasCDryer-Tier1-Top | DEER2016 | D16v1 | 2015-05-14 08:10 | SDG | DMo | MH85 | CZ10 | rWtd | Each | 1 | 621 | None | 69.6 | 0.0124 | 6.07 | 69.6 | 0.0124 | 6.07 | 69.6 | 0.0124 | 6.07 | 69.6 | 0.0124 | 6.07 |  |  | 2 |  | RB-Appl-EffCW-med-ElecDHW-GasCDryer-Tier1-TopSDGDMoMH85CZ10rWtd
RB-Appl-EffCW-med-ElecDHW-GasCDryer-Tier1-Top | DEER2016 | D16v1 | 2015-05-14 08:10 | SDG | DMo | MH85 | CZ14 | rWtd | Each | 1 | 621 | None | 64.7 | 0.00919 | 5.74 | 64.7 | 0.00919 | 5.74 | 64.7 | 0.00919 | 5.74 | 64.7 | 0.00919 | 5.74 |  |  | 2 |  | RB-Appl-EffCW-med-ElecDHW-GasCDryer-Tier1-TopSDGDMoMH85CZ14rWtd
RB-Appl-EffCW-med-ElecDHW-GasCDryer-Tier1-Top | DEER2016 | D16v1 | 2015-05-14 08:10 | SDG | DMo | MH85 | CZ15 | rWtd | Each | 1 | 621 | None | 67.1 | 0.00985 | 6.48 | 67.1 | 0.00985 | 6.48 | 67.1 | 0.00985 | 6.48 | 67.1 | 0.00985 | 6.48 |  |  | 2 |  | RB-Appl-EffCW-med-ElecDHW-GasCDryer-Tier1-TopSDGDMoMH85CZ15rWtd
RB-Appl-EffCW-med-ElecDHW-GasCDryer-Tier1-Top | DEER2016 | D16v1 | 2015-05-14 08:10 | SDG | MFm | 1975 | CZ06 | rWtd | Each | 1 | 465 | None | 67.3 | 0.00883 | 6.92 | 67.3 | 0.00883 | 6.92 | 67.3 | 0.00883 | 6.92 | 67.3 | 0.00883 | 6.92 |  |  | 2 |  | RB-Appl-EffCW-med-ElecDHW-GasCDryer-Tier1-TopSDGMFm1975CZ06rWtd
RB-Appl-EffCW-med-ElecDHW-GasCDryer-Tier1-Top | DEER2016 | D16v1 | 2015-05-14 08:10 | SDG | MFm | 1975 | CZ07 | rWtd | Each | 1 | 465 | None | 66.4 | 0.0087 | 7.09 | 66.4 | 0.0087 | 7.09 | 66.4 | 0.0087 | 7.09 | 66.4 | 0.0087 | 7.09 |  |  | 2 |  | RB-Appl-EffCW-med-ElecDHW-GasCDryer-Tier1-TopSDGMFm1975CZ07rWtd
RB-Appl-EffCW-med-ElecDHW-GasCDryer-Tier1-Top | DEER2016 | D16v1 | 2015-05-14 08:10 | SDG | MFm | 1975 | CZ08 | rWtd | Each | 1 | 465 | None | 68.3 | 0.011 | 6.85 | 68.3 | 0.011 | 6.85 | 68.3 | 0.011 | 6.85 | 68.3 | 0.011 | 6.85 |  |  | 2 |  | RB-Appl-EffCW-med-ElecDHW-GasCDryer-Tier1-TopSDGMFm1975CZ08rWtd
RB-Appl-EffCW-med-ElecDHW-GasCDryer-Tier1-Top | DEER2016 | D16v1 | 2015-05-14 08:10 | SDG | MFm | 1975 | CZ10 | rWtd | Each | 1 | 544 | None | 68.4 | 0.0119 | 6.88 | 68.4 | 0.0119 | 6.88 | 68.4 | 0.0119 | 6.88 | 68.4 | 0.0119 | 6.88 |  |  | 2 |  | RB-Appl-EffCW-med-ElecDHW-GasCDryer-Tier1-TopSDGMFm1975CZ10rWtd
RB-Appl-EffCW-med-ElecDHW-GasCDryer-Tier1-Top | DEER2016 | D16v1 | 2015-05-14 08:10 | SDG | MFm | 1975 | CZ14 | rWtd | Each | 1 | 634 | None | 75.5 | 0.0116 | 6.33 | 75.5 | 0.0116 | 6.33 | 75.5 | 0.0116 | 6.33 | 75.5 | 0.0116 | 6.33 |  |  | 2 |  | RB-Appl-EffCW-med-ElecDHW-GasCDryer-Tier1-TopSDGMFm1975CZ14rWtd
RB-Appl-EffCW-med-ElecDHW-GasCDryer-Tier1-Top | DEER2016 | D16v1 | 2015-05-14 08:10 | SDG | MFm | 1975 | CZ15 | rWtd | Each | 1 | 634 | None | 76.5 | 0.0109 | 7 | 76.5 | 0.0109 | 7 | 76.5 | 0.0109 | 7 | 76.5 | 0.0109 | 7 |  |  | 2 |  | RB-Appl-EffCW-med-ElecDHW-GasCDryer-Tier1-TopSDGMFm1975CZ15rWtd
RB-Appl-EffCW-med-ElecDHW-GasCDryer-Tier1-Top | DEER2016 | D16v1 | 2015-05-14 08:10 | SDG | MFm | 1985 | CZ06 | rWtd | Each | 1 | 578 | None | 66.1 | 0.0111 | 6.92 | 66.1 | 0.0111 | 6.92 | 66.1 | 0.0111 | 6.92 | 66.1 | 0.0111 | 6.92 |  |  | 2 |  | RB-Appl-EffCW-med-ElecDHW-GasCDryer-Tier1-TopSDGMFm1985CZ06rWtd
RB-Appl-EffCW-med-ElecDHW-GasCDryer-Tier1-Top | DEER2016 | D16v1 | 2015-05-14 08:10 | SDG | MFm | 1985 | CZ07 | rWtd | Each | 1 | 578 | None | 66 | 0.00942 | 7.09 | 66 | 0.00942 | 7.09 | 66 | 0.00942 | 7.09 | 66 | 0.00942 | 7.09 |  |  | 2 |  | RB-Appl-EffCW-med-ElecDHW-GasCDryer-Tier1-TopSDGMFm1985CZ07rWtd
RB-Appl-EffCW-med-ElecDHW-GasCDryer-Tier1-Top | DEER2016 | D16v1 | 2015-05-14 08:10 | SDG | MFm | 1985 | CZ08 | rWtd | Each | 1 | 578 | None | 68.7 | 0.0107 | 7.03 | 68.7 | 0.0107 | 7.03 | 68.7 | 0.0107 | 7.03 | 68.7 | 0.0107 | 7.03 |  |  | 2 |  | RB-Appl-EffCW-med-ElecDHW-GasCDryer-Tier1-TopSDGMFm1985CZ08rWtd
RB-Appl-EffCW-med-ElecDHW-GasCDryer-Tier1-Top | DEER2016 | D16v1 | 2015-05-14 08:10 | SDG | MFm | 1985 | CZ10 | rWtd | Each | 1 | 648 | None | 69 | 0.0114 | 6.95 | 69 | 0.0114 | 6.95 | 69 | 0.0114 | 6.95 | 69 | 0.0114 | 6.95 |  |  | 2 |  | RB-Appl-EffCW-med-ElecDHW-GasCDryer-Tier1-TopSDGMFm1985CZ10rWtd
RB-Appl-EffCW-med-ElecDHW-GasCDryer-Tier1-Top | DEER2016 | D16v1 | 2015-05-14 08:10 | SDG | MFm | 1985 | CZ14 | rWtd | Each | 1 | 630 | None | 75.7 | 0.011 | 6.45 | 75.7 | 0.011 | 6.45 | 75.7 | 0.011 | 6.45 | 75.7 | 0.011 | 6.45 |  |  | 2 |  | RB-Appl-EffCW-med-ElecDHW-GasCDryer-Tier1-TopSDGMFm1985CZ14rWtd
RB-Appl-EffCW-med-ElecDHW-GasCDryer-Tier1-Top | DEER2016 | D16v1 | 2015-05-14 08:10 | SDG | MFm | 1985 | CZ15 | rWtd | Each | 1 | 630 | None | 76.4 | 0.011 | 7.03 | 76.4 | 0.011 | 7.03 | 76.4 | 0.011 | 7.03 | 76.4 | 0.011 | 7.03 |  |  | 2 |  | RB-Appl-EffCW-med-ElecDHW-GasCDryer-Tier1-TopSDGMFm1985CZ15rWtd
RB-Appl-EffCW-med-ElecDHW-GasCDryer-Tier1-Top | DEER2016 | D16v1 | 2015-05-14 08:10 | SDG | MFm | 1996 | CZ06 | rWtd | Each | 1 | 518 | None | 66.7 | 0.0115 | 6.95 | 66.7 | 0.0115 | 6.95 | 66.7 | 0.0115 | 6.95 | 66.7 | 0.0115 | 6.95 |  |  | 2 |  | RB-Appl-EffCW-med-ElecDHW-GasCDryer-Tier1-TopSDGMFm1996CZ06rWtd
RB-Appl-EffCW-med-ElecDHW-GasCDryer-Tier1-Top | DEER2016 | D16v1 | 2015-05-14 08:10 | SDG | MFm | 1996 | CZ07 | rWtd | Each | 1 | 518 | None | 66.5 | 0.0113 | 7.13 | 66.5 | 0.0113 | 7.13 | 66.5 | 0.0113 | 7.13 | 66.5 | 0.0113 | 7.13 |  |  | 2 |  | RB-Appl-EffCW-med-ElecDHW-GasCDryer-Tier1-TopSDGMFm1996CZ07rWtd
RB-Appl-EffCW-med-ElecDHW-GasCDryer-Tier1-Top | DEER2016 | D16v1 | 2015-05-14 08:10 | SDG | MFm | 1996 | CZ08 | rWtd | Each | 1 | 518 | None | 70 | 0.0122 | 7.05 | 70 | 0.0122 | 7.05 | 70 | 0.0122 | 7.05 | 70 | 0.0122 | 7.05 |  |  | 2 |  | RB-Appl-EffCW-med-ElecDHW-GasCDryer-Tier1-TopSDGMFm1996CZ08rWtd
RB-Appl-EffCW-med-ElecDHW-GasCDryer-Tier1-Top | DEER2016 | D16v1 | 2015-05-14 08:10 | SDG | MFm | 1996 | CZ10 | rWtd | Each | 1 | 487 | None | 68 | 0.0139 | 6.88 | 68 | 0.0139 | 6.88 | 68 | 0.0139 | 6.88 | 68 | 0.0139 | 6.88 |  |  | 2 |  | RB-Appl-EffCW-med-ElecDHW-GasCDryer-Tier1-TopSDGMFm1996CZ10rWtd
RB-Appl-EffCW-med-ElecDHW-GasCDryer-Tier1-Top | DEER2016 | D16v1 | 2015-05-14 08:10 | SDG | MFm | 1996 | CZ14 | rWtd | Each | 1 | 480 | None | 74.4 | 0.0101 | 6.9 | 74.4 | 0.0101 | 6.9 | 74.4 | 0.0101 | 6.9 | 74.4 | 0.0101 | 6.9 |  |  | 2 |  | RB-Appl-EffCW-med-ElecDHW-GasCDryer-Tier1-TopSDGMFm1996CZ14rWtd
RB-Appl-EffCW-med-ElecDHW-GasCDryer-Tier1-Top | DEER2016 | D16v1 | 2015-05-14 08:10 | SDG | MFm | 1996 | CZ15 | rWtd | Each | 1 | 480 | None | 70.1 | 0.0106 | 7.23 | 70.1 | 0.0106 | 7.23 | 70.1 | 0.0106 | 7.23 | 70.1 | 0.0106 | 7.23 |  |  | 2 |  | RB-Appl-EffCW-med-ElecDHW-GasCDryer-Tier1-TopSDGMFm1996CZ15rWtd
RB-Appl-EffCW-med-ElecDHW-GasCDryer-Tier1-Top | DEER2016 | D16v1 | 2015-05-14 08:10 | SDG | MFm | 2003 | CZ06 | rWtd | Each | 1 | 538 | None | 66.5 | 0.00954 | 6.94 | 66.5 | 0.00954 | 6.94 | 66.5 | 0.00954 | 6.94 | 66.5 | 0.00954 | 6.94 |  |  | 2 |  | RB-Appl-EffCW-med-ElecDHW-GasCDryer-Tier1-TopSDGMFm2003CZ06rWtd
RB-Appl-EffCW-med-ElecDHW-GasCDryer-Tier1-Top | DEER2016 | D16v1 | 2015-05-14 08:10 | SDG | MFm | 2003 | CZ07 | rWtd | Each | 1 | 538 | None | 66 | 0.0102 | 7.09 | 66 | 0.0102 | 7.09 | 66 | 0.0102 | 7.09 | 66 | 0.0102 | 7.09 |  |  | 2 |  | RB-Appl-EffCW-med-ElecDHW-GasCDryer-Tier1-TopSDGMFm2003CZ07rWtd
RB-Appl-EffCW-med-ElecDHW-GasCDryer-Tier1-Top | DEER2016 | D16v1 | 2015-05-14 08:10 | SDG | MFm | 2003 | CZ08 | rWtd | Each | 1 | 538 | None | 68.6 | 0.0104 | 7.01 | 68.6 | 0.0104 | 7.01 | 68.6 | 0.0104 | 7.01 | 68.6 | 0.0104 | 7.01 |  |  | 2 |  | RB-Appl-EffCW-med-ElecDHW-GasCDryer-Tier1-TopSDGMFm2003CZ08rWtd
RB-Appl-EffCW-med-ElecDHW-GasCDryer-Tier1-Top | DEER2016 | D16v1 | 2015-05-14 08:10 | SDG | MFm | 2003 | CZ10 | rWtd | Each | 1 | 474 | None | 68.6 | 0.0113 | 7 | 68.6 | 0.0113 | 7 | 68.6 | 0.0113 | 7 | 68.6 | 0.0113 | 7 |  |  | 2 |  | RB-Appl-EffCW-med-ElecDHW-GasCDryer-Tier1-TopSDGMFm2003CZ10rWtd
RB-Appl-EffCW-med-ElecDHW-GasCDryer-Tier1-Top | DEER2016 | D16v1 | 2015-05-14 08:10 | SDG | MFm | 2003 | CZ14 | rWtd | Each | 1 | 487 | None | 75.1 | 0.00992 | 6.86 | 75.1 | 0.00992 | 6.86 | 75.1 | 0.00992 | 6.86 | 75.1 | 0.00992 | 6.86 |  |  | 2 |  | RB-Appl-EffCW-med-ElecDHW-GasCDryer-Tier1-TopSDGMFm2003CZ14rWtd
RB-Appl-EffCW-med-ElecDHW-GasCDryer-Tier1-Top | DEER2016 | D16v1 | 2015-05-14 08:10 | SDG | MFm | 2003 | CZ15 | rWtd | Each | 1 | 487 | None | 70.3 | 0.0105 | 7.22 | 70.3 | 0.0105 | 7.22 | 70.3 | 0.0105 | 7.22 | 70.3 | 0.0105 | 7.22 |  |  | 2 |  | RB-Appl-EffCW-med-ElecDHW-GasCDryer-Tier1-TopSDGMFm2003CZ15rWtd
RB-Appl-EffCW-med-ElecDHW-GasCDryer-Tier1-Top | DEER2016 | D16v1 | 2015-05-14 08:10 | SDG | MFm | 2007 | CZ06 | rWtd | Each | 1 | 538 | None | 66.8 | 0.0119 | 6.94 | 66.8 | 0.0119 | 6.94 | 66.8 | 0.0119 | 6.94 | 66.8 | 0.0119 | 6.94 |  |  | 2 |  | RB-Appl-EffCW-med-ElecDHW-GasCDryer-Tier1-TopSDGMFm2007CZ06rWtd
RB-Appl-EffCW-med-ElecDHW-GasCDryer-Tier1-Top | DEER2016 | D16v1 | 2015-05-14 08:10 | SDG | MFm | 2007 | CZ07 | rWtd | Each | 1 | 538 | None | 66.5 | 0.0109 | 7.21 | 66.5 | 0.0109 | 7.21 | 66.5 | 0.0109 | 7.21 | 66.5 | 0.0109 | 7.21 |  |  | 2 |  | RB-Appl-EffCW-med-ElecDHW-GasCDryer-Tier1-TopSDGMFm2007CZ07rWtd
RB-Appl-EffCW-med-ElecDHW-GasCDryer-Tier1-Top | DEER2016 | D16v1 | 2015-05-14 08:10 | SDG | MFm | 2007 | CZ08 | rWtd | Each | 1 | 538 | None | 68.9 | 0.0105 | 7.01 | 68.9 | 0.0105 | 7.01 | 68.9 | 0.0105 | 7.01 | 68.9 | 0.0105 | 7.01 |  |  | 2 |  | RB-Appl-EffCW-med-ElecDHW-GasCDryer-Tier1-TopSDGMFm2007CZ08rWtd
RB-Appl-EffCW-med-ElecDHW-GasCDryer-Tier1-Top | DEER2016 | D16v1 | 2015-05-14 08:10 | SDG | MFm | 2007 | CZ10 | rWtd | Each | 1 | 474 | None | 68.7 | 0.0103 | 7.03 | 68.7 | 0.0103 | 7.03 | 68.7 | 0.0103 | 7.03 | 68.7 | 0.0103 | 7.03 |  |  | 2 |  | RB-Appl-EffCW-med-ElecDHW-GasCDryer-Tier1-TopSDGMFm2007CZ10rWtd
RB-Appl-EffCW-med-ElecDHW-GasCDryer-Tier1-Top | DEER2016 | D16v1 | 2015-05-14 08:10 | SDG | MFm | 2007 | CZ14 | rWtd | Each | 1 | 487 | None | 72.9 | 0.01 | 6.88 | 72.9 | 0.01 | 6.88 | 72.9 | 0.01 | 6.88 | 72.9 | 0.01 | 6.88 |  |  | 2 |  | RB-Appl-EffCW-med-ElecDHW-GasCDryer-Tier1-TopSDGMFm2007CZ14rWtd
RB-Appl-EffCW-med-ElecDHW-GasCDryer-Tier1-Top | DEER2016 | D16v1 | 2015-05-14 08:10 | SDG | MFm | 2007 | CZ15 | rWtd | Each | 1 | 487 | None | 69.3 | 0.00993 | 7.28 | 69.3 | 0.00993 | 7.28 | 69.3 | 0.00993 | 7.28 | 69.3 | 0.00993 | 7.28 |  |  | 2 |  | RB-Appl-EffCW-med-ElecDHW-GasCDryer-Tier1-TopSDGMFm2007CZ15rWtd
RB-Appl-EffCW-med-ElecDHW-GasCDryer-Tier1-Top | DEER2016 | D16v1 | 2015-05-14 08:10 | SDG | MFm | 2011 | CZ06 | rWtd | Each | 1 | 538 | None | 66.7 | 0.0112 | 6.98 | 66.7 | 0.0112 | 6.98 | 66.7 | 0.0112 | 6.98 | 66.7 | 0.0112 | 6.98 |  |  | 2 |  | RB-Appl-EffCW-med-ElecDHW-GasCDryer-Tier1-TopSDGMFm2011CZ06rWtd
RB-Appl-EffCW-med-ElecDHW-GasCDryer-Tier1-Top | DEER2016 | D16v1 | 2015-05-14 08:10 | SDG | MFm | 2011 | CZ07 | rWtd | Each | 1 | 538 | None | 67.2 | 0.011 | 7.34 | 67.2 | 0.011 | 7.34 | 67.2 | 0.011 | 7.34 | 67.2 | 0.011 | 7.34 |  |  | 2 |  | RB-Appl-EffCW-med-ElecDHW-GasCDryer-Tier1-TopSDGMFm2011CZ07rWtd
RB-Appl-EffCW-med-ElecDHW-GasCDryer-Tier1-Top | DEER2016 | D16v1 | 2015-05-14 08:10 | SDG | MFm | 2011 | CZ08 | rWtd | Each | 1 | 538 | None | 70 | 0.0102 | 7.11 | 70 | 0.0102 | 7.11 | 70 | 0.0102 | 7.11 | 70 | 0.0102 | 7.11 |  |  | 2 |  | RB-Appl-EffCW-med-ElecDHW-GasCDryer-Tier1-TopSDGMFm2011CZ08rWtd
RB-Appl-EffCW-med-ElecDHW-GasCDryer-Tier1-Top | DEER2016 | D16v1 | 2015-05-14 08:10 | SDG | MFm | 2011 | CZ10 | rWtd | Each | 1 | 474 | None | 69.5 | 0.0105 | 7.11 | 69.5 | 0.0105 | 7.11 | 69.5 | 0.0105 | 7.11 | 69.5 | 0.0105 | 7.11 |  |  | 2 |  | RB-Appl-EffCW-med-ElecDHW-GasCDryer-Tier1-TopSDGMFm2011CZ10rWtd
RB-Appl-EffCW-med-ElecDHW-GasCDryer-Tier1-Top | DEER2016 | D16v1 | 2015-05-14 08:10 | SDG | MFm | 2011 | CZ14 | rWtd | Each | 1 | 487 | None | 73.7 | 0.00991 | 6.94 | 73.7 | 0.00991 | 6.94 | 73.7 | 0.00991 | 6.94 | 73.7 | 0.00991 | 6.94 |  |  | 2 |  | RB-Appl-EffCW-med-ElecDHW-GasCDryer-Tier1-TopSDGMFm2011CZ14rWtd
RB-Appl-EffCW-med-ElecDHW-GasCDryer-Tier1-Top | DEER2016 | D16v1 | 2015-05-14 08:10 | SDG | MFm | 2011 | CZ15 | rWtd | Each | 1 | 487 | None | 69.9 | 0.0101 | 7.33 | 69.9 | 0.0101 | 7.33 | 69.9 | 0.0101 | 7.33 | 69.9 | 0.0101 | 7.33 |  |  | 2 |  | RB-Appl-EffCW-med-ElecDHW-GasCDryer-Tier1-TopSDGMFm2011CZ15rWtd
RB-Appl-EffCW-med-ElecDHW-GasCDryer-Tier1-Top | DEER2016 | D16v1 | 2015-05-14 08:10 | SDG | MFm | 2014 | CZ06 | rWtd | Each | 1 | 538 | None | 66.8 | 0.011 | 7.04 | 66.8 | 0.011 | 7.04 | 66.8 | 0.011 | 7.04 | 66.8 | 0.011 | 7.04 |  |  | 2 |  | RB-Appl-EffCW-med-ElecDHW-GasCDryer-Tier1-TopSDGMFm2014CZ06rWtd
RB-Appl-EffCW-med-ElecDHW-GasCDryer-Tier1-Top | DEER2016 | D16v1 | 2015-05-14 08:10 | SDG | MFm | 2014 | CZ07 | rWtd | Each | 1 | 538 | None | 67.4 | 0.00947 | 7.39 | 67.4 | 0.00947 | 7.39 | 67.4 | 0.00947 | 7.39 | 67.4 | 0.00947 | 7.39 |  |  | 2 |  | RB-Appl-EffCW-med-ElecDHW-GasCDryer-Tier1-TopSDGMFm2014CZ07rWtd
RB-Appl-EffCW-med-ElecDHW-GasCDryer-Tier1-Top | DEER2016 | D16v1 | 2015-05-14 08:10 | SDG | MFm | 2014 | CZ08 | rWtd | Each | 1 | 538 | None | 70 | 0.0105 | 7.19 | 70 | 0.0105 | 7.19 | 70 | 0.0105 | 7.19 | 70 | 0.0105 | 7.19 |  |  | 2 |  | RB-Appl-EffCW-med-ElecDHW-GasCDryer-Tier1-TopSDGMFm2014CZ08rWtd
RB-Appl-EffCW-med-ElecDHW-GasCDryer-Tier1-Top | DEER2016 | D16v1 | 2015-05-14 08:10 | SDG | MFm | 2014 | CZ10 | rWtd | Each | 1 | 474 | None | 69.7 | 0.0108 | 7.16 | 69.7 | 0.0108 | 7.16 | 69.7 | 0.0108 | 7.16 | 69.7 | 0.0108 | 7.16 |  |  | 2 |  | RB-Appl-EffCW-med-ElecDHW-GasCDryer-Tier1-TopSDGMFm2014CZ10rWtd
RB-Appl-EffCW-med-ElecDHW-GasCDryer-Tier1-Top | DEER2016 | D16v1 | 2015-05-14 08:10 | SDG | MFm | 2014 | CZ14 | rWtd | Each | 1 | 487 | None | 73.3 | 0.0102 | 6.93 | 73.3 | 0.0102 | 6.93 | 73.3 | 0.0102 | 6.93 | 73.3 | 0.0102 | 6.93 |  |  | 2 |  | RB-Appl-EffCW-med-ElecDHW-GasCDryer-Tier1-TopSDGMFm2014CZ14rWtd
RB-Appl-EffCW-med-ElecDHW-GasCDryer-Tier1-Top | DEER2016 | D16v1 | 2015-05-14 08:10 | SDG | MFm | 2014 | CZ15 | rWtd | Each | 1 | 487 | None | 69.6 | 0.00986 | 7.34 | 69.6 | 0.00986 | 7.34 | 69.6 | 0.00986 | 7.34 | 69.6 | 0.00986 | 7.34 |  |  | 2 |  | RB-Appl-EffCW-med-ElecDHW-GasCDryer-Tier1-TopSDGMFm2014CZ15rWtd
RB-Appl-EffCW-med-ElecDHW-GasCDryer-Tier1-Top | DEER2016 | D16v1 | 2015-05-14 08:10 | SDG | MFm | Ex | CZ06 | rWtd | Each | 1 | 527 | None | 66.7 | 0.0102 | 6.93 | 66.7 | 0.0102 | 6.93 | 66.7 | 0.0102 | 6.93 | 66.7 | 0.0102 | 6.93 |  |  | 2 |  | RB-Appl-EffCW-med-ElecDHW-GasCDryer-Tier1-TopSDGMFmExCZ06rWtd
RB-Appl-EffCW-med-ElecDHW-GasCDryer-Tier1-Top | DEER2016 | D16v1 | 2015-05-14 08:10 | SDG | MFm | Ex | CZ07 | rWtd | Each | 1 | 516 | None | 66.3 | 0.00923 | 7.1 | 66.3 | 0.00923 | 7.1 | 66.3 | 0.00923 | 7.1 | 66.3 | 0.00923 | 7.1 |  |  | 2 |  | RB-Appl-EffCW-med-ElecDHW-GasCDryer-Tier1-TopSDGMFmExCZ07rWtd
RB-Appl-EffCW-med-ElecDHW-GasCDryer-Tier1-Top | DEER2016 | D16v1 | 2015-05-14 08:10 | SDG | MFm | Ex | CZ08 | rWtd | Each | 1 | 539 | None | 69.3 | 0.0111 | 7.03 | 69.3 | 0.0111 | 7.03 | 69.3 | 0.0111 | 7.03 | 69.3 | 0.0111 | 7.03 |  |  | 2 |  | RB-Appl-EffCW-med-ElecDHW-GasCDryer-Tier1-TopSDGMFmExCZ08rWtd
RB-Appl-EffCW-med-ElecDHW-GasCDryer-Tier1-Top | DEER2016 | D16v1 | 2015-05-14 08:10 | SDG | MFm | Ex | CZ10 | rWtd | Each | 1 | 580 | None | 68.7 | 0.0118 | 6.93 | 68.7 | 0.0118 | 6.93 | 68.7 | 0.0118 | 6.93 | 68.7 | 0.0118 | 6.93 |  |  | 2 |  | RB-Appl-EffCW-med-ElecDHW-GasCDryer-Tier1-TopSDGMFmExCZ10rWtd
RB-Appl-EffCW-med-ElecDHW-GasCDryer-Tier1-Top | DEER2016 | D16v1 | 2015-05-14 08:10 | SDG | MFm | Ex | CZ14 | rWtd | Each | 1 | 634 | None | 75.5 | 0.0116 | 6.33 | 75.5 | 0.0116 | 6.33 | 75.5 | 0.0116 | 6.33 | 75.5 | 0.0116 | 6.33 |  |  | 2 |  | RB-Appl-EffCW-med-ElecDHW-GasCDryer-Tier1-TopSDGMFmExCZ14rWtd
RB-Appl-EffCW-med-ElecDHW-GasCDryer-Tier1-Top | DEER2016 | D16v1 | 2015-05-14 08:10 | SDG | MFm | Ex | CZ15 | rWtd | Each | 1 | 634 | None | 76.5 | 0.0109 | 7 | 76.5 | 0.0109 | 7 | 76.5 | 0.0109 | 7 | 76.5 | 0.0109 | 7 |  |  | 2 |  | RB-Appl-EffCW-med-ElecDHW-GasCDryer-Tier1-TopSDGMFmExCZ15rWtd
RB-Appl-EffCW-med-ElecDHW-GasCDryer-Tier1-Top | DEER2016 | D16v1 | 2015-05-14 08:10 | SDG | MFm | Ex | IOU | rWtd | Each | 1 | 530 | None | 66.9 | 0.00988 | 7.05 | 66.9 | 0.00988 | 7.05 | 66.9 | 0.00988 | 7.05 | 66.9 | 0.00988 | 7.05 |  |  | 2 |  | RB-Appl-EffCW-med-ElecDHW-GasCDryer-Tier1-TopSDGMFmExIOUrWtd
RB-Appl-EffCW-med-ElecDHW-GasCDryer-Tier1-Top | DEER2016 | D16v1 | 2015-05-14 08:10 | SDG | SFm | 1975 | CZ06 | rWtd | Each | 1 | 764 | None | 82.7 | 0.0129 | 8.67 | 82.7 | 0.0129 | 8.67 | 82.7 | 0.0129 | 8.67 | 82.7 | 0.0129 | 8.67 |  |  | 2 |  | RB-Appl-EffCW-med-ElecDHW-GasCDryer-Tier1-TopSDGSFm1975CZ06rWtd
RB-Appl-EffCW-med-ElecDHW-GasCDryer-Tier1-Top | DEER2016 | D16v1 | 2015-05-14 08:10 | SDG | SFm | 1975 | CZ07 | rWtd | Each | 1 | 764 | None | 82.1 | 0.000235 | 8.5 | 82.1 | 0.000235 | 8.5 | 82.1 | 0.000235 | 8.5 | 82.1 | 0.000235 | 8.5 |  |  | 2 |  | RB-Appl-EffCW-med-ElecDHW-GasCDryer-Tier1-TopSDGSFm1975CZ07rWtd
RB-Appl-EffCW-med-ElecDHW-GasCDryer-Tier1-Top | DEER2016 | D16v1 | 2015-05-14 08:10 | SDG | SFm | 1975 | CZ08 | rWtd | Each | 1 | 764 | None | 85.2 | 0.0136 | 8.46 | 85.2 | 0.0136 | 8.46 | 85.2 | 0.0136 | 8.46 | 85.2 | 0.0136 | 8.46 |  |  | 2 |  | RB-Appl-EffCW-med-ElecDHW-GasCDryer-Tier1-TopSDGSFm1975CZ08rWtd
RB-Appl-EffCW-med-ElecDHW-GasCDryer-Tier1-Top | DEER2016 | D16v1 | 2015-05-14 08:10 | SDG | SFm | 1975 | CZ10 | rWtd | Each | 1 | 818 | None | 85.9 | 0.0147 | 8.14 | 85.9 | 0.0147 | 8.14 | 85.9 | 0.0147 | 8.14 | 85.9 | 0.0147 | 8.14 |  |  | 2 |  | RB-Appl-EffCW-med-ElecDHW-GasCDryer-Tier1-TopSDGSFm1975CZ10rWtd
RB-Appl-EffCW-med-ElecDHW-GasCDryer-Tier1-Top | DEER2016 | D16v1 | 2015-05-14 08:10 | SDG | SFm | 1975 | CZ14 | rWtd | Each | 1 | 778 | None | 90.4 | 0.0145 | 8.21 | 90.4 | 0.0145 | 8.21 | 90.4 | 0.0145 | 8.21 | 90.4 | 0.0145 | 8.21 |  |  | 2 |  | RB-Appl-EffCW-med-ElecDHW-GasCDryer-Tier1-TopSDGSFm1975CZ14rWtd
RB-Appl-EffCW-med-ElecDHW-GasCDryer-Tier1-Top | DEER2016 | D16v1 | 2015-05-14 08:10 | SDG | SFm | 1975 | CZ15 | rWtd | Each | 1 | 778 | None | 91.1 | 0.0149 | 8.64 | 91.1 | 0.0149 | 8.64 | 91.1 | 0.0149 | 8.64 | 91.1 | 0.0149 | 8.64 |  |  | 2 |  | RB-Appl-EffCW-med-ElecDHW-GasCDryer-Tier1-TopSDGSFm1975CZ15rWtd
RB-Appl-EffCW-med-ElecDHW-GasCDryer-Tier1-Top | DEER2016 | D16v1 | 2015-05-14 08:10 | SDG | SFm | 1985 | CZ06 | rWtd | Each | 1 | 1030 | None | 83.8 | 0.0541 | 8.61 | 83.8 | 0.0541 | 8.61 | 83.8 | 0.0541 | 8.61 | 83.8 | 0.0541 | 8.61 |  |  | 2 |  | RB-Appl-EffCW-med-ElecDHW-GasCDryer-Tier1-TopSDGSFm1985CZ06rWtd
RB-Appl-EffCW-med-ElecDHW-GasCDryer-Tier1-Top | DEER2016 | D16v1 | 2015-05-14 08:10 | SDG | SFm | 1985 | CZ07 | rWtd | Each | 1 | 1030 | None | 82.1 | 0.0281 | 8.57 | 82.1 | 0.0281 | 8.57 | 82.1 | 0.0281 | 8.57 | 82.1 | 0.0281 | 8.57 |  |  | 2 |  | RB-Appl-EffCW-med-ElecDHW-GasCDryer-Tier1-TopSDGSFm1985CZ07rWtd
RB-Appl-EffCW-med-ElecDHW-GasCDryer-Tier1-Top | DEER2016 | D16v1 | 2015-05-14 08:10 | SDG | SFm | 1985 | CZ08 | rWtd | Each | 1 | 1030 | None | 86 | 0.0143 | 8.58 | 86 | 0.0143 | 8.58 | 86 | 0.0143 | 8.58 | 86 | 0.0143 | 8.58 |  |  | 2 |  | RB-Appl-EffCW-med-ElecDHW-GasCDryer-Tier1-TopSDGSFm1985CZ08rWtd
RB-Appl-EffCW-med-ElecDHW-GasCDryer-Tier1-Top | DEER2016 | D16v1 | 2015-05-14 08:10 | SDG | SFm | 1985 | CZ10 | rWtd | Each | 1 | 906 | None | 84.4 | 0.0152 | 8.24 | 84.4 | 0.0152 | 8.24 | 84.4 | 0.0152 | 8.24 | 84.4 | 0.0152 | 8.24 |  |  | 2 |  | RB-Appl-EffCW-med-ElecDHW-GasCDryer-Tier1-TopSDGSFm1985CZ10rWtd
RB-Appl-EffCW-med-ElecDHW-GasCDryer-Tier1-Top | DEER2016 | D16v1 | 2015-05-14 08:10 | SDG | SFm | 1985 | CZ14 | rWtd | Each | 1 | 870 | None | 92.4 | 0.0158 | 7.03 | 92.4 | 0.0158 | 7.03 | 92.4 | 0.0158 | 7.03 | 92.4 | 0.0158 | 7.03 |  |  | 2 |  | RB-Appl-EffCW-med-ElecDHW-GasCDryer-Tier1-TopSDGSFm1985CZ14rWtd
RB-Appl-EffCW-med-ElecDHW-GasCDryer-Tier1-Top | DEER2016 | D16v1 | 2015-05-14 08:10 | SDG | SFm | 1985 | CZ15 | rWtd | Each | 1 | 870 | None | 95.9 | 0.0167 | 7.89 | 95.9 | 0.0167 | 7.89 | 95.9 | 0.0167 | 7.89 | 95.9 | 0.0167 | 7.89 |  |  | 2 |  | RB-Appl-EffCW-med-ElecDHW-GasCDryer-Tier1-TopSDGSFm1985CZ15rWtd
RB-Appl-EffCW-med-ElecDHW-GasCDryer-Tier1-Top | DEER2016 | D16v1 | 2015-05-14 08:10 | SDG | SFm | 1996 | CZ06 | rWtd | Each | 1 | 1150 | None | 81.3 | 0.000296 | 8.68 | 81.3 | 0.000296 | 8.68 | 81.3 | 0.000296 | 8.68 | 81.3 | 0.000296 | 8.68 |  |  | 2 |  | RB-Appl-EffCW-med-ElecDHW-GasCDryer-Tier1-TopSDGSFm1996CZ06rWtd
RB-Appl-EffCW-med-ElecDHW-GasCDryer-Tier1-Top | DEER2016 | D16v1 | 2015-05-14 08:10 | SDG | SFm | 1996 | CZ07 | rWtd | Each | 1 | 1150 | None | 81.7 | -0.0122 | 8.72 | 81.7 | -0.0122 | 8.72 | 81.7 | -0.0122 | 8.72 | 81.7 | -0.0122 | 8.72 |  |  | 2 |  | RB-Appl-EffCW-med-ElecDHW-GasCDryer-Tier1-TopSDGSFm1996CZ07rWtd
RB-Appl-EffCW-med-ElecDHW-GasCDryer-Tier1-Top | DEER2016 | D16v1 | 2015-05-14 08:10 | SDG | SFm | 1996 | CZ08 | rWtd | Each | 1 | 1150 | None | 89 | 0.0113 | 8.63 | 89 | 0.0113 | 8.63 | 89 | 0.0113 | 8.63 | 89 | 0.0113 | 8.63 |  |  | 2 |  | RB-Appl-EffCW-med-ElecDHW-GasCDryer-Tier1-TopSDGSFm1996CZ08rWtd
RB-Appl-EffCW-med-ElecDHW-GasCDryer-Tier1-Top | DEER2016 | D16v1 | 2015-05-14 08:10 | SDG | SFm | 1996 | CZ10 | rWtd | Each | 1 | 1090 | None | 85 | 0.0128 | 8.52 | 85 | 0.0128 | 8.52 | 85 | 0.0128 | 8.52 | 85 | 0.0128 | 8.52 |  |  | 2 |  | RB-Appl-EffCW-med-ElecDHW-GasCDryer-Tier1-TopSDGSFm1996CZ10rWtd
RB-Appl-EffCW-med-ElecDHW-GasCDryer-Tier1-Top | DEER2016 | D16v1 | 2015-05-14 08:10 | SDG | SFm | 1996 | CZ14 | rWtd | Each | 1 | 879 | None | 88.9 | 0.0137 | 7.91 | 88.9 | 0.0137 | 7.91 | 88.9 | 0.0137 | 7.91 | 88.9 | 0.0137 | 7.91 |  |  | 2 |  | RB-Appl-EffCW-med-ElecDHW-GasCDryer-Tier1-TopSDGSFm1996CZ14rWtd
RB-Appl-EffCW-med-ElecDHW-GasCDryer-Tier1-Top | DEER2016 | D16v1 | 2015-05-14 08:10 | SDG | SFm | 1996 | CZ15 | rWtd | Each | 1 | 879 | None | 91.3 | 0.0133 | 8.34 | 91.3 | 0.0133 | 8.34 | 91.3 | 0.0133 | 8.34 | 91.3 | 0.0133 | 8.34 |  |  | 2 |  | RB-Appl-EffCW-med-ElecDHW-GasCDryer-Tier1-TopSDGSFm1996CZ15rWtd
RB-Appl-EffCW-med-ElecDHW-GasCDryer-Tier1-Top | DEER2016 | D16v1 | 2015-05-14 08:10 | SDG | SFm | 2003 | CZ06 | rWtd | Each | 1 | 1200 | None | 84.4 | 0.0119 | 7.96 | 84.4 | 0.0119 | 7.96 | 84.4 | 0.0119 | 7.96 | 84.4 | 0.0119 | 7.96 |  |  | 2 |  | RB-Appl-EffCW-med-ElecDHW-GasCDryer-Tier1-TopSDGSFm2003CZ06rWtd
RB-Appl-EffCW-med-ElecDHW-GasCDryer-Tier1-Top | DEER2016 | D16v1 | 2015-05-14 08:10 | SDG | SFm | 2003 | CZ07 | rWtd | Each | 1 | 1200 | None | 85.2 | 0.014 | 7.94 | 85.2 | 0.014 | 7.94 | 85.2 | 0.014 | 7.94 | 85.2 | 0.014 | 7.94 |  |  | 2 |  | RB-Appl-EffCW-med-ElecDHW-GasCDryer-Tier1-TopSDGSFm2003CZ07rWtd
RB-Appl-EffCW-med-ElecDHW-GasCDryer-Tier1-Top | DEER2016 | D16v1 | 2015-05-14 08:10 | SDG | SFm | 2003 | CZ08 | rWtd | Each | 1 | 1200 | None | 95.2 | 0.0149 | 7.92 | 95.2 | 0.0149 | 7.92 | 95.2 | 0.0149 | 7.92 | 95.2 | 0.0149 | 7.92 |  |  | 2 |  | RB-Appl-EffCW-med-ElecDHW-GasCDryer-Tier1-TopSDGSFm2003CZ08rWtd
RB-Appl-EffCW-med-ElecDHW-GasCDryer-Tier1-Top | DEER2016 | D16v1 | 2015-05-14 08:10 | SDG | SFm | 2003 | CZ10 | rWtd | Each | 1 | 974 | None | 87.5 | 0.0116 | 7.98 | 87.5 | 0.0116 | 7.98 | 87.5 | 0.0116 | 7.98 | 87.5 | 0.0116 | 7.98 |  |  | 2 |  | RB-Appl-EffCW-med-ElecDHW-GasCDryer-Tier1-TopSDGSFm2003CZ10rWtd
RB-Appl-EffCW-med-ElecDHW-GasCDryer-Tier1-Top | DEER2016 | D16v1 | 2015-05-14 08:10 | SDG | SFm | 2003 | CZ14 | rWtd | Each | 1 | 1080 | None | 88.3 | 0.0109 | 7.97 | 88.3 | 0.0109 | 7.97 | 88.3 | 0.0109 | 7.97 | 88.3 | 0.0109 | 7.97 |  |  | 2 |  | RB-Appl-EffCW-med-ElecDHW-GasCDryer-Tier1-TopSDGSFm2003CZ14rWtd
RB-Appl-EffCW-med-ElecDHW-GasCDryer-Tier1-Top | DEER2016 | D16v1 | 2015-05-14 08:10 | SDG | SFm | 2003 | CZ15 | rWtd | Each | 1 | 1080 | None | 90.8 | 0.0147 | 8.55 | 90.8 | 0.0147 | 8.55 | 90.8 | 0.0147 | 8.55 | 90.8 | 0.0147 | 8.55 |  |  | 2 |  | RB-Appl-EffCW-med-ElecDHW-GasCDryer-Tier1-TopSDGSFm2003CZ15rWtd
RB-Appl-EffCW-med-ElecDHW-GasCDryer-Tier1-Top | DEER2016 | D16v1 | 2015-05-14 08:10 | SDG | SFm | 2007 | CZ06 | rWtd | Each | 1 | 1200 | None | 84.3 | 0.0124 | 8.13 | 84.3 | 0.0124 | 8.13 | 84.3 | 0.0124 | 8.13 | 84.3 | 0.0124 | 8.13 |  |  | 2 |  | RB-Appl-EffCW-med-ElecDHW-GasCDryer-Tier1-TopSDGSFm2007CZ06rWtd
RB-Appl-EffCW-med-ElecDHW-GasCDryer-Tier1-Top | DEER2016 | D16v1 | 2015-05-14 08:10 | SDG | SFm | 2007 | CZ07 | rWtd | Each | 1 | 1200 | None | 81.4 | 0.0122 | 7.89 | 81.4 | 0.0122 | 7.89 | 81.4 | 0.0122 | 7.89 | 81.4 | 0.0122 | 7.89 |  |  | 2 |  | RB-Appl-EffCW-med-ElecDHW-GasCDryer-Tier1-TopSDGSFm2007CZ07rWtd
RB-Appl-EffCW-med-ElecDHW-GasCDryer-Tier1-Top | DEER2016 | D16v1 | 2015-05-14 08:10 | SDG | SFm | 2007 | CZ08 | rWtd | Each | 1 | 1200 | None | 88.2 | 0.0123 | 8.02 | 88.2 | 0.0123 | 8.02 | 88.2 | 0.0123 | 8.02 | 88.2 | 0.0123 | 8.02 |  |  | 2 |  | RB-Appl-EffCW-med-ElecDHW-GasCDryer-Tier1-TopSDGSFm2007CZ08rWtd
RB-Appl-EffCW-med-ElecDHW-GasCDryer-Tier1-Top | DEER2016 | D16v1 | 2015-05-14 08:10 | SDG | SFm | 2007 | CZ10 | rWtd | Each | 1 | 974 | None | 85.2 | 0.0113 | 7.96 | 85.2 | 0.0113 | 7.96 | 85.2 | 0.0113 | 7.96 | 85.2 | 0.0113 | 7.96 |  |  | 2 |  | RB-Appl-EffCW-med-ElecDHW-GasCDryer-Tier1-TopSDGSFm2007CZ10rWtd
RB-Appl-EffCW-med-ElecDHW-GasCDryer-Tier1-Top | DEER2016 | D16v1 | 2015-05-14 08:10 | SDG | SFm | 2007 | CZ14 | rWtd | Each | 1 | 1080 | None | 88.5 | 0.0119 | 7.86 | 88.5 | 0.0119 | 7.86 | 88.5 | 0.0119 | 7.86 | 88.5 | 0.0119 | 7.86 |  |  | 2 |  | RB-Appl-EffCW-med-ElecDHW-GasCDryer-Tier1-TopSDGSFm2007CZ14rWtd
RB-Appl-EffCW-med-ElecDHW-GasCDryer-Tier1-Top | DEER2016 | D16v1 | 2015-05-14 08:10 | SDG | SFm | 2007 | CZ15 | rWtd | Each | 1 | 1080 | None | 88.3 | 0.0127 | 8.53 | 88.3 | 0.0127 | 8.53 | 88.3 | 0.0127 | 8.53 | 88.3 | 0.0127 | 8.53 |  |  | 2 |  | RB-Appl-EffCW-med-ElecDHW-GasCDryer-Tier1-TopSDGSFm2007CZ15rWtd
RB-Appl-EffCW-med-ElecDHW-GasCDryer-Tier1-Top | DEER2016 | D16v1 | 2015-05-14 08:10 | SDG | SFm | 2011 | CZ06 | rWtd | Each | 1 | 1200 | None | 82.3 | 0.0122 | 7.97 | 82.3 | 0.0122 | 7.97 | 82.3 | 0.0122 | 7.97 | 82.3 | 0.0122 | 7.97 |  |  | 2 |  | RB-Appl-EffCW-med-ElecDHW-GasCDryer-Tier1-TopSDGSFm2011CZ06rWtd
RB-Appl-EffCW-med-ElecDHW-GasCDryer-Tier1-Top | DEER2016 | D16v1 | 2015-05-14 08:10 | SDG | SFm | 2011 | CZ07 | rWtd | Each | 1 | 1200 | None | 83.6 | 0.0143 | 8.08 | 83.6 | 0.0143 | 8.08 | 83.6 | 0.0143 | 8.08 | 83.6 | 0.0143 | 8.08 |  |  | 2 |  | RB-Appl-EffCW-med-ElecDHW-GasCDryer-Tier1-TopSDGSFm2011CZ07rWtd
RB-Appl-EffCW-med-ElecDHW-GasCDryer-Tier1-Top | DEER2016 | D16v1 | 2015-05-14 08:10 | SDG | SFm | 2011 | CZ08 | rWtd | Each | 1 | 1200 | None | 101 | 0.0129 | 8.15 | 101 | 0.0129 | 8.15 | 101 | 0.0129 | 8.15 | 101 | 0.0129 | 8.15 |  |  | 2 |  | RB-Appl-EffCW-med-ElecDHW-GasCDryer-Tier1-TopSDGSFm2011CZ08rWtd
RB-Appl-EffCW-med-ElecDHW-GasCDryer-Tier1-Top | DEER2016 | D16v1 | 2015-05-14 08:10 | SDG | SFm | 2011 | CZ10 | rWtd | Each | 1 | 974 | None | 86.3 | 0.0118 | 8.07 | 86.3 | 0.0118 | 8.07 | 86.3 | 0.0118 | 8.07 | 86.3 | 0.0118 | 8.07 |  |  | 2 |  | RB-Appl-EffCW-med-ElecDHW-GasCDryer-Tier1-TopSDGSFm2011CZ10rWtd
RB-Appl-EffCW-med-ElecDHW-GasCDryer-Tier1-Top | DEER2016 | D16v1 | 2015-05-14 08:10 | SDG | SFm | 2011 | CZ14 | rWtd | Each | 1 | 1080 | None | 88 | 0.0126 | 7.93 | 88 | 0.0126 | 7.93 | 88 | 0.0126 | 7.93 | 88 | 0.0126 | 7.93 |  |  | 2 |  | RB-Appl-EffCW-med-ElecDHW-GasCDryer-Tier1-TopSDGSFm2011CZ14rWtd
RB-Appl-EffCW-med-ElecDHW-GasCDryer-Tier1-Top | DEER2016 | D16v1 | 2015-05-14 08:10 | SDG | SFm | 2011 | CZ15 | rWtd | Each | 1 | 1080 | None | 88.2 | 0.0139 | 8.65 | 88.2 | 0.0139 | 8.65 | 88.2 | 0.0139 | 8.65 | 88.2 | 0.0139 | 8.65 |  |  | 2 |  | RB-Appl-EffCW-med-ElecDHW-GasCDryer-Tier1-TopSDGSFm2011CZ15rWtd
RB-Appl-EffCW-med-ElecDHW-GasCDryer-Tier1-Top | DEER2016 | D16v1 | 2015-05-14 08:10 | SDG | SFm | 2014 | CZ06 | rWtd | Each | 1 | 1200 | None | 82.3 | 0.0111 | 8.03 | 82.3 | 0.0111 | 8.03 | 82.3 | 0.0111 | 8.03 | 82.3 | 0.0111 | 8.03 |  |  | 2 |  | RB-Appl-EffCW-med-ElecDHW-GasCDryer-Tier1-TopSDGSFm2014CZ06rWtd
RB-Appl-EffCW-med-ElecDHW-GasCDryer-Tier1-Top | DEER2016 | D16v1 | 2015-05-14 08:10 | SDG | SFm | 2014 | CZ07 | rWtd | Each | 1 | 1200 | None | 83.4 | -0.00297 | 8.08 | 83.4 | -0.00297 | 8.08 | 83.4 | -0.00297 | 8.08 | 83.4 | -0.00297 | 8.08 |  |  | 2 |  | RB-Appl-EffCW-med-ElecDHW-GasCDryer-Tier1-TopSDGSFm2014CZ07rWtd
RB-Appl-EffCW-med-ElecDHW-GasCDryer-Tier1-Top | DEER2016 | D16v1 | 2015-05-14 08:10 | SDG | SFm | 2014 | CZ08 | rWtd | Each | 1 | 1200 | None | 83.9 | 0.0154 | 8.19 | 83.9 | 0.0154 | 8.19 | 83.9 | 0.0154 | 8.19 | 83.9 | 0.0154 | 8.19 |  |  | 2 |  | RB-Appl-EffCW-med-ElecDHW-GasCDryer-Tier1-TopSDGSFm2014CZ08rWtd
RB-Appl-EffCW-med-ElecDHW-GasCDryer-Tier1-Top | DEER2016 | D16v1 | 2015-05-14 08:10 | SDG | SFm | 2014 | CZ10 | rWtd | Each | 1 | 974 | None | 86.2 | 0.0132 | 8.07 | 86.2 | 0.0132 | 8.07 | 86.2 | 0.0132 | 8.07 | 86.2 | 0.0132 | 8.07 |  |  | 2 |  | RB-Appl-EffCW-med-ElecDHW-GasCDryer-Tier1-TopSDGSFm2014CZ10rWtd
RB-Appl-EffCW-med-ElecDHW-GasCDryer-Tier1-Top | DEER2016 | D16v1 | 2015-05-14 08:10 | SDG | SFm | 2014 | CZ14 | rWtd | Each | 1 | 1080 | None | 87.8 | 0.0131 | 7.9 | 87.8 | 0.0131 | 7.9 | 87.8 | 0.0131 | 7.9 | 87.8 | 0.0131 | 7.9 |  |  | 2 |  | RB-Appl-EffCW-med-ElecDHW-GasCDryer-Tier1-TopSDGSFm2014CZ14rWtd
RB-Appl-EffCW-med-ElecDHW-GasCDryer-Tier1-Top | DEER2016 | D16v1 | 2015-05-14 08:10 | SDG | SFm | 2014 | CZ15 | rWtd | Each | 1 | 1080 | None | 88.4 | 0.0133 | 8.6 | 88.4 | 0.0133 | 8.6 | 88.4 | 0.0133 | 8.6 | 88.4 | 0.0133 | 8.6 |  |  | 2 |  | RB-Appl-EffCW-med-ElecDHW-GasCDryer-Tier1-TopSDGSFm2014CZ15rWtd
RB-Appl-EffCW-med-ElecDHW-GasCDryer-Tier1-Top | DEER2016 | D16v1 | 2015-05-14 08:10 | SDG | SFm | Ex | CZ06 | rWtd | Each | 1 | 1090 | None | 83 | 0.0226 | 8.44 | 83 | 0.0226 | 8.44 | 83 | 0.0226 | 8.44 | 83 | 0.0226 | 8.44 |  |  | 2 |  | RB-Appl-EffCW-med-ElecDHW-GasCDryer-Tier1-TopSDGSFmExCZ06rWtd
RB-Appl-EffCW-med-ElecDHW-GasCDryer-Tier1-Top | DEER2016 | D16v1 | 2015-05-14 08:10 | SDG | SFm | Ex | CZ07 | rWtd | Each | 1 | 932 | None | 82.3 | 0.00715 | 8.47 | 82.3 | 0.00715 | 8.47 | 82.3 | 0.00715 | 8.47 | 82.3 | 0.00715 | 8.47 |  |  | 2 |  | RB-Appl-EffCW-med-ElecDHW-GasCDryer-Tier1-TopSDGSFmExCZ07rWtd
RB-Appl-EffCW-med-ElecDHW-GasCDryer-Tier1-Top | DEER2016 | D16v1 | 2015-05-14 08:10 | SDG | SFm | Ex | CZ08 | rWtd | Each | 1 | 1030 | None | 88.2 | 0.0129 | 8.48 | 88.2 | 0.0129 | 8.48 | 88.2 | 0.0129 | 8.48 | 88.2 | 0.0129 | 8.48 |  |  | 2 |  | RB-Appl-EffCW-med-ElecDHW-GasCDryer-Tier1-TopSDGSFmExCZ08rWtd
RB-Appl-EffCW-med-ElecDHW-GasCDryer-Tier1-Top | DEER2016 | D16v1 | 2015-05-14 08:10 | SDG | SFm | Ex | CZ10 | rWtd | Each | 1 | 903 | None | 85.5 | 0.0141 | 8.19 | 85.5 | 0.0141 | 8.19 | 85.5 | 0.0141 | 8.19 | 85.5 | 0.0141 | 8.19 |  |  | 2 |  | RB-Appl-EffCW-med-ElecDHW-GasCDryer-Tier1-TopSDGSFmExCZ10rWtd
RB-Appl-EffCW-med-ElecDHW-GasCDryer-Tier1-Top | DEER2016 | D16v1 | 2015-05-14 08:10 | SDG | SFm | Ex | CZ14 | rWtd | Each | 1 | 841 | None | 90.6 | 0.0146 | 7.84 | 90.6 | 0.0146 | 7.84 | 90.6 | 0.0146 | 7.84 | 90.6 | 0.0146 | 7.84 |  |  | 2 |  | RB-Appl-EffCW-med-ElecDHW-GasCDryer-Tier1-TopSDGSFmExCZ14rWtd
RB-Appl-EffCW-med-ElecDHW-GasCDryer-Tier1-Top | DEER2016 | D16v1 | 2015-05-14 08:10 | SDG | SFm | Ex | CZ15 | rWtd | Each | 1 | 798 | None | 92.2 | 0.0153 | 8.48 | 92.2 | 0.0153 | 8.48 | 92.2 | 0.0153 | 8.48 | 92.2 | 0.0153 | 8.48 |  |  | 2 |  | RB-Appl-EffCW-med-ElecDHW-GasCDryer-Tier1-TopSDGSFmExCZ15rWtd
RB-Appl-EffCW-med-ElecDHW-GasCDryer-Tier1-Top | DEER2016 | D16v1 | 2015-05-14 08:10 | SDG | SFm | Ex | IOU | rWtd | Each | 1 | 939 | None | 83.4 | 0.0107 | 8.38 | 83.4 | 0.0107 | 8.38 | 83.4 | 0.0107 | 8.38 | 83.4 | 0.0107 | 8.38 |  |  | 2 |  | RB-Appl-EffCW-med-ElecDHW-GasCDryer-Tier1-TopSDGSFmExIOUrWtd
RB-Appl-EffCW-med-ElecDHW-GasCDryer-Tier2-Front | DEER2016 | D16v1 | 2015-05-16 | Any | DMo | MH00 | CZ01 | rDXGF | Each | 1 | 621 | None | 125 | 0.019 | 7.33 | 13.3 | 0.0023 | 5.85 | 125 | 0.019 | 7.33 | 13.3 | 0.0023 | 5.85 |  |  | 1 |  | RB-Appl-EffCW-med-ElecDHW-GasCDryer-Tier2-FrontAnyDMoMH00CZ01rDXGF
RB-Appl-EffCW-med-ElecDHW-GasCDryer-Tier2-Front | DEER2016 | D16v1 | 2015-05-16 | Any | DMo | MH00 | CZ01 | rDXHP | Each | 1 | 621 | None | 108 | 0.00953 | 8.96 | 3.47 | -0.00357 | 6.65 | 108 | 0.00953 | 8.96 | 3.47 | -0.00357 | 6.65 |  |  | 1 |  | RB-Appl-EffCW-med-ElecDHW-GasCDryer-Tier2-FrontAnyDMoMH00CZ01rDXHP
RB-Appl-EffCW-med-ElecDHW-GasCDryer-Tier2-Front | DEER2016 | D16v1 | 2015-05-16 | Any | DMo | MH00 | CZ01 | rNCEH | Each | 1 | 621 | None | 108 | 0.0167 | 8.96 | 5.16 | 0.00179 | 6.65 | 108 | 0.0167 | 8.96 | 5.16 | 0.00179 | 6.65 |  |  | 1 |  | RB-Appl-EffCW-med-ElecDHW-GasCDryer-Tier2-FrontAnyDMoMH00CZ01rNCEH
RB-Appl-EffCW-med-ElecDHW-GasCDryer-Tier2-Front | DEER2016 | D16v1 | 2015-05-16 | Any | DMo | MH00 | CZ01 | rNCGF | Each | 1 | 621 | None | 123 | 0.0166 | 7.28 | 12.6 | 0.00161 | 5.84 | 123 | 0.0166 | 7.28 | 12.6 | 0.00161 | 5.84 |  |  | 1 |  | RB-Appl-EffCW-med-ElecDHW-GasCDryer-Tier2-FrontAnyDMoMH00CZ01rNCGF
RB-Appl-EffCW-med-ElecDHW-GasCDryer-Tier2-Front | DEER2016 | D16v1 | 2015-05-16 | Any | DMo | MH00 | CZ02 | rDXGF | Each | 1 | 621 | None | 118 | 0.0216 | 7.24 | 10.5 | 0.00479 | 5.8 | 118 | 0.0216 | 7.24 | 10.5 | 0.00479 | 5.8 |  |  | 1 |  | RB-Appl-EffCW-med-ElecDHW-GasCDryer-Tier2-FrontAnyDMoMH00CZ02rDXGF
RB-Appl-EffCW-med-ElecDHW-GasCDryer-Tier2-Front | DEER2016 | D16v1 | 2015-05-16 | Any | DMo | MH00 | CZ02 | rDXHP | Each | 1 | 621 | None | 106 | 0.0216 | 8.96 | 5.71 | 0.00476 | 6.65 | 106 | 0.0216 | 8.96 | 5.71 | 0.00476 | 6.65 |  |  | 1 |  | RB-Appl-EffCW-med-ElecDHW-GasCDryer-Tier2-FrontAnyDMoMH00CZ02rDXHP
RB-Appl-EffCW-med-ElecDHW-GasCDryer-Tier2-Front | DEER2016 | D16v1 | 2015-05-16 | Any | DMo | MH00 | CZ02 | rNCEH | Each | 1 | 621 | None | 101 | 0.0156 | 8.96 | 4.65 | 0.0017 | 6.65 | 101 | 0.0156 | 8.96 | 4.65 | 0.0017 | 6.65 |  |  | 1 |  | RB-Appl-EffCW-med-ElecDHW-GasCDryer-Tier2-FrontAnyDMoMH00CZ02rNCEH
RB-Appl-EffCW-med-ElecDHW-GasCDryer-Tier2-Front | DEER2016 | D16v1 | 2015-05-16 | Any | DMo | MH00 | CZ02 | rNCGF | Each | 1 | 621 | None | 116 | 0.0155 | 7.18 | 11.9 | 0.00163 | 5.78 | 116 | 0.0155 | 7.18 | 11.9 | 0.00163 | 5.78 |  |  | 1 |  | RB-Appl-EffCW-med-ElecDHW-GasCDryer-Tier2-FrontAnyDMoMH00CZ02rNCGF
RB-Appl-EffCW-med-ElecDHW-GasCDryer-Tier2-Front | DEER2016 | D16v1 | 2015-05-16 | Any | DMo | MH00 | CZ03 | rDXGF | Each | 1 | 621 | None | 119 | 0.0192 | 7.21 | 14.2 | 0.00343 | 5.78 | 119 | 0.0192 | 7.21 | 14.2 | 0.00343 | 5.78 |  |  | 1 |  | RB-Appl-EffCW-med-ElecDHW-GasCDryer-Tier2-FrontAnyDMoMH00CZ03rDXGF
RB-Appl-EffCW-med-ElecDHW-GasCDryer-Tier2-Front | DEER2016 | D16v1 | 2015-05-16 | Any | DMo | MH00 | CZ03 | rDXHP | Each | 1 | 621 | None | 105 | 0.0198 | 8.96 | 5.08 | 0.00303 | 6.65 | 105 | 0.0198 | 8.96 | 5.08 | 0.00303 | 6.65 |  |  | 1 |  | RB-Appl-EffCW-med-ElecDHW-GasCDryer-Tier2-FrontAnyDMoMH00CZ03rDXHP
RB-Appl-EffCW-med-ElecDHW-GasCDryer-Tier2-Front | DEER2016 | D16v1 | 2015-05-16 | Any | DMo | MH00 | CZ03 | rNCEH | Each | 1 | 621 | None | 102 | 0.0158 | 8.96 | 4.73 | 0.00171 | 6.65 | 102 | 0.0158 | 8.96 | 4.73 | 0.00171 | 6.65 |  |  | 1 |  | RB-Appl-EffCW-med-ElecDHW-GasCDryer-Tier2-FrontAnyDMoMH00CZ03rNCEH
RB-Appl-EffCW-med-ElecDHW-GasCDryer-Tier2-Front | DEER2016 | D16v1 | 2015-05-16 | Any | DMo | MH00 | CZ03 | rNCGF | Each | 1 | 621 | None | 116 | 0.0152 | 7.21 | 12 | 0.00152 | 5.76 | 116 | 0.0152 | 7.21 | 12 | 0.00152 | 5.76 |  |  | 1 |  | RB-Appl-EffCW-med-ElecDHW-GasCDryer-Tier2-FrontAnyDMoMH00CZ03rNCGF
RB-Appl-EffCW-med-ElecDHW-GasCDryer-Tier2-Front | DEER2016 | D16v1 | 2015-05-16 | Any | DMo | MH00 | CZ04 | rDXGF | Each | 1 | 621 | None | 122 | 0.0193 | 7.6 | 16.4 | 0.00581 | 6.02 | 122 | 0.0193 | 7.6 | 16.4 | 0.00581 | 6.02 |  |  | 1 |  | RB-Appl-EffCW-med-ElecDHW-GasCDryer-Tier2-FrontAnyDMoMH00CZ04rDXGF
RB-Appl-EffCW-med-ElecDHW-GasCDryer-Tier2-Front | DEER2016 | D16v1 | 2015-05-16 | Any | DMo | MH00 | CZ04 | rDXHP | Each | 1 | 621 | None | 112 | 0.0191 | 8.96 | 11.2 | 0.00319 | 6.65 | 112 | 0.0191 | 8.96 | 11.2 | 0.00319 | 6.65 |  |  | 1 |  | RB-Appl-EffCW-med-ElecDHW-GasCDryer-Tier2-FrontAnyDMoMH00CZ04rDXHP
RB-Appl-EffCW-med-ElecDHW-GasCDryer-Tier2-Front | DEER2016 | D16v1 | 2015-05-16 | Any | DMo | MH00 | CZ04 | rNCEH | Each | 1 | 621 | None | 102 | 0.0149 | 8.96 | 6.06 | 0.00164 | 6.65 | 102 | 0.0149 | 8.96 | 6.06 | 0.00164 | 6.65 |  |  | 1 |  | RB-Appl-EffCW-med-ElecDHW-GasCDryer-Tier2-FrontAnyDMoMH00CZ04rNCEH
RB-Appl-EffCW-med-ElecDHW-GasCDryer-Tier2-Front | DEER2016 | D16v1 | 2015-05-16 | Any | DMo | MH00 | CZ04 | rNCGF | Each | 1 | 621 | None | 113 | 0.0149 | 7.56 | 11.8 | 0.00166 | 5.97 | 113 | 0.0149 | 7.56 | 11.8 | 0.00166 | 5.97 |  |  | 1 |  | RB-Appl-EffCW-med-ElecDHW-GasCDryer-Tier2-FrontAnyDMoMH00CZ04rNCGF
RB-Appl-EffCW-med-ElecDHW-GasCDryer-Tier2-Front | DEER2016 | D16v1 | 2015-05-16 | Any | DMo | MH00 | CZ05 | rDXGF | Each | 1 | 621 | None | 117 | 0.0181 | 7.15 | 13.2 | 0.00289 | 5.73 | 117 | 0.0181 | 7.15 | 13.2 | 0.00289 | 5.73 |  |  | 1 |  | RB-Appl-EffCW-med-ElecDHW-GasCDryer-Tier2-FrontAnyDMoMH00CZ05rDXGF
RB-Appl-EffCW-med-ElecDHW-GasCDryer-Tier2-Front | DEER2016 | D16v1 | 2015-05-16 | Any | DMo | MH00 | CZ05 | rDXHP | Each | 1 | 621 | None | 104 | 0.0184 | 8.96 | 4.35 | 0.00266 | 6.65 | 104 | 0.0184 | 8.96 | 4.35 | 0.00266 | 6.65 |  |  | 1 |  | RB-Appl-EffCW-med-ElecDHW-GasCDryer-Tier2-FrontAnyDMoMH00CZ05rDXHP
RB-Appl-EffCW-med-ElecDHW-GasCDryer-Tier2-Front | DEER2016 | D16v1 | 2015-05-16 | Any | DMo | MH00 | CZ05 | rNCEH | Each | 1 | 621 | None | 99.3 | 0.0159 | 8.96 | 3 | 0.00172 | 6.65 | 99.3 | 0.0159 | 8.96 | 3 | 0.00172 | 6.65 |  |  | 1 |  | RB-Appl-EffCW-med-ElecDHW-GasCDryer-Tier2-FrontAnyDMoMH00CZ05rNCEH
RB-Appl-EffCW-med-ElecDHW-GasCDryer-Tier2-Front | DEER2016 | D16v1 | 2015-05-16 | Any | DMo | MH00 | CZ05 | rNCGF | Each | 1 | 621 | None | 117 | 0.0167 | 6.95 | 12 | 0.00165 | 5.67 | 117 | 0.0167 | 6.95 | 12 | 0.00165 | 5.67 |  |  | 1 |  | RB-Appl-EffCW-med-ElecDHW-GasCDryer-Tier2-FrontAnyDMoMH00CZ05rNCGF
RB-Appl-EffCW-med-ElecDHW-GasCDryer-Tier2-Front | DEER2016 | D16v1 | 2015-05-16 | Any | DMo | MH00 | CZ06 | rDXGF | Each | 1 | 621 | None | 124 | 0.0188 | 7.9 | 17 | 0.00353 | 6.14 | 124 | 0.0188 | 7.9 | 17 | 0.00353 | 6.14 |  |  | 1 |  | RB-Appl-EffCW-med-ElecDHW-GasCDryer-Tier2-FrontAnyDMoMH00CZ06rDXGF
RB-Appl-EffCW-med-ElecDHW-GasCDryer-Tier2-Front | DEER2016 | D16v1 | 2015-05-16 | Any | DMo | MH00 | CZ06 | rDXHP | Each | 1 | 621 | None | 112 | 0.0189 | 8.96 | 12.1 | 0.00358 | 6.65 | 112 | 0.0189 | 8.96 | 12.1 | 0.00358 | 6.65 |  |  | 1 |  | RB-Appl-EffCW-med-ElecDHW-GasCDryer-Tier2-FrontAnyDMoMH00CZ06rDXHP
RB-Appl-EffCW-med-ElecDHW-GasCDryer-Tier2-Front | DEER2016 | D16v1 | 2015-05-16 | Any | DMo | MH00 | CZ06 | rNCEH | Each | 1 | 621 | None | 101 | 0.0148 | 8.96 | 6.59 | 0.00163 | 6.65 | 101 | 0.0148 | 8.96 | 6.59 | 0.00163 | 6.65 |  |  | 1 |  | RB-Appl-EffCW-med-ElecDHW-GasCDryer-Tier2-FrontAnyDMoMH00CZ06rNCEH
RB-Appl-EffCW-med-ElecDHW-GasCDryer-Tier2-Front | DEER2016 | D16v1 | 2015-05-16 | Any | DMo | MH00 | CZ06 | rNCGF | Each | 1 | 621 | None | 111 | 0.0138 | 7.76 | 11.5 | 0.000721 | 6.07 | 111 | 0.0138 | 7.76 | 11.5 | 0.000721 | 6.07 |  |  | 1 |  | RB-Appl-EffCW-med-ElecDHW-GasCDryer-Tier2-FrontAnyDMoMH00CZ06rNCGF
RB-Appl-EffCW-med-ElecDHW-GasCDryer-Tier2-Front | DEER2016 | D16v1 | 2015-05-16 | Any | DMo | MH00 | CZ07 | rDXGF | Each | 1 | 621 | None | 118 | 0.0658 | 7.88 | 14 | -0.0129 | 6.11 | 118 | 0.0658 | 7.88 | 14 | -0.0129 | 6.11 |  |  | 1 |  | RB-Appl-EffCW-med-ElecDHW-GasCDryer-Tier2-FrontAnyDMoMH00CZ07rDXGF
RB-Appl-EffCW-med-ElecDHW-GasCDryer-Tier2-Front | DEER2016 | D16v1 | 2015-05-16 | Any | DMo | MH00 | CZ07 | rDXHP | Each | 1 | 621 | None | 113 | 0.0539 | 8.96 | 13.4 | 0.0388 | 6.65 | 113 | 0.0539 | 8.96 | 13.4 | 0.0388 | 6.65 |  |  | 1 |  | RB-Appl-EffCW-med-ElecDHW-GasCDryer-Tier2-FrontAnyDMoMH00CZ07rDXHP
RB-Appl-EffCW-med-ElecDHW-GasCDryer-Tier2-Front | DEER2016 | D16v1 | 2015-05-16 | Any | DMo | MH00 | CZ07 | rNCEH | Each | 1 | 621 | None | 101 | 0.0148 | 8.96 | 6.98 | 0.00163 | 6.65 | 101 | 0.0148 | 8.96 | 6.98 | 0.00163 | 6.65 |  |  | 1 |  | RB-Appl-EffCW-med-ElecDHW-GasCDryer-Tier2-FrontAnyDMoMH00CZ07rNCEH
RB-Appl-EffCW-med-ElecDHW-GasCDryer-Tier2-Front | DEER2016 | D16v1 | 2015-05-16 | Any | DMo | MH00 | CZ07 | rNCGF | Each | 1 | 621 | None | 110 | 0.0147 | 7.8 | 11.5 | 0.00136 | 6.07 | 110 | 0.0147 | 7.8 | 11.5 | 0.00136 | 6.07 |  |  | 1 |  | RB-Appl-EffCW-med-ElecDHW-GasCDryer-Tier2-FrontAnyDMoMH00CZ07rNCGF
RB-Appl-EffCW-med-ElecDHW-GasCDryer-Tier2-Front | DEER2016 | D16v1 | 2015-05-16 | Any | DMo | MH00 | CZ08 | rDXGF | Each | 1 | 621 | None | 119 | 0.0178 | 7.89 | 17.3 | 0.00317 | 6.09 | 119 | 0.0178 | 7.89 | 17.3 | 0.00317 | 6.09 |  |  | 1 |  | RB-Appl-EffCW-med-ElecDHW-GasCDryer-Tier2-FrontAnyDMoMH00CZ08rDXGF
RB-Appl-EffCW-med-ElecDHW-GasCDryer-Tier2-Front | DEER2016 | D16v1 | 2015-05-16 | Any | DMo | MH00 | CZ08 | rDXHP | Each | 1 | 621 | None | 106 | 0.0194 | 8.96 | 7.92 | 0.00395 | 6.65 | 106 | 0.0194 | 8.96 | 7.92 | 0.00395 | 6.65 |  |  | 1 |  | RB-Appl-EffCW-med-ElecDHW-GasCDryer-Tier2-FrontAnyDMoMH00CZ08rDXHP
RB-Appl-EffCW-med-ElecDHW-GasCDryer-Tier2-Front | DEER2016 | D16v1 | 2015-05-16 | Any | DMo | MH00 | CZ08 | rNCEH | Each | 1 | 621 | None | 99 | 0.0144 | 8.96 | 6.77 | 0.0016 | 6.65 | 99 | 0.0144 | 8.96 | 6.77 | 0.0016 | 6.65 |  |  | 1 |  | RB-Appl-EffCW-med-ElecDHW-GasCDryer-Tier2-FrontAnyDMoMH00CZ08rNCEH
RB-Appl-EffCW-med-ElecDHW-GasCDryer-Tier2-Front | DEER2016 | D16v1 | 2015-05-16 | Any | DMo | MH00 | CZ08 | rNCGF | Each | 1 | 621 | None | 108 | 0.0145 | 7.82 | 11.5 | 0.00158 | 6.1 | 108 | 0.0145 | 7.82 | 11.5 | 0.00158 | 6.1 |  |  | 1 |  | RB-Appl-EffCW-med-ElecDHW-GasCDryer-Tier2-FrontAnyDMoMH00CZ08rNCGF
RB-Appl-EffCW-med-ElecDHW-GasCDryer-Tier2-Front | DEER2016 | D16v1 | 2015-05-16 | Any | DMo | MH00 | CZ09 | rDXGF | Each | 1 | 621 | None | 120 | 0.0184 | 7.82 | 18.3 | 0.00374 | 6.08 | 120 | 0.0184 | 7.82 | 18.3 | 0.00374 | 6.08 |  |  | 1 |  | RB-Appl-EffCW-med-ElecDHW-GasCDryer-Tier2-FrontAnyDMoMH00CZ09rDXGF
RB-Appl-EffCW-med-ElecDHW-GasCDryer-Tier2-Front | DEER2016 | D16v1 | 2015-05-16 | Any | DMo | MH00 | CZ09 | rDXHP | Each | 1 | 621 | None | 113 | 0.0182 | 8.96 | 15.5 | 0.00314 | 6.65 | 113 | 0.0182 | 8.96 | 15.5 | 0.00314 | 6.65 |  |  | 1 |  | RB-Appl-EffCW-med-ElecDHW-GasCDryer-Tier2-FrontAnyDMoMH00CZ09rDXHP
RB-Appl-EffCW-med-ElecDHW-GasCDryer-Tier2-Front | DEER2016 | D16v1 | 2015-05-16 | Any | DMo | MH00 | CZ09 | rNCEH | Each | 1 | 621 | None | 97.9 | 0.0142 | 8.96 | 6.31 | 0.00158 | 6.65 | 97.9 | 0.0142 | 8.96 | 6.31 | 0.00158 | 6.65 |  |  | 1 |  | RB-Appl-EffCW-med-ElecDHW-GasCDryer-Tier2-FrontAnyDMoMH00CZ09rNCEH
RB-Appl-EffCW-med-ElecDHW-GasCDryer-Tier2-Front | DEER2016 | D16v1 | 2015-05-16 | Any | DMo | MH00 | CZ09 | rNCGF | Each | 1 | 621 | None | 108 | 0.0147 | 7.77 | 11.4 | 0.00164 | 6.07 | 108 | 0.0147 | 7.77 | 11.4 | 0.00164 | 6.07 |  |  | 1 |  | RB-Appl-EffCW-med-ElecDHW-GasCDryer-Tier2-FrontAnyDMoMH00CZ09rNCGF
RB-Appl-EffCW-med-ElecDHW-GasCDryer-Tier2-Front | DEER2016 | D16v1 | 2015-05-16 | Any | DMo | MH00 | CZ10 | rDXGF | Each | 1 | 621 | None | 120 | 0.0186 | 7.84 | 16.9 | 0.00372 | 6.12 | 120 | 0.0186 | 7.84 | 16.9 | 0.00372 | 6.12 |  |  | 1 |  | RB-Appl-EffCW-med-ElecDHW-GasCDryer-Tier2-FrontAnyDMoMH00CZ10rDXGF
RB-Appl-EffCW-med-ElecDHW-GasCDryer-Tier2-Front | DEER2016 | D16v1 | 2015-05-16 | Any | DMo | MH00 | CZ10 | rDXHP | Each | 1 | 621 | None | 112 | 0.0185 | 8.96 | 12.1 | 0.00368 | 6.65 | 112 | 0.0185 | 8.96 | 12.1 | 0.00368 | 6.65 |  |  | 1 |  | RB-Appl-EffCW-med-ElecDHW-GasCDryer-Tier2-FrontAnyDMoMH00CZ10rDXHP
RB-Appl-EffCW-med-ElecDHW-GasCDryer-Tier2-Front | DEER2016 | D16v1 | 2015-05-16 | Any | DMo | MH00 | CZ10 | rNCEH | Each | 1 | 621 | None | 97.3 | 0.014 | 8.96 | 6.16 | 0.00157 | 6.65 | 97.3 | 0.014 | 8.96 | 6.16 | 0.00157 | 6.65 |  |  | 1 |  | RB-Appl-EffCW-med-ElecDHW-GasCDryer-Tier2-FrontAnyDMoMH00CZ10rNCEH
RB-Appl-EffCW-med-ElecDHW-GasCDryer-Tier2-Front | DEER2016 | D16v1 | 2015-05-16 | Any | DMo | MH00 | CZ10 | rNCGF | Each | 1 | 621 | None | 108 | 0.0137 | 7.78 | 11.3 | 0.00119 | 6.07 | 108 | 0.0137 | 7.78 | 11.3 | 0.00119 | 6.07 |  |  | 1 |  | RB-Appl-EffCW-med-ElecDHW-GasCDryer-Tier2-FrontAnyDMoMH00CZ10rNCGF
RB-Appl-EffCW-med-ElecDHW-GasCDryer-Tier2-Front | DEER2016 | D16v1 | 2015-05-16 | Any | DMo | MH00 | CZ11 | rDXGF | Each | 1 | 621 | None | 119 | 0.0181 | 7.37 | 15.8 | 0.00358 | 5.86 | 119 | 0.0181 | 7.37 | 15.8 | 0.00358 | 5.86 |  |  | 1 |  | RB-Appl-EffCW-med-ElecDHW-GasCDryer-Tier2-FrontAnyDMoMH00CZ11rDXGF
RB-Appl-EffCW-med-ElecDHW-GasCDryer-Tier2-Front | DEER2016 | D16v1 | 2015-05-16 | Any | DMo | MH00 | CZ11 | rDXHP | Each | 1 | 621 | None | 106 | 0.0185 | 8.96 | 9.59 | 0.00381 | 6.65 | 106 | 0.0185 | 8.96 | 9.59 | 0.00381 | 6.65 |  |  | 1 |  | RB-Appl-EffCW-med-ElecDHW-GasCDryer-Tier2-FrontAnyDMoMH00CZ11rDXHP
RB-Appl-EffCW-med-ElecDHW-GasCDryer-Tier2-Front | DEER2016 | D16v1 | 2015-05-16 | Any | DMo | MH00 | CZ11 | rNCEH | Each | 1 | 621 | None | 94.4 | 0.014 | 8.96 | 4.23 | 0.00156 | 6.65 | 94.4 | 0.014 | 8.96 | 4.23 | 0.00156 | 6.65 |  |  | 1 |  | RB-Appl-EffCW-med-ElecDHW-GasCDryer-Tier2-FrontAnyDMoMH00CZ11rNCEH
RB-Appl-EffCW-med-ElecDHW-GasCDryer-Tier2-Front | DEER2016 | D16v1 | 2015-05-16 | Any | DMo | MH00 | CZ11 | rNCGF | Each | 1 | 621 | None | 109 | 0.0141 | 7.38 | 11.3 | 0.00154 | 5.87 | 109 | 0.0141 | 7.38 | 11.3 | 0.00154 | 5.87 |  |  | 1 |  | RB-Appl-EffCW-med-ElecDHW-GasCDryer-Tier2-FrontAnyDMoMH00CZ11rNCGF
RB-Appl-EffCW-med-ElecDHW-GasCDryer-Tier2-Front | DEER2016 | D16v1 | 2015-05-16 | Any | DMo | MH00 | CZ12 | rDXGF | Each | 1 | 621 | None | 122 | 0.0193 | 7.31 | 16.7 | 0.00435 | 5.86 | 122 | 0.0193 | 7.31 | 16.7 | 0.00435 | 5.86 |  |  | 1 |  | RB-Appl-EffCW-med-ElecDHW-GasCDryer-Tier2-FrontAnyDMoMH00CZ12rDXGF
RB-Appl-EffCW-med-ElecDHW-GasCDryer-Tier2-Front | DEER2016 | D16v1 | 2015-05-16 | Any | DMo | MH00 | CZ12 | rDXHP | Each | 1 | 621 | None | 107 | 0.0188 | 8.96 | 9.02 | 0.00367 | 6.65 | 107 | 0.0188 | 8.96 | 9.02 | 0.00367 | 6.65 |  |  | 1 |  | RB-Appl-EffCW-med-ElecDHW-GasCDryer-Tier2-FrontAnyDMoMH00CZ12rDXHP
RB-Appl-EffCW-med-ElecDHW-GasCDryer-Tier2-Front | DEER2016 | D16v1 | 2015-05-16 | Any | DMo | MH00 | CZ12 | rNCEH | Each | 1 | 621 | None | 97 | 0.0147 | 8.96 | 4.4 | 0.00162 | 6.65 | 97 | 0.0147 | 8.96 | 4.4 | 0.00162 | 6.65 |  |  | 1 |  | RB-Appl-EffCW-med-ElecDHW-GasCDryer-Tier2-FrontAnyDMoMH00CZ12rNCEH
RB-Appl-EffCW-med-ElecDHW-GasCDryer-Tier2-Front | DEER2016 | D16v1 | 2015-05-16 | Any | DMo | MH00 | CZ12 | rNCGF | Each | 1 | 621 | None | 111 | 0.0147 | 7.35 | 11.5 | 0.00165 | 5.88 | 111 | 0.0147 | 7.35 | 11.5 | 0.00165 | 5.88 |  |  | 1 |  | RB-Appl-EffCW-med-ElecDHW-GasCDryer-Tier2-FrontAnyDMoMH00CZ12rNCGF
RB-Appl-EffCW-med-ElecDHW-GasCDryer-Tier2-Front | DEER2016 | D16v1 | 2015-05-16 | Any | DMo | MH00 | CZ13 | rDXGF | Each | 1 | 621 | None | 120 | 0.0182 | 7.44 | 17.8 | 0.00363 | 5.91 | 120 | 0.0182 | 7.44 | 17.8 | 0.00363 | 5.91 |  |  | 1 |  | RB-Appl-EffCW-med-ElecDHW-GasCDryer-Tier2-FrontAnyDMoMH00CZ13rDXGF
RB-Appl-EffCW-med-ElecDHW-GasCDryer-Tier2-Front | DEER2016 | D16v1 | 2015-05-16 | Any | DMo | MH00 | CZ13 | rDXHP | Each | 1 | 621 | None | 106 | 0.0184 | 8.96 | 10.2 | 0.00364 | 6.65 | 106 | 0.0184 | 8.96 | 10.2 | 0.00364 | 6.65 |  |  | 1 |  | RB-Appl-EffCW-med-ElecDHW-GasCDryer-Tier2-FrontAnyDMoMH00CZ13rDXHP
RB-Appl-EffCW-med-ElecDHW-GasCDryer-Tier2-Front | DEER2016 | D16v1 | 2015-05-16 | Any | DMo | MH00 | CZ13 | rNCEH | Each | 1 | 621 | None | 93.2 | 0.0139 | 8.96 | 4.09 | 0.00155 | 6.65 | 93.2 | 0.0139 | 8.96 | 4.09 | 0.00155 | 6.65 |  |  | 1 |  | RB-Appl-EffCW-med-ElecDHW-GasCDryer-Tier2-FrontAnyDMoMH00CZ13rNCEH
RB-Appl-EffCW-med-ElecDHW-GasCDryer-Tier2-Front | DEER2016 | D16v1 | 2015-05-16 | Any | DMo | MH00 | CZ13 | rNCGF | Each | 1 | 621 | None | 108 | 0.0138 | 7.4 | 11.2 | 0.00154 | 5.89 | 108 | 0.0138 | 7.4 | 11.2 | 0.00154 | 5.89 |  |  | 1 |  | RB-Appl-EffCW-med-ElecDHW-GasCDryer-Tier2-FrontAnyDMoMH00CZ13rNCGF
RB-Appl-EffCW-med-ElecDHW-GasCDryer-Tier2-Front | DEER2016 | D16v1 | 2015-05-16 | Any | DMo | MH00 | CZ14 | rDXGF | Each | 1 | 621 | None | 123 | 0.0183 | 7.56 | 18.8 | 0.00368 | 5.96 | 123 | 0.0183 | 7.56 | 18.8 | 0.00368 | 5.96 |  |  | 1 |  | RB-Appl-EffCW-med-ElecDHW-GasCDryer-Tier2-FrontAnyDMoMH00CZ14rDXGF
RB-Appl-EffCW-med-ElecDHW-GasCDryer-Tier2-Front | DEER2016 | D16v1 | 2015-05-16 | Any | DMo | MH00 | CZ14 | rDXHP | Each | 1 | 621 | None | 111 | 0.0178 | 8.96 | 11.5 | 0.0033 | 6.65 | 111 | 0.0178 | 8.96 | 11.5 | 0.0033 | 6.65 |  |  | 1 |  | RB-Appl-EffCW-med-ElecDHW-GasCDryer-Tier2-FrontAnyDMoMH00CZ14rDXHP
RB-Appl-EffCW-med-ElecDHW-GasCDryer-Tier2-Front | DEER2016 | D16v1 | 2015-05-16 | Any | DMo | MH00 | CZ14 | rNCEH | Each | 1 | 621 | None | 96.7 | 0.0135 | 8.96 | 5.1 | 0.00153 | 6.65 | 96.7 | 0.0135 | 8.96 | 5.1 | 0.00153 | 6.65 |  |  | 1 |  | RB-Appl-EffCW-med-ElecDHW-GasCDryer-Tier2-FrontAnyDMoMH00CZ14rNCEH
RB-Appl-EffCW-med-ElecDHW-GasCDryer-Tier2-Front | DEER2016 | D16v1 | 2015-05-16 | Any | DMo | MH00 | CZ14 | rNCGF | Each | 1 | 621 | None | 110 | 0.0134 | 7.54 | 11.4 | 0.00135 | 5.96 | 110 | 0.0134 | 7.54 | 11.4 | 0.00135 | 5.96 |  |  | 1 |  | RB-Appl-EffCW-med-ElecDHW-GasCDryer-Tier2-FrontAnyDMoMH00CZ14rNCGF
RB-Appl-EffCW-med-ElecDHW-GasCDryer-Tier2-Front | DEER2016 | D16v1 | 2015-05-16 | Any | DMo | MH00 | CZ15 | rDXGF | Each | 1 | 621 | None | 115 | 0.0146 | 8.11 | 20.5 | 0.00291 | 6.24 | 115 | 0.0146 | 8.11 | 20.5 | 0.00291 | 6.24 |  |  | 1 |  | RB-Appl-EffCW-med-ElecDHW-GasCDryer-Tier2-FrontAnyDMoMH00CZ15rDXGF
RB-Appl-EffCW-med-ElecDHW-GasCDryer-Tier2-Front | DEER2016 | D16v1 | 2015-05-16 | Any | DMo | MH00 | CZ15 | rDXHP | Each | 1 | 621 | None | 108 | 0.0147 | 8.96 | 17.5 | 0.00294 | 6.65 | 108 | 0.0147 | 8.96 | 17.5 | 0.00294 | 6.65 |  |  | 1 |  | RB-Appl-EffCW-med-ElecDHW-GasCDryer-Tier2-FrontAnyDMoMH00CZ15rDXHP
RB-Appl-EffCW-med-ElecDHW-GasCDryer-Tier2-Front | DEER2016 | D16v1 | 2015-05-16 | Any | DMo | MH00 | CZ15 | rNCEH | Each | 1 | 621 | None | 86.4 | 0.0115 | 8.96 | 6.42 | 0.00136 | 6.65 | 86.4 | 0.0115 | 8.96 | 6.42 | 0.00136 | 6.65 |  |  | 1 |  | RB-Appl-EffCW-med-ElecDHW-GasCDryer-Tier2-FrontAnyDMoMH00CZ15rNCEH
RB-Appl-EffCW-med-ElecDHW-GasCDryer-Tier2-Front | DEER2016 | D16v1 | 2015-05-16 | Any | DMo | MH00 | CZ15 | rNCGF | Each | 1 | 621 | None | 94.4 | 0.0115 | 8.08 | 10.4 | 0.00134 | 6.24 | 94.4 | 0.0115 | 8.08 | 10.4 | 0.00134 | 6.24 |  |  | 1 |  | RB-Appl-EffCW-med-ElecDHW-GasCDryer-Tier2-FrontAnyDMoMH00CZ15rNCGF
RB-Appl-EffCW-med-ElecDHW-GasCDryer-Tier2-Front | DEER2016 | D16v1 | 2015-05-16 | Any | DMo | MH00 | CZ16 | rDXGF | Each | 1 | 621 | None | 133 | 0.0199 | 7.37 | 20.9 | 0.00365 | 5.86 | 133 | 0.0199 | 7.37 | 20.9 | 0.00365 | 5.86 |  |  | 1 |  | RB-Appl-EffCW-med-ElecDHW-GasCDryer-Tier2-FrontAnyDMoMH00CZ16rDXGF
RB-Appl-EffCW-med-ElecDHW-GasCDryer-Tier2-Front | DEER2016 | D16v1 | 2015-05-16 | Any | DMo | MH00 | CZ16 | rDXHP | Each | 1 | 621 | None | 111 | 0.0201 | 8.96 | 4.92 | 0.00372 | 6.65 | 111 | 0.0201 | 8.96 | 4.92 | 0.00372 | 6.65 |  |  | 1 |  | RB-Appl-EffCW-med-ElecDHW-GasCDryer-Tier2-FrontAnyDMoMH00CZ16rDXHP
RB-Appl-EffCW-med-ElecDHW-GasCDryer-Tier2-Front | DEER2016 | D16v1 | 2015-05-16 | Any | DMo | MH00 | CZ16 | rNCEH | Each | 1 | 621 | None | 109 | 0.0161 | 8.96 | 5.69 | 0.00174 | 6.65 | 109 | 0.0161 | 8.96 | 5.69 | 0.00174 | 6.65 |  |  | 1 |  | RB-Appl-EffCW-med-ElecDHW-GasCDryer-Tier2-FrontAnyDMoMH00CZ16rNCEH
RB-Appl-EffCW-med-ElecDHW-GasCDryer-Tier2-Front | DEER2016 | D16v1 | 2015-05-16 | Any | DMo | MH00 | CZ16 | rNCGF | Each | 1 | 621 | None | 123 | 0.016 | 7.41 | 12.6 | 0.0017 | 5.89 | 123 | 0.016 | 7.41 | 12.6 | 0.0017 | 5.89 |  |  | 1 |  | RB-Appl-EffCW-med-ElecDHW-GasCDryer-Tier2-FrontAnyDMoMH00CZ16rNCGF
RB-Appl-EffCW-med-ElecDHW-GasCDryer-Tier2-Front | DEER2016 | D16v1 | 2015-05-16 | Any | DMo | MH06 | CZ01 | rDXGF | Each | 1 | 621 | None | 124 | 0.0174 | 7.23 | 12.5 | 0.00262 | 5.8 | 124 | 0.0174 | 7.23 | 12.5 | 0.00262 | 5.8 |  |  | 1 |  | RB-Appl-EffCW-med-ElecDHW-GasCDryer-Tier2-FrontAnyDMoMH06CZ01rDXGF
RB-Appl-EffCW-med-ElecDHW-GasCDryer-Tier2-Front | DEER2016 | D16v1 | 2015-05-16 | Any | DMo | MH06 | CZ01 | rDXHP | Each | 1 | 621 | None | 111 | 0.0144 | 8.96 | 6.4 | 0.000396 | 6.65 | 111 | 0.0144 | 8.96 | 6.4 | 0.000396 | 6.65 |  |  | 1 |  | RB-Appl-EffCW-med-ElecDHW-GasCDryer-Tier2-FrontAnyDMoMH06CZ01rDXHP
RB-Appl-EffCW-med-ElecDHW-GasCDryer-Tier2-Front | DEER2016 | D16v1 | 2015-05-16 | Any | DMo | MH06 | CZ01 | rNCEH | Each | 1 | 621 | None | 107 | 0.0167 | 8.96 | 4.58 | 0.00179 | 6.65 | 107 | 0.0167 | 8.96 | 4.58 | 0.00179 | 6.65 |  |  | 1 |  | RB-Appl-EffCW-med-ElecDHW-GasCDryer-Tier2-FrontAnyDMoMH06CZ01rNCEH
RB-Appl-EffCW-med-ElecDHW-GasCDryer-Tier2-Front | DEER2016 | D16v1 | 2015-05-16 | Any | DMo | MH06 | CZ01 | rNCGF | Each | 1 | 621 | None | 123 | 0.0166 | 7.19 | 12.6 | 0.00151 | 5.79 | 123 | 0.0166 | 7.19 | 12.6 | 0.00151 | 5.79 |  |  | 1 |  | RB-Appl-EffCW-med-ElecDHW-GasCDryer-Tier2-FrontAnyDMoMH06CZ01rNCGF
RB-Appl-EffCW-med-ElecDHW-GasCDryer-Tier2-Front | DEER2016 | D16v1 | 2015-05-16 | Any | DMo | MH06 | CZ02 | rDXGF | Each | 1 | 621 | None | 122 | 0.0193 | 7.07 | 14.5 | 0.00352 | 5.72 | 122 | 0.0193 | 7.07 | 14.5 | 0.00352 | 5.72 |  |  | 1 |  | RB-Appl-EffCW-med-ElecDHW-GasCDryer-Tier2-FrontAnyDMoMH06CZ02rDXGF
RB-Appl-EffCW-med-ElecDHW-GasCDryer-Tier2-Front | DEER2016 | D16v1 | 2015-05-16 | Any | DMo | MH06 | CZ02 | rDXHP | Each | 1 | 621 | None | 105 | 0.0196 | 8.96 | 7.82 | 0.00329 | 6.65 | 105 | 0.0196 | 8.96 | 7.82 | 0.00329 | 6.65 |  |  | 1 |  | RB-Appl-EffCW-med-ElecDHW-GasCDryer-Tier2-FrontAnyDMoMH06CZ02rDXHP
RB-Appl-EffCW-med-ElecDHW-GasCDryer-Tier2-Front | DEER2016 | D16v1 | 2015-05-16 | Any | DMo | MH06 | CZ02 | rNCEH | Each | 1 | 621 | None | 98.8 | 0.0156 | 8.96 | 3.5 | 0.0017 | 6.65 | 98.8 | 0.0156 | 8.96 | 3.5 | 0.0017 | 6.65 |  |  | 1 |  | RB-Appl-EffCW-med-ElecDHW-GasCDryer-Tier2-FrontAnyDMoMH06CZ02rNCEH
RB-Appl-EffCW-med-ElecDHW-GasCDryer-Tier2-Front | DEER2016 | D16v1 | 2015-05-16 | Any | DMo | MH06 | CZ02 | rNCGF | Each | 1 | 621 | None | 116 | 0.0156 | 7.04 | 11.8 | 0.00159 | 5.72 | 116 | 0.0156 | 7.04 | 11.8 | 0.00159 | 5.72 |  |  | 1 |  | RB-Appl-EffCW-med-ElecDHW-GasCDryer-Tier2-FrontAnyDMoMH06CZ02rNCGF
RB-Appl-EffCW-med-ElecDHW-GasCDryer-Tier2-Front | DEER2016 | D16v1 | 2015-05-16 | Any | DMo | MH06 | CZ03 | rDXGF | Each | 1 | 621 | None | 115 | 0.0221 | 6.93 | 11.8 | 0.00295 | 5.62 | 115 | 0.0221 | 6.93 | 11.8 | 0.00295 | 5.62 |  |  | 1 |  | RB-Appl-EffCW-med-ElecDHW-GasCDryer-Tier2-FrontAnyDMoMH06CZ03rDXGF
RB-Appl-EffCW-med-ElecDHW-GasCDryer-Tier2-Front | DEER2016 | D16v1 | 2015-05-16 | Any | DMo | MH06 | CZ03 | rDXHP | Each | 1 | 621 | None | 102 | 0.0142 | 8.96 | 5.23 | -0.00127 | 6.65 | 102 | 0.0142 | 8.96 | 5.23 | -0.00127 | 6.65 |  |  | 1 |  | RB-Appl-EffCW-med-ElecDHW-GasCDryer-Tier2-FrontAnyDMoMH06CZ03rDXHP
RB-Appl-EffCW-med-ElecDHW-GasCDryer-Tier2-Front | DEER2016 | D16v1 | 2015-05-16 | Any | DMo | MH06 | CZ03 | rNCEH | Each | 1 | 621 | None | 99.6 | 0.0158 | 8.96 | 3.76 | 0.00172 | 6.65 | 99.6 | 0.0158 | 8.96 | 3.76 | 0.00172 | 6.65 |  |  | 1 |  | RB-Appl-EffCW-med-ElecDHW-GasCDryer-Tier2-FrontAnyDMoMH06CZ03rNCEH
RB-Appl-EffCW-med-ElecDHW-GasCDryer-Tier2-Front | DEER2016 | D16v1 | 2015-05-16 | Any | DMo | MH06 | CZ03 | rNCGF | Each | 1 | 621 | None | 116 | 0.0155 | 6.89 | 11.8 | 0.00159 | 5.62 | 116 | 0.0155 | 6.89 | 11.8 | 0.00159 | 5.62 |  |  | 1 |  | RB-Appl-EffCW-med-ElecDHW-GasCDryer-Tier2-FrontAnyDMoMH06CZ03rNCGF
RB-Appl-EffCW-med-ElecDHW-GasCDryer-Tier2-Front | DEER2016 | D16v1 | 2015-05-16 | Any | DMo | MH06 | CZ04 | rDXGF | Each | 1 | 621 | None | 122 | 0.0184 | 7.5 | 16.9 | 0.00351 | 5.95 | 122 | 0.0184 | 7.5 | 16.9 | 0.00351 | 5.95 |  |  | 1 |  | RB-Appl-EffCW-med-ElecDHW-GasCDryer-Tier2-FrontAnyDMoMH06CZ04rDXGF
RB-Appl-EffCW-med-ElecDHW-GasCDryer-Tier2-Front | DEER2016 | D16v1 | 2015-05-16 | Any | DMo | MH06 | CZ04 | rDXHP | Each | 1 | 621 | None | 117 | 0.0201 | 8.96 | 11.6 | 0.00351 | 6.65 | 117 | 0.0201 | 8.96 | 11.6 | 0.00351 | 6.65 |  |  | 1 |  | RB-Appl-EffCW-med-ElecDHW-GasCDryer-Tier2-FrontAnyDMoMH06CZ04rDXHP
RB-Appl-EffCW-med-ElecDHW-GasCDryer-Tier2-Front | DEER2016 | D16v1 | 2015-05-16 | Any | DMo | MH06 | CZ04 | rNCEH | Each | 1 | 621 | None | 101 | 0.0149 | 8.96 | 5.92 | 0.00164 | 6.65 | 101 | 0.0149 | 8.96 | 5.92 | 0.00164 | 6.65 |  |  | 1 |  | RB-Appl-EffCW-med-ElecDHW-GasCDryer-Tier2-FrontAnyDMoMH06CZ04rNCEH
RB-Appl-EffCW-med-ElecDHW-GasCDryer-Tier2-Front | DEER2016 | D16v1 | 2015-05-16 | Any | DMo | MH06 | CZ04 | rNCGF | Each | 1 | 621 | None | 113 | 0.0152 | 7.55 | 11.8 | 0.00196 | 5.96 | 113 | 0.0152 | 7.55 | 11.8 | 0.00196 | 5.96 |  |  | 1 |  | RB-Appl-EffCW-med-ElecDHW-GasCDryer-Tier2-FrontAnyDMoMH06CZ04rNCGF
RB-Appl-EffCW-med-ElecDHW-GasCDryer-Tier2-Front | DEER2016 | D16v1 | 2015-05-16 | Any | DMo | MH06 | CZ05 | rDXGF | Each | 1 | 621 | None | 121 | 0.0176 | 7.13 | 14.1 | 0.0029 | 5.72 | 121 | 0.0176 | 7.13 | 14.1 | 0.0029 | 5.72 |  |  | 1 |  | RB-Appl-EffCW-med-ElecDHW-GasCDryer-Tier2-FrontAnyDMoMH06CZ05rDXGF
RB-Appl-EffCW-med-ElecDHW-GasCDryer-Tier2-Front | DEER2016 | D16v1 | 2015-05-16 | Any | DMo | MH06 | CZ05 | rDXHP | Each | 1 | 621 | None | 107 | 0.0178 | 8.96 | 6.54 | 0.00228 | 6.65 | 107 | 0.0178 | 8.96 | 6.54 | 0.00228 | 6.65 |  |  | 1 |  | RB-Appl-EffCW-med-ElecDHW-GasCDryer-Tier2-FrontAnyDMoMH06CZ05rDXHP
RB-Appl-EffCW-med-ElecDHW-GasCDryer-Tier2-Front | DEER2016 | D16v1 | 2015-05-16 | Any | DMo | MH06 | CZ05 | rNCEH | Each | 1 | 621 | None | 101 | 0.0159 | 8.96 | 3.62 | 0.00172 | 6.65 | 101 | 0.0159 | 8.96 | 3.62 | 0.00172 | 6.65 |  |  | 1 |  | RB-Appl-EffCW-med-ElecDHW-GasCDryer-Tier2-FrontAnyDMoMH06CZ05rNCEH
RB-Appl-EffCW-med-ElecDHW-GasCDryer-Tier2-Front | DEER2016 | D16v1 | 2015-05-16 | Any | DMo | MH06 | CZ05 | rNCGF | Each | 1 | 621 | None | 117 | 0.0157 | 7.01 | 12 | 0.00113 | 5.68 | 117 | 0.0157 | 7.01 | 12 | 0.00113 | 5.68 |  |  | 1 |  | RB-Appl-EffCW-med-ElecDHW-GasCDryer-Tier2-FrontAnyDMoMH06CZ05rNCGF
RB-Appl-EffCW-med-ElecDHW-GasCDryer-Tier2-Front | DEER2016 | D16v1 | 2015-05-16 | Any | DMo | MH06 | CZ06 | rDXGF | Each | 1 | 621 | None | 120 | 0.0181 | 8.01 | 15.7 | 0.0035 | 6.17 | 120 | 0.0181 | 8.01 | 15.7 | 0.0035 | 6.17 |  |  | 1 |  | RB-Appl-EffCW-med-ElecDHW-GasCDryer-Tier2-FrontAnyDMoMH06CZ06rDXGF
RB-Appl-EffCW-med-ElecDHW-GasCDryer-Tier2-Front | DEER2016 | D16v1 | 2015-05-16 | Any | DMo | MH06 | CZ06 | rDXHP | Each | 1 | 621 | None | 117 | 0.0176 | 8.96 | 15.2 | 0.00276 | 6.65 | 117 | 0.0176 | 8.96 | 15.2 | 0.00276 | 6.65 |  |  | 1 |  | RB-Appl-EffCW-med-ElecDHW-GasCDryer-Tier2-FrontAnyDMoMH06CZ06rDXHP
RB-Appl-EffCW-med-ElecDHW-GasCDryer-Tier2-Front | DEER2016 | D16v1 | 2015-05-16 | Any | DMo | MH06 | CZ06 | rNCEH | Each | 1 | 621 | None | 102 | 0.0148 | 8.96 | 7.27 | 0.00163 | 6.65 | 102 | 0.0148 | 8.96 | 7.27 | 0.00163 | 6.65 |  |  | 1 |  | RB-Appl-EffCW-med-ElecDHW-GasCDryer-Tier2-FrontAnyDMoMH06CZ06rNCEH
RB-Appl-EffCW-med-ElecDHW-GasCDryer-Tier2-Front | DEER2016 | D16v1 | 2015-05-16 | Any | DMo | MH06 | CZ06 | rNCGF | Each | 1 | 621 | None | 111 | 0.0135 | 7.89 | 11.6 | 0.000412 | 6.13 | 111 | 0.0135 | 7.89 | 11.6 | 0.000412 | 6.13 |  |  | 1 |  | RB-Appl-EffCW-med-ElecDHW-GasCDryer-Tier2-FrontAnyDMoMH06CZ06rNCGF
RB-Appl-EffCW-med-ElecDHW-GasCDryer-Tier2-Front | DEER2016 | D16v1 | 2015-05-16 | Any | DMo | MH06 | CZ07 | rDXGF | Each | 1 | 621 | None | 124 | 0.0212 | 8.08 | 18.3 | 0.00299 | 6.2 | 124 | 0.0212 | 8.08 | 18.3 | 0.00299 | 6.2 |  |  | 1 |  | RB-Appl-EffCW-med-ElecDHW-GasCDryer-Tier2-FrontAnyDMoMH06CZ07rDXGF
RB-Appl-EffCW-med-ElecDHW-GasCDryer-Tier2-Front | DEER2016 | D16v1 | 2015-05-16 | Any | DMo | MH06 | CZ07 | rDXHP | Each | 1 | 621 | None | 116 | 0.0178 | 8.96 | 16.7 | 0.00348 | 6.65 | 116 | 0.0178 | 8.96 | 16.7 | 0.00348 | 6.65 |  |  | 1 |  | RB-Appl-EffCW-med-ElecDHW-GasCDryer-Tier2-FrontAnyDMoMH06CZ07rDXHP
RB-Appl-EffCW-med-ElecDHW-GasCDryer-Tier2-Front | DEER2016 | D16v1 | 2015-05-16 | Any | DMo | MH06 | CZ07 | rNCEH | Each | 1 | 621 | None | 102 | 0.0148 | 8.96 | 7.81 | 0.00163 | 6.65 | 102 | 0.0148 | 8.96 | 7.81 | 0.00163 | 6.65 |  |  | 1 |  | RB-Appl-EffCW-med-ElecDHW-GasCDryer-Tier2-FrontAnyDMoMH06CZ07rNCEH
RB-Appl-EffCW-med-ElecDHW-GasCDryer-Tier2-Front | DEER2016 | D16v1 | 2015-05-16 | Any | DMo | MH06 | CZ07 | rNCGF | Each | 1 | 621 | None | 110 | 0.0148 | 7.98 | 11.6 | 0.00147 | 6.15 | 110 | 0.0148 | 7.98 | 11.6 | 0.00147 | 6.15 |  |  | 1 |  | RB-Appl-EffCW-med-ElecDHW-GasCDryer-Tier2-FrontAnyDMoMH06CZ07rNCGF
RB-Appl-EffCW-med-ElecDHW-GasCDryer-Tier2-Front | DEER2016 | D16v1 | 2015-05-16 | Any | DMo | MH06 | CZ08 | rDXGF | Each | 1 | 621 | None | 120 | 0.0169 | 7.97 | 17.7 | 0.00274 | 6.14 | 120 | 0.0169 | 7.97 | 17.7 | 0.00274 | 6.14 |  |  | 1 |  | RB-Appl-EffCW-med-ElecDHW-GasCDryer-Tier2-FrontAnyDMoMH06CZ08rDXGF
RB-Appl-EffCW-med-ElecDHW-GasCDryer-Tier2-Front | DEER2016 | D16v1 | 2015-05-16 | Any | DMo | MH06 | CZ08 | rDXHP | Each | 1 | 621 | None | 116 | 0.0173 | 8.96 | 14.6 | 0.00286 | 6.65 | 116 | 0.0173 | 8.96 | 14.6 | 0.00286 | 6.65 |  |  | 1 |  | RB-Appl-EffCW-med-ElecDHW-GasCDryer-Tier2-FrontAnyDMoMH06CZ08rDXHP
RB-Appl-EffCW-med-ElecDHW-GasCDryer-Tier2-Front | DEER2016 | D16v1 | 2015-05-16 | Any | DMo | MH06 | CZ08 | rNCEH | Each | 1 | 621 | None | 99.9 | 0.0144 | 8.96 | 7.24 | 0.0016 | 6.65 | 99.9 | 0.0144 | 8.96 | 7.24 | 0.0016 | 6.65 |  |  | 1 |  | RB-Appl-EffCW-med-ElecDHW-GasCDryer-Tier2-FrontAnyDMoMH06CZ08rNCEH
RB-Appl-EffCW-med-ElecDHW-GasCDryer-Tier2-Front | DEER2016 | D16v1 | 2015-05-16 | Any | DMo | MH06 | CZ08 | rNCGF | Each | 1 | 621 | None | 109 | 0.0146 | 7.95 | 11.5 | 0.00171 | 6.17 | 109 | 0.0146 | 7.95 | 11.5 | 0.00171 | 6.17 |  |  | 1 |  | RB-Appl-EffCW-med-ElecDHW-GasCDryer-Tier2-FrontAnyDMoMH06CZ08rNCGF
RB-Appl-EffCW-med-ElecDHW-GasCDryer-Tier2-Front | DEER2016 | D16v1 | 2015-05-16 | Any | DMo | MH06 | CZ09 | rDXGF | Each | 1 | 621 | None | 119 | 0.0171 | 7.88 | 16.5 | 0.00319 | 6.13 | 119 | 0.0171 | 7.88 | 16.5 | 0.00319 | 6.13 |  |  | 1 |  | RB-Appl-EffCW-med-ElecDHW-GasCDryer-Tier2-FrontAnyDMoMH06CZ09rDXGF
RB-Appl-EffCW-med-ElecDHW-GasCDryer-Tier2-Front | DEER2016 | D16v1 | 2015-05-16 | Any | DMo | MH06 | CZ09 | rDXHP | Each | 1 | 621 | None | 114 | 0.0168 | 8.96 | 14.2 | 0.00282 | 6.65 | 114 | 0.0168 | 8.96 | 14.2 | 0.00282 | 6.65 |  |  | 1 |  | RB-Appl-EffCW-med-ElecDHW-GasCDryer-Tier2-FrontAnyDMoMH06CZ09rDXHP
RB-Appl-EffCW-med-ElecDHW-GasCDryer-Tier2-Front | DEER2016 | D16v1 | 2015-05-16 | Any | DMo | MH06 | CZ09 | rNCEH | Each | 1 | 621 | None | 98.3 | 0.0142 | 8.96 | 6.49 | 0.00158 | 6.65 | 98.3 | 0.0142 | 8.96 | 6.49 | 0.00158 | 6.65 |  |  | 1 |  | RB-Appl-EffCW-med-ElecDHW-GasCDryer-Tier2-FrontAnyDMoMH06CZ09rNCEH
RB-Appl-EffCW-med-ElecDHW-GasCDryer-Tier2-Front | DEER2016 | D16v1 | 2015-05-16 | Any | DMo | MH06 | CZ09 | rNCGF | Each | 1 | 621 | None | 108 | 0.0145 | 7.8 | 11.4 | 0.00161 | 6.08 | 108 | 0.0145 | 7.8 | 11.4 | 0.00161 | 6.08 |  |  | 1 |  | RB-Appl-EffCW-med-ElecDHW-GasCDryer-Tier2-FrontAnyDMoMH06CZ09rNCGF
RB-Appl-EffCW-med-ElecDHW-GasCDryer-Tier2-Front | DEER2016 | D16v1 | 2015-05-16 | Any | DMo | MH06 | CZ10 | rDXGF | Each | 1 | 621 | None | 120 | 0.0159 | 7.77 | 17.2 | 0.00252 | 6.07 | 120 | 0.0159 | 7.77 | 17.2 | 0.00252 | 6.07 |  |  | 1 |  | RB-Appl-EffCW-med-ElecDHW-GasCDryer-Tier2-FrontAnyDMoMH06CZ10rDXGF
RB-Appl-EffCW-med-ElecDHW-GasCDryer-Tier2-Front | DEER2016 | D16v1 | 2015-05-16 | Any | DMo | MH06 | CZ10 | rDXHP | Each | 1 | 621 | None | 112 | 0.0155 | 8.96 | 13.4 | 0.00228 | 6.65 | 112 | 0.0155 | 8.96 | 13.4 | 0.00228 | 6.65 |  |  | 1 |  | RB-Appl-EffCW-med-ElecDHW-GasCDryer-Tier2-FrontAnyDMoMH06CZ10rDXHP
RB-Appl-EffCW-med-ElecDHW-GasCDryer-Tier2-Front | DEER2016 | D16v1 | 2015-05-16 | Any | DMo | MH06 | CZ10 | rNCEH | Each | 1 | 621 | None | 96.7 | 0.014 | 8.96 | 5.88 | 0.00157 | 6.65 | 96.7 | 0.014 | 8.96 | 5.88 | 0.00157 | 6.65 |  |  | 1 |  | RB-Appl-EffCW-med-ElecDHW-GasCDryer-Tier2-FrontAnyDMoMH06CZ10rNCEH
RB-Appl-EffCW-med-ElecDHW-GasCDryer-Tier2-Front | DEER2016 | D16v1 | 2015-05-16 | Any | DMo | MH06 | CZ10 | rNCGF | Each | 1 | 621 | None | 108 | 0.0137 | 7.7 | 11.3 | 0.00129 | 6.03 | 108 | 0.0137 | 7.7 | 11.3 | 0.00129 | 6.03 |  |  | 1 |  | RB-Appl-EffCW-med-ElecDHW-GasCDryer-Tier2-FrontAnyDMoMH06CZ10rNCGF
RB-Appl-EffCW-med-ElecDHW-GasCDryer-Tier2-Front | DEER2016 | D16v1 | 2015-05-16 | Any | DMo | MH06 | CZ11 | rDXGF | Each | 1 | 621 | None | 119 | 0.0165 | 7.5 | 16.5 | 0.00291 | 5.92 | 119 | 0.0165 | 7.5 | 16.5 | 0.00291 | 5.92 |  |  | 1 |  | RB-Appl-EffCW-med-ElecDHW-GasCDryer-Tier2-FrontAnyDMoMH06CZ11rDXGF
RB-Appl-EffCW-med-ElecDHW-GasCDryer-Tier2-Front | DEER2016 | D16v1 | 2015-05-16 | Any | DMo | MH06 | CZ11 | rDXHP | Each | 1 | 621 | None | 107 | 0.0162 | 8.96 | 10.3 | 0.00259 | 6.65 | 107 | 0.0162 | 8.96 | 10.3 | 0.00259 | 6.65 |  |  | 1 |  | RB-Appl-EffCW-med-ElecDHW-GasCDryer-Tier2-FrontAnyDMoMH06CZ11rDXHP
RB-Appl-EffCW-med-ElecDHW-GasCDryer-Tier2-Front | DEER2016 | D16v1 | 2015-05-16 | Any | DMo | MH06 | CZ11 | rNCEH | Each | 1 | 621 | None | 95.7 | 0.014 | 8.96 | 4.91 | 0.00156 | 6.65 | 95.7 | 0.014 | 8.96 | 4.91 | 0.00156 | 6.65 |  |  | 1 |  | RB-Appl-EffCW-med-ElecDHW-GasCDryer-Tier2-FrontAnyDMoMH06CZ11rNCEH
RB-Appl-EffCW-med-ElecDHW-GasCDryer-Tier2-Front | DEER2016 | D16v1 | 2015-05-16 | Any | DMo | MH06 | CZ11 | rNCGF | Each | 1 | 621 | None | 109 | 0.0141 | 7.46 | 11.4 | 0.00153 | 5.91 | 109 | 0.0141 | 7.46 | 11.4 | 0.00153 | 5.91 |  |  | 1 |  | RB-Appl-EffCW-med-ElecDHW-GasCDryer-Tier2-FrontAnyDMoMH06CZ11rNCGF
RB-Appl-EffCW-med-ElecDHW-GasCDryer-Tier2-Front | DEER2016 | D16v1 | 2015-05-16 | Any | DMo | MH06 | CZ12 | rDXGF | Each | 1 | 621 | None | 118 | 0.0189 | 7.42 | 13.5 | 0.00402 | 5.89 | 118 | 0.0189 | 7.42 | 13.5 | 0.00402 | 5.89 |  |  | 1 |  | RB-Appl-EffCW-med-ElecDHW-GasCDryer-Tier2-FrontAnyDMoMH06CZ12rDXGF
RB-Appl-EffCW-med-ElecDHW-GasCDryer-Tier2-Front | DEER2016 | D16v1 | 2015-05-16 | Any | DMo | MH06 | CZ12 | rDXHP | Each | 1 | 621 | None | 106 | 0.0184 | 8.96 | 8.92 | 0.00328 | 6.65 | 106 | 0.0184 | 8.96 | 8.92 | 0.00328 | 6.65 |  |  | 1 |  | RB-Appl-EffCW-med-ElecDHW-GasCDryer-Tier2-FrontAnyDMoMH06CZ12rDXHP
RB-Appl-EffCW-med-ElecDHW-GasCDryer-Tier2-Front | DEER2016 | D16v1 | 2015-05-16 | Any | DMo | MH06 | CZ12 | rNCEH | Each | 1 | 621 | None | 98.1 | 0.0147 | 8.96 | 4.95 | 0.00163 | 6.65 | 98.1 | 0.0147 | 8.96 | 4.95 | 0.00163 | 6.65 |  |  | 1 |  | RB-Appl-EffCW-med-ElecDHW-GasCDryer-Tier2-FrontAnyDMoMH06CZ12rNCEH
RB-Appl-EffCW-med-ElecDHW-GasCDryer-Tier2-Front | DEER2016 | D16v1 | 2015-05-16 | Any | DMo | MH06 | CZ12 | rNCGF | Each | 1 | 621 | None | 112 | 0.0147 | 7.46 | 11.6 | 0.00163 | 5.93 | 112 | 0.0147 | 7.46 | 11.6 | 0.00163 | 5.93 |  |  | 1 |  | RB-Appl-EffCW-med-ElecDHW-GasCDryer-Tier2-FrontAnyDMoMH06CZ12rNCGF
RB-Appl-EffCW-med-ElecDHW-GasCDryer-Tier2-Front | DEER2016 | D16v1 | 2015-05-16 | Any | DMo | MH06 | CZ13 | rDXGF | Each | 1 | 621 | None | 120 | 0.0174 | 7.4 | 16.6 | 0.00302 | 5.88 | 120 | 0.0174 | 7.4 | 16.6 | 0.00302 | 5.88 |  |  | 1 |  | RB-Appl-EffCW-med-ElecDHW-GasCDryer-Tier2-FrontAnyDMoMH06CZ13rDXGF
RB-Appl-EffCW-med-ElecDHW-GasCDryer-Tier2-Front | DEER2016 | D16v1 | 2015-05-16 | Any | DMo | MH06 | CZ13 | rDXHP | Each | 1 | 621 | None | 105 | 0.0173 | 8.96 | 11.1 | 0.00303 | 6.65 | 105 | 0.0173 | 8.96 | 11.1 | 0.00303 | 6.65 |  |  | 1 |  | RB-Appl-EffCW-med-ElecDHW-GasCDryer-Tier2-FrontAnyDMoMH06CZ13rDXHP
RB-Appl-EffCW-med-ElecDHW-GasCDryer-Tier2-Front | DEER2016 | D16v1 | 2015-05-16 | Any | DMo | MH06 | CZ13 | rNCEH | Each | 1 | 621 | None | 93.7 | 0.0139 | 8.96 | 4.36 | 0.00156 | 6.65 | 93.7 | 0.0139 | 8.96 | 4.36 | 0.00156 | 6.65 |  |  | 1 |  | RB-Appl-EffCW-med-ElecDHW-GasCDryer-Tier2-FrontAnyDMoMH06CZ13rNCEH
RB-Appl-EffCW-med-ElecDHW-GasCDryer-Tier2-Front | DEER2016 | D16v1 | 2015-05-16 | Any | DMo | MH06 | CZ13 | rNCGF | Each | 1 | 621 | None | 108 | 0.0138 | 7.41 | 11.3 | 0.00154 | 5.89 | 108 | 0.0138 | 7.41 | 11.3 | 0.00154 | 5.89 |  |  | 1 |  | RB-Appl-EffCW-med-ElecDHW-GasCDryer-Tier2-FrontAnyDMoMH06CZ13rNCGF
RB-Appl-EffCW-med-ElecDHW-GasCDryer-Tier2-Front | DEER2016 | D16v1 | 2015-05-16 | Any | DMo | MH06 | CZ14 | rDXGF | Each | 1 | 621 | None | 123 | 0.0139 | 7.42 | 18.3 | 0.0017 | 5.88 | 123 | 0.0139 | 7.42 | 18.3 | 0.0017 | 5.88 |  |  | 1 |  | RB-Appl-EffCW-med-ElecDHW-GasCDryer-Tier2-FrontAnyDMoMH06CZ14rDXGF
RB-Appl-EffCW-med-ElecDHW-GasCDryer-Tier2-Front | DEER2016 | D16v1 | 2015-05-16 | Any | DMo | MH06 | CZ14 | rDXHP | Each | 1 | 621 | None | 108 | 0.0136 | 8.96 | 12.1 | 0.00153 | 6.65 | 108 | 0.0136 | 8.96 | 12.1 | 0.00153 | 6.65 |  |  | 1 |  | RB-Appl-EffCW-med-ElecDHW-GasCDryer-Tier2-FrontAnyDMoMH06CZ14rDXHP
RB-Appl-EffCW-med-ElecDHW-GasCDryer-Tier2-Front | DEER2016 | D16v1 | 2015-05-16 | Any | DMo | MH06 | CZ14 | rNCEH | Each | 1 | 621 | None | 95.9 | 0.0135 | 8.96 | 4.73 | 0.00153 | 6.65 | 95.9 | 0.0135 | 8.96 | 4.73 | 0.00153 | 6.65 |  |  | 1 |  | RB-Appl-EffCW-med-ElecDHW-GasCDryer-Tier2-FrontAnyDMoMH06CZ14rNCEH
RB-Appl-EffCW-med-ElecDHW-GasCDryer-Tier2-Front | DEER2016 | D16v1 | 2015-05-16 | Any | DMo | MH06 | CZ14 | rNCGF | Each | 1 | 621 | None | 109 | 0.0133 | 7.41 | 11.4 | 0.00124 | 5.89 | 109 | 0.0133 | 7.41 | 11.4 | 0.00124 | 5.89 |  |  | 1 |  | RB-Appl-EffCW-med-ElecDHW-GasCDryer-Tier2-FrontAnyDMoMH06CZ14rNCGF
RB-Appl-EffCW-med-ElecDHW-GasCDryer-Tier2-Front | DEER2016 | D16v1 | 2015-05-16 | Any | DMo | MH06 | CZ15 | rDXGF | Each | 1 | 621 | None | 111 | 0.0137 | 8.12 | 19 | 0.00251 | 6.25 | 111 | 0.0137 | 8.12 | 19 | 0.00251 | 6.25 |  |  | 1 |  | RB-Appl-EffCW-med-ElecDHW-GasCDryer-Tier2-FrontAnyDMoMH06CZ15rDXGF
RB-Appl-EffCW-med-ElecDHW-GasCDryer-Tier2-Front | DEER2016 | D16v1 | 2015-05-16 | Any | DMo | MH06 | CZ15 | rDXHP | Each | 1 | 621 | None | 105 | 0.0137 | 8.96 | 15.2 | 0.0029 | 6.65 | 105 | 0.0137 | 8.96 | 15.2 | 0.0029 | 6.65 |  |  | 1 |  | RB-Appl-EffCW-med-ElecDHW-GasCDryer-Tier2-FrontAnyDMoMH06CZ15rDXHP
RB-Appl-EffCW-med-ElecDHW-GasCDryer-Tier2-Front | DEER2016 | D16v1 | 2015-05-16 | Any | DMo | MH06 | CZ15 | rNCEH | Each | 1 | 621 | None | 86.4 | 0.0115 | 8.96 | 6.43 | 0.00136 | 6.65 | 86.4 | 0.0115 | 8.96 | 6.43 | 0.00136 | 6.65 |  |  | 1 |  | RB-Appl-EffCW-med-ElecDHW-GasCDryer-Tier2-FrontAnyDMoMH06CZ15rNCEH
RB-Appl-EffCW-med-ElecDHW-GasCDryer-Tier2-Front | DEER2016 | D16v1 | 2015-05-16 | Any | DMo | MH06 | CZ15 | rNCGF | Each | 1 | 621 | None | 94.4 | 0.0115 | 8.08 | 10.4 | 0.00134 | 6.24 | 94.4 | 0.0115 | 8.08 | 10.4 | 0.00134 | 6.24 |  |  | 1 |  | RB-Appl-EffCW-med-ElecDHW-GasCDryer-Tier2-FrontAnyDMoMH06CZ15rNCGF
RB-Appl-EffCW-med-ElecDHW-GasCDryer-Tier2-Front | DEER2016 | D16v1 | 2015-05-16 | Any | DMo | MH06 | CZ16 | rDXGF | Each | 1 | 621 | None | 128 | 0.0191 | 7.33 | 13.7 | 0.00327 | 5.86 | 128 | 0.0191 | 7.33 | 13.7 | 0.00327 | 5.86 |  |  | 1 |  | RB-Appl-EffCW-med-ElecDHW-GasCDryer-Tier2-FrontAnyDMoMH06CZ16rDXGF
RB-Appl-EffCW-med-ElecDHW-GasCDryer-Tier2-Front | DEER2016 | D16v1 | 2015-05-16 | Any | DMo | MH06 | CZ16 | rDXHP | Each | 1 | 621 | None | 113 | 0.0192 | 8.96 | 5.39 | 0.00312 | 6.65 | 113 | 0.0192 | 8.96 | 5.39 | 0.00312 | 6.65 |  |  | 1 |  | RB-Appl-EffCW-med-ElecDHW-GasCDryer-Tier2-FrontAnyDMoMH06CZ16rDXHP
RB-Appl-EffCW-med-ElecDHW-GasCDryer-Tier2-Front | DEER2016 | D16v1 | 2015-05-16 | Any | DMo | MH06 | CZ16 | rNCEH | Each | 1 | 621 | None | 108 | 0.0161 | 8.96 | 5.47 | 0.00174 | 6.65 | 108 | 0.0161 | 8.96 | 5.47 | 0.00174 | 6.65 |  |  | 1 |  | RB-Appl-EffCW-med-ElecDHW-GasCDryer-Tier2-FrontAnyDMoMH06CZ16rNCEH
RB-Appl-EffCW-med-ElecDHW-GasCDryer-Tier2-Front | DEER2016 | D16v1 | 2015-05-16 | Any | DMo | MH06 | CZ16 | rNCGF | Each | 1 | 621 | None | 123 | 0.016 | 7.37 | 12.6 | 0.0017 | 5.87 | 123 | 0.016 | 7.37 | 12.6 | 0.0017 | 5.87 |  |  | 1 |  | RB-Appl-EffCW-med-ElecDHW-GasCDryer-Tier2-FrontAnyDMoMH06CZ16rNCGF
RB-Appl-EffCW-med-ElecDHW-GasCDryer-Tier2-Front | DEER2016 | D16v1 | 2015-05-16 | Any | DMo | MH72 | CZ01 | rDXGF | Each | 1 | 598 | None | 121 | -0.0155 | 8.07 | 12.2 | -0.0129 | 5.84 | 121 | -0.0155 | 8.07 | 12.2 | -0.0129 | 5.84 |  |  | 1 |  | RB-Appl-EffCW-med-ElecDHW-GasCDryer-Tier2-FrontAnyDMoMH72CZ01rDXGF
RB-Appl-EffCW-med-ElecDHW-GasCDryer-Tier2-Front | DEER2016 | D16v1 | 2015-05-16 | Any | DMo | MH72 | CZ01 | rDXHP | Each | 1 | 598 | None | 113 | 0.00567 | 8.96 | 5.53 | 0.00165 | 6.65 | 113 | 0.00567 | 8.96 | 5.53 | 0.00165 | 6.65 |  |  | 1 |  | RB-Appl-EffCW-med-ElecDHW-GasCDryer-Tier2-FrontAnyDMoMH72CZ01rDXHP
RB-Appl-EffCW-med-ElecDHW-GasCDryer-Tier2-Front | DEER2016 | D16v1 | 2015-05-16 | Any | DMo | MH72 | CZ01 | rNCEH | Each | 1 | 598 | None | 115 | 0.0167 | 8.96 | 5.38 | 0.00179 | 6.65 | 115 | 0.0167 | 8.96 | 5.38 | 0.00179 | 6.65 |  |  | 1 |  | RB-Appl-EffCW-med-ElecDHW-GasCDryer-Tier2-FrontAnyDMoMH72CZ01rNCEH
RB-Appl-EffCW-med-ElecDHW-GasCDryer-Tier2-Front | DEER2016 | D16v1 | 2015-05-16 | Any | DMo | MH72 | CZ01 | rNCGF | Each | 1 | 598 | None | 123 | 0.0164 | 8.06 | 12.7 | 0.00162 | 5.83 | 123 | 0.0164 | 8.06 | 12.7 | 0.00162 | 5.83 |  |  | 1 |  | RB-Appl-EffCW-med-ElecDHW-GasCDryer-Tier2-FrontAnyDMoMH72CZ01rNCGF
RB-Appl-EffCW-med-ElecDHW-GasCDryer-Tier2-Front | DEER2016 | D16v1 | 2015-05-16 | Any | DMo | MH72 | CZ02 | rDXGF | Each | 1 | 598 | None | 121 | 0.0196 | 7.99 | 15.6 | 0.00452 | 5.8 | 121 | 0.0196 | 7.99 | 15.6 | 0.00452 | 5.8 |  |  | 1 |  | RB-Appl-EffCW-med-ElecDHW-GasCDryer-Tier2-FrontAnyDMoMH72CZ02rDXGF
RB-Appl-EffCW-med-ElecDHW-GasCDryer-Tier2-Front | DEER2016 | D16v1 | 2015-05-16 | Any | DMo | MH72 | CZ02 | rDXHP | Each | 1 | 598 | None | 109 | 0.0187 | 8.96 | 5.2 | 0.00411 | 6.65 | 109 | 0.0187 | 8.96 | 5.2 | 0.00411 | 6.65 |  |  | 1 |  | RB-Appl-EffCW-med-ElecDHW-GasCDryer-Tier2-FrontAnyDMoMH72CZ02rDXHP
RB-Appl-EffCW-med-ElecDHW-GasCDryer-Tier2-Front | DEER2016 | D16v1 | 2015-05-16 | Any | DMo | MH72 | CZ02 | rNCEH | Each | 1 | 598 | None | 108 | 0.0156 | 8.96 | 4.89 | 0.00169 | 6.65 | 108 | 0.0156 | 8.96 | 4.89 | 0.00169 | 6.65 |  |  | 1 |  | RB-Appl-EffCW-med-ElecDHW-GasCDryer-Tier2-FrontAnyDMoMH72CZ02rNCEH
RB-Appl-EffCW-med-ElecDHW-GasCDryer-Tier2-Front | DEER2016 | D16v1 | 2015-05-16 | Any | DMo | MH72 | CZ02 | rNCGF | Each | 1 | 598 | None | 116 | 0.0156 | 8.02 | 12 | 0.00168 | 5.83 | 116 | 0.0156 | 8.02 | 12 | 0.00168 | 5.83 |  |  | 1 |  | RB-Appl-EffCW-med-ElecDHW-GasCDryer-Tier2-FrontAnyDMoMH72CZ02rNCGF
RB-Appl-EffCW-med-ElecDHW-GasCDryer-Tier2-Front | DEER2016 | D16v1 | 2015-05-16 | Any | DMo | MH72 | CZ03 | rDXGF | Each | 1 | 598 | None | 120 | 0.0201 | 8.04 | 14.5 | 0.00371 | 5.81 | 120 | 0.0201 | 8.04 | 14.5 | 0.00371 | 5.81 |  |  | 1 |  | RB-Appl-EffCW-med-ElecDHW-GasCDryer-Tier2-FrontAnyDMoMH72CZ03rDXGF
RB-Appl-EffCW-med-ElecDHW-GasCDryer-Tier2-Front | DEER2016 | D16v1 | 2015-05-16 | Any | DMo | MH72 | CZ03 | rDXHP | Each | 1 | 598 | None | 111 | 0.0131 | 8.96 | 6.95 | 0.00356 | 6.65 | 111 | 0.0131 | 8.96 | 6.95 | 0.00356 | 6.65 |  |  | 1 |  | RB-Appl-EffCW-med-ElecDHW-GasCDryer-Tier2-FrontAnyDMoMH72CZ03rDXHP
RB-Appl-EffCW-med-ElecDHW-GasCDryer-Tier2-Front | DEER2016 | D16v1 | 2015-05-16 | Any | DMo | MH72 | CZ03 | rNCEH | Each | 1 | 598 | None | 109 | 0.0158 | 8.96 | 5.13 | 0.00171 | 6.65 | 109 | 0.0158 | 8.96 | 5.13 | 0.00171 | 6.65 |  |  | 1 |  | RB-Appl-EffCW-med-ElecDHW-GasCDryer-Tier2-FrontAnyDMoMH72CZ03rNCEH
RB-Appl-EffCW-med-ElecDHW-GasCDryer-Tier2-Front | DEER2016 | D16v1 | 2015-05-16 | Any | DMo | MH72 | CZ03 | rNCGF | Each | 1 | 598 | None | 116 | 0.0155 | 8.04 | 12 | 0.00171 | 5.83 | 116 | 0.0155 | 8.04 | 12 | 0.00171 | 5.83 |  |  | 1 |  | RB-Appl-EffCW-med-ElecDHW-GasCDryer-Tier2-FrontAnyDMoMH72CZ03rNCGF
RB-Appl-EffCW-med-ElecDHW-GasCDryer-Tier2-Front | DEER2016 | D16v1 | 2015-05-16 | Any | DMo | MH72 | CZ04 | rDXGF | Each | 1 | 598 | None | 117 | 0.0181 | 8.2 | 14.7 | 0.00384 | 6 | 117 | 0.0181 | 8.2 | 14.7 | 0.00384 | 6 |  |  | 1 |  | RB-Appl-EffCW-med-ElecDHW-GasCDryer-Tier2-FrontAnyDMoMH72CZ04rDXGF
RB-Appl-EffCW-med-ElecDHW-GasCDryer-Tier2-Front | DEER2016 | D16v1 | 2015-05-16 | Any | DMo | MH72 | CZ04 | rDXHP | Each | 1 | 598 | None | 111 | 0.0175 | 8.96 | 9.82 | 0.00357 | 6.65 | 111 | 0.0175 | 8.96 | 9.82 | 0.00357 | 6.65 |  |  | 1 |  | RB-Appl-EffCW-med-ElecDHW-GasCDryer-Tier2-FrontAnyDMoMH72CZ04rDXHP
RB-Appl-EffCW-med-ElecDHW-GasCDryer-Tier2-Front | DEER2016 | D16v1 | 2015-05-16 | Any | DMo | MH72 | CZ04 | rNCEH | Each | 1 | 598 | None | 107 | 0.0149 | 8.96 | 6.33 | 0.00164 | 6.65 | 107 | 0.0149 | 8.96 | 6.33 | 0.00164 | 6.65 |  |  | 1 |  | RB-Appl-EffCW-med-ElecDHW-GasCDryer-Tier2-FrontAnyDMoMH72CZ04rNCEH
RB-Appl-EffCW-med-ElecDHW-GasCDryer-Tier2-Front | DEER2016 | D16v1 | 2015-05-16 | Any | DMo | MH72 | CZ04 | rNCGF | Each | 1 | 598 | None | 113 | 0.0148 | 8.2 | 11.8 | 0.00158 | 6.02 | 113 | 0.0148 | 8.2 | 11.8 | 0.00158 | 6.02 |  |  | 1 |  | RB-Appl-EffCW-med-ElecDHW-GasCDryer-Tier2-FrontAnyDMoMH72CZ04rNCGF
RB-Appl-EffCW-med-ElecDHW-GasCDryer-Tier2-Front | DEER2016 | D16v1 | 2015-05-16 | Any | DMo | MH72 | CZ05 | rDXGF | Each | 1 | 598 | None | 120 | 0.0188 | 7.98 | 13.9 | 0.00311 | 5.72 | 120 | 0.0188 | 7.98 | 13.9 | 0.00311 | 5.72 |  |  | 1 |  | RB-Appl-EffCW-med-ElecDHW-GasCDryer-Tier2-FrontAnyDMoMH72CZ05rDXGF
RB-Appl-EffCW-med-ElecDHW-GasCDryer-Tier2-Front | DEER2016 | D16v1 | 2015-05-16 | Any | DMo | MH72 | CZ05 | rDXHP | Each | 1 | 598 | None | 113 | 0.0187 | 8.96 | 7.46 | 0.00398 | 6.65 | 113 | 0.0187 | 8.96 | 7.46 | 0.00398 | 6.65 |  |  | 1 |  | RB-Appl-EffCW-med-ElecDHW-GasCDryer-Tier2-FrontAnyDMoMH72CZ05rDXHP
RB-Appl-EffCW-med-ElecDHW-GasCDryer-Tier2-Front | DEER2016 | D16v1 | 2015-05-16 | Any | DMo | MH72 | CZ05 | rNCEH | Each | 1 | 598 | None | 110 | 0.0159 | 8.96 | 4.3 | 0.00172 | 6.65 | 110 | 0.0159 | 8.96 | 4.3 | 0.00172 | 6.65 |  |  | 1 |  | RB-Appl-EffCW-med-ElecDHW-GasCDryer-Tier2-FrontAnyDMoMH72CZ05rNCEH
RB-Appl-EffCW-med-ElecDHW-GasCDryer-Tier2-Front | DEER2016 | D16v1 | 2015-05-16 | Any | DMo | MH72 | CZ05 | rNCGF | Each | 1 | 598 | None | 118 | 0.0158 | 7.97 | 12.1 | 0.00163 | 5.69 | 118 | 0.0158 | 7.97 | 12.1 | 0.00163 | 5.69 |  |  | 1 |  | RB-Appl-EffCW-med-ElecDHW-GasCDryer-Tier2-FrontAnyDMoMH72CZ05rNCGF
RB-Appl-EffCW-med-ElecDHW-GasCDryer-Tier2-Front | DEER2016 | D16v1 | 2015-05-16 | Any | DMo | MH72 | CZ06 | rDXGF | Each | 1 | 598 | None | 120 | 0.0178 | 8.48 | 19.2 | 0.00389 | 6.15 | 120 | 0.0178 | 8.48 | 19.2 | 0.00389 | 6.15 |  |  | 1 |  | RB-Appl-EffCW-med-ElecDHW-GasCDryer-Tier2-FrontAnyDMoMH72CZ06rDXGF
RB-Appl-EffCW-med-ElecDHW-GasCDryer-Tier2-Front | DEER2016 | D16v1 | 2015-05-16 | Any | DMo | MH72 | CZ06 | rDXHP | Each | 1 | 598 | None | 122 | 0.0176 | 8.96 | 19.7 | 0.00369 | 6.65 | 122 | 0.0176 | 8.96 | 19.7 | 0.00369 | 6.65 |  |  | 1 |  | RB-Appl-EffCW-med-ElecDHW-GasCDryer-Tier2-FrontAnyDMoMH72CZ06rDXHP
RB-Appl-EffCW-med-ElecDHW-GasCDryer-Tier2-Front | DEER2016 | D16v1 | 2015-05-16 | Any | DMo | MH72 | CZ06 | rNCEH | Each | 1 | 598 | None | 107 | 0.0147 | 8.96 | 7.44 | 0.00163 | 6.65 | 107 | 0.0147 | 8.96 | 7.44 | 0.00163 | 6.65 |  |  | 1 |  | RB-Appl-EffCW-med-ElecDHW-GasCDryer-Tier2-FrontAnyDMoMH72CZ06rNCEH
RB-Appl-EffCW-med-ElecDHW-GasCDryer-Tier2-Front | DEER2016 | D16v1 | 2015-05-16 | Any | DMo | MH72 | CZ06 | rNCGF | Each | 1 | 598 | None | 111 | 0.0147 | 8.46 | 11.8 | 0.00123 | 6.13 | 111 | 0.0147 | 8.46 | 11.8 | 0.00123 | 6.13 |  |  | 1 |  | RB-Appl-EffCW-med-ElecDHW-GasCDryer-Tier2-FrontAnyDMoMH72CZ06rNCGF
RB-Appl-EffCW-med-ElecDHW-GasCDryer-Tier2-Front | DEER2016 | D16v1 | 2015-05-16 | Any | DMo | MH72 | CZ07 | rDXGF | Each | 1 | 598 | None | 114 | 0.0166 | 8.38 | 11.7 | 0.0387 | 6.09 | 114 | 0.0166 | 8.38 | 11.7 | 0.0387 | 6.09 |  |  | 1 |  | RB-Appl-EffCW-med-ElecDHW-GasCDryer-Tier2-FrontAnyDMoMH72CZ07rDXGF
RB-Appl-EffCW-med-ElecDHW-GasCDryer-Tier2-Front | DEER2016 | D16v1 | 2015-05-16 | Any | DMo | MH72 | CZ07 | rDXHP | Each | 1 | 598 | None | 111 | 0.0573 | 8.96 | 11.8 | 0.00365 | 6.65 | 111 | 0.0573 | 8.96 | 11.8 | 0.00365 | 6.65 |  |  | 1 |  | RB-Appl-EffCW-med-ElecDHW-GasCDryer-Tier2-FrontAnyDMoMH72CZ07rDXHP
RB-Appl-EffCW-med-ElecDHW-GasCDryer-Tier2-Front | DEER2016 | D16v1 | 2015-05-16 | Any | DMo | MH72 | CZ07 | rNCEH | Each | 1 | 598 | None | 106 | 0.0147 | 8.96 | 7.59 | 0.00163 | 6.65 | 106 | 0.0147 | 8.96 | 7.59 | 0.00163 | 6.65 |  |  | 1 |  | RB-Appl-EffCW-med-ElecDHW-GasCDryer-Tier2-FrontAnyDMoMH72CZ07rNCEH
RB-Appl-EffCW-med-ElecDHW-GasCDryer-Tier2-Front | DEER2016 | D16v1 | 2015-05-16 | Any | DMo | MH72 | CZ07 | rNCGF | Each | 1 | 598 | None | 110 | 0.0146 | 8.35 | 11.6 | 0.00153 | 6.08 | 110 | 0.0146 | 8.35 | 11.6 | 0.00153 | 6.08 |  |  | 1 |  | RB-Appl-EffCW-med-ElecDHW-GasCDryer-Tier2-FrontAnyDMoMH72CZ07rNCGF
RB-Appl-EffCW-med-ElecDHW-GasCDryer-Tier2-Front | DEER2016 | D16v1 | 2015-05-16 | Any | DMo | MH72 | CZ08 | rDXGF | Each | 1 | 598 | None | 114 | 0.0166 | 8.33 | 15.2 | 0.00313 | 6.06 | 114 | 0.0166 | 8.33 | 15.2 | 0.00313 | 6.06 |  |  | 1 |  | RB-Appl-EffCW-med-ElecDHW-GasCDryer-Tier2-FrontAnyDMoMH72CZ08rDXGF
RB-Appl-EffCW-med-ElecDHW-GasCDryer-Tier2-Front | DEER2016 | D16v1 | 2015-05-16 | Any | DMo | MH72 | CZ08 | rDXHP | Each | 1 | 598 | None | 112 | 0.0168 | 8.96 | 13.6 | 0.00351 | 6.65 | 112 | 0.0168 | 8.96 | 13.6 | 0.00351 | 6.65 |  |  | 1 |  | RB-Appl-EffCW-med-ElecDHW-GasCDryer-Tier2-FrontAnyDMoMH72CZ08rDXHP
RB-Appl-EffCW-med-ElecDHW-GasCDryer-Tier2-Front | DEER2016 | D16v1 | 2015-05-16 | Any | DMo | MH72 | CZ08 | rNCEH | Each | 1 | 598 | None | 103 | 0.0143 | 8.96 | 6.74 | 0.00159 | 6.65 | 103 | 0.0143 | 8.96 | 6.74 | 0.00159 | 6.65 |  |  | 1 |  | RB-Appl-EffCW-med-ElecDHW-GasCDryer-Tier2-FrontAnyDMoMH72CZ08rNCEH
RB-Appl-EffCW-med-ElecDHW-GasCDryer-Tier2-Front | DEER2016 | D16v1 | 2015-05-16 | Any | DMo | MH72 | CZ08 | rNCGF | Each | 1 | 598 | None | 108 | 0.0147 | 8.27 | 11.5 | 0.00163 | 6.05 | 108 | 0.0147 | 8.27 | 11.5 | 0.00163 | 6.05 |  |  | 1 |  | RB-Appl-EffCW-med-ElecDHW-GasCDryer-Tier2-FrontAnyDMoMH72CZ08rNCGF
RB-Appl-EffCW-med-ElecDHW-GasCDryer-Tier2-Front | DEER2016 | D16v1 | 2015-05-16 | Any | DMo | MH72 | CZ09 | rDXGF | Each | 1 | 598 | None | 115 | 0.0169 | 8.28 | 15.7 | 0.00363 | 6.03 | 115 | 0.0169 | 8.28 | 15.7 | 0.00363 | 6.03 |  |  | 1 |  | RB-Appl-EffCW-med-ElecDHW-GasCDryer-Tier2-FrontAnyDMoMH72CZ09rDXGF
RB-Appl-EffCW-med-ElecDHW-GasCDryer-Tier2-Front | DEER2016 | D16v1 | 2015-05-16 | Any | DMo | MH72 | CZ09 | rDXHP | Each | 1 | 598 | None | 109 | 0.0166 | 8.96 | 10.4 | 0.00337 | 6.65 | 109 | 0.0166 | 8.96 | 10.4 | 0.00337 | 6.65 |  |  | 1 |  | RB-Appl-EffCW-med-ElecDHW-GasCDryer-Tier2-FrontAnyDMoMH72CZ09rDXHP
RB-Appl-EffCW-med-ElecDHW-GasCDryer-Tier2-Front | DEER2016 | D16v1 | 2015-05-16 | Any | DMo | MH72 | CZ09 | rNCEH | Each | 1 | 598 | None | 102 | 0.0142 | 8.96 | 6.24 | 0.00158 | 6.65 | 102 | 0.0142 | 8.96 | 6.24 | 0.00158 | 6.65 |  |  | 1 |  | RB-Appl-EffCW-med-ElecDHW-GasCDryer-Tier2-FrontAnyDMoMH72CZ09rNCEH
RB-Appl-EffCW-med-ElecDHW-GasCDryer-Tier2-Front | DEER2016 | D16v1 | 2015-05-16 | Any | DMo | MH72 | CZ09 | rNCGF | Each | 1 | 598 | None | 108 | 0.0142 | 8.26 | 11.5 | 0.00161 | 6.03 | 108 | 0.0142 | 8.26 | 11.5 | 0.00161 | 6.03 |  |  | 1 |  | RB-Appl-EffCW-med-ElecDHW-GasCDryer-Tier2-FrontAnyDMoMH72CZ09rNCGF
RB-Appl-EffCW-med-ElecDHW-GasCDryer-Tier2-Front | DEER2016 | D16v1 | 2015-05-16 | Any | DMo | MH72 | CZ10 | rDXGF | Each | 1 | 598 | None | 115 | 0.0169 | 8.19 | 16 | 0.00364 | 5.95 | 115 | 0.0169 | 8.19 | 16 | 0.00364 | 5.95 |  |  | 1 |  | RB-Appl-EffCW-med-ElecDHW-GasCDryer-Tier2-FrontAnyDMoMH72CZ10rDXGF
RB-Appl-EffCW-med-ElecDHW-GasCDryer-Tier2-Front | DEER2016 | D16v1 | 2015-05-16 | Any | DMo | MH72 | CZ10 | rDXHP | Each | 1 | 598 | None | 109 | 0.017 | 8.96 | 11.5 | 0.00381 | 6.65 | 109 | 0.017 | 8.96 | 11.5 | 0.00381 | 6.65 |  |  | 1 |  | RB-Appl-EffCW-med-ElecDHW-GasCDryer-Tier2-FrontAnyDMoMH72CZ10rDXHP
RB-Appl-EffCW-med-ElecDHW-GasCDryer-Tier2-Front | DEER2016 | D16v1 | 2015-05-16 | Any | DMo | MH72 | CZ10 | rNCEH | Each | 1 | 598 | None | 102 | 0.014 | 8.96 | 6.08 | 0.00156 | 6.65 | 102 | 0.014 | 8.96 | 6.08 | 0.00156 | 6.65 |  |  | 1 |  | RB-Appl-EffCW-med-ElecDHW-GasCDryer-Tier2-FrontAnyDMoMH72CZ10rNCEH
RB-Appl-EffCW-med-ElecDHW-GasCDryer-Tier2-Front | DEER2016 | D16v1 | 2015-05-16 | Any | DMo | MH72 | CZ10 | rNCGF | Each | 1 | 598 | None | 108 | 0.0144 | 8.16 | 11.4 | 0.00167 | 5.95 | 108 | 0.0144 | 8.16 | 11.4 | 0.00167 | 5.95 |  |  | 1 |  | RB-Appl-EffCW-med-ElecDHW-GasCDryer-Tier2-FrontAnyDMoMH72CZ10rNCGF
RB-Appl-EffCW-med-ElecDHW-GasCDryer-Tier2-Front | DEER2016 | D16v1 | 2015-05-16 | Any | DMo | MH72 | CZ11 | rDXGF | Each | 1 | 598 | None | 114 | 0.018 | 8.22 | 15 | 0.00393 | 5.99 | 114 | 0.018 | 8.22 | 15 | 0.00393 | 5.99 |  |  | 1 |  | RB-Appl-EffCW-med-ElecDHW-GasCDryer-Tier2-FrontAnyDMoMH72CZ11rDXGF
RB-Appl-EffCW-med-ElecDHW-GasCDryer-Tier2-Front | DEER2016 | D16v1 | 2015-05-16 | Any | DMo | MH72 | CZ11 | rDXHP | Each | 1 | 598 | None | 108 | 0.0171 | 8.96 | 9.96 | 0.00384 | 6.65 | 108 | 0.0171 | 8.96 | 9.96 | 0.00384 | 6.65 |  |  | 1 |  | RB-Appl-EffCW-med-ElecDHW-GasCDryer-Tier2-FrontAnyDMoMH72CZ11rDXHP
RB-Appl-EffCW-med-ElecDHW-GasCDryer-Tier2-Front | DEER2016 | D16v1 | 2015-05-16 | Any | DMo | MH72 | CZ11 | rNCEH | Each | 1 | 598 | None | 102 | 0.0139 | 8.96 | 5.8 | 0.00156 | 6.65 | 102 | 0.0139 | 8.96 | 5.8 | 0.00156 | 6.65 |  |  | 1 |  | RB-Appl-EffCW-med-ElecDHW-GasCDryer-Tier2-FrontAnyDMoMH72CZ11rNCEH
RB-Appl-EffCW-med-ElecDHW-GasCDryer-Tier2-Front | DEER2016 | D16v1 | 2015-05-16 | Any | DMo | MH72 | CZ11 | rNCGF | Each | 1 | 598 | None | 109 | 0.0139 | 8.21 | 11.5 | 0.00149 | 6 | 109 | 0.0139 | 8.21 | 11.5 | 0.00149 | 6 |  |  | 1 |  | RB-Appl-EffCW-med-ElecDHW-GasCDryer-Tier2-FrontAnyDMoMH72CZ11rNCGF
RB-Appl-EffCW-med-ElecDHW-GasCDryer-Tier2-Front | DEER2016 | D16v1 | 2015-05-16 | Any | DMo | MH72 | CZ12 | rDXGF | Each | 1 | 598 | None | 116 | 0.0184 | 8.04 | 14.5 | 0.00407 | 5.87 | 116 | 0.0184 | 8.04 | 14.5 | 0.00407 | 5.87 |  |  | 1 |  | RB-Appl-EffCW-med-ElecDHW-GasCDryer-Tier2-FrontAnyDMoMH72CZ12rDXGF
RB-Appl-EffCW-med-ElecDHW-GasCDryer-Tier2-Front | DEER2016 | D16v1 | 2015-05-16 | Any | DMo | MH72 | CZ12 | rDXHP | Each | 1 | 598 | None | 110 | 0.018 | 8.96 | 9.64 | 0.00414 | 6.65 | 110 | 0.018 | 8.96 | 9.64 | 0.00414 | 6.65 |  |  | 1 |  | RB-Appl-EffCW-med-ElecDHW-GasCDryer-Tier2-FrontAnyDMoMH72CZ12rDXHP
RB-Appl-EffCW-med-ElecDHW-GasCDryer-Tier2-Front | DEER2016 | D16v1 | 2015-05-16 | Any | DMo | MH72 | CZ12 | rNCEH | Each | 1 | 598 | None | 104 | 0.0147 | 8.96 | 5.13 | 0.00162 | 6.65 | 104 | 0.0147 | 8.96 | 5.13 | 0.00162 | 6.65 |  |  | 1 |  | RB-Appl-EffCW-med-ElecDHW-GasCDryer-Tier2-FrontAnyDMoMH72CZ12rNCEH
RB-Appl-EffCW-med-ElecDHW-GasCDryer-Tier2-Front | DEER2016 | D16v1 | 2015-05-16 | Any | DMo | MH72 | CZ12 | rNCGF | Each | 1 | 598 | None | 112 | 0.0147 | 8.04 | 11.7 | 0.00161 | 5.87 | 112 | 0.0147 | 8.04 | 11.7 | 0.00161 | 5.87 |  |  | 1 |  | RB-Appl-EffCW-med-ElecDHW-GasCDryer-Tier2-FrontAnyDMoMH72CZ12rNCGF
RB-Appl-EffCW-med-ElecDHW-GasCDryer-Tier2-Front | DEER2016 | D16v1 | 2015-05-16 | Any | DMo | MH72 | CZ13 | rDXGF | Each | 1 | 598 | None | 113 | 0.016 | 8.15 | 15.6 | 0.00288 | 5.96 | 113 | 0.016 | 8.15 | 15.6 | 0.00288 | 5.96 |  |  | 1 |  | RB-Appl-EffCW-med-ElecDHW-GasCDryer-Tier2-FrontAnyDMoMH72CZ13rDXGF
RB-Appl-EffCW-med-ElecDHW-GasCDryer-Tier2-Front | DEER2016 | D16v1 | 2015-05-16 | Any | DMo | MH72 | CZ13 | rDXHP | Each | 1 | 598 | None | 106 | 0.0158 | 8.96 | 9.72 | 0.0029 | 6.65 | 106 | 0.0158 | 8.96 | 9.72 | 0.0029 | 6.65 |  |  | 1 |  | RB-Appl-EffCW-med-ElecDHW-GasCDryer-Tier2-FrontAnyDMoMH72CZ13rDXHP
RB-Appl-EffCW-med-ElecDHW-GasCDryer-Tier2-Front | DEER2016 | D16v1 | 2015-05-16 | Any | DMo | MH72 | CZ13 | rNCEH | Each | 1 | 598 | None | 100 | 0.0138 | 8.96 | 5.21 | 0.00155 | 6.65 | 100 | 0.0138 | 8.96 | 5.21 | 0.00155 | 6.65 |  |  | 1 |  | RB-Appl-EffCW-med-ElecDHW-GasCDryer-Tier2-FrontAnyDMoMH72CZ13rNCEH
RB-Appl-EffCW-med-ElecDHW-GasCDryer-Tier2-Front | DEER2016 | D16v1 | 2015-05-16 | Any | DMo | MH72 | CZ13 | rNCGF | Each | 1 | 598 | None | 108 | 0.0141 | 8.16 | 11.4 | 0.00174 | 5.97 | 108 | 0.0141 | 8.16 | 11.4 | 0.00174 | 5.97 |  |  | 1 |  | RB-Appl-EffCW-med-ElecDHW-GasCDryer-Tier2-FrontAnyDMoMH72CZ13rNCGF
RB-Appl-EffCW-med-ElecDHW-GasCDryer-Tier2-Front | DEER2016 | D16v1 | 2015-05-16 | Any | DMo | MH72 | CZ14 | rDXGF | Each | 1 | 598 | None | 118 | 0.0166 | 8.34 | 17.9 | 0.00342 | 6.09 | 118 | 0.0166 | 8.34 | 17.9 | 0.00342 | 6.09 |  |  | 1 |  | RB-Appl-EffCW-med-ElecDHW-GasCDryer-Tier2-FrontAnyDMoMH72CZ14rDXGF
RB-Appl-EffCW-med-ElecDHW-GasCDryer-Tier2-Front | DEER2016 | D16v1 | 2015-05-16 | Any | DMo | MH72 | CZ14 | rDXHP | Each | 1 | 598 | None | 113 | 0.0158 | 8.96 | 12.4 | 0.00318 | 6.65 | 113 | 0.0158 | 8.96 | 12.4 | 0.00318 | 6.65 |  |  | 1 |  | RB-Appl-EffCW-med-ElecDHW-GasCDryer-Tier2-FrontAnyDMoMH72CZ14rDXHP
RB-Appl-EffCW-med-ElecDHW-GasCDryer-Tier2-Front | DEER2016 | D16v1 | 2015-05-16 | Any | DMo | MH72 | CZ14 | rNCEH | Each | 1 | 598 | None | 104 | 0.0135 | 8.96 | 6.61 | 0.00152 | 6.65 | 104 | 0.0135 | 8.96 | 6.61 | 0.00152 | 6.65 |  |  | 1 |  | RB-Appl-EffCW-med-ElecDHW-GasCDryer-Tier2-FrontAnyDMoMH72CZ14rNCEH
RB-Appl-EffCW-med-ElecDHW-GasCDryer-Tier2-Front | DEER2016 | D16v1 | 2015-05-16 | Any | DMo | MH72 | CZ14 | rNCGF | Each | 1 | 598 | None | 110 | 0.0135 | 8.32 | 11.6 | 0.00151 | 6.09 | 110 | 0.0135 | 8.32 | 11.6 | 0.00151 | 6.09 |  |  | 1 |  | RB-Appl-EffCW-med-ElecDHW-GasCDryer-Tier2-FrontAnyDMoMH72CZ14rNCGF
RB-Appl-EffCW-med-ElecDHW-GasCDryer-Tier2-Front | DEER2016 | D16v1 | 2015-05-16 | Any | DMo | MH72 | CZ15 | rDXGF | Each | 1 | 598 | None | 108 | 0.0141 | 8.69 | 19.8 | 0.00317 | 6.35 | 108 | 0.0141 | 8.69 | 19.8 | 0.00317 | 6.35 |  |  | 1 |  | RB-Appl-EffCW-med-ElecDHW-GasCDryer-Tier2-FrontAnyDMoMH72CZ15rDXGF
RB-Appl-EffCW-med-ElecDHW-GasCDryer-Tier2-Front | DEER2016 | D16v1 | 2015-05-16 | Any | DMo | MH72 | CZ15 | rDXHP | Each | 1 | 598 | None | 106 | 0.0141 | 8.96 | 18.3 | 0.00314 | 6.65 | 106 | 0.0141 | 8.96 | 18.3 | 0.00314 | 6.65 |  |  | 1 |  | RB-Appl-EffCW-med-ElecDHW-GasCDryer-Tier2-FrontAnyDMoMH72CZ15rDXHP
RB-Appl-EffCW-med-ElecDHW-GasCDryer-Tier2-Front | DEER2016 | D16v1 | 2015-05-16 | Any | DMo | MH72 | CZ15 | rNCEH | Each | 1 | 598 | None | 91.7 | 0.0114 | 8.96 | 7.78 | 0.00135 | 6.65 | 91.7 | 0.0114 | 8.96 | 7.78 | 0.00135 | 6.65 |  |  | 1 |  | RB-Appl-EffCW-med-ElecDHW-GasCDryer-Tier2-FrontAnyDMoMH72CZ15rNCEH
RB-Appl-EffCW-med-ElecDHW-GasCDryer-Tier2-Front | DEER2016 | D16v1 | 2015-05-16 | Any | DMo | MH72 | CZ15 | rNCGF | Each | 1 | 598 | None | 94.4 | 0.0114 | 8.67 | 10.5 | 0.00128 | 6.34 | 94.4 | 0.0114 | 8.67 | 10.5 | 0.00128 | 6.34 |  |  | 1 |  | RB-Appl-EffCW-med-ElecDHW-GasCDryer-Tier2-FrontAnyDMoMH72CZ15rNCGF
RB-Appl-EffCW-med-ElecDHW-GasCDryer-Tier2-Front | DEER2016 | D16v1 | 2015-05-16 | Any | DMo | MH72 | CZ16 | rDXGF | Each | 1 | 598 | None | 128 | 0.0185 | 8.04 | 17.3 | 0.0035 | 5.86 | 128 | 0.0185 | 8.04 | 17.3 | 0.0035 | 5.86 |  |  | 1 |  | RB-Appl-EffCW-med-ElecDHW-GasCDryer-Tier2-FrontAnyDMoMH72CZ16rDXGF
RB-Appl-EffCW-med-ElecDHW-GasCDryer-Tier2-Front | DEER2016 | D16v1 | 2015-05-16 | Any | DMo | MH72 | CZ16 | rDXHP | Each | 1 | 598 | None | 116 | 0.0181 | 8.96 | 5.99 | 0.00339 | 6.65 | 116 | 0.0181 | 8.96 | 5.99 | 0.00339 | 6.65 |  |  | 1 |  | RB-Appl-EffCW-med-ElecDHW-GasCDryer-Tier2-FrontAnyDMoMH72CZ16rDXHP
RB-Appl-EffCW-med-ElecDHW-GasCDryer-Tier2-Front | DEER2016 | D16v1 | 2015-05-16 | Any | DMo | MH72 | CZ16 | rNCEH | Each | 1 | 598 | None | 114 | 0.016 | 8.96 | 5.21 | 0.00173 | 6.65 | 114 | 0.016 | 8.96 | 5.21 | 0.00173 | 6.65 |  |  | 1 |  | RB-Appl-EffCW-med-ElecDHW-GasCDryer-Tier2-FrontAnyDMoMH72CZ16rNCEH
RB-Appl-EffCW-med-ElecDHW-GasCDryer-Tier2-Front | DEER2016 | D16v1 | 2015-05-16 | Any | DMo | MH72 | CZ16 | rNCGF | Each | 1 | 598 | None | 123 | 0.0161 | 8.02 | 12.6 | 0.0017 | 5.86 | 123 | 0.0161 | 8.02 | 12.6 | 0.0017 | 5.86 |  |  | 1 |  | RB-Appl-EffCW-med-ElecDHW-GasCDryer-Tier2-FrontAnyDMoMH72CZ16rNCGF
RB-Appl-EffCW-med-ElecDHW-GasCDryer-Tier2-Front | DEER2016 | D16v1 | 2015-05-16 | Any | DMo | MH85 | CZ01 | rDXGF | Each | 1 | 621 | None | 122 | 0.028 | 7.14 | 11.3 | 0.00974 | 5.8 | 122 | 0.028 | 7.14 | 11.3 | 0.00974 | 5.8 |  |  | 1 |  | RB-Appl-EffCW-med-ElecDHW-GasCDryer-Tier2-FrontAnyDMoMH85CZ01rDXGF
RB-Appl-EffCW-med-ElecDHW-GasCDryer-Tier2-Front | DEER2016 | D16v1 | 2015-05-16 | Any | DMo | MH85 | CZ01 | rDXHP | Each | 1 | 621 | None | 109 | 0.00792 | 8.96 | 5.01 | 0.00718 | 6.65 | 109 | 0.00792 | 8.96 | 5.01 | 0.00718 | 6.65 |  |  | 1 |  | RB-Appl-EffCW-med-ElecDHW-GasCDryer-Tier2-FrontAnyDMoMH85CZ01rDXHP
RB-Appl-EffCW-med-ElecDHW-GasCDryer-Tier2-Front | DEER2016 | D16v1 | 2015-05-16 | Any | DMo | MH85 | CZ01 | rNCEH | Each | 1 | 621 | None | 107 | 0.0167 | 8.96 | 4.46 | 0.00178 | 6.65 | 107 | 0.0167 | 8.96 | 4.46 | 0.00178 | 6.65 |  |  | 1 |  | RB-Appl-EffCW-med-ElecDHW-GasCDryer-Tier2-FrontAnyDMoMH85CZ01rNCEH
RB-Appl-EffCW-med-ElecDHW-GasCDryer-Tier2-Front | DEER2016 | D16v1 | 2015-05-16 | Any | DMo | MH85 | CZ01 | rNCGF | Each | 1 | 621 | None | 123 | 0.0168 | 7.12 | 12.5 | 0.0019 | 5.79 | 123 | 0.0168 | 7.12 | 12.5 | 0.0019 | 5.79 |  |  | 1 |  | RB-Appl-EffCW-med-ElecDHW-GasCDryer-Tier2-FrontAnyDMoMH85CZ01rNCGF
RB-Appl-EffCW-med-ElecDHW-GasCDryer-Tier2-Front | DEER2016 | D16v1 | 2015-05-16 | Any | DMo | MH85 | CZ02 | rDXGF | Each | 1 | 621 | None | 120 | 0.0206 | 7.03 | 12.5 | 0.00456 | 5.75 | 120 | 0.0206 | 7.03 | 12.5 | 0.00456 | 5.75 |  |  | 1 |  | RB-Appl-EffCW-med-ElecDHW-GasCDryer-Tier2-FrontAnyDMoMH85CZ02rDXGF
RB-Appl-EffCW-med-ElecDHW-GasCDryer-Tier2-Front | DEER2016 | D16v1 | 2015-05-16 | Any | DMo | MH85 | CZ02 | rDXHP | Each | 1 | 621 | None | 103 | 0.0208 | 8.96 | 4.78 | 0.0042 | 6.65 | 103 | 0.0208 | 8.96 | 4.78 | 0.0042 | 6.65 |  |  | 1 |  | RB-Appl-EffCW-med-ElecDHW-GasCDryer-Tier2-FrontAnyDMoMH85CZ02rDXHP
RB-Appl-EffCW-med-ElecDHW-GasCDryer-Tier2-Front | DEER2016 | D16v1 | 2015-05-16 | Any | DMo | MH85 | CZ02 | rNCEH | Each | 1 | 621 | None | 97.4 | 0.0156 | 8.96 | 2.84 | 0.00169 | 6.65 | 97.4 | 0.0156 | 8.96 | 2.84 | 0.00169 | 6.65 |  |  | 1 |  | RB-Appl-EffCW-med-ElecDHW-GasCDryer-Tier2-FrontAnyDMoMH85CZ02rNCEH
RB-Appl-EffCW-med-ElecDHW-GasCDryer-Tier2-Front | DEER2016 | D16v1 | 2015-05-16 | Any | DMo | MH85 | CZ02 | rNCGF | Each | 1 | 621 | None | 116 | 0.0155 | 6.86 | 11.8 | 0.00155 | 5.58 | 116 | 0.0155 | 6.86 | 11.8 | 0.00155 | 5.58 |  |  | 1 |  | RB-Appl-EffCW-med-ElecDHW-GasCDryer-Tier2-FrontAnyDMoMH85CZ02rNCGF
RB-Appl-EffCW-med-ElecDHW-GasCDryer-Tier2-Front | DEER2016 | D16v1 | 2015-05-16 | Any | DMo | MH85 | CZ03 | rDXGF | Each | 1 | 621 | None | 120 | 0.0208 | 7.05 | 14.3 | 0.00397 | 5.68 | 120 | 0.0208 | 7.05 | 14.3 | 0.00397 | 5.68 |  |  | 1 |  | RB-Appl-EffCW-med-ElecDHW-GasCDryer-Tier2-FrontAnyDMoMH85CZ03rDXGF
RB-Appl-EffCW-med-ElecDHW-GasCDryer-Tier2-Front | DEER2016 | D16v1 | 2015-05-16 | Any | DMo | MH85 | CZ03 | rDXHP | Each | 1 | 621 | None | 106 | 0.0233 | 8.96 | 6.43 | 0.0046 | 6.65 | 106 | 0.0233 | 8.96 | 6.43 | 0.0046 | 6.65 |  |  | 1 |  | RB-Appl-EffCW-med-ElecDHW-GasCDryer-Tier2-FrontAnyDMoMH85CZ03rDXHP
RB-Appl-EffCW-med-ElecDHW-GasCDryer-Tier2-Front | DEER2016 | D16v1 | 2015-05-16 | Any | DMo | MH85 | CZ03 | rNCEH | Each | 1 | 621 | None | 99.2 | 0.0158 | 8.96 | 3.59 | 0.0017 | 6.65 | 99.2 | 0.0158 | 8.96 | 3.59 | 0.0017 | 6.65 |  |  | 1 |  | RB-Appl-EffCW-med-ElecDHW-GasCDryer-Tier2-FrontAnyDMoMH85CZ03rNCEH
RB-Appl-EffCW-med-ElecDHW-GasCDryer-Tier2-Front | DEER2016 | D16v1 | 2015-05-16 | Any | DMo | MH85 | CZ03 | rNCGF | Each | 1 | 621 | None | 116 | 0.0156 | 7.01 | 11.8 | 0.00167 | 5.67 | 116 | 0.0156 | 7.01 | 11.8 | 0.00167 | 5.67 |  |  | 1 |  | RB-Appl-EffCW-med-ElecDHW-GasCDryer-Tier2-FrontAnyDMoMH85CZ03rNCGF
RB-Appl-EffCW-med-ElecDHW-GasCDryer-Tier2-Front | DEER2016 | D16v1 | 2015-05-16 | Any | DMo | MH85 | CZ04 | rDXGF | Each | 1 | 621 | None | 120 | 0.0199 | 7.15 | 14.7 | 0.00452 | 5.77 | 120 | 0.0199 | 7.15 | 14.7 | 0.00452 | 5.77 |  |  | 1 |  | RB-Appl-EffCW-med-ElecDHW-GasCDryer-Tier2-FrontAnyDMoMH85CZ04rDXGF
RB-Appl-EffCW-med-ElecDHW-GasCDryer-Tier2-Front | DEER2016 | D16v1 | 2015-05-16 | Any | DMo | MH85 | CZ04 | rDXHP | Each | 1 | 621 | None | 104 | 0.0198 | 8.96 | 5.83 | 0.0041 | 6.65 | 104 | 0.0198 | 8.96 | 5.83 | 0.0041 | 6.65 |  |  | 1 |  | RB-Appl-EffCW-med-ElecDHW-GasCDryer-Tier2-FrontAnyDMoMH85CZ04rDXHP
RB-Appl-EffCW-med-ElecDHW-GasCDryer-Tier2-Front | DEER2016 | D16v1 | 2015-05-16 | Any | DMo | MH85 | CZ04 | rNCEH | Each | 1 | 621 | None | 97.8 | 0.0149 | 8.96 | 4.13 | 0.00163 | 6.65 | 97.8 | 0.0149 | 8.96 | 4.13 | 0.00163 | 6.65 |  |  | 1 |  | RB-Appl-EffCW-med-ElecDHW-GasCDryer-Tier2-FrontAnyDMoMH85CZ04rNCEH
RB-Appl-EffCW-med-ElecDHW-GasCDryer-Tier2-Front | DEER2016 | D16v1 | 2015-05-16 | Any | DMo | MH85 | CZ04 | rNCGF | Each | 1 | 621 | None | 113 | 0.0149 | 7.1 | 11.6 | 0.00162 | 5.74 | 113 | 0.0149 | 7.1 | 11.6 | 0.00162 | 5.74 |  |  | 1 |  | RB-Appl-EffCW-med-ElecDHW-GasCDryer-Tier2-FrontAnyDMoMH85CZ04rNCGF
RB-Appl-EffCW-med-ElecDHW-GasCDryer-Tier2-Front | DEER2016 | D16v1 | 2015-05-16 | Any | DMo | MH85 | CZ05 | rDXGF | Each | 1 | 621 | None | 124 | 0.0214 | 6.87 | 15.2 | 0.0028 | 5.61 | 124 | 0.0214 | 6.87 | 15.2 | 0.0028 | 5.61 |  |  | 1 |  | RB-Appl-EffCW-med-ElecDHW-GasCDryer-Tier2-FrontAnyDMoMH85CZ05rDXGF
RB-Appl-EffCW-med-ElecDHW-GasCDryer-Tier2-Front | DEER2016 | D16v1 | 2015-05-16 | Any | DMo | MH85 | CZ05 | rDXHP | Each | 1 | 621 | None | 107 | 0.0216 | 8.96 | 7.35 | 0.00327 | 6.65 | 107 | 0.0216 | 8.96 | 7.35 | 0.00327 | 6.65 |  |  | 1 |  | RB-Appl-EffCW-med-ElecDHW-GasCDryer-Tier2-FrontAnyDMoMH85CZ05rDXHP
RB-Appl-EffCW-med-ElecDHW-GasCDryer-Tier2-Front | DEER2016 | D16v1 | 2015-05-16 | Any | DMo | MH85 | CZ05 | rNCEH | Each | 1 | 621 | None | 98.9 | 0.0159 | 8.96 | 2.87 | 0.00171 | 6.65 | 98.9 | 0.0159 | 8.96 | 2.87 | 0.00171 | 6.65 |  |  | 1 |  | RB-Appl-EffCW-med-ElecDHW-GasCDryer-Tier2-FrontAnyDMoMH85CZ05rNCEH
RB-Appl-EffCW-med-ElecDHW-GasCDryer-Tier2-Front | DEER2016 | D16v1 | 2015-05-16 | Any | DMo | MH85 | CZ05 | rNCGF | Each | 1 | 621 | None | 117 | 0.0149 | 6.77 | 11.9 | 0.00128 | 5.58 | 117 | 0.0149 | 6.77 | 11.9 | 0.00128 | 5.58 |  |  | 1 |  | RB-Appl-EffCW-med-ElecDHW-GasCDryer-Tier2-FrontAnyDMoMH85CZ05rNCGF
RB-Appl-EffCW-med-ElecDHW-GasCDryer-Tier2-Front | DEER2016 | D16v1 | 2015-05-16 | Any | DMo | MH85 | CZ06 | rDXGF | Each | 1 | 621 | None | 122 | 0.018 | 7.82 | 18.4 | 0.00294 | 6.12 | 122 | 0.018 | 7.82 | 18.4 | 0.00294 | 6.12 |  |  | 1 |  | RB-Appl-EffCW-med-ElecDHW-GasCDryer-Tier2-FrontAnyDMoMH85CZ06rDXGF
RB-Appl-EffCW-med-ElecDHW-GasCDryer-Tier2-Front | DEER2016 | D16v1 | 2015-05-16 | Any | DMo | MH85 | CZ06 | rDXHP | Each | 1 | 621 | None | 112 | 0.0173 | 8.96 | 8.96 | 0.0039 | 6.65 | 112 | 0.0173 | 8.96 | 8.96 | 0.0039 | 6.65 |  |  | 1 |  | RB-Appl-EffCW-med-ElecDHW-GasCDryer-Tier2-FrontAnyDMoMH85CZ06rDXHP
RB-Appl-EffCW-med-ElecDHW-GasCDryer-Tier2-Front | DEER2016 | D16v1 | 2015-05-16 | Any | DMo | MH85 | CZ06 | rNCEH | Each | 1 | 621 | None | 101 | 0.0148 | 8.96 | 6.69 | 0.00162 | 6.65 | 101 | 0.0148 | 8.96 | 6.69 | 0.00162 | 6.65 |  |  | 1 |  | RB-Appl-EffCW-med-ElecDHW-GasCDryer-Tier2-FrontAnyDMoMH85CZ06rNCEH
RB-Appl-EffCW-med-ElecDHW-GasCDryer-Tier2-Front | DEER2016 | D16v1 | 2015-05-16 | Any | DMo | MH85 | CZ06 | rNCGF | Each | 1 | 621 | None | 111 | 0.0147 | 7.79 | 11.5 | 0.0016 | 6.11 | 111 | 0.0147 | 7.79 | 11.5 | 0.0016 | 6.11 |  |  | 1 |  | RB-Appl-EffCW-med-ElecDHW-GasCDryer-Tier2-FrontAnyDMoMH85CZ06rNCGF
RB-Appl-EffCW-med-ElecDHW-GasCDryer-Tier2-Front | DEER2016 | D16v1 | 2015-05-16 | Any | DMo | MH85 | CZ07 | rDXGF | Each | 1 | 621 | None | 119 | 0.0275 | 7.82 | 15.5 | 0.00303 | 6.07 | 119 | 0.0275 | 7.82 | 15.5 | 0.00303 | 6.07 |  |  | 1 |  | RB-Appl-EffCW-med-ElecDHW-GasCDryer-Tier2-FrontAnyDMoMH85CZ07rDXGF
RB-Appl-EffCW-med-ElecDHW-GasCDryer-Tier2-Front | DEER2016 | D16v1 | 2015-05-16 | Any | DMo | MH85 | CZ07 | rDXHP | Each | 1 | 621 | None | 114 | 0.0291 | 8.96 | 13.4 | 0.00375 | 6.65 | 114 | 0.0291 | 8.96 | 13.4 | 0.00375 | 6.65 |  |  | 1 |  | RB-Appl-EffCW-med-ElecDHW-GasCDryer-Tier2-FrontAnyDMoMH85CZ07rDXHP
RB-Appl-EffCW-med-ElecDHW-GasCDryer-Tier2-Front | DEER2016 | D16v1 | 2015-05-16 | Any | DMo | MH85 | CZ07 | rNCEH | Each | 1 | 621 | None | 100 | 0.0147 | 8.96 | 6.92 | 0.00162 | 6.65 | 100 | 0.0147 | 8.96 | 6.92 | 0.00162 | 6.65 |  |  | 1 |  | RB-Appl-EffCW-med-ElecDHW-GasCDryer-Tier2-FrontAnyDMoMH85CZ07rNCEH
RB-Appl-EffCW-med-ElecDHW-GasCDryer-Tier2-Front | DEER2016 | D16v1 | 2015-05-16 | Any | DMo | MH85 | CZ07 | rNCGF | Each | 1 | 621 | None | 110 | 0.0146 | 7.76 | 11.5 | 0.00147 | 6.02 | 110 | 0.0146 | 7.76 | 11.5 | 0.00147 | 6.02 |  |  | 1 |  | RB-Appl-EffCW-med-ElecDHW-GasCDryer-Tier2-FrontAnyDMoMH85CZ07rNCGF
RB-Appl-EffCW-med-ElecDHW-GasCDryer-Tier2-Front | DEER2016 | D16v1 | 2015-05-16 | Any | DMo | MH85 | CZ08 | rDXGF | Each | 1 | 621 | None | 119 | 0.0177 | 7.7 | 16 | 0.00259 | 6.08 | 119 | 0.0177 | 7.7 | 16 | 0.00259 | 6.08 |  |  | 1 |  | RB-Appl-EffCW-med-ElecDHW-GasCDryer-Tier2-FrontAnyDMoMH85CZ08rDXGF
RB-Appl-EffCW-med-ElecDHW-GasCDryer-Tier2-Front | DEER2016 | D16v1 | 2015-05-16 | Any | DMo | MH85 | CZ08 | rDXHP | Each | 1 | 621 | None | 113 | 0.0185 | 8.96 | 11.9 | 0.0037 | 6.65 | 113 | 0.0185 | 8.96 | 11.9 | 0.0037 | 6.65 |  |  | 1 |  | RB-Appl-EffCW-med-ElecDHW-GasCDryer-Tier2-FrontAnyDMoMH85CZ08rDXHP
RB-Appl-EffCW-med-ElecDHW-GasCDryer-Tier2-Front | DEER2016 | D16v1 | 2015-05-16 | Any | DMo | MH85 | CZ08 | rNCEH | Each | 1 | 621 | None | 98.1 | 0.0144 | 8.96 | 6.37 | 0.00159 | 6.65 | 98.1 | 0.0144 | 8.96 | 6.37 | 0.00159 | 6.65 |  |  | 1 |  | RB-Appl-EffCW-med-ElecDHW-GasCDryer-Tier2-FrontAnyDMoMH85CZ08rNCEH
RB-Appl-EffCW-med-ElecDHW-GasCDryer-Tier2-Front | DEER2016 | D16v1 | 2015-05-16 | Any | DMo | MH85 | CZ08 | rNCGF | Each | 1 | 621 | None | 108 | 0.0146 | 7.74 | 11.4 | 0.00186 | 6.05 | 108 | 0.0146 | 7.74 | 11.4 | 0.00186 | 6.05 |  |  | 1 |  | RB-Appl-EffCW-med-ElecDHW-GasCDryer-Tier2-FrontAnyDMoMH85CZ08rNCGF
RB-Appl-EffCW-med-ElecDHW-GasCDryer-Tier2-Front | DEER2016 | D16v1 | 2015-05-16 | Any | DMo | MH85 | CZ09 | rDXGF | Each | 1 | 621 | None | 120 | 0.0181 | 7.72 | 15.8 | 0.00376 | 6.05 | 120 | 0.0181 | 7.72 | 15.8 | 0.00376 | 6.05 |  |  | 1 |  | RB-Appl-EffCW-med-ElecDHW-GasCDryer-Tier2-FrontAnyDMoMH85CZ09rDXGF
RB-Appl-EffCW-med-ElecDHW-GasCDryer-Tier2-Front | DEER2016 | D16v1 | 2015-05-16 | Any | DMo | MH85 | CZ09 | rDXHP | Each | 1 | 621 | None | 109 | 0.0179 | 8.96 | 11 | 0.00334 | 6.65 | 109 | 0.0179 | 8.96 | 11 | 0.00334 | 6.65 |  |  | 1 |  | RB-Appl-EffCW-med-ElecDHW-GasCDryer-Tier2-FrontAnyDMoMH85CZ09rDXHP
RB-Appl-EffCW-med-ElecDHW-GasCDryer-Tier2-Front | DEER2016 | D16v1 | 2015-05-16 | Any | DMo | MH85 | CZ09 | rNCEH | Each | 1 | 621 | None | 97.1 | 0.0142 | 8.96 | 5.91 | 0.00157 | 6.65 | 97.1 | 0.0142 | 8.96 | 5.91 | 0.00157 | 6.65 |  |  | 1 |  | RB-Appl-EffCW-med-ElecDHW-GasCDryer-Tier2-FrontAnyDMoMH85CZ09rNCEH
RB-Appl-EffCW-med-ElecDHW-GasCDryer-Tier2-Front | DEER2016 | D16v1 | 2015-05-16 | Any | DMo | MH85 | CZ09 | rNCGF | Each | 1 | 621 | None | 108 | 0.0143 | 7.67 | 11.4 | 0.00187 | 6.03 | 108 | 0.0143 | 7.67 | 11.4 | 0.00187 | 6.03 |  |  | 1 |  | RB-Appl-EffCW-med-ElecDHW-GasCDryer-Tier2-FrontAnyDMoMH85CZ09rNCGF
RB-Appl-EffCW-med-ElecDHW-GasCDryer-Tier2-Front | DEER2016 | D16v1 | 2015-05-16 | Any | DMo | MH85 | CZ10 | rDXGF | Each | 1 | 621 | None | 115 | 0.018 | 7.68 | 15.9 | 0.00372 | 5.99 | 115 | 0.018 | 7.68 | 15.9 | 0.00372 | 5.99 |  |  | 1 |  | RB-Appl-EffCW-med-ElecDHW-GasCDryer-Tier2-FrontAnyDMoMH85CZ10rDXGF
RB-Appl-EffCW-med-ElecDHW-GasCDryer-Tier2-Front | DEER2016 | D16v1 | 2015-05-16 | Any | DMo | MH85 | CZ10 | rDXHP | Each | 1 | 621 | None | 106 | 0.0177 | 8.96 | 10.7 | 0.00327 | 6.65 | 106 | 0.0177 | 8.96 | 10.7 | 0.00327 | 6.65 |  |  | 1 |  | RB-Appl-EffCW-med-ElecDHW-GasCDryer-Tier2-FrontAnyDMoMH85CZ10rDXHP
RB-Appl-EffCW-med-ElecDHW-GasCDryer-Tier2-Front | DEER2016 | D16v1 | 2015-05-16 | Any | DMo | MH85 | CZ10 | rNCEH | Each | 1 | 621 | None | 95.6 | 0.014 | 8.96 | 5.35 | 0.00156 | 6.65 | 95.6 | 0.014 | 8.96 | 5.35 | 0.00156 | 6.65 |  |  | 1 |  | RB-Appl-EffCW-med-ElecDHW-GasCDryer-Tier2-FrontAnyDMoMH85CZ10rNCEH
RB-Appl-EffCW-med-ElecDHW-GasCDryer-Tier2-Front | DEER2016 | D16v1 | 2015-05-16 | Any | DMo | MH85 | CZ10 | rNCGF | Each | 1 | 621 | None | 108 | 0.0136 | 7.51 | 11.3 | 0.00141 | 5.95 | 108 | 0.0136 | 7.51 | 11.3 | 0.00141 | 5.95 |  |  | 1 |  | RB-Appl-EffCW-med-ElecDHW-GasCDryer-Tier2-FrontAnyDMoMH85CZ10rNCGF
RB-Appl-EffCW-med-ElecDHW-GasCDryer-Tier2-Front | DEER2016 | D16v1 | 2015-05-16 | Any | DMo | MH85 | CZ11 | rDXGF | Each | 1 | 621 | None | 119 | 0.0174 | 7.23 | 16.5 | 0.00323 | 5.8 | 119 | 0.0174 | 7.23 | 16.5 | 0.00323 | 5.8 |  |  | 1 |  | RB-Appl-EffCW-med-ElecDHW-GasCDryer-Tier2-FrontAnyDMoMH85CZ11rDXGF
RB-Appl-EffCW-med-ElecDHW-GasCDryer-Tier2-Front | DEER2016 | D16v1 | 2015-05-16 | Any | DMo | MH85 | CZ11 | rDXHP | Each | 1 | 621 | None | 103 | 0.0179 | 8.96 | 6.94 | 0.00366 | 6.65 | 103 | 0.0179 | 8.96 | 6.94 | 0.00366 | 6.65 |  |  | 1 |  | RB-Appl-EffCW-med-ElecDHW-GasCDryer-Tier2-FrontAnyDMoMH85CZ11rDXHP
RB-Appl-EffCW-med-ElecDHW-GasCDryer-Tier2-Front | DEER2016 | D16v1 | 2015-05-16 | Any | DMo | MH85 | CZ11 | rNCEH | Each | 1 | 621 | None | 94 | 0.014 | 8.96 | 4.06 | 0.00155 | 6.65 | 94 | 0.014 | 8.96 | 4.06 | 0.00155 | 6.65 |  |  | 1 |  | RB-Appl-EffCW-med-ElecDHW-GasCDryer-Tier2-FrontAnyDMoMH85CZ11rNCEH
RB-Appl-EffCW-med-ElecDHW-GasCDryer-Tier2-Front | DEER2016 | D16v1 | 2015-05-16 | Any | DMo | MH85 | CZ11 | rNCGF | Each | 1 | 621 | None | 109 | 0.014 | 7.29 | 11.2 | 0.00188 | 5.84 | 109 | 0.014 | 7.29 | 11.2 | 0.00188 | 5.84 |  |  | 1 |  | RB-Appl-EffCW-med-ElecDHW-GasCDryer-Tier2-FrontAnyDMoMH85CZ11rNCGF
RB-Appl-EffCW-med-ElecDHW-GasCDryer-Tier2-Front | DEER2016 | D16v1 | 2015-05-16 | Any | DMo | MH85 | CZ12 | rDXGF | Each | 1 | 621 | None | 119 | 0.0174 | 7.07 | 14.2 | 0.00214 | 5.67 | 119 | 0.0174 | 7.07 | 14.2 | 0.00214 | 5.67 |  |  | 1 |  | RB-Appl-EffCW-med-ElecDHW-GasCDryer-Tier2-FrontAnyDMoMH85CZ12rDXGF
RB-Appl-EffCW-med-ElecDHW-GasCDryer-Tier2-Front | DEER2016 | D16v1 | 2015-05-16 | Any | DMo | MH85 | CZ12 | rDXHP | Each | 1 | 621 | None | 101 | 0.0181 | 8.96 | 5.21 | 0.00225 | 6.65 | 101 | 0.0181 | 8.96 | 5.21 | 0.00225 | 6.65 |  |  | 1 |  | RB-Appl-EffCW-med-ElecDHW-GasCDryer-Tier2-FrontAnyDMoMH85CZ12rDXHP
RB-Appl-EffCW-med-ElecDHW-GasCDryer-Tier2-Front | DEER2016 | D16v1 | 2015-05-16 | Any | DMo | MH85 | CZ12 | rNCEH | Each | 1 | 621 | None | 96.1 | 0.0147 | 8.96 | 3.96 | 0.00161 | 6.65 | 96.1 | 0.0147 | 8.96 | 3.96 | 0.00161 | 6.65 |  |  | 1 |  | RB-Appl-EffCW-med-ElecDHW-GasCDryer-Tier2-FrontAnyDMoMH85CZ12rNCEH
RB-Appl-EffCW-med-ElecDHW-GasCDryer-Tier2-Front | DEER2016 | D16v1 | 2015-05-16 | Any | DMo | MH85 | CZ12 | rNCGF | Each | 1 | 621 | None | 111 | 0.0147 | 7.18 | 11.5 | 0.00155 | 5.78 | 111 | 0.0147 | 7.18 | 11.5 | 0.00155 | 5.78 |  |  | 1 |  | RB-Appl-EffCW-med-ElecDHW-GasCDryer-Tier2-FrontAnyDMoMH85CZ12rNCGF
RB-Appl-EffCW-med-ElecDHW-GasCDryer-Tier2-Front | DEER2016 | D16v1 | 2015-05-16 | Any | DMo | MH85 | CZ13 | rDXGF | Each | 1 | 621 | None | 118 | 0.0182 | 7.4 | 16.5 | 0.00363 | 5.9 | 118 | 0.0182 | 7.4 | 16.5 | 0.00363 | 5.9 |  |  | 1 |  | RB-Appl-EffCW-med-ElecDHW-GasCDryer-Tier2-FrontAnyDMoMH85CZ13rDXGF
RB-Appl-EffCW-med-ElecDHW-GasCDryer-Tier2-Front | DEER2016 | D16v1 | 2015-05-16 | Any | DMo | MH85 | CZ13 | rDXHP | Each | 1 | 621 | None | 105 | 0.0184 | 8.96 | 9.27 | 0.00362 | 6.65 | 105 | 0.0184 | 8.96 | 9.27 | 0.00362 | 6.65 |  |  | 1 |  | RB-Appl-EffCW-med-ElecDHW-GasCDryer-Tier2-FrontAnyDMoMH85CZ13rDXHP
RB-Appl-EffCW-med-ElecDHW-GasCDryer-Tier2-Front | DEER2016 | D16v1 | 2015-05-16 | Any | DMo | MH85 | CZ13 | rNCEH | Each | 1 | 621 | None | 93.7 | 0.0139 | 8.96 | 4.4 | 0.00155 | 6.65 | 93.7 | 0.0139 | 8.96 | 4.4 | 0.00155 | 6.65 |  |  | 1 |  | RB-Appl-EffCW-med-ElecDHW-GasCDryer-Tier2-FrontAnyDMoMH85CZ13rNCEH
RB-Appl-EffCW-med-ElecDHW-GasCDryer-Tier2-Front | DEER2016 | D16v1 | 2015-05-16 | Any | DMo | MH85 | CZ13 | rNCGF | Each | 1 | 621 | None | 108 | 0.0152 | 7.41 | 11.2 | 0.00294 | 5.9 | 108 | 0.0152 | 7.41 | 11.2 | 0.00294 | 5.9 |  |  | 1 |  | RB-Appl-EffCW-med-ElecDHW-GasCDryer-Tier2-FrontAnyDMoMH85CZ13rNCGF
RB-Appl-EffCW-med-ElecDHW-GasCDryer-Tier2-Front | DEER2016 | D16v1 | 2015-05-16 | Any | DMo | MH85 | CZ14 | rDXGF | Each | 1 | 621 | None | 123 | 0.0169 | 7.34 | 17.7 | 0.00322 | 5.86 | 123 | 0.0169 | 7.34 | 17.7 | 0.00322 | 5.86 |  |  | 1 |  | RB-Appl-EffCW-med-ElecDHW-GasCDryer-Tier2-FrontAnyDMoMH85CZ14rDXGF
RB-Appl-EffCW-med-ElecDHW-GasCDryer-Tier2-Front | DEER2016 | D16v1 | 2015-05-16 | Any | DMo | MH85 | CZ14 | rDXHP | Each | 1 | 621 | None | 108 | 0.0164 | 8.96 | 9.67 | 0.00272 | 6.65 | 108 | 0.0164 | 8.96 | 9.67 | 0.00272 | 6.65 |  |  | 1 |  | RB-Appl-EffCW-med-ElecDHW-GasCDryer-Tier2-FrontAnyDMoMH85CZ14rDXHP
RB-Appl-EffCW-med-ElecDHW-GasCDryer-Tier2-Front | DEER2016 | D16v1 | 2015-05-16 | Any | DMo | MH85 | CZ14 | rNCEH | Each | 1 | 621 | None | 95 | 0.0135 | 8.96 | 4.33 | 0.00152 | 6.65 | 95 | 0.0135 | 8.96 | 4.33 | 0.00152 | 6.65 |  |  | 1 |  | RB-Appl-EffCW-med-ElecDHW-GasCDryer-Tier2-FrontAnyDMoMH85CZ14rNCEH
RB-Appl-EffCW-med-ElecDHW-GasCDryer-Tier2-Front | DEER2016 | D16v1 | 2015-05-16 | Any | DMo | MH85 | CZ14 | rNCGF | Each | 1 | 621 | None | 109 | 0.0137 | 7.29 | 11.3 | 0.00183 | 5.85 | 109 | 0.0137 | 7.29 | 11.3 | 0.00183 | 5.85 |  |  | 1 |  | RB-Appl-EffCW-med-ElecDHW-GasCDryer-Tier2-FrontAnyDMoMH85CZ14rNCGF
RB-Appl-EffCW-med-ElecDHW-GasCDryer-Tier2-Front | DEER2016 | D16v1 | 2015-05-16 | Any | DMo | MH85 | CZ15 | rDXGF | Each | 1 | 621 | None | 110 | 0.0153 | 8.07 | 17.1 | 0.00314 | 6.22 | 110 | 0.0153 | 8.07 | 17.1 | 0.00314 | 6.22 |  |  | 1 |  | RB-Appl-EffCW-med-ElecDHW-GasCDryer-Tier2-FrontAnyDMoMH85CZ15rDXGF
RB-Appl-EffCW-med-ElecDHW-GasCDryer-Tier2-Front | DEER2016 | D16v1 | 2015-05-16 | Any | DMo | MH85 | CZ15 | rDXHP | Each | 1 | 621 | None | 104 | 0.0151 | 8.96 | 14.2 | 0.00303 | 6.65 | 104 | 0.0151 | 8.96 | 14.2 | 0.00303 | 6.65 |  |  | 1 |  | RB-Appl-EffCW-med-ElecDHW-GasCDryer-Tier2-FrontAnyDMoMH85CZ15rDXHP
RB-Appl-EffCW-med-ElecDHW-GasCDryer-Tier2-Front | DEER2016 | D16v1 | 2015-05-16 | Any | DMo | MH85 | CZ15 | rNCEH | Each | 1 | 621 | None | 86.3 | 0.0115 | 8.96 | 6.38 | 0.00135 | 6.65 | 86.3 | 0.0115 | 8.96 | 6.38 | 0.00135 | 6.65 |  |  | 1 |  | RB-Appl-EffCW-med-ElecDHW-GasCDryer-Tier2-FrontAnyDMoMH85CZ15rNCEH
RB-Appl-EffCW-med-ElecDHW-GasCDryer-Tier2-Front | DEER2016 | D16v1 | 2015-05-16 | Any | DMo | MH85 | CZ15 | rNCGF | Each | 1 | 621 | None | 94.3 | 0.0112 | 8.05 | 10.3 | 0.00133 | 6.21 | 94.3 | 0.0112 | 8.05 | 10.3 | 0.00133 | 6.21 |  |  | 1 |  | RB-Appl-EffCW-med-ElecDHW-GasCDryer-Tier2-FrontAnyDMoMH85CZ15rNCGF
RB-Appl-EffCW-med-ElecDHW-GasCDryer-Tier2-Front | DEER2016 | D16v1 | 2015-05-16 | Any | DMo | MH85 | CZ16 | rDXGF | Each | 1 | 621 | None | 128 | 0.0198 | 6.95 | 15.5 | 0.00368 | 5.7 | 128 | 0.0198 | 6.95 | 15.5 | 0.00368 | 5.7 |  |  | 1 |  | RB-Appl-EffCW-med-ElecDHW-GasCDryer-Tier2-FrontAnyDMoMH85CZ16rDXGF
RB-Appl-EffCW-med-ElecDHW-GasCDryer-Tier2-Front | DEER2016 | D16v1 | 2015-05-16 | Any | DMo | MH85 | CZ16 | rDXHP | Each | 1 | 621 | None | 105 | 0.02 | 8.96 | 3.29 | 0.00323 | 6.65 | 105 | 0.02 | 8.96 | 3.29 | 0.00323 | 6.65 |  |  | 1 |  | RB-Appl-EffCW-med-ElecDHW-GasCDryer-Tier2-FrontAnyDMoMH85CZ16rDXHP
RB-Appl-EffCW-med-ElecDHW-GasCDryer-Tier2-Front | DEER2016 | D16v1 | 2015-05-16 | Any | DMo | MH85 | CZ16 | rNCEH | Each | 1 | 621 | None | 104 | 0.016 | 8.96 | 3.54 | 0.00173 | 6.65 | 104 | 0.016 | 8.96 | 3.54 | 0.00173 | 6.65 |  |  | 1 |  | RB-Appl-EffCW-med-ElecDHW-GasCDryer-Tier2-FrontAnyDMoMH85CZ16rNCEH
RB-Appl-EffCW-med-ElecDHW-GasCDryer-Tier2-Front | DEER2016 | D16v1 | 2015-05-16 | Any | DMo | MH85 | CZ16 | rNCGF | Each | 1 | 621 | None | 122 | 0.016 | 7.02 | 12.4 | 0.0017 | 5.73 | 122 | 0.016 | 7.02 | 12.4 | 0.0017 | 5.73 |  |  | 1 |  | RB-Appl-EffCW-med-ElecDHW-GasCDryer-Tier2-FrontAnyDMoMH85CZ16rNCGF
RB-Appl-EffCW-med-ElecDHW-GasCDryer-Tier2-Front | DEER2016 | D16v1 | 2015-05-16 | Any | MFm | 1975 | CZ01 | rDXGF | Each | 1 | 474 | None | 124 | 0.0183 | 7.63 | 12.4 | -0.00115 | 6.34 | 124 | 0.0183 | 7.63 | 12.4 | -0.00115 | 6.34 |  |  | 1 |  | RB-Appl-EffCW-med-ElecDHW-GasCDryer-Tier2-FrontAnyMFm1975CZ01rDXGF
RB-Appl-EffCW-med-ElecDHW-GasCDryer-Tier2-Front | DEER2016 | D16v1 | 2015-05-16 | Any | MFm | 1975 | CZ01 | rDXHP | Each | 1 | 474 | None | 112 | 0.0186 | 9.09 | 9.57 | 0.00474 | 6.74 | 112 | 0.0186 | 9.09 | 9.57 | 0.00474 | 6.74 |  |  | 1 |  | RB-Appl-EffCW-med-ElecDHW-GasCDryer-Tier2-FrontAnyMFm1975CZ01rDXHP
RB-Appl-EffCW-med-ElecDHW-GasCDryer-Tier2-Front | DEER2016 | D16v1 | 2015-05-16 | Any | MFm | 1975 | CZ01 | rNCEH | Each | 1 | 474 | None | 102 | 0.0167 | 9.09 | 6.47 | 0.00166 | 6.74 | 102 | 0.0167 | 9.09 | 6.47 | 0.00166 | 6.74 |  |  | 1 |  | RB-Appl-EffCW-med-ElecDHW-GasCDryer-Tier2-FrontAnyMFm1975CZ01rNCEH
RB-Appl-EffCW-med-ElecDHW-GasCDryer-Tier2-Front | DEER2016 | D16v1 | 2015-05-16 | Any | MFm | 1975 | CZ01 | rNCGF | Each | 1 | 474 | None | 124 | 0.0168 | 7.6 | 12.6 | 0.00173 | 6.33 | 124 | 0.0168 | 7.6 | 12.6 | 0.00173 | 6.33 |  |  | 1 |  | RB-Appl-EffCW-med-ElecDHW-GasCDryer-Tier2-FrontAnyMFm1975CZ01rNCGF
RB-Appl-EffCW-med-ElecDHW-GasCDryer-Tier2-Front | DEER2016 | D16v1 | 2015-05-16 | Any | MFm | 1975 | CZ02 | rDXGF | Each | 1 | 474 | None | 119 | 0.0208 | 8.2 | 12.4 | 0.00343 | 6.49 | 119 | 0.0208 | 8.2 | 12.4 | 0.00343 | 6.49 |  |  | 1 |  | RB-Appl-EffCW-med-ElecDHW-GasCDryer-Tier2-FrontAnyMFm1975CZ02rDXGF
RB-Appl-EffCW-med-ElecDHW-GasCDryer-Tier2-Front | DEER2016 | D16v1 | 2015-05-16 | Any | MFm | 1975 | CZ02 | rDXHP | Each | 1 | 474 | None | 112 | 0.0231 | 9.09 | 10.9 | 0.0054 | 6.74 | 112 | 0.0231 | 9.09 | 10.9 | 0.0054 | 6.74 |  |  | 1 |  | RB-Appl-EffCW-med-ElecDHW-GasCDryer-Tier2-FrontAnyMFm1975CZ02rDXHP
RB-Appl-EffCW-med-ElecDHW-GasCDryer-Tier2-Front | DEER2016 | D16v1 | 2015-05-16 | Any | MFm | 1975 | CZ02 | rNCEH | Each | 1 | 474 | None | 105 | 0.0157 | 9.09 | 8.81 | 0.00164 | 6.74 | 105 | 0.0157 | 9.09 | 8.81 | 0.00164 | 6.74 |  |  | 1 |  | RB-Appl-EffCW-med-ElecDHW-GasCDryer-Tier2-FrontAnyMFm1975CZ02rNCEH
RB-Appl-EffCW-med-ElecDHW-GasCDryer-Tier2-Front | DEER2016 | D16v1 | 2015-05-16 | Any | MFm | 1975 | CZ02 | rNCGF | Each | 1 | 474 | None | 117 | 0.0157 | 8.17 | 12.1 | 0.00164 | 6.51 | 117 | 0.0157 | 8.17 | 12.1 | 0.00164 | 6.51 |  |  | 1 |  | RB-Appl-EffCW-med-ElecDHW-GasCDryer-Tier2-FrontAnyMFm1975CZ02rNCGF
RB-Appl-EffCW-med-ElecDHW-GasCDryer-Tier2-Front | DEER2016 | D16v1 | 2015-05-16 | Any | MFm | 1975 | CZ03 | rDXGF | Each | 1 | 474 | None | 118 | 0.0188 | 8.09 | 12.4 | -0.00028 | 6.5 | 118 | 0.0188 | 8.09 | 12.4 | -0.00028 | 6.5 |  |  | 1 |  | RB-Appl-EffCW-med-ElecDHW-GasCDryer-Tier2-FrontAnyMFm1975CZ03rDXGF
RB-Appl-EffCW-med-ElecDHW-GasCDryer-Tier2-Front | DEER2016 | D16v1 | 2015-05-16 | Any | MFm | 1975 | CZ03 | rDXHP | Each | 1 | 474 | None | 110 | 0.0221 | 9.09 | 9.99 | 0.0047 | 6.74 | 110 | 0.0221 | 9.09 | 9.99 | 0.0047 | 6.74 |  |  | 1 |  | RB-Appl-EffCW-med-ElecDHW-GasCDryer-Tier2-FrontAnyMFm1975CZ03rDXHP
RB-Appl-EffCW-med-ElecDHW-GasCDryer-Tier2-Front | DEER2016 | D16v1 | 2015-05-16 | Any | MFm | 1975 | CZ03 | rNCEH | Each | 1 | 474 | None | 103 | 0.0159 | 9.09 | 8.35 | 0.00166 | 6.74 | 103 | 0.0159 | 9.09 | 8.35 | 0.00166 | 6.74 |  |  | 1 |  | RB-Appl-EffCW-med-ElecDHW-GasCDryer-Tier2-FrontAnyMFm1975CZ03rNCEH
RB-Appl-EffCW-med-ElecDHW-GasCDryer-Tier2-Front | DEER2016 | D16v1 | 2015-05-16 | Any | MFm | 1975 | CZ03 | rNCGF | Each | 1 | 474 | None | 117 | 0.0159 | 8.05 | 12.1 | 0.00166 | 6.46 | 117 | 0.0159 | 8.05 | 12.1 | 0.00166 | 6.46 |  |  | 1 |  | RB-Appl-EffCW-med-ElecDHW-GasCDryer-Tier2-FrontAnyMFm1975CZ03rNCGF
RB-Appl-EffCW-med-ElecDHW-GasCDryer-Tier2-Front | DEER2016 | D16v1 | 2015-05-16 | Any | MFm | 1975 | CZ04 | rDXGF | Each | 1 | 474 | None | 117 | 0.0166 | 8.33 | 12.4 | 0.00157 | 6.55 | 117 | 0.0166 | 8.33 | 12.4 | 0.00157 | 6.55 |  |  | 1 |  | RB-Appl-EffCW-med-ElecDHW-GasCDryer-Tier2-FrontAnyMFm1975CZ04rDXGF
RB-Appl-EffCW-med-ElecDHW-GasCDryer-Tier2-Front | DEER2016 | D16v1 | 2015-05-16 | Any | MFm | 1975 | CZ04 | rDXHP | Each | 1 | 474 | None | 111 | 0.0201 | 9.09 | 11.1 | 0.00451 | 6.74 | 111 | 0.0201 | 9.09 | 11.1 | 0.00451 | 6.74 |  |  | 1 |  | RB-Appl-EffCW-med-ElecDHW-GasCDryer-Tier2-FrontAnyMFm1975CZ04rDXHP
RB-Appl-EffCW-med-ElecDHW-GasCDryer-Tier2-Front | DEER2016 | D16v1 | 2015-05-16 | Any | MFm | 1975 | CZ04 | rNCEH | Each | 1 | 474 | None | 105 | 0.015 | 9.09 | 9.28 | 0.00158 | 6.74 | 105 | 0.015 | 9.09 | 9.28 | 0.00158 | 6.74 |  |  | 1 |  | RB-Appl-EffCW-med-ElecDHW-GasCDryer-Tier2-FrontAnyMFm1975CZ04rNCEH
RB-Appl-EffCW-med-ElecDHW-GasCDryer-Tier2-Front | DEER2016 | D16v1 | 2015-05-16 | Any | MFm | 1975 | CZ04 | rNCGF | Each | 1 | 474 | None | 115 | 0.015 | 8.31 | 11.9 | 0.00157 | 6.54 | 115 | 0.015 | 8.31 | 11.9 | 0.00157 | 6.54 |  |  | 1 |  | RB-Appl-EffCW-med-ElecDHW-GasCDryer-Tier2-FrontAnyMFm1975CZ04rNCGF
RB-Appl-EffCW-med-ElecDHW-GasCDryer-Tier2-Front | DEER2016 | D16v1 | 2015-05-16 | Any | MFm | 1975 | CZ05 | rDXGF | Each | 1 | 474 | None | 119 | 0.0162 | 7.94 | 12.2 | 0.000384 | 6.41 | 119 | 0.0162 | 7.94 | 12.2 | 0.000384 | 6.41 |  |  | 1 |  | RB-Appl-EffCW-med-ElecDHW-GasCDryer-Tier2-FrontAnyMFm1975CZ05rDXGF
RB-Appl-EffCW-med-ElecDHW-GasCDryer-Tier2-Front | DEER2016 | D16v1 | 2015-05-16 | Any | MFm | 1975 | CZ05 | rDXHP | Each | 1 | 474 | None | 110 | 0.0176 | 9.09 | 10.2 | 0.00385 | 6.74 | 110 | 0.0176 | 9.09 | 10.2 | 0.00385 | 6.74 |  |  | 1 |  | RB-Appl-EffCW-med-ElecDHW-GasCDryer-Tier2-FrontAnyMFm1975CZ05rDXHP
RB-Appl-EffCW-med-ElecDHW-GasCDryer-Tier2-Front | DEER2016 | D16v1 | 2015-05-16 | Any | MFm | 1975 | CZ05 | rNCEH | Each | 1 | 474 | None | 103 | 0.016 | 9.09 | 8.05 | 0.00167 | 6.74 | 103 | 0.016 | 9.09 | 8.05 | 0.00167 | 6.74 |  |  | 1 |  | RB-Appl-EffCW-med-ElecDHW-GasCDryer-Tier2-FrontAnyMFm1975CZ05rNCEH
RB-Appl-EffCW-med-ElecDHW-GasCDryer-Tier2-Front | DEER2016 | D16v1 | 2015-05-16 | Any | MFm | 1975 | CZ05 | rNCGF | Each | 1 | 474 | None | 119 | 0.016 | 7.91 | 12.2 | 0.00166 | 6.43 | 119 | 0.016 | 7.91 | 12.2 | 0.00166 | 6.43 |  |  | 1 |  | RB-Appl-EffCW-med-ElecDHW-GasCDryer-Tier2-FrontAnyMFm1975CZ05rNCGF
RB-Appl-EffCW-med-ElecDHW-GasCDryer-Tier2-Front | DEER2016 | D16v1 | 2015-05-16 | Any | MFm | 1975 | CZ06 | rDXGF | Each | 1 | 465 | None | 117 | 0.0164 | 8.58 | 13.7 | -0.000249 | 6.63 | 117 | 0.0164 | 8.58 | 13.7 | -0.000249 | 6.63 |  |  | 1 |  | RB-Appl-EffCW-med-ElecDHW-GasCDryer-Tier2-FrontAnyMFm1975CZ06rDXGF
RB-Appl-EffCW-med-ElecDHW-GasCDryer-Tier2-Front | DEER2016 | D16v1 | 2015-05-16 | Any | MFm | 1975 | CZ06 | rDXHP | Each | 1 | 465 | None | 113 | 0.0123 | 9.09 | 12.5 | 0.000266 | 6.74 | 113 | 0.0123 | 9.09 | 12.5 | 0.000266 | 6.74 |  |  | 1 |  | RB-Appl-EffCW-med-ElecDHW-GasCDryer-Tier2-FrontAnyMFm1975CZ06rDXHP
RB-Appl-EffCW-med-ElecDHW-GasCDryer-Tier2-Front | DEER2016 | D16v1 | 2015-05-16 | Any | MFm | 1975 | CZ06 | rNCEH | Each | 1 | 465 | None | 105 | 0.0149 | 9.09 | 9.79 | 0.00157 | 6.74 | 105 | 0.0149 | 9.09 | 9.79 | 0.00157 | 6.74 |  |  | 1 |  | RB-Appl-EffCW-med-ElecDHW-GasCDryer-Tier2-FrontAnyMFm1975CZ06rNCEH
RB-Appl-EffCW-med-ElecDHW-GasCDryer-Tier2-Front | DEER2016 | D16v1 | 2015-05-16 | Any | MFm | 1975 | CZ06 | rNCGF | Each | 1 | 465 | None | 112 | 0.0148 | 8.53 | 11.7 | 0.00154 | 6.61 | 112 | 0.0148 | 8.53 | 11.7 | 0.00154 | 6.61 |  |  | 1 |  | RB-Appl-EffCW-med-ElecDHW-GasCDryer-Tier2-FrontAnyMFm1975CZ06rNCGF
RB-Appl-EffCW-med-ElecDHW-GasCDryer-Tier2-Front | DEER2016 | D16v1 | 2015-05-16 | Any | MFm | 1975 | CZ07 | rDXGF | Each | 1 | 465 | None | 115 | 0.0177 | 8.73 | 12.2 | 0.0037 | 6.66 | 115 | 0.0177 | 8.73 | 12.2 | 0.0037 | 6.66 |  |  | 1 |  | RB-Appl-EffCW-med-ElecDHW-GasCDryer-Tier2-FrontAnyMFm1975CZ07rDXGF
RB-Appl-EffCW-med-ElecDHW-GasCDryer-Tier2-Front | DEER2016 | D16v1 | 2015-05-16 | Any | MFm | 1975 | CZ07 | rDXHP | Each | 1 | 465 | None | 113 | 0.0237 | 9.09 | 12.6 | 0.0105 | 6.74 | 113 | 0.0237 | 9.09 | 12.6 | 0.0105 | 6.74 |  |  | 1 |  | RB-Appl-EffCW-med-ElecDHW-GasCDryer-Tier2-FrontAnyMFm1975CZ07rDXHP
RB-Appl-EffCW-med-ElecDHW-GasCDryer-Tier2-Front | DEER2016 | D16v1 | 2015-05-16 | Any | MFm | 1975 | CZ07 | rNCEH | Each | 1 | 465 | None | 106 | 0.0149 | 9.09 | 10.3 | 0.00157 | 6.74 | 106 | 0.0149 | 9.09 | 10.3 | 0.00157 | 6.74 |  |  | 1 |  | RB-Appl-EffCW-med-ElecDHW-GasCDryer-Tier2-FrontAnyMFm1975CZ07rNCEH
RB-Appl-EffCW-med-ElecDHW-GasCDryer-Tier2-Front | DEER2016 | D16v1 | 2015-05-16 | Any | MFm | 1975 | CZ07 | rNCGF | Each | 1 | 465 | None | 111 | 0.0149 | 8.7 | 11.6 | 0.00157 | 6.65 | 111 | 0.0149 | 8.7 | 11.6 | 0.00157 | 6.65 |  |  | 1 |  | RB-Appl-EffCW-med-ElecDHW-GasCDryer-Tier2-FrontAnyMFm1975CZ07rNCGF
RB-Appl-EffCW-med-ElecDHW-GasCDryer-Tier2-Front | DEER2016 | D16v1 | 2015-05-16 | Any | MFm | 1975 | CZ08 | rDXGF | Each | 1 | 465 | None | 115 | 0.0184 | 8.51 | 12.4 | 0.00357 | 6.62 | 115 | 0.0184 | 8.51 | 12.4 | 0.00357 | 6.62 |  |  | 1 |  | RB-Appl-EffCW-med-ElecDHW-GasCDryer-Tier2-FrontAnyMFm1975CZ08rDXGF
RB-Appl-EffCW-med-ElecDHW-GasCDryer-Tier2-Front | DEER2016 | D16v1 | 2015-05-16 | Any | MFm | 1975 | CZ08 | rDXHP | Each | 1 | 465 | None | 111 | 0.0164 | 9.09 | 12.8 | 0.00195 | 6.74 | 111 | 0.0164 | 9.09 | 12.8 | 0.00195 | 6.74 |  |  | 1 |  | RB-Appl-EffCW-med-ElecDHW-GasCDryer-Tier2-FrontAnyMFm1975CZ08rDXHP
RB-Appl-EffCW-med-ElecDHW-GasCDryer-Tier2-Front | DEER2016 | D16v1 | 2015-05-16 | Any | MFm | 1975 | CZ08 | rNCEH | Each | 1 | 465 | None | 102 | 0.0145 | 9.09 | 9.35 | 0.00154 | 6.74 | 102 | 0.0145 | 9.09 | 9.35 | 0.00154 | 6.74 |  |  | 1 |  | RB-Appl-EffCW-med-ElecDHW-GasCDryer-Tier2-FrontAnyMFm1975CZ08rNCEH
RB-Appl-EffCW-med-ElecDHW-GasCDryer-Tier2-Front | DEER2016 | D16v1 | 2015-05-16 | Any | MFm | 1975 | CZ08 | rNCGF | Each | 1 | 465 | None | 110 | 0.0145 | 8.44 | 11.5 | 0.00152 | 6.57 | 110 | 0.0145 | 8.44 | 11.5 | 0.00152 | 6.57 |  |  | 1 |  | RB-Appl-EffCW-med-ElecDHW-GasCDryer-Tier2-FrontAnyMFm1975CZ08rNCGF
RB-Appl-EffCW-med-ElecDHW-GasCDryer-Tier2-Front | DEER2016 | D16v1 | 2015-05-16 | Any | MFm | 1975 | CZ09 | rDXGF | Each | 1 | 544 | None | 115 | 0.0164 | 8.49 | 14.5 | 0.00282 | 6.25 | 115 | 0.0164 | 8.49 | 14.5 | 0.00282 | 6.25 |  |  | 1 |  | RB-Appl-EffCW-med-ElecDHW-GasCDryer-Tier2-FrontAnyMFm1975CZ09rDXGF
RB-Appl-EffCW-med-ElecDHW-GasCDryer-Tier2-Front | DEER2016 | D16v1 | 2015-05-16 | Any | MFm | 1975 | CZ09 | rDXHP | Each | 1 | 544 | None | 112 | 0.0178 | 9.09 | 13 | 0.00378 | 6.74 | 112 | 0.0178 | 9.09 | 13 | 0.00378 | 6.74 |  |  | 1 |  | RB-Appl-EffCW-med-ElecDHW-GasCDryer-Tier2-FrontAnyMFm1975CZ09rDXHP
RB-Appl-EffCW-med-ElecDHW-GasCDryer-Tier2-Front | DEER2016 | D16v1 | 2015-05-16 | Any | MFm | 1975 | CZ09 | rNCEH | Each | 1 | 544 | None | 101 | 0.0143 | 9.09 | 4.93 | 0.00153 | 6.74 | 101 | 0.0143 | 9.09 | 4.93 | 0.00153 | 6.74 |  |  | 1 |  | RB-Appl-EffCW-med-ElecDHW-GasCDryer-Tier2-FrontAnyMFm1975CZ09rNCEH
RB-Appl-EffCW-med-ElecDHW-GasCDryer-Tier2-Front | DEER2016 | D16v1 | 2015-05-16 | Any | MFm | 1975 | CZ09 | rNCGF | Each | 1 | 544 | None | 110 | 0.0143 | 8.39 | 11.4 | 0.00152 | 6.2 | 110 | 0.0143 | 8.39 | 11.4 | 0.00152 | 6.2 |  |  | 1 |  | RB-Appl-EffCW-med-ElecDHW-GasCDryer-Tier2-FrontAnyMFm1975CZ09rNCGF
RB-Appl-EffCW-med-ElecDHW-GasCDryer-Tier2-Front | DEER2016 | D16v1 | 2015-05-16 | Any | MFm | 1975 | CZ10 | rDXGF | Each | 1 | 544 | None | 115 | 0.0169 | 8.53 | 15.5 | 0.00264 | 6.28 | 115 | 0.0169 | 8.53 | 15.5 | 0.00264 | 6.28 |  |  | 1 |  | RB-Appl-EffCW-med-ElecDHW-GasCDryer-Tier2-FrontAnyMFm1975CZ10rDXGF
RB-Appl-EffCW-med-ElecDHW-GasCDryer-Tier2-Front | DEER2016 | D16v1 | 2015-05-16 | Any | MFm | 1975 | CZ10 | rDXHP | Each | 1 | 544 | None | 110 | 0.0181 | 9.09 | 11.5 | 0.00373 | 6.74 | 110 | 0.0181 | 9.09 | 11.5 | 0.00373 | 6.74 |  |  | 1 |  | RB-Appl-EffCW-med-ElecDHW-GasCDryer-Tier2-FrontAnyMFm1975CZ10rDXHP
RB-Appl-EffCW-med-ElecDHW-GasCDryer-Tier2-Front | DEER2016 | D16v1 | 2015-05-16 | Any | MFm | 1975 | CZ10 | rNCEH | Each | 1 | 544 | None | 101 | 0.0141 | 9.09 | 5.25 | 0.00152 | 6.74 | 101 | 0.0141 | 9.09 | 5.25 | 0.00152 | 6.74 |  |  | 1 |  | RB-Appl-EffCW-med-ElecDHW-GasCDryer-Tier2-FrontAnyMFm1975CZ10rNCEH
RB-Appl-EffCW-med-ElecDHW-GasCDryer-Tier2-Front | DEER2016 | D16v1 | 2015-05-16 | Any | MFm | 1975 | CZ10 | rNCGF | Each | 1 | 544 | None | 109 | 0.0141 | 8.48 | 11.4 | 0.00151 | 6.26 | 109 | 0.0141 | 8.48 | 11.4 | 0.00151 | 6.26 |  |  | 1 |  | RB-Appl-EffCW-med-ElecDHW-GasCDryer-Tier2-FrontAnyMFm1975CZ10rNCGF
RB-Appl-EffCW-med-ElecDHW-GasCDryer-Tier2-Front | DEER2016 | D16v1 | 2015-05-16 | Any | MFm | 1975 | CZ11 | rDXGF | Each | 1 | 487 | None | 116 | 0.0167 | 8.28 | 13.1 | 0.00226 | 6.53 | 116 | 0.0167 | 8.28 | 13.1 | 0.00226 | 6.53 |  |  | 1 |  | RB-Appl-EffCW-med-ElecDHW-GasCDryer-Tier2-FrontAnyMFm1975CZ11rDXGF
RB-Appl-EffCW-med-ElecDHW-GasCDryer-Tier2-Front | DEER2016 | D16v1 | 2015-05-16 | Any | MFm | 1975 | CZ11 | rDXHP | Each | 1 | 487 | None | 109 | 0.0177 | 9.09 | 11.2 | 0.00245 | 6.74 | 109 | 0.0177 | 9.09 | 11.2 | 0.00245 | 6.74 |  |  | 1 |  | RB-Appl-EffCW-med-ElecDHW-GasCDryer-Tier2-FrontAnyMFm1975CZ11rDXHP
RB-Appl-EffCW-med-ElecDHW-GasCDryer-Tier2-Front | DEER2016 | D16v1 | 2015-05-16 | Any | MFm | 1975 | CZ11 | rNCEH | Each | 1 | 487 | None | 99.3 | 0.0141 | 9.09 | 8.5 | 0.00151 | 6.74 | 99.3 | 0.0141 | 9.09 | 8.5 | 0.00151 | 6.74 |  |  | 1 |  | RB-Appl-EffCW-med-ElecDHW-GasCDryer-Tier2-FrontAnyMFm1975CZ11rNCEH
RB-Appl-EffCW-med-ElecDHW-GasCDryer-Tier2-Front | DEER2016 | D16v1 | 2015-05-16 | Any | MFm | 1975 | CZ11 | rNCGF | Each | 1 | 487 | None | 110 | 0.0141 | 8.27 | 11.5 | 0.00151 | 6.52 | 110 | 0.0141 | 8.27 | 11.5 | 0.00151 | 6.52 |  |  | 1 |  | RB-Appl-EffCW-med-ElecDHW-GasCDryer-Tier2-FrontAnyMFm1975CZ11rNCGF
RB-Appl-EffCW-med-ElecDHW-GasCDryer-Tier2-Front | DEER2016 | D16v1 | 2015-05-16 | Any | MFm | 1975 | CZ12 | rDXGF | Each | 1 | 487 | None | 118 | 0.0195 | 8.29 | 13.1 | 0.00357 | 6.56 | 118 | 0.0195 | 8.29 | 13.1 | 0.00357 | 6.56 |  |  | 1 |  | RB-Appl-EffCW-med-ElecDHW-GasCDryer-Tier2-FrontAnyMFm1975CZ12rDXGF
RB-Appl-EffCW-med-ElecDHW-GasCDryer-Tier2-Front | DEER2016 | D16v1 | 2015-05-16 | Any | MFm | 1975 | CZ12 | rDXHP | Each | 1 | 487 | None | 110 | 0.0194 | 9.09 | 11.1 | 0.00239 | 6.74 | 110 | 0.0194 | 9.09 | 11.1 | 0.00239 | 6.74 |  |  | 1 |  | RB-Appl-EffCW-med-ElecDHW-GasCDryer-Tier2-FrontAnyMFm1975CZ12rDXHP
RB-Appl-EffCW-med-ElecDHW-GasCDryer-Tier2-Front | DEER2016 | D16v1 | 2015-05-16 | Any | MFm | 1975 | CZ12 | rNCEH | Each | 1 | 487 | None | 102 | 0.0148 | 9.09 | 8.77 | 0.00157 | 6.74 | 102 | 0.0148 | 9.09 | 8.77 | 0.00157 | 6.74 |  |  | 1 |  | RB-Appl-EffCW-med-ElecDHW-GasCDryer-Tier2-FrontAnyMFm1975CZ12rNCEH
RB-Appl-EffCW-med-ElecDHW-GasCDryer-Tier2-Front | DEER2016 | D16v1 | 2015-05-16 | Any | MFm | 1975 | CZ12 | rNCGF | Each | 1 | 487 | None | 113 | 0.0148 | 8.26 | 11.7 | 0.00156 | 6.55 | 113 | 0.0148 | 8.26 | 11.7 | 0.00156 | 6.55 |  |  | 1 |  | RB-Appl-EffCW-med-ElecDHW-GasCDryer-Tier2-FrontAnyMFm1975CZ12rNCGF
RB-Appl-EffCW-med-ElecDHW-GasCDryer-Tier2-Front | DEER2016 | D16v1 | 2015-05-16 | Any | MFm | 1975 | CZ13 | rDXGF | Each | 1 | 487 | None | 116 | 0.016 | 8.34 | 13.2 | 0.00206 | 6.55 | 116 | 0.016 | 8.34 | 13.2 | 0.00206 | 6.55 |  |  | 1 |  | RB-Appl-EffCW-med-ElecDHW-GasCDryer-Tier2-FrontAnyMFm1975CZ13rDXGF
RB-Appl-EffCW-med-ElecDHW-GasCDryer-Tier2-Front | DEER2016 | D16v1 | 2015-05-16 | Any | MFm | 1975 | CZ13 | rDXHP | Each | 1 | 487 | None | 110 | 0.018 | 9.09 | 11.4 | 0.00288 | 6.74 | 110 | 0.018 | 9.09 | 11.4 | 0.00288 | 6.74 |  |  | 1 |  | RB-Appl-EffCW-med-ElecDHW-GasCDryer-Tier2-FrontAnyMFm1975CZ13rDXHP
RB-Appl-EffCW-med-ElecDHW-GasCDryer-Tier2-Front | DEER2016 | D16v1 | 2015-05-16 | Any | MFm | 1975 | CZ13 | rNCEH | Each | 1 | 487 | None | 98.8 | 0.014 | 9.09 | 8.62 | 0.0015 | 6.74 | 98.8 | 0.014 | 9.09 | 8.62 | 0.0015 | 6.74 |  |  | 1 |  | RB-Appl-EffCW-med-ElecDHW-GasCDryer-Tier2-FrontAnyMFm1975CZ13rNCEH
RB-Appl-EffCW-med-ElecDHW-GasCDryer-Tier2-Front | DEER2016 | D16v1 | 2015-05-16 | Any | MFm | 1975 | CZ13 | rNCGF | Each | 1 | 487 | None | 109 | 0.014 | 8.32 | 11.4 | 0.00149 | 6.54 | 109 | 0.014 | 8.32 | 11.4 | 0.00149 | 6.54 |  |  | 1 |  | RB-Appl-EffCW-med-ElecDHW-GasCDryer-Tier2-FrontAnyMFm1975CZ13rNCGF
RB-Appl-EffCW-med-ElecDHW-GasCDryer-Tier2-Front | DEER2016 | D16v1 | 2015-05-16 | Any | MFm | 1975 | CZ14 | rDXGF | Each | 1 | 634 | None | 121 | 0.0163 | 7.91 | 16 | 0.00268 | 6.15 | 121 | 0.0163 | 7.91 | 16 | 0.00268 | 6.15 |  |  | 1 |  | RB-Appl-EffCW-med-ElecDHW-GasCDryer-Tier2-FrontAnyMFm1975CZ14rDXGF
RB-Appl-EffCW-med-ElecDHW-GasCDryer-Tier2-Front | DEER2016 | D16v1 | 2015-05-16 | Any | MFm | 1975 | CZ14 | rDXHP | Each | 1 | 634 | None | 113 | 0.0171 | 9.09 | 11.9 | 0.00304 | 6.74 | 113 | 0.0171 | 9.09 | 11.9 | 0.00304 | 6.74 |  |  | 1 |  | RB-Appl-EffCW-med-ElecDHW-GasCDryer-Tier2-FrontAnyMFm1975CZ14rDXHP
RB-Appl-EffCW-med-ElecDHW-GasCDryer-Tier2-Front | DEER2016 | D16v1 | 2015-05-16 | Any | MFm | 1975 | CZ14 | rNCEH | Each | 1 | 634 | None | 94.9 | 0.0136 | 9.09 | 3.49 | 0.00148 | 6.74 | 94.9 | 0.0136 | 9.09 | 3.49 | 0.00148 | 6.74 |  |  | 1 |  | RB-Appl-EffCW-med-ElecDHW-GasCDryer-Tier2-FrontAnyMFm1975CZ14rNCEH
RB-Appl-EffCW-med-ElecDHW-GasCDryer-Tier2-Front | DEER2016 | D16v1 | 2015-05-16 | Any | MFm | 1975 | CZ14 | rNCGF | Each | 1 | 634 | None | 111 | 0.0136 | 7.89 | 11.3 | 0.00147 | 6.15 | 111 | 0.0136 | 7.89 | 11.3 | 0.00147 | 6.15 |  |  | 1 |  | RB-Appl-EffCW-med-ElecDHW-GasCDryer-Tier2-FrontAnyMFm1975CZ14rNCGF
RB-Appl-EffCW-med-ElecDHW-GasCDryer-Tier2-Front | DEER2016 | D16v1 | 2015-05-16 | Any | MFm | 1975 | CZ15 | rDXGF | Each | 1 | 634 | None | 111 | 0.014 | 8.6 | 18.2 | 0.00225 | 6.49 | 111 | 0.014 | 8.6 | 18.2 | 0.00225 | 6.49 |  |  | 1 |  | RB-Appl-EffCW-med-ElecDHW-GasCDryer-Tier2-FrontAnyMFm1975CZ15rDXGF
RB-Appl-EffCW-med-ElecDHW-GasCDryer-Tier2-Front | DEER2016 | D16v1 | 2015-05-16 | Any | MFm | 1975 | CZ15 | rDXHP | Each | 1 | 634 | None | 107 | 0.0147 | 9.09 | 15.6 | 0.00263 | 6.74 | 107 | 0.0147 | 9.09 | 15.6 | 0.00263 | 6.74 |  |  | 1 |  | RB-Appl-EffCW-med-ElecDHW-GasCDryer-Tier2-FrontAnyMFm1975CZ15rDXHP
RB-Appl-EffCW-med-ElecDHW-GasCDryer-Tier2-Front | DEER2016 | D16v1 | 2015-05-16 | Any | MFm | 1975 | CZ15 | rNCEH | Each | 1 | 634 | None | 89.1 | 0.0116 | 9.09 | 7.1 | 0.00131 | 6.74 | 89.1 | 0.0116 | 9.09 | 7.1 | 0.00131 | 6.74 |  |  | 1 |  | RB-Appl-EffCW-med-ElecDHW-GasCDryer-Tier2-FrontAnyMFm1975CZ15rNCEH
RB-Appl-EffCW-med-ElecDHW-GasCDryer-Tier2-Front | DEER2016 | D16v1 | 2015-05-16 | Any | MFm | 1975 | CZ15 | rNCGF | Each | 1 | 634 | None | 95.4 | 0.0115 | 8.58 | 10.2 | 0.00129 | 6.49 | 95.4 | 0.0115 | 8.58 | 10.2 | 0.00129 | 6.49 |  |  | 1 |  | RB-Appl-EffCW-med-ElecDHW-GasCDryer-Tier2-FrontAnyMFm1975CZ15rNCGF
RB-Appl-EffCW-med-ElecDHW-GasCDryer-Tier2-Front | DEER2016 | D16v1 | 2015-05-16 | Any | MFm | 1975 | CZ16 | rDXGF | Each | 1 | 474 | None | 127 | 0.0182 | 8.03 | 13.2 | 0.000799 | 6.43 | 127 | 0.0182 | 8.03 | 13.2 | 0.000799 | 6.43 |  |  | 1 |  | RB-Appl-EffCW-med-ElecDHW-GasCDryer-Tier2-FrontAnyMFm1975CZ16rDXGF
RB-Appl-EffCW-med-ElecDHW-GasCDryer-Tier2-Front | DEER2016 | D16v1 | 2015-05-16 | Any | MFm | 1975 | CZ16 | rDXHP | Each | 1 | 474 | None | 117 | 0.0197 | 9.09 | 10.5 | 0.00198 | 6.74 | 117 | 0.0197 | 9.09 | 10.5 | 0.00198 | 6.74 |  |  | 1 |  | RB-Appl-EffCW-med-ElecDHW-GasCDryer-Tier2-FrontAnyMFm1975CZ16rDXHP
RB-Appl-EffCW-med-ElecDHW-GasCDryer-Tier2-Front | DEER2016 | D16v1 | 2015-05-16 | Any | MFm | 1975 | CZ16 | rNCEH | Each | 1 | 474 | None | 109 | 0.0162 | 9.09 | 8.16 | 0.00168 | 6.74 | 109 | 0.0162 | 9.09 | 8.16 | 0.00168 | 6.74 |  |  | 1 |  | RB-Appl-EffCW-med-ElecDHW-GasCDryer-Tier2-FrontAnyMFm1975CZ16rNCEH
RB-Appl-EffCW-med-ElecDHW-GasCDryer-Tier2-Front | DEER2016 | D16v1 | 2015-05-16 | Any | MFm | 1975 | CZ16 | rNCGF | Each | 1 | 474 | None | 124 | 0.0161 | 8.01 | 12.6 | 0.00167 | 6.43 | 124 | 0.0161 | 8.01 | 12.6 | 0.00167 | 6.43 |  |  | 1 |  | RB-Appl-EffCW-med-ElecDHW-GasCDryer-Tier2-FrontAnyMFm1975CZ16rNCGF
RB-Appl-EffCW-med-ElecDHW-GasCDryer-Tier2-Front | DEER2016 | D16v1 | 2015-05-16 | Any | MFm | 1985 | CZ01 | rDXGF | Each | 1 | 512 | None | 125 | 0.0206 | 7.94 | 13 | 0.0026 | 6.48 | 125 | 0.0206 | 7.94 | 13 | 0.0026 | 6.48 |  |  | 1 |  | RB-Appl-EffCW-med-ElecDHW-GasCDryer-Tier2-FrontAnyMFm1985CZ01rDXGF
RB-Appl-EffCW-med-ElecDHW-GasCDryer-Tier2-Front | DEER2016 | D16v1 | 2015-05-16 | Any | MFm | 1985 | CZ01 | rDXHP | Each | 1 | 512 | None | 115 | 0.0176 | 9.09 | 10.5 | 0.00198 | 6.74 | 115 | 0.0176 | 9.09 | 10.5 | 0.00198 | 6.74 |  |  | 1 |  | RB-Appl-EffCW-med-ElecDHW-GasCDryer-Tier2-FrontAnyMFm1985CZ01rDXHP
RB-Appl-EffCW-med-ElecDHW-GasCDryer-Tier2-Front | DEER2016 | D16v1 | 2015-05-16 | Any | MFm | 1985 | CZ01 | rNCEH | Each | 1 | 512 | None | 106 | 0.0168 | 9.09 | 8.33 | 0.00172 | 6.74 | 106 | 0.0168 | 9.09 | 8.33 | 0.00172 | 6.74 |  |  | 1 |  | RB-Appl-EffCW-med-ElecDHW-GasCDryer-Tier2-FrontAnyMFm1985CZ01rNCEH
RB-Appl-EffCW-med-ElecDHW-GasCDryer-Tier2-Front | DEER2016 | D16v1 | 2015-05-16 | Any | MFm | 1985 | CZ01 | rNCGF | Each | 1 | 512 | None | 124 | 0.0168 | 7.87 | 12.8 | 0.0018 | 6.48 | 124 | 0.0168 | 7.87 | 12.8 | 0.0018 | 6.48 |  |  | 1 |  | RB-Appl-EffCW-med-ElecDHW-GasCDryer-Tier2-FrontAnyMFm1985CZ01rNCGF
RB-Appl-EffCW-med-ElecDHW-GasCDryer-Tier2-Front | DEER2016 | D16v1 | 2015-05-16 | Any | MFm | 1985 | CZ02 | rDXGF | Each | 1 | 512 | None | 119 | 0.0198 | 8.19 | 12.7 | 0.00243 | 6.52 | 119 | 0.0198 | 8.19 | 12.7 | 0.00243 | 6.52 |  |  | 1 |  | RB-Appl-EffCW-med-ElecDHW-GasCDryer-Tier2-FrontAnyMFm1985CZ02rDXGF
RB-Appl-EffCW-med-ElecDHW-GasCDryer-Tier2-Front | DEER2016 | D16v1 | 2015-05-16 | Any | MFm | 1985 | CZ02 | rDXHP | Each | 1 | 512 | None | 112 | 0.0202 | 9.09 | 11.7 | 0.00322 | 6.74 | 112 | 0.0202 | 9.09 | 11.7 | 0.00322 | 6.74 |  |  | 1 |  | RB-Appl-EffCW-med-ElecDHW-GasCDryer-Tier2-FrontAnyMFm1985CZ02rDXHP
RB-Appl-EffCW-med-ElecDHW-GasCDryer-Tier2-Front | DEER2016 | D16v1 | 2015-05-16 | Any | MFm | 1985 | CZ02 | rNCEH | Each | 1 | 512 | None | 106 | 0.0157 | 9.09 | 9.4 | 0.00166 | 6.74 | 106 | 0.0157 | 9.09 | 9.4 | 0.00166 | 6.74 |  |  | 1 |  | RB-Appl-EffCW-med-ElecDHW-GasCDryer-Tier2-FrontAnyMFm1985CZ02rNCEH
RB-Appl-EffCW-med-ElecDHW-GasCDryer-Tier2-Front | DEER2016 | D16v1 | 2015-05-16 | Any | MFm | 1985 | CZ02 | rNCGF | Each | 1 | 512 | None | 117 | 0.0157 | 8.16 | 12.3 | 0.00167 | 6.53 | 117 | 0.0157 | 8.16 | 12.3 | 0.00167 | 6.53 |  |  | 1 |  | RB-Appl-EffCW-med-ElecDHW-GasCDryer-Tier2-FrontAnyMFm1985CZ02rNCGF
RB-Appl-EffCW-med-ElecDHW-GasCDryer-Tier2-Front | DEER2016 | D16v1 | 2015-05-16 | Any | MFm | 1985 | CZ03 | rDXGF | Each | 1 | 512 | None | 118 | 0.0154 | 8.12 | 12.2 | -0.000642 | 6.54 | 118 | 0.0154 | 8.12 | 12.2 | -0.000642 | 6.54 |  |  | 1 |  | RB-Appl-EffCW-med-ElecDHW-GasCDryer-Tier2-FrontAnyMFm1985CZ03rDXGF
RB-Appl-EffCW-med-ElecDHW-GasCDryer-Tier2-Front | DEER2016 | D16v1 | 2015-05-16 | Any | MFm | 1985 | CZ03 | rDXHP | Each | 1 | 512 | None | 110 | 0.0156 | 9.09 | 10.7 | -0.000726 | 6.74 | 110 | 0.0156 | 9.09 | 10.7 | -0.000726 | 6.74 |  |  | 1 |  | RB-Appl-EffCW-med-ElecDHW-GasCDryer-Tier2-FrontAnyMFm1985CZ03rDXHP
RB-Appl-EffCW-med-ElecDHW-GasCDryer-Tier2-Front | DEER2016 | D16v1 | 2015-05-16 | Any | MFm | 1985 | CZ03 | rNCEH | Each | 1 | 512 | None | 104 | 0.0159 | 9.09 | 8.96 | 0.00168 | 6.74 | 104 | 0.0159 | 9.09 | 8.96 | 0.00168 | 6.74 |  |  | 1 |  | RB-Appl-EffCW-med-ElecDHW-GasCDryer-Tier2-FrontAnyMFm1985CZ03rNCEH
RB-Appl-EffCW-med-ElecDHW-GasCDryer-Tier2-Front | DEER2016 | D16v1 | 2015-05-16 | Any | MFm | 1985 | CZ03 | rNCGF | Each | 1 | 512 | None | 118 | 0.0159 | 8.03 | 12.3 | 0.00166 | 6.5 | 118 | 0.0159 | 8.03 | 12.3 | 0.00166 | 6.5 |  |  | 1 |  | RB-Appl-EffCW-med-ElecDHW-GasCDryer-Tier2-FrontAnyMFm1985CZ03rNCGF
RB-Appl-EffCW-med-ElecDHW-GasCDryer-Tier2-Front | DEER2016 | D16v1 | 2015-05-16 | Any | MFm | 1985 | CZ04 | rDXGF | Each | 1 | 512 | None | 117 | 0.0183 | 8.36 | 12.1 | 0.0026 | 6.58 | 117 | 0.0183 | 8.36 | 12.1 | 0.0026 | 6.58 |  |  | 1 |  | RB-Appl-EffCW-med-ElecDHW-GasCDryer-Tier2-FrontAnyMFm1985CZ04rDXGF
RB-Appl-EffCW-med-ElecDHW-GasCDryer-Tier2-Front | DEER2016 | D16v1 | 2015-05-16 | Any | MFm | 1985 | CZ04 | rDXHP | Each | 1 | 512 | None | 110 | 0.0192 | 9.09 | 11.7 | 0.00233 | 6.74 | 110 | 0.0192 | 9.09 | 11.7 | 0.00233 | 6.74 |  |  | 1 |  | RB-Appl-EffCW-med-ElecDHW-GasCDryer-Tier2-FrontAnyMFm1985CZ04rDXHP
RB-Appl-EffCW-med-ElecDHW-GasCDryer-Tier2-Front | DEER2016 | D16v1 | 2015-05-16 | Any | MFm | 1985 | CZ04 | rNCEH | Each | 1 | 512 | None | 105 | 0.015 | 9.09 | 9.82 | 0.0016 | 6.74 | 105 | 0.015 | 9.09 | 9.82 | 0.0016 | 6.74 |  |  | 1 |  | RB-Appl-EffCW-med-ElecDHW-GasCDryer-Tier2-FrontAnyMFm1985CZ04rNCEH
RB-Appl-EffCW-med-ElecDHW-GasCDryer-Tier2-Front | DEER2016 | D16v1 | 2015-05-16 | Any | MFm | 1985 | CZ04 | rNCGF | Each | 1 | 512 | None | 115 | 0.015 | 8.35 | 12.1 | 0.0016 | 6.58 | 115 | 0.015 | 8.35 | 12.1 | 0.0016 | 6.58 |  |  | 1 |  | RB-Appl-EffCW-med-ElecDHW-GasCDryer-Tier2-FrontAnyMFm1985CZ04rNCGF
RB-Appl-EffCW-med-ElecDHW-GasCDryer-Tier2-Front | DEER2016 | D16v1 | 2015-05-16 | Any | MFm | 1985 | CZ05 | rDXGF | Each | 1 | 512 | None | 120 | 0.0166 | 8.06 | 12.5 | 0.00344 | 6.52 | 120 | 0.0166 | 8.06 | 12.5 | 0.00344 | 6.52 |  |  | 1 |  | RB-Appl-EffCW-med-ElecDHW-GasCDryer-Tier2-FrontAnyMFm1985CZ05rDXGF
RB-Appl-EffCW-med-ElecDHW-GasCDryer-Tier2-Front | DEER2016 | D16v1 | 2015-05-16 | Any | MFm | 1985 | CZ05 | rDXHP | Each | 1 | 512 | None | 111 | 0.0181 | 9.09 | 10.9 | 0.000648 | 6.74 | 111 | 0.0181 | 9.09 | 10.9 | 0.000648 | 6.74 |  |  | 1 |  | RB-Appl-EffCW-med-ElecDHW-GasCDryer-Tier2-FrontAnyMFm1985CZ05rDXHP
RB-Appl-EffCW-med-ElecDHW-GasCDryer-Tier2-Front | DEER2016 | D16v1 | 2015-05-16 | Any | MFm | 1985 | CZ05 | rNCEH | Each | 1 | 512 | None | 105 | 0.016 | 9.09 | 9.01 | 0.00169 | 6.74 | 105 | 0.016 | 9.09 | 9.01 | 0.00169 | 6.74 |  |  | 1 |  | RB-Appl-EffCW-med-ElecDHW-GasCDryer-Tier2-FrontAnyMFm1985CZ05rNCEH
RB-Appl-EffCW-med-ElecDHW-GasCDryer-Tier2-Front | DEER2016 | D16v1 | 2015-05-16 | Any | MFm | 1985 | CZ05 | rNCGF | Each | 1 | 512 | None | 119 | 0.016 | 8.01 | 12.4 | 0.00169 | 6.49 | 119 | 0.016 | 8.01 | 12.4 | 0.00169 | 6.49 |  |  | 1 |  | RB-Appl-EffCW-med-ElecDHW-GasCDryer-Tier2-FrontAnyMFm1985CZ05rNCGF
RB-Appl-EffCW-med-ElecDHW-GasCDryer-Tier2-Front | DEER2016 | D16v1 | 2015-05-16 | Any | MFm | 1985 | CZ06 | rDXGF | Each | 1 | 578 | None | 115 | 0.0194 | 8.6 | 13.7 | 0.00371 | 6.31 | 115 | 0.0194 | 8.6 | 13.7 | 0.00371 | 6.31 |  |  | 1 |  | RB-Appl-EffCW-med-ElecDHW-GasCDryer-Tier2-FrontAnyMFm1985CZ06rDXGF
RB-Appl-EffCW-med-ElecDHW-GasCDryer-Tier2-Front | DEER2016 | D16v1 | 2015-05-16 | Any | MFm | 1985 | CZ06 | rDXHP | Each | 1 | 578 | None | 111 | 0.0195 | 9.09 | 10.3 | 0.00254 | 6.74 | 111 | 0.0195 | 9.09 | 10.3 | 0.00254 | 6.74 |  |  | 1 |  | RB-Appl-EffCW-med-ElecDHW-GasCDryer-Tier2-FrontAnyMFm1985CZ06rDXHP
RB-Appl-EffCW-med-ElecDHW-GasCDryer-Tier2-Front | DEER2016 | D16v1 | 2015-05-16 | Any | MFm | 1985 | CZ06 | rNCEH | Each | 1 | 578 | None | 105 | 0.0149 | 9.09 | 5.86 | 0.00163 | 6.74 | 105 | 0.0149 | 9.09 | 5.86 | 0.00163 | 6.74 |  |  | 1 |  | RB-Appl-EffCW-med-ElecDHW-GasCDryer-Tier2-FrontAnyMFm1985CZ06rNCEH
RB-Appl-EffCW-med-ElecDHW-GasCDryer-Tier2-Front | DEER2016 | D16v1 | 2015-05-16 | Any | MFm | 1985 | CZ06 | rNCGF | Each | 1 | 578 | None | 112 | 0.0149 | 8.53 | 11.9 | 0.00163 | 6.26 | 112 | 0.0149 | 8.53 | 11.9 | 0.00163 | 6.26 |  |  | 1 |  | RB-Appl-EffCW-med-ElecDHW-GasCDryer-Tier2-FrontAnyMFm1985CZ06rNCGF
RB-Appl-EffCW-med-ElecDHW-GasCDryer-Tier2-Front | DEER2016 | D16v1 | 2015-05-16 | Any | MFm | 1985 | CZ07 | rDXGF | Each | 1 | 578 | None | 115 | 0.0143 | 8.75 | 15.1 | 0.000109 | 6.45 | 115 | 0.0143 | 8.75 | 15.1 | 0.000109 | 6.45 |  |  | 1 |  | RB-Appl-EffCW-med-ElecDHW-GasCDryer-Tier2-FrontAnyMFm1985CZ07rDXGF
RB-Appl-EffCW-med-ElecDHW-GasCDryer-Tier2-Front | DEER2016 | D16v1 | 2015-05-16 | Any | MFm | 1985 | CZ07 | rDXHP | Each | 1 | 578 | None | 112 | 0.0133 | 9.09 | 11.9 | 0.00226 | 6.74 | 112 | 0.0133 | 9.09 | 11.9 | 0.00226 | 6.74 |  |  | 1 |  | RB-Appl-EffCW-med-ElecDHW-GasCDryer-Tier2-FrontAnyMFm1985CZ07rDXHP
RB-Appl-EffCW-med-ElecDHW-GasCDryer-Tier2-Front | DEER2016 | D16v1 | 2015-05-16 | Any | MFm | 1985 | CZ07 | rNCEH | Each | 1 | 578 | None | 106 | 0.0149 | 9.09 | 7.83 | 0.00163 | 6.74 | 106 | 0.0149 | 9.09 | 7.83 | 0.00163 | 6.74 |  |  | 1 |  | RB-Appl-EffCW-med-ElecDHW-GasCDryer-Tier2-FrontAnyMFm1985CZ07rNCEH
RB-Appl-EffCW-med-ElecDHW-GasCDryer-Tier2-Front | DEER2016 | D16v1 | 2015-05-16 | Any | MFm | 1985 | CZ07 | rNCGF | Each | 1 | 578 | None | 111 | 0.0149 | 8.69 | 11.9 | 0.00162 | 6.42 | 111 | 0.0149 | 8.69 | 11.9 | 0.00162 | 6.42 |  |  | 1 |  | RB-Appl-EffCW-med-ElecDHW-GasCDryer-Tier2-FrontAnyMFm1985CZ07rNCGF
RB-Appl-EffCW-med-ElecDHW-GasCDryer-Tier2-Front | DEER2016 | D16v1 | 2015-05-16 | Any | MFm | 1985 | CZ08 | rDXGF | Each | 1 | 578 | None | 115 | 0.0185 | 8.68 | 15.1 | 0.00416 | 6.36 | 115 | 0.0185 | 8.68 | 15.1 | 0.00416 | 6.36 |  |  | 1 |  | RB-Appl-EffCW-med-ElecDHW-GasCDryer-Tier2-FrontAnyMFm1985CZ08rDXGF
RB-Appl-EffCW-med-ElecDHW-GasCDryer-Tier2-Front | DEER2016 | D16v1 | 2015-05-16 | Any | MFm | 1985 | CZ08 | rDXHP | Each | 1 | 578 | None | 112 | 0.0212 | 9.09 | 13.4 | 0.00623 | 6.74 | 112 | 0.0212 | 9.09 | 13.4 | 0.00623 | 6.74 |  |  | 1 |  | RB-Appl-EffCW-med-ElecDHW-GasCDryer-Tier2-FrontAnyMFm1985CZ08rDXHP
RB-Appl-EffCW-med-ElecDHW-GasCDryer-Tier2-Front | DEER2016 | D16v1 | 2015-05-16 | Any | MFm | 1985 | CZ08 | rNCEH | Each | 1 | 578 | None | 104 | 0.0145 | 9.09 | 6.67 | 0.0016 | 6.74 | 104 | 0.0145 | 9.09 | 6.67 | 0.0016 | 6.74 |  |  | 1 |  | RB-Appl-EffCW-med-ElecDHW-GasCDryer-Tier2-FrontAnyMFm1985CZ08rNCEH
RB-Appl-EffCW-med-ElecDHW-GasCDryer-Tier2-Front | DEER2016 | D16v1 | 2015-05-16 | Any | MFm | 1985 | CZ08 | rNCGF | Each | 1 | 578 | None | 110 | 0.0145 | 8.6 | 11.7 | 0.00158 | 6.33 | 110 | 0.0145 | 8.6 | 11.7 | 0.00158 | 6.33 |  |  | 1 |  | RB-Appl-EffCW-med-ElecDHW-GasCDryer-Tier2-FrontAnyMFm1985CZ08rNCGF
RB-Appl-EffCW-med-ElecDHW-GasCDryer-Tier2-Front | DEER2016 | D16v1 | 2015-05-16 | Any | MFm | 1985 | CZ09 | rDXGF | Each | 1 | 648 | None | 117 | 0.0159 | 8.57 | 13 | 0.00148 | 6.67 | 117 | 0.0159 | 8.57 | 13 | 0.00148 | 6.67 |  |  | 1 |  | RB-Appl-EffCW-med-ElecDHW-GasCDryer-Tier2-FrontAnyMFm1985CZ09rDXGF
RB-Appl-EffCW-med-ElecDHW-GasCDryer-Tier2-Front | DEER2016 | D16v1 | 2015-05-16 | Any | MFm | 1985 | CZ09 | rDXHP | Each | 1 | 648 | None | 114 | 0.0171 | 9.09 | 13.5 | 0.00244 | 6.74 | 114 | 0.0171 | 9.09 | 13.5 | 0.00244 | 6.74 |  |  | 1 |  | RB-Appl-EffCW-med-ElecDHW-GasCDryer-Tier2-FrontAnyMFm1985CZ09rDXHP
RB-Appl-EffCW-med-ElecDHW-GasCDryer-Tier2-Front | DEER2016 | D16v1 | 2015-05-16 | Any | MFm | 1985 | CZ09 | rNCEH | Each | 1 | 648 | None | 103 | 0.0143 | 9.09 | 10.9 | 0.00156 | 6.74 | 103 | 0.0143 | 9.09 | 10.9 | 0.00156 | 6.74 |  |  | 1 |  | RB-Appl-EffCW-med-ElecDHW-GasCDryer-Tier2-FrontAnyMFm1985CZ09rNCEH
RB-Appl-EffCW-med-ElecDHW-GasCDryer-Tier2-Front | DEER2016 | D16v1 | 2015-05-16 | Any | MFm | 1985 | CZ09 | rNCGF | Each | 1 | 648 | None | 110 | 0.0143 | 8.52 | 11.8 | 0.00156 | 6.68 | 110 | 0.0143 | 8.52 | 11.8 | 0.00156 | 6.68 |  |  | 1 |  | RB-Appl-EffCW-med-ElecDHW-GasCDryer-Tier2-FrontAnyMFm1985CZ09rNCGF
RB-Appl-EffCW-med-ElecDHW-GasCDryer-Tier2-Front | DEER2016 | D16v1 | 2015-05-16 | Any | MFm | 1985 | CZ10 | rDXGF | Each | 1 | 648 | None | 114 | 0.0171 | 8.6 | 12.4 | 0.00228 | 6.69 | 114 | 0.0171 | 8.6 | 12.4 | 0.00228 | 6.69 |  |  | 1 |  | RB-Appl-EffCW-med-ElecDHW-GasCDryer-Tier2-FrontAnyMFm1985CZ10rDXGF
RB-Appl-EffCW-med-ElecDHW-GasCDryer-Tier2-Front | DEER2016 | D16v1 | 2015-05-16 | Any | MFm | 1985 | CZ10 | rDXHP | Each | 1 | 648 | None | 110 | 0.0173 | 9.09 | 12.4 | 0.00226 | 6.74 | 110 | 0.0173 | 9.09 | 12.4 | 0.00226 | 6.74 |  |  | 1 |  | RB-Appl-EffCW-med-ElecDHW-GasCDryer-Tier2-FrontAnyMFm1985CZ10rDXHP
RB-Appl-EffCW-med-ElecDHW-GasCDryer-Tier2-Front | DEER2016 | D16v1 | 2015-05-16 | Any | MFm | 1985 | CZ10 | rNCEH | Each | 1 | 648 | None | 103 | 0.0141 | 9.09 | 11 | 0.00155 | 6.74 | 103 | 0.0141 | 9.09 | 11 | 0.00155 | 6.74 |  |  | 1 |  | RB-Appl-EffCW-med-ElecDHW-GasCDryer-Tier2-FrontAnyMFm1985CZ10rNCEH
RB-Appl-EffCW-med-ElecDHW-GasCDryer-Tier2-Front | DEER2016 | D16v1 | 2015-05-16 | Any | MFm | 1985 | CZ10 | rNCGF | Each | 1 | 648 | None | 109 | 0.0141 | 8.55 | 11.8 | 0.00154 | 6.68 | 109 | 0.0141 | 8.55 | 11.8 | 0.00154 | 6.68 |  |  | 1 |  | RB-Appl-EffCW-med-ElecDHW-GasCDryer-Tier2-FrontAnyMFm1985CZ10rNCGF
RB-Appl-EffCW-med-ElecDHW-GasCDryer-Tier2-Front | DEER2016 | D16v1 | 2015-05-16 | Any | MFm | 1985 | CZ11 | rDXGF | Each | 1 | 512 | None | 115 | 0.0165 | 8.3 | 12.8 | 0.00192 | 6.53 | 115 | 0.0165 | 8.3 | 12.8 | 0.00192 | 6.53 |  |  | 1 |  | RB-Appl-EffCW-med-ElecDHW-GasCDryer-Tier2-FrontAnyMFm1985CZ11rDXGF
RB-Appl-EffCW-med-ElecDHW-GasCDryer-Tier2-Front | DEER2016 | D16v1 | 2015-05-16 | Any | MFm | 1985 | CZ11 | rDXHP | Each | 1 | 512 | None | 109 | 0.0178 | 9.09 | 11.4 | 0.00236 | 6.74 | 109 | 0.0178 | 9.09 | 11.4 | 0.00236 | 6.74 |  |  | 1 |  | RB-Appl-EffCW-med-ElecDHW-GasCDryer-Tier2-FrontAnyMFm1985CZ11rDXHP
RB-Appl-EffCW-med-ElecDHW-GasCDryer-Tier2-Front | DEER2016 | D16v1 | 2015-05-16 | Any | MFm | 1985 | CZ11 | rNCEH | Each | 1 | 512 | None | 99.6 | 0.0141 | 9.09 | 8.91 | 0.00153 | 6.74 | 99.6 | 0.0141 | 9.09 | 8.91 | 0.00153 | 6.74 |  |  | 1 |  | RB-Appl-EffCW-med-ElecDHW-GasCDryer-Tier2-FrontAnyMFm1985CZ11rNCEH
RB-Appl-EffCW-med-ElecDHW-GasCDryer-Tier2-Front | DEER2016 | D16v1 | 2015-05-16 | Any | MFm | 1985 | CZ11 | rNCGF | Each | 1 | 512 | None | 110 | 0.0141 | 8.3 | 11.7 | 0.00152 | 6.53 | 110 | 0.0141 | 8.3 | 11.7 | 0.00152 | 6.53 |  |  | 1 |  | RB-Appl-EffCW-med-ElecDHW-GasCDryer-Tier2-FrontAnyMFm1985CZ11rNCGF
RB-Appl-EffCW-med-ElecDHW-GasCDryer-Tier2-Front | DEER2016 | D16v1 | 2015-05-16 | Any | MFm | 1985 | CZ12 | rDXGF | Each | 1 | 512 | None | 116 | 0.0185 | 8.28 | 12.3 | 0.0034 | 6.54 | 116 | 0.0185 | 8.28 | 12.3 | 0.0034 | 6.54 |  |  | 1 |  | RB-Appl-EffCW-med-ElecDHW-GasCDryer-Tier2-FrontAnyMFm1985CZ12rDXGF
RB-Appl-EffCW-med-ElecDHW-GasCDryer-Tier2-Front | DEER2016 | D16v1 | 2015-05-16 | Any | MFm | 1985 | CZ12 | rDXHP | Each | 1 | 512 | None | 110 | 0.0203 | 9.09 | 11.1 | 0.00469 | 6.74 | 110 | 0.0203 | 9.09 | 11.1 | 0.00469 | 6.74 |  |  | 1 |  | RB-Appl-EffCW-med-ElecDHW-GasCDryer-Tier2-FrontAnyMFm1985CZ12rDXHP
RB-Appl-EffCW-med-ElecDHW-GasCDryer-Tier2-Front | DEER2016 | D16v1 | 2015-05-16 | Any | MFm | 1985 | CZ12 | rNCEH | Each | 1 | 512 | None | 102 | 0.0148 | 9.09 | 9.13 | 0.00159 | 6.74 | 102 | 0.0148 | 9.09 | 9.13 | 0.00159 | 6.74 |  |  | 1 |  | RB-Appl-EffCW-med-ElecDHW-GasCDryer-Tier2-FrontAnyMFm1985CZ12rNCEH
RB-Appl-EffCW-med-ElecDHW-GasCDryer-Tier2-Front | DEER2016 | D16v1 | 2015-05-16 | Any | MFm | 1985 | CZ12 | rNCGF | Each | 1 | 512 | None | 113 | 0.0148 | 8.25 | 11.9 | 0.00158 | 6.54 | 113 | 0.0148 | 8.25 | 11.9 | 0.00158 | 6.54 |  |  | 1 |  | RB-Appl-EffCW-med-ElecDHW-GasCDryer-Tier2-FrontAnyMFm1985CZ12rNCGF
RB-Appl-EffCW-med-ElecDHW-GasCDryer-Tier2-Front | DEER2016 | D16v1 | 2015-05-16 | Any | MFm | 1985 | CZ13 | rDXGF | Each | 1 | 512 | None | 114 | 0.017 | 8.34 | 13 | 0.00251 | 6.56 | 114 | 0.017 | 8.34 | 13 | 0.00251 | 6.56 |  |  | 1 |  | RB-Appl-EffCW-med-ElecDHW-GasCDryer-Tier2-FrontAnyMFm1985CZ13rDXGF
RB-Appl-EffCW-med-ElecDHW-GasCDryer-Tier2-Front | DEER2016 | D16v1 | 2015-05-16 | Any | MFm | 1985 | CZ13 | rDXHP | Each | 1 | 512 | None | 108 | 0.0169 | 9.09 | 11.4 | 0.0021 | 6.74 | 108 | 0.0169 | 9.09 | 11.4 | 0.0021 | 6.74 |  |  | 1 |  | RB-Appl-EffCW-med-ElecDHW-GasCDryer-Tier2-FrontAnyMFm1985CZ13rDXHP
RB-Appl-EffCW-med-ElecDHW-GasCDryer-Tier2-Front | DEER2016 | D16v1 | 2015-05-16 | Any | MFm | 1985 | CZ13 | rNCEH | Each | 1 | 512 | None | 98.5 | 0.014 | 9.09 | 8.81 | 0.00152 | 6.74 | 98.5 | 0.014 | 9.09 | 8.81 | 0.00152 | 6.74 |  |  | 1 |  | RB-Appl-EffCW-med-ElecDHW-GasCDryer-Tier2-FrontAnyMFm1985CZ13rNCEH
RB-Appl-EffCW-med-ElecDHW-GasCDryer-Tier2-Front | DEER2016 | D16v1 | 2015-05-16 | Any | MFm | 1985 | CZ13 | rNCGF | Each | 1 | 512 | None | 109 | 0.014 | 8.31 | 11.6 | 0.00151 | 6.55 | 109 | 0.014 | 8.31 | 11.6 | 0.00151 | 6.55 |  |  | 1 |  | RB-Appl-EffCW-med-ElecDHW-GasCDryer-Tier2-FrontAnyMFm1985CZ13rNCGF
RB-Appl-EffCW-med-ElecDHW-GasCDryer-Tier2-Front | DEER2016 | D16v1 | 2015-05-16 | Any | MFm | 1985 | CZ14 | rDXGF | Each | 1 | 630 | None | 122 | 0.0156 | 8.03 | 16.8 | 0.00236 | 6.21 | 122 | 0.0156 | 8.03 | 16.8 | 0.00236 | 6.21 |  |  | 1 |  | RB-Appl-EffCW-med-ElecDHW-GasCDryer-Tier2-FrontAnyMFm1985CZ14rDXGF
RB-Appl-EffCW-med-ElecDHW-GasCDryer-Tier2-Front | DEER2016 | D16v1 | 2015-05-16 | Any | MFm | 1985 | CZ14 | rDXHP | Each | 1 | 630 | None | 113 | 0.0171 | 9.09 | 12.9 | 0.00295 | 6.74 | 113 | 0.0171 | 9.09 | 12.9 | 0.00295 | 6.74 |  |  | 1 |  | RB-Appl-EffCW-med-ElecDHW-GasCDryer-Tier2-FrontAnyMFm1985CZ14rDXHP
RB-Appl-EffCW-med-ElecDHW-GasCDryer-Tier2-Front | DEER2016 | D16v1 | 2015-05-16 | Any | MFm | 1985 | CZ14 | rNCEH | Each | 1 | 630 | None | 97.2 | 0.0136 | 9.09 | 4.77 | 0.0015 | 6.74 | 97.2 | 0.0136 | 9.09 | 4.77 | 0.0015 | 6.74 |  |  | 1 |  | RB-Appl-EffCW-med-ElecDHW-GasCDryer-Tier2-FrontAnyMFm1985CZ14rNCEH
RB-Appl-EffCW-med-ElecDHW-GasCDryer-Tier2-Front | DEER2016 | D16v1 | 2015-05-16 | Any | MFm | 1985 | CZ14 | rNCGF | Each | 1 | 630 | None | 111 | 0.0136 | 8 | 11.6 | 0.00149 | 6.2 | 111 | 0.0136 | 8 | 11.6 | 0.00149 | 6.2 |  |  | 1 |  | RB-Appl-EffCW-med-ElecDHW-GasCDryer-Tier2-FrontAnyMFm1985CZ14rNCGF
RB-Appl-EffCW-med-ElecDHW-GasCDryer-Tier2-Front | DEER2016 | D16v1 | 2015-05-16 | Any | MFm | 1985 | CZ15 | rDXGF | Each | 1 | 630 | None | 111 | 0.0138 | 8.62 | 17.8 | 0.00192 | 6.51 | 111 | 0.0138 | 8.62 | 17.8 | 0.00192 | 6.51 |  |  | 1 |  | RB-Appl-EffCW-med-ElecDHW-GasCDryer-Tier2-FrontAnyMFm1985CZ15rDXGF
RB-Appl-EffCW-med-ElecDHW-GasCDryer-Tier2-Front | DEER2016 | D16v1 | 2015-05-16 | Any | MFm | 1985 | CZ15 | rDXHP | Each | 1 | 630 | None | 107 | 0.0148 | 9.09 | 15.7 | 0.00271 | 6.74 | 107 | 0.0148 | 9.09 | 15.7 | 0.00271 | 6.74 |  |  | 1 |  | RB-Appl-EffCW-med-ElecDHW-GasCDryer-Tier2-FrontAnyMFm1985CZ15rDXHP
RB-Appl-EffCW-med-ElecDHW-GasCDryer-Tier2-Front | DEER2016 | D16v1 | 2015-05-16 | Any | MFm | 1985 | CZ15 | rNCEH | Each | 1 | 630 | None | 89.9 | 0.0116 | 9.09 | 7.61 | 0.00133 | 6.74 | 89.9 | 0.0116 | 9.09 | 7.61 | 0.00133 | 6.74 |  |  | 1 |  | RB-Appl-EffCW-med-ElecDHW-GasCDryer-Tier2-FrontAnyMFm1985CZ15rNCEH
RB-Appl-EffCW-med-ElecDHW-GasCDryer-Tier2-Front | DEER2016 | D16v1 | 2015-05-16 | Any | MFm | 1985 | CZ15 | rNCGF | Each | 1 | 630 | None | 95.7 | 0.0115 | 8.61 | 10.5 | 0.00131 | 6.51 | 95.7 | 0.0115 | 8.61 | 10.5 | 0.00131 | 6.51 |  |  | 1 |  | RB-Appl-EffCW-med-ElecDHW-GasCDryer-Tier2-FrontAnyMFm1985CZ15rNCGF
RB-Appl-EffCW-med-ElecDHW-GasCDryer-Tier2-Front | DEER2016 | D16v1 | 2015-05-16 | Any | MFm | 1985 | CZ16 | rDXGF | Each | 1 | 512 | None | 129 | 0.0177 | 8.09 | 13.9 | 0.00184 | 6.48 | 129 | 0.0177 | 8.09 | 13.9 | 0.00184 | 6.48 |  |  | 1 |  | RB-Appl-EffCW-med-ElecDHW-GasCDryer-Tier2-FrontAnyMFm1985CZ16rDXGF
RB-Appl-EffCW-med-ElecDHW-GasCDryer-Tier2-Front | DEER2016 | D16v1 | 2015-05-16 | Any | MFm | 1985 | CZ16 | rDXHP | Each | 1 | 512 | None | 119 | 0.0176 | 9.09 | 12 | 0.00187 | 6.74 | 119 | 0.0176 | 9.09 | 12 | 0.00187 | 6.74 |  |  | 1 |  | RB-Appl-EffCW-med-ElecDHW-GasCDryer-Tier2-FrontAnyMFm1985CZ16rDXHP
RB-Appl-EffCW-med-ElecDHW-GasCDryer-Tier2-Front | DEER2016 | D16v1 | 2015-05-16 | Any | MFm | 1985 | CZ16 | rNCEH | Each | 1 | 512 | None | 110 | 0.0162 | 9.09 | 8.95 | 0.0017 | 6.74 | 110 | 0.0162 | 9.09 | 8.95 | 0.0017 | 6.74 |  |  | 1 |  | RB-Appl-EffCW-med-ElecDHW-GasCDryer-Tier2-FrontAnyMFm1985CZ16rNCEH
RB-Appl-EffCW-med-ElecDHW-GasCDryer-Tier2-Front | DEER2016 | D16v1 | 2015-05-16 | Any | MFm | 1985 | CZ16 | rNCGF | Each | 1 | 512 | None | 124 | 0.0162 | 8.05 | 12.8 | 0.00169 | 6.46 | 124 | 0.0162 | 8.05 | 12.8 | 0.00169 | 6.46 |  |  | 1 |  | RB-Appl-EffCW-med-ElecDHW-GasCDryer-Tier2-FrontAnyMFm1985CZ16rNCGF
RB-Appl-EffCW-med-ElecDHW-GasCDryer-Tier2-Front | DEER2016 | D16v1 | 2015-05-16 | Any | MFm | 1996 | CZ01 | rDXGF | Each | 1 | 432 | None | 125 | 0.0203 | 7.85 | 12.9 | 0.00479 | 6.34 | 125 | 0.0203 | 7.85 | 12.9 | 0.00479 | 6.34 |  |  | 1 |  | RB-Appl-EffCW-med-ElecDHW-GasCDryer-Tier2-FrontAnyMFm1996CZ01rDXGF
RB-Appl-EffCW-med-ElecDHW-GasCDryer-Tier2-Front | DEER2016 | D16v1 | 2015-05-16 | Any | MFm | 1996 | CZ01 | rDXHP | Each | 1 | 432 | None | 114 | 0.0169 | 9.09 | 9.16 | 0.00112 | 6.74 | 114 | 0.0169 | 9.09 | 9.16 | 0.00112 | 6.74 |  |  | 1 |  | RB-Appl-EffCW-med-ElecDHW-GasCDryer-Tier2-FrontAnyMFm1996CZ01rDXHP
RB-Appl-EffCW-med-ElecDHW-GasCDryer-Tier2-Front | DEER2016 | D16v1 | 2015-05-16 | Any | MFm | 1996 | CZ01 | rNCEH | Each | 1 | 432 | None | 104 | 0.0167 | 9.09 | 6.42 | 0.0017 | 6.74 | 104 | 0.0167 | 9.09 | 6.42 | 0.0017 | 6.74 |  |  | 1 |  | RB-Appl-EffCW-med-ElecDHW-GasCDryer-Tier2-FrontAnyMFm1996CZ01rNCEH
RB-Appl-EffCW-med-ElecDHW-GasCDryer-Tier2-Front | DEER2016 | D16v1 | 2015-05-16 | Any | MFm | 1996 | CZ01 | rNCGF | Each | 1 | 432 | None | 124 | 0.0169 | 7.82 | 12.7 | 0.00177 | 6.33 | 124 | 0.0169 | 7.82 | 12.7 | 0.00177 | 6.33 |  |  | 1 |  | RB-Appl-EffCW-med-ElecDHW-GasCDryer-Tier2-FrontAnyMFm1996CZ01rNCGF
RB-Appl-EffCW-med-ElecDHW-GasCDryer-Tier2-Front | DEER2016 | D16v1 | 2015-05-16 | Any | MFm | 1996 | CZ02 | rDXGF | Each | 1 | 432 | None | 119 | 0.022 | 8.29 | 12.3 | 0.00538 | 6.51 | 119 | 0.022 | 8.29 | 12.3 | 0.00538 | 6.51 |  |  | 1 |  | RB-Appl-EffCW-med-ElecDHW-GasCDryer-Tier2-FrontAnyMFm1996CZ02rDXGF
RB-Appl-EffCW-med-ElecDHW-GasCDryer-Tier2-Front | DEER2016 | D16v1 | 2015-05-16 | Any | MFm | 1996 | CZ02 | rDXHP | Each | 1 | 432 | None | 112 | 0.0225 | 9.09 | 10.7 | 0.00295 | 6.74 | 112 | 0.0225 | 9.09 | 10.7 | 0.00295 | 6.74 |  |  | 1 |  | RB-Appl-EffCW-med-ElecDHW-GasCDryer-Tier2-FrontAnyMFm1996CZ02rDXHP
RB-Appl-EffCW-med-ElecDHW-GasCDryer-Tier2-Front | DEER2016 | D16v1 | 2015-05-16 | Any | MFm | 1996 | CZ02 | rNCEH | Each | 1 | 432 | None | 107 | 0.0157 | 9.09 | 8.93 | 0.00167 | 6.74 | 107 | 0.0157 | 9.09 | 8.93 | 0.00167 | 6.74 |  |  | 1 |  | RB-Appl-EffCW-med-ElecDHW-GasCDryer-Tier2-FrontAnyMFm1996CZ02rNCEH
RB-Appl-EffCW-med-ElecDHW-GasCDryer-Tier2-Front | DEER2016 | D16v1 | 2015-05-16 | Any | MFm | 1996 | CZ02 | rNCGF | Each | 1 | 432 | None | 118 | 0.0158 | 8.28 | 12.2 | 0.00168 | 6.51 | 118 | 0.0158 | 8.28 | 12.2 | 0.00168 | 6.51 |  |  | 1 |  | RB-Appl-EffCW-med-ElecDHW-GasCDryer-Tier2-FrontAnyMFm1996CZ02rNCGF
RB-Appl-EffCW-med-ElecDHW-GasCDryer-Tier2-Front | DEER2016 | D16v1 | 2015-05-16 | Any | MFm | 1996 | CZ03 | rDXGF | Each | 1 | 432 | None | 119 | 0.0148 | 8.26 | 12.5 | 3.67e-05 | 6.51 | 119 | 0.0148 | 8.26 | 12.5 | 3.67e-05 | 6.51 |  |  | 1 |  | RB-Appl-EffCW-med-ElecDHW-GasCDryer-Tier2-FrontAnyMFm1996CZ03rDXGF
RB-Appl-EffCW-med-ElecDHW-GasCDryer-Tier2-Front | DEER2016 | D16v1 | 2015-05-16 | Any | MFm | 1996 | CZ03 | rDXHP | Each | 1 | 432 | None | 111 | 0.0167 | 9.09 | 10.4 | 0.00158 | 6.74 | 111 | 0.0167 | 9.09 | 10.4 | 0.00158 | 6.74 |  |  | 1 |  | RB-Appl-EffCW-med-ElecDHW-GasCDryer-Tier2-FrontAnyMFm1996CZ03rDXHP
RB-Appl-EffCW-med-ElecDHW-GasCDryer-Tier2-Front | DEER2016 | D16v1 | 2015-05-16 | Any | MFm | 1996 | CZ03 | rNCEH | Each | 1 | 432 | None | 106 | 0.016 | 9.09 | 8.59 | 0.00169 | 6.74 | 106 | 0.016 | 9.09 | 8.59 | 0.00169 | 6.74 |  |  | 1 |  | RB-Appl-EffCW-med-ElecDHW-GasCDryer-Tier2-FrontAnyMFm1996CZ03rNCEH
RB-Appl-EffCW-med-ElecDHW-GasCDryer-Tier2-Front | DEER2016 | D16v1 | 2015-05-16 | Any | MFm | 1996 | CZ03 | rNCGF | Each | 1 | 432 | None | 118 | 0.0159 | 8.21 | 12.2 | 0.00169 | 6.49 | 118 | 0.0159 | 8.21 | 12.2 | 0.00169 | 6.49 |  |  | 1 |  | RB-Appl-EffCW-med-ElecDHW-GasCDryer-Tier2-FrontAnyMFm1996CZ03rNCGF
RB-Appl-EffCW-med-ElecDHW-GasCDryer-Tier2-Front | DEER2016 | D16v1 | 2015-05-16 | Any | MFm | 1996 | CZ04 | rDXGF | Each | 1 | 432 | None | 117 | 0.0178 | 8.47 | 13.1 | 0.0026 | 6.57 | 117 | 0.0178 | 8.47 | 13.1 | 0.0026 | 6.57 |  |  | 1 |  | RB-Appl-EffCW-med-ElecDHW-GasCDryer-Tier2-FrontAnyMFm1996CZ04rDXGF
RB-Appl-EffCW-med-ElecDHW-GasCDryer-Tier2-Front | DEER2016 | D16v1 | 2015-05-16 | Any | MFm | 1996 | CZ04 | rDXHP | Each | 1 | 432 | None | 112 | 0.0189 | 9.09 | 11.4 | 0.00296 | 6.74 | 112 | 0.0189 | 9.09 | 11.4 | 0.00296 | 6.74 |  |  | 1 |  | RB-Appl-EffCW-med-ElecDHW-GasCDryer-Tier2-FrontAnyMFm1996CZ04rDXHP
RB-Appl-EffCW-med-ElecDHW-GasCDryer-Tier2-Front | DEER2016 | D16v1 | 2015-05-16 | Any | MFm | 1996 | CZ04 | rNCEH | Each | 1 | 432 | None | 106 | 0.015 | 9.09 | 9.36 | 0.00161 | 6.74 | 106 | 0.015 | 9.09 | 9.36 | 0.00161 | 6.74 |  |  | 1 |  | RB-Appl-EffCW-med-ElecDHW-GasCDryer-Tier2-FrontAnyMFm1996CZ04rNCEH
RB-Appl-EffCW-med-ElecDHW-GasCDryer-Tier2-Front | DEER2016 | D16v1 | 2015-05-16 | Any | MFm | 1996 | CZ04 | rNCGF | Each | 1 | 432 | None | 115 | 0.015 | 8.45 | 12 | 0.0016 | 6.56 | 115 | 0.015 | 8.45 | 12 | 0.0016 | 6.56 |  |  | 1 |  | RB-Appl-EffCW-med-ElecDHW-GasCDryer-Tier2-FrontAnyMFm1996CZ04rNCGF
RB-Appl-EffCW-med-ElecDHW-GasCDryer-Tier2-Front | DEER2016 | D16v1 | 2015-05-16 | Any | MFm | 1996 | CZ05 | rDXGF | Each | 1 | 432 | None | 120 | 0.019 | 8.15 | 12.5 | 0.00183 | 6.47 | 120 | 0.019 | 8.15 | 12.5 | 0.00183 | 6.47 |  |  | 1 |  | RB-Appl-EffCW-med-ElecDHW-GasCDryer-Tier2-FrontAnyMFm1996CZ05rDXGF
RB-Appl-EffCW-med-ElecDHW-GasCDryer-Tier2-Front | DEER2016 | D16v1 | 2015-05-16 | Any | MFm | 1996 | CZ05 | rDXHP | Each | 1 | 432 | None | 111 | 0.0165 | 9.09 | 10.2 | 0.00158 | 6.74 | 111 | 0.0165 | 9.09 | 10.2 | 0.00158 | 6.74 |  |  | 1 |  | RB-Appl-EffCW-med-ElecDHW-GasCDryer-Tier2-FrontAnyMFm1996CZ05rDXHP
RB-Appl-EffCW-med-ElecDHW-GasCDryer-Tier2-Front | DEER2016 | D16v1 | 2015-05-16 | Any | MFm | 1996 | CZ05 | rNCEH | Each | 1 | 432 | None | 106 | 0.0161 | 9.09 | 8.42 | 0.0017 | 6.74 | 106 | 0.0161 | 9.09 | 8.42 | 0.0017 | 6.74 |  |  | 1 |  | RB-Appl-EffCW-med-ElecDHW-GasCDryer-Tier2-FrontAnyMFm1996CZ05rNCEH
RB-Appl-EffCW-med-ElecDHW-GasCDryer-Tier2-Front | DEER2016 | D16v1 | 2015-05-16 | Any | MFm | 1996 | CZ05 | rNCGF | Each | 1 | 432 | None | 119 | 0.016 | 8.13 | 12.3 | 0.00169 | 6.47 | 119 | 0.016 | 8.13 | 12.3 | 0.00169 | 6.47 |  |  | 1 |  | RB-Appl-EffCW-med-ElecDHW-GasCDryer-Tier2-FrontAnyMFm1996CZ05rNCGF
RB-Appl-EffCW-med-ElecDHW-GasCDryer-Tier2-Front | DEER2016 | D16v1 | 2015-05-16 | Any | MFm | 1996 | CZ06 | rDXGF | Each | 1 | 518 | None | 116 | 0.0193 | 8.61 | 14 | 0.00481 | 6.33 | 116 | 0.0193 | 8.61 | 14 | 0.00481 | 6.33 |  |  | 1 |  | RB-Appl-EffCW-med-ElecDHW-GasCDryer-Tier2-FrontAnyMFm1996CZ06rDXGF
RB-Appl-EffCW-med-ElecDHW-GasCDryer-Tier2-Front | DEER2016 | D16v1 | 2015-05-16 | Any | MFm | 1996 | CZ06 | rDXHP | Each | 1 | 518 | None | 112 | 0.0229 | 9.09 | 11.3 | 0.00798 | 6.74 | 112 | 0.0229 | 9.09 | 11.3 | 0.00798 | 6.74 |  |  | 1 |  | RB-Appl-EffCW-med-ElecDHW-GasCDryer-Tier2-FrontAnyMFm1996CZ06rDXHP
RB-Appl-EffCW-med-ElecDHW-GasCDryer-Tier2-Front | DEER2016 | D16v1 | 2015-05-16 | Any | MFm | 1996 | CZ06 | rNCEH | Each | 1 | 518 | None | 105 | 0.0149 | 9.09 | 6.18 | 0.0016 | 6.74 | 105 | 0.0149 | 9.09 | 6.18 | 0.0016 | 6.74 |  |  | 1 |  | RB-Appl-EffCW-med-ElecDHW-GasCDryer-Tier2-FrontAnyMFm1996CZ06rNCEH
RB-Appl-EffCW-med-ElecDHW-GasCDryer-Tier2-Front | DEER2016 | D16v1 | 2015-05-16 | Any | MFm | 1996 | CZ06 | rNCGF | Each | 1 | 518 | None | 112 | 0.0149 | 8.54 | 11.7 | 0.00159 | 6.31 | 112 | 0.0149 | 8.54 | 11.7 | 0.00159 | 6.31 |  |  | 1 |  | RB-Appl-EffCW-med-ElecDHW-GasCDryer-Tier2-FrontAnyMFm1996CZ06rNCGF
RB-Appl-EffCW-med-ElecDHW-GasCDryer-Tier2-Front | DEER2016 | D16v1 | 2015-05-16 | Any | MFm | 1996 | CZ07 | rDXGF | Each | 1 | 518 | None | 116 | 0.022 | 8.78 | 14.9 | 0.00917 | 6.48 | 116 | 0.022 | 8.78 | 14.9 | 0.00917 | 6.48 |  |  | 1 |  | RB-Appl-EffCW-med-ElecDHW-GasCDryer-Tier2-FrontAnyMFm1996CZ07rDXGF
RB-Appl-EffCW-med-ElecDHW-GasCDryer-Tier2-Front | DEER2016 | D16v1 | 2015-05-16 | Any | MFm | 1996 | CZ07 | rDXHP | Each | 1 | 518 | None | 113 | 0.0226 | 9.09 | 13.1 | 0.00866 | 6.74 | 113 | 0.0226 | 9.09 | 13.1 | 0.00866 | 6.74 |  |  | 1 |  | RB-Appl-EffCW-med-ElecDHW-GasCDryer-Tier2-FrontAnyMFm1996CZ07rDXHP
RB-Appl-EffCW-med-ElecDHW-GasCDryer-Tier2-Front | DEER2016 | D16v1 | 2015-05-16 | Any | MFm | 1996 | CZ07 | rNCEH | Each | 1 | 518 | None | 107 | 0.0149 | 9.09 | 8.09 | 0.0016 | 6.74 | 107 | 0.0149 | 9.09 | 8.09 | 0.0016 | 6.74 |  |  | 1 |  | RB-Appl-EffCW-med-ElecDHW-GasCDryer-Tier2-FrontAnyMFm1996CZ07rNCEH
RB-Appl-EffCW-med-ElecDHW-GasCDryer-Tier2-Front | DEER2016 | D16v1 | 2015-05-16 | Any | MFm | 1996 | CZ07 | rNCGF | Each | 1 | 518 | None | 112 | 0.0149 | 8.73 | 11.7 | 0.00158 | 6.46 | 112 | 0.0149 | 8.73 | 11.7 | 0.00158 | 6.46 |  |  | 1 |  | RB-Appl-EffCW-med-ElecDHW-GasCDryer-Tier2-FrontAnyMFm1996CZ07rNCGF
RB-Appl-EffCW-med-ElecDHW-GasCDryer-Tier2-Front | DEER2016 | D16v1 | 2015-05-16 | Any | MFm | 1996 | CZ08 | rDXGF | Each | 1 | 518 | None | 116 | 0.0194 | 8.68 | 15.3 | 0.00394 | 6.4 | 116 | 0.0194 | 8.68 | 15.3 | 0.00394 | 6.4 |  |  | 1 |  | RB-Appl-EffCW-med-ElecDHW-GasCDryer-Tier2-FrontAnyMFm1996CZ08rDXGF
RB-Appl-EffCW-med-ElecDHW-GasCDryer-Tier2-Front | DEER2016 | D16v1 | 2015-05-16 | Any | MFm | 1996 | CZ08 | rDXHP | Each | 1 | 518 | None | 113 | 0.0188 | 9.09 | 13.5 | 0.00241 | 6.74 | 113 | 0.0188 | 9.09 | 13.5 | 0.00241 | 6.74 |  |  | 1 |  | RB-Appl-EffCW-med-ElecDHW-GasCDryer-Tier2-FrontAnyMFm1996CZ08rDXHP
RB-Appl-EffCW-med-ElecDHW-GasCDryer-Tier2-Front | DEER2016 | D16v1 | 2015-05-16 | Any | MFm | 1996 | CZ08 | rNCEH | Each | 1 | 518 | None | 104 | 0.0145 | 9.09 | 6.83 | 0.00157 | 6.74 | 104 | 0.0145 | 9.09 | 6.83 | 0.00157 | 6.74 |  |  | 1 |  | RB-Appl-EffCW-med-ElecDHW-GasCDryer-Tier2-FrontAnyMFm1996CZ08rNCEH
RB-Appl-EffCW-med-ElecDHW-GasCDryer-Tier2-Front | DEER2016 | D16v1 | 2015-05-16 | Any | MFm | 1996 | CZ08 | rNCGF | Each | 1 | 518 | None | 110 | 0.0145 | 8.63 | 11.5 | 0.00152 | 6.38 | 110 | 0.0145 | 8.63 | 11.5 | 0.00152 | 6.38 |  |  | 1 |  | RB-Appl-EffCW-med-ElecDHW-GasCDryer-Tier2-FrontAnyMFm1996CZ08rNCGF
RB-Appl-EffCW-med-ElecDHW-GasCDryer-Tier2-Front | DEER2016 | D16v1 | 2015-05-16 | Any | MFm | 1996 | CZ09 | rDXGF | Each | 1 | 487 | None | 118 | 0.0165 | 8.56 | 14 | 0.00198 | 6.6 | 118 | 0.0165 | 8.56 | 14 | 0.00198 | 6.6 |  |  | 1 |  | RB-Appl-EffCW-med-ElecDHW-GasCDryer-Tier2-FrontAnyMFm1996CZ09rDXGF
RB-Appl-EffCW-med-ElecDHW-GasCDryer-Tier2-Front | DEER2016 | D16v1 | 2015-05-16 | Any | MFm | 1996 | CZ09 | rDXHP | Each | 1 | 487 | None | 113 | 0.0168 | 9.09 | 12.9 | 0.0022 | 6.74 | 113 | 0.0168 | 9.09 | 12.9 | 0.0022 | 6.74 |  |  | 1 |  | RB-Appl-EffCW-med-ElecDHW-GasCDryer-Tier2-FrontAnyMFm1996CZ09rDXHP
RB-Appl-EffCW-med-ElecDHW-GasCDryer-Tier2-Front | DEER2016 | D16v1 | 2015-05-16 | Any | MFm | 1996 | CZ09 | rNCEH | Each | 1 | 487 | None | 102 | 0.0143 | 9.09 | 9.33 | 0.00153 | 6.74 | 102 | 0.0143 | 9.09 | 9.33 | 0.00153 | 6.74 |  |  | 1 |  | RB-Appl-EffCW-med-ElecDHW-GasCDryer-Tier2-FrontAnyMFm1996CZ09rNCEH
RB-Appl-EffCW-med-ElecDHW-GasCDryer-Tier2-Front | DEER2016 | D16v1 | 2015-05-16 | Any | MFm | 1996 | CZ09 | rNCGF | Each | 1 | 487 | None | 110 | 0.0143 | 8.49 | 11.5 | 0.00151 | 6.6 | 110 | 0.0143 | 8.49 | 11.5 | 0.00151 | 6.6 |  |  | 1 |  | RB-Appl-EffCW-med-ElecDHW-GasCDryer-Tier2-FrontAnyMFm1996CZ09rNCGF
RB-Appl-EffCW-med-ElecDHW-GasCDryer-Tier2-Front | DEER2016 | D16v1 | 2015-05-16 | Any | MFm | 1996 | CZ10 | rDXGF | Each | 1 | 487 | None | 114 | 0.0187 | 8.5 | 13 | 0.00175 | 6.59 | 114 | 0.0187 | 8.5 | 13 | 0.00175 | 6.59 |  |  | 1 |  | RB-Appl-EffCW-med-ElecDHW-GasCDryer-Tier2-FrontAnyMFm1996CZ10rDXGF
RB-Appl-EffCW-med-ElecDHW-GasCDryer-Tier2-Front | DEER2016 | D16v1 | 2015-05-16 | Any | MFm | 1996 | CZ10 | rDXHP | Each | 1 | 487 | None | 108 | 0.0202 | 9.09 | 11.3 | 0.00338 | 6.74 | 108 | 0.0202 | 9.09 | 11.3 | 0.00338 | 6.74 |  |  | 1 |  | RB-Appl-EffCW-med-ElecDHW-GasCDryer-Tier2-FrontAnyMFm1996CZ10rDXHP
RB-Appl-EffCW-med-ElecDHW-GasCDryer-Tier2-Front | DEER2016 | D16v1 | 2015-05-16 | Any | MFm | 1996 | CZ10 | rNCEH | Each | 1 | 487 | None | 101 | 0.0141 | 9.09 | 9.26 | 0.00152 | 6.74 | 101 | 0.0141 | 9.09 | 9.26 | 0.00152 | 6.74 |  |  | 1 |  | RB-Appl-EffCW-med-ElecDHW-GasCDryer-Tier2-FrontAnyMFm1996CZ10rNCEH
RB-Appl-EffCW-med-ElecDHW-GasCDryer-Tier2-Front | DEER2016 | D16v1 | 2015-05-16 | Any | MFm | 1996 | CZ10 | rNCGF | Each | 1 | 487 | None | 109 | 0.0141 | 8.51 | 11.4 | 0.00152 | 6.59 | 109 | 0.0141 | 8.51 | 11.4 | 0.00152 | 6.59 |  |  | 1 |  | RB-Appl-EffCW-med-ElecDHW-GasCDryer-Tier2-FrontAnyMFm1996CZ10rNCGF
RB-Appl-EffCW-med-ElecDHW-GasCDryer-Tier2-Front | DEER2016 | D16v1 | 2015-05-16 | Any | MFm | 1996 | CZ11 | rDXGF | Each | 1 | 456 | None | 117 | 0.0164 | 8.44 | 13.7 | 0.00182 | 6.54 | 117 | 0.0164 | 8.44 | 13.7 | 0.00182 | 6.54 |  |  | 1 |  | RB-Appl-EffCW-med-ElecDHW-GasCDryer-Tier2-FrontAnyMFm1996CZ11rDXGF
RB-Appl-EffCW-med-ElecDHW-GasCDryer-Tier2-Front | DEER2016 | D16v1 | 2015-05-16 | Any | MFm | 1996 | CZ11 | rDXHP | Each | 1 | 456 | None | 111 | 0.017 | 9.09 | 11.8 | 0.00246 | 6.74 | 111 | 0.017 | 9.09 | 11.8 | 0.00246 | 6.74 |  |  | 1 |  | RB-Appl-EffCW-med-ElecDHW-GasCDryer-Tier2-FrontAnyMFm1996CZ11rDXHP
RB-Appl-EffCW-med-ElecDHW-GasCDryer-Tier2-Front | DEER2016 | D16v1 | 2015-05-16 | Any | MFm | 1996 | CZ11 | rNCEH | Each | 1 | 456 | None | 101 | 0.0141 | 9.09 | 8.7 | 0.00152 | 6.74 | 101 | 0.0141 | 9.09 | 8.7 | 0.00152 | 6.74 |  |  | 1 |  | RB-Appl-EffCW-med-ElecDHW-GasCDryer-Tier2-FrontAnyMFm1996CZ11rNCEH
RB-Appl-EffCW-med-ElecDHW-GasCDryer-Tier2-Front | DEER2016 | D16v1 | 2015-05-16 | Any | MFm | 1996 | CZ11 | rNCGF | Each | 1 | 456 | None | 110 | 0.0141 | 8.43 | 11.6 | 0.00152 | 6.53 | 110 | 0.0141 | 8.43 | 11.6 | 0.00152 | 6.53 |  |  | 1 |  | RB-Appl-EffCW-med-ElecDHW-GasCDryer-Tier2-FrontAnyMFm1996CZ11rNCGF
RB-Appl-EffCW-med-ElecDHW-GasCDryer-Tier2-Front | DEER2016 | D16v1 | 2015-05-16 | Any | MFm | 1996 | CZ12 | rDXGF | Each | 1 | 456 | None | 117 | 0.0188 | 8.23 | 12.8 | 0.00636 | 6.48 | 117 | 0.0188 | 8.23 | 12.8 | 0.00636 | 6.48 |  |  | 1 |  | RB-Appl-EffCW-med-ElecDHW-GasCDryer-Tier2-FrontAnyMFm1996CZ12rDXGF
RB-Appl-EffCW-med-ElecDHW-GasCDryer-Tier2-Front | DEER2016 | D16v1 | 2015-05-16 | Any | MFm | 1996 | CZ12 | rDXHP | Each | 1 | 456 | None | 110 | 0.02 | 9.09 | 11.4 | 0.00622 | 6.74 | 110 | 0.02 | 9.09 | 11.4 | 0.00622 | 6.74 |  |  | 1 |  | RB-Appl-EffCW-med-ElecDHW-GasCDryer-Tier2-FrontAnyMFm1996CZ12rDXHP
RB-Appl-EffCW-med-ElecDHW-GasCDryer-Tier2-Front | DEER2016 | D16v1 | 2015-05-16 | Any | MFm | 1996 | CZ12 | rNCEH | Each | 1 | 456 | None | 101 | 0.0148 | 9.09 | 8.26 | 0.00159 | 6.74 | 101 | 0.0148 | 9.09 | 8.26 | 0.00159 | 6.74 |  |  | 1 |  | RB-Appl-EffCW-med-ElecDHW-GasCDryer-Tier2-FrontAnyMFm1996CZ12rNCEH
RB-Appl-EffCW-med-ElecDHW-GasCDryer-Tier2-Front | DEER2016 | D16v1 | 2015-05-16 | Any | MFm | 1996 | CZ12 | rNCGF | Each | 1 | 456 | None | 113 | 0.0148 | 8.2 | 11.8 | 0.00155 | 6.46 | 113 | 0.0148 | 8.2 | 11.8 | 0.00155 | 6.46 |  |  | 1 |  | RB-Appl-EffCW-med-ElecDHW-GasCDryer-Tier2-FrontAnyMFm1996CZ12rNCGF
RB-Appl-EffCW-med-ElecDHW-GasCDryer-Tier2-Front | DEER2016 | D16v1 | 2015-05-16 | Any | MFm | 1996 | CZ13 | rDXGF | Each | 1 | 456 | None | 116 | 0.0165 | 8.36 | 13.3 | 0.00255 | 6.52 | 116 | 0.0165 | 8.36 | 13.3 | 0.00255 | 6.52 |  |  | 1 |  | RB-Appl-EffCW-med-ElecDHW-GasCDryer-Tier2-FrontAnyMFm1996CZ13rDXGF
RB-Appl-EffCW-med-ElecDHW-GasCDryer-Tier2-Front | DEER2016 | D16v1 | 2015-05-16 | Any | MFm | 1996 | CZ13 | rDXHP | Each | 1 | 456 | None | 109 | 0.0171 | 9.09 | 11.1 | 0.00272 | 6.74 | 109 | 0.0171 | 9.09 | 11.1 | 0.00272 | 6.74 |  |  | 1 |  | RB-Appl-EffCW-med-ElecDHW-GasCDryer-Tier2-FrontAnyMFm1996CZ13rDXHP
RB-Appl-EffCW-med-ElecDHW-GasCDryer-Tier2-Front | DEER2016 | D16v1 | 2015-05-16 | Any | MFm | 1996 | CZ13 | rNCEH | Each | 1 | 456 | None | 98.5 | 0.014 | 9.09 | 8.3 | 0.00151 | 6.74 | 98.5 | 0.014 | 9.09 | 8.3 | 0.00151 | 6.74 |  |  | 1 |  | RB-Appl-EffCW-med-ElecDHW-GasCDryer-Tier2-FrontAnyMFm1996CZ13rNCEH
RB-Appl-EffCW-med-ElecDHW-GasCDryer-Tier2-Front | DEER2016 | D16v1 | 2015-05-16 | Any | MFm | 1996 | CZ13 | rNCGF | Each | 1 | 456 | None | 109 | 0.014 | 8.34 | 11.5 | 0.00151 | 6.53 | 109 | 0.014 | 8.34 | 11.5 | 0.00151 | 6.53 |  |  | 1 |  | RB-Appl-EffCW-med-ElecDHW-GasCDryer-Tier2-FrontAnyMFm1996CZ13rNCGF
RB-Appl-EffCW-med-ElecDHW-GasCDryer-Tier2-Front | DEER2016 | D16v1 | 2015-05-16 | Any | MFm | 1996 | CZ14 | rDXGF | Each | 1 | 480 | None | 120 | 0.0149 | 8.51 | 14.7 | 0.00175 | 6.59 | 120 | 0.0149 | 8.51 | 14.7 | 0.00175 | 6.59 |  |  | 1 |  | RB-Appl-EffCW-med-ElecDHW-GasCDryer-Tier2-FrontAnyMFm1996CZ14rDXGF
RB-Appl-EffCW-med-ElecDHW-GasCDryer-Tier2-Front | DEER2016 | D16v1 | 2015-05-16 | Any | MFm | 1996 | CZ14 | rDXHP | Each | 1 | 480 | None | 115 | 0.0155 | 9.09 | 13.1 | 0.00202 | 6.74 | 115 | 0.0155 | 9.09 | 13.1 | 0.00202 | 6.74 |  |  | 1 |  | RB-Appl-EffCW-med-ElecDHW-GasCDryer-Tier2-FrontAnyMFm1996CZ14rDXHP
RB-Appl-EffCW-med-ElecDHW-GasCDryer-Tier2-Front | DEER2016 | D16v1 | 2015-05-16 | Any | MFm | 1996 | CZ14 | rNCEH | Each | 1 | 480 | None | 101 | 0.0136 | 9.09 | 9.04 | 0.00148 | 6.74 | 101 | 0.0136 | 9.09 | 9.04 | 0.00148 | 6.74 |  |  | 1 |  | RB-Appl-EffCW-med-ElecDHW-GasCDryer-Tier2-FrontAnyMFm1996CZ14rNCEH
RB-Appl-EffCW-med-ElecDHW-GasCDryer-Tier2-Front | DEER2016 | D16v1 | 2015-05-16 | Any | MFm | 1996 | CZ14 | rNCGF | Each | 1 | 480 | None | 111 | 0.0136 | 8.44 | 11.7 | 0.00147 | 6.57 | 111 | 0.0136 | 8.44 | 11.7 | 0.00147 | 6.57 |  |  | 1 |  | RB-Appl-EffCW-med-ElecDHW-GasCDryer-Tier2-FrontAnyMFm1996CZ14rNCGF
RB-Appl-EffCW-med-ElecDHW-GasCDryer-Tier2-Front | DEER2016 | D16v1 | 2015-05-16 | Any | MFm | 1996 | CZ15 | rDXGF | Each | 1 | 480 | None | 105 | 0.0138 | 8.85 | 13.5 | 0.00171 | 6.67 | 105 | 0.0138 | 8.85 | 13.5 | 0.00171 | 6.67 |  |  | 1 |  | RB-Appl-EffCW-med-ElecDHW-GasCDryer-Tier2-FrontAnyMFm1996CZ15rDXGF
RB-Appl-EffCW-med-ElecDHW-GasCDryer-Tier2-Front | DEER2016 | D16v1 | 2015-05-16 | Any | MFm | 1996 | CZ15 | rDXHP | Each | 1 | 480 | None | 103 | 0.0146 | 9.09 | 12.8 | 0.00202 | 6.74 | 103 | 0.0146 | 9.09 | 12.8 | 0.00202 | 6.74 |  |  | 1 |  | RB-Appl-EffCW-med-ElecDHW-GasCDryer-Tier2-FrontAnyMFm1996CZ15rDXHP
RB-Appl-EffCW-med-ElecDHW-GasCDryer-Tier2-Front | DEER2016 | D16v1 | 2015-05-16 | Any | MFm | 1996 | CZ15 | rNCEH | Each | 1 | 480 | None | 92.4 | 0.0116 | 9.09 | 9.55 | 0.00131 | 6.74 | 92.4 | 0.0116 | 9.09 | 9.55 | 0.00131 | 6.74 |  |  | 1 |  | RB-Appl-EffCW-med-ElecDHW-GasCDryer-Tier2-FrontAnyMFm1996CZ15rNCEH
RB-Appl-EffCW-med-ElecDHW-GasCDryer-Tier2-Front | DEER2016 | D16v1 | 2015-05-16 | Any | MFm | 1996 | CZ15 | rNCGF | Each | 1 | 480 | None | 95.8 | 0.0115 | 8.85 | 10.5 | 0.00131 | 6.68 | 95.8 | 0.0115 | 8.85 | 10.5 | 0.00131 | 6.68 |  |  | 1 |  | RB-Appl-EffCW-med-ElecDHW-GasCDryer-Tier2-FrontAnyMFm1996CZ15rNCGF
RB-Appl-EffCW-med-ElecDHW-GasCDryer-Tier2-Front | DEER2016 | D16v1 | 2015-05-16 | Any | MFm | 1996 | CZ16 | rDXGF | Each | 1 | 432 | None | 130 | 0.0174 | 8.06 | 14.6 | 0.00145 | 6.43 | 130 | 0.0174 | 8.06 | 14.6 | 0.00145 | 6.43 |  |  | 1 |  | RB-Appl-EffCW-med-ElecDHW-GasCDryer-Tier2-FrontAnyMFm1996CZ16rDXGF
RB-Appl-EffCW-med-ElecDHW-GasCDryer-Tier2-Front | DEER2016 | D16v1 | 2015-05-16 | Any | MFm | 1996 | CZ16 | rDXHP | Each | 1 | 432 | None | 118 | 0.0181 | 9.09 | 11.4 | 0.00171 | 6.74 | 118 | 0.0181 | 9.09 | 11.4 | 0.00171 | 6.74 |  |  | 1 |  | RB-Appl-EffCW-med-ElecDHW-GasCDryer-Tier2-FrontAnyMFm1996CZ16rDXHP
RB-Appl-EffCW-med-ElecDHW-GasCDryer-Tier2-Front | DEER2016 | D16v1 | 2015-05-16 | Any | MFm | 1996 | CZ16 | rNCEH | Each | 1 | 432 | None | 108 | 0.0162 | 9.09 | 7.7 | 0.00171 | 6.74 | 108 | 0.0162 | 9.09 | 7.7 | 0.00171 | 6.74 |  |  | 1 |  | RB-Appl-EffCW-med-ElecDHW-GasCDryer-Tier2-FrontAnyMFm1996CZ16rNCEH
RB-Appl-EffCW-med-ElecDHW-GasCDryer-Tier2-Front | DEER2016 | D16v1 | 2015-05-16 | Any | MFm | 1996 | CZ16 | rNCGF | Each | 1 | 432 | None | 124 | 0.0162 | 8.01 | 12.7 | 0.00169 | 6.4 | 124 | 0.0162 | 8.01 | 12.7 | 0.00169 | 6.4 |  |  | 1 |  | RB-Appl-EffCW-med-ElecDHW-GasCDryer-Tier2-FrontAnyMFm1996CZ16rNCGF
RB-Appl-EffCW-med-ElecDHW-GasCDryer-Tier2-Front | DEER2016 | D16v1 | 2015-05-16 | Any | MFm | 2003 | CZ01 | rDXGF | Each | 1 | 441 | None | 125 | 0.018 | 8.16 | 12.8 | 0.00157 | 6.48 | 125 | 0.018 | 8.16 | 12.8 | 0.00157 | 6.48 |  |  | 1 |  | RB-Appl-EffCW-med-ElecDHW-GasCDryer-Tier2-FrontAnyMFm2003CZ01rDXGF
RB-Appl-EffCW-med-ElecDHW-GasCDryer-Tier2-Front | DEER2016 | D16v1 | 2015-05-16 | Any | MFm | 2003 | CZ01 | rDXHP | Each | 1 | 441 | None | 116 | 0.0179 | 9.09 | 10.8 | 0.00326 | 6.74 | 116 | 0.0179 | 9.09 | 10.8 | 0.00326 | 6.74 |  |  | 1 |  | RB-Appl-EffCW-med-ElecDHW-GasCDryer-Tier2-FrontAnyMFm2003CZ01rDXHP
RB-Appl-EffCW-med-ElecDHW-GasCDryer-Tier2-Front | DEER2016 | D16v1 | 2015-05-16 | Any | MFm | 2003 | CZ01 | rNCEH | Each | 1 | 441 | None | 108 | 0.0169 | 9.09 | 7.84 | 0.00174 | 6.74 | 108 | 0.0169 | 9.09 | 7.84 | 0.00174 | 6.74 |  |  | 1 |  | RB-Appl-EffCW-med-ElecDHW-GasCDryer-Tier2-FrontAnyMFm2003CZ01rNCEH
RB-Appl-EffCW-med-ElecDHW-GasCDryer-Tier2-Front | DEER2016 | D16v1 | 2015-05-16 | Any | MFm | 2003 | CZ01 | rNCGF | Each | 1 | 441 | None | 125 | 0.0168 | 8.1 | 12.8 | 0.00172 | 6.47 | 125 | 0.0168 | 8.1 | 12.8 | 0.00172 | 6.47 |  |  | 1 |  | RB-Appl-EffCW-med-ElecDHW-GasCDryer-Tier2-FrontAnyMFm2003CZ01rNCGF
RB-Appl-EffCW-med-ElecDHW-GasCDryer-Tier2-Front | DEER2016 | D16v1 | 2015-05-16 | Any | MFm | 2003 | CZ02 | rDXGF | Each | 1 | 474 | None | 120 | 0.0221 | 8.2 | 12.6 | 0.00375 | 6.45 | 120 | 0.0221 | 8.2 | 12.6 | 0.00375 | 6.45 |  |  | 1 |  | RB-Appl-EffCW-med-ElecDHW-GasCDryer-Tier2-FrontAnyMFm2003CZ02rDXGF
RB-Appl-EffCW-med-ElecDHW-GasCDryer-Tier2-Front | DEER2016 | D16v1 | 2015-05-16 | Any | MFm | 2003 | CZ02 | rDXHP | Each | 1 | 474 | None | 112 | 0.0214 | 9.09 | 10.3 | 0.00411 | 6.74 | 112 | 0.0214 | 9.09 | 10.3 | 0.00411 | 6.74 |  |  | 1 |  | RB-Appl-EffCW-med-ElecDHW-GasCDryer-Tier2-FrontAnyMFm2003CZ02rDXHP
RB-Appl-EffCW-med-ElecDHW-GasCDryer-Tier2-Front | DEER2016 | D16v1 | 2015-05-16 | Any | MFm | 2003 | CZ02 | rNCEH | Each | 1 | 474 | None | 105 | 0.0157 | 9.09 | 8.54 | 0.00165 | 6.74 | 105 | 0.0157 | 9.09 | 8.54 | 0.00165 | 6.74 |  |  | 1 |  | RB-Appl-EffCW-med-ElecDHW-GasCDryer-Tier2-FrontAnyMFm2003CZ02rNCEH
RB-Appl-EffCW-med-ElecDHW-GasCDryer-Tier2-Front | DEER2016 | D16v1 | 2015-05-16 | Any | MFm | 2003 | CZ02 | rNCGF | Each | 1 | 474 | None | 117 | 0.0157 | 8.19 | 12.1 | 0.00166 | 6.45 | 117 | 0.0157 | 8.19 | 12.1 | 0.00166 | 6.45 |  |  | 1 |  | RB-Appl-EffCW-med-ElecDHW-GasCDryer-Tier2-FrontAnyMFm2003CZ02rNCGF
RB-Appl-EffCW-med-ElecDHW-GasCDryer-Tier2-Front | DEER2016 | D16v1 | 2015-05-16 | Any | MFm | 2003 | CZ03 | rDXGF | Each | 1 | 441 | None | 118 | 0.0194 | 8 | 12.1 | 0.00291 | 6.42 | 118 | 0.0194 | 8 | 12.1 | 0.00291 | 6.42 |  |  | 1 |  | RB-Appl-EffCW-med-ElecDHW-GasCDryer-Tier2-FrontAnyMFm2003CZ03rDXGF
RB-Appl-EffCW-med-ElecDHW-GasCDryer-Tier2-Front | DEER2016 | D16v1 | 2015-05-16 | Any | MFm | 2003 | CZ03 | rDXHP | Each | 1 | 441 | None | 108 | 0.0181 | 9.09 | 9.54 | 0.00293 | 6.74 | 108 | 0.0181 | 9.09 | 9.54 | 0.00293 | 6.74 |  |  | 1 |  | RB-Appl-EffCW-med-ElecDHW-GasCDryer-Tier2-FrontAnyMFm2003CZ03rDXHP
RB-Appl-EffCW-med-ElecDHW-GasCDryer-Tier2-Front | DEER2016 | D16v1 | 2015-05-16 | Any | MFm | 2003 | CZ03 | rNCEH | Each | 1 | 441 | None | 103 | 0.016 | 9.09 | 7.72 | 0.00168 | 6.74 | 103 | 0.016 | 9.09 | 7.72 | 0.00168 | 6.74 |  |  | 1 |  | RB-Appl-EffCW-med-ElecDHW-GasCDryer-Tier2-FrontAnyMFm2003CZ03rNCEH
RB-Appl-EffCW-med-ElecDHW-GasCDryer-Tier2-Front | DEER2016 | D16v1 | 2015-05-16 | Any | MFm | 2003 | CZ03 | rNCGF | Each | 1 | 441 | None | 118 | 0.0159 | 7.97 | 12.2 | 0.00167 | 6.42 | 118 | 0.0159 | 7.97 | 12.2 | 0.00167 | 6.42 |  |  | 1 |  | RB-Appl-EffCW-med-ElecDHW-GasCDryer-Tier2-FrontAnyMFm2003CZ03rNCGF
RB-Appl-EffCW-med-ElecDHW-GasCDryer-Tier2-Front | DEER2016 | D16v1 | 2015-05-16 | Any | MFm | 2003 | CZ04 | rDXGF | Each | 1 | 441 | None | 118 | 0.0193 | 8.36 | 12.5 | 0.0036 | 6.5 | 118 | 0.0193 | 8.36 | 12.5 | 0.0036 | 6.5 |  |  | 1 |  | RB-Appl-EffCW-med-ElecDHW-GasCDryer-Tier2-FrontAnyMFm2003CZ04rDXGF
RB-Appl-EffCW-med-ElecDHW-GasCDryer-Tier2-Front | DEER2016 | D16v1 | 2015-05-16 | Any | MFm | 2003 | CZ04 | rDXHP | Each | 1 | 441 | None | 113 | 0.0198 | 9.09 | 11.8 | 0.00311 | 6.74 | 113 | 0.0198 | 9.09 | 11.8 | 0.00311 | 6.74 |  |  | 1 |  | RB-Appl-EffCW-med-ElecDHW-GasCDryer-Tier2-FrontAnyMFm2003CZ04rDXHP
RB-Appl-EffCW-med-ElecDHW-GasCDryer-Tier2-Front | DEER2016 | D16v1 | 2015-05-16 | Any | MFm | 2003 | CZ04 | rNCEH | Each | 1 | 441 | None | 105 | 0.015 | 9.09 | 8.9 | 0.0016 | 6.74 | 105 | 0.015 | 9.09 | 8.9 | 0.0016 | 6.74 |  |  | 1 |  | RB-Appl-EffCW-med-ElecDHW-GasCDryer-Tier2-FrontAnyMFm2003CZ04rNCEH
RB-Appl-EffCW-med-ElecDHW-GasCDryer-Tier2-Front | DEER2016 | D16v1 | 2015-05-16 | Any | MFm | 2003 | CZ04 | rNCGF | Each | 1 | 441 | None | 115 | 0.015 | 8.35 | 12 | 0.00158 | 6.49 | 115 | 0.015 | 8.35 | 12 | 0.00158 | 6.49 |  |  | 1 |  | RB-Appl-EffCW-med-ElecDHW-GasCDryer-Tier2-FrontAnyMFm2003CZ04rNCGF
RB-Appl-EffCW-med-ElecDHW-GasCDryer-Tier2-Front | DEER2016 | D16v1 | 2015-05-16 | Any | MFm | 2003 | CZ05 | rDXGF | Each | 1 | 441 | None | 120 | 0.0182 | 8.11 | 12.3 | 0.00277 | 6.46 | 120 | 0.0182 | 8.11 | 12.3 | 0.00277 | 6.46 |  |  | 1 |  | RB-Appl-EffCW-med-ElecDHW-GasCDryer-Tier2-FrontAnyMFm2003CZ05rDXGF
RB-Appl-EffCW-med-ElecDHW-GasCDryer-Tier2-Front | DEER2016 | D16v1 | 2015-05-16 | Any | MFm | 2003 | CZ05 | rDXHP | Each | 1 | 441 | None | 111 | 0.0169 | 9.09 | 10 | 0.00197 | 6.74 | 111 | 0.0169 | 9.09 | 10 | 0.00197 | 6.74 |  |  | 1 |  | RB-Appl-EffCW-med-ElecDHW-GasCDryer-Tier2-FrontAnyMFm2003CZ05rDXHP
RB-Appl-EffCW-med-ElecDHW-GasCDryer-Tier2-Front | DEER2016 | D16v1 | 2015-05-16 | Any | MFm | 2003 | CZ05 | rNCEH | Each | 1 | 441 | None | 105 | 0.0161 | 9.09 | 8.15 | 0.00169 | 6.74 | 105 | 0.0161 | 9.09 | 8.15 | 0.00169 | 6.74 |  |  | 1 |  | RB-Appl-EffCW-med-ElecDHW-GasCDryer-Tier2-FrontAnyMFm2003CZ05rNCEH
RB-Appl-EffCW-med-ElecDHW-GasCDryer-Tier2-Front | DEER2016 | D16v1 | 2015-05-16 | Any | MFm | 2003 | CZ05 | rNCGF | Each | 1 | 441 | None | 119 | 0.016 | 8.08 | 12.3 | 0.00168 | 6.45 | 119 | 0.016 | 8.08 | 12.3 | 0.00168 | 6.45 |  |  | 1 |  | RB-Appl-EffCW-med-ElecDHW-GasCDryer-Tier2-FrontAnyMFm2003CZ05rNCGF
RB-Appl-EffCW-med-ElecDHW-GasCDryer-Tier2-Front | DEER2016 | D16v1 | 2015-05-16 | Any | MFm | 2003 | CZ06 | rDXGF | Each | 1 | 538 | None | 116 | 0.0188 | 8.61 | 14.6 | 0.00644 | 6.35 | 116 | 0.0188 | 8.61 | 14.6 | 0.00644 | 6.35 |  |  | 1 |  | RB-Appl-EffCW-med-ElecDHW-GasCDryer-Tier2-FrontAnyMFm2003CZ06rDXGF
RB-Appl-EffCW-med-ElecDHW-GasCDryer-Tier2-Front | DEER2016 | D16v1 | 2015-05-16 | Any | MFm | 2003 | CZ06 | rDXHP | Each | 1 | 538 | None | 112 | 0.0177 | 9.09 | 10.9 | 0.0035 | 6.74 | 112 | 0.0177 | 9.09 | 10.9 | 0.0035 | 6.74 |  |  | 1 |  | RB-Appl-EffCW-med-ElecDHW-GasCDryer-Tier2-FrontAnyMFm2003CZ06rDXHP
RB-Appl-EffCW-med-ElecDHW-GasCDryer-Tier2-Front | DEER2016 | D16v1 | 2015-05-16 | Any | MFm | 2003 | CZ06 | rNCEH | Each | 1 | 538 | None | 105 | 0.0149 | 9.09 | 6.21 | 0.00162 | 6.74 | 105 | 0.0149 | 9.09 | 6.21 | 0.00162 | 6.74 |  |  | 1 |  | RB-Appl-EffCW-med-ElecDHW-GasCDryer-Tier2-FrontAnyMFm2003CZ06rNCEH
RB-Appl-EffCW-med-ElecDHW-GasCDryer-Tier2-Front | DEER2016 | D16v1 | 2015-05-16 | Any | MFm | 2003 | CZ06 | rNCGF | Each | 1 | 538 | None | 112 | 0.0149 | 8.55 | 11.8 | 0.00157 | 6.29 | 112 | 0.0149 | 8.55 | 11.8 | 0.00157 | 6.29 |  |  | 1 |  | RB-Appl-EffCW-med-ElecDHW-GasCDryer-Tier2-FrontAnyMFm2003CZ06rNCGF
RB-Appl-EffCW-med-ElecDHW-GasCDryer-Tier2-Front | DEER2016 | D16v1 | 2015-05-16 | Any | MFm | 2003 | CZ07 | rDXGF | Each | 1 | 538 | None | 115 | 0.0176 | 8.73 | 14.2 | 0.00267 | 6.45 | 115 | 0.0176 | 8.73 | 14.2 | 0.00267 | 6.45 |  |  | 1 |  | RB-Appl-EffCW-med-ElecDHW-GasCDryer-Tier2-FrontAnyMFm2003CZ07rDXGF
RB-Appl-EffCW-med-ElecDHW-GasCDryer-Tier2-Front | DEER2016 | D16v1 | 2015-05-16 | Any | MFm | 2003 | CZ07 | rDXHP | Each | 1 | 538 | None | 112 | 0.0215 | 9.09 | 11.6 | 0.00736 | 6.74 | 112 | 0.0215 | 9.09 | 11.6 | 0.00736 | 6.74 |  |  | 1 |  | RB-Appl-EffCW-med-ElecDHW-GasCDryer-Tier2-FrontAnyMFm2003CZ07rDXHP
RB-Appl-EffCW-med-ElecDHW-GasCDryer-Tier2-Front | DEER2016 | D16v1 | 2015-05-16 | Any | MFm | 2003 | CZ07 | rNCEH | Each | 1 | 538 | None | 106 | 0.0149 | 9.09 | 7.48 | 0.00162 | 6.74 | 106 | 0.0149 | 9.09 | 7.48 | 0.00162 | 6.74 |  |  | 1 |  | RB-Appl-EffCW-med-ElecDHW-GasCDryer-Tier2-FrontAnyMFm2003CZ07rNCEH
RB-Appl-EffCW-med-ElecDHW-GasCDryer-Tier2-Front | DEER2016 | D16v1 | 2015-05-16 | Any | MFm | 2003 | CZ07 | rNCGF | Each | 1 | 538 | None | 112 | 0.0149 | 8.69 | 11.8 | 0.0016 | 6.43 | 112 | 0.0149 | 8.69 | 11.8 | 0.0016 | 6.43 |  |  | 1 |  | RB-Appl-EffCW-med-ElecDHW-GasCDryer-Tier2-FrontAnyMFm2003CZ07rNCGF
RB-Appl-EffCW-med-ElecDHW-GasCDryer-Tier2-Front | DEER2016 | D16v1 | 2015-05-16 | Any | MFm | 2003 | CZ08 | rDXGF | Each | 1 | 538 | None | 116 | 0.0178 | 8.65 | 15.2 | 0.00389 | 6.39 | 116 | 0.0178 | 8.65 | 15.2 | 0.00389 | 6.39 |  |  | 1 |  | RB-Appl-EffCW-med-ElecDHW-GasCDryer-Tier2-FrontAnyMFm2003CZ08rDXGF
RB-Appl-EffCW-med-ElecDHW-GasCDryer-Tier2-Front | DEER2016 | D16v1 | 2015-05-16 | Any | MFm | 2003 | CZ08 | rDXHP | Each | 1 | 538 | None | 113 | 0.0176 | 9.09 | 13.5 | 0.00438 | 6.74 | 113 | 0.0176 | 9.09 | 13.5 | 0.00438 | 6.74 |  |  | 1 |  | RB-Appl-EffCW-med-ElecDHW-GasCDryer-Tier2-FrontAnyMFm2003CZ08rDXHP
RB-Appl-EffCW-med-ElecDHW-GasCDryer-Tier2-Front | DEER2016 | D16v1 | 2015-05-16 | Any | MFm | 2003 | CZ08 | rNCEH | Each | 1 | 538 | None | 103 | 0.0145 | 9.09 | 6.56 | 0.00159 | 6.74 | 103 | 0.0145 | 9.09 | 6.56 | 0.00159 | 6.74 |  |  | 1 |  | RB-Appl-EffCW-med-ElecDHW-GasCDryer-Tier2-FrontAnyMFm2003CZ08rNCEH
RB-Appl-EffCW-med-ElecDHW-GasCDryer-Tier2-Front | DEER2016 | D16v1 | 2015-05-16 | Any | MFm | 2003 | CZ08 | rNCGF | Each | 1 | 538 | None | 110 | 0.0145 | 8.6 | 11.6 | 0.00159 | 6.36 | 110 | 0.0145 | 8.6 | 11.6 | 0.00159 | 6.36 |  |  | 1 |  | RB-Appl-EffCW-med-ElecDHW-GasCDryer-Tier2-FrontAnyMFm2003CZ08rNCGF
RB-Appl-EffCW-med-ElecDHW-GasCDryer-Tier2-Front | DEER2016 | D16v1 | 2015-05-16 | Any | MFm | 2003 | CZ09 | rDXGF | Each | 1 | 499 | None | 115 | 0.0166 | 8.52 | 13.5 | 0.00218 | 6.59 | 115 | 0.0166 | 8.52 | 13.5 | 0.00218 | 6.59 |  |  | 1 |  | RB-Appl-EffCW-med-ElecDHW-GasCDryer-Tier2-FrontAnyMFm2003CZ09rDXGF
RB-Appl-EffCW-med-ElecDHW-GasCDryer-Tier2-Front | DEER2016 | D16v1 | 2015-05-16 | Any | MFm | 2003 | CZ09 | rDXHP | Each | 1 | 499 | None | 110 | 0.0174 | 9.09 | 12.1 | 0.00278 | 6.74 | 110 | 0.0174 | 9.09 | 12.1 | 0.00278 | 6.74 |  |  | 1 |  | RB-Appl-EffCW-med-ElecDHW-GasCDryer-Tier2-FrontAnyMFm2003CZ09rDXHP
RB-Appl-EffCW-med-ElecDHW-GasCDryer-Tier2-Front | DEER2016 | D16v1 | 2015-05-16 | Any | MFm | 2003 | CZ09 | rNCEH | Each | 1 | 499 | None | 101 | 0.0143 | 9.09 | 9.28 | 0.00154 | 6.74 | 101 | 0.0143 | 9.09 | 9.28 | 0.00154 | 6.74 |  |  | 1 |  | RB-Appl-EffCW-med-ElecDHW-GasCDryer-Tier2-FrontAnyMFm2003CZ09rNCEH
RB-Appl-EffCW-med-ElecDHW-GasCDryer-Tier2-Front | DEER2016 | D16v1 | 2015-05-16 | Any | MFm | 2003 | CZ09 | rNCGF | Each | 1 | 499 | None | 110 | 0.0143 | 8.46 | 11.6 | 0.00152 | 6.58 | 110 | 0.0143 | 8.46 | 11.6 | 0.00152 | 6.58 |  |  | 1 |  | RB-Appl-EffCW-med-ElecDHW-GasCDryer-Tier2-FrontAnyMFm2003CZ09rNCGF
RB-Appl-EffCW-med-ElecDHW-GasCDryer-Tier2-Front | DEER2016 | D16v1 | 2015-05-16 | Any | MFm | 2003 | CZ10 | rDXGF | Each | 1 | 474 | None | 114 | 0.0172 | 8.63 | 13 | 0.00267 | 6.61 | 114 | 0.0172 | 8.63 | 13 | 0.00267 | 6.61 |  |  | 1 |  | RB-Appl-EffCW-med-ElecDHW-GasCDryer-Tier2-FrontAnyMFm2003CZ10rDXGF
RB-Appl-EffCW-med-ElecDHW-GasCDryer-Tier2-Front | DEER2016 | D16v1 | 2015-05-16 | Any | MFm | 2003 | CZ10 | rDXHP | Each | 1 | 474 | None | 111 | 0.0175 | 9.09 | 12 | 0.00262 | 6.74 | 111 | 0.0175 | 9.09 | 12 | 0.00262 | 6.74 |  |  | 1 |  | RB-Appl-EffCW-med-ElecDHW-GasCDryer-Tier2-FrontAnyMFm2003CZ10rDXHP
RB-Appl-EffCW-med-ElecDHW-GasCDryer-Tier2-Front | DEER2016 | D16v1 | 2015-05-16 | Any | MFm | 2003 | CZ10 | rNCEH | Each | 1 | 474 | None | 102 | 0.0141 | 9.09 | 9.61 | 0.00151 | 6.74 | 102 | 0.0141 | 9.09 | 9.61 | 0.00151 | 6.74 |  |  | 1 |  | RB-Appl-EffCW-med-ElecDHW-GasCDryer-Tier2-FrontAnyMFm2003CZ10rNCEH
RB-Appl-EffCW-med-ElecDHW-GasCDryer-Tier2-Front | DEER2016 | D16v1 | 2015-05-16 | Any | MFm | 2003 | CZ10 | rNCGF | Each | 1 | 474 | None | 109 | 0.0141 | 8.61 | 11.5 | 0.0015 | 6.61 | 109 | 0.0141 | 8.61 | 11.5 | 0.0015 | 6.61 |  |  | 1 |  | RB-Appl-EffCW-med-ElecDHW-GasCDryer-Tier2-FrontAnyMFm2003CZ10rNCGF
RB-Appl-EffCW-med-ElecDHW-GasCDryer-Tier2-Front | DEER2016 | D16v1 | 2015-05-16 | Any | MFm | 2003 | CZ11 | rDXGF | Each | 1 | 474 | None | 117 | 0.0155 | 8.32 | 13.9 | 0.00185 | 6.51 | 117 | 0.0155 | 8.32 | 13.9 | 0.00185 | 6.51 |  |  | 1 |  | RB-Appl-EffCW-med-ElecDHW-GasCDryer-Tier2-FrontAnyMFm2003CZ11rDXGF
RB-Appl-EffCW-med-ElecDHW-GasCDryer-Tier2-Front | DEER2016 | D16v1 | 2015-05-16 | Any | MFm | 2003 | CZ11 | rDXHP | Each | 1 | 474 | None | 110 | 0.0162 | 9.09 | 11.8 | 0.00221 | 6.74 | 110 | 0.0162 | 9.09 | 11.8 | 0.00221 | 6.74 |  |  | 1 |  | RB-Appl-EffCW-med-ElecDHW-GasCDryer-Tier2-FrontAnyMFm2003CZ11rDXHP
RB-Appl-EffCW-med-ElecDHW-GasCDryer-Tier2-Front | DEER2016 | D16v1 | 2015-05-16 | Any | MFm | 2003 | CZ11 | rNCEH | Each | 1 | 474 | None | 98.9 | 0.0141 | 9.09 | 8.31 | 0.00151 | 6.74 | 98.9 | 0.0141 | 9.09 | 8.31 | 0.00151 | 6.74 |  |  | 1 |  | RB-Appl-EffCW-med-ElecDHW-GasCDryer-Tier2-FrontAnyMFm2003CZ11rNCEH
RB-Appl-EffCW-med-ElecDHW-GasCDryer-Tier2-Front | DEER2016 | D16v1 | 2015-05-16 | Any | MFm | 2003 | CZ11 | rNCGF | Each | 1 | 474 | None | 110 | 0.0141 | 8.3 | 11.5 | 0.0015 | 6.51 | 110 | 0.0141 | 8.3 | 11.5 | 0.0015 | 6.51 |  |  | 1 |  | RB-Appl-EffCW-med-ElecDHW-GasCDryer-Tier2-FrontAnyMFm2003CZ11rNCGF
RB-Appl-EffCW-med-ElecDHW-GasCDryer-Tier2-Front | DEER2016 | D16v1 | 2015-05-16 | Any | MFm | 2003 | CZ12 | rDXGF | Each | 1 | 474 | None | 118 | 0.0194 | 8.38 | 13.4 | 0.00342 | 6.53 | 118 | 0.0194 | 8.38 | 13.4 | 0.00342 | 6.53 |  |  | 1 |  | RB-Appl-EffCW-med-ElecDHW-GasCDryer-Tier2-FrontAnyMFm2003CZ12rDXGF
RB-Appl-EffCW-med-ElecDHW-GasCDryer-Tier2-Front | DEER2016 | D16v1 | 2015-05-16 | Any | MFm | 2003 | CZ12 | rDXHP | Each | 1 | 474 | None | 111 | 0.0188 | 9.09 | 10.8 | 0.00254 | 6.74 | 111 | 0.0188 | 9.09 | 10.8 | 0.00254 | 6.74 |  |  | 1 |  | RB-Appl-EffCW-med-ElecDHW-GasCDryer-Tier2-FrontAnyMFm2003CZ12rDXHP
RB-Appl-EffCW-med-ElecDHW-GasCDryer-Tier2-Front | DEER2016 | D16v1 | 2015-05-16 | Any | MFm | 2003 | CZ12 | rNCEH | Each | 1 | 474 | None | 102 | 0.0148 | 9.09 | 8.74 | 0.00157 | 6.74 | 102 | 0.0148 | 9.09 | 8.74 | 0.00157 | 6.74 |  |  | 1 |  | RB-Appl-EffCW-med-ElecDHW-GasCDryer-Tier2-FrontAnyMFm2003CZ12rNCEH
RB-Appl-EffCW-med-ElecDHW-GasCDryer-Tier2-Front | DEER2016 | D16v1 | 2015-05-16 | Any | MFm | 2003 | CZ12 | rNCGF | Each | 1 | 474 | None | 113 | 0.0148 | 8.35 | 11.8 | 0.00158 | 6.53 | 113 | 0.0148 | 8.35 | 11.8 | 0.00158 | 6.53 |  |  | 1 |  | RB-Appl-EffCW-med-ElecDHW-GasCDryer-Tier2-FrontAnyMFm2003CZ12rNCGF
RB-Appl-EffCW-med-ElecDHW-GasCDryer-Tier2-Front | DEER2016 | D16v1 | 2015-05-16 | Any | MFm | 2003 | CZ13 | rDXGF | Each | 1 | 474 | None | 116 | 0.0158 | 8.49 | 13.9 | 0.002 | 6.58 | 116 | 0.0158 | 8.49 | 13.9 | 0.002 | 6.58 |  |  | 1 |  | RB-Appl-EffCW-med-ElecDHW-GasCDryer-Tier2-FrontAnyMFm2003CZ13rDXGF
RB-Appl-EffCW-med-ElecDHW-GasCDryer-Tier2-Front | DEER2016 | D16v1 | 2015-05-16 | Any | MFm | 2003 | CZ13 | rDXHP | Each | 1 | 474 | None | 111 | 0.0167 | 9.09 | 12.1 | 0.00212 | 6.74 | 111 | 0.0167 | 9.09 | 12.1 | 0.00212 | 6.74 |  |  | 1 |  | RB-Appl-EffCW-med-ElecDHW-GasCDryer-Tier2-FrontAnyMFm2003CZ13rDXHP
RB-Appl-EffCW-med-ElecDHW-GasCDryer-Tier2-Front | DEER2016 | D16v1 | 2015-05-16 | Any | MFm | 2003 | CZ13 | rNCEH | Each | 1 | 474 | None | 99.8 | 0.014 | 9.09 | 8.88 | 0.0015 | 6.74 | 99.8 | 0.014 | 9.09 | 8.88 | 0.0015 | 6.74 |  |  | 1 |  | RB-Appl-EffCW-med-ElecDHW-GasCDryer-Tier2-FrontAnyMFm2003CZ13rNCEH
RB-Appl-EffCW-med-ElecDHW-GasCDryer-Tier2-Front | DEER2016 | D16v1 | 2015-05-16 | Any | MFm | 2003 | CZ13 | rNCGF | Each | 1 | 474 | None | 109 | 0.0139 | 8.48 | 11.5 | 0.00149 | 6.57 | 109 | 0.0139 | 8.48 | 11.5 | 0.00149 | 6.57 |  |  | 1 |  | RB-Appl-EffCW-med-ElecDHW-GasCDryer-Tier2-FrontAnyMFm2003CZ13rNCGF
RB-Appl-EffCW-med-ElecDHW-GasCDryer-Tier2-Front | DEER2016 | D16v1 | 2015-05-16 | Any | MFm | 2003 | CZ14 | rDXGF | Each | 1 | 487 | None | 120 | 0.0149 | 8.49 | 14.4 | 0.00178 | 6.59 | 120 | 0.0149 | 8.49 | 14.4 | 0.00178 | 6.59 |  |  | 1 |  | RB-Appl-EffCW-med-ElecDHW-GasCDryer-Tier2-FrontAnyMFm2003CZ14rDXGF
RB-Appl-EffCW-med-ElecDHW-GasCDryer-Tier2-Front | DEER2016 | D16v1 | 2015-05-16 | Any | MFm | 2003 | CZ14 | rDXHP | Each | 1 | 487 | None | 115 | 0.0152 | 9.09 | 13.2 | 0.00208 | 6.74 | 115 | 0.0152 | 9.09 | 13.2 | 0.00208 | 6.74 |  |  | 1 |  | RB-Appl-EffCW-med-ElecDHW-GasCDryer-Tier2-FrontAnyMFm2003CZ14rDXHP
RB-Appl-EffCW-med-ElecDHW-GasCDryer-Tier2-Front | DEER2016 | D16v1 | 2015-05-16 | Any | MFm | 2003 | CZ14 | rNCEH | Each | 1 | 487 | None | 101 | 0.0136 | 9.09 | 8.81 | 0.00148 | 6.74 | 101 | 0.0136 | 9.09 | 8.81 | 0.00148 | 6.74 |  |  | 1 |  | RB-Appl-EffCW-med-ElecDHW-GasCDryer-Tier2-FrontAnyMFm2003CZ14rNCEH
RB-Appl-EffCW-med-ElecDHW-GasCDryer-Tier2-Front | DEER2016 | D16v1 | 2015-05-16 | Any | MFm | 2003 | CZ14 | rNCGF | Each | 1 | 487 | None | 111 | 0.0136 | 8.4 | 11.6 | 0.00147 | 6.56 | 111 | 0.0136 | 8.4 | 11.6 | 0.00147 | 6.56 |  |  | 1 |  | RB-Appl-EffCW-med-ElecDHW-GasCDryer-Tier2-FrontAnyMFm2003CZ14rNCGF
RB-Appl-EffCW-med-ElecDHW-GasCDryer-Tier2-Front | DEER2016 | D16v1 | 2015-05-16 | Any | MFm | 2003 | CZ15 | rDXGF | Each | 1 | 487 | None | 105 | 0.0137 | 8.83 | 13.1 | 0.00168 | 6.67 | 105 | 0.0137 | 8.83 | 13.1 | 0.00168 | 6.67 |  |  | 1 |  | RB-Appl-EffCW-med-ElecDHW-GasCDryer-Tier2-FrontAnyMFm2003CZ15rDXGF
RB-Appl-EffCW-med-ElecDHW-GasCDryer-Tier2-Front | DEER2016 | D16v1 | 2015-05-16 | Any | MFm | 2003 | CZ15 | rDXHP | Each | 1 | 487 | None | 102 | 0.0142 | 9.09 | 12.2 | 0.00216 | 6.74 | 102 | 0.0142 | 9.09 | 12.2 | 0.00216 | 6.74 |  |  | 1 |  | RB-Appl-EffCW-med-ElecDHW-GasCDryer-Tier2-FrontAnyMFm2003CZ15rDXHP
RB-Appl-EffCW-med-ElecDHW-GasCDryer-Tier2-Front | DEER2016 | D16v1 | 2015-05-16 | Any | MFm | 2003 | CZ15 | rNCEH | Each | 1 | 487 | None | 92.1 | 0.0116 | 9.09 | 9.41 | 0.00131 | 6.74 | 92.1 | 0.0116 | 9.09 | 9.41 | 0.00131 | 6.74 |  |  | 1 |  | RB-Appl-EffCW-med-ElecDHW-GasCDryer-Tier2-FrontAnyMFm2003CZ15rNCEH
RB-Appl-EffCW-med-ElecDHW-GasCDryer-Tier2-Front | DEER2016 | D16v1 | 2015-05-16 | Any | MFm | 2003 | CZ15 | rNCGF | Each | 1 | 487 | None | 95.7 | 0.0115 | 8.84 | 10.4 | 0.00129 | 6.67 | 95.7 | 0.0115 | 8.84 | 10.4 | 0.00129 | 6.67 |  |  | 1 |  | RB-Appl-EffCW-med-ElecDHW-GasCDryer-Tier2-FrontAnyMFm2003CZ15rNCGF
RB-Appl-EffCW-med-ElecDHW-GasCDryer-Tier2-Front | DEER2016 | D16v1 | 2015-05-16 | Any | MFm | 2003 | CZ16 | rDXGF | Each | 1 | 441 | None | 129 | 0.0183 | 8.16 | 14.4 | 0.00209 | 6.46 | 129 | 0.0183 | 8.16 | 14.4 | 0.00209 | 6.46 |  |  | 1 |  | RB-Appl-EffCW-med-ElecDHW-GasCDryer-Tier2-FrontAnyMFm2003CZ16rDXGF
RB-Appl-EffCW-med-ElecDHW-GasCDryer-Tier2-Front | DEER2016 | D16v1 | 2015-05-16 | Any | MFm | 2003 | CZ16 | rDXHP | Each | 1 | 441 | None | 119 | 0.0189 | 9.09 | 11.5 | 0.00302 | 6.74 | 119 | 0.0189 | 9.09 | 11.5 | 0.00302 | 6.74 |  |  | 1 |  | RB-Appl-EffCW-med-ElecDHW-GasCDryer-Tier2-FrontAnyMFm2003CZ16rDXHP
RB-Appl-EffCW-med-ElecDHW-GasCDryer-Tier2-Front | DEER2016 | D16v1 | 2015-05-16 | Any | MFm | 2003 | CZ16 | rNCEH | Each | 1 | 441 | None | 110 | 0.0162 | 9.09 | 8.21 | 0.0017 | 6.74 | 110 | 0.0162 | 9.09 | 8.21 | 0.0017 | 6.74 |  |  | 1 |  | RB-Appl-EffCW-med-ElecDHW-GasCDryer-Tier2-FrontAnyMFm2003CZ16rNCEH
RB-Appl-EffCW-med-ElecDHW-GasCDryer-Tier2-Front | DEER2016 | D16v1 | 2015-05-16 | Any | MFm | 2003 | CZ16 | rNCGF | Each | 1 | 441 | None | 124 | 0.0162 | 8.1 | 12.7 | 0.00169 | 6.45 | 124 | 0.0162 | 8.1 | 12.7 | 0.00169 | 6.45 |  |  | 1 |  | RB-Appl-EffCW-med-ElecDHW-GasCDryer-Tier2-FrontAnyMFm2003CZ16rNCGF
RB-Appl-EffCW-med-ElecDHW-GasCDryer-Tier2-Front | DEER2016 | D16v1 | 2015-05-16 | Any | MFm | 2007 | CZ01 | rDXGF | Each | 1 | 441 | None | 125 | 0.0169 | 7.92 | 12.5 | 0.000518 | 6.4 | 125 | 0.0169 | 7.92 | 12.5 | 0.000518 | 6.4 |  |  | 1 |  | RB-Appl-EffCW-med-ElecDHW-GasCDryer-Tier2-FrontAnyMFm2007CZ01rDXGF
RB-Appl-EffCW-med-ElecDHW-GasCDryer-Tier2-Front | DEER2016 | D16v1 | 2015-05-16 | Any | MFm | 2007 | CZ01 | rDXHP | Each | 1 | 441 | None | 117 | 0.0184 | 9.09 | 10.5 | -0.000839 | 6.74 | 117 | 0.0184 | 9.09 | 10.5 | -0.000839 | 6.74 |  |  | 1 |  | RB-Appl-EffCW-med-ElecDHW-GasCDryer-Tier2-FrontAnyMFm2007CZ01rDXHP
RB-Appl-EffCW-med-ElecDHW-GasCDryer-Tier2-Front | DEER2016 | D16v1 | 2015-05-16 | Any | MFm | 2007 | CZ01 | rNCEH | Each | 1 | 441 | None | 104 | 0.0167 | 9.09 | 6.4 | 0.00168 | 6.74 | 104 | 0.0167 | 9.09 | 6.4 | 0.00168 | 6.74 |  |  | 1 |  | RB-Appl-EffCW-med-ElecDHW-GasCDryer-Tier2-FrontAnyMFm2007CZ01rNCEH
RB-Appl-EffCW-med-ElecDHW-GasCDryer-Tier2-Front | DEER2016 | D16v1 | 2015-05-16 | Any | MFm | 2007 | CZ01 | rNCGF | Each | 1 | 441 | None | 125 | 0.0168 | 7.81 | 12.7 | 0.00173 | 6.34 | 125 | 0.0168 | 7.81 | 12.7 | 0.00173 | 6.34 |  |  | 1 |  | RB-Appl-EffCW-med-ElecDHW-GasCDryer-Tier2-FrontAnyMFm2007CZ01rNCGF
RB-Appl-EffCW-med-ElecDHW-GasCDryer-Tier2-Front | DEER2016 | D16v1 | 2015-05-16 | Any | MFm | 2007 | CZ02 | rDXGF | Each | 1 | 474 | None | 119 | 0.0169 | 8.36 | 12 | 0.000867 | 6.55 | 119 | 0.0169 | 8.36 | 12 | 0.000867 | 6.55 |  |  | 1 |  | RB-Appl-EffCW-med-ElecDHW-GasCDryer-Tier2-FrontAnyMFm2007CZ02rDXGF
RB-Appl-EffCW-med-ElecDHW-GasCDryer-Tier2-Front | DEER2016 | D16v1 | 2015-05-16 | Any | MFm | 2007 | CZ02 | rDXHP | Each | 1 | 474 | None | 113 | 0.0193 | 9.09 | 10.8 | 0.0048 | 6.74 | 113 | 0.0193 | 9.09 | 10.8 | 0.0048 | 6.74 |  |  | 1 |  | RB-Appl-EffCW-med-ElecDHW-GasCDryer-Tier2-FrontAnyMFm2007CZ02rDXHP
RB-Appl-EffCW-med-ElecDHW-GasCDryer-Tier2-Front | DEER2016 | D16v1 | 2015-05-16 | Any | MFm | 2007 | CZ02 | rNCEH | Each | 1 | 474 | None | 106 | 0.0158 | 9.09 | 9.04 | 0.00166 | 6.74 | 106 | 0.0158 | 9.09 | 9.04 | 0.00166 | 6.74 |  |  | 1 |  | RB-Appl-EffCW-med-ElecDHW-GasCDryer-Tier2-FrontAnyMFm2007CZ02rNCEH
RB-Appl-EffCW-med-ElecDHW-GasCDryer-Tier2-Front | DEER2016 | D16v1 | 2015-05-16 | Any | MFm | 2007 | CZ02 | rNCGF | Each | 1 | 474 | None | 118 | 0.0157 | 8.3 | 12.2 | 0.00163 | 6.53 | 118 | 0.0157 | 8.3 | 12.2 | 0.00163 | 6.53 |  |  | 1 |  | RB-Appl-EffCW-med-ElecDHW-GasCDryer-Tier2-FrontAnyMFm2007CZ02rNCGF
RB-Appl-EffCW-med-ElecDHW-GasCDryer-Tier2-Front | DEER2016 | D16v1 | 2015-05-16 | Any | MFm | 2007 | CZ03 | rDXGF | Each | 1 | 441 | None | 118 | 0.0154 | 8.1 | 12.2 | 0.000836 | 6.46 | 118 | 0.0154 | 8.1 | 12.2 | 0.000836 | 6.46 |  |  | 1 |  | RB-Appl-EffCW-med-ElecDHW-GasCDryer-Tier2-FrontAnyMFm2007CZ03rDXGF
RB-Appl-EffCW-med-ElecDHW-GasCDryer-Tier2-Front | DEER2016 | D16v1 | 2015-05-16 | Any | MFm | 2007 | CZ03 | rDXHP | Each | 1 | 441 | None | 111 | 0.0149 | 9.09 | 10.4 | 0.000993 | 6.74 | 111 | 0.0149 | 9.09 | 10.4 | 0.000993 | 6.74 |  |  | 1 |  | RB-Appl-EffCW-med-ElecDHW-GasCDryer-Tier2-FrontAnyMFm2007CZ03rDXHP
RB-Appl-EffCW-med-ElecDHW-GasCDryer-Tier2-Front | DEER2016 | D16v1 | 2015-05-16 | Any | MFm | 2007 | CZ03 | rNCEH | Each | 1 | 441 | None | 104 | 0.016 | 9.09 | 8.1 | 0.00169 | 6.74 | 104 | 0.016 | 9.09 | 8.1 | 0.00169 | 6.74 |  |  | 1 |  | RB-Appl-EffCW-med-ElecDHW-GasCDryer-Tier2-FrontAnyMFm2007CZ03rNCEH
RB-Appl-EffCW-med-ElecDHW-GasCDryer-Tier2-Front | DEER2016 | D16v1 | 2015-05-16 | Any | MFm | 2007 | CZ03 | rNCGF | Each | 1 | 441 | None | 118 | 0.016 | 8.05 | 12.3 | 0.00168 | 6.45 | 118 | 0.016 | 8.05 | 12.3 | 0.00168 | 6.45 |  |  | 1 |  | RB-Appl-EffCW-med-ElecDHW-GasCDryer-Tier2-FrontAnyMFm2007CZ03rNCGF
RB-Appl-EffCW-med-ElecDHW-GasCDryer-Tier2-Front | DEER2016 | D16v1 | 2015-05-16 | Any | MFm | 2007 | CZ04 | rDXGF | Each | 1 | 441 | None | 118 | 0.0175 | 8.37 | 12.9 | 0.00301 | 6.5 | 118 | 0.0175 | 8.37 | 12.9 | 0.00301 | 6.5 |  |  | 1 |  | RB-Appl-EffCW-med-ElecDHW-GasCDryer-Tier2-FrontAnyMFm2007CZ04rDXGF
RB-Appl-EffCW-med-ElecDHW-GasCDryer-Tier2-Front | DEER2016 | D16v1 | 2015-05-16 | Any | MFm | 2007 | CZ04 | rDXHP | Each | 1 | 441 | None | 114 | 0.0185 | 9.09 | 11.9 | 0.00325 | 6.74 | 114 | 0.0185 | 9.09 | 11.9 | 0.00325 | 6.74 |  |  | 1 |  | RB-Appl-EffCW-med-ElecDHW-GasCDryer-Tier2-FrontAnyMFm2007CZ04rDXHP
RB-Appl-EffCW-med-ElecDHW-GasCDryer-Tier2-Front | DEER2016 | D16v1 | 2015-05-16 | Any | MFm | 2007 | CZ04 | rNCEH | Each | 1 | 441 | None | 105 | 0.0151 | 9.09 | 8.92 | 0.00162 | 6.74 | 105 | 0.0151 | 9.09 | 8.92 | 0.00162 | 6.74 |  |  | 1 |  | RB-Appl-EffCW-med-ElecDHW-GasCDryer-Tier2-FrontAnyMFm2007CZ04rNCEH
RB-Appl-EffCW-med-ElecDHW-GasCDryer-Tier2-Front | DEER2016 | D16v1 | 2015-05-16 | Any | MFm | 2007 | CZ04 | rNCGF | Each | 1 | 441 | None | 115 | 0.015 | 8.36 | 12.1 | 0.00158 | 6.51 | 115 | 0.015 | 8.36 | 12.1 | 0.00158 | 6.51 |  |  | 1 |  | RB-Appl-EffCW-med-ElecDHW-GasCDryer-Tier2-FrontAnyMFm2007CZ04rNCGF
RB-Appl-EffCW-med-ElecDHW-GasCDryer-Tier2-Front | DEER2016 | D16v1 | 2015-05-16 | Any | MFm | 2007 | CZ05 | rDXGF | Each | 1 | 441 | None | 120 | 0.0171 | 8.28 | 12.6 | 0.00306 | 6.53 | 120 | 0.0171 | 8.28 | 12.6 | 0.00306 | 6.53 |  |  | 1 |  | RB-Appl-EffCW-med-ElecDHW-GasCDryer-Tier2-FrontAnyMFm2007CZ05rDXGF
RB-Appl-EffCW-med-ElecDHW-GasCDryer-Tier2-Front | DEER2016 | D16v1 | 2015-05-16 | Any | MFm | 2007 | CZ05 | rDXHP | Each | 1 | 441 | None | 114 | 0.0182 | 9.09 | 11 | 0.0019 | 6.74 | 114 | 0.0182 | 9.09 | 11 | 0.0019 | 6.74 |  |  | 1 |  | RB-Appl-EffCW-med-ElecDHW-GasCDryer-Tier2-FrontAnyMFm2007CZ05rDXHP
RB-Appl-EffCW-med-ElecDHW-GasCDryer-Tier2-Front | DEER2016 | D16v1 | 2015-05-16 | Any | MFm | 2007 | CZ05 | rNCEH | Each | 1 | 441 | None | 108 | 0.0161 | 9.09 | 8.99 | 0.0017 | 6.74 | 108 | 0.0161 | 9.09 | 8.99 | 0.0017 | 6.74 |  |  | 1 |  | RB-Appl-EffCW-med-ElecDHW-GasCDryer-Tier2-FrontAnyMFm2007CZ05rNCEH
RB-Appl-EffCW-med-ElecDHW-GasCDryer-Tier2-Front | DEER2016 | D16v1 | 2015-05-16 | Any | MFm | 2007 | CZ05 | rNCGF | Each | 1 | 441 | None | 120 | 0.0161 | 8.22 | 12.4 | 0.00168 | 6.49 | 120 | 0.0161 | 8.22 | 12.4 | 0.00168 | 6.49 |  |  | 1 |  | RB-Appl-EffCW-med-ElecDHW-GasCDryer-Tier2-FrontAnyMFm2007CZ05rNCGF
RB-Appl-EffCW-med-ElecDHW-GasCDryer-Tier2-Front | DEER2016 | D16v1 | 2015-05-16 | Any | MFm | 2007 | CZ06 | rDXGF | Each | 1 | 538 | None | 116 | 0.022 | 8.61 | 14.3 | 0.00754 | 6.33 | 116 | 0.022 | 8.61 | 14.3 | 0.00754 | 6.33 |  |  | 1 |  | RB-Appl-EffCW-med-ElecDHW-GasCDryer-Tier2-FrontAnyMFm2007CZ06rDXGF
RB-Appl-EffCW-med-ElecDHW-GasCDryer-Tier2-Front | DEER2016 | D16v1 | 2015-05-16 | Any | MFm | 2007 | CZ06 | rDXHP | Each | 1 | 538 | None | 113 | 0.0117 | 9.09 | 11.9 | -0.00219 | 6.74 | 113 | 0.0117 | 9.09 | 11.9 | -0.00219 | 6.74 |  |  | 1 |  | RB-Appl-EffCW-med-ElecDHW-GasCDryer-Tier2-FrontAnyMFm2007CZ06rDXHP
RB-Appl-EffCW-med-ElecDHW-GasCDryer-Tier2-Front | DEER2016 | D16v1 | 2015-05-16 | Any | MFm | 2007 | CZ06 | rNCEH | Each | 1 | 538 | None | 105 | 0.0149 | 9.09 | 6.34 | 0.00165 | 6.74 | 105 | 0.0149 | 9.09 | 6.34 | 0.00165 | 6.74 |  |  | 1 |  | RB-Appl-EffCW-med-ElecDHW-GasCDryer-Tier2-FrontAnyMFm2007CZ06rNCEH
RB-Appl-EffCW-med-ElecDHW-GasCDryer-Tier2-Front | DEER2016 | D16v1 | 2015-05-16 | Any | MFm | 2007 | CZ06 | rNCGF | Each | 1 | 538 | None | 113 | 0.0149 | 8.53 | 11.9 | 0.00157 | 6.3 | 113 | 0.0149 | 8.53 | 11.9 | 0.00157 | 6.3 |  |  | 1 |  | RB-Appl-EffCW-med-ElecDHW-GasCDryer-Tier2-FrontAnyMFm2007CZ06rNCGF
RB-Appl-EffCW-med-ElecDHW-GasCDryer-Tier2-Front | DEER2016 | D16v1 | 2015-05-16 | Any | MFm | 2007 | CZ07 | rDXGF | Each | 1 | 538 | None | 115 | 0.0184 | 8.85 | 14.3 | 0.00456 | 6.54 | 115 | 0.0184 | 8.85 | 14.3 | 0.00456 | 6.54 |  |  | 1 |  | RB-Appl-EffCW-med-ElecDHW-GasCDryer-Tier2-FrontAnyMFm2007CZ07rDXGF
RB-Appl-EffCW-med-ElecDHW-GasCDryer-Tier2-Front | DEER2016 | D16v1 | 2015-05-16 | Any | MFm | 2007 | CZ07 | rDXHP | Each | 1 | 538 | None | 113 | 0.021 | 9.09 | 12.6 | 0.00377 | 6.74 | 113 | 0.021 | 9.09 | 12.6 | 0.00377 | 6.74 |  |  | 1 |  | RB-Appl-EffCW-med-ElecDHW-GasCDryer-Tier2-FrontAnyMFm2007CZ07rDXHP
RB-Appl-EffCW-med-ElecDHW-GasCDryer-Tier2-Front | DEER2016 | D16v1 | 2015-05-16 | Any | MFm | 2007 | CZ07 | rNCEH | Each | 1 | 538 | None | 108 | 0.0149 | 9.09 | 8.91 | 0.00165 | 6.74 | 108 | 0.0149 | 9.09 | 8.91 | 0.00165 | 6.74 |  |  | 1 |  | RB-Appl-EffCW-med-ElecDHW-GasCDryer-Tier2-FrontAnyMFm2007CZ07rNCEH
RB-Appl-EffCW-med-ElecDHW-GasCDryer-Tier2-Front | DEER2016 | D16v1 | 2015-05-16 | Any | MFm | 2007 | CZ07 | rNCGF | Each | 1 | 538 | None | 112 | 0.0149 | 8.81 | 12 | 0.00162 | 6.52 | 112 | 0.0149 | 8.81 | 12 | 0.00162 | 6.52 |  |  | 1 |  | RB-Appl-EffCW-med-ElecDHW-GasCDryer-Tier2-FrontAnyMFm2007CZ07rNCGF
RB-Appl-EffCW-med-ElecDHW-GasCDryer-Tier2-Front | DEER2016 | D16v1 | 2015-05-16 | Any | MFm | 2007 | CZ08 | rDXGF | Each | 1 | 538 | None | 116 | 0.0163 | 8.62 | 15.2 | 0.00305 | 6.35 | 116 | 0.0163 | 8.62 | 15.2 | 0.00305 | 6.35 |  |  | 1 |  | RB-Appl-EffCW-med-ElecDHW-GasCDryer-Tier2-FrontAnyMFm2007CZ08rDXGF
RB-Appl-EffCW-med-ElecDHW-GasCDryer-Tier2-Front | DEER2016 | D16v1 | 2015-05-16 | Any | MFm | 2007 | CZ08 | rDXHP | Each | 1 | 538 | None | 113 | 0.0175 | 9.09 | 13.6 | 0.00357 | 6.74 | 113 | 0.0175 | 9.09 | 13.6 | 0.00357 | 6.74 |  |  | 1 |  | RB-Appl-EffCW-med-ElecDHW-GasCDryer-Tier2-FrontAnyMFm2007CZ08rDXHP
RB-Appl-EffCW-med-ElecDHW-GasCDryer-Tier2-Front | DEER2016 | D16v1 | 2015-05-16 | Any | MFm | 2007 | CZ08 | rNCEH | Each | 1 | 538 | None | 103 | 0.0146 | 9.09 | 6.61 | 0.00161 | 6.74 | 103 | 0.0146 | 9.09 | 6.61 | 0.00161 | 6.74 |  |  | 1 |  | RB-Appl-EffCW-med-ElecDHW-GasCDryer-Tier2-FrontAnyMFm2007CZ08rNCEH
RB-Appl-EffCW-med-ElecDHW-GasCDryer-Tier2-Front | DEER2016 | D16v1 | 2015-05-16 | Any | MFm | 2007 | CZ08 | rNCGF | Each | 1 | 538 | None | 110 | 0.0145 | 8.59 | 11.7 | 0.00159 | 6.36 | 110 | 0.0145 | 8.59 | 11.7 | 0.00159 | 6.36 |  |  | 1 |  | RB-Appl-EffCW-med-ElecDHW-GasCDryer-Tier2-FrontAnyMFm2007CZ08rNCGF
RB-Appl-EffCW-med-ElecDHW-GasCDryer-Tier2-Front | DEER2016 | D16v1 | 2015-05-16 | Any | MFm | 2007 | CZ09 | rDXGF | Each | 1 | 499 | None | 115 | 0.0165 | 8.57 | 13.1 | 0.0023 | 6.62 | 115 | 0.0165 | 8.57 | 13.1 | 0.0023 | 6.62 |  |  | 1 |  | RB-Appl-EffCW-med-ElecDHW-GasCDryer-Tier2-FrontAnyMFm2007CZ09rDXGF
RB-Appl-EffCW-med-ElecDHW-GasCDryer-Tier2-Front | DEER2016 | D16v1 | 2015-05-16 | Any | MFm | 2007 | CZ09 | rDXHP | Each | 1 | 499 | None | 111 | 0.017 | 9.09 | 11.9 | 0.00256 | 6.74 | 111 | 0.017 | 9.09 | 11.9 | 0.00256 | 6.74 |  |  | 1 |  | RB-Appl-EffCW-med-ElecDHW-GasCDryer-Tier2-FrontAnyMFm2007CZ09rDXHP
RB-Appl-EffCW-med-ElecDHW-GasCDryer-Tier2-Front | DEER2016 | D16v1 | 2015-05-16 | Any | MFm | 2007 | CZ09 | rNCEH | Each | 1 | 499 | None | 102 | 0.0144 | 9.09 | 9.49 | 0.00155 | 6.74 | 102 | 0.0144 | 9.09 | 9.49 | 0.00155 | 6.74 |  |  | 1 |  | RB-Appl-EffCW-med-ElecDHW-GasCDryer-Tier2-FrontAnyMFm2007CZ09rNCEH
RB-Appl-EffCW-med-ElecDHW-GasCDryer-Tier2-Front | DEER2016 | D16v1 | 2015-05-16 | Any | MFm | 2007 | CZ09 | rNCGF | Each | 1 | 499 | None | 110 | 0.0143 | 8.51 | 11.6 | 0.00153 | 6.59 | 110 | 0.0143 | 8.51 | 11.6 | 0.00153 | 6.59 |  |  | 1 |  | RB-Appl-EffCW-med-ElecDHW-GasCDryer-Tier2-FrontAnyMFm2007CZ09rNCGF
RB-Appl-EffCW-med-ElecDHW-GasCDryer-Tier2-Front | DEER2016 | D16v1 | 2015-05-16 | Any | MFm | 2007 | CZ10 | rDXGF | Each | 1 | 474 | None | 114 | 0.0159 | 8.65 | 13.1 | 0.00207 | 6.63 | 114 | 0.0159 | 8.65 | 13.1 | 0.00207 | 6.63 |  |  | 1 |  | RB-Appl-EffCW-med-ElecDHW-GasCDryer-Tier2-FrontAnyMFm2007CZ10rDXGF
RB-Appl-EffCW-med-ElecDHW-GasCDryer-Tier2-Front | DEER2016 | D16v1 | 2015-05-16 | Any | MFm | 2007 | CZ10 | rDXHP | Each | 1 | 474 | None | 111 | 0.016 | 9.09 | 12.8 | 0.0022 | 6.74 | 111 | 0.016 | 9.09 | 12.8 | 0.0022 | 6.74 |  |  | 1 |  | RB-Appl-EffCW-med-ElecDHW-GasCDryer-Tier2-FrontAnyMFm2007CZ10rDXHP
RB-Appl-EffCW-med-ElecDHW-GasCDryer-Tier2-Front | DEER2016 | D16v1 | 2015-05-16 | Any | MFm | 2007 | CZ10 | rNCEH | Each | 1 | 474 | None | 103 | 0.0142 | 9.09 | 9.75 | 0.00153 | 6.74 | 103 | 0.0142 | 9.09 | 9.75 | 0.00153 | 6.74 |  |  | 1 |  | RB-Appl-EffCW-med-ElecDHW-GasCDryer-Tier2-FrontAnyMFm2007CZ10rNCEH
RB-Appl-EffCW-med-ElecDHW-GasCDryer-Tier2-Front | DEER2016 | D16v1 | 2015-05-16 | Any | MFm | 2007 | CZ10 | rNCGF | Each | 1 | 474 | None | 109 | 0.0141 | 8.63 | 11.6 | 0.00152 | 6.62 | 109 | 0.0141 | 8.63 | 11.6 | 0.00152 | 6.62 |  |  | 1 |  | RB-Appl-EffCW-med-ElecDHW-GasCDryer-Tier2-FrontAnyMFm2007CZ10rNCGF
RB-Appl-EffCW-med-ElecDHW-GasCDryer-Tier2-Front | DEER2016 | D16v1 | 2015-05-16 | Any | MFm | 2007 | CZ11 | rDXGF | Each | 1 | 474 | None | 116 | 0.0153 | 8.49 | 13.3 | 0.00168 | 6.59 | 116 | 0.0153 | 8.49 | 13.3 | 0.00168 | 6.59 |  |  | 1 |  | RB-Appl-EffCW-med-ElecDHW-GasCDryer-Tier2-FrontAnyMFm2007CZ11rDXGF
RB-Appl-EffCW-med-ElecDHW-GasCDryer-Tier2-Front | DEER2016 | D16v1 | 2015-05-16 | Any | MFm | 2007 | CZ11 | rDXHP | Each | 1 | 474 | None | 112 | 0.0158 | 9.09 | 12.7 | 0.00203 | 6.74 | 112 | 0.0158 | 9.09 | 12.7 | 0.00203 | 6.74 |  |  | 1 |  | RB-Appl-EffCW-med-ElecDHW-GasCDryer-Tier2-FrontAnyMFm2007CZ11rDXHP
RB-Appl-EffCW-med-ElecDHW-GasCDryer-Tier2-Front | DEER2016 | D16v1 | 2015-05-16 | Any | MFm | 2007 | CZ11 | rNCEH | Each | 1 | 474 | None | 100 | 0.0141 | 9.09 | 8.77 | 0.00153 | 6.74 | 100 | 0.0141 | 9.09 | 8.77 | 0.00153 | 6.74 |  |  | 1 |  | RB-Appl-EffCW-med-ElecDHW-GasCDryer-Tier2-FrontAnyMFm2007CZ11rNCEH
RB-Appl-EffCW-med-ElecDHW-GasCDryer-Tier2-Front | DEER2016 | D16v1 | 2015-05-16 | Any | MFm | 2007 | CZ11 | rNCGF | Each | 1 | 474 | None | 110 | 0.0141 | 8.44 | 11.6 | 0.00153 | 6.57 | 110 | 0.0141 | 8.44 | 11.6 | 0.00153 | 6.57 |  |  | 1 |  | RB-Appl-EffCW-med-ElecDHW-GasCDryer-Tier2-FrontAnyMFm2007CZ11rNCGF
RB-Appl-EffCW-med-ElecDHW-GasCDryer-Tier2-Front | DEER2016 | D16v1 | 2015-05-16 | Any | MFm | 2007 | CZ12 | rDXGF | Each | 1 | 474 | None | 118 | 0.0171 | 8.43 | 13.4 | 0.00273 | 6.56 | 118 | 0.0171 | 8.43 | 13.4 | 0.00273 | 6.56 |  |  | 1 |  | RB-Appl-EffCW-med-ElecDHW-GasCDryer-Tier2-FrontAnyMFm2007CZ12rDXGF
RB-Appl-EffCW-med-ElecDHW-GasCDryer-Tier2-Front | DEER2016 | D16v1 | 2015-05-16 | Any | MFm | 2007 | CZ12 | rDXHP | Each | 1 | 474 | None | 114 | 0.0174 | 9.09 | 12.6 | 0.00225 | 6.74 | 114 | 0.0174 | 9.09 | 12.6 | 0.00225 | 6.74 |  |  | 1 |  | RB-Appl-EffCW-med-ElecDHW-GasCDryer-Tier2-FrontAnyMFm2007CZ12rDXHP
RB-Appl-EffCW-med-ElecDHW-GasCDryer-Tier2-Front | DEER2016 | D16v1 | 2015-05-16 | Any | MFm | 2007 | CZ12 | rNCEH | Each | 1 | 474 | None | 103 | 0.0149 | 9.09 | 9.03 | 0.00159 | 6.74 | 103 | 0.0149 | 9.09 | 9.03 | 0.00159 | 6.74 |  |  | 1 |  | RB-Appl-EffCW-med-ElecDHW-GasCDryer-Tier2-FrontAnyMFm2007CZ12rNCEH
RB-Appl-EffCW-med-ElecDHW-GasCDryer-Tier2-Front | DEER2016 | D16v1 | 2015-05-16 | Any | MFm | 2007 | CZ12 | rNCGF | Each | 1 | 474 | None | 113 | 0.0148 | 8.41 | 11.9 | 0.0016 | 6.55 | 113 | 0.0148 | 8.41 | 11.9 | 0.0016 | 6.55 |  |  | 1 |  | RB-Appl-EffCW-med-ElecDHW-GasCDryer-Tier2-FrontAnyMFm2007CZ12rNCGF
RB-Appl-EffCW-med-ElecDHW-GasCDryer-Tier2-Front | DEER2016 | D16v1 | 2015-05-16 | Any | MFm | 2007 | CZ13 | rDXGF | Each | 1 | 474 | None | 116 | 0.0149 | 8.43 | 13.7 | 0.00132 | 6.55 | 116 | 0.0149 | 8.43 | 13.7 | 0.00132 | 6.55 |  |  | 1 |  | RB-Appl-EffCW-med-ElecDHW-GasCDryer-Tier2-FrontAnyMFm2007CZ13rDXGF
RB-Appl-EffCW-med-ElecDHW-GasCDryer-Tier2-Front | DEER2016 | D16v1 | 2015-05-16 | Any | MFm | 2007 | CZ13 | rDXHP | Each | 1 | 474 | None | 110 | 0.0152 | 9.09 | 12.1 | 0.00219 | 6.74 | 110 | 0.0152 | 9.09 | 12.1 | 0.00219 | 6.74 |  |  | 1 |  | RB-Appl-EffCW-med-ElecDHW-GasCDryer-Tier2-FrontAnyMFm2007CZ13rDXHP
RB-Appl-EffCW-med-ElecDHW-GasCDryer-Tier2-Front | DEER2016 | D16v1 | 2015-05-16 | Any | MFm | 2007 | CZ13 | rNCEH | Each | 1 | 474 | None | 99.4 | 0.014 | 9.09 | 8.68 | 0.00152 | 6.74 | 99.4 | 0.014 | 9.09 | 8.68 | 0.00152 | 6.74 |  |  | 1 |  | RB-Appl-EffCW-med-ElecDHW-GasCDryer-Tier2-FrontAnyMFm2007CZ13rNCEH
RB-Appl-EffCW-med-ElecDHW-GasCDryer-Tier2-Front | DEER2016 | D16v1 | 2015-05-16 | Any | MFm | 2007 | CZ13 | rNCGF | Each | 1 | 474 | None | 109 | 0.014 | 8.4 | 11.5 | 0.00152 | 6.54 | 109 | 0.014 | 8.4 | 11.5 | 0.00152 | 6.54 |  |  | 1 |  | RB-Appl-EffCW-med-ElecDHW-GasCDryer-Tier2-FrontAnyMFm2007CZ13rNCGF
RB-Appl-EffCW-med-ElecDHW-GasCDryer-Tier2-Front | DEER2016 | D16v1 | 2015-05-16 | Any | MFm | 2007 | CZ14 | rDXGF | Each | 1 | 487 | None | 118 | 0.0148 | 8.49 | 13.9 | 0.00178 | 6.58 | 118 | 0.0148 | 8.49 | 13.9 | 0.00178 | 6.58 |  |  | 1 |  | RB-Appl-EffCW-med-ElecDHW-GasCDryer-Tier2-FrontAnyMFm2007CZ14rDXGF
RB-Appl-EffCW-med-ElecDHW-GasCDryer-Tier2-Front | DEER2016 | D16v1 | 2015-05-16 | Any | MFm | 2007 | CZ14 | rDXHP | Each | 1 | 487 | None | 114 | 0.0152 | 9.09 | 12.7 | 0.00194 | 6.74 | 114 | 0.0152 | 9.09 | 12.7 | 0.00194 | 6.74 |  |  | 1 |  | RB-Appl-EffCW-med-ElecDHW-GasCDryer-Tier2-FrontAnyMFm2007CZ14rDXHP
RB-Appl-EffCW-med-ElecDHW-GasCDryer-Tier2-Front | DEER2016 | D16v1 | 2015-05-16 | Any | MFm | 2007 | CZ14 | rNCEH | Each | 1 | 487 | None | 101 | 0.0137 | 9.09 | 8.77 | 0.00149 | 6.74 | 101 | 0.0137 | 9.09 | 8.77 | 0.00149 | 6.74 |  |  | 1 |  | RB-Appl-EffCW-med-ElecDHW-GasCDryer-Tier2-FrontAnyMFm2007CZ14rNCEH
RB-Appl-EffCW-med-ElecDHW-GasCDryer-Tier2-Front | DEER2016 | D16v1 | 2015-05-16 | Any | MFm | 2007 | CZ14 | rNCGF | Each | 1 | 487 | None | 111 | 0.0137 | 8.4 | 11.6 | 0.0015 | 6.55 | 111 | 0.0137 | 8.4 | 11.6 | 0.0015 | 6.55 |  |  | 1 |  | RB-Appl-EffCW-med-ElecDHW-GasCDryer-Tier2-FrontAnyMFm2007CZ14rNCGF
RB-Appl-EffCW-med-ElecDHW-GasCDryer-Tier2-Front | DEER2016 | D16v1 | 2015-05-16 | Any | MFm | 2007 | CZ15 | rDXGF | Each | 1 | 487 | None | 104 | 0.0133 | 8.9 | 13 | 0.00168 | 6.69 | 104 | 0.0133 | 8.9 | 13 | 0.00168 | 6.69 |  |  | 1 |  | RB-Appl-EffCW-med-ElecDHW-GasCDryer-Tier2-FrontAnyMFm2007CZ15rDXGF
RB-Appl-EffCW-med-ElecDHW-GasCDryer-Tier2-Front | DEER2016 | D16v1 | 2015-05-16 | Any | MFm | 2007 | CZ15 | rDXHP | Each | 1 | 487 | None | 102 | 0.0135 | 9.09 | 12.2 | 0.00198 | 6.74 | 102 | 0.0135 | 9.09 | 12.2 | 0.00198 | 6.74 |  |  | 1 |  | RB-Appl-EffCW-med-ElecDHW-GasCDryer-Tier2-FrontAnyMFm2007CZ15rDXHP
RB-Appl-EffCW-med-ElecDHW-GasCDryer-Tier2-Front | DEER2016 | D16v1 | 2015-05-16 | Any | MFm | 2007 | CZ15 | rNCEH | Each | 1 | 487 | None | 93.1 | 0.0116 | 9.09 | 9.69 | 0.00132 | 6.74 | 93.1 | 0.0116 | 9.09 | 9.69 | 0.00132 | 6.74 |  |  | 1 |  | RB-Appl-EffCW-med-ElecDHW-GasCDryer-Tier2-FrontAnyMFm2007CZ15rNCEH
RB-Appl-EffCW-med-ElecDHW-GasCDryer-Tier2-Front | DEER2016 | D16v1 | 2015-05-16 | Any | MFm | 2007 | CZ15 | rNCGF | Each | 1 | 487 | None | 96 | 0.0116 | 8.89 | 10.4 | 0.00128 | 6.69 | 96 | 0.0116 | 8.89 | 10.4 | 0.00128 | 6.69 |  |  | 1 |  | RB-Appl-EffCW-med-ElecDHW-GasCDryer-Tier2-FrontAnyMFm2007CZ15rNCGF
RB-Appl-EffCW-med-ElecDHW-GasCDryer-Tier2-Front | DEER2016 | D16v1 | 2015-05-16 | Any | MFm | 2007 | CZ16 | rDXGF | Each | 1 | 441 | None | 130 | 0.0181 | 8.27 | 15.1 | 0.00224 | 6.51 | 130 | 0.0181 | 8.27 | 15.1 | 0.00224 | 6.51 |  |  | 1 |  | RB-Appl-EffCW-med-ElecDHW-GasCDryer-Tier2-FrontAnyMFm2007CZ16rDXGF
RB-Appl-EffCW-med-ElecDHW-GasCDryer-Tier2-Front | DEER2016 | D16v1 | 2015-05-16 | Any | MFm | 2007 | CZ16 | rDXHP | Each | 1 | 441 | None | 122 | 0.0174 | 9.09 | 12.5 | 0.00138 | 6.74 | 122 | 0.0174 | 9.09 | 12.5 | 0.00138 | 6.74 |  |  | 1 |  | RB-Appl-EffCW-med-ElecDHW-GasCDryer-Tier2-FrontAnyMFm2007CZ16rDXHP
RB-Appl-EffCW-med-ElecDHW-GasCDryer-Tier2-Front | DEER2016 | D16v1 | 2015-05-16 | Any | MFm | 2007 | CZ16 | rNCEH | Each | 1 | 441 | None | 110 | 0.0163 | 9.09 | 8.43 | 0.00172 | 6.74 | 110 | 0.0163 | 9.09 | 8.43 | 0.00172 | 6.74 |  |  | 1 |  | RB-Appl-EffCW-med-ElecDHW-GasCDryer-Tier2-FrontAnyMFm2007CZ16rNCEH
RB-Appl-EffCW-med-ElecDHW-GasCDryer-Tier2-Front | DEER2016 | D16v1 | 2015-05-16 | Any | MFm | 2007 | CZ16 | rNCGF | Each | 1 | 441 | None | 124 | 0.0162 | 8.15 | 12.8 | 0.00171 | 6.46 | 124 | 0.0162 | 8.15 | 12.8 | 0.00171 | 6.46 |  |  | 1 |  | RB-Appl-EffCW-med-ElecDHW-GasCDryer-Tier2-FrontAnyMFm2007CZ16rNCGF
RB-Appl-EffCW-med-ElecDHW-GasCDryer-Tier2-Front | DEER2016 | D16v1 | 2015-05-16 | Any | MFm | 2011 | CZ01 | rDXGF | Each | 1 | 441 | None | 125 | 0.0181 | 8.01 | 12.6 | 0.00108 | 6.41 | 125 | 0.0181 | 8.01 | 12.6 | 0.00108 | 6.41 |  |  | 1 |  | RB-Appl-EffCW-med-ElecDHW-GasCDryer-Tier2-FrontAnyMFm2011CZ01rDXGF
RB-Appl-EffCW-med-ElecDHW-GasCDryer-Tier2-Front | DEER2016 | D16v1 | 2015-05-16 | Any | MFm | 2011 | CZ01 | rDXHP | Each | 1 | 441 | None | 118 | 0.019 | 9.09 | 11.4 | 0.0037 | 6.74 | 118 | 0.019 | 9.09 | 11.4 | 0.0037 | 6.74 |  |  | 1 |  | RB-Appl-EffCW-med-ElecDHW-GasCDryer-Tier2-FrontAnyMFm2011CZ01rDXHP
RB-Appl-EffCW-med-ElecDHW-GasCDryer-Tier2-Front | DEER2016 | D16v1 | 2015-05-16 | Any | MFm | 2011 | CZ01 | rNCEH | Each | 1 | 441 | None | 106 | 0.0168 | 9.09 | 7.05 | 0.00174 | 6.74 | 106 | 0.0168 | 9.09 | 7.05 | 0.00174 | 6.74 |  |  | 1 |  | RB-Appl-EffCW-med-ElecDHW-GasCDryer-Tier2-FrontAnyMFm2011CZ01rNCEH
RB-Appl-EffCW-med-ElecDHW-GasCDryer-Tier2-Front | DEER2016 | D16v1 | 2015-05-16 | Any | MFm | 2011 | CZ01 | rNCGF | Each | 1 | 441 | None | 125 | 0.0168 | 7.86 | 12.7 | 0.00178 | 6.34 | 125 | 0.0168 | 7.86 | 12.7 | 0.00178 | 6.34 |  |  | 1 |  | RB-Appl-EffCW-med-ElecDHW-GasCDryer-Tier2-FrontAnyMFm2011CZ01rNCGF
RB-Appl-EffCW-med-ElecDHW-GasCDryer-Tier2-Front | DEER2016 | D16v1 | 2015-05-16 | Any | MFm | 2011 | CZ02 | rDXGF | Each | 1 | 474 | None | 120 | 0.0208 | 8.4 | 13.1 | 0.00359 | 6.55 | 120 | 0.0208 | 8.4 | 13.1 | 0.00359 | 6.55 |  |  | 1 |  | RB-Appl-EffCW-med-ElecDHW-GasCDryer-Tier2-FrontAnyMFm2011CZ02rDXGF
RB-Appl-EffCW-med-ElecDHW-GasCDryer-Tier2-Front | DEER2016 | D16v1 | 2015-05-16 | Any | MFm | 2011 | CZ02 | rDXHP | Each | 1 | 474 | None | 114 | 0.021 | 9.09 | 11 | 0.00339 | 6.74 | 114 | 0.021 | 9.09 | 11 | 0.00339 | 6.74 |  |  | 1 |  | RB-Appl-EffCW-med-ElecDHW-GasCDryer-Tier2-FrontAnyMFm2011CZ02rDXHP
RB-Appl-EffCW-med-ElecDHW-GasCDryer-Tier2-Front | DEER2016 | D16v1 | 2015-05-16 | Any | MFm | 2011 | CZ02 | rNCEH | Each | 1 | 474 | None | 107 | 0.0158 | 9.09 | 9.37 | 0.00166 | 6.74 | 107 | 0.0158 | 9.09 | 9.37 | 0.00166 | 6.74 |  |  | 1 |  | RB-Appl-EffCW-med-ElecDHW-GasCDryer-Tier2-FrontAnyMFm2011CZ02rNCEH
RB-Appl-EffCW-med-ElecDHW-GasCDryer-Tier2-Front | DEER2016 | D16v1 | 2015-05-16 | Any | MFm | 2011 | CZ02 | rNCGF | Each | 1 | 474 | None | 118 | 0.0157 | 8.36 | 12.2 | 0.00169 | 6.55 | 118 | 0.0157 | 8.36 | 12.2 | 0.00169 | 6.55 |  |  | 1 |  | RB-Appl-EffCW-med-ElecDHW-GasCDryer-Tier2-FrontAnyMFm2011CZ02rNCGF
RB-Appl-EffCW-med-ElecDHW-GasCDryer-Tier2-Front | DEER2016 | D16v1 | 2015-05-16 | Any | MFm | 2011 | CZ03 | rDXGF | Each | 1 | 441 | None | 118 | 0.016 | 8.25 | 12.5 | 0.00226 | 6.51 | 118 | 0.016 | 8.25 | 12.5 | 0.00226 | 6.51 |  |  | 1 |  | RB-Appl-EffCW-med-ElecDHW-GasCDryer-Tier2-FrontAnyMFm2011CZ03rDXGF
RB-Appl-EffCW-med-ElecDHW-GasCDryer-Tier2-Front | DEER2016 | D16v1 | 2015-05-16 | Any | MFm | 2011 | CZ03 | rDXHP | Each | 1 | 441 | None | 112 | 0.0184 | 9.09 | 10.8 | 0.00162 | 6.74 | 112 | 0.0184 | 9.09 | 10.8 | 0.00162 | 6.74 |  |  | 1 |  | RB-Appl-EffCW-med-ElecDHW-GasCDryer-Tier2-FrontAnyMFm2011CZ03rDXHP
RB-Appl-EffCW-med-ElecDHW-GasCDryer-Tier2-Front | DEER2016 | D16v1 | 2015-05-16 | Any | MFm | 2011 | CZ03 | rNCEH | Each | 1 | 441 | None | 107 | 0.016 | 9.09 | 9.11 | 0.0017 | 6.74 | 107 | 0.016 | 9.09 | 9.11 | 0.0017 | 6.74 |  |  | 1 |  | RB-Appl-EffCW-med-ElecDHW-GasCDryer-Tier2-FrontAnyMFm2011CZ03rNCEH
RB-Appl-EffCW-med-ElecDHW-GasCDryer-Tier2-Front | DEER2016 | D16v1 | 2015-05-16 | Any | MFm | 2011 | CZ03 | rNCGF | Each | 1 | 441 | None | 118 | 0.016 | 8.23 | 12.3 | 0.00171 | 6.49 | 118 | 0.016 | 8.23 | 12.3 | 0.00171 | 6.49 |  |  | 1 |  | RB-Appl-EffCW-med-ElecDHW-GasCDryer-Tier2-FrontAnyMFm2011CZ03rNCGF
RB-Appl-EffCW-med-ElecDHW-GasCDryer-Tier2-Front | DEER2016 | D16v1 | 2015-05-16 | Any | MFm | 2011 | CZ04 | rDXGF | Each | 1 | 441 | None | 119 | 0.0176 | 8.52 | 13.2 | 0.00301 | 6.55 | 119 | 0.0176 | 8.52 | 13.2 | 0.00301 | 6.55 |  |  | 1 |  | RB-Appl-EffCW-med-ElecDHW-GasCDryer-Tier2-FrontAnyMFm2011CZ04rDXGF
RB-Appl-EffCW-med-ElecDHW-GasCDryer-Tier2-Front | DEER2016 | D16v1 | 2015-05-16 | Any | MFm | 2011 | CZ04 | rDXHP | Each | 1 | 441 | None | 115 | 0.0178 | 9.09 | 11.7 | 0.00313 | 6.74 | 115 | 0.0178 | 9.09 | 11.7 | 0.00313 | 6.74 |  |  | 1 |  | RB-Appl-EffCW-med-ElecDHW-GasCDryer-Tier2-FrontAnyMFm2011CZ04rDXHP
RB-Appl-EffCW-med-ElecDHW-GasCDryer-Tier2-Front | DEER2016 | D16v1 | 2015-05-16 | Any | MFm | 2011 | CZ04 | rNCEH | Each | 1 | 441 | None | 107 | 0.0151 | 9.09 | 9.48 | 0.00162 | 6.74 | 107 | 0.0151 | 9.09 | 9.48 | 0.00162 | 6.74 |  |  | 1 |  | RB-Appl-EffCW-med-ElecDHW-GasCDryer-Tier2-FrontAnyMFm2011CZ04rNCEH
RB-Appl-EffCW-med-ElecDHW-GasCDryer-Tier2-Front | DEER2016 | D16v1 | 2015-05-16 | Any | MFm | 2011 | CZ04 | rNCGF | Each | 1 | 441 | None | 115 | 0.015 | 8.49 | 12.1 | 0.0016 | 6.55 | 115 | 0.015 | 8.49 | 12.1 | 0.0016 | 6.55 |  |  | 1 |  | RB-Appl-EffCW-med-ElecDHW-GasCDryer-Tier2-FrontAnyMFm2011CZ04rNCGF
RB-Appl-EffCW-med-ElecDHW-GasCDryer-Tier2-Front | DEER2016 | D16v1 | 2015-05-16 | Any | MFm | 2011 | CZ05 | rDXGF | Each | 1 | 441 | None | 120 | 0.0185 | 8.27 | 12.5 | 0.00466 | 6.51 | 120 | 0.0185 | 8.27 | 12.5 | 0.00466 | 6.51 |  |  | 1 |  | RB-Appl-EffCW-med-ElecDHW-GasCDryer-Tier2-FrontAnyMFm2011CZ05rDXGF
RB-Appl-EffCW-med-ElecDHW-GasCDryer-Tier2-Front | DEER2016 | D16v1 | 2015-05-16 | Any | MFm | 2011 | CZ05 | rDXHP | Each | 1 | 441 | None | 114 | 0.0145 | 9.09 | 10.8 | 0.00102 | 6.74 | 114 | 0.0145 | 9.09 | 10.8 | 0.00102 | 6.74 |  |  | 1 |  | RB-Appl-EffCW-med-ElecDHW-GasCDryer-Tier2-FrontAnyMFm2011CZ05rDXHP
RB-Appl-EffCW-med-ElecDHW-GasCDryer-Tier2-Front | DEER2016 | D16v1 | 2015-05-16 | Any | MFm | 2011 | CZ05 | rNCEH | Each | 1 | 441 | None | 108 | 0.0161 | 9.09 | 9.11 | 0.00171 | 6.74 | 108 | 0.0161 | 9.09 | 9.11 | 0.00171 | 6.74 |  |  | 1 |  | RB-Appl-EffCW-med-ElecDHW-GasCDryer-Tier2-FrontAnyMFm2011CZ05rNCEH
RB-Appl-EffCW-med-ElecDHW-GasCDryer-Tier2-Front | DEER2016 | D16v1 | 2015-05-16 | Any | MFm | 2011 | CZ05 | rNCGF | Each | 1 | 441 | None | 120 | 0.0161 | 8.27 | 12.4 | 0.0017 | 6.5 | 120 | 0.0161 | 8.27 | 12.4 | 0.0017 | 6.5 |  |  | 1 |  | RB-Appl-EffCW-med-ElecDHW-GasCDryer-Tier2-FrontAnyMFm2011CZ05rNCGF
RB-Appl-EffCW-med-ElecDHW-GasCDryer-Tier2-Front | DEER2016 | D16v1 | 2015-05-16 | Any | MFm | 2011 | CZ06 | rDXGF | Each | 1 | 538 | None | 115 | 0.0197 | 8.66 | 13.8 | 0.00657 | 6.38 | 115 | 0.0197 | 8.66 | 13.8 | 0.00657 | 6.38 |  |  | 1 |  | RB-Appl-EffCW-med-ElecDHW-GasCDryer-Tier2-FrontAnyMFm2011CZ06rDXGF
RB-Appl-EffCW-med-ElecDHW-GasCDryer-Tier2-Front | DEER2016 | D16v1 | 2015-05-16 | Any | MFm | 2011 | CZ06 | rDXHP | Each | 1 | 538 | None | 112 | 0.0226 | 9.09 | 11.3 | 0.00628 | 6.74 | 112 | 0.0226 | 9.09 | 11.3 | 0.00628 | 6.74 |  |  | 1 |  | RB-Appl-EffCW-med-ElecDHW-GasCDryer-Tier2-FrontAnyMFm2011CZ06rDXHP
RB-Appl-EffCW-med-ElecDHW-GasCDryer-Tier2-Front | DEER2016 | D16v1 | 2015-05-16 | Any | MFm | 2011 | CZ06 | rNCEH | Each | 1 | 538 | None | 106 | 0.015 | 9.09 | 6.63 | 0.00165 | 6.74 | 106 | 0.015 | 9.09 | 6.63 | 0.00165 | 6.74 |  |  | 1 |  | RB-Appl-EffCW-med-ElecDHW-GasCDryer-Tier2-FrontAnyMFm2011CZ06rNCEH
RB-Appl-EffCW-med-ElecDHW-GasCDryer-Tier2-Front | DEER2016 | D16v1 | 2015-05-16 | Any | MFm | 2011 | CZ06 | rNCGF | Each | 1 | 538 | None | 113 | 0.0149 | 8.55 | 11.9 | 0.00158 | 6.33 | 113 | 0.0149 | 8.55 | 11.9 | 0.00158 | 6.33 |  |  | 1 |  | RB-Appl-EffCW-med-ElecDHW-GasCDryer-Tier2-FrontAnyMFm2011CZ06rNCGF
RB-Appl-EffCW-med-ElecDHW-GasCDryer-Tier2-Front | DEER2016 | D16v1 | 2015-05-16 | Any | MFm | 2011 | CZ07 | rDXGF | Each | 1 | 538 | None | 116 | 0.0205 | 8.96 | 15.4 | 0.0047 | 6.63 | 116 | 0.0205 | 8.96 | 15.4 | 0.0047 | 6.63 |  |  | 1 |  | RB-Appl-EffCW-med-ElecDHW-GasCDryer-Tier2-FrontAnyMFm2011CZ07rDXGF
RB-Appl-EffCW-med-ElecDHW-GasCDryer-Tier2-Front | DEER2016 | D16v1 | 2015-05-16 | Any | MFm | 2011 | CZ07 | rDXHP | Each | 1 | 538 | None | 115 | 0.0161 | 9.09 | 14.4 | 0.00446 | 6.74 | 115 | 0.0161 | 9.09 | 14.4 | 0.00446 | 6.74 |  |  | 1 |  | RB-Appl-EffCW-med-ElecDHW-GasCDryer-Tier2-FrontAnyMFm2011CZ07rDXHP
RB-Appl-EffCW-med-ElecDHW-GasCDryer-Tier2-Front | DEER2016 | D16v1 | 2015-05-16 | Any | MFm | 2011 | CZ07 | rNCEH | Each | 1 | 538 | None | 110 | 0.015 | 9.09 | 10.5 | 0.00165 | 6.74 | 110 | 0.015 | 9.09 | 10.5 | 0.00165 | 6.74 |  |  | 1 |  | RB-Appl-EffCW-med-ElecDHW-GasCDryer-Tier2-FrontAnyMFm2011CZ07rNCEH
RB-Appl-EffCW-med-ElecDHW-GasCDryer-Tier2-Front | DEER2016 | D16v1 | 2015-05-16 | Any | MFm | 2011 | CZ07 | rNCGF | Each | 1 | 538 | None | 112 | 0.0149 | 8.95 | 12.1 | 0.00164 | 6.62 | 112 | 0.0149 | 8.95 | 12.1 | 0.00164 | 6.62 |  |  | 1 |  | RB-Appl-EffCW-med-ElecDHW-GasCDryer-Tier2-FrontAnyMFm2011CZ07rNCGF
RB-Appl-EffCW-med-ElecDHW-GasCDryer-Tier2-Front | DEER2016 | D16v1 | 2015-05-16 | Any | MFm | 2011 | CZ08 | rDXGF | Each | 1 | 538 | None | 117 | 0.016 | 8.74 | 16.3 | 0.00279 | 6.45 | 117 | 0.016 | 8.74 | 16.3 | 0.00279 | 6.45 |  |  | 1 |  | RB-Appl-EffCW-med-ElecDHW-GasCDryer-Tier2-FrontAnyMFm2011CZ08rDXGF
RB-Appl-EffCW-med-ElecDHW-GasCDryer-Tier2-Front | DEER2016 | D16v1 | 2015-05-16 | Any | MFm | 2011 | CZ08 | rDXHP | Each | 1 | 538 | None | 115 | 0.0172 | 9.09 | 14.5 | 0.00337 | 6.74 | 115 | 0.0172 | 9.09 | 14.5 | 0.00337 | 6.74 |  |  | 1 |  | RB-Appl-EffCW-med-ElecDHW-GasCDryer-Tier2-FrontAnyMFm2011CZ08rDXHP
RB-Appl-EffCW-med-ElecDHW-GasCDryer-Tier2-Front | DEER2016 | D16v1 | 2015-05-16 | Any | MFm | 2011 | CZ08 | rNCEH | Each | 1 | 538 | None | 105 | 0.0146 | 9.09 | 8.08 | 0.00162 | 6.74 | 105 | 0.0146 | 9.09 | 8.08 | 0.00162 | 6.74 |  |  | 1 |  | RB-Appl-EffCW-med-ElecDHW-GasCDryer-Tier2-FrontAnyMFm2011CZ08rNCEH
RB-Appl-EffCW-med-ElecDHW-GasCDryer-Tier2-Front | DEER2016 | D16v1 | 2015-05-16 | Any | MFm | 2011 | CZ08 | rNCGF | Each | 1 | 538 | None | 110 | 0.0145 | 8.7 | 11.9 | 0.00161 | 6.44 | 110 | 0.0145 | 8.7 | 11.9 | 0.00161 | 6.44 |  |  | 1 |  | RB-Appl-EffCW-med-ElecDHW-GasCDryer-Tier2-FrontAnyMFm2011CZ08rNCGF
RB-Appl-EffCW-med-ElecDHW-GasCDryer-Tier2-Front | DEER2016 | D16v1 | 2015-05-16 | Any | MFm | 2011 | CZ09 | rDXGF | Each | 1 | 499 | None | 115 | 0.0164 | 8.69 | 13 | 0.00235 | 6.65 | 115 | 0.0164 | 8.69 | 13 | 0.00235 | 6.65 |  |  | 1 |  | RB-Appl-EffCW-med-ElecDHW-GasCDryer-Tier2-FrontAnyMFm2011CZ09rDXGF
RB-Appl-EffCW-med-ElecDHW-GasCDryer-Tier2-Front | DEER2016 | D16v1 | 2015-05-16 | Any | MFm | 2011 | CZ09 | rDXHP | Each | 1 | 499 | None | 112 | 0.0169 | 9.09 | 12.9 | 0.00226 | 6.74 | 112 | 0.0169 | 9.09 | 12.9 | 0.00226 | 6.74 |  |  | 1 |  | RB-Appl-EffCW-med-ElecDHW-GasCDryer-Tier2-FrontAnyMFm2011CZ09rDXHP
RB-Appl-EffCW-med-ElecDHW-GasCDryer-Tier2-Front | DEER2016 | D16v1 | 2015-05-16 | Any | MFm | 2011 | CZ09 | rNCEH | Each | 1 | 499 | None | 104 | 0.0144 | 9.09 | 9.98 | 0.00155 | 6.74 | 104 | 0.0144 | 9.09 | 9.98 | 0.00155 | 6.74 |  |  | 1 |  | RB-Appl-EffCW-med-ElecDHW-GasCDryer-Tier2-FrontAnyMFm2011CZ09rNCEH
RB-Appl-EffCW-med-ElecDHW-GasCDryer-Tier2-Front | DEER2016 | D16v1 | 2015-05-16 | Any | MFm | 2011 | CZ09 | rNCGF | Each | 1 | 499 | None | 110 | 0.0144 | 8.65 | 11.7 | 0.00154 | 6.64 | 110 | 0.0144 | 8.65 | 11.7 | 0.00154 | 6.64 |  |  | 1 |  | RB-Appl-EffCW-med-ElecDHW-GasCDryer-Tier2-FrontAnyMFm2011CZ09rNCGF
RB-Appl-EffCW-med-ElecDHW-GasCDryer-Tier2-Front | DEER2016 | D16v1 | 2015-05-16 | Any | MFm | 2011 | CZ10 | rDXGF | Each | 1 | 474 | None | 115 | 0.0158 | 8.73 | 13.4 | 0.00212 | 6.65 | 115 | 0.0158 | 8.73 | 13.4 | 0.00212 | 6.65 |  |  | 1 |  | RB-Appl-EffCW-med-ElecDHW-GasCDryer-Tier2-FrontAnyMFm2011CZ10rDXGF
RB-Appl-EffCW-med-ElecDHW-GasCDryer-Tier2-Front | DEER2016 | D16v1 | 2015-05-16 | Any | MFm | 2011 | CZ10 | rDXHP | Each | 1 | 474 | None | 112 | 0.0166 | 9.09 | 12.7 | 0.00234 | 6.74 | 112 | 0.0166 | 9.09 | 12.7 | 0.00234 | 6.74 |  |  | 1 |  | RB-Appl-EffCW-med-ElecDHW-GasCDryer-Tier2-FrontAnyMFm2011CZ10rDXHP
RB-Appl-EffCW-med-ElecDHW-GasCDryer-Tier2-Front | DEER2016 | D16v1 | 2015-05-16 | Any | MFm | 2011 | CZ10 | rNCEH | Each | 1 | 474 | None | 104 | 0.0142 | 9.09 | 10.1 | 0.00153 | 6.74 | 104 | 0.0142 | 9.09 | 10.1 | 0.00153 | 6.74 |  |  | 1 |  | RB-Appl-EffCW-med-ElecDHW-GasCDryer-Tier2-FrontAnyMFm2011CZ10rNCEH
RB-Appl-EffCW-med-ElecDHW-GasCDryer-Tier2-Front | DEER2016 | D16v1 | 2015-05-16 | Any | MFm | 2011 | CZ10 | rNCGF | Each | 1 | 474 | None | 110 | 0.0141 | 8.71 | 11.6 | 0.00151 | 6.64 | 110 | 0.0141 | 8.71 | 11.6 | 0.00151 | 6.64 |  |  | 1 |  | RB-Appl-EffCW-med-ElecDHW-GasCDryer-Tier2-FrontAnyMFm2011CZ10rNCGF
RB-Appl-EffCW-med-ElecDHW-GasCDryer-Tier2-Front | DEER2016 | D16v1 | 2015-05-16 | Any | MFm | 2011 | CZ11 | rDXGF | Each | 1 | 474 | None | 117 | 0.0153 | 8.55 | 13.9 | 0.00147 | 6.59 | 117 | 0.0153 | 8.55 | 13.9 | 0.00147 | 6.59 |  |  | 1 |  | RB-Appl-EffCW-med-ElecDHW-GasCDryer-Tier2-FrontAnyMFm2011CZ11rDXGF
RB-Appl-EffCW-med-ElecDHW-GasCDryer-Tier2-Front | DEER2016 | D16v1 | 2015-05-16 | Any | MFm | 2011 | CZ11 | rDXHP | Each | 1 | 474 | None | 113 | 0.0158 | 9.09 | 12.7 | 0.00211 | 6.74 | 113 | 0.0158 | 9.09 | 12.7 | 0.00211 | 6.74 |  |  | 1 |  | RB-Appl-EffCW-med-ElecDHW-GasCDryer-Tier2-FrontAnyMFm2011CZ11rDXHP
RB-Appl-EffCW-med-ElecDHW-GasCDryer-Tier2-Front | DEER2016 | D16v1 | 2015-05-16 | Any | MFm | 2011 | CZ11 | rNCEH | Each | 1 | 474 | None | 101 | 0.0141 | 9.09 | 9 | 0.00153 | 6.74 | 101 | 0.0141 | 9.09 | 9 | 0.00153 | 6.74 |  |  | 1 |  | RB-Appl-EffCW-med-ElecDHW-GasCDryer-Tier2-FrontAnyMFm2011CZ11rNCEH
RB-Appl-EffCW-med-ElecDHW-GasCDryer-Tier2-Front | DEER2016 | D16v1 | 2015-05-16 | Any | MFm | 2011 | CZ11 | rNCGF | Each | 1 | 474 | None | 111 | 0.0141 | 8.48 | 11.7 | 0.00152 | 6.58 | 111 | 0.0141 | 8.48 | 11.7 | 0.00152 | 6.58 |  |  | 1 |  | RB-Appl-EffCW-med-ElecDHW-GasCDryer-Tier2-FrontAnyMFm2011CZ11rNCGF
RB-Appl-EffCW-med-ElecDHW-GasCDryer-Tier2-Front | DEER2016 | D16v1 | 2015-05-16 | Any | MFm | 2011 | CZ12 | rDXGF | Each | 1 | 474 | None | 118 | 0.0166 | 8.5 | 13 | 0.00223 | 6.58 | 118 | 0.0166 | 8.5 | 13 | 0.00223 | 6.58 |  |  | 1 |  | RB-Appl-EffCW-med-ElecDHW-GasCDryer-Tier2-FrontAnyMFm2011CZ12rDXGF
RB-Appl-EffCW-med-ElecDHW-GasCDryer-Tier2-Front | DEER2016 | D16v1 | 2015-05-16 | Any | MFm | 2011 | CZ12 | rDXHP | Each | 1 | 474 | None | 114 | 0.017 | 9.09 | 12.6 | 0.00288 | 6.74 | 114 | 0.017 | 9.09 | 12.6 | 0.00288 | 6.74 |  |  | 1 |  | RB-Appl-EffCW-med-ElecDHW-GasCDryer-Tier2-FrontAnyMFm2011CZ12rDXHP
RB-Appl-EffCW-med-ElecDHW-GasCDryer-Tier2-Front | DEER2016 | D16v1 | 2015-05-16 | Any | MFm | 2011 | CZ12 | rNCEH | Each | 1 | 474 | None | 104 | 0.0149 | 9.09 | 9.31 | 0.00159 | 6.74 | 104 | 0.0149 | 9.09 | 9.31 | 0.00159 | 6.74 |  |  | 1 |  | RB-Appl-EffCW-med-ElecDHW-GasCDryer-Tier2-FrontAnyMFm2011CZ12rNCEH
RB-Appl-EffCW-med-ElecDHW-GasCDryer-Tier2-Front | DEER2016 | D16v1 | 2015-05-16 | Any | MFm | 2011 | CZ12 | rNCGF | Each | 1 | 474 | None | 113 | 0.0148 | 8.47 | 11.9 | 0.00155 | 6.57 | 113 | 0.0148 | 8.47 | 11.9 | 0.00155 | 6.57 |  |  | 1 |  | RB-Appl-EffCW-med-ElecDHW-GasCDryer-Tier2-FrontAnyMFm2011CZ12rNCGF
RB-Appl-EffCW-med-ElecDHW-GasCDryer-Tier2-Front | DEER2016 | D16v1 | 2015-05-16 | Any | MFm | 2011 | CZ13 | rDXGF | Each | 1 | 474 | None | 116 | 0.0151 | 8.49 | 13.9 | 0.00171 | 6.56 | 116 | 0.0151 | 8.49 | 13.9 | 0.00171 | 6.56 |  |  | 1 |  | RB-Appl-EffCW-med-ElecDHW-GasCDryer-Tier2-FrontAnyMFm2011CZ13rDXGF
RB-Appl-EffCW-med-ElecDHW-GasCDryer-Tier2-Front | DEER2016 | D16v1 | 2015-05-16 | Any | MFm | 2011 | CZ13 | rDXHP | Each | 1 | 474 | None | 112 | 0.0153 | 9.09 | 12.9 | 0.00163 | 6.74 | 112 | 0.0153 | 9.09 | 12.9 | 0.00163 | 6.74 |  |  | 1 |  | RB-Appl-EffCW-med-ElecDHW-GasCDryer-Tier2-FrontAnyMFm2011CZ13rDXHP
RB-Appl-EffCW-med-ElecDHW-GasCDryer-Tier2-Front | DEER2016 | D16v1 | 2015-05-16 | Any | MFm | 2011 | CZ13 | rNCEH | Each | 1 | 474 | None | 100 | 0.014 | 9.09 | 8.97 | 0.00152 | 6.74 | 100 | 0.014 | 9.09 | 8.97 | 0.00152 | 6.74 |  |  | 1 |  | RB-Appl-EffCW-med-ElecDHW-GasCDryer-Tier2-FrontAnyMFm2011CZ13rNCEH
RB-Appl-EffCW-med-ElecDHW-GasCDryer-Tier2-Front | DEER2016 | D16v1 | 2015-05-16 | Any | MFm | 2011 | CZ13 | rNCGF | Each | 1 | 474 | None | 109 | 0.014 | 8.46 | 11.5 | 0.00152 | 6.55 | 109 | 0.014 | 8.46 | 11.5 | 0.00152 | 6.55 |  |  | 1 |  | RB-Appl-EffCW-med-ElecDHW-GasCDryer-Tier2-FrontAnyMFm2011CZ13rNCGF
RB-Appl-EffCW-med-ElecDHW-GasCDryer-Tier2-Front | DEER2016 | D16v1 | 2015-05-16 | Any | MFm | 2011 | CZ14 | rDXGF | Each | 1 | 487 | None | 119 | 0.0147 | 8.56 | 14.2 | 0.00174 | 6.6 | 119 | 0.0147 | 8.56 | 14.2 | 0.00174 | 6.6 |  |  | 1 |  | RB-Appl-EffCW-med-ElecDHW-GasCDryer-Tier2-FrontAnyMFm2011CZ14rDXGF
RB-Appl-EffCW-med-ElecDHW-GasCDryer-Tier2-Front | DEER2016 | D16v1 | 2015-05-16 | Any | MFm | 2011 | CZ14 | rDXHP | Each | 1 | 487 | None | 115 | 0.0154 | 9.09 | 13 | 0.00188 | 6.74 | 115 | 0.0154 | 9.09 | 13 | 0.00188 | 6.74 |  |  | 1 |  | RB-Appl-EffCW-med-ElecDHW-GasCDryer-Tier2-FrontAnyMFm2011CZ14rDXHP
RB-Appl-EffCW-med-ElecDHW-GasCDryer-Tier2-Front | DEER2016 | D16v1 | 2015-05-16 | Any | MFm | 2011 | CZ14 | rNCEH | Each | 1 | 487 | None | 102 | 0.0137 | 9.09 | 9.05 | 0.0015 | 6.74 | 102 | 0.0137 | 9.09 | 9.05 | 0.0015 | 6.74 |  |  | 1 |  | RB-Appl-EffCW-med-ElecDHW-GasCDryer-Tier2-FrontAnyMFm2011CZ14rNCEH
RB-Appl-EffCW-med-ElecDHW-GasCDryer-Tier2-Front | DEER2016 | D16v1 | 2015-05-16 | Any | MFm | 2011 | CZ14 | rNCGF | Each | 1 | 487 | None | 111 | 0.0137 | 8.47 | 11.6 | 0.00149 | 6.58 | 111 | 0.0137 | 8.47 | 11.6 | 0.00149 | 6.58 |  |  | 1 |  | RB-Appl-EffCW-med-ElecDHW-GasCDryer-Tier2-FrontAnyMFm2011CZ14rNCGF
RB-Appl-EffCW-med-ElecDHW-GasCDryer-Tier2-Front | DEER2016 | D16v1 | 2015-05-16 | Any | MFm | 2011 | CZ15 | rDXGF | Each | 1 | 487 | None | 104 | 0.0133 | 8.94 | 12.9 | 0.00171 | 6.7 | 104 | 0.0133 | 8.94 | 12.9 | 0.00171 | 6.7 |  |  | 1 |  | RB-Appl-EffCW-med-ElecDHW-GasCDryer-Tier2-FrontAnyMFm2011CZ15rDXGF
RB-Appl-EffCW-med-ElecDHW-GasCDryer-Tier2-Front | DEER2016 | D16v1 | 2015-05-16 | Any | MFm | 2011 | CZ15 | rDXHP | Each | 1 | 487 | None | 103 | 0.0136 | 9.09 | 12.4 | 0.00188 | 6.74 | 103 | 0.0136 | 9.09 | 12.4 | 0.00188 | 6.74 |  |  | 1 |  | RB-Appl-EffCW-med-ElecDHW-GasCDryer-Tier2-FrontAnyMFm2011CZ15rDXHP
RB-Appl-EffCW-med-ElecDHW-GasCDryer-Tier2-Front | DEER2016 | D16v1 | 2015-05-16 | Any | MFm | 2011 | CZ15 | rNCEH | Each | 1 | 487 | None | 93.9 | 0.0116 | 9.09 | 9.9 | 0.00132 | 6.74 | 93.9 | 0.0116 | 9.09 | 9.9 | 0.00132 | 6.74 |  |  | 1 |  | RB-Appl-EffCW-med-ElecDHW-GasCDryer-Tier2-FrontAnyMFm2011CZ15rNCEH
RB-Appl-EffCW-med-ElecDHW-GasCDryer-Tier2-Front | DEER2016 | D16v1 | 2015-05-16 | Any | MFm | 2011 | CZ15 | rNCGF | Each | 1 | 487 | None | 96 | 0.0116 | 8.95 | 10.5 | 0.00131 | 6.7 | 96 | 0.0116 | 8.95 | 10.5 | 0.00131 | 6.7 |  |  | 1 |  | RB-Appl-EffCW-med-ElecDHW-GasCDryer-Tier2-FrontAnyMFm2011CZ15rNCGF
RB-Appl-EffCW-med-ElecDHW-GasCDryer-Tier2-Front | DEER2016 | D16v1 | 2015-05-16 | Any | MFm | 2011 | CZ16 | rDXGF | Each | 1 | 441 | None | 130 | 0.0175 | 8.31 | 14.7 | 0.00217 | 6.5 | 130 | 0.0175 | 8.31 | 14.7 | 0.00217 | 6.5 |  |  | 1 |  | RB-Appl-EffCW-med-ElecDHW-GasCDryer-Tier2-FrontAnyMFm2011CZ16rDXGF
RB-Appl-EffCW-med-ElecDHW-GasCDryer-Tier2-Front | DEER2016 | D16v1 | 2015-05-16 | Any | MFm | 2011 | CZ16 | rDXHP | Each | 1 | 441 | None | 123 | 0.0179 | 9.09 | 12.5 | 0.00251 | 6.74 | 123 | 0.0179 | 9.09 | 12.5 | 0.00251 | 6.74 |  |  | 1 |  | RB-Appl-EffCW-med-ElecDHW-GasCDryer-Tier2-FrontAnyMFm2011CZ16rDXHP
RB-Appl-EffCW-med-ElecDHW-GasCDryer-Tier2-Front | DEER2016 | D16v1 | 2015-05-16 | Any | MFm | 2011 | CZ16 | rNCEH | Each | 1 | 441 | None | 111 | 0.0163 | 9.09 | 8.72 | 0.00172 | 6.74 | 111 | 0.0163 | 9.09 | 8.72 | 0.00172 | 6.74 |  |  | 1 |  | RB-Appl-EffCW-med-ElecDHW-GasCDryer-Tier2-FrontAnyMFm2011CZ16rNCEH
RB-Appl-EffCW-med-ElecDHW-GasCDryer-Tier2-Front | DEER2016 | D16v1 | 2015-05-16 | Any | MFm | 2011 | CZ16 | rNCGF | Each | 1 | 441 | None | 125 | 0.0162 | 8.2 | 12.8 | 0.00168 | 6.47 | 125 | 0.0162 | 8.2 | 12.8 | 0.00168 | 6.47 |  |  | 1 |  | RB-Appl-EffCW-med-ElecDHW-GasCDryer-Tier2-FrontAnyMFm2011CZ16rNCGF
RB-Appl-EffCW-med-ElecDHW-GasCDryer-Tier2-Front | DEER2016 | D16v1 | 2015-05-16 | Any | MFm | 2014 | CZ01 | rDXGF | Each | 1 | 441 | None | 126 | 0.0181 | 8.09 | 13.1 | 0.000491 | 6.38 | 126 | 0.0181 | 8.09 | 13.1 | 0.000491 | 6.38 |  |  | 1 |  | RB-Appl-EffCW-med-ElecDHW-GasCDryer-Tier2-FrontAnyMFm2014CZ01rDXGF
RB-Appl-EffCW-med-ElecDHW-GasCDryer-Tier2-Front | DEER2016 | D16v1 | 2015-05-16 | Any | MFm | 2014 | CZ01 | rDXHP | Each | 1 | 441 | None | 119 | 0.0174 | 9.09 | 10.8 | 0.00107 | 6.74 | 119 | 0.0174 | 9.09 | 10.8 | 0.00107 | 6.74 |  |  | 1 |  | RB-Appl-EffCW-med-ElecDHW-GasCDryer-Tier2-FrontAnyMFm2014CZ01rDXHP
RB-Appl-EffCW-med-ElecDHW-GasCDryer-Tier2-Front | DEER2016 | D16v1 | 2015-05-16 | Any | MFm | 2014 | CZ01 | rNCEH | Each | 1 | 441 | None | 108 | 0.0169 | 9.09 | 7.6 | 0.00177 | 6.74 | 108 | 0.0169 | 9.09 | 7.6 | 0.00177 | 6.74 |  |  | 1 |  | RB-Appl-EffCW-med-ElecDHW-GasCDryer-Tier2-FrontAnyMFm2014CZ01rNCEH
RB-Appl-EffCW-med-ElecDHW-GasCDryer-Tier2-Front | DEER2016 | D16v1 | 2015-05-16 | Any | MFm | 2014 | CZ01 | rNCGF | Each | 1 | 441 | None | 125 | 0.0168 | 7.98 | 12.8 | 0.00174 | 6.39 | 125 | 0.0168 | 7.98 | 12.8 | 0.00174 | 6.39 |  |  | 1 |  | RB-Appl-EffCW-med-ElecDHW-GasCDryer-Tier2-FrontAnyMFm2014CZ01rNCGF
RB-Appl-EffCW-med-ElecDHW-GasCDryer-Tier2-Front | DEER2016 | D16v1 | 2015-05-16 | Any | MFm | 2014 | CZ02 | rDXGF | Each | 1 | 474 | None | 120 | 0.0197 | 8.45 | 12.8 | 0.00254 | 6.57 | 120 | 0.0197 | 8.45 | 12.8 | 0.00254 | 6.57 |  |  | 1 |  | RB-Appl-EffCW-med-ElecDHW-GasCDryer-Tier2-FrontAnyMFm2014CZ02rDXGF
RB-Appl-EffCW-med-ElecDHW-GasCDryer-Tier2-Front | DEER2016 | D16v1 | 2015-05-16 | Any | MFm | 2014 | CZ02 | rDXHP | Each | 1 | 474 | None | 115 | 0.0201 | 9.09 | 11.5 | 0.00327 | 6.74 | 115 | 0.0201 | 9.09 | 11.5 | 0.00327 | 6.74 |  |  | 1 |  | RB-Appl-EffCW-med-ElecDHW-GasCDryer-Tier2-FrontAnyMFm2014CZ02rDXHP
RB-Appl-EffCW-med-ElecDHW-GasCDryer-Tier2-Front | DEER2016 | D16v1 | 2015-05-16 | Any | MFm | 2014 | CZ02 | rNCEH | Each | 1 | 474 | None | 108 | 0.0158 | 9.09 | 9.61 | 0.00167 | 6.74 | 108 | 0.0158 | 9.09 | 9.61 | 0.00167 | 6.74 |  |  | 1 |  | RB-Appl-EffCW-med-ElecDHW-GasCDryer-Tier2-FrontAnyMFm2014CZ02rNCEH
RB-Appl-EffCW-med-ElecDHW-GasCDryer-Tier2-Front | DEER2016 | D16v1 | 2015-05-16 | Any | MFm | 2014 | CZ02 | rNCGF | Each | 1 | 474 | None | 118 | 0.0158 | 8.42 | 12.2 | 0.0017 | 6.55 | 118 | 0.0158 | 8.42 | 12.2 | 0.0017 | 6.55 |  |  | 1 |  | RB-Appl-EffCW-med-ElecDHW-GasCDryer-Tier2-FrontAnyMFm2014CZ02rNCGF
RB-Appl-EffCW-med-ElecDHW-GasCDryer-Tier2-Front | DEER2016 | D16v1 | 2015-05-16 | Any | MFm | 2014 | CZ03 | rDXGF | Each | 1 | 441 | None | 119 | 0.0159 | 8.41 | 12.5 | 0.00258 | 6.53 | 119 | 0.0159 | 8.41 | 12.5 | 0.00258 | 6.53 |  |  | 1 |  | RB-Appl-EffCW-med-ElecDHW-GasCDryer-Tier2-FrontAnyMFm2014CZ03rDXGF
RB-Appl-EffCW-med-ElecDHW-GasCDryer-Tier2-Front | DEER2016 | D16v1 | 2015-05-16 | Any | MFm | 2014 | CZ03 | rDXHP | Each | 1 | 441 | None | 114 | 0.0169 | 9.09 | 11.2 | 0.00281 | 6.74 | 114 | 0.0169 | 9.09 | 11.2 | 0.00281 | 6.74 |  |  | 1 |  | RB-Appl-EffCW-med-ElecDHW-GasCDryer-Tier2-FrontAnyMFm2014CZ03rDXHP
RB-Appl-EffCW-med-ElecDHW-GasCDryer-Tier2-Front | DEER2016 | D16v1 | 2015-05-16 | Any | MFm | 2014 | CZ03 | rNCEH | Each | 1 | 441 | None | 110 | 0.016 | 9.09 | 9.95 | 0.0017 | 6.74 | 110 | 0.016 | 9.09 | 9.95 | 0.0017 | 6.74 |  |  | 1 |  | RB-Appl-EffCW-med-ElecDHW-GasCDryer-Tier2-FrontAnyMFm2014CZ03rNCEH
RB-Appl-EffCW-med-ElecDHW-GasCDryer-Tier2-Front | DEER2016 | D16v1 | 2015-05-16 | Any | MFm | 2014 | CZ03 | rNCGF | Each | 1 | 441 | None | 118 | 0.0159 | 8.42 | 12.4 | 0.00164 | 6.55 | 118 | 0.0159 | 8.42 | 12.4 | 0.00164 | 6.55 |  |  | 1 |  | RB-Appl-EffCW-med-ElecDHW-GasCDryer-Tier2-FrontAnyMFm2014CZ03rNCGF
RB-Appl-EffCW-med-ElecDHW-GasCDryer-Tier2-Front | DEER2016 | D16v1 | 2015-05-16 | Any | MFm | 2014 | CZ04 | rDXGF | Each | 1 | 441 | None | 119 | 0.0185 | 8.59 | 13 | 0.00413 | 6.57 | 119 | 0.0185 | 8.59 | 13 | 0.00413 | 6.57 |  |  | 1 |  | RB-Appl-EffCW-med-ElecDHW-GasCDryer-Tier2-FrontAnyMFm2014CZ04rDXGF
RB-Appl-EffCW-med-ElecDHW-GasCDryer-Tier2-Front | DEER2016 | D16v1 | 2015-05-16 | Any | MFm | 2014 | CZ04 | rDXHP | Each | 1 | 441 | None | 116 | 0.0181 | 9.09 | 12.2 | 0.00323 | 6.74 | 116 | 0.0181 | 9.09 | 12.2 | 0.00323 | 6.74 |  |  | 1 |  | RB-Appl-EffCW-med-ElecDHW-GasCDryer-Tier2-FrontAnyMFm2014CZ04rDXHP
RB-Appl-EffCW-med-ElecDHW-GasCDryer-Tier2-Front | DEER2016 | D16v1 | 2015-05-16 | Any | MFm | 2014 | CZ04 | rNCEH | Each | 1 | 441 | None | 108 | 0.0151 | 9.09 | 9.76 | 0.00163 | 6.74 | 108 | 0.0151 | 9.09 | 9.76 | 0.00163 | 6.74 |  |  | 1 |  | RB-Appl-EffCW-med-ElecDHW-GasCDryer-Tier2-FrontAnyMFm2014CZ04rNCEH
RB-Appl-EffCW-med-ElecDHW-GasCDryer-Tier2-Front | DEER2016 | D16v1 | 2015-05-16 | Any | MFm | 2014 | CZ04 | rNCGF | Each | 1 | 441 | None | 115 | 0.0151 | 8.56 | 12.1 | 0.00161 | 6.57 | 115 | 0.0151 | 8.56 | 12.1 | 0.00161 | 6.57 |  |  | 1 |  | RB-Appl-EffCW-med-ElecDHW-GasCDryer-Tier2-FrontAnyMFm2014CZ04rNCGF
RB-Appl-EffCW-med-ElecDHW-GasCDryer-Tier2-Front | DEER2016 | D16v1 | 2015-05-16 | Any | MFm | 2014 | CZ05 | rDXGF | Each | 1 | 441 | None | 121 | 0.0181 | 8.66 | 12.9 | 0.00333 | 6.64 | 121 | 0.0181 | 8.66 | 12.9 | 0.00333 | 6.64 |  |  | 1 |  | RB-Appl-EffCW-med-ElecDHW-GasCDryer-Tier2-FrontAnyMFm2014CZ05rDXGF
RB-Appl-EffCW-med-ElecDHW-GasCDryer-Tier2-Front | DEER2016 | D16v1 | 2015-05-16 | Any | MFm | 2014 | CZ05 | rDXHP | Each | 1 | 441 | None | 118 | 0.0176 | 9.09 | 12.2 | 0.00329 | 6.74 | 118 | 0.0176 | 9.09 | 12.2 | 0.00329 | 6.74 |  |  | 1 |  | RB-Appl-EffCW-med-ElecDHW-GasCDryer-Tier2-FrontAnyMFm2014CZ05rDXHP
RB-Appl-EffCW-med-ElecDHW-GasCDryer-Tier2-Front | DEER2016 | D16v1 | 2015-05-16 | Any | MFm | 2014 | CZ05 | rNCEH | Each | 1 | 441 | None | 115 | 0.0161 | 9.09 | 10.9 | 0.00171 | 6.74 | 115 | 0.0161 | 9.09 | 10.9 | 0.00171 | 6.74 |  |  | 1 |  | RB-Appl-EffCW-med-ElecDHW-GasCDryer-Tier2-FrontAnyMFm2014CZ05rNCEH
RB-Appl-EffCW-med-ElecDHW-GasCDryer-Tier2-Front | DEER2016 | D16v1 | 2015-05-16 | Any | MFm | 2014 | CZ05 | rNCGF | Each | 1 | 441 | None | 120 | 0.016 | 8.65 | 12.5 | 0.00164 | 6.63 | 120 | 0.016 | 8.65 | 12.5 | 0.00164 | 6.63 |  |  | 1 |  | RB-Appl-EffCW-med-ElecDHW-GasCDryer-Tier2-FrontAnyMFm2014CZ05rNCGF
RB-Appl-EffCW-med-ElecDHW-GasCDryer-Tier2-Front | DEER2016 | D16v1 | 2015-05-16 | Any | MFm | 2014 | CZ06 | rDXGF | Each | 1 | 538 | None | 115 | 0.0178 | 8.72 | 14 | 0.00164 | 6.43 | 115 | 0.0178 | 8.72 | 14 | 0.00164 | 6.43 |  |  | 1 |  | RB-Appl-EffCW-med-ElecDHW-GasCDryer-Tier2-FrontAnyMFm2014CZ06rDXGF
RB-Appl-EffCW-med-ElecDHW-GasCDryer-Tier2-Front | DEER2016 | D16v1 | 2015-05-16 | Any | MFm | 2014 | CZ06 | rDXHP | Each | 1 | 538 | None | 113 | 0.0215 | 9.09 | 11.7 | 0.00473 | 6.74 | 113 | 0.0215 | 9.09 | 11.7 | 0.00473 | 6.74 |  |  | 1 |  | RB-Appl-EffCW-med-ElecDHW-GasCDryer-Tier2-FrontAnyMFm2014CZ06rDXHP
RB-Appl-EffCW-med-ElecDHW-GasCDryer-Tier2-Front | DEER2016 | D16v1 | 2015-05-16 | Any | MFm | 2014 | CZ06 | rNCEH | Each | 1 | 538 | None | 107 | 0.015 | 9.09 | 7.47 | 0.00166 | 6.74 | 107 | 0.015 | 9.09 | 7.47 | 0.00166 | 6.74 |  |  | 1 |  | RB-Appl-EffCW-med-ElecDHW-GasCDryer-Tier2-FrontAnyMFm2014CZ06rNCEH
RB-Appl-EffCW-med-ElecDHW-GasCDryer-Tier2-Front | DEER2016 | D16v1 | 2015-05-16 | Any | MFm | 2014 | CZ06 | rNCGF | Each | 1 | 538 | None | 113 | 0.0149 | 8.64 | 12 | 0.00157 | 6.39 | 113 | 0.0149 | 8.64 | 12 | 0.00157 | 6.39 |  |  | 1 |  | RB-Appl-EffCW-med-ElecDHW-GasCDryer-Tier2-FrontAnyMFm2014CZ06rNCGF
RB-Appl-EffCW-med-ElecDHW-GasCDryer-Tier2-Front | DEER2016 | D16v1 | 2015-05-16 | Any | MFm | 2014 | CZ07 | rDXGF | Each | 1 | 538 | None | 116 | 0.018 | 9 | 15.1 | 0.000358 | 6.67 | 116 | 0.018 | 9 | 15.1 | 0.000358 | 6.67 |  |  | 1 |  | RB-Appl-EffCW-med-ElecDHW-GasCDryer-Tier2-FrontAnyMFm2014CZ07rDXGF
RB-Appl-EffCW-med-ElecDHW-GasCDryer-Tier2-Front | DEER2016 | D16v1 | 2015-05-16 | Any | MFm | 2014 | CZ07 | rDXHP | Each | 1 | 538 | None | 116 | 0.0167 | 9.09 | 14.9 | 0.00377 | 6.74 | 116 | 0.0167 | 9.09 | 14.9 | 0.00377 | 6.74 |  |  | 1 |  | RB-Appl-EffCW-med-ElecDHW-GasCDryer-Tier2-FrontAnyMFm2014CZ07rDXHP
RB-Appl-EffCW-med-ElecDHW-GasCDryer-Tier2-Front | DEER2016 | D16v1 | 2015-05-16 | Any | MFm | 2014 | CZ07 | rNCEH | Each | 1 | 538 | None | 111 | 0.015 | 9.09 | 11.2 | 0.00166 | 6.74 | 111 | 0.015 | 9.09 | 11.2 | 0.00166 | 6.74 |  |  | 1 |  | RB-Appl-EffCW-med-ElecDHW-GasCDryer-Tier2-FrontAnyMFm2014CZ07rNCEH
RB-Appl-EffCW-med-ElecDHW-GasCDryer-Tier2-Front | DEER2016 | D16v1 | 2015-05-16 | Any | MFm | 2014 | CZ07 | rNCGF | Each | 1 | 538 | None | 112 | 0.0149 | 9 | 12.1 | 0.00163 | 6.67 | 112 | 0.0149 | 9 | 12.1 | 0.00163 | 6.67 |  |  | 1 |  | RB-Appl-EffCW-med-ElecDHW-GasCDryer-Tier2-FrontAnyMFm2014CZ07rNCGF
RB-Appl-EffCW-med-ElecDHW-GasCDryer-Tier2-Front | DEER2016 | D16v1 | 2015-05-16 | Any | MFm | 2014 | CZ08 | rDXGF | Each | 1 | 538 | None | 116 | 0.0163 | 8.81 | 15.7 | 0.00313 | 6.5 | 116 | 0.0163 | 8.81 | 15.7 | 0.00313 | 6.5 |  |  | 1 |  | RB-Appl-EffCW-med-ElecDHW-GasCDryer-Tier2-FrontAnyMFm2014CZ08rDXGF
RB-Appl-EffCW-med-ElecDHW-GasCDryer-Tier2-Front | DEER2016 | D16v1 | 2015-05-16 | Any | MFm | 2014 | CZ08 | rDXHP | Each | 1 | 538 | None | 115 | 0.0172 | 9.09 | 14.9 | 0.00355 | 6.74 | 115 | 0.0172 | 9.09 | 14.9 | 0.00355 | 6.74 |  |  | 1 |  | RB-Appl-EffCW-med-ElecDHW-GasCDryer-Tier2-FrontAnyMFm2014CZ08rDXHP
RB-Appl-EffCW-med-ElecDHW-GasCDryer-Tier2-Front | DEER2016 | D16v1 | 2015-05-16 | Any | MFm | 2014 | CZ08 | rNCEH | Each | 1 | 538 | None | 106 | 0.0146 | 9.09 | 8.85 | 0.00163 | 6.74 | 106 | 0.0146 | 9.09 | 8.85 | 0.00163 | 6.74 |  |  | 1 |  | RB-Appl-EffCW-med-ElecDHW-GasCDryer-Tier2-FrontAnyMFm2014CZ08rNCEH
RB-Appl-EffCW-med-ElecDHW-GasCDryer-Tier2-Front | DEER2016 | D16v1 | 2015-05-16 | Any | MFm | 2014 | CZ08 | rNCGF | Each | 1 | 538 | None | 110 | 0.0145 | 8.78 | 11.9 | 0.00155 | 6.5 | 110 | 0.0145 | 8.78 | 11.9 | 0.00155 | 6.5 |  |  | 1 |  | RB-Appl-EffCW-med-ElecDHW-GasCDryer-Tier2-FrontAnyMFm2014CZ08rNCGF
RB-Appl-EffCW-med-ElecDHW-GasCDryer-Tier2-Front | DEER2016 | D16v1 | 2015-05-16 | Any | MFm | 2014 | CZ09 | rDXGF | Each | 1 | 499 | None | 115 | 0.0165 | 8.74 | 13.2 | 0.00224 | 6.65 | 115 | 0.0165 | 8.74 | 13.2 | 0.00224 | 6.65 |  |  | 1 |  | RB-Appl-EffCW-med-ElecDHW-GasCDryer-Tier2-FrontAnyMFm2014CZ09rDXGF
RB-Appl-EffCW-med-ElecDHW-GasCDryer-Tier2-Front | DEER2016 | D16v1 | 2015-05-16 | Any | MFm | 2014 | CZ09 | rDXHP | Each | 1 | 499 | None | 114 | 0.0176 | 9.09 | 12.9 | 0.00274 | 6.74 | 114 | 0.0176 | 9.09 | 12.9 | 0.00274 | 6.74 |  |  | 1 |  | RB-Appl-EffCW-med-ElecDHW-GasCDryer-Tier2-FrontAnyMFm2014CZ09rDXHP
RB-Appl-EffCW-med-ElecDHW-GasCDryer-Tier2-Front | DEER2016 | D16v1 | 2015-05-16 | Any | MFm | 2014 | CZ09 | rNCEH | Each | 1 | 499 | None | 105 | 0.0144 | 9.09 | 10.2 | 0.00156 | 6.74 | 105 | 0.0144 | 9.09 | 10.2 | 0.00156 | 6.74 |  |  | 1 |  | RB-Appl-EffCW-med-ElecDHW-GasCDryer-Tier2-FrontAnyMFm2014CZ09rNCEH
RB-Appl-EffCW-med-ElecDHW-GasCDryer-Tier2-Front | DEER2016 | D16v1 | 2015-05-16 | Any | MFm | 2014 | CZ09 | rNCGF | Each | 1 | 499 | None | 110 | 0.0144 | 8.7 | 11.7 | 0.00156 | 6.64 | 110 | 0.0144 | 8.7 | 11.7 | 0.00156 | 6.64 |  |  | 1 |  | RB-Appl-EffCW-med-ElecDHW-GasCDryer-Tier2-FrontAnyMFm2014CZ09rNCGF
RB-Appl-EffCW-med-ElecDHW-GasCDryer-Tier2-Front | DEER2016 | D16v1 | 2015-05-16 | Any | MFm | 2014 | CZ10 | rDXGF | Each | 1 | 474 | None | 114 | 0.0163 | 8.78 | 12.7 | 0.00206 | 6.66 | 114 | 0.0163 | 8.78 | 12.7 | 0.00206 | 6.66 |  |  | 1 |  | RB-Appl-EffCW-med-ElecDHW-GasCDryer-Tier2-FrontAnyMFm2014CZ10rDXGF
RB-Appl-EffCW-med-ElecDHW-GasCDryer-Tier2-Front | DEER2016 | D16v1 | 2015-05-16 | Any | MFm | 2014 | CZ10 | rDXHP | Each | 1 | 474 | None | 112 | 0.0166 | 9.09 | 12.8 | 0.00207 | 6.74 | 112 | 0.0166 | 9.09 | 12.8 | 0.00207 | 6.74 |  |  | 1 |  | RB-Appl-EffCW-med-ElecDHW-GasCDryer-Tier2-FrontAnyMFm2014CZ10rDXHP
RB-Appl-EffCW-med-ElecDHW-GasCDryer-Tier2-Front | DEER2016 | D16v1 | 2015-05-16 | Any | MFm | 2014 | CZ10 | rNCEH | Each | 1 | 474 | None | 105 | 0.0142 | 9.09 | 10.3 | 0.00153 | 6.74 | 105 | 0.0142 | 9.09 | 10.3 | 0.00153 | 6.74 |  |  | 1 |  | RB-Appl-EffCW-med-ElecDHW-GasCDryer-Tier2-FrontAnyMFm2014CZ10rNCEH
RB-Appl-EffCW-med-ElecDHW-GasCDryer-Tier2-Front | DEER2016 | D16v1 | 2015-05-16 | Any | MFm | 2014 | CZ10 | rNCGF | Each | 1 | 474 | None | 110 | 0.0141 | 8.77 | 11.7 | 0.00153 | 6.65 | 110 | 0.0141 | 8.77 | 11.7 | 0.00153 | 6.65 |  |  | 1 |  | RB-Appl-EffCW-med-ElecDHW-GasCDryer-Tier2-FrontAnyMFm2014CZ10rNCGF
RB-Appl-EffCW-med-ElecDHW-GasCDryer-Tier2-Front | DEER2016 | D16v1 | 2015-05-16 | Any | MFm | 2014 | CZ11 | rDXGF | Each | 1 | 474 | None | 117 | 0.0153 | 8.55 | 13.9 | 0.00175 | 6.59 | 117 | 0.0153 | 8.55 | 13.9 | 0.00175 | 6.59 |  |  | 1 |  | RB-Appl-EffCW-med-ElecDHW-GasCDryer-Tier2-FrontAnyMFm2014CZ11rDXGF
RB-Appl-EffCW-med-ElecDHW-GasCDryer-Tier2-Front | DEER2016 | D16v1 | 2015-05-16 | Any | MFm | 2014 | CZ11 | rDXHP | Each | 1 | 474 | None | 113 | 0.0156 | 9.09 | 12.9 | 0.00191 | 6.74 | 113 | 0.0156 | 9.09 | 12.9 | 0.00191 | 6.74 |  |  | 1 |  | RB-Appl-EffCW-med-ElecDHW-GasCDryer-Tier2-FrontAnyMFm2014CZ11rDXHP
RB-Appl-EffCW-med-ElecDHW-GasCDryer-Tier2-Front | DEER2016 | D16v1 | 2015-05-16 | Any | MFm | 2014 | CZ11 | rNCEH | Each | 1 | 474 | None | 101 | 0.0141 | 9.09 | 9.03 | 0.00153 | 6.74 | 101 | 0.0141 | 9.09 | 9.03 | 0.00153 | 6.74 |  |  | 1 |  | RB-Appl-EffCW-med-ElecDHW-GasCDryer-Tier2-FrontAnyMFm2014CZ11rNCEH
RB-Appl-EffCW-med-ElecDHW-GasCDryer-Tier2-Front | DEER2016 | D16v1 | 2015-05-16 | Any | MFm | 2014 | CZ11 | rNCGF | Each | 1 | 474 | None | 110 | 0.0141 | 8.5 | 11.7 | 0.00153 | 6.58 | 110 | 0.0141 | 8.5 | 11.7 | 0.00153 | 6.58 |  |  | 1 |  | RB-Appl-EffCW-med-ElecDHW-GasCDryer-Tier2-FrontAnyMFm2014CZ11rNCGF
RB-Appl-EffCW-med-ElecDHW-GasCDryer-Tier2-Front | DEER2016 | D16v1 | 2015-05-16 | Any | MFm | 2014 | CZ12 | rDXGF | Each | 1 | 474 | None | 119 | 0.0167 | 8.52 | 13.7 | 0.0023 | 6.58 | 119 | 0.0167 | 8.52 | 13.7 | 0.0023 | 6.58 |  |  | 1 |  | RB-Appl-EffCW-med-ElecDHW-GasCDryer-Tier2-FrontAnyMFm2014CZ12rDXGF
RB-Appl-EffCW-med-ElecDHW-GasCDryer-Tier2-Front | DEER2016 | D16v1 | 2015-05-16 | Any | MFm | 2014 | CZ12 | rDXHP | Each | 1 | 474 | None | 114 | 0.0169 | 9.09 | 12.9 | 0.00228 | 6.74 | 114 | 0.0169 | 9.09 | 12.9 | 0.00228 | 6.74 |  |  | 1 |  | RB-Appl-EffCW-med-ElecDHW-GasCDryer-Tier2-FrontAnyMFm2014CZ12rDXHP
RB-Appl-EffCW-med-ElecDHW-GasCDryer-Tier2-Front | DEER2016 | D16v1 | 2015-05-16 | Any | MFm | 2014 | CZ12 | rNCEH | Each | 1 | 474 | None | 104 | 0.0149 | 9.09 | 9.37 | 0.00159 | 6.74 | 104 | 0.0149 | 9.09 | 9.37 | 0.00159 | 6.74 |  |  | 1 |  | RB-Appl-EffCW-med-ElecDHW-GasCDryer-Tier2-FrontAnyMFm2014CZ12rNCEH
RB-Appl-EffCW-med-ElecDHW-GasCDryer-Tier2-Front | DEER2016 | D16v1 | 2015-05-16 | Any | MFm | 2014 | CZ12 | rNCGF | Each | 1 | 474 | None | 113 | 0.0148 | 8.49 | 11.9 | 0.0016 | 6.57 | 113 | 0.0148 | 8.49 | 11.9 | 0.0016 | 6.57 |  |  | 1 |  | RB-Appl-EffCW-med-ElecDHW-GasCDryer-Tier2-FrontAnyMFm2014CZ12rNCGF
RB-Appl-EffCW-med-ElecDHW-GasCDryer-Tier2-Front | DEER2016 | D16v1 | 2015-05-16 | Any | MFm | 2014 | CZ13 | rDXGF | Each | 1 | 474 | None | 116 | 0.0152 | 8.51 | 14 | 0.00197 | 6.56 | 116 | 0.0152 | 8.51 | 14 | 0.00197 | 6.56 |  |  | 1 |  | RB-Appl-EffCW-med-ElecDHW-GasCDryer-Tier2-FrontAnyMFm2014CZ13rDXGF
RB-Appl-EffCW-med-ElecDHW-GasCDryer-Tier2-Front | DEER2016 | D16v1 | 2015-05-16 | Any | MFm | 2014 | CZ13 | rDXHP | Each | 1 | 474 | None | 112 | 0.0156 | 9.09 | 12.6 | 0.00188 | 6.74 | 112 | 0.0156 | 9.09 | 12.6 | 0.00188 | 6.74 |  |  | 1 |  | RB-Appl-EffCW-med-ElecDHW-GasCDryer-Tier2-FrontAnyMFm2014CZ13rDXHP
RB-Appl-EffCW-med-ElecDHW-GasCDryer-Tier2-Front | DEER2016 | D16v1 | 2015-05-16 | Any | MFm | 2014 | CZ13 | rNCEH | Each | 1 | 474 | None | 101 | 0.014 | 9.09 | 9.04 | 0.00152 | 6.74 | 101 | 0.014 | 9.09 | 9.04 | 0.00152 | 6.74 |  |  | 1 |  | RB-Appl-EffCW-med-ElecDHW-GasCDryer-Tier2-FrontAnyMFm2014CZ13rNCEH
RB-Appl-EffCW-med-ElecDHW-GasCDryer-Tier2-Front | DEER2016 | D16v1 | 2015-05-16 | Any | MFm | 2014 | CZ13 | rNCGF | Each | 1 | 474 | None | 109 | 0.014 | 8.48 | 11.6 | 0.00148 | 6.56 | 109 | 0.014 | 8.48 | 11.6 | 0.00148 | 6.56 |  |  | 1 |  | RB-Appl-EffCW-med-ElecDHW-GasCDryer-Tier2-FrontAnyMFm2014CZ13rNCGF
RB-Appl-EffCW-med-ElecDHW-GasCDryer-Tier2-Front | DEER2016 | D16v1 | 2015-05-16 | Any | MFm | 2014 | CZ14 | rDXGF | Each | 1 | 487 | None | 118 | 0.015 | 8.55 | 13.2 | 0.00184 | 6.59 | 118 | 0.015 | 8.55 | 13.2 | 0.00184 | 6.59 |  |  | 1 |  | RB-Appl-EffCW-med-ElecDHW-GasCDryer-Tier2-FrontAnyMFm2014CZ14rDXGF
RB-Appl-EffCW-med-ElecDHW-GasCDryer-Tier2-Front | DEER2016 | D16v1 | 2015-05-16 | Any | MFm | 2014 | CZ14 | rDXHP | Each | 1 | 487 | None | 115 | 0.0155 | 9.09 | 13 | 0.002 | 6.74 | 115 | 0.0155 | 9.09 | 13 | 0.002 | 6.74 |  |  | 1 |  | RB-Appl-EffCW-med-ElecDHW-GasCDryer-Tier2-FrontAnyMFm2014CZ14rDXHP
RB-Appl-EffCW-med-ElecDHW-GasCDryer-Tier2-Front | DEER2016 | D16v1 | 2015-05-16 | Any | MFm | 2014 | CZ14 | rNCEH | Each | 1 | 487 | None | 102 | 0.0137 | 9.09 | 9.01 | 0.0015 | 6.74 | 102 | 0.0137 | 9.09 | 9.01 | 0.0015 | 6.74 |  |  | 1 |  | RB-Appl-EffCW-med-ElecDHW-GasCDryer-Tier2-FrontAnyMFm2014CZ14rNCEH
RB-Appl-EffCW-med-ElecDHW-GasCDryer-Tier2-Front | DEER2016 | D16v1 | 2015-05-16 | Any | MFm | 2014 | CZ14 | rNCGF | Each | 1 | 487 | None | 111 | 0.0137 | 8.46 | 11.6 | 0.00148 | 6.57 | 111 | 0.0137 | 8.46 | 11.6 | 0.00148 | 6.57 |  |  | 1 |  | RB-Appl-EffCW-med-ElecDHW-GasCDryer-Tier2-FrontAnyMFm2014CZ14rNCGF
RB-Appl-EffCW-med-ElecDHW-GasCDryer-Tier2-Front | DEER2016 | D16v1 | 2015-05-16 | Any | MFm | 2014 | CZ15 | rDXGF | Each | 1 | 487 | None | 104 | 0.0132 | 8.96 | 12.7 | 0.00164 | 6.71 | 104 | 0.0132 | 8.96 | 12.7 | 0.00164 | 6.71 |  |  | 1 |  | RB-Appl-EffCW-med-ElecDHW-GasCDryer-Tier2-FrontAnyMFm2014CZ15rDXGF
RB-Appl-EffCW-med-ElecDHW-GasCDryer-Tier2-Front | DEER2016 | D16v1 | 2015-05-16 | Any | MFm | 2014 | CZ15 | rDXHP | Each | 1 | 487 | None | 103 | 0.0136 | 9.09 | 12.7 | 0.00188 | 6.74 | 103 | 0.0136 | 9.09 | 12.7 | 0.00188 | 6.74 |  |  | 1 |  | RB-Appl-EffCW-med-ElecDHW-GasCDryer-Tier2-FrontAnyMFm2014CZ15rDXHP
RB-Appl-EffCW-med-ElecDHW-GasCDryer-Tier2-Front | DEER2016 | D16v1 | 2015-05-16 | Any | MFm | 2014 | CZ15 | rNCEH | Each | 1 | 487 | None | 94.2 | 0.0116 | 9.09 | 9.99 | 0.00133 | 6.74 | 94.2 | 0.0116 | 9.09 | 9.99 | 0.00133 | 6.74 |  |  | 1 |  | RB-Appl-EffCW-med-ElecDHW-GasCDryer-Tier2-FrontAnyMFm2014CZ15rNCEH
RB-Appl-EffCW-med-ElecDHW-GasCDryer-Tier2-Front | DEER2016 | D16v1 | 2015-05-16 | Any | MFm | 2014 | CZ15 | rNCGF | Each | 1 | 487 | None | 96.1 | 0.0116 | 8.96 | 10.5 | 0.00133 | 6.7 | 96.1 | 0.0116 | 8.96 | 10.5 | 0.00133 | 6.7 |  |  | 1 |  | RB-Appl-EffCW-med-ElecDHW-GasCDryer-Tier2-FrontAnyMFm2014CZ15rNCGF
RB-Appl-EffCW-med-ElecDHW-GasCDryer-Tier2-Front | DEER2016 | D16v1 | 2015-05-16 | Any | MFm | 2014 | CZ16 | rDXGF | Each | 1 | 441 | None | 129 | 0.0181 | 8.23 | 14.2 | 0.00265 | 6.49 | 129 | 0.0181 | 8.23 | 14.2 | 0.00265 | 6.49 |  |  | 1 |  | RB-Appl-EffCW-med-ElecDHW-GasCDryer-Tier2-FrontAnyMFm2014CZ16rDXGF
RB-Appl-EffCW-med-ElecDHW-GasCDryer-Tier2-Front | DEER2016 | D16v1 | 2015-05-16 | Any | MFm | 2014 | CZ16 | rDXHP | Each | 1 | 441 | None | 121 | 0.0187 | 9.09 | 12 | 0.00263 | 6.74 | 121 | 0.0187 | 9.09 | 12 | 0.00263 | 6.74 |  |  | 1 |  | RB-Appl-EffCW-med-ElecDHW-GasCDryer-Tier2-FrontAnyMFm2014CZ16rDXHP
RB-Appl-EffCW-med-ElecDHW-GasCDryer-Tier2-Front | DEER2016 | D16v1 | 2015-05-16 | Any | MFm | 2014 | CZ16 | rNCEH | Each | 1 | 441 | None | 109 | 0.0163 | 9.09 | 8.13 | 0.00173 | 6.74 | 109 | 0.0163 | 9.09 | 8.13 | 0.00173 | 6.74 |  |  | 1 |  | RB-Appl-EffCW-med-ElecDHW-GasCDryer-Tier2-FrontAnyMFm2014CZ16rNCEH
RB-Appl-EffCW-med-ElecDHW-GasCDryer-Tier2-Front | DEER2016 | D16v1 | 2015-05-16 | Any | MFm | 2014 | CZ16 | rNCGF | Each | 1 | 441 | None | 125 | 0.0162 | 8.14 | 12.8 | 0.00171 | 6.46 | 125 | 0.0162 | 8.14 | 12.8 | 0.00171 | 6.46 |  |  | 1 |  | RB-Appl-EffCW-med-ElecDHW-GasCDryer-Tier2-FrontAnyMFm2014CZ16rNCGF
RB-Appl-EffCW-med-ElecDHW-GasCDryer-Tier2-Front | DEER2016 | D16v1 | 2015-05-16 | Any | SFm | 1975 | CZ01 | rDXGF | Each | 1 | 796 | None | 154 | 0.0238 | 9.94 | 15.9 | 0.00259 | 8.26 | 154 | 0.0238 | 9.94 | 15.9 | 0.00259 | 8.26 |  |  | 1 |  | RB-Appl-EffCW-med-ElecDHW-GasCDryer-Tier2-FrontAnySFm1975CZ01rDXGF
RB-Appl-EffCW-med-ElecDHW-GasCDryer-Tier2-Front | DEER2016 | D16v1 | 2015-05-16 | Any | SFm | 1975 | CZ01 | rDXHP | Each | 1 | 796 | None | 143 | 0.0241 | 11.3 | 14.1 | 0.00265 | 8.36 | 143 | 0.0241 | 11.3 | 14.1 | 0.00265 | 8.36 |  |  | 1 |  | RB-Appl-EffCW-med-ElecDHW-GasCDryer-Tier2-FrontAnySFm1975CZ01rDXHP
RB-Appl-EffCW-med-ElecDHW-GasCDryer-Tier2-Front | DEER2016 | D16v1 | 2015-05-16 | Any | SFm | 1975 | CZ01 | rNCEH | Each | 1 | 796 | None | 142 | 0.0208 | 11.3 | 14.8 | 0.00216 | 8.36 | 142 | 0.0208 | 11.3 | 14.8 | 0.00216 | 8.36 |  |  | 1 |  | RB-Appl-EffCW-med-ElecDHW-GasCDryer-Tier2-FrontAnySFm1975CZ01rNCEH
RB-Appl-EffCW-med-ElecDHW-GasCDryer-Tier2-Front | DEER2016 | D16v1 | 2015-05-16 | Any | SFm | 1975 | CZ01 | rNCGF | Each | 1 | 796 | None | 154 | 0.0209 | 9.91 | 16 | 0.00209 | 8.26 | 154 | 0.0209 | 9.91 | 16 | 0.00209 | 8.26 |  |  | 1 |  | RB-Appl-EffCW-med-ElecDHW-GasCDryer-Tier2-FrontAnySFm1975CZ01rNCGF
RB-Appl-EffCW-med-ElecDHW-GasCDryer-Tier2-Front | DEER2016 | D16v1 | 2015-05-16 | Any | SFm | 1975 | CZ02 | rDXGF | Each | 1 | 796 | None | 148 | 0.028 | 10.1 | 15.5 | 0.00546 | 8.19 | 148 | 0.028 | 10.1 | 15.5 | 0.00546 | 8.19 |  |  | 1 |  | RB-Appl-EffCW-med-ElecDHW-GasCDryer-Tier2-FrontAnySFm1975CZ02rDXGF
RB-Appl-EffCW-med-ElecDHW-GasCDryer-Tier2-Front | DEER2016 | D16v1 | 2015-05-16 | Any | SFm | 1975 | CZ02 | rDXHP | Each | 1 | 796 | None | 139 | 0.0278 | 11.3 | 14.3 | 0.0044 | 8.36 | 139 | 0.0278 | 11.3 | 14.3 | 0.0044 | 8.36 |  |  | 1 |  | RB-Appl-EffCW-med-ElecDHW-GasCDryer-Tier2-FrontAnySFm1975CZ02rDXHP
RB-Appl-EffCW-med-ElecDHW-GasCDryer-Tier2-Front | DEER2016 | D16v1 | 2015-05-16 | Any | SFm | 1975 | CZ02 | rNCEH | Each | 1 | 796 | None | 134 | 0.0195 | 11.3 | 14 | 0.00206 | 8.36 | 134 | 0.0195 | 11.3 | 14 | 0.00206 | 8.36 |  |  | 1 |  | RB-Appl-EffCW-med-ElecDHW-GasCDryer-Tier2-FrontAnySFm1975CZ02rNCEH
RB-Appl-EffCW-med-ElecDHW-GasCDryer-Tier2-Front | DEER2016 | D16v1 | 2015-05-16 | Any | SFm | 1975 | CZ02 | rNCGF | Each | 1 | 796 | None | 145 | 0.0194 | 10.1 | 15.2 | 0.00204 | 8.23 | 145 | 0.0194 | 10.1 | 15.2 | 0.00204 | 8.23 |  |  | 1 |  | RB-Appl-EffCW-med-ElecDHW-GasCDryer-Tier2-FrontAnySFm1975CZ02rNCGF
RB-Appl-EffCW-med-ElecDHW-GasCDryer-Tier2-Front | DEER2016 | D16v1 | 2015-05-16 | Any | SFm | 1975 | CZ03 | rDXGF | Each | 1 | 796 | None | 147 | 0.0239 | 10.1 | 15 | 0.0077 | 8.23 | 147 | 0.0239 | 10.1 | 15 | 0.0077 | 8.23 |  |  | 1 |  | RB-Appl-EffCW-med-ElecDHW-GasCDryer-Tier2-FrontAnySFm1975CZ03rDXGF
RB-Appl-EffCW-med-ElecDHW-GasCDryer-Tier2-Front | DEER2016 | D16v1 | 2015-05-16 | Any | SFm | 1975 | CZ03 | rDXHP | Each | 1 | 796 | None | 137 | 0.0231 | 11.3 | 14.5 | 0.0107 | 8.36 | 137 | 0.0231 | 11.3 | 14.5 | 0.0107 | 8.36 |  |  | 1 |  | RB-Appl-EffCW-med-ElecDHW-GasCDryer-Tier2-FrontAnySFm1975CZ03rDXHP
RB-Appl-EffCW-med-ElecDHW-GasCDryer-Tier2-Front | DEER2016 | D16v1 | 2015-05-16 | Any | SFm | 1975 | CZ03 | rNCEH | Each | 1 | 796 | None | 135 | 0.0197 | 11.3 | 14.3 | 0.00208 | 8.36 | 135 | 0.0197 | 11.3 | 14.3 | 0.00208 | 8.36 |  |  | 1 |  | RB-Appl-EffCW-med-ElecDHW-GasCDryer-Tier2-FrontAnySFm1975CZ03rNCEH
RB-Appl-EffCW-med-ElecDHW-GasCDryer-Tier2-Front | DEER2016 | D16v1 | 2015-05-16 | Any | SFm | 1975 | CZ03 | rNCGF | Each | 1 | 796 | None | 146 | 0.0197 | 10 | 15.3 | 0.00205 | 8.25 | 146 | 0.0197 | 10 | 15.3 | 0.00205 | 8.25 |  |  | 1 |  | RB-Appl-EffCW-med-ElecDHW-GasCDryer-Tier2-FrontAnySFm1975CZ03rNCGF
RB-Appl-EffCW-med-ElecDHW-GasCDryer-Tier2-Front | DEER2016 | D16v1 | 2015-05-16 | Any | SFm | 1975 | CZ04 | rDXGF | Each | 1 | 796 | None | 140 | 0.0229 | 10.3 | 12.7 | 0.0029 | 8.19 | 140 | 0.0229 | 10.3 | 12.7 | 0.0029 | 8.19 |  |  | 1 |  | RB-Appl-EffCW-med-ElecDHW-GasCDryer-Tier2-FrontAnySFm1975CZ04rDXGF
RB-Appl-EffCW-med-ElecDHW-GasCDryer-Tier2-Front | DEER2016 | D16v1 | 2015-05-16 | Any | SFm | 1975 | CZ04 | rDXHP | Each | 1 | 796 | None | 136 | 0.021 | 11.3 | 14.3 | 0.00109 | 8.36 | 136 | 0.021 | 11.3 | 14.3 | 0.00109 | 8.36 |  |  | 1 |  | RB-Appl-EffCW-med-ElecDHW-GasCDryer-Tier2-FrontAnySFm1975CZ04rDXHP
RB-Appl-EffCW-med-ElecDHW-GasCDryer-Tier2-Front | DEER2016 | D16v1 | 2015-05-16 | Any | SFm | 1975 | CZ04 | rNCEH | Each | 1 | 796 | None | 133 | 0.0186 | 11.3 | 13.5 | 0.00198 | 8.36 | 133 | 0.0186 | 11.3 | 13.5 | 0.00198 | 8.36 |  |  | 1 |  | RB-Appl-EffCW-med-ElecDHW-GasCDryer-Tier2-FrontAnySFm1975CZ04rNCEH
RB-Appl-EffCW-med-ElecDHW-GasCDryer-Tier2-Front | DEER2016 | D16v1 | 2015-05-16 | Any | SFm | 1975 | CZ04 | rNCGF | Each | 1 | 796 | None | 142 | 0.0186 | 10.2 | 14.9 | 0.00198 | 8.2 | 142 | 0.0186 | 10.2 | 14.9 | 0.00198 | 8.2 |  |  | 1 |  | RB-Appl-EffCW-med-ElecDHW-GasCDryer-Tier2-FrontAnySFm1975CZ04rNCGF
RB-Appl-EffCW-med-ElecDHW-GasCDryer-Tier2-Front | DEER2016 | D16v1 | 2015-05-16 | Any | SFm | 1975 | CZ05 | rDXGF | Each | 1 | 796 | None | 148 | 0.0161 | 9.82 | 15.1 | -0.00524 | 8.2 | 148 | 0.0161 | 9.82 | 15.1 | -0.00524 | 8.2 |  |  | 1 |  | RB-Appl-EffCW-med-ElecDHW-GasCDryer-Tier2-FrontAnySFm1975CZ05rDXGF
RB-Appl-EffCW-med-ElecDHW-GasCDryer-Tier2-Front | DEER2016 | D16v1 | 2015-05-16 | Any | SFm | 1975 | CZ05 | rDXHP | Each | 1 | 796 | None | 138 | 0.0251 | 11.3 | 14.3 | 0.0089 | 8.36 | 138 | 0.0251 | 11.3 | 14.3 | 0.0089 | 8.36 |  |  | 1 |  | RB-Appl-EffCW-med-ElecDHW-GasCDryer-Tier2-FrontAnySFm1975CZ05rDXHP
RB-Appl-EffCW-med-ElecDHW-GasCDryer-Tier2-Front | DEER2016 | D16v1 | 2015-05-16 | Any | SFm | 1975 | CZ05 | rNCEH | Each | 1 | 796 | None | 135 | 0.0198 | 11.3 | 14.5 | 0.00209 | 8.36 | 135 | 0.0198 | 11.3 | 14.5 | 0.00209 | 8.36 |  |  | 1 |  | RB-Appl-EffCW-med-ElecDHW-GasCDryer-Tier2-FrontAnySFm1975CZ05rNCEH
RB-Appl-EffCW-med-ElecDHW-GasCDryer-Tier2-Front | DEER2016 | D16v1 | 2015-05-16 | Any | SFm | 1975 | CZ05 | rNCGF | Each | 1 | 796 | None | 147 | 0.0198 | 9.76 | 15.3 | 0.00209 | 8.12 | 147 | 0.0198 | 9.76 | 15.3 | 0.00209 | 8.12 |  |  | 1 |  | RB-Appl-EffCW-med-ElecDHW-GasCDryer-Tier2-FrontAnySFm1975CZ05rNCGF
RB-Appl-EffCW-med-ElecDHW-GasCDryer-Tier2-Front | DEER2016 | D16v1 | 2015-05-16 | Any | SFm | 1975 | CZ06 | rDXGF | Each | 1 | 764 | None | 141 | 0.0216 | 10.8 | 14.1 | 0.00321 | 8.39 | 141 | 0.0216 | 10.8 | 14.1 | 0.00321 | 8.39 |  |  | 1 |  | RB-Appl-EffCW-med-ElecDHW-GasCDryer-Tier2-FrontAnySFm1975CZ06rDXGF
RB-Appl-EffCW-med-ElecDHW-GasCDryer-Tier2-Front | DEER2016 | D16v1 | 2015-05-16 | Any | SFm | 1975 | CZ06 | rDXHP | Each | 1 | 764 | None | 142 | 0.0213 | 11.3 | 17.3 | 0.00259 | 8.36 | 142 | 0.0213 | 11.3 | 17.3 | 0.00259 | 8.36 |  |  | 1 |  | RB-Appl-EffCW-med-ElecDHW-GasCDryer-Tier2-FrontAnySFm1975CZ06rDXHP
RB-Appl-EffCW-med-ElecDHW-GasCDryer-Tier2-Front | DEER2016 | D16v1 | 2015-05-16 | Any | SFm | 1975 | CZ06 | rNCEH | Each | 1 | 764 | None | 135 | 0.0184 | 11.3 | 14.3 | 0.00196 | 8.36 | 135 | 0.0184 | 11.3 | 14.3 | 0.00196 | 8.36 |  |  | 1 |  | RB-Appl-EffCW-med-ElecDHW-GasCDryer-Tier2-FrontAnySFm1975CZ06rNCEH
RB-Appl-EffCW-med-ElecDHW-GasCDryer-Tier2-Front | DEER2016 | D16v1 | 2015-05-16 | Any | SFm | 1975 | CZ06 | rNCGF | Each | 1 | 764 | None | 139 | 0.0185 | 10.8 | 14.6 | 0.00195 | 8.34 | 139 | 0.0185 | 10.8 | 14.6 | 0.00195 | 8.34 |  |  | 1 |  | RB-Appl-EffCW-med-ElecDHW-GasCDryer-Tier2-FrontAnySFm1975CZ06rNCGF
RB-Appl-EffCW-med-ElecDHW-GasCDryer-Tier2-Front | DEER2016 | D16v1 | 2015-05-16 | Any | SFm | 1975 | CZ07 | rDXGF | Each | 1 | 764 | None | 141 | -0.0282 | 10.6 | 13.8 | -0.0411 | 8.22 | 141 | -0.0282 | 10.6 | 13.8 | -0.0411 | 8.22 |  |  | 1 |  | RB-Appl-EffCW-med-ElecDHW-GasCDryer-Tier2-FrontAnySFm1975CZ07rDXGF
RB-Appl-EffCW-med-ElecDHW-GasCDryer-Tier2-Front | DEER2016 | D16v1 | 2015-05-16 | Any | SFm | 1975 | CZ07 | rDXHP | Each | 1 | 764 | None | 138 | 0.0127 | 11.3 | 15 | 0.00304 | 8.36 | 138 | 0.0127 | 11.3 | 15 | 0.00304 | 8.36 |  |  | 1 |  | RB-Appl-EffCW-med-ElecDHW-GasCDryer-Tier2-FrontAnySFm1975CZ07rDXHP
RB-Appl-EffCW-med-ElecDHW-GasCDryer-Tier2-Front | DEER2016 | D16v1 | 2015-05-16 | Any | SFm | 1975 | CZ07 | rNCEH | Each | 1 | 764 | None | 133 | 0.0184 | 11.3 | 13.8 | 0.00196 | 8.36 | 133 | 0.0184 | 11.3 | 13.8 | 0.00196 | 8.36 |  |  | 1 |  | RB-Appl-EffCW-med-ElecDHW-GasCDryer-Tier2-FrontAnySFm1975CZ07rNCEH
RB-Appl-EffCW-med-ElecDHW-GasCDryer-Tier2-Front | DEER2016 | D16v1 | 2015-05-16 | Any | SFm | 1975 | CZ07 | rNCGF | Each | 1 | 764 | None | 138 | 0.0183 | 10.6 | 14.4 | 0.00183 | 8.22 | 138 | 0.0183 | 10.6 | 14.4 | 0.00183 | 8.22 |  |  | 1 |  | RB-Appl-EffCW-med-ElecDHW-GasCDryer-Tier2-FrontAnySFm1975CZ07rNCGF
RB-Appl-EffCW-med-ElecDHW-GasCDryer-Tier2-Front | DEER2016 | D16v1 | 2015-05-16 | Any | SFm | 1975 | CZ08 | rDXGF | Each | 1 | 764 | None | 141 | 0.0212 | 10.6 | 14.8 | 0.0035 | 8.21 | 141 | 0.0212 | 10.6 | 14.8 | 0.0035 | 8.21 |  |  | 1 |  | RB-Appl-EffCW-med-ElecDHW-GasCDryer-Tier2-FrontAnySFm1975CZ08rDXGF
RB-Appl-EffCW-med-ElecDHW-GasCDryer-Tier2-Front | DEER2016 | D16v1 | 2015-05-16 | Any | SFm | 1975 | CZ08 | rDXHP | Each | 1 | 764 | None | 135 | 0.0208 | 11.3 | 15.4 | 0.00275 | 8.36 | 135 | 0.0208 | 11.3 | 15.4 | 0.00275 | 8.36 |  |  | 1 |  | RB-Appl-EffCW-med-ElecDHW-GasCDryer-Tier2-FrontAnySFm1975CZ08rDXHP
RB-Appl-EffCW-med-ElecDHW-GasCDryer-Tier2-Front | DEER2016 | D16v1 | 2015-05-16 | Any | SFm | 1975 | CZ08 | rNCEH | Each | 1 | 764 | None | 130 | 0.0179 | 11.3 | 13.3 | 0.00192 | 8.36 | 130 | 0.0179 | 11.3 | 13.3 | 0.00192 | 8.36 |  |  | 1 |  | RB-Appl-EffCW-med-ElecDHW-GasCDryer-Tier2-FrontAnySFm1975CZ08rNCEH
RB-Appl-EffCW-med-ElecDHW-GasCDryer-Tier2-Front | DEER2016 | D16v1 | 2015-05-16 | Any | SFm | 1975 | CZ08 | rNCGF | Each | 1 | 764 | None | 136 | 0.0179 | 10.6 | 14.2 | 0.00204 | 8.21 | 136 | 0.0179 | 10.6 | 14.2 | 0.00204 | 8.21 |  |  | 1 |  | RB-Appl-EffCW-med-ElecDHW-GasCDryer-Tier2-FrontAnySFm1975CZ08rNCGF
RB-Appl-EffCW-med-ElecDHW-GasCDryer-Tier2-Front | DEER2016 | D16v1 | 2015-05-16 | Any | SFm | 1975 | CZ09 | rDXGF | Each | 1 | 818 | None | 147 | 0.0219 | 10.3 | 19.8 | 0.00369 | 7.91 | 147 | 0.0219 | 10.3 | 19.8 | 0.00369 | 7.91 |  |  | 1 |  | RB-Appl-EffCW-med-ElecDHW-GasCDryer-Tier2-FrontAnySFm1975CZ09rDXGF
RB-Appl-EffCW-med-ElecDHW-GasCDryer-Tier2-Front | DEER2016 | D16v1 | 2015-05-16 | Any | SFm | 1975 | CZ09 | rDXHP | Each | 1 | 818 | None | 136 | 0.0209 | 11.3 | 13.5 | 0.0031 | 8.36 | 136 | 0.0209 | 11.3 | 13.5 | 0.0031 | 8.36 |  |  | 1 |  | RB-Appl-EffCW-med-ElecDHW-GasCDryer-Tier2-FrontAnySFm1975CZ09rDXHP
RB-Appl-EffCW-med-ElecDHW-GasCDryer-Tier2-Front | DEER2016 | D16v1 | 2015-05-16 | Any | SFm | 1975 | CZ09 | rNCEH | Each | 1 | 818 | None | 127 | 0.0177 | 11.3 | 10.2 | 0.00191 | 8.36 | 127 | 0.0177 | 11.3 | 10.2 | 0.00191 | 8.36 |  |  | 1 |  | RB-Appl-EffCW-med-ElecDHW-GasCDryer-Tier2-FrontAnySFm1975CZ09rNCEH
RB-Appl-EffCW-med-ElecDHW-GasCDryer-Tier2-Front | DEER2016 | D16v1 | 2015-05-16 | Any | SFm | 1975 | CZ09 | rNCGF | Each | 1 | 818 | None | 136 | 0.0176 | 10.2 | 14.2 | 0.0019 | 7.9 | 136 | 0.0176 | 10.2 | 14.2 | 0.0019 | 7.9 |  |  | 1 |  | RB-Appl-EffCW-med-ElecDHW-GasCDryer-Tier2-FrontAnySFm1975CZ09rNCGF
RB-Appl-EffCW-med-ElecDHW-GasCDryer-Tier2-Front | DEER2016 | D16v1 | 2015-05-16 | Any | SFm | 1975 | CZ10 | rDXGF | Each | 1 | 818 | None | 142 | 0.0221 | 10.3 | 17.7 | 0.00355 | 7.91 | 142 | 0.0221 | 10.3 | 17.7 | 0.00355 | 7.91 |  |  | 1 |  | RB-Appl-EffCW-med-ElecDHW-GasCDryer-Tier2-FrontAnySFm1975CZ10rDXGF
RB-Appl-EffCW-med-ElecDHW-GasCDryer-Tier2-Front | DEER2016 | D16v1 | 2015-05-16 | Any | SFm | 1975 | CZ10 | rDXHP | Each | 1 | 818 | None | 138 | 0.0231 | 11.3 | 14.2 | 0.00426 | 8.36 | 138 | 0.0231 | 11.3 | 14.2 | 0.00426 | 8.36 |  |  | 1 |  | RB-Appl-EffCW-med-ElecDHW-GasCDryer-Tier2-FrontAnySFm1975CZ10rDXHP
RB-Appl-EffCW-med-ElecDHW-GasCDryer-Tier2-Front | DEER2016 | D16v1 | 2015-05-16 | Any | SFm | 1975 | CZ10 | rNCEH | Each | 1 | 818 | None | 127 | 0.0175 | 11.3 | 10.2 | 0.00189 | 8.36 | 127 | 0.0175 | 11.3 | 10.2 | 0.00189 | 8.36 |  |  | 1 |  | RB-Appl-EffCW-med-ElecDHW-GasCDryer-Tier2-FrontAnySFm1975CZ10rNCEH
RB-Appl-EffCW-med-ElecDHW-GasCDryer-Tier2-Front | DEER2016 | D16v1 | 2015-05-16 | Any | SFm | 1975 | CZ10 | rNCGF | Each | 1 | 818 | None | 135 | 0.0175 | 10.3 | 14.1 | 0.00188 | 7.91 | 135 | 0.0175 | 10.3 | 14.1 | 0.00188 | 7.91 |  |  | 1 |  | RB-Appl-EffCW-med-ElecDHW-GasCDryer-Tier2-FrontAnySFm1975CZ10rNCGF
RB-Appl-EffCW-med-ElecDHW-GasCDryer-Tier2-Front | DEER2016 | D16v1 | 2015-05-16 | Any | SFm | 1975 | CZ11 | rDXGF | Each | 1 | 764 | None | 143 | 0.0222 | 10.3 | 16.9 | 0.00334 | 8 | 143 | 0.0222 | 10.3 | 16.9 | 0.00334 | 8 |  |  | 1 |  | RB-Appl-EffCW-med-ElecDHW-GasCDryer-Tier2-FrontAnySFm1975CZ11rDXGF
RB-Appl-EffCW-med-ElecDHW-GasCDryer-Tier2-Front | DEER2016 | D16v1 | 2015-05-16 | Any | SFm | 1975 | CZ11 | rDXHP | Each | 1 | 764 | None | 135 | 0.0246 | 11.3 | 14.5 | 0.00496 | 8.36 | 135 | 0.0246 | 11.3 | 14.5 | 0.00496 | 8.36 |  |  | 1 |  | RB-Appl-EffCW-med-ElecDHW-GasCDryer-Tier2-FrontAnySFm1975CZ11rDXHP
RB-Appl-EffCW-med-ElecDHW-GasCDryer-Tier2-Front | DEER2016 | D16v1 | 2015-05-16 | Any | SFm | 1975 | CZ11 | rNCEH | Each | 1 | 764 | None | 128 | 0.0174 | 11.3 | 10.8 | 0.0019 | 8.36 | 128 | 0.0174 | 11.3 | 10.8 | 0.0019 | 8.36 |  |  | 1 |  | RB-Appl-EffCW-med-ElecDHW-GasCDryer-Tier2-FrontAnySFm1975CZ11rNCEH
RB-Appl-EffCW-med-ElecDHW-GasCDryer-Tier2-Front | DEER2016 | D16v1 | 2015-05-16 | Any | SFm | 1975 | CZ11 | rNCGF | Each | 1 | 764 | None | 137 | 0.0174 | 10.3 | 14.5 | 0.00189 | 7.99 | 137 | 0.0174 | 10.3 | 14.5 | 0.00189 | 7.99 |  |  | 1 |  | RB-Appl-EffCW-med-ElecDHW-GasCDryer-Tier2-FrontAnySFm1975CZ11rNCGF
RB-Appl-EffCW-med-ElecDHW-GasCDryer-Tier2-Front | DEER2016 | D16v1 | 2015-05-16 | Any | SFm | 1975 | CZ12 | rDXGF | Each | 1 | 764 | None | 144 | 0.0259 | 10.1 | 15.9 | 0.0095 | 7.89 | 144 | 0.0259 | 10.1 | 15.9 | 0.0095 | 7.89 |  |  | 1 |  | RB-Appl-EffCW-med-ElecDHW-GasCDryer-Tier2-FrontAnySFm1975CZ12rDXGF
RB-Appl-EffCW-med-ElecDHW-GasCDryer-Tier2-Front | DEER2016 | D16v1 | 2015-05-16 | Any | SFm | 1975 | CZ12 | rDXHP | Each | 1 | 764 | None | 135 | 0.026 | 11.3 | 12.6 | 0.00561 | 8.36 | 135 | 0.026 | 11.3 | 12.6 | 0.00561 | 8.36 |  |  | 1 |  | RB-Appl-EffCW-med-ElecDHW-GasCDryer-Tier2-FrontAnySFm1975CZ12rDXHP
RB-Appl-EffCW-med-ElecDHW-GasCDryer-Tier2-Front | DEER2016 | D16v1 | 2015-05-16 | Any | SFm | 1975 | CZ12 | rNCEH | Each | 1 | 764 | None | 129 | 0.0183 | 11.3 | 10.1 | 0.00198 | 8.36 | 129 | 0.0183 | 11.3 | 10.1 | 0.00198 | 8.36 |  |  | 1 |  | RB-Appl-EffCW-med-ElecDHW-GasCDryer-Tier2-FrontAnySFm1975CZ12rNCEH
RB-Appl-EffCW-med-ElecDHW-GasCDryer-Tier2-Front | DEER2016 | D16v1 | 2015-05-16 | Any | SFm | 1975 | CZ12 | rNCGF | Each | 1 | 764 | None | 140 | 0.0184 | 10.1 | 14.7 | 0.00198 | 7.88 | 140 | 0.0184 | 10.1 | 14.7 | 0.00198 | 7.88 |  |  | 1 |  | RB-Appl-EffCW-med-ElecDHW-GasCDryer-Tier2-FrontAnySFm1975CZ12rNCGF
RB-Appl-EffCW-med-ElecDHW-GasCDryer-Tier2-Front | DEER2016 | D16v1 | 2015-05-16 | Any | SFm | 1975 | CZ13 | rDXGF | Each | 1 | 764 | None | 145 | 0.022 | 10.2 | 19.4 | 0.00334 | 7.96 | 145 | 0.022 | 10.2 | 19.4 | 0.00334 | 7.96 |  |  | 1 |  | RB-Appl-EffCW-med-ElecDHW-GasCDryer-Tier2-FrontAnySFm1975CZ13rDXGF
RB-Appl-EffCW-med-ElecDHW-GasCDryer-Tier2-Front | DEER2016 | D16v1 | 2015-05-16 | Any | SFm | 1975 | CZ13 | rDXHP | Each | 1 | 764 | None | 135 | 0.0213 | 11.3 | 14.8 | 0.00348 | 8.36 | 135 | 0.0213 | 11.3 | 14.8 | 0.00348 | 8.36 |  |  | 1 |  | RB-Appl-EffCW-med-ElecDHW-GasCDryer-Tier2-FrontAnySFm1975CZ13rDXHP
RB-Appl-EffCW-med-ElecDHW-GasCDryer-Tier2-Front | DEER2016 | D16v1 | 2015-05-16 | Any | SFm | 1975 | CZ13 | rNCEH | Each | 1 | 764 | None | 125 | 0.0173 | 11.3 | 9.89 | 0.00189 | 8.36 | 125 | 0.0173 | 11.3 | 9.89 | 0.00189 | 8.36 |  |  | 1 |  | RB-Appl-EffCW-med-ElecDHW-GasCDryer-Tier2-FrontAnySFm1975CZ13rNCEH
RB-Appl-EffCW-med-ElecDHW-GasCDryer-Tier2-Front | DEER2016 | D16v1 | 2015-05-16 | Any | SFm | 1975 | CZ13 | rNCGF | Each | 1 | 764 | None | 135 | 0.0173 | 10.2 | 14.3 | 0.00189 | 7.96 | 135 | 0.0173 | 10.2 | 14.3 | 0.00189 | 7.96 |  |  | 1 |  | RB-Appl-EffCW-med-ElecDHW-GasCDryer-Tier2-FrontAnySFm1975CZ13rNCGF
RB-Appl-EffCW-med-ElecDHW-GasCDryer-Tier2-Front | DEER2016 | D16v1 | 2015-05-16 | Any | SFm | 1975 | CZ14 | rDXGF | Each | 1 | 778 | None | 151 | 0.0217 | 10.4 | 23.6 | 0.00502 | 7.6 | 151 | 0.0217 | 10.4 | 23.6 | 0.00502 | 7.6 |  |  | 1 |  | RB-Appl-EffCW-med-ElecDHW-GasCDryer-Tier2-FrontAnySFm1975CZ14rDXGF
RB-Appl-EffCW-med-ElecDHW-GasCDryer-Tier2-Front | DEER2016 | D16v1 | 2015-05-16 | Any | SFm | 1975 | CZ14 | rDXHP | Each | 1 | 778 | None | 142 | 0.0223 | 11.3 | 16.2 | 0.00533 | 8.36 | 142 | 0.0223 | 11.3 | 16.2 | 0.00533 | 8.36 |  |  | 1 |  | RB-Appl-EffCW-med-ElecDHW-GasCDryer-Tier2-FrontAnySFm1975CZ14rDXHP
RB-Appl-EffCW-med-ElecDHW-GasCDryer-Tier2-Front | DEER2016 | D16v1 | 2015-05-16 | Any | SFm | 1975 | CZ14 | rNCEH | Each | 1 | 778 | None | 129 | 0.0168 | 11.3 | 7.58 | 0.00184 | 8.36 | 129 | 0.0168 | 11.3 | 7.58 | 0.00184 | 8.36 |  |  | 1 |  | RB-Appl-EffCW-med-ElecDHW-GasCDryer-Tier2-FrontAnySFm1975CZ14rNCEH
RB-Appl-EffCW-med-ElecDHW-GasCDryer-Tier2-Front | DEER2016 | D16v1 | 2015-05-16 | Any | SFm | 1975 | CZ14 | rNCGF | Each | 1 | 778 | None | 138 | 0.0168 | 10.4 | 14.3 | 0.00184 | 7.63 | 138 | 0.0168 | 10.4 | 14.3 | 0.00184 | 7.63 |  |  | 1 |  | RB-Appl-EffCW-med-ElecDHW-GasCDryer-Tier2-FrontAnySFm1975CZ14rNCGF
RB-Appl-EffCW-med-ElecDHW-GasCDryer-Tier2-Front | DEER2016 | D16v1 | 2015-05-16 | Any | SFm | 1975 | CZ15 | rDXGF | Each | 1 | 778 | None | 134 | 0.0188 | 10.7 | 23.4 | 0.00456 | 7.91 | 134 | 0.0188 | 10.7 | 23.4 | 0.00456 | 7.91 |  |  | 1 |  | RB-Appl-EffCW-med-ElecDHW-GasCDryer-Tier2-FrontAnySFm1975CZ15rDXGF
RB-Appl-EffCW-med-ElecDHW-GasCDryer-Tier2-Front | DEER2016 | D16v1 | 2015-05-16 | Any | SFm | 1975 | CZ15 | rDXHP | Each | 1 | 778 | None | 130 | 0.0196 | 11.3 | 21.3 | 0.0056 | 8.36 | 130 | 0.0196 | 11.3 | 21.3 | 0.0056 | 8.36 |  |  | 1 |  | RB-Appl-EffCW-med-ElecDHW-GasCDryer-Tier2-FrontAnySFm1975CZ15rDXHP
RB-Appl-EffCW-med-ElecDHW-GasCDryer-Tier2-Front | DEER2016 | D16v1 | 2015-05-16 | Any | SFm | 1975 | CZ15 | rNCEH | Each | 1 | 778 | None | 113 | 0.0143 | 11.3 | 8.84 | 0.00163 | 8.36 | 113 | 0.0143 | 11.3 | 8.84 | 0.00163 | 8.36 |  |  | 1 |  | RB-Appl-EffCW-med-ElecDHW-GasCDryer-Tier2-FrontAnySFm1975CZ15rNCEH
RB-Appl-EffCW-med-ElecDHW-GasCDryer-Tier2-Front | DEER2016 | D16v1 | 2015-05-16 | Any | SFm | 1975 | CZ15 | rNCGF | Each | 1 | 778 | None | 118 | 0.0143 | 10.7 | 12.8 | 0.00162 | 7.88 | 118 | 0.0143 | 10.7 | 12.8 | 0.00162 | 7.88 |  |  | 1 |  | RB-Appl-EffCW-med-ElecDHW-GasCDryer-Tier2-FrontAnySFm1975CZ15rNCGF
RB-Appl-EffCW-med-ElecDHW-GasCDryer-Tier2-Front | DEER2016 | D16v1 | 2015-05-16 | Any | SFm | 1975 | CZ16 | rDXGF | Each | 1 | 796 | None | 163 | 0.0261 | 10.3 | 19.8 | 0.00486 | 8.33 | 163 | 0.0261 | 10.3 | 19.8 | 0.00486 | 8.33 |  |  | 1 |  | RB-Appl-EffCW-med-ElecDHW-GasCDryer-Tier2-FrontAnySFm1975CZ16rDXGF
RB-Appl-EffCW-med-ElecDHW-GasCDryer-Tier2-Front | DEER2016 | D16v1 | 2015-05-16 | Any | SFm | 1975 | CZ16 | rDXHP | Each | 1 | 796 | None | 146 | 0.0211 | 11.3 | 15.3 | -0.00075 | 8.36 | 146 | 0.0211 | 11.3 | 15.3 | -0.00075 | 8.36 |  |  | 1 |  | RB-Appl-EffCW-med-ElecDHW-GasCDryer-Tier2-FrontAnySFm1975CZ16rDXHP
RB-Appl-EffCW-med-ElecDHW-GasCDryer-Tier2-Front | DEER2016 | D16v1 | 2015-05-16 | Any | SFm | 1975 | CZ16 | rNCEH | Each | 1 | 796 | None | 143 | 0.02 | 11.3 | 14.5 | 0.0021 | 8.36 | 143 | 0.02 | 11.3 | 14.5 | 0.0021 | 8.36 |  |  | 1 |  | RB-Appl-EffCW-med-ElecDHW-GasCDryer-Tier2-FrontAnySFm1975CZ16rNCEH
RB-Appl-EffCW-med-ElecDHW-GasCDryer-Tier2-Front | DEER2016 | D16v1 | 2015-05-16 | Any | SFm | 1975 | CZ16 | rNCGF | Each | 1 | 796 | None | 154 | 0.02 | 10.3 | 15.9 | 0.00209 | 8.34 | 154 | 0.02 | 10.3 | 15.9 | 0.00209 | 8.34 |  |  | 1 |  | RB-Appl-EffCW-med-ElecDHW-GasCDryer-Tier2-FrontAnySFm1975CZ16rNCGF
RB-Appl-EffCW-med-ElecDHW-GasCDryer-Tier2-Front | DEER2016 | D16v1 | 2015-05-16 | Any | SFm | 1985 | CZ01 | rDXGF | Each | 1 | 952 | None | 154 | 0.0268 | 9.41 | 15.3 | 0.00241 | 7.08 | 154 | 0.0268 | 9.41 | 15.3 | 0.00241 | 7.08 |  |  | 1 |  | RB-Appl-EffCW-med-ElecDHW-GasCDryer-Tier2-FrontAnySFm1985CZ01rDXGF
RB-Appl-EffCW-med-ElecDHW-GasCDryer-Tier2-Front | DEER2016 | D16v1 | 2015-05-16 | Any | SFm | 1985 | CZ01 | rDXHP | Each | 1 | 952 | None | 138 | 0.0203 | 11.3 | 4.02 | 0.00324 | 8.36 | 138 | 0.0203 | 11.3 | 4.02 | 0.00324 | 8.36 |  |  | 1 |  | RB-Appl-EffCW-med-ElecDHW-GasCDryer-Tier2-FrontAnySFm1985CZ01rDXHP
RB-Appl-EffCW-med-ElecDHW-GasCDryer-Tier2-Front | DEER2016 | D16v1 | 2015-05-16 | Any | SFm | 1985 | CZ01 | rNCEH | Each | 1 | 952 | None | 138 | 0.0208 | 11.3 | 4.27 | 0.00213 | 8.36 | 138 | 0.0208 | 11.3 | 4.27 | 0.00213 | 8.36 |  |  | 1 |  | RB-Appl-EffCW-med-ElecDHW-GasCDryer-Tier2-FrontAnySFm1985CZ01rNCEH
RB-Appl-EffCW-med-ElecDHW-GasCDryer-Tier2-Front | DEER2016 | D16v1 | 2015-05-16 | Any | SFm | 1985 | CZ01 | rNCGF | Each | 1 | 952 | None | 154 | 0.0209 | 9.34 | 15.3 | 0.00218 | 7.03 | 154 | 0.0209 | 9.34 | 15.3 | 0.00218 | 7.03 |  |  | 1 |  | RB-Appl-EffCW-med-ElecDHW-GasCDryer-Tier2-FrontAnySFm1985CZ01rNCGF
RB-Appl-EffCW-med-ElecDHW-GasCDryer-Tier2-Front | DEER2016 | D16v1 | 2015-05-16 | Any | SFm | 1985 | CZ02 | rDXGF | Each | 1 | 952 | None | 148 | 0.0284 | 9.38 | 17.5 | 0.00725 | 7.09 | 148 | 0.0284 | 9.38 | 17.5 | 0.00725 | 7.09 |  |  | 1 |  | RB-Appl-EffCW-med-ElecDHW-GasCDryer-Tier2-FrontAnySFm1985CZ02rDXGF
RB-Appl-EffCW-med-ElecDHW-GasCDryer-Tier2-Front | DEER2016 | D16v1 | 2015-05-16 | Any | SFm | 1985 | CZ02 | rDXHP | Each | 1 | 952 | None | 132 | 0.0271 | 11.3 | 3.48 | 0.0043 | 8.36 | 132 | 0.0271 | 11.3 | 3.48 | 0.0043 | 8.36 |  |  | 1 |  | RB-Appl-EffCW-med-ElecDHW-GasCDryer-Tier2-FrontAnySFm1985CZ02rDXHP
RB-Appl-EffCW-med-ElecDHW-GasCDryer-Tier2-Front | DEER2016 | D16v1 | 2015-05-16 | Any | SFm | 1985 | CZ02 | rNCEH | Each | 1 | 952 | None | 128 | 0.0195 | 11.3 | 2.9 | 0.00206 | 8.36 | 128 | 0.0195 | 11.3 | 2.9 | 0.00206 | 8.36 |  |  | 1 |  | RB-Appl-EffCW-med-ElecDHW-GasCDryer-Tier2-FrontAnySFm1985CZ02rNCEH
RB-Appl-EffCW-med-ElecDHW-GasCDryer-Tier2-Front | DEER2016 | D16v1 | 2015-05-16 | Any | SFm | 1985 | CZ02 | rNCGF | Each | 1 | 952 | None | 145 | 0.0194 | 9.48 | 14.7 | 0.00204 | 7.2 | 145 | 0.0194 | 9.48 | 14.7 | 0.00204 | 7.2 |  |  | 1 |  | RB-Appl-EffCW-med-ElecDHW-GasCDryer-Tier2-FrontAnySFm1985CZ02rNCGF
RB-Appl-EffCW-med-ElecDHW-GasCDryer-Tier2-Front | DEER2016 | D16v1 | 2015-05-16 | Any | SFm | 1985 | CZ03 | rDXGF | Each | 1 | 952 | None | 145 | 0.0269 | 9.44 | 14.3 | 0.0074 | 7.07 | 145 | 0.0269 | 9.44 | 14.3 | 0.0074 | 7.07 |  |  | 1 |  | RB-Appl-EffCW-med-ElecDHW-GasCDryer-Tier2-FrontAnySFm1985CZ03rDXGF
RB-Appl-EffCW-med-ElecDHW-GasCDryer-Tier2-Front | DEER2016 | D16v1 | 2015-05-16 | Any | SFm | 1985 | CZ03 | rDXHP | Each | 1 | 952 | None | 133 | 0.0277 | 11.3 | 5.65 | 0.0109 | 8.36 | 133 | 0.0277 | 11.3 | 5.65 | 0.0109 | 8.36 |  |  | 1 |  | RB-Appl-EffCW-med-ElecDHW-GasCDryer-Tier2-FrontAnySFm1985CZ03rDXHP
RB-Appl-EffCW-med-ElecDHW-GasCDryer-Tier2-Front | DEER2016 | D16v1 | 2015-05-16 | Any | SFm | 1985 | CZ03 | rNCEH | Each | 1 | 952 | None | 129 | 0.0197 | 11.3 | 2.97 | 0.00208 | 8.36 | 129 | 0.0197 | 11.3 | 2.97 | 0.00208 | 8.36 |  |  | 1 |  | RB-Appl-EffCW-med-ElecDHW-GasCDryer-Tier2-FrontAnySFm1985CZ03rNCEH
RB-Appl-EffCW-med-ElecDHW-GasCDryer-Tier2-Front | DEER2016 | D16v1 | 2015-05-16 | Any | SFm | 1985 | CZ03 | rNCGF | Each | 1 | 952 | None | 145 | 0.0197 | 9.38 | 14.6 | 0.00212 | 7.02 | 145 | 0.0197 | 9.38 | 14.6 | 0.00212 | 7.02 |  |  | 1 |  | RB-Appl-EffCW-med-ElecDHW-GasCDryer-Tier2-FrontAnySFm1985CZ03rNCGF
RB-Appl-EffCW-med-ElecDHW-GasCDryer-Tier2-Front | DEER2016 | D16v1 | 2015-05-16 | Any | SFm | 1985 | CZ04 | rDXGF | Each | 1 | 952 | None | 146 | 0.0234 | 9.68 | 15.5 | 0.0051 | 7.29 | 146 | 0.0234 | 9.68 | 15.5 | 0.0051 | 7.29 |  |  | 1 |  | RB-Appl-EffCW-med-ElecDHW-GasCDryer-Tier2-FrontAnySFm1985CZ04rDXGF
RB-Appl-EffCW-med-ElecDHW-GasCDryer-Tier2-Front | DEER2016 | D16v1 | 2015-05-16 | Any | SFm | 1985 | CZ04 | rDXHP | Each | 1 | 952 | None | 137 | 0.0325 | 11.3 | 10.5 | 0.0142 | 8.36 | 137 | 0.0325 | 11.3 | 10.5 | 0.0142 | 8.36 |  |  | 1 |  | RB-Appl-EffCW-med-ElecDHW-GasCDryer-Tier2-FrontAnySFm1985CZ04rDXHP
RB-Appl-EffCW-med-ElecDHW-GasCDryer-Tier2-Front | DEER2016 | D16v1 | 2015-05-16 | Any | SFm | 1985 | CZ04 | rNCEH | Each | 1 | 952 | None | 127 | 0.0186 | 11.3 | 4.58 | 0.00199 | 8.36 | 127 | 0.0186 | 11.3 | 4.58 | 0.00199 | 8.36 |  |  | 1 |  | RB-Appl-EffCW-med-ElecDHW-GasCDryer-Tier2-FrontAnySFm1985CZ04rNCEH
RB-Appl-EffCW-med-ElecDHW-GasCDryer-Tier2-Front | DEER2016 | D16v1 | 2015-05-16 | Any | SFm | 1985 | CZ04 | rNCGF | Each | 1 | 952 | None | 142 | 0.0185 | 9.6 | 14.4 | 0.00198 | 7.24 | 142 | 0.0185 | 9.6 | 14.4 | 0.00198 | 7.24 |  |  | 1 |  | RB-Appl-EffCW-med-ElecDHW-GasCDryer-Tier2-FrontAnySFm1985CZ04rNCGF
RB-Appl-EffCW-med-ElecDHW-GasCDryer-Tier2-Front | DEER2016 | D16v1 | 2015-05-16 | Any | SFm | 1985 | CZ05 | rDXGF | Each | 1 | 952 | None | 149 | 0.0273 | 8.93 | 15.7 | 0.0157 | 6.76 | 149 | 0.0273 | 8.93 | 15.7 | 0.0157 | 6.76 |  |  | 1 |  | RB-Appl-EffCW-med-ElecDHW-GasCDryer-Tier2-FrontAnySFm1985CZ05rDXGF
RB-Appl-EffCW-med-ElecDHW-GasCDryer-Tier2-Front | DEER2016 | D16v1 | 2015-05-16 | Any | SFm | 1985 | CZ05 | rDXHP | Each | 1 | 952 | None | 131 | 0.0245 | 11.3 | 3.43 | 0.00534 | 8.36 | 131 | 0.0245 | 11.3 | 3.43 | 0.00534 | 8.36 |  |  | 1 |  | RB-Appl-EffCW-med-ElecDHW-GasCDryer-Tier2-FrontAnySFm1985CZ05rDXHP
RB-Appl-EffCW-med-ElecDHW-GasCDryer-Tier2-Front | DEER2016 | D16v1 | 2015-05-16 | Any | SFm | 1985 | CZ05 | rNCEH | Each | 1 | 952 | None | 128 | 0.0198 | 11.3 | 1.48 | 0.00209 | 8.36 | 128 | 0.0198 | 11.3 | 1.48 | 0.00209 | 8.36 |  |  | 1 |  | RB-Appl-EffCW-med-ElecDHW-GasCDryer-Tier2-FrontAnySFm1985CZ05rNCEH
RB-Appl-EffCW-med-ElecDHW-GasCDryer-Tier2-Front | DEER2016 | D16v1 | 2015-05-16 | Any | SFm | 1985 | CZ05 | rNCGF | Each | 1 | 952 | None | 147 | 0.0198 | 8.94 | 14.6 | 0.00211 | 6.79 | 147 | 0.0198 | 8.94 | 14.6 | 0.00211 | 6.79 |  |  | 1 |  | RB-Appl-EffCW-med-ElecDHW-GasCDryer-Tier2-FrontAnySFm1985CZ05rNCGF
RB-Appl-EffCW-med-ElecDHW-GasCDryer-Tier2-Front | DEER2016 | D16v1 | 2015-05-16 | Any | SFm | 1985 | CZ06 | rDXGF | Each | 1 | 1030 | None | 143 | 0.108 | 10.8 | 17.3 | 0.105 | 7.7 | 143 | 0.108 | 10.8 | 17.3 | 0.105 | 7.7 |  |  | 1 |  | RB-Appl-EffCW-med-ElecDHW-GasCDryer-Tier2-FrontAnySFm1985CZ06rDXGF
RB-Appl-EffCW-med-ElecDHW-GasCDryer-Tier2-Front | DEER2016 | D16v1 | 2015-05-16 | Any | SFm | 1985 | CZ06 | rDXHP | Each | 1 | 1030 | None | 139 | 0.0325 | 11.3 | 12.9 | 0.0143 | 8.36 | 139 | 0.0325 | 11.3 | 12.9 | 0.0143 | 8.36 |  |  | 1 |  | RB-Appl-EffCW-med-ElecDHW-GasCDryer-Tier2-FrontAnySFm1985CZ06rDXHP
RB-Appl-EffCW-med-ElecDHW-GasCDryer-Tier2-Front | DEER2016 | D16v1 | 2015-05-16 | Any | SFm | 1985 | CZ06 | rNCEH | Each | 1 | 1030 | None | 134 | 0.0184 | 11.3 | 7.85 | 0.00199 | 8.36 | 134 | 0.0184 | 11.3 | 7.85 | 0.00199 | 8.36 |  |  | 1 |  | RB-Appl-EffCW-med-ElecDHW-GasCDryer-Tier2-FrontAnySFm1985CZ06rNCEH
RB-Appl-EffCW-med-ElecDHW-GasCDryer-Tier2-Front | DEER2016 | D16v1 | 2015-05-16 | Any | SFm | 1985 | CZ06 | rNCGF | Each | 1 | 1030 | None | 139 | 0.0186 | 10.7 | 14.4 | 0.00192 | 7.62 | 139 | 0.0186 | 10.7 | 14.4 | 0.00192 | 7.62 |  |  | 1 |  | RB-Appl-EffCW-med-ElecDHW-GasCDryer-Tier2-FrontAnySFm1985CZ06rNCGF
RB-Appl-EffCW-med-ElecDHW-GasCDryer-Tier2-Front | DEER2016 | D16v1 | 2015-05-16 | Any | SFm | 1985 | CZ07 | rDXGF | Each | 1 | 1030 | None | 141 | 0.0535 | 10.7 | 15.1 | -0.0785 | 7.66 | 141 | 0.0535 | 10.7 | 15.1 | -0.0785 | 7.66 |  |  | 1 |  | RB-Appl-EffCW-med-ElecDHW-GasCDryer-Tier2-FrontAnySFm1985CZ07rDXGF
RB-Appl-EffCW-med-ElecDHW-GasCDryer-Tier2-Front | DEER2016 | D16v1 | 2015-05-16 | Any | SFm | 1985 | CZ07 | rDXHP | Each | 1 | 1030 | None | 138 | 0.0303 | 11.3 | 14 | 0.0342 | 8.36 | 138 | 0.0303 | 11.3 | 14 | 0.0342 | 8.36 |  |  | 1 |  | RB-Appl-EffCW-med-ElecDHW-GasCDryer-Tier2-FrontAnySFm1985CZ07rDXHP
RB-Appl-EffCW-med-ElecDHW-GasCDryer-Tier2-Front | DEER2016 | D16v1 | 2015-05-16 | Any | SFm | 1985 | CZ07 | rNCEH | Each | 1 | 1030 | None | 133 | 0.0184 | 11.3 | 8.32 | 0.00199 | 8.36 | 133 | 0.0184 | 11.3 | 8.32 | 0.00199 | 8.36 |  |  | 1 |  | RB-Appl-EffCW-med-ElecDHW-GasCDryer-Tier2-FrontAnySFm1985CZ07rNCEH
RB-Appl-EffCW-med-ElecDHW-GasCDryer-Tier2-Front | DEER2016 | D16v1 | 2015-05-16 | Any | SFm | 1985 | CZ07 | rNCGF | Each | 1 | 1030 | None | 138 | 0.0184 | 10.7 | 14.3 | 0.00197 | 7.61 | 138 | 0.0184 | 10.7 | 14.3 | 0.00197 | 7.61 |  |  | 1 |  | RB-Appl-EffCW-med-ElecDHW-GasCDryer-Tier2-FrontAnySFm1985CZ07rNCGF
RB-Appl-EffCW-med-ElecDHW-GasCDryer-Tier2-Front | DEER2016 | D16v1 | 2015-05-16 | Any | SFm | 1985 | CZ08 | rDXGF | Each | 1 | 1030 | None | 141 | 0.0215 | 10.7 | 18 | 0.00497 | 7.64 | 141 | 0.0215 | 10.7 | 18 | 0.00497 | 7.64 |  |  | 1 |  | RB-Appl-EffCW-med-ElecDHW-GasCDryer-Tier2-FrontAnySFm1985CZ08rDXGF
RB-Appl-EffCW-med-ElecDHW-GasCDryer-Tier2-Front | DEER2016 | D16v1 | 2015-05-16 | Any | SFm | 1985 | CZ08 | rDXHP | Each | 1 | 1030 | None | 141 | 0.0169 | 11.3 | 14.4 | 0.00531 | 8.36 | 141 | 0.0169 | 11.3 | 14.4 | 0.00531 | 8.36 |  |  | 1 |  | RB-Appl-EffCW-med-ElecDHW-GasCDryer-Tier2-FrontAnySFm1985CZ08rDXHP
RB-Appl-EffCW-med-ElecDHW-GasCDryer-Tier2-Front | DEER2016 | D16v1 | 2015-05-16 | Any | SFm | 1985 | CZ08 | rNCEH | Each | 1 | 1030 | None | 131 | 0.018 | 11.3 | 7.56 | 0.00196 | 8.36 | 131 | 0.018 | 11.3 | 7.56 | 0.00196 | 8.36 |  |  | 1 |  | RB-Appl-EffCW-med-ElecDHW-GasCDryer-Tier2-FrontAnySFm1985CZ08rNCEH
RB-Appl-EffCW-med-ElecDHW-GasCDryer-Tier2-Front | DEER2016 | D16v1 | 2015-05-16 | Any | SFm | 1985 | CZ08 | rNCGF | Each | 1 | 1030 | None | 136 | 0.0179 | 10.6 | 14.2 | 0.00168 | 7.61 | 136 | 0.0179 | 10.6 | 14.2 | 0.00168 | 7.61 |  |  | 1 |  | RB-Appl-EffCW-med-ElecDHW-GasCDryer-Tier2-FrontAnySFm1985CZ08rNCGF
RB-Appl-EffCW-med-ElecDHW-GasCDryer-Tier2-Front | DEER2016 | D16v1 | 2015-05-16 | Any | SFm | 1985 | CZ09 | rDXGF | Each | 1 | 906 | None | 143 | 0.0216 | 10.6 | 19.7 | 0.0049 | 7.61 | 143 | 0.0216 | 10.6 | 19.7 | 0.0049 | 7.61 |  |  | 1 |  | RB-Appl-EffCW-med-ElecDHW-GasCDryer-Tier2-FrontAnySFm1985CZ09rDXGF
RB-Appl-EffCW-med-ElecDHW-GasCDryer-Tier2-Front | DEER2016 | D16v1 | 2015-05-16 | Any | SFm | 1985 | CZ09 | rDXHP | Each | 1 | 906 | None | 135 | 0.0224 | 11.3 | 14.2 | 0.00549 | 8.36 | 135 | 0.0224 | 11.3 | 14.2 | 0.00549 | 8.36 |  |  | 1 |  | RB-Appl-EffCW-med-ElecDHW-GasCDryer-Tier2-FrontAnySFm1985CZ09rDXHP
RB-Appl-EffCW-med-ElecDHW-GasCDryer-Tier2-Front | DEER2016 | D16v1 | 2015-05-16 | Any | SFm | 1985 | CZ09 | rNCEH | Each | 1 | 906 | None | 129 | 0.0177 | 11.3 | 6.78 | 0.00192 | 8.36 | 129 | 0.0177 | 11.3 | 6.78 | 0.00192 | 8.36 |  |  | 1 |  | RB-Appl-EffCW-med-ElecDHW-GasCDryer-Tier2-FrontAnySFm1985CZ09rNCEH
RB-Appl-EffCW-med-ElecDHW-GasCDryer-Tier2-Front | DEER2016 | D16v1 | 2015-05-16 | Any | SFm | 1985 | CZ09 | rNCGF | Each | 1 | 906 | None | 136 | 0.0177 | 10.5 | 14 | 0.00192 | 7.58 | 136 | 0.0177 | 10.5 | 14 | 0.00192 | 7.58 |  |  | 1 |  | RB-Appl-EffCW-med-ElecDHW-GasCDryer-Tier2-FrontAnySFm1985CZ09rNCGF
RB-Appl-EffCW-med-ElecDHW-GasCDryer-Tier2-Front | DEER2016 | D16v1 | 2015-05-16 | Any | SFm | 1985 | CZ10 | rDXGF | Each | 1 | 906 | None | 140 | 0.0236 | 10.4 | 19 | 0.00582 | 7.51 | 140 | 0.0236 | 10.4 | 19 | 0.00582 | 7.51 |  |  | 1 |  | RB-Appl-EffCW-med-ElecDHW-GasCDryer-Tier2-FrontAnySFm1985CZ10rDXGF
RB-Appl-EffCW-med-ElecDHW-GasCDryer-Tier2-Front | DEER2016 | D16v1 | 2015-05-16 | Any | SFm | 1985 | CZ10 | rDXHP | Each | 1 | 906 | None | 135 | 0.0207 | 11.3 | 13.4 | 0.00604 | 8.36 | 135 | 0.0207 | 11.3 | 13.4 | 0.00604 | 8.36 |  |  | 1 |  | RB-Appl-EffCW-med-ElecDHW-GasCDryer-Tier2-FrontAnySFm1985CZ10rDXHP
RB-Appl-EffCW-med-ElecDHW-GasCDryer-Tier2-Front | DEER2016 | D16v1 | 2015-05-16 | Any | SFm | 1985 | CZ10 | rNCEH | Each | 1 | 906 | None | 127 | 0.0175 | 11.3 | 6.13 | 0.0019 | 8.36 | 127 | 0.0175 | 11.3 | 6.13 | 0.0019 | 8.36 |  |  | 1 |  | RB-Appl-EffCW-med-ElecDHW-GasCDryer-Tier2-FrontAnySFm1985CZ10rNCEH
RB-Appl-EffCW-med-ElecDHW-GasCDryer-Tier2-Front | DEER2016 | D16v1 | 2015-05-16 | Any | SFm | 1985 | CZ10 | rNCGF | Each | 1 | 906 | None | 135 | 0.0175 | 10.4 | 13.9 | 0.0019 | 7.49 | 135 | 0.0175 | 10.4 | 13.9 | 0.0019 | 7.49 |  |  | 1 |  | RB-Appl-EffCW-med-ElecDHW-GasCDryer-Tier2-FrontAnySFm1985CZ10rNCGF
RB-Appl-EffCW-med-ElecDHW-GasCDryer-Tier2-Front | DEER2016 | D16v1 | 2015-05-16 | Any | SFm | 1985 | CZ11 | rDXGF | Each | 1 | 852 | None | 144 | 0.0249 | 9.84 | 18.3 | 0.00741 | 7.37 | 144 | 0.0249 | 9.84 | 18.3 | 0.00741 | 7.37 |  |  | 1 |  | RB-Appl-EffCW-med-ElecDHW-GasCDryer-Tier2-FrontAnySFm1985CZ11rDXGF
RB-Appl-EffCW-med-ElecDHW-GasCDryer-Tier2-Front | DEER2016 | D16v1 | 2015-05-16 | Any | SFm | 1985 | CZ11 | rDXHP | Each | 1 | 852 | None | 134 | 0.0235 | 11.3 | 12.1 | 0.00569 | 8.36 | 134 | 0.0235 | 11.3 | 12.1 | 0.00569 | 8.36 |  |  | 1 |  | RB-Appl-EffCW-med-ElecDHW-GasCDryer-Tier2-FrontAnySFm1985CZ11rDXHP
RB-Appl-EffCW-med-ElecDHW-GasCDryer-Tier2-Front | DEER2016 | D16v1 | 2015-05-16 | Any | SFm | 1985 | CZ11 | rNCEH | Each | 1 | 852 | None | 123 | 0.0174 | 11.3 | 4.76 | 0.00188 | 8.36 | 123 | 0.0174 | 11.3 | 4.76 | 0.00188 | 8.36 |  |  | 1 |  | RB-Appl-EffCW-med-ElecDHW-GasCDryer-Tier2-FrontAnySFm1985CZ11rNCEH
RB-Appl-EffCW-med-ElecDHW-GasCDryer-Tier2-Front | DEER2016 | D16v1 | 2015-05-16 | Any | SFm | 1985 | CZ11 | rNCGF | Each | 1 | 852 | None | 136 | 0.0174 | 9.82 | 14 | 0.00188 | 7.34 | 136 | 0.0174 | 9.82 | 14 | 0.00188 | 7.34 |  |  | 1 |  | RB-Appl-EffCW-med-ElecDHW-GasCDryer-Tier2-FrontAnySFm1985CZ11rNCGF
RB-Appl-EffCW-med-ElecDHW-GasCDryer-Tier2-Front | DEER2016 | D16v1 | 2015-05-16 | Any | SFm | 1985 | CZ12 | rDXGF | Each | 1 | 852 | None | 146 | 0.0251 | 9.8 | 18.9 | 0.00571 | 7.36 | 146 | 0.0251 | 9.8 | 18.9 | 0.00571 | 7.36 |  |  | 1 |  | RB-Appl-EffCW-med-ElecDHW-GasCDryer-Tier2-FrontAnySFm1985CZ12rDXGF
RB-Appl-EffCW-med-ElecDHW-GasCDryer-Tier2-Front | DEER2016 | D16v1 | 2015-05-16 | Any | SFm | 1985 | CZ12 | rDXHP | Each | 1 | 852 | None | 134 | 0.0251 | 11.3 | 10.5 | 0.00946 | 8.36 | 134 | 0.0251 | 11.3 | 10.5 | 0.00946 | 8.36 |  |  | 1 |  | RB-Appl-EffCW-med-ElecDHW-GasCDryer-Tier2-FrontAnySFm1985CZ12rDXHP
RB-Appl-EffCW-med-ElecDHW-GasCDryer-Tier2-Front | DEER2016 | D16v1 | 2015-05-16 | Any | SFm | 1985 | CZ12 | rNCEH | Each | 1 | 852 | None | 126 | 0.0184 | 11.3 | 4.59 | 0.00195 | 8.36 | 126 | 0.0184 | 11.3 | 4.59 | 0.00195 | 8.36 |  |  | 1 |  | RB-Appl-EffCW-med-ElecDHW-GasCDryer-Tier2-FrontAnySFm1985CZ12rNCEH
RB-Appl-EffCW-med-ElecDHW-GasCDryer-Tier2-Front | DEER2016 | D16v1 | 2015-05-16 | Any | SFm | 1985 | CZ12 | rNCGF | Each | 1 | 852 | None | 140 | 0.0184 | 9.78 | 14.2 | 0.00195 | 7.34 | 140 | 0.0184 | 9.78 | 14.2 | 0.00195 | 7.34 |  |  | 1 |  | RB-Appl-EffCW-med-ElecDHW-GasCDryer-Tier2-FrontAnySFm1985CZ12rNCGF
RB-Appl-EffCW-med-ElecDHW-GasCDryer-Tier2-Front | DEER2016 | D16v1 | 2015-05-16 | Any | SFm | 1985 | CZ13 | rDXGF | Each | 1 | 852 | None | 145 | 0.0278 | 9.95 | 20.5 | 0.0099 | 7.48 | 145 | 0.0278 | 9.95 | 20.5 | 0.0099 | 7.48 |  |  | 1 |  | RB-Appl-EffCW-med-ElecDHW-GasCDryer-Tier2-FrontAnySFm1985CZ13rDXGF
RB-Appl-EffCW-med-ElecDHW-GasCDryer-Tier2-Front | DEER2016 | D16v1 | 2015-05-16 | Any | SFm | 1985 | CZ13 | rDXHP | Each | 1 | 852 | None | 131 | 0.0243 | 11.3 | 10.5 | 0.00622 | 8.36 | 131 | 0.0243 | 11.3 | 10.5 | 0.00622 | 8.36 |  |  | 1 |  | RB-Appl-EffCW-med-ElecDHW-GasCDryer-Tier2-FrontAnySFm1985CZ13rDXHP
RB-Appl-EffCW-med-ElecDHW-GasCDryer-Tier2-Front | DEER2016 | D16v1 | 2015-05-16 | Any | SFm | 1985 | CZ13 | rNCEH | Each | 1 | 852 | None | 122 | 0.0173 | 11.3 | 5 | 0.00187 | 8.36 | 122 | 0.0173 | 11.3 | 5 | 0.00187 | 8.36 |  |  | 1 |  | RB-Appl-EffCW-med-ElecDHW-GasCDryer-Tier2-FrontAnySFm1985CZ13rNCEH
RB-Appl-EffCW-med-ElecDHW-GasCDryer-Tier2-Front | DEER2016 | D16v1 | 2015-05-16 | Any | SFm | 1985 | CZ13 | rNCGF | Each | 1 | 852 | None | 135 | 0.0173 | 9.94 | 13.9 | 0.00189 | 7.44 | 135 | 0.0173 | 9.94 | 13.9 | 0.00189 | 7.44 |  |  | 1 |  | RB-Appl-EffCW-med-ElecDHW-GasCDryer-Tier2-FrontAnySFm1985CZ13rNCGF
RB-Appl-EffCW-med-ElecDHW-GasCDryer-Tier2-Front | DEER2016 | D16v1 | 2015-05-16 | Any | SFm | 1985 | CZ14 | rDXGF | Each | 1 | 870 | None | 155 | 0.0233 | 9.17 | 22.5 | 0.0051 | 7.35 | 155 | 0.0233 | 9.17 | 22.5 | 0.0051 | 7.35 |  |  | 1 |  | RB-Appl-EffCW-med-ElecDHW-GasCDryer-Tier2-FrontAnySFm1985CZ14rDXGF
RB-Appl-EffCW-med-ElecDHW-GasCDryer-Tier2-Front | DEER2016 | D16v1 | 2015-05-16 | Any | SFm | 1985 | CZ14 | rDXHP | Each | 1 | 870 | None | 136 | 0.0319 | 11.3 | 13.5 | 0.0122 | 8.36 | 136 | 0.0319 | 11.3 | 13.5 | 0.0122 | 8.36 |  |  | 1 |  | RB-Appl-EffCW-med-ElecDHW-GasCDryer-Tier2-FrontAnySFm1985CZ14rDXHP
RB-Appl-EffCW-med-ElecDHW-GasCDryer-Tier2-Front | DEER2016 | D16v1 | 2015-05-16 | Any | SFm | 1985 | CZ14 | rNCEH | Each | 1 | 870 | None | 118 | 0.0169 | 11.3 | 4.55 | 0.00185 | 8.36 | 118 | 0.0169 | 11.3 | 4.55 | 0.00185 | 8.36 |  |  | 1 |  | RB-Appl-EffCW-med-ElecDHW-GasCDryer-Tier2-FrontAnySFm1985CZ14rNCEH
RB-Appl-EffCW-med-ElecDHW-GasCDryer-Tier2-Front | DEER2016 | D16v1 | 2015-05-16 | Any | SFm | 1985 | CZ14 | rNCGF | Each | 1 | 870 | None | 137 | 0.0169 | 9.16 | 14 | 0.00184 | 7.36 | 137 | 0.0169 | 9.16 | 14 | 0.00184 | 7.36 |  |  | 1 |  | RB-Appl-EffCW-med-ElecDHW-GasCDryer-Tier2-FrontAnySFm1985CZ14rNCGF
RB-Appl-EffCW-med-ElecDHW-GasCDryer-Tier2-Front | DEER2016 | D16v1 | 2015-05-16 | Any | SFm | 1985 | CZ15 | rDXGF | Each | 1 | 870 | None | 139 | 0.0205 | 9.97 | 23.5 | 0.00477 | 7.72 | 139 | 0.0205 | 9.97 | 23.5 | 0.00477 | 7.72 |  |  | 1 |  | RB-Appl-EffCW-med-ElecDHW-GasCDryer-Tier2-FrontAnySFm1985CZ15rDXGF
RB-Appl-EffCW-med-ElecDHW-GasCDryer-Tier2-Front | DEER2016 | D16v1 | 2015-05-16 | Any | SFm | 1985 | CZ15 | rDXHP | Each | 1 | 870 | None | 125 | 0.0208 | 11.3 | 17.1 | 0.00466 | 8.36 | 125 | 0.0208 | 11.3 | 17.1 | 0.00466 | 8.36 |  |  | 1 |  | RB-Appl-EffCW-med-ElecDHW-GasCDryer-Tier2-FrontAnySFm1985CZ15rDXHP
RB-Appl-EffCW-med-ElecDHW-GasCDryer-Tier2-Front | DEER2016 | D16v1 | 2015-05-16 | Any | SFm | 1985 | CZ15 | rNCEH | Each | 1 | 870 | None | 107 | 0.0143 | 11.3 | 7.25 | 0.00163 | 8.36 | 107 | 0.0143 | 11.3 | 7.25 | 0.00163 | 8.36 |  |  | 1 |  | RB-Appl-EffCW-med-ElecDHW-GasCDryer-Tier2-FrontAnySFm1985CZ15rNCEH
RB-Appl-EffCW-med-ElecDHW-GasCDryer-Tier2-Front | DEER2016 | D16v1 | 2015-05-16 | Any | SFm | 1985 | CZ15 | rNCGF | Each | 1 | 870 | None | 118 | 0.0143 | 9.95 | 12.7 | 0.00163 | 7.7 | 118 | 0.0143 | 9.95 | 12.7 | 0.00163 | 7.7 |  |  | 1 |  | RB-Appl-EffCW-med-ElecDHW-GasCDryer-Tier2-FrontAnySFm1985CZ15rNCGF
RB-Appl-EffCW-med-ElecDHW-GasCDryer-Tier2-Front | DEER2016 | D16v1 | 2015-05-16 | Any | SFm | 1985 | CZ16 | rDXGF | Each | 1 | 952 | None | 157 | 0.0236 | 9.5 | 18.3 | 0.00416 | 7.17 | 157 | 0.0236 | 9.5 | 18.3 | 0.00416 | 7.17 |  |  | 1 |  | RB-Appl-EffCW-med-ElecDHW-GasCDryer-Tier2-FrontAnySFm1985CZ16rDXGF
RB-Appl-EffCW-med-ElecDHW-GasCDryer-Tier2-Front | DEER2016 | D16v1 | 2015-05-16 | Any | SFm | 1985 | CZ16 | rDXHP | Each | 1 | 952 | None | 139 | 0.0277 | 11.3 | 2.87 | 0.00786 | 8.36 | 139 | 0.0277 | 11.3 | 2.87 | 0.00786 | 8.36 |  |  | 1 |  | RB-Appl-EffCW-med-ElecDHW-GasCDryer-Tier2-FrontAnySFm1985CZ16rDXHP
RB-Appl-EffCW-med-ElecDHW-GasCDryer-Tier2-Front | DEER2016 | D16v1 | 2015-05-16 | Any | SFm | 1985 | CZ16 | rNCEH | Each | 1 | 952 | None | 137 | 0.02 | 11.3 | 4.01 | 0.0021 | 8.36 | 137 | 0.02 | 11.3 | 4.01 | 0.0021 | 8.36 |  |  | 1 |  | RB-Appl-EffCW-med-ElecDHW-GasCDryer-Tier2-FrontAnySFm1985CZ16rNCEH
RB-Appl-EffCW-med-ElecDHW-GasCDryer-Tier2-Front | DEER2016 | D16v1 | 2015-05-16 | Any | SFm | 1985 | CZ16 | rNCGF | Each | 1 | 952 | None | 154 | 0.02 | 9.46 | 15.3 | 0.0021 | 7.15 | 154 | 0.02 | 9.46 | 15.3 | 0.0021 | 7.15 |  |  | 1 |  | RB-Appl-EffCW-med-ElecDHW-GasCDryer-Tier2-FrontAnySFm1985CZ16rNCGF
RB-Appl-EffCW-med-ElecDHW-GasCDryer-Tier2-Front | DEER2016 | D16v1 | 2015-05-16 | Any | SFm | 1996 | CZ01 | rDXGF | Each | 1 | 1100 | None | 155 | 0.0211 | 10.4 | 15.9 | 0.00322 | 7.43 | 155 | 0.0211 | 10.4 | 15.9 | 0.00322 | 7.43 |  |  | 1 |  | RB-Appl-EffCW-med-ElecDHW-GasCDryer-Tier2-FrontAnySFm1996CZ01rDXGF
RB-Appl-EffCW-med-ElecDHW-GasCDryer-Tier2-Front | DEER2016 | D16v1 | 2015-05-16 | Any | SFm | 1996 | CZ01 | rDXHP | Each | 1 | 1100 | None | 147 | 0.0216 | 11.3 | 7.71 | 0.0014 | 8.36 | 147 | 0.0216 | 11.3 | 7.71 | 0.0014 | 8.36 |  |  | 1 |  | RB-Appl-EffCW-med-ElecDHW-GasCDryer-Tier2-FrontAnySFm1996CZ01rDXHP
RB-Appl-EffCW-med-ElecDHW-GasCDryer-Tier2-Front | DEER2016 | D16v1 | 2015-05-16 | Any | SFm | 1996 | CZ01 | rNCEH | Each | 1 | 1100 | None | 146 | 0.0208 | 11.3 | 6.28 | 0.0021 | 8.36 | 146 | 0.0208 | 11.3 | 6.28 | 0.0021 | 8.36 |  |  | 1 |  | RB-Appl-EffCW-med-ElecDHW-GasCDryer-Tier2-FrontAnySFm1996CZ01rNCEH
RB-Appl-EffCW-med-ElecDHW-GasCDryer-Tier2-Front | DEER2016 | D16v1 | 2015-05-16 | Any | SFm | 1996 | CZ01 | rNCGF | Each | 1 | 1100 | None | 155 | 0.0209 | 10.4 | 15.6 | 0.00216 | 7.4 | 155 | 0.0209 | 10.4 | 15.6 | 0.00216 | 7.4 |  |  | 1 |  | RB-Appl-EffCW-med-ElecDHW-GasCDryer-Tier2-FrontAnySFm1996CZ01rNCGF
RB-Appl-EffCW-med-ElecDHW-GasCDryer-Tier2-Front | DEER2016 | D16v1 | 2015-05-16 | Any | SFm | 1996 | CZ02 | rDXGF | Each | 1 | 1100 | None | 150 | 0.0178 | 10.4 | 18 | 0.00457 | 7.42 | 150 | 0.0178 | 10.4 | 18 | 0.00457 | 7.42 |  |  | 1 |  | RB-Appl-EffCW-med-ElecDHW-GasCDryer-Tier2-FrontAnySFm1996CZ02rDXGF
RB-Appl-EffCW-med-ElecDHW-GasCDryer-Tier2-Front | DEER2016 | D16v1 | 2015-05-16 | Any | SFm | 1996 | CZ02 | rDXHP | Each | 1 | 1100 | None | 141 | 0.0163 | 11.3 | 9.8 | -0.00511 | 8.36 | 141 | 0.0163 | 11.3 | 9.8 | -0.00511 | 8.36 |  |  | 1 |  | RB-Appl-EffCW-med-ElecDHW-GasCDryer-Tier2-FrontAnySFm1996CZ02rDXHP
RB-Appl-EffCW-med-ElecDHW-GasCDryer-Tier2-Front | DEER2016 | D16v1 | 2015-05-16 | Any | SFm | 1996 | CZ02 | rNCEH | Each | 1 | 1100 | None | 138 | 0.0195 | 11.3 | 6.33 | 0.00206 | 8.36 | 138 | 0.0195 | 11.3 | 6.33 | 0.00206 | 8.36 |  |  | 1 |  | RB-Appl-EffCW-med-ElecDHW-GasCDryer-Tier2-FrontAnySFm1996CZ02rNCEH
RB-Appl-EffCW-med-ElecDHW-GasCDryer-Tier2-Front | DEER2016 | D16v1 | 2015-05-16 | Any | SFm | 1996 | CZ02 | rNCGF | Each | 1 | 1100 | None | 146 | 0.0195 | 10.5 | 14.9 | 0.00208 | 7.53 | 146 | 0.0195 | 10.5 | 14.9 | 0.00208 | 7.53 |  |  | 1 |  | RB-Appl-EffCW-med-ElecDHW-GasCDryer-Tier2-FrontAnySFm1996CZ02rNCGF
RB-Appl-EffCW-med-ElecDHW-GasCDryer-Tier2-Front | DEER2016 | D16v1 | 2015-05-16 | Any | SFm | 1996 | CZ03 | rDXGF | Each | 1 | 1100 | None | 146 | 0.00724 | 10.4 | 16 | -0.0143 | 7.34 | 146 | 0.00724 | 10.4 | 16 | -0.0143 | 7.34 |  |  | 1 |  | RB-Appl-EffCW-med-ElecDHW-GasCDryer-Tier2-FrontAnySFm1996CZ03rDXGF
RB-Appl-EffCW-med-ElecDHW-GasCDryer-Tier2-Front | DEER2016 | D16v1 | 2015-05-16 | Any | SFm | 1996 | CZ03 | rDXHP | Each | 1 | 1100 | None | 139 | 0.0128 | 11.3 | 7.21 | 0.00561 | 8.36 | 139 | 0.0128 | 11.3 | 7.21 | 0.00561 | 8.36 |  |  | 1 |  | RB-Appl-EffCW-med-ElecDHW-GasCDryer-Tier2-FrontAnySFm1996CZ03rDXHP
RB-Appl-EffCW-med-ElecDHW-GasCDryer-Tier2-Front | DEER2016 | D16v1 | 2015-05-16 | Any | SFm | 1996 | CZ03 | rNCEH | Each | 1 | 1100 | None | 137 | 0.0197 | 11.3 | 4.68 | 0.00208 | 8.36 | 137 | 0.0197 | 11.3 | 4.68 | 0.00208 | 8.36 |  |  | 1 |  | RB-Appl-EffCW-med-ElecDHW-GasCDryer-Tier2-FrontAnySFm1996CZ03rNCEH
RB-Appl-EffCW-med-ElecDHW-GasCDryer-Tier2-Front | DEER2016 | D16v1 | 2015-05-16 | Any | SFm | 1996 | CZ03 | rNCGF | Each | 1 | 1100 | None | 146 | 0.0197 | 10.3 | 14.8 | 0.00202 | 7.25 | 146 | 0.0197 | 10.3 | 14.8 | 0.00202 | 7.25 |  |  | 1 |  | RB-Appl-EffCW-med-ElecDHW-GasCDryer-Tier2-FrontAnySFm1996CZ03rNCGF
RB-Appl-EffCW-med-ElecDHW-GasCDryer-Tier2-Front | DEER2016 | D16v1 | 2015-05-16 | Any | SFm | 1996 | CZ04 | rDXGF | Each | 1 | 1100 | None | 146 | 0.0247 | 10.6 | 21 | 0.00726 | 7.6 | 146 | 0.0247 | 10.6 | 21 | 0.00726 | 7.6 |  |  | 1 |  | RB-Appl-EffCW-med-ElecDHW-GasCDryer-Tier2-FrontAnySFm1996CZ04rDXGF
RB-Appl-EffCW-med-ElecDHW-GasCDryer-Tier2-Front | DEER2016 | D16v1 | 2015-05-16 | Any | SFm | 1996 | CZ04 | rDXHP | Each | 1 | 1100 | None | 140 | 0.0224 | 11.3 | 11.6 | 0.00536 | 8.36 | 140 | 0.0224 | 11.3 | 11.6 | 0.00536 | 8.36 |  |  | 1 |  | RB-Appl-EffCW-med-ElecDHW-GasCDryer-Tier2-FrontAnySFm1996CZ04rDXHP
RB-Appl-EffCW-med-ElecDHW-GasCDryer-Tier2-Front | DEER2016 | D16v1 | 2015-05-16 | Any | SFm | 1996 | CZ04 | rNCEH | Each | 1 | 1100 | None | 136 | 0.0186 | 11.3 | 7.47 | 0.00198 | 8.36 | 136 | 0.0186 | 11.3 | 7.47 | 0.00198 | 8.36 |  |  | 1 |  | RB-Appl-EffCW-med-ElecDHW-GasCDryer-Tier2-FrontAnySFm1996CZ04rNCEH
RB-Appl-EffCW-med-ElecDHW-GasCDryer-Tier2-Front | DEER2016 | D16v1 | 2015-05-16 | Any | SFm | 1996 | CZ04 | rNCGF | Each | 1 | 1100 | None | 142 | 0.0186 | 10.6 | 14.7 | 0.002 | 7.55 | 142 | 0.0186 | 10.6 | 14.7 | 0.002 | 7.55 |  |  | 1 |  | RB-Appl-EffCW-med-ElecDHW-GasCDryer-Tier2-FrontAnySFm1996CZ04rNCGF
RB-Appl-EffCW-med-ElecDHW-GasCDryer-Tier2-Front | DEER2016 | D16v1 | 2015-05-16 | Any | SFm | 1996 | CZ05 | rDXGF | Each | 1 | 1100 | None | 148 | 0.0198 | 9.98 | 14.8 | 0.00266 | 6.88 | 148 | 0.0198 | 9.98 | 14.8 | 0.00266 | 6.88 |  |  | 1 |  | RB-Appl-EffCW-med-ElecDHW-GasCDryer-Tier2-FrontAnySFm1996CZ05rDXGF
RB-Appl-EffCW-med-ElecDHW-GasCDryer-Tier2-Front | DEER2016 | D16v1 | 2015-05-16 | Any | SFm | 1996 | CZ05 | rDXHP | Each | 1 | 1100 | None | 142 | 0.0235 | 11.3 | 4.75 | 0.00852 | 8.36 | 142 | 0.0235 | 11.3 | 4.75 | 0.00852 | 8.36 |  |  | 1 |  | RB-Appl-EffCW-med-ElecDHW-GasCDryer-Tier2-FrontAnySFm1996CZ05rDXHP
RB-Appl-EffCW-med-ElecDHW-GasCDryer-Tier2-Front | DEER2016 | D16v1 | 2015-05-16 | Any | SFm | 1996 | CZ05 | rNCEH | Each | 1 | 1100 | None | 137 | 0.0199 | 11.3 | 1.82 | 0.00209 | 8.36 | 137 | 0.0199 | 11.3 | 1.82 | 0.00209 | 8.36 |  |  | 1 |  | RB-Appl-EffCW-med-ElecDHW-GasCDryer-Tier2-FrontAnySFm1996CZ05rNCEH
RB-Appl-EffCW-med-ElecDHW-GasCDryer-Tier2-Front | DEER2016 | D16v1 | 2015-05-16 | Any | SFm | 1996 | CZ05 | rNCGF | Each | 1 | 1100 | None | 148 | 0.0199 | 9.95 | 14.7 | 0.00218 | 6.89 | 148 | 0.0199 | 9.95 | 14.7 | 0.00218 | 6.89 |  |  | 1 |  | RB-Appl-EffCW-med-ElecDHW-GasCDryer-Tier2-FrontAnySFm1996CZ05rNCGF
RB-Appl-EffCW-med-ElecDHW-GasCDryer-Tier2-Front | DEER2016 | D16v1 | 2015-05-16 | Any | SFm | 1996 | CZ06 | rDXGF | Each | 1 | 1150 | None | 142 | -0.0142 | 10.9 | 15.4 | 0.00293 | 7.79 | 142 | -0.0142 | 10.9 | 15.4 | 0.00293 | 7.79 |  |  | 1 |  | RB-Appl-EffCW-med-ElecDHW-GasCDryer-Tier2-FrontAnySFm1996CZ06rDXGF
RB-Appl-EffCW-med-ElecDHW-GasCDryer-Tier2-Front | DEER2016 | D16v1 | 2015-05-16 | Any | SFm | 1996 | CZ06 | rDXHP | Each | 1 | 1150 | None | 133 | -0.00327 | 11.3 | 9.66 | -0.00338 | 8.36 | 133 | -0.00327 | 11.3 | 9.66 | -0.00338 | 8.36 |  |  | 1 |  | RB-Appl-EffCW-med-ElecDHW-GasCDryer-Tier2-FrontAnySFm1996CZ06rDXHP
RB-Appl-EffCW-med-ElecDHW-GasCDryer-Tier2-Front | DEER2016 | D16v1 | 2015-05-16 | Any | SFm | 1996 | CZ06 | rNCEH | Each | 1 | 1150 | None | 135 | 0.0184 | 11.3 | 7.53 | 0.00199 | 8.36 | 135 | 0.0184 | 11.3 | 7.53 | 0.00199 | 8.36 |  |  | 1 |  | RB-Appl-EffCW-med-ElecDHW-GasCDryer-Tier2-FrontAnySFm1996CZ06rNCEH
RB-Appl-EffCW-med-ElecDHW-GasCDryer-Tier2-Front | DEER2016 | D16v1 | 2015-05-16 | Any | SFm | 1996 | CZ06 | rNCGF | Each | 1 | 1150 | None | 139 | 0.0181 | 10.8 | 14.3 | 0.00169 | 7.7 | 139 | 0.0181 | 10.8 | 14.3 | 0.00169 | 7.7 |  |  | 1 |  | RB-Appl-EffCW-med-ElecDHW-GasCDryer-Tier2-FrontAnySFm1996CZ06rNCGF
RB-Appl-EffCW-med-ElecDHW-GasCDryer-Tier2-Front | DEER2016 | D16v1 | 2015-05-16 | Any | SFm | 1996 | CZ07 | rDXGF | Each | 1 | 1150 | None | 139 | -0.0458 | 10.9 | 13.4 | -0.0635 | 7.75 | 139 | -0.0458 | 10.9 | 13.4 | -0.0635 | 7.75 |  |  | 1 |  | RB-Appl-EffCW-med-ElecDHW-GasCDryer-Tier2-FrontAnySFm1996CZ07rDXGF
RB-Appl-EffCW-med-ElecDHW-GasCDryer-Tier2-Front | DEER2016 | D16v1 | 2015-05-16 | Any | SFm | 1996 | CZ07 | rDXHP | Each | 1 | 1150 | None | 135 | -0.121 | 11.3 | 8.71 | -0.137 | 8.36 | 135 | -0.121 | 11.3 | 8.71 | -0.137 | 8.36 |  |  | 1 |  | RB-Appl-EffCW-med-ElecDHW-GasCDryer-Tier2-FrontAnySFm1996CZ07rDXHP
RB-Appl-EffCW-med-ElecDHW-GasCDryer-Tier2-Front | DEER2016 | D16v1 | 2015-05-16 | Any | SFm | 1996 | CZ07 | rNCEH | Each | 1 | 1150 | None | 134 | 0.0184 | 11.3 | 8.38 | 0.00199 | 8.36 | 134 | 0.0184 | 11.3 | 8.38 | 0.00199 | 8.36 |  |  | 1 |  | RB-Appl-EffCW-med-ElecDHW-GasCDryer-Tier2-FrontAnySFm1996CZ07rNCEH
RB-Appl-EffCW-med-ElecDHW-GasCDryer-Tier2-Front | DEER2016 | D16v1 | 2015-05-16 | Any | SFm | 1996 | CZ07 | rNCGF | Each | 1 | 1150 | None | 138 | 0.0184 | 10.8 | 14.2 | 0.00194 | 7.65 | 138 | 0.0184 | 10.8 | 14.2 | 0.00194 | 7.65 |  |  | 1 |  | RB-Appl-EffCW-med-ElecDHW-GasCDryer-Tier2-FrontAnySFm1996CZ07rNCGF
RB-Appl-EffCW-med-ElecDHW-GasCDryer-Tier2-Front | DEER2016 | D16v1 | 2015-05-16 | Any | SFm | 1996 | CZ08 | rDXGF | Each | 1 | 1150 | None | 145 | 0.0189 | 10.7 | 23.2 | 0.00307 | 7.63 | 145 | 0.0189 | 10.7 | 23.2 | 0.00307 | 7.63 |  |  | 1 |  | RB-Appl-EffCW-med-ElecDHW-GasCDryer-Tier2-FrontAnySFm1996CZ08rDXGF
RB-Appl-EffCW-med-ElecDHW-GasCDryer-Tier2-Front | DEER2016 | D16v1 | 2015-05-16 | Any | SFm | 1996 | CZ08 | rDXHP | Each | 1 | 1150 | None | 136 | 0.0209 | 11.3 | 12.4 | 0.00554 | 8.36 | 136 | 0.0209 | 11.3 | 12.4 | 0.00554 | 8.36 |  |  | 1 |  | RB-Appl-EffCW-med-ElecDHW-GasCDryer-Tier2-FrontAnySFm1996CZ08rDXHP
RB-Appl-EffCW-med-ElecDHW-GasCDryer-Tier2-Front | DEER2016 | D16v1 | 2015-05-16 | Any | SFm | 1996 | CZ08 | rNCEH | Each | 1 | 1150 | None | 132 | 0.0179 | 11.3 | 7.78 | 0.00195 | 8.36 | 132 | 0.0179 | 11.3 | 7.78 | 0.00195 | 8.36 |  |  | 1 |  | RB-Appl-EffCW-med-ElecDHW-GasCDryer-Tier2-FrontAnySFm1996CZ08rNCEH
RB-Appl-EffCW-med-ElecDHW-GasCDryer-Tier2-Front | DEER2016 | D16v1 | 2015-05-16 | Any | SFm | 1996 | CZ08 | rNCGF | Each | 1 | 1150 | None | 136 | 0.0178 | 10.7 | 14.1 | 0.00189 | 7.62 | 136 | 0.0178 | 10.7 | 14.1 | 0.00189 | 7.62 |  |  | 1 |  | RB-Appl-EffCW-med-ElecDHW-GasCDryer-Tier2-FrontAnySFm1996CZ08rNCGF
RB-Appl-EffCW-med-ElecDHW-GasCDryer-Tier2-Front | DEER2016 | D16v1 | 2015-05-16 | Any | SFm | 1996 | CZ09 | rDXGF | Each | 1 | 1090 | None | 142 | 0.0204 | 10.7 | 14.5 | 0.00352 | 7.76 | 142 | 0.0204 | 10.7 | 14.5 | 0.00352 | 7.76 |  |  | 1 |  | RB-Appl-EffCW-med-ElecDHW-GasCDryer-Tier2-FrontAnySFm1996CZ09rDXGF
RB-Appl-EffCW-med-ElecDHW-GasCDryer-Tier2-Front | DEER2016 | D16v1 | 2015-05-16 | Any | SFm | 1996 | CZ09 | rDXHP | Each | 1 | 1090 | None | 136 | 0.0204 | 11.3 | 9.62 | 0.00415 | 8.36 | 136 | 0.0204 | 11.3 | 9.62 | 0.00415 | 8.36 |  |  | 1 |  | RB-Appl-EffCW-med-ElecDHW-GasCDryer-Tier2-FrontAnySFm1996CZ09rDXHP
RB-Appl-EffCW-med-ElecDHW-GasCDryer-Tier2-Front | DEER2016 | D16v1 | 2015-05-16 | Any | SFm | 1996 | CZ09 | rNCEH | Each | 1 | 1090 | None | 131 | 0.0177 | 11.3 | 8.29 | 0.0019 | 8.36 | 131 | 0.0177 | 11.3 | 8.29 | 0.0019 | 8.36 |  |  | 1 |  | RB-Appl-EffCW-med-ElecDHW-GasCDryer-Tier2-FrontAnySFm1996CZ09rNCEH
RB-Appl-EffCW-med-ElecDHW-GasCDryer-Tier2-Front | DEER2016 | D16v1 | 2015-05-16 | Any | SFm | 1996 | CZ09 | rNCGF | Each | 1 | 1090 | None | 136 | 0.0178 | 10.6 | 14 | 0.00193 | 7.76 | 136 | 0.0178 | 10.6 | 14 | 0.00193 | 7.76 |  |  | 1 |  | RB-Appl-EffCW-med-ElecDHW-GasCDryer-Tier2-FrontAnySFm1996CZ09rNCGF
RB-Appl-EffCW-med-ElecDHW-GasCDryer-Tier2-Front | DEER2016 | D16v1 | 2015-05-16 | Any | SFm | 1996 | CZ10 | rDXGF | Each | 1 | 1090 | None | 141 | 0.0194 | 10.7 | 20.5 | 0.0036 | 7.75 | 141 | 0.0194 | 10.7 | 20.5 | 0.0036 | 7.75 |  |  | 1 |  | RB-Appl-EffCW-med-ElecDHW-GasCDryer-Tier2-FrontAnySFm1996CZ10rDXGF
RB-Appl-EffCW-med-ElecDHW-GasCDryer-Tier2-Front | DEER2016 | D16v1 | 2015-05-16 | Any | SFm | 1996 | CZ10 | rDXHP | Each | 1 | 1090 | None | 139 | 0.0206 | 11.3 | 14.5 | 0.00458 | 8.36 | 139 | 0.0206 | 11.3 | 14.5 | 0.00458 | 8.36 |  |  | 1 |  | RB-Appl-EffCW-med-ElecDHW-GasCDryer-Tier2-FrontAnySFm1996CZ10rDXHP
RB-Appl-EffCW-med-ElecDHW-GasCDryer-Tier2-Front | DEER2016 | D16v1 | 2015-05-16 | Any | SFm | 1996 | CZ10 | rNCEH | Each | 1 | 1090 | None | 130 | 0.0175 | 11.3 | 8.07 | 0.00188 | 8.36 | 130 | 0.0175 | 11.3 | 8.07 | 0.00188 | 8.36 |  |  | 1 |  | RB-Appl-EffCW-med-ElecDHW-GasCDryer-Tier2-FrontAnySFm1996CZ10rNCEH
RB-Appl-EffCW-med-ElecDHW-GasCDryer-Tier2-Front | DEER2016 | D16v1 | 2015-05-16 | Any | SFm | 1996 | CZ10 | rNCGF | Each | 1 | 1090 | None | 136 | 0.0175 | 10.7 | 14 | 0.00188 | 7.75 | 136 | 0.0175 | 10.7 | 14 | 0.00188 | 7.75 |  |  | 1 |  | RB-Appl-EffCW-med-ElecDHW-GasCDryer-Tier2-FrontAnySFm1996CZ10rNCGF
RB-Appl-EffCW-med-ElecDHW-GasCDryer-Tier2-Front | DEER2016 | D16v1 | 2015-05-16 | Any | SFm | 1996 | CZ11 | rDXGF | Each | 1 | 1020 | None | 148 | 0.0236 | 9.85 | 20.5 | 0.00572 | 7.43 | 148 | 0.0236 | 9.85 | 20.5 | 0.00572 | 7.43 |  |  | 1 |  | RB-Appl-EffCW-med-ElecDHW-GasCDryer-Tier2-FrontAnySFm1996CZ11rDXGF
RB-Appl-EffCW-med-ElecDHW-GasCDryer-Tier2-Front | DEER2016 | D16v1 | 2015-05-16 | Any | SFm | 1996 | CZ11 | rDXHP | Each | 1 | 1020 | None | 133 | 0.0236 | 11.3 | 11.5 | 0.00546 | 8.36 | 133 | 0.0236 | 11.3 | 11.5 | 0.00546 | 8.36 |  |  | 1 |  | RB-Appl-EffCW-med-ElecDHW-GasCDryer-Tier2-FrontAnySFm1996CZ11rDXHP
RB-Appl-EffCW-med-ElecDHW-GasCDryer-Tier2-Front | DEER2016 | D16v1 | 2015-05-16 | Any | SFm | 1996 | CZ11 | rNCEH | Each | 1 | 1020 | None | 122 | 0.0174 | 11.3 | 4.69 | 0.00189 | 8.36 | 122 | 0.0174 | 11.3 | 4.69 | 0.00189 | 8.36 |  |  | 1 |  | RB-Appl-EffCW-med-ElecDHW-GasCDryer-Tier2-FrontAnySFm1996CZ11rNCEH
RB-Appl-EffCW-med-ElecDHW-GasCDryer-Tier2-Front | DEER2016 | D16v1 | 2015-05-16 | Any | SFm | 1996 | CZ11 | rNCGF | Each | 1 | 1020 | None | 137 | 0.0174 | 9.85 | 14.1 | 0.00189 | 7.45 | 137 | 0.0174 | 9.85 | 14.1 | 0.00189 | 7.45 |  |  | 1 |  | RB-Appl-EffCW-med-ElecDHW-GasCDryer-Tier2-FrontAnySFm1996CZ11rNCGF
RB-Appl-EffCW-med-ElecDHW-GasCDryer-Tier2-Front | DEER2016 | D16v1 | 2015-05-16 | Any | SFm | 1996 | CZ12 | rDXGF | Each | 1 | 1020 | None | 146 | 0.0273 | 9.8 | 18 | 0.00488 | 7.4 | 146 | 0.0273 | 9.8 | 18 | 0.00488 | 7.4 |  |  | 1 |  | RB-Appl-EffCW-med-ElecDHW-GasCDryer-Tier2-FrontAnySFm1996CZ12rDXGF
RB-Appl-EffCW-med-ElecDHW-GasCDryer-Tier2-Front | DEER2016 | D16v1 | 2015-05-16 | Any | SFm | 1996 | CZ12 | rDXHP | Each | 1 | 1020 | None | 135 | 0.0271 | 11.3 | 11.5 | 0.00762 | 8.36 | 135 | 0.0271 | 11.3 | 11.5 | 0.00762 | 8.36 |  |  | 1 |  | RB-Appl-EffCW-med-ElecDHW-GasCDryer-Tier2-FrontAnySFm1996CZ12rDXHP
RB-Appl-EffCW-med-ElecDHW-GasCDryer-Tier2-Front | DEER2016 | D16v1 | 2015-05-16 | Any | SFm | 1996 | CZ12 | rNCEH | Each | 1 | 1020 | None | 125 | 0.0184 | 11.3 | 4.92 | 0.00197 | 8.36 | 125 | 0.0184 | 11.3 | 4.92 | 0.00197 | 8.36 |  |  | 1 |  | RB-Appl-EffCW-med-ElecDHW-GasCDryer-Tier2-FrontAnySFm1996CZ12rNCEH
RB-Appl-EffCW-med-ElecDHW-GasCDryer-Tier2-Front | DEER2016 | D16v1 | 2015-05-16 | Any | SFm | 1996 | CZ12 | rNCGF | Each | 1 | 1020 | None | 140 | 0.0183 | 9.79 | 14.4 | 0.00196 | 7.4 | 140 | 0.0183 | 9.79 | 14.4 | 0.00196 | 7.4 |  |  | 1 |  | RB-Appl-EffCW-med-ElecDHW-GasCDryer-Tier2-FrontAnySFm1996CZ12rNCGF
RB-Appl-EffCW-med-ElecDHW-GasCDryer-Tier2-Front | DEER2016 | D16v1 | 2015-05-16 | Any | SFm | 1996 | CZ13 | rDXGF | Each | 1 | 1020 | None | 146 | 0.023 | 9.87 | 20.6 | 0.00506 | 7.46 | 146 | 0.023 | 9.87 | 20.6 | 0.00506 | 7.46 |  |  | 1 |  | RB-Appl-EffCW-med-ElecDHW-GasCDryer-Tier2-FrontAnySFm1996CZ13rDXGF
RB-Appl-EffCW-med-ElecDHW-GasCDryer-Tier2-Front | DEER2016 | D16v1 | 2015-05-16 | Any | SFm | 1996 | CZ13 | rDXHP | Each | 1 | 1020 | None | 132 | 0.0213 | 11.3 | 12.6 | 0.000408 | 8.36 | 132 | 0.0213 | 11.3 | 12.6 | 0.000408 | 8.36 |  |  | 1 |  | RB-Appl-EffCW-med-ElecDHW-GasCDryer-Tier2-FrontAnySFm1996CZ13rDXHP
RB-Appl-EffCW-med-ElecDHW-GasCDryer-Tier2-Front | DEER2016 | D16v1 | 2015-05-16 | Any | SFm | 1996 | CZ13 | rNCEH | Each | 1 | 1020 | None | 120 | 0.0173 | 11.3 | 4.25 | 0.00188 | 8.36 | 120 | 0.0173 | 11.3 | 4.25 | 0.00188 | 8.36 |  |  | 1 |  | RB-Appl-EffCW-med-ElecDHW-GasCDryer-Tier2-FrontAnySFm1996CZ13rNCEH
RB-Appl-EffCW-med-ElecDHW-GasCDryer-Tier2-Front | DEER2016 | D16v1 | 2015-05-16 | Any | SFm | 1996 | CZ13 | rNCGF | Each | 1 | 1020 | None | 135 | 0.0173 | 9.87 | 14 | 0.00188 | 7.47 | 135 | 0.0173 | 9.87 | 14 | 0.00188 | 7.47 |  |  | 1 |  | RB-Appl-EffCW-med-ElecDHW-GasCDryer-Tier2-FrontAnySFm1996CZ13rNCGF
RB-Appl-EffCW-med-ElecDHW-GasCDryer-Tier2-Front | DEER2016 | D16v1 | 2015-05-16 | Any | SFm | 1996 | CZ14 | rDXGF | Each | 1 | 879 | None | 149 | 0.0217 | 10.1 | 21.6 | 0.00526 | 7.48 | 149 | 0.0217 | 10.1 | 21.6 | 0.00526 | 7.48 |  |  | 1 |  | RB-Appl-EffCW-med-ElecDHW-GasCDryer-Tier2-FrontAnySFm1996CZ14rDXGF
RB-Appl-EffCW-med-ElecDHW-GasCDryer-Tier2-Front | DEER2016 | D16v1 | 2015-05-16 | Any | SFm | 1996 | CZ14 | rDXHP | Each | 1 | 879 | None | 139 | 0.0213 | 11.3 | 13.2 | 0.00472 | 8.36 | 139 | 0.0213 | 11.3 | 13.2 | 0.00472 | 8.36 |  |  | 1 |  | RB-Appl-EffCW-med-ElecDHW-GasCDryer-Tier2-FrontAnySFm1996CZ14rDXHP
RB-Appl-EffCW-med-ElecDHW-GasCDryer-Tier2-Front | DEER2016 | D16v1 | 2015-05-16 | Any | SFm | 1996 | CZ14 | rNCEH | Each | 1 | 879 | None | 126 | 0.0169 | 11.3 | 5.5 | 0.00181 | 8.36 | 126 | 0.0169 | 11.3 | 5.5 | 0.00181 | 8.36 |  |  | 1 |  | RB-Appl-EffCW-med-ElecDHW-GasCDryer-Tier2-FrontAnySFm1996CZ14rNCEH
RB-Appl-EffCW-med-ElecDHW-GasCDryer-Tier2-Front | DEER2016 | D16v1 | 2015-05-16 | Any | SFm | 1996 | CZ14 | rNCGF | Each | 1 | 879 | None | 137 | 0.0168 | 10 | 14 | 0.00181 | 7.47 | 137 | 0.0168 | 10 | 14 | 0.00181 | 7.47 |  |  | 1 |  | RB-Appl-EffCW-med-ElecDHW-GasCDryer-Tier2-FrontAnySFm1996CZ14rNCGF
RB-Appl-EffCW-med-ElecDHW-GasCDryer-Tier2-Front | DEER2016 | D16v1 | 2015-05-16 | Any | SFm | 1996 | CZ15 | rDXGF | Each | 1 | 879 | None | 134 | 0.0179 | 10.4 | 23.4 | 0.0037 | 7.75 | 134 | 0.0179 | 10.4 | 23.4 | 0.0037 | 7.75 |  |  | 1 |  | RB-Appl-EffCW-med-ElecDHW-GasCDryer-Tier2-FrontAnySFm1996CZ15rDXGF
RB-Appl-EffCW-med-ElecDHW-GasCDryer-Tier2-Front | DEER2016 | D16v1 | 2015-05-16 | Any | SFm | 1996 | CZ15 | rDXHP | Each | 1 | 879 | None | 126 | 0.0177 | 11.3 | 17.4 | 0.00364 | 8.36 | 126 | 0.0177 | 11.3 | 17.4 | 0.00364 | 8.36 |  |  | 1 |  | RB-Appl-EffCW-med-ElecDHW-GasCDryer-Tier2-FrontAnySFm1996CZ15rDXHP
RB-Appl-EffCW-med-ElecDHW-GasCDryer-Tier2-Front | DEER2016 | D16v1 | 2015-05-16 | Any | SFm | 1996 | CZ15 | rNCEH | Each | 1 | 879 | None | 111 | 0.0143 | 11.3 | 7.35 | 0.0016 | 8.36 | 111 | 0.0143 | 11.3 | 7.35 | 0.0016 | 8.36 |  |  | 1 |  | RB-Appl-EffCW-med-ElecDHW-GasCDryer-Tier2-FrontAnySFm1996CZ15rNCEH
RB-Appl-EffCW-med-ElecDHW-GasCDryer-Tier2-Front | DEER2016 | D16v1 | 2015-05-16 | Any | SFm | 1996 | CZ15 | rNCGF | Each | 1 | 879 | None | 118 | 0.0142 | 10.4 | 12.6 | 0.00158 | 7.75 | 118 | 0.0142 | 10.4 | 12.6 | 0.00158 | 7.75 |  |  | 1 |  | RB-Appl-EffCW-med-ElecDHW-GasCDryer-Tier2-FrontAnySFm1996CZ15rNCGF
RB-Appl-EffCW-med-ElecDHW-GasCDryer-Tier2-Front | DEER2016 | D16v1 | 2015-05-16 | Any | SFm | 1996 | CZ16 | rDXGF | Each | 1 | 1100 | None | 156 | 0.0224 | 10.5 | 17.7 | 0.00434 | 7.57 | 156 | 0.0224 | 10.5 | 17.7 | 0.00434 | 7.57 |  |  | 1 |  | RB-Appl-EffCW-med-ElecDHW-GasCDryer-Tier2-FrontAnySFm1996CZ16rDXGF
RB-Appl-EffCW-med-ElecDHW-GasCDryer-Tier2-Front | DEER2016 | D16v1 | 2015-05-16 | Any | SFm | 1996 | CZ16 | rDXHP | Each | 1 | 1100 | None | 146 | 0.0348 | 11.3 | 6.35 | 0.0177 | 8.36 | 146 | 0.0348 | 11.3 | 6.35 | 0.0177 | 8.36 |  |  | 1 |  | RB-Appl-EffCW-med-ElecDHW-GasCDryer-Tier2-FrontAnySFm1996CZ16rDXHP
RB-Appl-EffCW-med-ElecDHW-GasCDryer-Tier2-Front | DEER2016 | D16v1 | 2015-05-16 | Any | SFm | 1996 | CZ16 | rNCEH | Each | 1 | 1100 | None | 148 | 0.02 | 11.3 | 8.15 | 0.0021 | 8.36 | 148 | 0.02 | 11.3 | 8.15 | 0.0021 | 8.36 |  |  | 1 |  | RB-Appl-EffCW-med-ElecDHW-GasCDryer-Tier2-FrontAnySFm1996CZ16rNCEH
RB-Appl-EffCW-med-ElecDHW-GasCDryer-Tier2-Front | DEER2016 | D16v1 | 2015-05-16 | Any | SFm | 1996 | CZ16 | rNCGF | Each | 1 | 1100 | None | 154 | 0.02 | 10.5 | 15.6 | 0.00207 | 7.56 | 154 | 0.02 | 10.5 | 15.6 | 0.00207 | 7.56 |  |  | 1 |  | RB-Appl-EffCW-med-ElecDHW-GasCDryer-Tier2-FrontAnySFm1996CZ16rNCGF
RB-Appl-EffCW-med-ElecDHW-GasCDryer-Tier2-Front | DEER2016 | D16v1 | 2015-05-16 | Any | SFm | 2003 | CZ01 | rDXGF | Each | 1 | 1150 | None | 154 | 0.0235 | 9.56 | 15.8 | 0.00707 | 7.4 | 154 | 0.0235 | 9.56 | 15.8 | 0.00707 | 7.4 |  |  | 1 |  | RB-Appl-EffCW-med-ElecDHW-GasCDryer-Tier2-FrontAnySFm2003CZ01rDXGF
RB-Appl-EffCW-med-ElecDHW-GasCDryer-Tier2-Front | DEER2016 | D16v1 | 2015-05-16 | Any | SFm | 2003 | CZ01 | rDXHP | Each | 1 | 1150 | None | 140 | 0.0193 | 11.3 | 7.36 | 0.00157 | 8.36 | 140 | 0.0193 | 11.3 | 7.36 | 0.00157 | 8.36 |  |  | 1 |  | RB-Appl-EffCW-med-ElecDHW-GasCDryer-Tier2-FrontAnySFm2003CZ01rDXHP
RB-Appl-EffCW-med-ElecDHW-GasCDryer-Tier2-Front | DEER2016 | D16v1 | 2015-05-16 | Any | SFm | 2003 | CZ01 | rNCEH | Each | 1 | 1150 | None | 138 | 0.0208 | 11.3 | 6.24 | 0.00216 | 8.36 | 138 | 0.0208 | 11.3 | 6.24 | 0.00216 | 8.36 |  |  | 1 |  | RB-Appl-EffCW-med-ElecDHW-GasCDryer-Tier2-FrontAnySFm2003CZ01rNCEH
RB-Appl-EffCW-med-ElecDHW-GasCDryer-Tier2-Front | DEER2016 | D16v1 | 2015-05-16 | Any | SFm | 2003 | CZ01 | rNCGF | Each | 1 | 1150 | None | 154 | 0.0209 | 9.59 | 15.5 | 0.00218 | 7.39 | 154 | 0.0209 | 9.59 | 15.5 | 0.00218 | 7.39 |  |  | 1 |  | RB-Appl-EffCW-med-ElecDHW-GasCDryer-Tier2-FrontAnySFm2003CZ01rNCGF
RB-Appl-EffCW-med-ElecDHW-GasCDryer-Tier2-Front | DEER2016 | D16v1 | 2015-05-16 | Any | SFm | 2003 | CZ02 | rDXGF | Each | 1 | 974 | None | 148 | 0.0243 | 9.75 | 16.3 | 0.00429 | 7.39 | 148 | 0.0243 | 9.75 | 16.3 | 0.00429 | 7.39 |  |  | 1 |  | RB-Appl-EffCW-med-ElecDHW-GasCDryer-Tier2-FrontAnySFm2003CZ02rDXGF
RB-Appl-EffCW-med-ElecDHW-GasCDryer-Tier2-Front | DEER2016 | D16v1 | 2015-05-16 | Any | SFm | 2003 | CZ02 | rDXHP | Each | 1 | 974 | None | 135 | 0.024 | 11.3 | 8.33 | 0.00299 | 8.36 | 135 | 0.024 | 11.3 | 8.33 | 0.00299 | 8.36 |  |  | 1 |  | RB-Appl-EffCW-med-ElecDHW-GasCDryer-Tier2-FrontAnySFm2003CZ02rDXHP
RB-Appl-EffCW-med-ElecDHW-GasCDryer-Tier2-Front | DEER2016 | D16v1 | 2015-05-16 | Any | SFm | 2003 | CZ02 | rNCEH | Each | 1 | 974 | None | 129 | 0.0194 | 11.3 | 4.35 | 0.00202 | 8.36 | 129 | 0.0194 | 11.3 | 4.35 | 0.00202 | 8.36 |  |  | 1 |  | RB-Appl-EffCW-med-ElecDHW-GasCDryer-Tier2-FrontAnySFm2003CZ02rNCEH
RB-Appl-EffCW-med-ElecDHW-GasCDryer-Tier2-Front | DEER2016 | D16v1 | 2015-05-16 | Any | SFm | 2003 | CZ02 | rNCGF | Each | 1 | 974 | None | 145 | 0.0194 | 9.68 | 14.5 | 0.00202 | 7.34 | 145 | 0.0194 | 9.68 | 14.5 | 0.00202 | 7.34 |  |  | 1 |  | RB-Appl-EffCW-med-ElecDHW-GasCDryer-Tier2-FrontAnySFm2003CZ02rNCGF
RB-Appl-EffCW-med-ElecDHW-GasCDryer-Tier2-Front | DEER2016 | D16v1 | 2015-05-16 | Any | SFm | 2003 | CZ03 | rDXGF | Each | 1 | 1150 | None | 147 | 0.0351 | 9.44 | 13.2 | -0.00472 | 7.31 | 147 | 0.0351 | 9.44 | 13.2 | -0.00472 | 7.31 |  |  | 1 |  | RB-Appl-EffCW-med-ElecDHW-GasCDryer-Tier2-FrontAnySFm2003CZ03rDXGF
RB-Appl-EffCW-med-ElecDHW-GasCDryer-Tier2-Front | DEER2016 | D16v1 | 2015-05-16 | Any | SFm | 2003 | CZ03 | rDXHP | Each | 1 | 1150 | None | 134 | 0.0276 | 11.3 | 6.89 | -0.0103 | 8.36 | 134 | 0.0276 | 11.3 | 6.89 | -0.0103 | 8.36 |  |  | 1 |  | RB-Appl-EffCW-med-ElecDHW-GasCDryer-Tier2-FrontAnySFm2003CZ03rDXHP
RB-Appl-EffCW-med-ElecDHW-GasCDryer-Tier2-Front | DEER2016 | D16v1 | 2015-05-16 | Any | SFm | 2003 | CZ03 | rNCEH | Each | 1 | 1150 | None | 129 | 0.0197 | 11.3 | 5.45 | 0.00208 | 8.36 | 129 | 0.0197 | 11.3 | 5.45 | 0.00208 | 8.36 |  |  | 1 |  | RB-Appl-EffCW-med-ElecDHW-GasCDryer-Tier2-FrontAnySFm2003CZ03rNCEH
RB-Appl-EffCW-med-ElecDHW-GasCDryer-Tier2-Front | DEER2016 | D16v1 | 2015-05-16 | Any | SFm | 2003 | CZ03 | rNCGF | Each | 1 | 1150 | None | 145 | 0.0197 | 9.49 | 14.8 | 0.00204 | 7.34 | 145 | 0.0197 | 9.49 | 14.8 | 0.00204 | 7.34 |  |  | 1 |  | RB-Appl-EffCW-med-ElecDHW-GasCDryer-Tier2-FrontAnySFm2003CZ03rNCGF
RB-Appl-EffCW-med-ElecDHW-GasCDryer-Tier2-Front | DEER2016 | D16v1 | 2015-05-16 | Any | SFm | 2003 | CZ04 | rDXGF | Each | 1 | 1150 | None | 148 | 0.0239 | 9.87 | 17.3 | 0.00602 | 7.55 | 148 | 0.0239 | 9.87 | 17.3 | 0.00602 | 7.55 |  |  | 1 |  | RB-Appl-EffCW-med-ElecDHW-GasCDryer-Tier2-FrontAnySFm2003CZ04rDXGF
RB-Appl-EffCW-med-ElecDHW-GasCDryer-Tier2-Front | DEER2016 | D16v1 | 2015-05-16 | Any | SFm | 2003 | CZ04 | rDXHP | Each | 1 | 1150 | None | 135 | 0.0276 | 11.3 | 9.27 | 0.00784 | 8.36 | 135 | 0.0276 | 11.3 | 9.27 | 0.00784 | 8.36 |  |  | 1 |  | RB-Appl-EffCW-med-ElecDHW-GasCDryer-Tier2-FrontAnySFm2003CZ04rDXHP
RB-Appl-EffCW-med-ElecDHW-GasCDryer-Tier2-Front | DEER2016 | D16v1 | 2015-05-16 | Any | SFm | 2003 | CZ04 | rNCEH | Each | 1 | 1150 | None | 128 | 0.0186 | 11.3 | 6.84 | 0.00199 | 8.36 | 128 | 0.0186 | 11.3 | 6.84 | 0.00199 | 8.36 |  |  | 1 |  | RB-Appl-EffCW-med-ElecDHW-GasCDryer-Tier2-FrontAnySFm2003CZ04rNCEH
RB-Appl-EffCW-med-ElecDHW-GasCDryer-Tier2-Front | DEER2016 | D16v1 | 2015-05-16 | Any | SFm | 2003 | CZ04 | rNCGF | Each | 1 | 1150 | None | 142 | 0.0186 | 9.81 | 14.6 | 0.00199 | 7.52 | 142 | 0.0186 | 9.81 | 14.6 | 0.00199 | 7.52 |  |  | 1 |  | RB-Appl-EffCW-med-ElecDHW-GasCDryer-Tier2-FrontAnySFm2003CZ04rNCGF
RB-Appl-EffCW-med-ElecDHW-GasCDryer-Tier2-Front | DEER2016 | D16v1 | 2015-05-16 | Any | SFm | 2003 | CZ05 | rDXGF | Each | 1 | 1150 | None | 148 | -0.00583 | 8.85 | 15.6 | 0.00669 | 6.97 | 148 | -0.00583 | 8.85 | 15.6 | 0.00669 | 6.97 |  |  | 1 |  | RB-Appl-EffCW-med-ElecDHW-GasCDryer-Tier2-FrontAnySFm2003CZ05rDXGF
RB-Appl-EffCW-med-ElecDHW-GasCDryer-Tier2-Front | DEER2016 | D16v1 | 2015-05-16 | Any | SFm | 2003 | CZ05 | rDXHP | Each | 1 | 1150 | None | 131 | 0.0399 | 11.3 | 5.62 | 0.0201 | 8.36 | 131 | 0.0399 | 11.3 | 5.62 | 0.0201 | 8.36 |  |  | 1 |  | RB-Appl-EffCW-med-ElecDHW-GasCDryer-Tier2-FrontAnySFm2003CZ05rDXHP
RB-Appl-EffCW-med-ElecDHW-GasCDryer-Tier2-Front | DEER2016 | D16v1 | 2015-05-16 | Any | SFm | 2003 | CZ05 | rNCEH | Each | 1 | 1150 | None | 126 | 0.0198 | 11.3 | 2.65 | 0.0021 | 8.36 | 126 | 0.0198 | 11.3 | 2.65 | 0.0021 | 8.36 |  |  | 1 |  | RB-Appl-EffCW-med-ElecDHW-GasCDryer-Tier2-FrontAnySFm2003CZ05rNCEH
RB-Appl-EffCW-med-ElecDHW-GasCDryer-Tier2-Front | DEER2016 | D16v1 | 2015-05-16 | Any | SFm | 2003 | CZ05 | rNCGF | Each | 1 | 1150 | None | 147 | 0.0198 | 8.66 | 14.7 | 0.00209 | 6.79 | 147 | 0.0198 | 8.66 | 14.7 | 0.00209 | 6.79 |  |  | 1 |  | RB-Appl-EffCW-med-ElecDHW-GasCDryer-Tier2-FrontAnySFm2003CZ05rNCGF
RB-Appl-EffCW-med-ElecDHW-GasCDryer-Tier2-Front | DEER2016 | D16v1 | 2015-05-16 | Any | SFm | 2003 | CZ06 | rDXGF | Each | 1 | 1200 | None | 145 | 0.0226 | 10.1 | 15.2 | 0.00427 | 7.74 | 145 | 0.0226 | 10.1 | 15.2 | 0.00427 | 7.74 |  |  | 1 |  | RB-Appl-EffCW-med-ElecDHW-GasCDryer-Tier2-FrontAnySFm2003CZ06rDXGF
RB-Appl-EffCW-med-ElecDHW-GasCDryer-Tier2-Front | DEER2016 | D16v1 | 2015-05-16 | Any | SFm | 2003 | CZ06 | rDXHP | Each | 1 | 1200 | None | 135 | 0.0262 | 11.3 | 13.1 | -0.00543 | 8.36 | 135 | 0.0262 | 11.3 | 13.1 | -0.00543 | 8.36 |  |  | 1 |  | RB-Appl-EffCW-med-ElecDHW-GasCDryer-Tier2-FrontAnySFm2003CZ06rDXHP
RB-Appl-EffCW-med-ElecDHW-GasCDryer-Tier2-Front | DEER2016 | D16v1 | 2015-05-16 | Any | SFm | 2003 | CZ06 | rNCEH | Each | 1 | 1200 | None | 128 | 0.0184 | 11.3 | 8.44 | 0.00192 | 8.36 | 128 | 0.0184 | 11.3 | 8.44 | 0.00192 | 8.36 |  |  | 1 |  | RB-Appl-EffCW-med-ElecDHW-GasCDryer-Tier2-FrontAnySFm2003CZ06rNCEH
RB-Appl-EffCW-med-ElecDHW-GasCDryer-Tier2-Front | DEER2016 | D16v1 | 2015-05-16 | Any | SFm | 2003 | CZ06 | rNCGF | Each | 1 | 1200 | None | 138 | 0.0184 | 9.98 | 14.1 | 0.0019 | 7.64 | 138 | 0.0184 | 9.98 | 14.1 | 0.0019 | 7.64 |  |  | 1 |  | RB-Appl-EffCW-med-ElecDHW-GasCDryer-Tier2-FrontAnySFm2003CZ06rNCGF
RB-Appl-EffCW-med-ElecDHW-GasCDryer-Tier2-Front | DEER2016 | D16v1 | 2015-05-16 | Any | SFm | 2003 | CZ07 | rDXGF | Each | 1 | 1200 | None | 151 | 0.0786 | 10.1 | 20.4 | 0.0634 | 7.73 | 151 | 0.0786 | 10.1 | 20.4 | 0.0634 | 7.73 |  |  | 1 |  | RB-Appl-EffCW-med-ElecDHW-GasCDryer-Tier2-FrontAnySFm2003CZ07rDXGF
RB-Appl-EffCW-med-ElecDHW-GasCDryer-Tier2-Front | DEER2016 | D16v1 | 2015-05-16 | Any | SFm | 2003 | CZ07 | rDXHP | Each | 1 | 1200 | None | 141 | 0.0924 | 11.3 | 19.6 | 0.00849 | 8.36 | 141 | 0.0924 | 11.3 | 19.6 | 0.00849 | 8.36 |  |  | 1 |  | RB-Appl-EffCW-med-ElecDHW-GasCDryer-Tier2-FrontAnySFm2003CZ07rDXHP
RB-Appl-EffCW-med-ElecDHW-GasCDryer-Tier2-Front | DEER2016 | D16v1 | 2015-05-16 | Any | SFm | 2003 | CZ07 | rNCEH | Each | 1 | 1200 | None | 125 | 0.0184 | 11.3 | 7.64 | 0.00192 | 8.36 | 125 | 0.0184 | 11.3 | 7.64 | 0.00192 | 8.36 |  |  | 1 |  | RB-Appl-EffCW-med-ElecDHW-GasCDryer-Tier2-FrontAnySFm2003CZ07rNCEH
RB-Appl-EffCW-med-ElecDHW-GasCDryer-Tier2-Front | DEER2016 | D16v1 | 2015-05-16 | Any | SFm | 2003 | CZ07 | rNCGF | Each | 1 | 1200 | None | 137 | 0.0183 | 10 | 14 | 0.00182 | 7.71 | 137 | 0.0183 | 10 | 14 | 0.00182 | 7.71 |  |  | 1 |  | RB-Appl-EffCW-med-ElecDHW-GasCDryer-Tier2-FrontAnySFm2003CZ07rNCGF
RB-Appl-EffCW-med-ElecDHW-GasCDryer-Tier2-Front | DEER2016 | D16v1 | 2015-05-16 | Any | SFm | 2003 | CZ08 | rDXGF | Each | 1 | 1200 | None | 151 | 0.0219 | 10 | 20.9 | 0.0045 | 7.68 | 151 | 0.0219 | 10 | 20.9 | 0.0045 | 7.68 |  |  | 1 |  | RB-Appl-EffCW-med-ElecDHW-GasCDryer-Tier2-FrontAnySFm2003CZ08rDXGF
RB-Appl-EffCW-med-ElecDHW-GasCDryer-Tier2-Front | DEER2016 | D16v1 | 2015-05-16 | Any | SFm | 2003 | CZ08 | rDXHP | Each | 1 | 1200 | None | 143 | 0.0235 | 11.3 | 19 | 0.00526 | 8.36 | 143 | 0.0235 | 11.3 | 19 | 0.00526 | 8.36 |  |  | 1 |  | RB-Appl-EffCW-med-ElecDHW-GasCDryer-Tier2-FrontAnySFm2003CZ08rDXHP
RB-Appl-EffCW-med-ElecDHW-GasCDryer-Tier2-Front | DEER2016 | D16v1 | 2015-05-16 | Any | SFm | 2003 | CZ08 | rNCEH | Each | 1 | 1200 | None | 123 | 0.0179 | 11.3 | 7.31 | 0.00188 | 8.36 | 123 | 0.0179 | 11.3 | 7.31 | 0.00188 | 8.36 |  |  | 1 |  | RB-Appl-EffCW-med-ElecDHW-GasCDryer-Tier2-FrontAnySFm2003CZ08rNCEH
RB-Appl-EffCW-med-ElecDHW-GasCDryer-Tier2-Front | DEER2016 | D16v1 | 2015-05-16 | Any | SFm | 2003 | CZ08 | rNCGF | Each | 1 | 1200 | None | 135 | 0.018 | 9.95 | 13.9 | 0.00205 | 7.68 | 135 | 0.018 | 9.95 | 13.9 | 0.00205 | 7.68 |  |  | 1 |  | RB-Appl-EffCW-med-ElecDHW-GasCDryer-Tier2-FrontAnySFm2003CZ08rNCGF
RB-Appl-EffCW-med-ElecDHW-GasCDryer-Tier2-Front | DEER2016 | D16v1 | 2015-05-16 | Any | SFm | 2003 | CZ09 | rDXGF | Each | 1 | 1210 | None | 146 | 0.0202 | 9.86 | 15.7 | 0.00293 | 7.6 | 146 | 0.0202 | 9.86 | 15.7 | 0.00293 | 7.6 |  |  | 1 |  | RB-Appl-EffCW-med-ElecDHW-GasCDryer-Tier2-FrontAnySFm2003CZ09rDXGF
RB-Appl-EffCW-med-ElecDHW-GasCDryer-Tier2-Front | DEER2016 | D16v1 | 2015-05-16 | Any | SFm | 2003 | CZ09 | rDXHP | Each | 1 | 1210 | None | 140 | 0.0216 | 11.3 | 17.5 | 0.00392 | 8.36 | 140 | 0.0216 | 11.3 | 17.5 | 0.00392 | 8.36 |  |  | 1 |  | RB-Appl-EffCW-med-ElecDHW-GasCDryer-Tier2-FrontAnySFm2003CZ09rDXHP
RB-Appl-EffCW-med-ElecDHW-GasCDryer-Tier2-Front | DEER2016 | D16v1 | 2015-05-16 | Any | SFm | 2003 | CZ09 | rNCEH | Each | 1 | 1210 | None | 122 | 0.0178 | 11.3 | 6.89 | 0.00192 | 8.36 | 122 | 0.0178 | 11.3 | 6.89 | 0.00192 | 8.36 |  |  | 1 |  | RB-Appl-EffCW-med-ElecDHW-GasCDryer-Tier2-FrontAnySFm2003CZ09rNCEH
RB-Appl-EffCW-med-ElecDHW-GasCDryer-Tier2-Front | DEER2016 | D16v1 | 2015-05-16 | Any | SFm | 2003 | CZ09 | rNCGF | Each | 1 | 1210 | None | 136 | 0.0178 | 9.84 | 14.1 | 0.00193 | 7.59 | 136 | 0.0178 | 9.84 | 14.1 | 0.00193 | 7.59 |  |  | 1 |  | RB-Appl-EffCW-med-ElecDHW-GasCDryer-Tier2-FrontAnySFm2003CZ09rNCGF
RB-Appl-EffCW-med-ElecDHW-GasCDryer-Tier2-Front | DEER2016 | D16v1 | 2015-05-16 | Any | SFm | 2003 | CZ10 | rDXGF | Each | 1 | 974 | None | 145 | 0.0186 | 10.1 | 19.6 | 0.00236 | 7.58 | 145 | 0.0186 | 10.1 | 19.6 | 0.00236 | 7.58 |  |  | 1 |  | RB-Appl-EffCW-med-ElecDHW-GasCDryer-Tier2-FrontAnySFm2003CZ10rDXGF
RB-Appl-EffCW-med-ElecDHW-GasCDryer-Tier2-Front | DEER2016 | D16v1 | 2015-05-16 | Any | SFm | 2003 | CZ10 | rDXHP | Each | 1 | 974 | None | 137 | 0.0187 | 11.3 | 14 | 0.00261 | 8.36 | 137 | 0.0187 | 11.3 | 14 | 0.00261 | 8.36 |  |  | 1 |  | RB-Appl-EffCW-med-ElecDHW-GasCDryer-Tier2-FrontAnySFm2003CZ10rDXHP
RB-Appl-EffCW-med-ElecDHW-GasCDryer-Tier2-Front | DEER2016 | D16v1 | 2015-05-16 | Any | SFm | 2003 | CZ10 | rNCEH | Each | 1 | 974 | None | 123 | 0.0174 | 11.3 | 5.91 | 0.00186 | 8.36 | 123 | 0.0174 | 11.3 | 5.91 | 0.00186 | 8.36 |  |  | 1 |  | RB-Appl-EffCW-med-ElecDHW-GasCDryer-Tier2-FrontAnySFm2003CZ10rNCEH
RB-Appl-EffCW-med-ElecDHW-GasCDryer-Tier2-Front | DEER2016 | D16v1 | 2015-05-16 | Any | SFm | 2003 | CZ10 | rNCGF | Each | 1 | 974 | None | 135 | 0.0174 | 10.1 | 13.8 | 0.00186 | 7.58 | 135 | 0.0174 | 10.1 | 13.8 | 0.00186 | 7.58 |  |  | 1 |  | RB-Appl-EffCW-med-ElecDHW-GasCDryer-Tier2-FrontAnySFm2003CZ10rNCGF
RB-Appl-EffCW-med-ElecDHW-GasCDryer-Tier2-Front | DEER2016 | D16v1 | 2015-05-16 | Any | SFm | 2003 | CZ11 | rDXGF | Each | 1 | 974 | None | 145 | 0.0219 | 9.87 | 19.1 | 0.00446 | 7.47 | 145 | 0.0219 | 9.87 | 19.1 | 0.00446 | 7.47 |  |  | 1 |  | RB-Appl-EffCW-med-ElecDHW-GasCDryer-Tier2-FrontAnySFm2003CZ11rDXGF
RB-Appl-EffCW-med-ElecDHW-GasCDryer-Tier2-Front | DEER2016 | D16v1 | 2015-05-16 | Any | SFm | 2003 | CZ11 | rDXHP | Each | 1 | 974 | None | 134 | 0.0232 | 11.3 | 12.1 | 0.00526 | 8.36 | 134 | 0.0232 | 11.3 | 12.1 | 0.00526 | 8.36 |  |  | 1 |  | RB-Appl-EffCW-med-ElecDHW-GasCDryer-Tier2-FrontAnySFm2003CZ11rDXHP
RB-Appl-EffCW-med-ElecDHW-GasCDryer-Tier2-Front | DEER2016 | D16v1 | 2015-05-16 | Any | SFm | 2003 | CZ11 | rNCEH | Each | 1 | 974 | None | 122 | 0.0174 | 11.3 | 5.13 | 0.00186 | 8.36 | 122 | 0.0174 | 11.3 | 5.13 | 0.00186 | 8.36 |  |  | 1 |  | RB-Appl-EffCW-med-ElecDHW-GasCDryer-Tier2-FrontAnySFm2003CZ11rNCEH
RB-Appl-EffCW-med-ElecDHW-GasCDryer-Tier2-Front | DEER2016 | D16v1 | 2015-05-16 | Any | SFm | 2003 | CZ11 | rNCGF | Each | 1 | 974 | None | 136 | 0.0174 | 9.86 | 13.8 | 0.00186 | 7.47 | 136 | 0.0174 | 9.86 | 13.8 | 0.00186 | 7.47 |  |  | 1 |  | RB-Appl-EffCW-med-ElecDHW-GasCDryer-Tier2-FrontAnySFm2003CZ11rNCGF
RB-Appl-EffCW-med-ElecDHW-GasCDryer-Tier2-Front | DEER2016 | D16v1 | 2015-05-16 | Any | SFm | 2003 | CZ12 | rDXGF | Each | 1 | 974 | None | 148 | 0.0277 | 9.83 | 18.3 | 0.00704 | 7.45 | 148 | 0.0277 | 9.83 | 18.3 | 0.00704 | 7.45 |  |  | 1 |  | RB-Appl-EffCW-med-ElecDHW-GasCDryer-Tier2-FrontAnySFm2003CZ12rDXGF
RB-Appl-EffCW-med-ElecDHW-GasCDryer-Tier2-Front | DEER2016 | D16v1 | 2015-05-16 | Any | SFm | 2003 | CZ12 | rDXHP | Each | 1 | 974 | None | 135 | 0.0224 | 11.3 | 11.1 | 0.00633 | 8.36 | 135 | 0.0224 | 11.3 | 11.1 | 0.00633 | 8.36 |  |  | 1 |  | RB-Appl-EffCW-med-ElecDHW-GasCDryer-Tier2-FrontAnySFm2003CZ12rDXHP
RB-Appl-EffCW-med-ElecDHW-GasCDryer-Tier2-Front | DEER2016 | D16v1 | 2015-05-16 | Any | SFm | 2003 | CZ12 | rNCEH | Each | 1 | 974 | None | 125 | 0.0183 | 11.3 | 4.91 | 0.00193 | 8.36 | 125 | 0.0183 | 11.3 | 4.91 | 0.00193 | 8.36 |  |  | 1 |  | RB-Appl-EffCW-med-ElecDHW-GasCDryer-Tier2-FrontAnySFm2003CZ12rNCEH
RB-Appl-EffCW-med-ElecDHW-GasCDryer-Tier2-Front | DEER2016 | D16v1 | 2015-05-16 | Any | SFm | 2003 | CZ12 | rNCGF | Each | 1 | 974 | None | 140 | 0.0183 | 9.8 | 14.1 | 0.00192 | 7.44 | 140 | 0.0183 | 9.8 | 14.1 | 0.00192 | 7.44 |  |  | 1 |  | RB-Appl-EffCW-med-ElecDHW-GasCDryer-Tier2-FrontAnySFm2003CZ12rNCGF
RB-Appl-EffCW-med-ElecDHW-GasCDryer-Tier2-Front | DEER2016 | D16v1 | 2015-05-16 | Any | SFm | 2003 | CZ13 | rDXGF | Each | 1 | 974 | None | 147 | 0.0229 | 9.95 | 21.2 | 0.00514 | 7.52 | 147 | 0.0229 | 9.95 | 21.2 | 0.00514 | 7.52 |  |  | 1 |  | RB-Appl-EffCW-med-ElecDHW-GasCDryer-Tier2-FrontAnySFm2003CZ13rDXGF
RB-Appl-EffCW-med-ElecDHW-GasCDryer-Tier2-Front | DEER2016 | D16v1 | 2015-05-16 | Any | SFm | 2003 | CZ13 | rDXHP | Each | 1 | 974 | None | 133 | 0.0235 | 11.3 | 12.1 | 0.00587 | 8.36 | 133 | 0.0235 | 11.3 | 12.1 | 0.00587 | 8.36 |  |  | 1 |  | RB-Appl-EffCW-med-ElecDHW-GasCDryer-Tier2-FrontAnySFm2003CZ13rDXHP
RB-Appl-EffCW-med-ElecDHW-GasCDryer-Tier2-Front | DEER2016 | D16v1 | 2015-05-16 | Any | SFm | 2003 | CZ13 | rNCEH | Each | 1 | 974 | None | 122 | 0.0173 | 11.3 | 5.49 | 0.00185 | 8.36 | 122 | 0.0173 | 11.3 | 5.49 | 0.00185 | 8.36 |  |  | 1 |  | RB-Appl-EffCW-med-ElecDHW-GasCDryer-Tier2-FrontAnySFm2003CZ13rNCEH
RB-Appl-EffCW-med-ElecDHW-GasCDryer-Tier2-Front | DEER2016 | D16v1 | 2015-05-16 | Any | SFm | 2003 | CZ13 | rNCGF | Each | 1 | 974 | None | 135 | 0.0172 | 9.94 | 13.8 | 0.00183 | 7.53 | 135 | 0.0172 | 9.94 | 13.8 | 0.00183 | 7.53 |  |  | 1 |  | RB-Appl-EffCW-med-ElecDHW-GasCDryer-Tier2-FrontAnySFm2003CZ13rNCGF
RB-Appl-EffCW-med-ElecDHW-GasCDryer-Tier2-Front | DEER2016 | D16v1 | 2015-05-16 | Any | SFm | 2003 | CZ14 | rDXGF | Each | 1 | 1080 | None | 148 | 0.0173 | 10.1 | 19 | 0.00193 | 8.17 | 148 | 0.0173 | 10.1 | 19 | 0.00193 | 8.17 |  |  | 1 |  | RB-Appl-EffCW-med-ElecDHW-GasCDryer-Tier2-FrontAnySFm2003CZ14rDXGF
RB-Appl-EffCW-med-ElecDHW-GasCDryer-Tier2-Front | DEER2016 | D16v1 | 2015-05-16 | Any | SFm | 2003 | CZ14 | rDXHP | Each | 1 | 1080 | None | 139 | 0.0178 | 11.3 | 14.9 | 0.00203 | 8.36 | 139 | 0.0178 | 11.3 | 14.9 | 0.00203 | 8.36 |  |  | 1 |  | RB-Appl-EffCW-med-ElecDHW-GasCDryer-Tier2-FrontAnySFm2003CZ14rDXHP
RB-Appl-EffCW-med-ElecDHW-GasCDryer-Tier2-Front | DEER2016 | D16v1 | 2015-05-16 | Any | SFm | 2003 | CZ14 | rNCEH | Each | 1 | 1080 | None | 126 | 0.0169 | 11.3 | 12.1 | 0.00179 | 8.36 | 126 | 0.0169 | 11.3 | 12.1 | 0.00179 | 8.36 |  |  | 1 |  | RB-Appl-EffCW-med-ElecDHW-GasCDryer-Tier2-FrontAnySFm2003CZ14rNCEH
RB-Appl-EffCW-med-ElecDHW-GasCDryer-Tier2-Front | DEER2016 | D16v1 | 2015-05-16 | Any | SFm | 2003 | CZ14 | rNCGF | Each | 1 | 1080 | None | 137 | 0.0168 | 10.1 | 14.2 | 0.00178 | 8.18 | 137 | 0.0168 | 10.1 | 14.2 | 0.00178 | 8.18 |  |  | 1 |  | RB-Appl-EffCW-med-ElecDHW-GasCDryer-Tier2-FrontAnySFm2003CZ14rNCGF
RB-Appl-EffCW-med-ElecDHW-GasCDryer-Tier2-Front | DEER2016 | D16v1 | 2015-05-16 | Any | SFm | 2003 | CZ15 | rDXGF | Each | 1 | 1080 | None | 134 | 0.0188 | 10.6 | 16.8 | 0.00275 | 8.26 | 134 | 0.0188 | 10.6 | 16.8 | 0.00275 | 8.26 |  |  | 1 |  | RB-Appl-EffCW-med-ElecDHW-GasCDryer-Tier2-FrontAnySFm2003CZ15rDXGF
RB-Appl-EffCW-med-ElecDHW-GasCDryer-Tier2-Front | DEER2016 | D16v1 | 2015-05-16 | Any | SFm | 2003 | CZ15 | rDXHP | Each | 1 | 1080 | None | 125 | 0.0154 | 11.3 | 13.3 | -0.000515 | 8.36 | 125 | 0.0154 | 11.3 | 13.3 | -0.000515 | 8.36 |  |  | 1 |  | RB-Appl-EffCW-med-ElecDHW-GasCDryer-Tier2-FrontAnySFm2003CZ15rDXHP
RB-Appl-EffCW-med-ElecDHW-GasCDryer-Tier2-Front | DEER2016 | D16v1 | 2015-05-16 | Any | SFm | 2003 | CZ15 | rNCEH | Each | 1 | 1080 | None | 113 | 0.0143 | 11.3 | 11.6 | 0.00158 | 8.36 | 113 | 0.0143 | 11.3 | 11.6 | 0.00158 | 8.36 |  |  | 1 |  | RB-Appl-EffCW-med-ElecDHW-GasCDryer-Tier2-FrontAnySFm2003CZ15rNCEH
RB-Appl-EffCW-med-ElecDHW-GasCDryer-Tier2-Front | DEER2016 | D16v1 | 2015-05-16 | Any | SFm | 2003 | CZ15 | rNCGF | Each | 1 | 1080 | None | 118 | 0.0143 | 10.6 | 12.7 | 0.00158 | 8.26 | 118 | 0.0143 | 10.6 | 12.7 | 0.00158 | 8.26 |  |  | 1 |  | RB-Appl-EffCW-med-ElecDHW-GasCDryer-Tier2-FrontAnySFm2003CZ15rNCGF
RB-Appl-EffCW-med-ElecDHW-GasCDryer-Tier2-Front | DEER2016 | D16v1 | 2015-05-16 | Any | SFm | 2003 | CZ16 | rDXGF | Each | 1 | 1150 | None | 159 | 0.0586 | 9.81 | 19.6 | 0.0234 | 7.53 | 159 | 0.0586 | 9.81 | 19.6 | 0.0234 | 7.53 |  |  | 1 |  | RB-Appl-EffCW-med-ElecDHW-GasCDryer-Tier2-FrontAnySFm2003CZ16rDXGF
RB-Appl-EffCW-med-ElecDHW-GasCDryer-Tier2-Front | DEER2016 | D16v1 | 2015-05-16 | Any | SFm | 2003 | CZ16 | rDXHP | Each | 1 | 1150 | None | 142 | 0.0248 | 11.3 | 5.59 | 0.00413 | 8.36 | 142 | 0.0248 | 11.3 | 5.59 | 0.00413 | 8.36 |  |  | 1 |  | RB-Appl-EffCW-med-ElecDHW-GasCDryer-Tier2-FrontAnySFm2003CZ16rDXHP
RB-Appl-EffCW-med-ElecDHW-GasCDryer-Tier2-Front | DEER2016 | D16v1 | 2015-05-16 | Any | SFm | 2003 | CZ16 | rNCEH | Each | 1 | 1150 | None | 140 | 0.02 | 11.3 | 7.62 | 0.00211 | 8.36 | 140 | 0.02 | 11.3 | 7.62 | 0.00211 | 8.36 |  |  | 1 |  | RB-Appl-EffCW-med-ElecDHW-GasCDryer-Tier2-FrontAnySFm2003CZ16rNCEH
RB-Appl-EffCW-med-ElecDHW-GasCDryer-Tier2-Front | DEER2016 | D16v1 | 2015-05-16 | Any | SFm | 2003 | CZ16 | rNCGF | Each | 1 | 1150 | None | 154 | 0.0202 | 9.81 | 15.6 | 0.00224 | 7.55 | 154 | 0.0202 | 9.81 | 15.6 | 0.00224 | 7.55 |  |  | 1 |  | RB-Appl-EffCW-med-ElecDHW-GasCDryer-Tier2-FrontAnySFm2003CZ16rNCGF
RB-Appl-EffCW-med-ElecDHW-GasCDryer-Tier2-Front | DEER2016 | D16v1 | 2015-05-16 | Any | SFm | 2007 | CZ01 | rDXGF | Each | 1 | 1150 | None | 154 | 0.0165 | 9.44 | 15.5 | 0.000652 | 7.33 | 154 | 0.0165 | 9.44 | 15.5 | 0.000652 | 7.33 |  |  | 1 |  | RB-Appl-EffCW-med-ElecDHW-GasCDryer-Tier2-FrontAnySFm2007CZ01rDXGF
RB-Appl-EffCW-med-ElecDHW-GasCDryer-Tier2-Front | DEER2016 | D16v1 | 2015-05-16 | Any | SFm | 2007 | CZ01 | rDXHP | Each | 1 | 1150 | None | 141 | 0.0233 | 11.3 | 8.6 | 0.00401 | 8.36 | 141 | 0.0233 | 11.3 | 8.6 | 0.00401 | 8.36 |  |  | 1 |  | RB-Appl-EffCW-med-ElecDHW-GasCDryer-Tier2-FrontAnySFm2007CZ01rDXHP
RB-Appl-EffCW-med-ElecDHW-GasCDryer-Tier2-Front | DEER2016 | D16v1 | 2015-05-16 | Any | SFm | 2007 | CZ01 | rNCEH | Each | 1 | 1150 | None | 137 | 0.0208 | 11.3 | 5.72 | 0.00214 | 8.36 | 137 | 0.0208 | 11.3 | 5.72 | 0.00214 | 8.36 |  |  | 1 |  | RB-Appl-EffCW-med-ElecDHW-GasCDryer-Tier2-FrontAnySFm2007CZ01rNCEH
RB-Appl-EffCW-med-ElecDHW-GasCDryer-Tier2-Front | DEER2016 | D16v1 | 2015-05-16 | Any | SFm | 2007 | CZ01 | rNCGF | Each | 1 | 1150 | None | 154 | 0.0209 | 9.46 | 15.6 | 0.00222 | 7.33 | 154 | 0.0209 | 9.46 | 15.6 | 0.00222 | 7.33 |  |  | 1 |  | RB-Appl-EffCW-med-ElecDHW-GasCDryer-Tier2-FrontAnySFm2007CZ01rNCGF
RB-Appl-EffCW-med-ElecDHW-GasCDryer-Tier2-Front | DEER2016 | D16v1 | 2015-05-16 | Any | SFm | 2007 | CZ02 | rDXGF | Each | 1 | 974 | None | 148 | 0.0245 | 9.41 | 16 | 0.0041 | 7.19 | 148 | 0.0245 | 9.41 | 16 | 0.0041 | 7.19 |  |  | 1 |  | RB-Appl-EffCW-med-ElecDHW-GasCDryer-Tier2-FrontAnySFm2007CZ02rDXGF
RB-Appl-EffCW-med-ElecDHW-GasCDryer-Tier2-Front | DEER2016 | D16v1 | 2015-05-16 | Any | SFm | 2007 | CZ02 | rDXHP | Each | 1 | 974 | None | 135 | 0.0243 | 11.3 | 7.57 | 0.00568 | 8.36 | 135 | 0.0243 | 11.3 | 7.57 | 0.00568 | 8.36 |  |  | 1 |  | RB-Appl-EffCW-med-ElecDHW-GasCDryer-Tier2-FrontAnySFm2007CZ02rDXHP
RB-Appl-EffCW-med-ElecDHW-GasCDryer-Tier2-Front | DEER2016 | D16v1 | 2015-05-16 | Any | SFm | 2007 | CZ02 | rNCEH | Each | 1 | 974 | None | 126 | 0.0195 | 11.3 | 2.44 | 0.00204 | 8.36 | 126 | 0.0195 | 11.3 | 2.44 | 0.00204 | 8.36 |  |  | 1 |  | RB-Appl-EffCW-med-ElecDHW-GasCDryer-Tier2-FrontAnySFm2007CZ02rNCEH
RB-Appl-EffCW-med-ElecDHW-GasCDryer-Tier2-Front | DEER2016 | D16v1 | 2015-05-16 | Any | SFm | 2007 | CZ02 | rNCGF | Each | 1 | 974 | None | 145 | 0.0194 | 9.32 | 14.4 | 0.00203 | 7.12 | 145 | 0.0194 | 9.32 | 14.4 | 0.00203 | 7.12 |  |  | 1 |  | RB-Appl-EffCW-med-ElecDHW-GasCDryer-Tier2-FrontAnySFm2007CZ02rNCGF
RB-Appl-EffCW-med-ElecDHW-GasCDryer-Tier2-Front | DEER2016 | D16v1 | 2015-05-16 | Any | SFm | 2007 | CZ03 | rDXGF | Each | 1 | 1150 | None | 145 | 0.0284 | 9.14 | 14 | -0.0044 | 7.12 | 145 | 0.0284 | 9.14 | 14 | -0.0044 | 7.12 |  |  | 1 |  | RB-Appl-EffCW-med-ElecDHW-GasCDryer-Tier2-FrontAnySFm2007CZ03rDXGF
RB-Appl-EffCW-med-ElecDHW-GasCDryer-Tier2-Front | DEER2016 | D16v1 | 2015-05-16 | Any | SFm | 2007 | CZ03 | rDXHP | Each | 1 | 1150 | None | 134 | 0.0293 | 11.3 | 8.05 | -0.0068 | 8.36 | 134 | 0.0293 | 11.3 | 8.05 | -0.0068 | 8.36 |  |  | 1 |  | RB-Appl-EffCW-med-ElecDHW-GasCDryer-Tier2-FrontAnySFm2007CZ03rDXHP
RB-Appl-EffCW-med-ElecDHW-GasCDryer-Tier2-Front | DEER2016 | D16v1 | 2015-05-16 | Any | SFm | 2007 | CZ03 | rNCEH | Each | 1 | 1150 | None | 126 | 0.0197 | 11.3 | 3.78 | 0.00209 | 8.36 | 126 | 0.0197 | 11.3 | 3.78 | 0.00209 | 8.36 |  |  | 1 |  | RB-Appl-EffCW-med-ElecDHW-GasCDryer-Tier2-FrontAnySFm2007CZ03rNCEH
RB-Appl-EffCW-med-ElecDHW-GasCDryer-Tier2-Front | DEER2016 | D16v1 | 2015-05-16 | Any | SFm | 2007 | CZ03 | rNCGF | Each | 1 | 1150 | None | 145 | 0.0198 | 9.1 | 14.7 | 0.00212 | 7.12 | 145 | 0.0198 | 9.1 | 14.7 | 0.00212 | 7.12 |  |  | 1 |  | RB-Appl-EffCW-med-ElecDHW-GasCDryer-Tier2-FrontAnySFm2007CZ03rNCGF
RB-Appl-EffCW-med-ElecDHW-GasCDryer-Tier2-Front | DEER2016 | D16v1 | 2015-05-16 | Any | SFm | 2007 | CZ04 | rDXGF | Each | 1 | 1150 | None | 146 | 0.0245 | 9.66 | 16.7 | 0.00615 | 7.45 | 146 | 0.0245 | 9.66 | 16.7 | 0.00615 | 7.45 |  |  | 1 |  | RB-Appl-EffCW-med-ElecDHW-GasCDryer-Tier2-FrontAnySFm2007CZ04rDXGF
RB-Appl-EffCW-med-ElecDHW-GasCDryer-Tier2-Front | DEER2016 | D16v1 | 2015-05-16 | Any | SFm | 2007 | CZ04 | rDXHP | Each | 1 | 1150 | None | 137 | 0.0209 | 11.3 | 11.1 | 0.00247 | 8.36 | 137 | 0.0209 | 11.3 | 11.1 | 0.00247 | 8.36 |  |  | 1 |  | RB-Appl-EffCW-med-ElecDHW-GasCDryer-Tier2-FrontAnySFm2007CZ04rDXHP
RB-Appl-EffCW-med-ElecDHW-GasCDryer-Tier2-Front | DEER2016 | D16v1 | 2015-05-16 | Any | SFm | 2007 | CZ04 | rNCEH | Each | 1 | 1150 | None | 126 | 0.0186 | 11.3 | 5.57 | 0.00201 | 8.36 | 126 | 0.0186 | 11.3 | 5.57 | 0.00201 | 8.36 |  |  | 1 |  | RB-Appl-EffCW-med-ElecDHW-GasCDryer-Tier2-FrontAnySFm2007CZ04rNCEH
RB-Appl-EffCW-med-ElecDHW-GasCDryer-Tier2-Front | DEER2016 | D16v1 | 2015-05-16 | Any | SFm | 2007 | CZ04 | rNCGF | Each | 1 | 1150 | None | 142 | 0.0186 | 9.64 | 14.6 | 0.00201 | 7.47 | 142 | 0.0186 | 9.64 | 14.6 | 0.00201 | 7.47 |  |  | 1 |  | RB-Appl-EffCW-med-ElecDHW-GasCDryer-Tier2-FrontAnySFm2007CZ04rNCGF
RB-Appl-EffCW-med-ElecDHW-GasCDryer-Tier2-Front | DEER2016 | D16v1 | 2015-05-16 | Any | SFm | 2007 | CZ05 | rDXGF | Each | 1 | 1150 | None | 148 | 0.0244 | 9.03 | 14 | 0.00127 | 7.05 | 148 | 0.0244 | 9.03 | 14 | 0.00127 | 7.05 |  |  | 1 |  | RB-Appl-EffCW-med-ElecDHW-GasCDryer-Tier2-FrontAnySFm2007CZ05rDXGF
RB-Appl-EffCW-med-ElecDHW-GasCDryer-Tier2-Front | DEER2016 | D16v1 | 2015-05-16 | Any | SFm | 2007 | CZ05 | rDXHP | Each | 1 | 1150 | None | 136 | 0.0284 | 11.3 | 7.44 | 0.00472 | 8.36 | 136 | 0.0284 | 11.3 | 7.44 | 0.00472 | 8.36 |  |  | 1 |  | RB-Appl-EffCW-med-ElecDHW-GasCDryer-Tier2-FrontAnySFm2007CZ05rDXHP
RB-Appl-EffCW-med-ElecDHW-GasCDryer-Tier2-Front | DEER2016 | D16v1 | 2015-05-16 | Any | SFm | 2007 | CZ05 | rNCEH | Each | 1 | 1150 | None | 127 | 0.0199 | 11.3 | 3.53 | 0.00211 | 8.36 | 127 | 0.0199 | 11.3 | 3.53 | 0.00211 | 8.36 |  |  | 1 |  | RB-Appl-EffCW-med-ElecDHW-GasCDryer-Tier2-FrontAnySFm2007CZ05rNCEH
RB-Appl-EffCW-med-ElecDHW-GasCDryer-Tier2-Front | DEER2016 | D16v1 | 2015-05-16 | Any | SFm | 2007 | CZ05 | rNCGF | Each | 1 | 1150 | None | 147 | 0.0199 | 9.08 | 14.8 | 0.00214 | 7.08 | 147 | 0.0199 | 9.08 | 14.8 | 0.00214 | 7.08 |  |  | 1 |  | RB-Appl-EffCW-med-ElecDHW-GasCDryer-Tier2-FrontAnySFm2007CZ05rNCGF
RB-Appl-EffCW-med-ElecDHW-GasCDryer-Tier2-Front | DEER2016 | D16v1 | 2015-05-16 | Any | SFm | 2007 | CZ06 | rDXGF | Each | 1 | 1200 | None | 145 | 0.0216 | 10.2 | 17.4 | 0.0154 | 7.76 | 145 | 0.0216 | 10.2 | 17.4 | 0.0154 | 7.76 |  |  | 1 |  | RB-Appl-EffCW-med-ElecDHW-GasCDryer-Tier2-FrontAnySFm2007CZ06rDXGF
RB-Appl-EffCW-med-ElecDHW-GasCDryer-Tier2-Front | DEER2016 | D16v1 | 2015-05-16 | Any | SFm | 2007 | CZ06 | rDXHP | Each | 1 | 1200 | None | 138 | 0.0272 | 11.3 | 13 | 0.00315 | 8.36 | 138 | 0.0272 | 11.3 | 13 | 0.00315 | 8.36 |  |  | 1 |  | RB-Appl-EffCW-med-ElecDHW-GasCDryer-Tier2-FrontAnySFm2007CZ06rDXHP
RB-Appl-EffCW-med-ElecDHW-GasCDryer-Tier2-Front | DEER2016 | D16v1 | 2015-05-16 | Any | SFm | 2007 | CZ06 | rNCEH | Each | 1 | 1200 | None | 129 | 0.0184 | 11.3 | 8.85 | 0.00193 | 8.36 | 129 | 0.0184 | 11.3 | 8.85 | 0.00193 | 8.36 |  |  | 1 |  | RB-Appl-EffCW-med-ElecDHW-GasCDryer-Tier2-FrontAnySFm2007CZ06rNCEH
RB-Appl-EffCW-med-ElecDHW-GasCDryer-Tier2-Front | DEER2016 | D16v1 | 2015-05-16 | Any | SFm | 2007 | CZ06 | rNCGF | Each | 1 | 1200 | None | 139 | 0.0183 | 10.2 | 14.2 | 0.00196 | 7.75 | 139 | 0.0183 | 10.2 | 14.2 | 0.00196 | 7.75 |  |  | 1 |  | RB-Appl-EffCW-med-ElecDHW-GasCDryer-Tier2-FrontAnySFm2007CZ06rNCGF
RB-Appl-EffCW-med-ElecDHW-GasCDryer-Tier2-Front | DEER2016 | D16v1 | 2015-05-16 | Any | SFm | 2007 | CZ07 | rDXGF | Each | 1 | 1200 | None | 143 | 0.0197 | 9.96 | 14.5 | -0.000501 | 7.64 | 143 | 0.0197 | 9.96 | 14.5 | -0.000501 | 7.64 |  |  | 1 |  | RB-Appl-EffCW-med-ElecDHW-GasCDryer-Tier2-FrontAnySFm2007CZ07rDXGF
RB-Appl-EffCW-med-ElecDHW-GasCDryer-Tier2-Front | DEER2016 | D16v1 | 2015-05-16 | Any | SFm | 2007 | CZ07 | rDXHP | Each | 1 | 1200 | None | 138 | 0.0547 | 11.3 | 15.9 | 0.0436 | 8.36 | 138 | 0.0547 | 11.3 | 15.9 | 0.0436 | 8.36 |  |  | 1 |  | RB-Appl-EffCW-med-ElecDHW-GasCDryer-Tier2-FrontAnySFm2007CZ07rDXHP
RB-Appl-EffCW-med-ElecDHW-GasCDryer-Tier2-Front | DEER2016 | D16v1 | 2015-05-16 | Any | SFm | 2007 | CZ07 | rNCEH | Each | 1 | 1200 | None | 125 | 0.0184 | 11.3 | 7.46 | 0.00193 | 8.36 | 125 | 0.0184 | 11.3 | 7.46 | 0.00193 | 8.36 |  |  | 1 |  | RB-Appl-EffCW-med-ElecDHW-GasCDryer-Tier2-FrontAnySFm2007CZ07rNCEH
RB-Appl-EffCW-med-ElecDHW-GasCDryer-Tier2-Front | DEER2016 | D16v1 | 2015-05-16 | Any | SFm | 2007 | CZ07 | rNCGF | Each | 1 | 1200 | None | 137 | 0.0186 | 9.99 | 14.1 | 0.00213 | 7.6 | 137 | 0.0186 | 9.99 | 14.1 | 0.00213 | 7.6 |  |  | 1 |  | RB-Appl-EffCW-med-ElecDHW-GasCDryer-Tier2-FrontAnySFm2007CZ07rNCGF
RB-Appl-EffCW-med-ElecDHW-GasCDryer-Tier2-Front | DEER2016 | D16v1 | 2015-05-16 | Any | SFm | 2007 | CZ08 | rDXGF | Each | 1 | 1200 | None | 143 | 0.0191 | 10.1 | 18 | 0.0027 | 7.7 | 143 | 0.0191 | 10.1 | 18 | 0.0027 | 7.7 |  |  | 1 |  | RB-Appl-EffCW-med-ElecDHW-GasCDryer-Tier2-FrontAnySFm2007CZ08rDXGF
RB-Appl-EffCW-med-ElecDHW-GasCDryer-Tier2-Front | DEER2016 | D16v1 | 2015-05-16 | Any | SFm | 2007 | CZ08 | rDXHP | Each | 1 | 1200 | None | 144 | 0.0203 | 11.3 | 26.5 | 0.00217 | 8.36 | 144 | 0.0203 | 11.3 | 26.5 | 0.00217 | 8.36 |  |  | 1 |  | RB-Appl-EffCW-med-ElecDHW-GasCDryer-Tier2-FrontAnySFm2007CZ08rDXHP
RB-Appl-EffCW-med-ElecDHW-GasCDryer-Tier2-Front | DEER2016 | D16v1 | 2015-05-16 | Any | SFm | 2007 | CZ08 | rNCEH | Each | 1 | 1200 | None | 124 | 0.0179 | 11.3 | 7.64 | 0.00189 | 8.36 | 124 | 0.0179 | 11.3 | 7.64 | 0.00189 | 8.36 |  |  | 1 |  | RB-Appl-EffCW-med-ElecDHW-GasCDryer-Tier2-FrontAnySFm2007CZ08rNCEH
RB-Appl-EffCW-med-ElecDHW-GasCDryer-Tier2-Front | DEER2016 | D16v1 | 2015-05-16 | Any | SFm | 2007 | CZ08 | rNCGF | Each | 1 | 1200 | None | 136 | 0.0181 | 10 | 13.9 | 0.00189 | 7.65 | 136 | 0.0181 | 10 | 13.9 | 0.00189 | 7.65 |  |  | 1 |  | RB-Appl-EffCW-med-ElecDHW-GasCDryer-Tier2-FrontAnySFm2007CZ08rNCGF
RB-Appl-EffCW-med-ElecDHW-GasCDryer-Tier2-Front | DEER2016 | D16v1 | 2015-05-16 | Any | SFm | 2007 | CZ09 | rDXGF | Each | 1 | 1210 | None | 147 | 0.0202 | 9.87 | 17.6 | 0.00373 | 7.59 | 147 | 0.0202 | 9.87 | 17.6 | 0.00373 | 7.59 |  |  | 1 |  | RB-Appl-EffCW-med-ElecDHW-GasCDryer-Tier2-FrontAnySFm2007CZ09rDXGF
RB-Appl-EffCW-med-ElecDHW-GasCDryer-Tier2-Front | DEER2016 | D16v1 | 2015-05-16 | Any | SFm | 2007 | CZ09 | rDXHP | Each | 1 | 1210 | None | 141 | 0.0196 | 11.3 | 18.4 | 0.00301 | 8.36 | 141 | 0.0196 | 11.3 | 18.4 | 0.00301 | 8.36 |  |  | 1 |  | RB-Appl-EffCW-med-ElecDHW-GasCDryer-Tier2-FrontAnySFm2007CZ09rDXHP
RB-Appl-EffCW-med-ElecDHW-GasCDryer-Tier2-Front | DEER2016 | D16v1 | 2015-05-16 | Any | SFm | 2007 | CZ09 | rNCEH | Each | 1 | 1210 | None | 122 | 0.0178 | 11.3 | 6.77 | 0.00193 | 8.36 | 122 | 0.0178 | 11.3 | 6.77 | 0.00193 | 8.36 |  |  | 1 |  | RB-Appl-EffCW-med-ElecDHW-GasCDryer-Tier2-FrontAnySFm2007CZ09rNCEH
RB-Appl-EffCW-med-ElecDHW-GasCDryer-Tier2-Front | DEER2016 | D16v1 | 2015-05-16 | Any | SFm | 2007 | CZ09 | rNCGF | Each | 1 | 1210 | None | 136 | 0.0178 | 9.81 | 14.1 | 0.0019 | 7.59 | 136 | 0.0178 | 9.81 | 14.1 | 0.0019 | 7.59 |  |  | 1 |  | RB-Appl-EffCW-med-ElecDHW-GasCDryer-Tier2-FrontAnySFm2007CZ09rNCGF
RB-Appl-EffCW-med-ElecDHW-GasCDryer-Tier2-Front | DEER2016 | D16v1 | 2015-05-16 | Any | SFm | 2007 | CZ10 | rDXGF | Each | 1 | 974 | None | 142 | 0.0183 | 10.1 | 16.8 | 0.00235 | 7.58 | 142 | 0.0183 | 10.1 | 16.8 | 0.00235 | 7.58 |  |  | 1 |  | RB-Appl-EffCW-med-ElecDHW-GasCDryer-Tier2-FrontAnySFm2007CZ10rDXGF
RB-Appl-EffCW-med-ElecDHW-GasCDryer-Tier2-Front | DEER2016 | D16v1 | 2015-05-16 | Any | SFm | 2007 | CZ10 | rDXHP | Each | 1 | 974 | None | 137 | 0.0182 | 11.3 | 14.7 | 0.0024 | 8.36 | 137 | 0.0182 | 11.3 | 14.7 | 0.0024 | 8.36 |  |  | 1 |  | RB-Appl-EffCW-med-ElecDHW-GasCDryer-Tier2-FrontAnySFm2007CZ10rDXHP
RB-Appl-EffCW-med-ElecDHW-GasCDryer-Tier2-Front | DEER2016 | D16v1 | 2015-05-16 | Any | SFm | 2007 | CZ10 | rNCEH | Each | 1 | 974 | None | 122 | 0.0175 | 11.3 | 5.71 | 0.00187 | 8.36 | 122 | 0.0175 | 11.3 | 5.71 | 0.00187 | 8.36 |  |  | 1 |  | RB-Appl-EffCW-med-ElecDHW-GasCDryer-Tier2-FrontAnySFm2007CZ10rNCEH
RB-Appl-EffCW-med-ElecDHW-GasCDryer-Tier2-Front | DEER2016 | D16v1 | 2015-05-16 | Any | SFm | 2007 | CZ10 | rNCGF | Each | 1 | 974 | None | 135 | 0.0174 | 10 | 13.8 | 0.00185 | 7.55 | 135 | 0.0174 | 10 | 13.8 | 0.00185 | 7.55 |  |  | 1 |  | RB-Appl-EffCW-med-ElecDHW-GasCDryer-Tier2-FrontAnySFm2007CZ10rNCGF
RB-Appl-EffCW-med-ElecDHW-GasCDryer-Tier2-Front | DEER2016 | D16v1 | 2015-05-16 | Any | SFm | 2007 | CZ11 | rDXGF | Each | 1 | 974 | None | 145 | 0.0193 | 9.94 | 18.9 | 0.00219 | 7.52 | 145 | 0.0193 | 9.94 | 18.9 | 0.00219 | 7.52 |  |  | 1 |  | RB-Appl-EffCW-med-ElecDHW-GasCDryer-Tier2-FrontAnySFm2007CZ11rDXGF
RB-Appl-EffCW-med-ElecDHW-GasCDryer-Tier2-Front | DEER2016 | D16v1 | 2015-05-16 | Any | SFm | 2007 | CZ11 | rDXHP | Each | 1 | 974 | None | 135 | 0.0211 | 11.3 | 12.8 | 0.00407 | 8.36 | 135 | 0.0211 | 11.3 | 12.8 | 0.00407 | 8.36 |  |  | 1 |  | RB-Appl-EffCW-med-ElecDHW-GasCDryer-Tier2-FrontAnySFm2007CZ11rDXHP
RB-Appl-EffCW-med-ElecDHW-GasCDryer-Tier2-Front | DEER2016 | D16v1 | 2015-05-16 | Any | SFm | 2007 | CZ11 | rNCEH | Each | 1 | 974 | None | 123 | 0.0174 | 11.3 | 5.32 | 0.00187 | 8.36 | 123 | 0.0174 | 11.3 | 5.32 | 0.00187 | 8.36 |  |  | 1 |  | RB-Appl-EffCW-med-ElecDHW-GasCDryer-Tier2-FrontAnySFm2007CZ11rNCEH
RB-Appl-EffCW-med-ElecDHW-GasCDryer-Tier2-Front | DEER2016 | D16v1 | 2015-05-16 | Any | SFm | 2007 | CZ11 | rNCGF | Each | 1 | 974 | None | 136 | 0.0174 | 9.94 | 13.9 | 0.00187 | 7.52 | 136 | 0.0174 | 9.94 | 13.9 | 0.00187 | 7.52 |  |  | 1 |  | RB-Appl-EffCW-med-ElecDHW-GasCDryer-Tier2-FrontAnySFm2007CZ11rNCGF
RB-Appl-EffCW-med-ElecDHW-GasCDryer-Tier2-Front | DEER2016 | D16v1 | 2015-05-16 | Any | SFm | 2007 | CZ12 | rDXGF | Each | 1 | 974 | None | 146 | 0.0186 | 9.92 | 17.7 | 0.000598 | 7.5 | 146 | 0.0186 | 9.92 | 17.7 | 0.000598 | 7.5 |  |  | 1 |  | RB-Appl-EffCW-med-ElecDHW-GasCDryer-Tier2-FrontAnySFm2007CZ12rDXGF
RB-Appl-EffCW-med-ElecDHW-GasCDryer-Tier2-Front | DEER2016 | D16v1 | 2015-05-16 | Any | SFm | 2007 | CZ12 | rDXHP | Each | 1 | 974 | None | 135 | 0.0213 | 11.3 | 10.8 | 0.00329 | 8.36 | 135 | 0.0213 | 11.3 | 10.8 | 0.00329 | 8.36 |  |  | 1 |  | RB-Appl-EffCW-med-ElecDHW-GasCDryer-Tier2-FrontAnySFm2007CZ12rDXHP
RB-Appl-EffCW-med-ElecDHW-GasCDryer-Tier2-Front | DEER2016 | D16v1 | 2015-05-16 | Any | SFm | 2007 | CZ12 | rNCEH | Each | 1 | 974 | None | 126 | 0.0183 | 11.3 | 5.34 | 0.00195 | 8.36 | 126 | 0.0183 | 11.3 | 5.34 | 0.00195 | 8.36 |  |  | 1 |  | RB-Appl-EffCW-med-ElecDHW-GasCDryer-Tier2-FrontAnySFm2007CZ12rNCEH
RB-Appl-EffCW-med-ElecDHW-GasCDryer-Tier2-Front | DEER2016 | D16v1 | 2015-05-16 | Any | SFm | 2007 | CZ12 | rNCGF | Each | 1 | 974 | None | 140 | 0.0184 | 9.95 | 14.2 | 0.00193 | 7.52 | 140 | 0.0184 | 9.95 | 14.2 | 0.00193 | 7.52 |  |  | 1 |  | RB-Appl-EffCW-med-ElecDHW-GasCDryer-Tier2-FrontAnySFm2007CZ12rNCGF
RB-Appl-EffCW-med-ElecDHW-GasCDryer-Tier2-Front | DEER2016 | D16v1 | 2015-05-16 | Any | SFm | 2007 | CZ13 | rDXGF | Each | 1 | 974 | None | 145 | 0.0216 | 9.87 | 19.3 | 0.00391 | 7.48 | 145 | 0.0216 | 9.87 | 19.3 | 0.00391 | 7.48 |  |  | 1 |  | RB-Appl-EffCW-med-ElecDHW-GasCDryer-Tier2-FrontAnySFm2007CZ13rDXGF
RB-Appl-EffCW-med-ElecDHW-GasCDryer-Tier2-Front | DEER2016 | D16v1 | 2015-05-16 | Any | SFm | 2007 | CZ13 | rDXHP | Each | 1 | 974 | None | 134 | 0.0201 | 11.3 | 12.4 | 0.00438 | 8.36 | 134 | 0.0201 | 11.3 | 12.4 | 0.00438 | 8.36 |  |  | 1 |  | RB-Appl-EffCW-med-ElecDHW-GasCDryer-Tier2-FrontAnySFm2007CZ13rDXHP
RB-Appl-EffCW-med-ElecDHW-GasCDryer-Tier2-Front | DEER2016 | D16v1 | 2015-05-16 | Any | SFm | 2007 | CZ13 | rNCEH | Each | 1 | 974 | None | 119 | 0.0173 | 11.3 | 4.19 | 0.00186 | 8.36 | 119 | 0.0173 | 11.3 | 4.19 | 0.00186 | 8.36 |  |  | 1 |  | RB-Appl-EffCW-med-ElecDHW-GasCDryer-Tier2-FrontAnySFm2007CZ13rNCEH
RB-Appl-EffCW-med-ElecDHW-GasCDryer-Tier2-Front | DEER2016 | D16v1 | 2015-05-16 | Any | SFm | 2007 | CZ13 | rNCGF | Each | 1 | 974 | None | 135 | 0.0173 | 9.85 | 13.8 | 0.00187 | 7.46 | 135 | 0.0173 | 9.85 | 13.8 | 0.00187 | 7.46 |  |  | 1 |  | RB-Appl-EffCW-med-ElecDHW-GasCDryer-Tier2-FrontAnySFm2007CZ13rNCGF
RB-Appl-EffCW-med-ElecDHW-GasCDryer-Tier2-Front | DEER2016 | D16v1 | 2015-05-16 | Any | SFm | 2007 | CZ14 | rDXGF | Each | 1 | 1080 | None | 148 | 0.0188 | 10 | 16.9 | 0.00253 | 8.15 | 148 | 0.0188 | 10 | 16.9 | 0.00253 | 8.15 |  |  | 1 |  | RB-Appl-EffCW-med-ElecDHW-GasCDryer-Tier2-FrontAnySFm2007CZ14rDXGF
RB-Appl-EffCW-med-ElecDHW-GasCDryer-Tier2-Front | DEER2016 | D16v1 | 2015-05-16 | Any | SFm | 2007 | CZ14 | rDXHP | Each | 1 | 1080 | None | 138 | 0.0183 | 11.3 | 15.1 | 0.00227 | 8.36 | 138 | 0.0183 | 11.3 | 15.1 | 0.00227 | 8.36 |  |  | 1 |  | RB-Appl-EffCW-med-ElecDHW-GasCDryer-Tier2-FrontAnySFm2007CZ14rDXHP
RB-Appl-EffCW-med-ElecDHW-GasCDryer-Tier2-Front | DEER2016 | D16v1 | 2015-05-16 | Any | SFm | 2007 | CZ14 | rNCEH | Each | 1 | 1080 | None | 124 | 0.0169 | 11.3 | 11.3 | 0.0018 | 8.36 | 124 | 0.0169 | 11.3 | 11.3 | 0.0018 | 8.36 |  |  | 1 |  | RB-Appl-EffCW-med-ElecDHW-GasCDryer-Tier2-FrontAnySFm2007CZ14rNCEH
RB-Appl-EffCW-med-ElecDHW-GasCDryer-Tier2-Front | DEER2016 | D16v1 | 2015-05-16 | Any | SFm | 2007 | CZ14 | rNCGF | Each | 1 | 1080 | None | 137 | 0.0169 | 10 | 14.1 | 0.00174 | 8.16 | 137 | 0.0169 | 10 | 14.1 | 0.00174 | 8.16 |  |  | 1 |  | RB-Appl-EffCW-med-ElecDHW-GasCDryer-Tier2-FrontAnySFm2007CZ14rNCGF
RB-Appl-EffCW-med-ElecDHW-GasCDryer-Tier2-Front | DEER2016 | D16v1 | 2015-05-16 | Any | SFm | 2007 | CZ15 | rDXGF | Each | 1 | 1080 | None | 131 | 0.017 | 10.6 | 16.6 | 0.00241 | 8.25 | 131 | 0.017 | 10.6 | 16.6 | 0.00241 | 8.25 |  |  | 1 |  | RB-Appl-EffCW-med-ElecDHW-GasCDryer-Tier2-FrontAnySFm2007CZ15rDXGF
RB-Appl-EffCW-med-ElecDHW-GasCDryer-Tier2-Front | DEER2016 | D16v1 | 2015-05-16 | Any | SFm | 2007 | CZ15 | rDXHP | Each | 1 | 1080 | None | 124 | 0.0184 | 11.3 | 14.7 | 0.00228 | 8.36 | 124 | 0.0184 | 11.3 | 14.7 | 0.00228 | 8.36 |  |  | 1 |  | RB-Appl-EffCW-med-ElecDHW-GasCDryer-Tier2-FrontAnySFm2007CZ15rDXHP
RB-Appl-EffCW-med-ElecDHW-GasCDryer-Tier2-Front | DEER2016 | D16v1 | 2015-05-16 | Any | SFm | 2007 | CZ15 | rNCEH | Each | 1 | 1080 | None | 112 | 0.0143 | 11.3 | 11.6 | 0.00159 | 8.36 | 112 | 0.0143 | 11.3 | 11.6 | 0.00159 | 8.36 |  |  | 1 |  | RB-Appl-EffCW-med-ElecDHW-GasCDryer-Tier2-FrontAnySFm2007CZ15rNCEH
RB-Appl-EffCW-med-ElecDHW-GasCDryer-Tier2-Front | DEER2016 | D16v1 | 2015-05-16 | Any | SFm | 2007 | CZ15 | rNCGF | Each | 1 | 1080 | None | 118 | 0.0143 | 10.6 | 12.7 | 0.00158 | 8.25 | 118 | 0.0143 | 10.6 | 12.7 | 0.00158 | 8.25 |  |  | 1 |  | RB-Appl-EffCW-med-ElecDHW-GasCDryer-Tier2-FrontAnySFm2007CZ15rNCGF
RB-Appl-EffCW-med-ElecDHW-GasCDryer-Tier2-Front | DEER2016 | D16v1 | 2015-05-16 | Any | SFm | 2007 | CZ16 | rDXGF | Each | 1 | 1150 | None | 156 | 0.0196 | 9.95 | 18.5 | -0.0168 | 7.63 | 156 | 0.0196 | 9.95 | 18.5 | -0.0168 | 7.63 |  |  | 1 |  | RB-Appl-EffCW-med-ElecDHW-GasCDryer-Tier2-FrontAnySFm2007CZ16rDXGF
RB-Appl-EffCW-med-ElecDHW-GasCDryer-Tier2-Front | DEER2016 | D16v1 | 2015-05-16 | Any | SFm | 2007 | CZ16 | rDXHP | Each | 1 | 1150 | None | 148 | 0.00399 | 11.3 | 12.8 | -0.0166 | 8.36 | 148 | 0.00399 | 11.3 | 12.8 | -0.0166 | 8.36 |  |  | 1 |  | RB-Appl-EffCW-med-ElecDHW-GasCDryer-Tier2-FrontAnySFm2007CZ16rDXHP
RB-Appl-EffCW-med-ElecDHW-GasCDryer-Tier2-Front | DEER2016 | D16v1 | 2015-05-16 | Any | SFm | 2007 | CZ16 | rNCEH | Each | 1 | 1150 | None | 140 | 0.0201 | 11.3 | 8.09 | 0.00213 | 8.36 | 140 | 0.0201 | 11.3 | 8.09 | 0.00213 | 8.36 |  |  | 1 |  | RB-Appl-EffCW-med-ElecDHW-GasCDryer-Tier2-FrontAnySFm2007CZ16rNCEH
RB-Appl-EffCW-med-ElecDHW-GasCDryer-Tier2-Front | DEER2016 | D16v1 | 2015-05-16 | Any | SFm | 2007 | CZ16 | rNCGF | Each | 1 | 1150 | None | 154 | 0.02 | 9.92 | 15.7 | 0.00207 | 7.62 | 154 | 0.02 | 9.92 | 15.7 | 0.00207 | 7.62 |  |  | 1 |  | RB-Appl-EffCW-med-ElecDHW-GasCDryer-Tier2-FrontAnySFm2007CZ16rNCGF
RB-Appl-EffCW-med-ElecDHW-GasCDryer-Tier2-Front | DEER2016 | D16v1 | 2015-05-16 | Any | SFm | 2011 | CZ01 | rDXGF | Each | 1 | 1150 | None | 156 | 0.0408 | 9.63 | 16.7 | 0.017 | 7.44 | 156 | 0.0408 | 9.63 | 16.7 | 0.017 | 7.44 |  |  | 1 |  | RB-Appl-EffCW-med-ElecDHW-GasCDryer-Tier2-FrontAnySFm2011CZ01rDXGF
RB-Appl-EffCW-med-ElecDHW-GasCDryer-Tier2-Front | DEER2016 | D16v1 | 2015-05-16 | Any | SFm | 2011 | CZ01 | rDXHP | Each | 1 | 1150 | None | 143 | 0.024 | 11.3 | 9.01 | -0.0109 | 8.36 | 143 | 0.024 | 11.3 | 9.01 | -0.0109 | 8.36 |  |  | 1 |  | RB-Appl-EffCW-med-ElecDHW-GasCDryer-Tier2-FrontAnySFm2011CZ01rDXHP
RB-Appl-EffCW-med-ElecDHW-GasCDryer-Tier2-Front | DEER2016 | D16v1 | 2015-05-16 | Any | SFm | 2011 | CZ01 | rNCEH | Each | 1 | 1150 | None | 139 | 0.0209 | 11.3 | 6.82 | 0.00217 | 8.36 | 139 | 0.0209 | 11.3 | 6.82 | 0.00217 | 8.36 |  |  | 1 |  | RB-Appl-EffCW-med-ElecDHW-GasCDryer-Tier2-FrontAnySFm2011CZ01rNCEH
RB-Appl-EffCW-med-ElecDHW-GasCDryer-Tier2-Front | DEER2016 | D16v1 | 2015-05-16 | Any | SFm | 2011 | CZ01 | rNCGF | Each | 1 | 1150 | None | 154 | 0.0209 | 9.6 | 15.6 | 0.00234 | 7.39 | 154 | 0.0209 | 9.6 | 15.6 | 0.00234 | 7.39 |  |  | 1 |  | RB-Appl-EffCW-med-ElecDHW-GasCDryer-Tier2-FrontAnySFm2011CZ01rNCGF
RB-Appl-EffCW-med-ElecDHW-GasCDryer-Tier2-Front | DEER2016 | D16v1 | 2015-05-16 | Any | SFm | 2011 | CZ02 | rDXGF | Each | 1 | 974 | None | 149 | 0.0259 | 9.5 | 17 | 0.00593 | 7.2 | 149 | 0.0259 | 9.5 | 17 | 0.00593 | 7.2 |  |  | 1 |  | RB-Appl-EffCW-med-ElecDHW-GasCDryer-Tier2-FrontAnySFm2011CZ02rDXGF
RB-Appl-EffCW-med-ElecDHW-GasCDryer-Tier2-Front | DEER2016 | D16v1 | 2015-05-16 | Any | SFm | 2011 | CZ02 | rDXHP | Each | 1 | 974 | None | 136 | 0.0288 | 11.3 | 8.01 | 0.00843 | 8.36 | 136 | 0.0288 | 11.3 | 8.01 | 0.00843 | 8.36 |  |  | 1 |  | RB-Appl-EffCW-med-ElecDHW-GasCDryer-Tier2-FrontAnySFm2011CZ02rDXHP
RB-Appl-EffCW-med-ElecDHW-GasCDryer-Tier2-Front | DEER2016 | D16v1 | 2015-05-16 | Any | SFm | 2011 | CZ02 | rNCEH | Each | 1 | 974 | None | 127 | 0.0195 | 11.3 | 3.16 | 0.00204 | 8.36 | 127 | 0.0195 | 11.3 | 3.16 | 0.00204 | 8.36 |  |  | 1 |  | RB-Appl-EffCW-med-ElecDHW-GasCDryer-Tier2-FrontAnySFm2011CZ02rNCEH
RB-Appl-EffCW-med-ElecDHW-GasCDryer-Tier2-Front | DEER2016 | D16v1 | 2015-05-16 | Any | SFm | 2011 | CZ02 | rNCGF | Each | 1 | 974 | None | 145 | 0.0194 | 9.45 | 14.5 | 0.00201 | 7.21 | 145 | 0.0194 | 9.45 | 14.5 | 0.00201 | 7.21 |  |  | 1 |  | RB-Appl-EffCW-med-ElecDHW-GasCDryer-Tier2-FrontAnySFm2011CZ02rNCGF
RB-Appl-EffCW-med-ElecDHW-GasCDryer-Tier2-Front | DEER2016 | D16v1 | 2015-05-16 | Any | SFm | 2011 | CZ03 | rDXGF | Each | 1 | 1150 | None | 148 | 0.00798 | 9.49 | 17.7 | -0.0129 | 7.32 | 148 | 0.00798 | 9.49 | 17.7 | -0.0129 | 7.32 |  |  | 1 |  | RB-Appl-EffCW-med-ElecDHW-GasCDryer-Tier2-FrontAnySFm2011CZ03rDXGF
RB-Appl-EffCW-med-ElecDHW-GasCDryer-Tier2-Front | DEER2016 | D16v1 | 2015-05-16 | Any | SFm | 2011 | CZ03 | rDXHP | Each | 1 | 1150 | None | 136 | 0.021 | 11.3 | 10.4 | 0.00685 | 8.36 | 136 | 0.021 | 11.3 | 10.4 | 0.00685 | 8.36 |  |  | 1 |  | RB-Appl-EffCW-med-ElecDHW-GasCDryer-Tier2-FrontAnySFm2011CZ03rDXHP
RB-Appl-EffCW-med-ElecDHW-GasCDryer-Tier2-Front | DEER2016 | D16v1 | 2015-05-16 | Any | SFm | 2011 | CZ03 | rNCEH | Each | 1 | 1150 | None | 129 | 0.0197 | 11.3 | 5.67 | 0.0021 | 8.36 | 129 | 0.0197 | 11.3 | 5.67 | 0.0021 | 8.36 |  |  | 1 |  | RB-Appl-EffCW-med-ElecDHW-GasCDryer-Tier2-FrontAnySFm2011CZ03rNCEH
RB-Appl-EffCW-med-ElecDHW-GasCDryer-Tier2-Front | DEER2016 | D16v1 | 2015-05-16 | Any | SFm | 2011 | CZ03 | rNCGF | Each | 1 | 1150 | None | 145 | 0.0196 | 9.44 | 14.8 | 0.00201 | 7.33 | 145 | 0.0196 | 9.44 | 14.8 | 0.00201 | 7.33 |  |  | 1 |  | RB-Appl-EffCW-med-ElecDHW-GasCDryer-Tier2-FrontAnySFm2011CZ03rNCGF
RB-Appl-EffCW-med-ElecDHW-GasCDryer-Tier2-Front | DEER2016 | D16v1 | 2015-05-16 | Any | SFm | 2011 | CZ04 | rDXGF | Each | 1 | 1150 | None | 148 | 0.0226 | 9.82 | 17.7 | 0.0042 | 7.53 | 148 | 0.0226 | 9.82 | 17.7 | 0.0042 | 7.53 |  |  | 1 |  | RB-Appl-EffCW-med-ElecDHW-GasCDryer-Tier2-FrontAnySFm2011CZ04rDXGF
RB-Appl-EffCW-med-ElecDHW-GasCDryer-Tier2-Front | DEER2016 | D16v1 | 2015-05-16 | Any | SFm | 2011 | CZ04 | rDXHP | Each | 1 | 1150 | None | 138 | 0.0247 | 11.3 | 10.2 | 0.00704 | 8.36 | 138 | 0.0247 | 11.3 | 10.2 | 0.00704 | 8.36 |  |  | 1 |  | RB-Appl-EffCW-med-ElecDHW-GasCDryer-Tier2-FrontAnySFm2011CZ04rDXHP
RB-Appl-EffCW-med-ElecDHW-GasCDryer-Tier2-Front | DEER2016 | D16v1 | 2015-05-16 | Any | SFm | 2011 | CZ04 | rNCEH | Each | 1 | 1150 | None | 127 | 0.0186 | 11.3 | 6.55 | 0.00201 | 8.36 | 127 | 0.0186 | 11.3 | 6.55 | 0.00201 | 8.36 |  |  | 1 |  | RB-Appl-EffCW-med-ElecDHW-GasCDryer-Tier2-FrontAnySFm2011CZ04rNCEH
RB-Appl-EffCW-med-ElecDHW-GasCDryer-Tier2-Front | DEER2016 | D16v1 | 2015-05-16 | Any | SFm | 2011 | CZ04 | rNCGF | Each | 1 | 1150 | None | 142 | 0.0186 | 9.79 | 14.6 | 0.00199 | 7.51 | 142 | 0.0186 | 9.79 | 14.6 | 0.00199 | 7.51 |  |  | 1 |  | RB-Appl-EffCW-med-ElecDHW-GasCDryer-Tier2-FrontAnySFm2011CZ04rNCGF
RB-Appl-EffCW-med-ElecDHW-GasCDryer-Tier2-Front | DEER2016 | D16v1 | 2015-05-16 | Any | SFm | 2011 | CZ05 | rDXGF | Each | 1 | 1150 | None | 147 | 0.0239 | 8.75 | 14.6 | 0.0055 | 6.94 | 147 | 0.0239 | 8.75 | 14.6 | 0.0055 | 6.94 |  |  | 1 |  | RB-Appl-EffCW-med-ElecDHW-GasCDryer-Tier2-FrontAnySFm2011CZ05rDXGF
RB-Appl-EffCW-med-ElecDHW-GasCDryer-Tier2-Front | DEER2016 | D16v1 | 2015-05-16 | Any | SFm | 2011 | CZ05 | rDXHP | Each | 1 | 1150 | None | 132 | 0.0248 | 11.3 | 5.94 | 0.00407 | 8.36 | 132 | 0.0248 | 11.3 | 5.94 | 0.00407 | 8.36 |  |  | 1 |  | RB-Appl-EffCW-med-ElecDHW-GasCDryer-Tier2-FrontAnySFm2011CZ05rDXHP
RB-Appl-EffCW-med-ElecDHW-GasCDryer-Tier2-Front | DEER2016 | D16v1 | 2015-05-16 | Any | SFm | 2011 | CZ05 | rNCEH | Each | 1 | 1150 | None | 124 | 0.0199 | 11.3 | 1.63 | 0.0021 | 8.36 | 124 | 0.0199 | 11.3 | 1.63 | 0.0021 | 8.36 |  |  | 1 |  | RB-Appl-EffCW-med-ElecDHW-GasCDryer-Tier2-FrontAnySFm2011CZ05rNCEH
RB-Appl-EffCW-med-ElecDHW-GasCDryer-Tier2-Front | DEER2016 | D16v1 | 2015-05-16 | Any | SFm | 2011 | CZ05 | rNCGF | Each | 1 | 1150 | None | 147 | 0.0198 | 8.65 | 14.8 | 0.00208 | 6.91 | 147 | 0.0198 | 8.65 | 14.8 | 0.00208 | 6.91 |  |  | 1 |  | RB-Appl-EffCW-med-ElecDHW-GasCDryer-Tier2-FrontAnySFm2011CZ05rNCGF
RB-Appl-EffCW-med-ElecDHW-GasCDryer-Tier2-Front | DEER2016 | D16v1 | 2015-05-16 | Any | SFm | 2011 | CZ06 | rDXGF | Each | 1 | 1200 | None | 140 | 0.0291 | 10.1 | 13.6 | 0.0169 | 7.75 | 140 | 0.0291 | 10.1 | 13.6 | 0.0169 | 7.75 |  |  | 1 |  | RB-Appl-EffCW-med-ElecDHW-GasCDryer-Tier2-FrontAnySFm2011CZ06rDXGF
RB-Appl-EffCW-med-ElecDHW-GasCDryer-Tier2-Front | DEER2016 | D16v1 | 2015-05-16 | Any | SFm | 2011 | CZ06 | rDXHP | Each | 1 | 1200 | None | 137 | 0.00296 | 11.3 | 15.4 | -0.0202 | 8.36 | 137 | 0.00296 | 11.3 | 15.4 | -0.0202 | 8.36 |  |  | 1 |  | RB-Appl-EffCW-med-ElecDHW-GasCDryer-Tier2-FrontAnySFm2011CZ06rDXHP
RB-Appl-EffCW-med-ElecDHW-GasCDryer-Tier2-Front | DEER2016 | D16v1 | 2015-05-16 | Any | SFm | 2011 | CZ06 | rNCEH | Each | 1 | 1200 | None | 127 | 0.0184 | 11.3 | 7.92 | 0.00193 | 8.36 | 127 | 0.0184 | 11.3 | 7.92 | 0.00193 | 8.36 |  |  | 1 |  | RB-Appl-EffCW-med-ElecDHW-GasCDryer-Tier2-FrontAnySFm2011CZ06rNCEH
RB-Appl-EffCW-med-ElecDHW-GasCDryer-Tier2-Front | DEER2016 | D16v1 | 2015-05-16 | Any | SFm | 2011 | CZ06 | rNCGF | Each | 1 | 1200 | None | 139 | 0.0183 | 9.97 | 14.2 | 0.00189 | 7.62 | 139 | 0.0183 | 9.97 | 14.2 | 0.00189 | 7.62 |  |  | 1 |  | RB-Appl-EffCW-med-ElecDHW-GasCDryer-Tier2-FrontAnySFm2011CZ06rNCGF
RB-Appl-EffCW-med-ElecDHW-GasCDryer-Tier2-Front | DEER2016 | D16v1 | 2015-05-16 | Any | SFm | 2011 | CZ07 | rDXGF | Each | 1 | 1200 | None | 145 | 0.0189 | 10.2 | 17.2 | 0.00179 | 7.78 | 145 | 0.0189 | 10.2 | 17.2 | 0.00179 | 7.78 |  |  | 1 |  | RB-Appl-EffCW-med-ElecDHW-GasCDryer-Tier2-FrontAnySFm2011CZ07rDXGF
RB-Appl-EffCW-med-ElecDHW-GasCDryer-Tier2-Front | DEER2016 | D16v1 | 2015-05-16 | Any | SFm | 2011 | CZ07 | rDXHP | Each | 1 | 1200 | None | 147 | 0.0306 | 11.3 | 15.5 | 0.0451 | 8.36 | 147 | 0.0306 | 11.3 | 15.5 | 0.0451 | 8.36 |  |  | 1 |  | RB-Appl-EffCW-med-ElecDHW-GasCDryer-Tier2-FrontAnySFm2011CZ07rDXHP
RB-Appl-EffCW-med-ElecDHW-GasCDryer-Tier2-Front | DEER2016 | D16v1 | 2015-05-16 | Any | SFm | 2011 | CZ07 | rNCEH | Each | 1 | 1200 | None | 128 | 0.0184 | 11.3 | 9.14 | 0.00193 | 8.36 | 128 | 0.0184 | 11.3 | 9.14 | 0.00193 | 8.36 |  |  | 1 |  | RB-Appl-EffCW-med-ElecDHW-GasCDryer-Tier2-FrontAnySFm2011CZ07rNCEH
RB-Appl-EffCW-med-ElecDHW-GasCDryer-Tier2-Front | DEER2016 | D16v1 | 2015-05-16 | Any | SFm | 2011 | CZ07 | rNCGF | Each | 1 | 1200 | None | 138 | 0.0184 | 10.1 | 14.1 | 0.00195 | 7.75 | 138 | 0.0184 | 10.1 | 14.1 | 0.00195 | 7.75 |  |  | 1 |  | RB-Appl-EffCW-med-ElecDHW-GasCDryer-Tier2-FrontAnySFm2011CZ07rNCGF
RB-Appl-EffCW-med-ElecDHW-GasCDryer-Tier2-Front | DEER2016 | D16v1 | 2015-05-16 | Any | SFm | 2011 | CZ08 | rDXGF | Each | 1 | 1200 | None | 159 | 0.0196 | 10.2 | 18.2 | 0.00329 | 7.74 | 159 | 0.0196 | 10.2 | 18.2 | 0.00329 | 7.74 |  |  | 1 |  | RB-Appl-EffCW-med-ElecDHW-GasCDryer-Tier2-FrontAnySFm2011CZ08rDXGF
RB-Appl-EffCW-med-ElecDHW-GasCDryer-Tier2-Front | DEER2016 | D16v1 | 2015-05-16 | Any | SFm | 2011 | CZ08 | rDXHP | Each | 1 | 1200 | None | 145 | 0.0238 | 11.3 | 16.1 | 0.00532 | 8.36 | 145 | 0.0238 | 11.3 | 16.1 | 0.00532 | 8.36 |  |  | 1 |  | RB-Appl-EffCW-med-ElecDHW-GasCDryer-Tier2-FrontAnySFm2011CZ08rDXHP
RB-Appl-EffCW-med-ElecDHW-GasCDryer-Tier2-Front | DEER2016 | D16v1 | 2015-05-16 | Any | SFm | 2011 | CZ08 | rNCEH | Each | 1 | 1200 | None | 126 | 0.0179 | 11.3 | 8.69 | 0.00189 | 8.36 | 126 | 0.0179 | 11.3 | 8.69 | 0.00189 | 8.36 |  |  | 1 |  | RB-Appl-EffCW-med-ElecDHW-GasCDryer-Tier2-FrontAnySFm2011CZ08rNCEH
RB-Appl-EffCW-med-ElecDHW-GasCDryer-Tier2-Front | DEER2016 | D16v1 | 2015-05-16 | Any | SFm | 2011 | CZ08 | rNCGF | Each | 1 | 1200 | None | 136 | 0.0181 | 10.2 | 14 | 0.00206 | 7.78 | 136 | 0.0181 | 10.2 | 14 | 0.00206 | 7.78 |  |  | 1 |  | RB-Appl-EffCW-med-ElecDHW-GasCDryer-Tier2-FrontAnySFm2011CZ08rNCGF
RB-Appl-EffCW-med-ElecDHW-GasCDryer-Tier2-Front | DEER2016 | D16v1 | 2015-05-16 | Any | SFm | 2011 | CZ09 | rDXGF | Each | 1 | 1210 | None | 152 | 0.0199 | 10.1 | 21.3 | 0.00264 | 7.74 | 152 | 0.0199 | 10.1 | 21.3 | 0.00264 | 7.74 |  |  | 1 |  | RB-Appl-EffCW-med-ElecDHW-GasCDryer-Tier2-FrontAnySFm2011CZ09rDXGF
RB-Appl-EffCW-med-ElecDHW-GasCDryer-Tier2-Front | DEER2016 | D16v1 | 2015-05-16 | Any | SFm | 2011 | CZ09 | rDXHP | Each | 1 | 1210 | None | 138 | 0.0195 | 11.3 | 20.2 | 0.000736 | 8.36 | 138 | 0.0195 | 11.3 | 20.2 | 0.000736 | 8.36 |  |  | 1 |  | RB-Appl-EffCW-med-ElecDHW-GasCDryer-Tier2-FrontAnySFm2011CZ09rDXHP
RB-Appl-EffCW-med-ElecDHW-GasCDryer-Tier2-Front | DEER2016 | D16v1 | 2015-05-16 | Any | SFm | 2011 | CZ09 | rNCEH | Each | 1 | 1210 | None | 124 | 0.0178 | 11.3 | 7.83 | 0.00194 | 8.36 | 124 | 0.0178 | 11.3 | 7.83 | 0.00194 | 8.36 |  |  | 1 |  | RB-Appl-EffCW-med-ElecDHW-GasCDryer-Tier2-FrontAnySFm2011CZ09rNCEH
RB-Appl-EffCW-med-ElecDHW-GasCDryer-Tier2-Front | DEER2016 | D16v1 | 2015-05-16 | Any | SFm | 2011 | CZ09 | rNCGF | Each | 1 | 1210 | None | 136 | 0.0178 | 10.1 | 14.2 | 0.00192 | 7.71 | 136 | 0.0178 | 10.1 | 14.2 | 0.00192 | 7.71 |  |  | 1 |  | RB-Appl-EffCW-med-ElecDHW-GasCDryer-Tier2-FrontAnySFm2011CZ09rNCGF
RB-Appl-EffCW-med-ElecDHW-GasCDryer-Tier2-Front | DEER2016 | D16v1 | 2015-05-16 | Any | SFm | 2011 | CZ10 | rDXGF | Each | 1 | 974 | None | 143 | 0.0193 | 10.2 | 18.4 | 0.00282 | 7.63 | 143 | 0.0193 | 10.2 | 18.4 | 0.00282 | 7.63 |  |  | 1 |  | RB-Appl-EffCW-med-ElecDHW-GasCDryer-Tier2-FrontAnySFm2011CZ10rDXGF
RB-Appl-EffCW-med-ElecDHW-GasCDryer-Tier2-Front | DEER2016 | D16v1 | 2015-05-16 | Any | SFm | 2011 | CZ10 | rDXHP | Each | 1 | 974 | None | 137 | 0.0195 | 11.3 | 14.5 | 0.00331 | 8.36 | 137 | 0.0195 | 11.3 | 14.5 | 0.00331 | 8.36 |  |  | 1 |  | RB-Appl-EffCW-med-ElecDHW-GasCDryer-Tier2-FrontAnySFm2011CZ10rDXHP
RB-Appl-EffCW-med-ElecDHW-GasCDryer-Tier2-Front | DEER2016 | D16v1 | 2015-05-16 | Any | SFm | 2011 | CZ10 | rNCEH | Each | 1 | 974 | None | 123 | 0.0175 | 11.3 | 6.13 | 0.00188 | 8.36 | 123 | 0.0175 | 11.3 | 6.13 | 0.00188 | 8.36 |  |  | 1 |  | RB-Appl-EffCW-med-ElecDHW-GasCDryer-Tier2-FrontAnySFm2011CZ10rNCEH
RB-Appl-EffCW-med-ElecDHW-GasCDryer-Tier2-Front | DEER2016 | D16v1 | 2015-05-16 | Any | SFm | 2011 | CZ10 | rNCGF | Each | 1 | 974 | None | 135 | 0.0174 | 10.1 | 13.9 | 0.00185 | 7.61 | 135 | 0.0174 | 10.1 | 13.9 | 0.00185 | 7.61 |  |  | 1 |  | RB-Appl-EffCW-med-ElecDHW-GasCDryer-Tier2-FrontAnySFm2011CZ10rNCGF
RB-Appl-EffCW-med-ElecDHW-GasCDryer-Tier2-Front | DEER2016 | D16v1 | 2015-05-16 | Any | SFm | 2011 | CZ11 | rDXGF | Each | 1 | 974 | None | 145 | 0.0216 | 10 | 19 | 0.00471 | 7.57 | 145 | 0.0216 | 10 | 19 | 0.00471 | 7.57 |  |  | 1 |  | RB-Appl-EffCW-med-ElecDHW-GasCDryer-Tier2-FrontAnySFm2011CZ11rDXGF
RB-Appl-EffCW-med-ElecDHW-GasCDryer-Tier2-Front | DEER2016 | D16v1 | 2015-05-16 | Any | SFm | 2011 | CZ11 | rDXHP | Each | 1 | 974 | None | 136 | 0.0208 | 11.3 | 13.5 | 0.00415 | 8.36 | 136 | 0.0208 | 11.3 | 13.5 | 0.00415 | 8.36 |  |  | 1 |  | RB-Appl-EffCW-med-ElecDHW-GasCDryer-Tier2-FrontAnySFm2011CZ11rDXHP
RB-Appl-EffCW-med-ElecDHW-GasCDryer-Tier2-Front | DEER2016 | D16v1 | 2015-05-16 | Any | SFm | 2011 | CZ11 | rNCEH | Each | 1 | 974 | None | 124 | 0.0174 | 11.3 | 5.87 | 0.00187 | 8.36 | 124 | 0.0174 | 11.3 | 5.87 | 0.00187 | 8.36 |  |  | 1 |  | RB-Appl-EffCW-med-ElecDHW-GasCDryer-Tier2-FrontAnySFm2011CZ11rNCEH
RB-Appl-EffCW-med-ElecDHW-GasCDryer-Tier2-Front | DEER2016 | D16v1 | 2015-05-16 | Any | SFm | 2011 | CZ11 | rNCGF | Each | 1 | 974 | None | 136 | 0.0174 | 9.98 | 14 | 0.00186 | 7.54 | 136 | 0.0174 | 9.98 | 14 | 0.00186 | 7.54 |  |  | 1 |  | RB-Appl-EffCW-med-ElecDHW-GasCDryer-Tier2-FrontAnySFm2011CZ11rNCGF
RB-Appl-EffCW-med-ElecDHW-GasCDryer-Tier2-Front | DEER2016 | D16v1 | 2015-05-16 | Any | SFm | 2011 | CZ12 | rDXGF | Each | 1 | 974 | None | 147 | 0.0232 | 10 | 18.4 | 0.00586 | 7.56 | 147 | 0.0232 | 10 | 18.4 | 0.00586 | 7.56 |  |  | 1 |  | RB-Appl-EffCW-med-ElecDHW-GasCDryer-Tier2-FrontAnySFm2011CZ12rDXGF
RB-Appl-EffCW-med-ElecDHW-GasCDryer-Tier2-Front | DEER2016 | D16v1 | 2015-05-16 | Any | SFm | 2011 | CZ12 | rDXHP | Each | 1 | 974 | None | 137 | 0.0224 | 11.3 | 11.4 | 0.00438 | 8.36 | 137 | 0.0224 | 11.3 | 11.4 | 0.00438 | 8.36 |  |  | 1 |  | RB-Appl-EffCW-med-ElecDHW-GasCDryer-Tier2-FrontAnySFm2011CZ12rDXHP
RB-Appl-EffCW-med-ElecDHW-GasCDryer-Tier2-Front | DEER2016 | D16v1 | 2015-05-16 | Any | SFm | 2011 | CZ12 | rNCEH | Each | 1 | 974 | None | 127 | 0.0184 | 11.3 | 5.83 | 0.00195 | 8.36 | 127 | 0.0184 | 11.3 | 5.83 | 0.00195 | 8.36 |  |  | 1 |  | RB-Appl-EffCW-med-ElecDHW-GasCDryer-Tier2-FrontAnySFm2011CZ12rNCEH
RB-Appl-EffCW-med-ElecDHW-GasCDryer-Tier2-Front | DEER2016 | D16v1 | 2015-05-16 | Any | SFm | 2011 | CZ12 | rNCGF | Each | 1 | 974 | None | 140 | 0.0183 | 10 | 14.2 | 0.00194 | 7.56 | 140 | 0.0183 | 10 | 14.2 | 0.00194 | 7.56 |  |  | 1 |  | RB-Appl-EffCW-med-ElecDHW-GasCDryer-Tier2-FrontAnySFm2011CZ12rNCGF
RB-Appl-EffCW-med-ElecDHW-GasCDryer-Tier2-Front | DEER2016 | D16v1 | 2015-05-16 | Any | SFm | 2011 | CZ13 | rDXGF | Each | 1 | 974 | None | 143 | 0.0221 | 9.88 | 18.4 | 0.00527 | 7.5 | 143 | 0.0221 | 9.88 | 18.4 | 0.00527 | 7.5 |  |  | 1 |  | RB-Appl-EffCW-med-ElecDHW-GasCDryer-Tier2-FrontAnySFm2011CZ13rDXGF
RB-Appl-EffCW-med-ElecDHW-GasCDryer-Tier2-Front | DEER2016 | D16v1 | 2015-05-16 | Any | SFm | 2011 | CZ13 | rDXHP | Each | 1 | 974 | None | 135 | 0.0216 | 11.3 | 13.4 | 0.00451 | 8.36 | 135 | 0.0216 | 11.3 | 13.4 | 0.00451 | 8.36 |  |  | 1 |  | RB-Appl-EffCW-med-ElecDHW-GasCDryer-Tier2-FrontAnySFm2011CZ13rDXHP
RB-Appl-EffCW-med-ElecDHW-GasCDryer-Tier2-Front | DEER2016 | D16v1 | 2015-05-16 | Any | SFm | 2011 | CZ13 | rNCEH | Each | 1 | 974 | None | 120 | 0.0173 | 11.3 | 4.69 | 0.00186 | 8.36 | 120 | 0.0173 | 11.3 | 4.69 | 0.00186 | 8.36 |  |  | 1 |  | RB-Appl-EffCW-med-ElecDHW-GasCDryer-Tier2-FrontAnySFm2011CZ13rNCEH
RB-Appl-EffCW-med-ElecDHW-GasCDryer-Tier2-Front | DEER2016 | D16v1 | 2015-05-16 | Any | SFm | 2011 | CZ13 | rNCGF | Each | 1 | 974 | None | 135 | 0.0173 | 9.9 | 13.8 | 0.00186 | 7.49 | 135 | 0.0173 | 9.9 | 13.8 | 0.00186 | 7.49 |  |  | 1 |  | RB-Appl-EffCW-med-ElecDHW-GasCDryer-Tier2-FrontAnySFm2011CZ13rNCGF
RB-Appl-EffCW-med-ElecDHW-GasCDryer-Tier2-Front | DEER2016 | D16v1 | 2015-05-16 | Any | SFm | 2011 | CZ14 | rDXGF | Each | 1 | 1080 | None | 145 | 0.0209 | 10.1 | 15.3 | 0.00413 | 8.13 | 145 | 0.0209 | 10.1 | 15.3 | 0.00413 | 8.13 |  |  | 1 |  | RB-Appl-EffCW-med-ElecDHW-GasCDryer-Tier2-FrontAnySFm2011CZ14rDXGF
RB-Appl-EffCW-med-ElecDHW-GasCDryer-Tier2-Front | DEER2016 | D16v1 | 2015-05-16 | Any | SFm | 2011 | CZ14 | rDXHP | Each | 1 | 1080 | None | 140 | 0.0205 | 11.3 | 14.9 | 0.00256 | 8.36 | 140 | 0.0205 | 11.3 | 14.9 | 0.00256 | 8.36 |  |  | 1 |  | RB-Appl-EffCW-med-ElecDHW-GasCDryer-Tier2-FrontAnySFm2011CZ14rDXHP
RB-Appl-EffCW-med-ElecDHW-GasCDryer-Tier2-Front | DEER2016 | D16v1 | 2015-05-16 | Any | SFm | 2011 | CZ14 | rNCEH | Each | 1 | 1080 | None | 125 | 0.0169 | 11.3 | 11.5 | 0.0018 | 8.36 | 125 | 0.0169 | 11.3 | 11.5 | 0.0018 | 8.36 |  |  | 1 |  | RB-Appl-EffCW-med-ElecDHW-GasCDryer-Tier2-FrontAnySFm2011CZ14rNCEH
RB-Appl-EffCW-med-ElecDHW-GasCDryer-Tier2-Front | DEER2016 | D16v1 | 2015-05-16 | Any | SFm | 2011 | CZ14 | rNCGF | Each | 1 | 1080 | None | 137 | 0.0169 | 10.1 | 14.2 | 0.0018 | 8.15 | 137 | 0.0169 | 10.1 | 14.2 | 0.0018 | 8.15 |  |  | 1 |  | RB-Appl-EffCW-med-ElecDHW-GasCDryer-Tier2-FrontAnySFm2011CZ14rNCGF
RB-Appl-EffCW-med-ElecDHW-GasCDryer-Tier2-Front | DEER2016 | D16v1 | 2015-05-16 | Any | SFm | 2011 | CZ15 | rDXGF | Each | 1 | 1080 | None | 131 | 0.0182 | 10.7 | 16.3 | 0.00259 | 8.27 | 131 | 0.0182 | 10.7 | 16.3 | 0.00259 | 8.27 |  |  | 1 |  | RB-Appl-EffCW-med-ElecDHW-GasCDryer-Tier2-FrontAnySFm2011CZ15rDXGF
RB-Appl-EffCW-med-ElecDHW-GasCDryer-Tier2-Front | DEER2016 | D16v1 | 2015-05-16 | Any | SFm | 2011 | CZ15 | rDXHP | Each | 1 | 1080 | None | 125 | 0.0173 | 11.3 | 14.7 | 0.00238 | 8.36 | 125 | 0.0173 | 11.3 | 14.7 | 0.00238 | 8.36 |  |  | 1 |  | RB-Appl-EffCW-med-ElecDHW-GasCDryer-Tier2-FrontAnySFm2011CZ15rDXHP
RB-Appl-EffCW-med-ElecDHW-GasCDryer-Tier2-Front | DEER2016 | D16v1 | 2015-05-16 | Any | SFm | 2011 | CZ15 | rNCEH | Each | 1 | 1080 | None | 113 | 0.0143 | 11.3 | 11.7 | 0.00158 | 8.36 | 113 | 0.0143 | 11.3 | 11.7 | 0.00158 | 8.36 |  |  | 1 |  | RB-Appl-EffCW-med-ElecDHW-GasCDryer-Tier2-FrontAnySFm2011CZ15rNCEH
RB-Appl-EffCW-med-ElecDHW-GasCDryer-Tier2-Front | DEER2016 | D16v1 | 2015-05-16 | Any | SFm | 2011 | CZ15 | rNCGF | Each | 1 | 1080 | None | 118 | 0.0143 | 10.7 | 12.7 | 0.00158 | 8.27 | 118 | 0.0143 | 10.7 | 12.7 | 0.00158 | 8.27 |  |  | 1 |  | RB-Appl-EffCW-med-ElecDHW-GasCDryer-Tier2-FrontAnySFm2011CZ15rNCGF
RB-Appl-EffCW-med-ElecDHW-GasCDryer-Tier2-Front | DEER2016 | D16v1 | 2015-05-16 | Any | SFm | 2011 | CZ16 | rDXGF | Each | 1 | 1150 | None | 158 | 0.0507 | 10.1 | 17.9 | 0.0308 | 7.69 | 158 | 0.0507 | 10.1 | 17.9 | 0.0308 | 7.69 |  |  | 1 |  | RB-Appl-EffCW-med-ElecDHW-GasCDryer-Tier2-FrontAnySFm2011CZ16rDXGF
RB-Appl-EffCW-med-ElecDHW-GasCDryer-Tier2-Front | DEER2016 | D16v1 | 2015-05-16 | Any | SFm | 2011 | CZ16 | rDXHP | Each | 1 | 1150 | None | 145 | 0.0141 | 11.3 | 13.5 | 0.0152 | 8.36 | 145 | 0.0141 | 11.3 | 13.5 | 0.0152 | 8.36 |  |  | 1 |  | RB-Appl-EffCW-med-ElecDHW-GasCDryer-Tier2-FrontAnySFm2011CZ16rDXHP
RB-Appl-EffCW-med-ElecDHW-GasCDryer-Tier2-Front | DEER2016 | D16v1 | 2015-05-16 | Any | SFm | 2011 | CZ16 | rNCEH | Each | 1 | 1150 | None | 142 | 0.0201 | 11.3 | 8.8 | 0.00213 | 8.36 | 142 | 0.0201 | 11.3 | 8.8 | 0.00213 | 8.36 |  |  | 1 |  | RB-Appl-EffCW-med-ElecDHW-GasCDryer-Tier2-FrontAnySFm2011CZ16rNCEH
RB-Appl-EffCW-med-ElecDHW-GasCDryer-Tier2-Front | DEER2016 | D16v1 | 2015-05-16 | Any | SFm | 2011 | CZ16 | rNCGF | Each | 1 | 1150 | None | 154 | 0.0199 | 10.1 | 15.7 | 0.00205 | 7.67 | 154 | 0.0199 | 10.1 | 15.7 | 0.00205 | 7.67 |  |  | 1 |  | RB-Appl-EffCW-med-ElecDHW-GasCDryer-Tier2-FrontAnySFm2011CZ16rNCGF
RB-Appl-EffCW-med-ElecDHW-GasCDryer-Tier2-Front | DEER2016 | D16v1 | 2015-05-16 | Any | SFm | 2014 | CZ01 | rDXGF | Each | 1 | 1150 | None | 154 | 0.00732 | 9.78 | 15.5 | -0.0139 | 7.51 | 154 | 0.00732 | 9.78 | 15.5 | -0.0139 | 7.51 |  |  | 1 |  | RB-Appl-EffCW-med-ElecDHW-GasCDryer-Tier2-FrontAnySFm2014CZ01rDXGF
RB-Appl-EffCW-med-ElecDHW-GasCDryer-Tier2-Front | DEER2016 | D16v1 | 2015-05-16 | Any | SFm | 2014 | CZ01 | rDXHP | Each | 1 | 1150 | None | 146 | 0.0315 | 11.3 | 10.4 | 0.011 | 8.36 | 146 | 0.0315 | 11.3 | 10.4 | 0.011 | 8.36 |  |  | 1 |  | RB-Appl-EffCW-med-ElecDHW-GasCDryer-Tier2-FrontAnySFm2014CZ01rDXHP
RB-Appl-EffCW-med-ElecDHW-GasCDryer-Tier2-Front | DEER2016 | D16v1 | 2015-05-16 | Any | SFm | 2014 | CZ01 | rNCEH | Each | 1 | 1150 | None | 140 | 0.0209 | 11.3 | 7.62 | 0.00217 | 8.36 | 140 | 0.0209 | 11.3 | 7.62 | 0.00217 | 8.36 |  |  | 1 |  | RB-Appl-EffCW-med-ElecDHW-GasCDryer-Tier2-FrontAnySFm2014CZ01rNCEH
RB-Appl-EffCW-med-ElecDHW-GasCDryer-Tier2-Front | DEER2016 | D16v1 | 2015-05-16 | Any | SFm | 2014 | CZ01 | rNCGF | Each | 1 | 1150 | None | 154 | 0.0209 | 9.74 | 15.7 | 0.00222 | 7.48 | 154 | 0.0209 | 9.74 | 15.7 | 0.00222 | 7.48 |  |  | 1 |  | RB-Appl-EffCW-med-ElecDHW-GasCDryer-Tier2-FrontAnySFm2014CZ01rNCGF
RB-Appl-EffCW-med-ElecDHW-GasCDryer-Tier2-Front | DEER2016 | D16v1 | 2015-05-16 | Any | SFm | 2014 | CZ02 | rDXGF | Each | 1 | 974 | None | 148 | 0.025 | 9.49 | 15.7 | 0.00499 | 7.22 | 148 | 0.025 | 9.49 | 15.7 | 0.00499 | 7.22 |  |  | 1 |  | RB-Appl-EffCW-med-ElecDHW-GasCDryer-Tier2-FrontAnySFm2014CZ02rDXGF
RB-Appl-EffCW-med-ElecDHW-GasCDryer-Tier2-Front | DEER2016 | D16v1 | 2015-05-16 | Any | SFm | 2014 | CZ02 | rDXHP | Each | 1 | 974 | None | 136 | 0.0248 | 11.3 | 9.19 | 0.0075 | 8.36 | 136 | 0.0248 | 11.3 | 9.19 | 0.0075 | 8.36 |  |  | 1 |  | RB-Appl-EffCW-med-ElecDHW-GasCDryer-Tier2-FrontAnySFm2014CZ02rDXHP
RB-Appl-EffCW-med-ElecDHW-GasCDryer-Tier2-Front | DEER2016 | D16v1 | 2015-05-16 | Any | SFm | 2014 | CZ02 | rNCEH | Each | 1 | 974 | None | 127 | 0.0195 | 11.3 | 3.21 | 0.00205 | 8.36 | 127 | 0.0195 | 11.3 | 3.21 | 0.00205 | 8.36 |  |  | 1 |  | RB-Appl-EffCW-med-ElecDHW-GasCDryer-Tier2-FrontAnySFm2014CZ02rNCEH
RB-Appl-EffCW-med-ElecDHW-GasCDryer-Tier2-Front | DEER2016 | D16v1 | 2015-05-16 | Any | SFm | 2014 | CZ02 | rNCGF | Each | 1 | 974 | None | 145 | 0.0195 | 9.46 | 14.5 | 0.00207 | 7.17 | 145 | 0.0195 | 9.46 | 14.5 | 0.00207 | 7.17 |  |  | 1 |  | RB-Appl-EffCW-med-ElecDHW-GasCDryer-Tier2-FrontAnySFm2014CZ02rNCGF
RB-Appl-EffCW-med-ElecDHW-GasCDryer-Tier2-Front | DEER2016 | D16v1 | 2015-05-16 | Any | SFm | 2014 | CZ03 | rDXGF | Each | 1 | 1150 | None | 147 | 0.0245 | 9.78 | 14.7 | 0.0114 | 7.49 | 147 | 0.0245 | 9.78 | 14.7 | 0.0114 | 7.49 |  |  | 1 |  | RB-Appl-EffCW-med-ElecDHW-GasCDryer-Tier2-FrontAnySFm2014CZ03rDXGF
RB-Appl-EffCW-med-ElecDHW-GasCDryer-Tier2-Front | DEER2016 | D16v1 | 2015-05-16 | Any | SFm | 2014 | CZ03 | rDXHP | Each | 1 | 1150 | None | 137 | 0.011 | 11.3 | 8.29 | -0.00843 | 8.36 | 137 | 0.011 | 11.3 | 8.29 | -0.00843 | 8.36 |  |  | 1 |  | RB-Appl-EffCW-med-ElecDHW-GasCDryer-Tier2-FrontAnySFm2014CZ03rDXHP
RB-Appl-EffCW-med-ElecDHW-GasCDryer-Tier2-Front | DEER2016 | D16v1 | 2015-05-16 | Any | SFm | 2014 | CZ03 | rNCEH | Each | 1 | 1150 | None | 133 | 0.0197 | 11.3 | 7.55 | 0.0021 | 8.36 | 133 | 0.0197 | 11.3 | 7.55 | 0.0021 | 8.36 |  |  | 1 |  | RB-Appl-EffCW-med-ElecDHW-GasCDryer-Tier2-FrontAnySFm2014CZ03rNCEH
RB-Appl-EffCW-med-ElecDHW-GasCDryer-Tier2-Front | DEER2016 | D16v1 | 2015-05-16 | Any | SFm | 2014 | CZ03 | rNCGF | Each | 1 | 1150 | None | 146 | 0.0198 | 9.72 | 14.9 | 0.00201 | 7.45 | 146 | 0.0198 | 9.72 | 14.9 | 0.00201 | 7.45 |  |  | 1 |  | RB-Appl-EffCW-med-ElecDHW-GasCDryer-Tier2-FrontAnySFm2014CZ03rNCGF
RB-Appl-EffCW-med-ElecDHW-GasCDryer-Tier2-Front | DEER2016 | D16v1 | 2015-05-16 | Any | SFm | 2014 | CZ04 | rDXGF | Each | 1 | 1150 | None | 148 | 0.0217 | 9.78 | 17.9 | 0.00237 | 7.53 | 148 | 0.0217 | 9.78 | 17.9 | 0.00237 | 7.53 |  |  | 1 |  | RB-Appl-EffCW-med-ElecDHW-GasCDryer-Tier2-FrontAnySFm2014CZ04rDXGF
RB-Appl-EffCW-med-ElecDHW-GasCDryer-Tier2-Front | DEER2016 | D16v1 | 2015-05-16 | Any | SFm | 2014 | CZ04 | rDXHP | Each | 1 | 1150 | None | 135 | 0.0265 | 11.3 | 10.1 | 0.00354 | 8.36 | 135 | 0.0265 | 11.3 | 10.1 | 0.00354 | 8.36 |  |  | 1 |  | RB-Appl-EffCW-med-ElecDHW-GasCDryer-Tier2-FrontAnySFm2014CZ04rDXHP
RB-Appl-EffCW-med-ElecDHW-GasCDryer-Tier2-Front | DEER2016 | D16v1 | 2015-05-16 | Any | SFm | 2014 | CZ04 | rNCEH | Each | 1 | 1150 | None | 127 | 0.0186 | 11.3 | 6.49 | 0.00201 | 8.36 | 127 | 0.0186 | 11.3 | 6.49 | 0.00201 | 8.36 |  |  | 1 |  | RB-Appl-EffCW-med-ElecDHW-GasCDryer-Tier2-FrontAnySFm2014CZ04rNCEH
RB-Appl-EffCW-med-ElecDHW-GasCDryer-Tier2-Front | DEER2016 | D16v1 | 2015-05-16 | Any | SFm | 2014 | CZ04 | rNCGF | Each | 1 | 1150 | None | 142 | 0.0186 | 9.8 | 14.6 | 0.00199 | 7.53 | 142 | 0.0186 | 9.8 | 14.6 | 0.00199 | 7.53 |  |  | 1 |  | RB-Appl-EffCW-med-ElecDHW-GasCDryer-Tier2-FrontAnySFm2014CZ04rNCGF
RB-Appl-EffCW-med-ElecDHW-GasCDryer-Tier2-Front | DEER2016 | D16v1 | 2015-05-16 | Any | SFm | 2014 | CZ05 | rDXGF | Each | 1 | 1150 | None | 151 | 0.00398 | 9.78 | 17.3 | -0.00332 | 7.52 | 151 | 0.00398 | 9.78 | 17.3 | -0.00332 | 7.52 |  |  | 1 |  | RB-Appl-EffCW-med-ElecDHW-GasCDryer-Tier2-FrontAnySFm2014CZ05rDXGF
RB-Appl-EffCW-med-ElecDHW-GasCDryer-Tier2-Front | DEER2016 | D16v1 | 2015-05-16 | Any | SFm | 2014 | CZ05 | rDXHP | Each | 1 | 1150 | None | 141 | 0.016 | 11.3 | 11.5 | -0.00366 | 8.36 | 141 | 0.016 | 11.3 | 11.5 | -0.00366 | 8.36 |  |  | 1 |  | RB-Appl-EffCW-med-ElecDHW-GasCDryer-Tier2-FrontAnySFm2014CZ05rDXHP
RB-Appl-EffCW-med-ElecDHW-GasCDryer-Tier2-Front | DEER2016 | D16v1 | 2015-05-16 | Any | SFm | 2014 | CZ05 | rNCEH | Each | 1 | 1150 | None | 135 | 0.0199 | 11.3 | 7.71 | 0.00212 | 8.36 | 135 | 0.0199 | 11.3 | 7.71 | 0.00212 | 8.36 |  |  | 1 |  | RB-Appl-EffCW-med-ElecDHW-GasCDryer-Tier2-FrontAnySFm2014CZ05rNCEH
RB-Appl-EffCW-med-ElecDHW-GasCDryer-Tier2-Front | DEER2016 | D16v1 | 2015-05-16 | Any | SFm | 2014 | CZ05 | rNCGF | Each | 1 | 1150 | None | 148 | 0.0198 | 9.81 | 15.1 | 0.00209 | 7.56 | 148 | 0.0198 | 9.81 | 15.1 | 0.00209 | 7.56 |  |  | 1 |  | RB-Appl-EffCW-med-ElecDHW-GasCDryer-Tier2-FrontAnySFm2014CZ05rNCGF
RB-Appl-EffCW-med-ElecDHW-GasCDryer-Tier2-Front | DEER2016 | D16v1 | 2015-05-16 | Any | SFm | 2014 | CZ06 | rDXGF | Each | 1 | 1200 | None | 141 | 0.013 | 10.1 | 14.4 | -0.0282 | 7.74 | 141 | 0.013 | 10.1 | 14.4 | -0.0282 | 7.74 |  |  | 1 |  | RB-Appl-EffCW-med-ElecDHW-GasCDryer-Tier2-FrontAnySFm2014CZ06rDXGF
RB-Appl-EffCW-med-ElecDHW-GasCDryer-Tier2-Front | DEER2016 | D16v1 | 2015-05-16 | Any | SFm | 2014 | CZ06 | rDXHP | Each | 1 | 1200 | None | 133 | 0.00794 | 11.3 | 12.1 | -0.00177 | 8.36 | 133 | 0.00794 | 11.3 | 12.1 | -0.00177 | 8.36 |  |  | 1 |  | RB-Appl-EffCW-med-ElecDHW-GasCDryer-Tier2-FrontAnySFm2014CZ06rDXHP
RB-Appl-EffCW-med-ElecDHW-GasCDryer-Tier2-Front | DEER2016 | D16v1 | 2015-05-16 | Any | SFm | 2014 | CZ06 | rNCEH | Each | 1 | 1200 | None | 127 | 0.0184 | 11.3 | 7.84 | 0.00194 | 8.36 | 127 | 0.0184 | 11.3 | 7.84 | 0.00194 | 8.36 |  |  | 1 |  | RB-Appl-EffCW-med-ElecDHW-GasCDryer-Tier2-FrontAnySFm2014CZ06rNCEH
RB-Appl-EffCW-med-ElecDHW-GasCDryer-Tier2-Front | DEER2016 | D16v1 | 2015-05-16 | Any | SFm | 2014 | CZ06 | rNCGF | Each | 1 | 1200 | None | 139 | 0.0186 | 10.1 | 14.2 | 0.00213 | 7.71 | 139 | 0.0186 | 10.1 | 14.2 | 0.00213 | 7.71 |  |  | 1 |  | RB-Appl-EffCW-med-ElecDHW-GasCDryer-Tier2-FrontAnySFm2014CZ06rNCGF
RB-Appl-EffCW-med-ElecDHW-GasCDryer-Tier2-Front | DEER2016 | D16v1 | 2015-05-16 | Any | SFm | 2014 | CZ07 | rDXGF | Each | 1 | 1200 | None | 142 | -0.0549 | 10.2 | 15.8 | -0.0742 | 7.76 | 142 | -0.0549 | 10.2 | 15.8 | -0.0742 | 7.76 |  |  | 1 |  | RB-Appl-EffCW-med-ElecDHW-GasCDryer-Tier2-FrontAnySFm2014CZ07rDXGF
RB-Appl-EffCW-med-ElecDHW-GasCDryer-Tier2-Front | DEER2016 | D16v1 | 2015-05-16 | Any | SFm | 2014 | CZ07 | rDXHP | Each | 1 | 1200 | None | 142 | 0.0749 | 11.3 | 13.2 | 0.0109 | 8.36 | 142 | 0.0749 | 11.3 | 13.2 | 0.0109 | 8.36 |  |  | 1 |  | RB-Appl-EffCW-med-ElecDHW-GasCDryer-Tier2-FrontAnySFm2014CZ07rDXHP
RB-Appl-EffCW-med-ElecDHW-GasCDryer-Tier2-Front | DEER2016 | D16v1 | 2015-05-16 | Any | SFm | 2014 | CZ07 | rNCEH | Each | 1 | 1200 | None | 128 | 0.0184 | 11.3 | 9.16 | 0.00193 | 8.36 | 128 | 0.0184 | 11.3 | 9.16 | 0.00193 | 8.36 |  |  | 1 |  | RB-Appl-EffCW-med-ElecDHW-GasCDryer-Tier2-FrontAnySFm2014CZ07rNCEH
RB-Appl-EffCW-med-ElecDHW-GasCDryer-Tier2-Front | DEER2016 | D16v1 | 2015-05-16 | Any | SFm | 2014 | CZ07 | rNCGF | Each | 1 | 1200 | None | 138 | 0.0183 | 10.1 | 14.2 | 0.00189 | 7.77 | 138 | 0.0183 | 10.1 | 14.2 | 0.00189 | 7.77 |  |  | 1 |  | RB-Appl-EffCW-med-ElecDHW-GasCDryer-Tier2-FrontAnySFm2014CZ07rNCGF
RB-Appl-EffCW-med-ElecDHW-GasCDryer-Tier2-Front | DEER2016 | D16v1 | 2015-05-16 | Any | SFm | 2014 | CZ08 | rDXGF | Each | 1 | 1200 | None | 139 | 0.0211 | 10.2 | 15 | 0.00364 | 7.78 | 139 | 0.0211 | 10.2 | 15 | 0.00364 | 7.78 |  |  | 1 |  | RB-Appl-EffCW-med-ElecDHW-GasCDryer-Tier2-FrontAnySFm2014CZ08rDXGF
RB-Appl-EffCW-med-ElecDHW-GasCDryer-Tier2-Front | DEER2016 | D16v1 | 2015-05-16 | Any | SFm | 2014 | CZ08 | rDXHP | Each | 1 | 1200 | None | 145 | 0.022 | 11.3 | 16.5 | 0.00462 | 8.36 | 145 | 0.022 | 11.3 | 16.5 | 0.00462 | 8.36 |  |  | 1 |  | RB-Appl-EffCW-med-ElecDHW-GasCDryer-Tier2-FrontAnySFm2014CZ08rDXHP
RB-Appl-EffCW-med-ElecDHW-GasCDryer-Tier2-Front | DEER2016 | D16v1 | 2015-05-16 | Any | SFm | 2014 | CZ08 | rNCEH | Each | 1 | 1200 | None | 126 | 0.0179 | 11.3 | 8.65 | 0.0019 | 8.36 | 126 | 0.0179 | 11.3 | 8.65 | 0.0019 | 8.36 |  |  | 1 |  | RB-Appl-EffCW-med-ElecDHW-GasCDryer-Tier2-FrontAnySFm2014CZ08rNCEH
RB-Appl-EffCW-med-ElecDHW-GasCDryer-Tier2-Front | DEER2016 | D16v1 | 2015-05-16 | Any | SFm | 2014 | CZ08 | rNCGF | Each | 1 | 1200 | None | 136 | 0.0181 | 10.2 | 14 | 0.00191 | 7.79 | 136 | 0.0181 | 10.2 | 14 | 0.00191 | 7.79 |  |  | 1 |  | RB-Appl-EffCW-med-ElecDHW-GasCDryer-Tier2-FrontAnySFm2014CZ08rNCGF
RB-Appl-EffCW-med-ElecDHW-GasCDryer-Tier2-Front | DEER2016 | D16v1 | 2015-05-16 | Any | SFm | 2014 | CZ09 | rDXGF | Each | 1 | 1210 | None | 141 | 0.0212 | 10.1 | 13.3 | 0.00416 | 7.7 | 141 | 0.0212 | 10.1 | 13.3 | 0.00416 | 7.7 |  |  | 1 |  | RB-Appl-EffCW-med-ElecDHW-GasCDryer-Tier2-FrontAnySFm2014CZ09rDXGF
RB-Appl-EffCW-med-ElecDHW-GasCDryer-Tier2-Front | DEER2016 | D16v1 | 2015-05-16 | Any | SFm | 2014 | CZ09 | rDXHP | Each | 1 | 1210 | None | 140 | 0.0209 | 11.3 | 14.5 | 0.0029 | 8.36 | 140 | 0.0209 | 11.3 | 14.5 | 0.0029 | 8.36 |  |  | 1 |  | RB-Appl-EffCW-med-ElecDHW-GasCDryer-Tier2-FrontAnySFm2014CZ09rDXHP
RB-Appl-EffCW-med-ElecDHW-GasCDryer-Tier2-Front | DEER2016 | D16v1 | 2015-05-16 | Any | SFm | 2014 | CZ09 | rNCEH | Each | 1 | 1210 | None | 124 | 0.0178 | 11.3 | 7.75 | 0.00194 | 8.36 | 124 | 0.0178 | 11.3 | 7.75 | 0.00194 | 8.36 |  |  | 1 |  | RB-Appl-EffCW-med-ElecDHW-GasCDryer-Tier2-FrontAnySFm2014CZ09rNCEH
RB-Appl-EffCW-med-ElecDHW-GasCDryer-Tier2-Front | DEER2016 | D16v1 | 2015-05-16 | Any | SFm | 2014 | CZ09 | rNCGF | Each | 1 | 1210 | None | 136 | 0.0178 | 10.1 | 14.2 | 0.00191 | 7.69 | 136 | 0.0178 | 10.1 | 14.2 | 0.00191 | 7.69 |  |  | 1 |  | RB-Appl-EffCW-med-ElecDHW-GasCDryer-Tier2-FrontAnySFm2014CZ09rNCGF
RB-Appl-EffCW-med-ElecDHW-GasCDryer-Tier2-Front | DEER2016 | D16v1 | 2015-05-16 | Any | SFm | 2014 | CZ10 | rDXGF | Each | 1 | 974 | None | 143 | 0.0207 | 10.2 | 18.8 | 0.00356 | 7.66 | 143 | 0.0207 | 10.2 | 18.8 | 0.00356 | 7.66 |  |  | 1 |  | RB-Appl-EffCW-med-ElecDHW-GasCDryer-Tier2-FrontAnySFm2014CZ10rDXGF
RB-Appl-EffCW-med-ElecDHW-GasCDryer-Tier2-Front | DEER2016 | D16v1 | 2015-05-16 | Any | SFm | 2014 | CZ10 | rDXHP | Each | 1 | 974 | None | 137 | 0.0203 | 11.3 | 14.1 | 0.00341 | 8.36 | 137 | 0.0203 | 11.3 | 14.1 | 0.00341 | 8.36 |  |  | 1 |  | RB-Appl-EffCW-med-ElecDHW-GasCDryer-Tier2-FrontAnySFm2014CZ10rDXHP
RB-Appl-EffCW-med-ElecDHW-GasCDryer-Tier2-Front | DEER2016 | D16v1 | 2015-05-16 | Any | SFm | 2014 | CZ10 | rNCEH | Each | 1 | 974 | None | 123 | 0.0175 | 11.3 | 6.13 | 0.00188 | 8.36 | 123 | 0.0175 | 11.3 | 6.13 | 0.00188 | 8.36 |  |  | 1 |  | RB-Appl-EffCW-med-ElecDHW-GasCDryer-Tier2-FrontAnySFm2014CZ10rNCEH
RB-Appl-EffCW-med-ElecDHW-GasCDryer-Tier2-Front | DEER2016 | D16v1 | 2015-05-16 | Any | SFm | 2014 | CZ10 | rNCGF | Each | 1 | 974 | None | 135 | 0.0175 | 10.1 | 13.9 | 0.00187 | 7.61 | 135 | 0.0175 | 10.1 | 13.9 | 0.00187 | 7.61 |  |  | 1 |  | RB-Appl-EffCW-med-ElecDHW-GasCDryer-Tier2-FrontAnySFm2014CZ10rNCGF
RB-Appl-EffCW-med-ElecDHW-GasCDryer-Tier2-Front | DEER2016 | D16v1 | 2015-05-16 | Any | SFm | 2014 | CZ11 | rDXGF | Each | 1 | 974 | None | 143 | 0.0232 | 9.98 | 18.3 | 0.00612 | 7.54 | 143 | 0.0232 | 9.98 | 18.3 | 0.00612 | 7.54 |  |  | 1 |  | RB-Appl-EffCW-med-ElecDHW-GasCDryer-Tier2-FrontAnySFm2014CZ11rDXGF
RB-Appl-EffCW-med-ElecDHW-GasCDryer-Tier2-Front | DEER2016 | D16v1 | 2015-05-16 | Any | SFm | 2014 | CZ11 | rDXHP | Each | 1 | 974 | None | 135 | 0.0221 | 11.3 | 13.3 | 0.00544 | 8.36 | 135 | 0.0221 | 11.3 | 13.3 | 0.00544 | 8.36 |  |  | 1 |  | RB-Appl-EffCW-med-ElecDHW-GasCDryer-Tier2-FrontAnySFm2014CZ11rDXHP
RB-Appl-EffCW-med-ElecDHW-GasCDryer-Tier2-Front | DEER2016 | D16v1 | 2015-05-16 | Any | SFm | 2014 | CZ11 | rNCEH | Each | 1 | 974 | None | 123 | 0.0174 | 11.3 | 5.67 | 0.00188 | 8.36 | 123 | 0.0174 | 11.3 | 5.67 | 0.00188 | 8.36 |  |  | 1 |  | RB-Appl-EffCW-med-ElecDHW-GasCDryer-Tier2-FrontAnySFm2014CZ11rNCEH
RB-Appl-EffCW-med-ElecDHW-GasCDryer-Tier2-Front | DEER2016 | D16v1 | 2015-05-16 | Any | SFm | 2014 | CZ11 | rNCGF | Each | 1 | 974 | None | 136 | 0.0175 | 9.99 | 14 | 0.00187 | 7.55 | 136 | 0.0175 | 9.99 | 14 | 0.00187 | 7.55 |  |  | 1 |  | RB-Appl-EffCW-med-ElecDHW-GasCDryer-Tier2-FrontAnySFm2014CZ11rNCGF
RB-Appl-EffCW-med-ElecDHW-GasCDryer-Tier2-Front | DEER2016 | D16v1 | 2015-05-16 | Any | SFm | 2014 | CZ12 | rDXGF | Each | 1 | 974 | None | 146 | 0.0208 | 9.98 | 17.9 | 0.00538 | 7.54 | 146 | 0.0208 | 9.98 | 17.9 | 0.00538 | 7.54 |  |  | 1 |  | RB-Appl-EffCW-med-ElecDHW-GasCDryer-Tier2-FrontAnySFm2014CZ12rDXGF
RB-Appl-EffCW-med-ElecDHW-GasCDryer-Tier2-Front | DEER2016 | D16v1 | 2015-05-16 | Any | SFm | 2014 | CZ12 | rDXHP | Each | 1 | 974 | None | 136 | 0.0227 | 11.3 | 11.5 | 0.00477 | 8.36 | 136 | 0.0227 | 11.3 | 11.5 | 0.00477 | 8.36 |  |  | 1 |  | RB-Appl-EffCW-med-ElecDHW-GasCDryer-Tier2-FrontAnySFm2014CZ12rDXHP
RB-Appl-EffCW-med-ElecDHW-GasCDryer-Tier2-Front | DEER2016 | D16v1 | 2015-05-16 | Any | SFm | 2014 | CZ12 | rNCEH | Each | 1 | 974 | None | 126 | 0.0184 | 11.3 | 5.68 | 0.00195 | 8.36 | 126 | 0.0184 | 11.3 | 5.68 | 0.00195 | 8.36 |  |  | 1 |  | RB-Appl-EffCW-med-ElecDHW-GasCDryer-Tier2-FrontAnySFm2014CZ12rNCEH
RB-Appl-EffCW-med-ElecDHW-GasCDryer-Tier2-Front | DEER2016 | D16v1 | 2015-05-16 | Any | SFm | 2014 | CZ12 | rNCGF | Each | 1 | 974 | None | 140 | 0.0183 | 10 | 14.2 | 0.00194 | 7.56 | 140 | 0.0183 | 10 | 14.2 | 0.00194 | 7.56 |  |  | 1 |  | RB-Appl-EffCW-med-ElecDHW-GasCDryer-Tier2-FrontAnySFm2014CZ12rNCGF
RB-Appl-EffCW-med-ElecDHW-GasCDryer-Tier2-Front | DEER2016 | D16v1 | 2015-05-16 | Any | SFm | 2014 | CZ13 | rDXGF | Each | 1 | 974 | None | 140 | 0.0199 | 9.86 | 14.7 | 0.00289 | 7.47 | 140 | 0.0199 | 9.86 | 14.7 | 0.00289 | 7.47 |  |  | 1 |  | RB-Appl-EffCW-med-ElecDHW-GasCDryer-Tier2-FrontAnySFm2014CZ13rDXGF
RB-Appl-EffCW-med-ElecDHW-GasCDryer-Tier2-Front | DEER2016 | D16v1 | 2015-05-16 | Any | SFm | 2014 | CZ13 | rDXHP | Each | 1 | 974 | None | 134 | 0.022 | 11.3 | 13.2 | 0.00475 | 8.36 | 134 | 0.022 | 11.3 | 13.2 | 0.00475 | 8.36 |  |  | 1 |  | RB-Appl-EffCW-med-ElecDHW-GasCDryer-Tier2-FrontAnySFm2014CZ13rDXHP
RB-Appl-EffCW-med-ElecDHW-GasCDryer-Tier2-Front | DEER2016 | D16v1 | 2015-05-16 | Any | SFm | 2014 | CZ13 | rNCEH | Each | 1 | 974 | None | 120 | 0.0173 | 11.3 | 4.48 | 0.00187 | 8.36 | 120 | 0.0173 | 11.3 | 4.48 | 0.00187 | 8.36 |  |  | 1 |  | RB-Appl-EffCW-med-ElecDHW-GasCDryer-Tier2-FrontAnySFm2014CZ13rNCEH
RB-Appl-EffCW-med-ElecDHW-GasCDryer-Tier2-Front | DEER2016 | D16v1 | 2015-05-16 | Any | SFm | 2014 | CZ13 | rNCGF | Each | 1 | 974 | None | 135 | 0.0173 | 9.88 | 13.8 | 0.00188 | 7.48 | 135 | 0.0173 | 9.88 | 13.8 | 0.00188 | 7.48 |  |  | 1 |  | RB-Appl-EffCW-med-ElecDHW-GasCDryer-Tier2-FrontAnySFm2014CZ13rNCGF
RB-Appl-EffCW-med-ElecDHW-GasCDryer-Tier2-Front | DEER2016 | D16v1 | 2015-05-16 | Any | SFm | 2014 | CZ14 | rDXGF | Each | 1 | 1080 | None | 147 | 0.02 | 10 | 17.2 | 0.00238 | 8.13 | 147 | 0.02 | 10 | 17.2 | 0.00238 | 8.13 |  |  | 1 |  | RB-Appl-EffCW-med-ElecDHW-GasCDryer-Tier2-FrontAnySFm2014CZ14rDXGF
RB-Appl-EffCW-med-ElecDHW-GasCDryer-Tier2-Front | DEER2016 | D16v1 | 2015-05-16 | Any | SFm | 2014 | CZ14 | rDXHP | Each | 1 | 1080 | None | 138 | 0.0205 | 11.3 | 15 | 0.00275 | 8.36 | 138 | 0.0205 | 11.3 | 15 | 0.00275 | 8.36 |  |  | 1 |  | RB-Appl-EffCW-med-ElecDHW-GasCDryer-Tier2-FrontAnySFm2014CZ14rDXHP
RB-Appl-EffCW-med-ElecDHW-GasCDryer-Tier2-Front | DEER2016 | D16v1 | 2015-05-16 | Any | SFm | 2014 | CZ14 | rNCEH | Each | 1 | 1080 | None | 124 | 0.0169 | 11.3 | 11.2 | 0.0018 | 8.36 | 124 | 0.0169 | 11.3 | 11.2 | 0.0018 | 8.36 |  |  | 1 |  | RB-Appl-EffCW-med-ElecDHW-GasCDryer-Tier2-FrontAnySFm2014CZ14rNCEH
RB-Appl-EffCW-med-ElecDHW-GasCDryer-Tier2-Front | DEER2016 | D16v1 | 2015-05-16 | Any | SFm | 2014 | CZ14 | rNCGF | Each | 1 | 1080 | None | 137 | 0.0169 | 10.1 | 14.2 | 0.0018 | 8.13 | 137 | 0.0169 | 10.1 | 14.2 | 0.0018 | 8.13 |  |  | 1 |  | RB-Appl-EffCW-med-ElecDHW-GasCDryer-Tier2-FrontAnySFm2014CZ14rNCGF
RB-Appl-EffCW-med-ElecDHW-GasCDryer-Tier2-Front | DEER2016 | D16v1 | 2015-05-16 | Any | SFm | 2014 | CZ15 | rDXGF | Each | 1 | 1080 | None | 131 | 0.0176 | 10.7 | 16.6 | 0.0025 | 8.25 | 131 | 0.0176 | 10.7 | 16.6 | 0.0025 | 8.25 |  |  | 1 |  | RB-Appl-EffCW-med-ElecDHW-GasCDryer-Tier2-FrontAnySFm2014CZ15rDXGF
RB-Appl-EffCW-med-ElecDHW-GasCDryer-Tier2-Front | DEER2016 | D16v1 | 2015-05-16 | Any | SFm | 2014 | CZ15 | rDXHP | Each | 1 | 1080 | None | 125 | 0.0175 | 11.3 | 15 | 0.00246 | 8.36 | 125 | 0.0175 | 11.3 | 15 | 0.00246 | 8.36 |  |  | 1 |  | RB-Appl-EffCW-med-ElecDHW-GasCDryer-Tier2-FrontAnySFm2014CZ15rDXHP
RB-Appl-EffCW-med-ElecDHW-GasCDryer-Tier2-Front | DEER2016 | D16v1 | 2015-05-16 | Any | SFm | 2014 | CZ15 | rNCEH | Each | 1 | 1080 | None | 113 | 0.0143 | 11.3 | 11.6 | 0.00159 | 8.36 | 113 | 0.0143 | 11.3 | 11.6 | 0.00159 | 8.36 |  |  | 1 |  | RB-Appl-EffCW-med-ElecDHW-GasCDryer-Tier2-FrontAnySFm2014CZ15rNCEH
RB-Appl-EffCW-med-ElecDHW-GasCDryer-Tier2-Front | DEER2016 | D16v1 | 2015-05-16 | Any | SFm | 2014 | CZ15 | rNCGF | Each | 1 | 1080 | None | 118 | 0.0143 | 10.6 | 12.7 | 0.00155 | 8.25 | 118 | 0.0143 | 10.6 | 12.7 | 0.00155 | 8.25 |  |  | 1 |  | RB-Appl-EffCW-med-ElecDHW-GasCDryer-Tier2-FrontAnySFm2014CZ15rNCGF
RB-Appl-EffCW-med-ElecDHW-GasCDryer-Tier2-Front | DEER2016 | D16v1 | 2015-05-16 | Any | SFm | 2014 | CZ16 | rDXGF | Each | 1 | 1150 | None | 157 | 0.0223 | 9.66 | 17 | 0.00335 | 7.46 | 157 | 0.0223 | 9.66 | 17 | 0.00335 | 7.46 |  |  | 1 |  | RB-Appl-EffCW-med-ElecDHW-GasCDryer-Tier2-FrontAnySFm2014CZ16rDXGF
RB-Appl-EffCW-med-ElecDHW-GasCDryer-Tier2-Front | DEER2016 | D16v1 | 2015-05-16 | Any | SFm | 2014 | CZ16 | rDXHP | Each | 1 | 1150 | None | 139 | 0.0231 | 11.3 | 8.09 | 0.00328 | 8.36 | 139 | 0.0231 | 11.3 | 8.09 | 0.00328 | 8.36 |  |  | 1 |  | RB-Appl-EffCW-med-ElecDHW-GasCDryer-Tier2-FrontAnySFm2014CZ16rDXHP
RB-Appl-EffCW-med-ElecDHW-GasCDryer-Tier2-Front | DEER2016 | D16v1 | 2015-05-16 | Any | SFm | 2014 | CZ16 | rNCEH | Each | 1 | 1150 | None | 136 | 0.0201 | 11.3 | 6.04 | 0.00213 | 8.36 | 136 | 0.0201 | 11.3 | 6.04 | 0.00213 | 8.36 |  |  | 1 |  | RB-Appl-EffCW-med-ElecDHW-GasCDryer-Tier2-FrontAnySFm2014CZ16rNCEH
RB-Appl-EffCW-med-ElecDHW-GasCDryer-Tier2-Front | DEER2016 | D16v1 | 2015-05-16 | Any | SFm | 2014 | CZ16 | rNCGF | Each | 1 | 1150 | None | 154 | 0.02 | 9.66 | 15.6 | 0.00214 | 7.47 | 154 | 0.02 | 9.66 | 15.6 | 0.00214 | 7.47 |  |  | 1 |  | RB-Appl-EffCW-med-ElecDHW-GasCDryer-Tier2-FrontAnySFm2014CZ16rNCGF
RB-Appl-EffCW-med-ElecDHW-GasCDryer-Tier2-Front | DEER2016 | D16v1 | 2015-05-14 08:06 | PGE | DMo | Ex | CZ01 | rWtd | Each | 1 | 606 | None | 122 | 0.0145 | 7.89 | 11.6 | 0.00101 | 5.92 | 122 | 0.0145 | 7.89 | 11.6 | 0.00101 | 5.92 |  |  | 2 |  | RB-Appl-EffCW-med-ElecDHW-GasCDryer-Tier2-FrontPGEDMoExCZ01rWtd
RB-Appl-EffCW-med-ElecDHW-GasCDryer-Tier2-Front | DEER2016 | D16v1 | 2015-05-14 08:06 | PGE | DMo | Ex | CZ02 | rWtd | Each | 1 | 606 | None | 119 | 0.0195 | 7.84 | 13.1 | 0.00424 | 5.89 | 119 | 0.0195 | 7.84 | 13.1 | 0.00424 | 5.89 |  |  | 2 |  | RB-Appl-EffCW-med-ElecDHW-GasCDryer-Tier2-FrontPGEDMoExCZ02rWtd
RB-Appl-EffCW-med-ElecDHW-GasCDryer-Tier2-Front | DEER2016 | D16v1 | 2015-05-14 08:06 | PGE | DMo | Ex | CZ03 | rWtd | Each | 1 | 606 | None | 117 | 0.0179 | 7.86 | 12.4 | 0.00286 | 5.88 | 117 | 0.0179 | 7.86 | 12.4 | 0.00286 | 5.88 |  |  | 2 |  | RB-Appl-EffCW-med-ElecDHW-GasCDryer-Tier2-FrontPGEDMoExCZ03rWtd
RB-Appl-EffCW-med-ElecDHW-GasCDryer-Tier2-Front | DEER2016 | D16v1 | 2015-05-14 08:06 | PGE | DMo | Ex | CZ04 | rWtd | Each | 1 | 608 | None | 117 | 0.0177 | 7.98 | 13.6 | 0.00356 | 6.04 | 117 | 0.0177 | 7.98 | 13.6 | 0.00356 | 6.04 |  |  | 2 |  | RB-Appl-EffCW-med-ElecDHW-GasCDryer-Tier2-FrontPGEDMoExCZ04rWtd
RB-Appl-EffCW-med-ElecDHW-GasCDryer-Tier2-Front | DEER2016 | D16v1 | 2015-05-14 08:06 | PGE | DMo | Ex | CZ05 | rWtd | Each | 1 | 607 | None | 117 | 0.0161 | 7.71 | 11.3 | 0.00174 | 5.78 | 117 | 0.0161 | 7.71 | 11.3 | 0.00174 | 5.78 |  |  | 2 |  | RB-Appl-EffCW-med-ElecDHW-GasCDryer-Tier2-FrontPGEDMoExCZ05rWtd
RB-Appl-EffCW-med-ElecDHW-GasCDryer-Tier2-Front | DEER2016 | D16v1 | 2015-05-14 08:06 | PGE | DMo | Ex | CZ11 | rWtd | Each | 1 | 610 | None | 115 | 0.0174 | 7.87 | 14.5 | 0.00346 | 5.99 | 115 | 0.0174 | 7.87 | 14.5 | 0.00346 | 5.99 |  |  | 2 |  | RB-Appl-EffCW-med-ElecDHW-GasCDryer-Tier2-FrontPGEDMoExCZ11rWtd
RB-Appl-EffCW-med-ElecDHW-GasCDryer-Tier2-Front | DEER2016 | D16v1 | 2015-05-14 08:06 | PGE | DMo | Ex | CZ12 | rWtd | Each | 1 | 606 | None | 116 | 0.018 | 7.86 | 13.6 | 0.00345 | 5.92 | 116 | 0.018 | 7.86 | 13.6 | 0.00345 | 5.92 |  |  | 2 |  | RB-Appl-EffCW-med-ElecDHW-GasCDryer-Tier2-FrontPGEDMoExCZ12rWtd
RB-Appl-EffCW-med-ElecDHW-GasCDryer-Tier2-Front | DEER2016 | D16v1 | 2015-05-14 08:06 | PGE | DMo | Ex | CZ13 | rWtd | Each | 1 | 604 | None | 113 | 0.0164 | 8.08 | 14.8 | 0.00301 | 6.03 | 113 | 0.0164 | 8.08 | 14.8 | 0.00301 | 6.03 |  |  | 2 |  | RB-Appl-EffCW-med-ElecDHW-GasCDryer-Tier2-FrontPGEDMoExCZ13rWtd
RB-Appl-EffCW-med-ElecDHW-GasCDryer-Tier2-Front | DEER2016 | D16v1 | 2015-05-14 08:06 | PGE | DMo | Ex | CZ16 | rWtd | Each | 1 | 614 | None | 124 | 0.018 | 7.52 | 13.3 | 0.00281 | 5.88 | 124 | 0.018 | 7.52 | 13.3 | 0.00281 | 5.88 |  |  | 2 |  | RB-Appl-EffCW-med-ElecDHW-GasCDryer-Tier2-FrontPGEDMoExCZ16rWtd
RB-Appl-EffCW-med-ElecDHW-GasCDryer-Tier2-Front | DEER2016 | D16v1 | 2015-05-14 08:06 | PGE | DMo | Ex | IOU | rWtd | Each | 1 | 608 | None | 116 | 0.0176 | 7.87 | 13.7 | 0.00325 | 5.95 | 116 | 0.0176 | 7.87 | 13.7 | 0.00325 | 5.95 |  |  | 2 |  | RB-Appl-EffCW-med-ElecDHW-GasCDryer-Tier2-FrontPGEDMoExIOUrWtd
RB-Appl-EffCW-med-ElecDHW-GasCDryer-Tier2-Front | DEER2016 | D16v1 | 2015-05-14 08:06 | PGE | DMo | MH00 | CZ01 | rWtd | Each | 1 | 621 | None | 121 | 0.0168 | 7.5 | 11.7 | 0.00163 | 5.94 | 121 | 0.0168 | 7.5 | 11.7 | 0.00163 | 5.94 |  |  | 2 |  | RB-Appl-EffCW-med-ElecDHW-GasCDryer-Tier2-FrontPGEDMoMH00CZ01rWtd
RB-Appl-EffCW-med-ElecDHW-GasCDryer-Tier2-Front | DEER2016 | D16v1 | 2015-05-14 08:06 | PGE | DMo | MH00 | CZ02 | rWtd | Each | 1 | 621 | None | 117 | 0.021 | 7.45 | 9.97 | 0.00451 | 5.9 | 117 | 0.021 | 7.45 | 9.97 | 0.00451 | 5.9 |  |  | 2 |  | RB-Appl-EffCW-med-ElecDHW-GasCDryer-Tier2-FrontPGEDMoMH00CZ02rWtd
RB-Appl-EffCW-med-ElecDHW-GasCDryer-Tier2-Front | DEER2016 | D16v1 | 2015-05-14 08:06 | PGE | DMo | MH00 | CZ03 | rWtd | Each | 1 | 621 | None | 116 | 0.0175 | 7.43 | 12.2 | 0.00257 | 5.88 | 116 | 0.0175 | 7.43 | 12.2 | 0.00257 | 5.88 |  |  | 2 |  | RB-Appl-EffCW-med-ElecDHW-GasCDryer-Tier2-FrontPGEDMoMH00CZ03rWtd
RB-Appl-EffCW-med-ElecDHW-GasCDryer-Tier2-Front | DEER2016 | D16v1 | 2015-05-14 08:06 | PGE | DMo | MH00 | CZ04 | rWtd | Each | 1 | 621 | None | 119 | 0.0181 | 7.76 | 14.5 | 0.0045 | 6.09 | 119 | 0.0181 | 7.76 | 14.5 | 0.0045 | 6.09 |  |  | 2 |  | RB-Appl-EffCW-med-ElecDHW-GasCDryer-Tier2-FrontPGEDMoMH00CZ04rWtd
RB-Appl-EffCW-med-ElecDHW-GasCDryer-Tier2-Front | DEER2016 | D16v1 | 2015-05-14 08:06 | PGE | DMo | MH00 | CZ05 | rWtd | Each | 1 | 621 | None | 115 | 0.0168 | 7.23 | 11 | 0.00182 | 5.8 | 115 | 0.0168 | 7.23 | 11 | 0.00182 | 5.8 |  |  | 2 |  | RB-Appl-EffCW-med-ElecDHW-GasCDryer-Tier2-FrontPGEDMoMH00CZ05rWtd
RB-Appl-EffCW-med-ElecDHW-GasCDryer-Tier2-Front | DEER2016 | D16v1 | 2015-05-14 08:06 | PGE | DMo | MH00 | CZ11 | rWtd | Each | 1 | 621 | None | 117 | 0.0179 | 7.57 | 14.7 | 0.00346 | 5.96 | 117 | 0.0179 | 7.57 | 14.7 | 0.00346 | 5.96 |  |  | 2 |  | RB-Appl-EffCW-med-ElecDHW-GasCDryer-Tier2-FrontPGEDMoMH00CZ11rWtd
RB-Appl-EffCW-med-ElecDHW-GasCDryer-Tier2-Front | DEER2016 | D16v1 | 2015-05-14 08:06 | PGE | DMo | MH00 | CZ12 | rWtd | Each | 1 | 621 | None | 119 | 0.0191 | 7.52 | 15.6 | 0.00418 | 5.96 | 119 | 0.0191 | 7.52 | 15.6 | 0.00418 | 5.96 |  |  | 2 |  | RB-Appl-EffCW-med-ElecDHW-GasCDryer-Tier2-FrontPGEDMoMH00CZ12rWtd
RB-Appl-EffCW-med-ElecDHW-GasCDryer-Tier2-Front | DEER2016 | D16v1 | 2015-05-14 08:06 | PGE | DMo | MH00 | CZ13 | rWtd | Each | 1 | 621 | None | 118 | 0.018 | 7.63 | 16.4 | 0.0035 | 6 | 118 | 0.018 | 7.63 | 16.4 | 0.0035 | 6 |  |  | 2 |  | RB-Appl-EffCW-med-ElecDHW-GasCDryer-Tier2-FrontPGEDMoMH00CZ13rWtd
RB-Appl-EffCW-med-ElecDHW-GasCDryer-Tier2-Front | DEER2016 | D16v1 | 2015-05-14 08:06 | PGE | DMo | MH00 | CZ16 | rWtd | Each | 1 | 621 | None | 127 | 0.0183 | 7.58 | 15.9 | 0.00285 | 5.97 | 127 | 0.0183 | 7.58 | 15.9 | 0.00285 | 5.97 |  |  | 2 |  | RB-Appl-EffCW-med-ElecDHW-GasCDryer-Tier2-FrontPGEDMoMH00CZ16rWtd
RB-Appl-EffCW-med-ElecDHW-GasCDryer-Tier2-Front | DEER2016 | D16v1 | 2015-05-14 08:06 | PGE | DMo | MH06 | CZ01 | rWtd | Each | 1 | 621 | None | 121 | 0.0167 | 7.42 | 11.6 | 0.00164 | 5.9 | 121 | 0.0167 | 7.42 | 11.6 | 0.00164 | 5.9 |  |  | 2 |  | RB-Appl-EffCW-med-ElecDHW-GasCDryer-Tier2-FrontPGEDMoMH06CZ01rWtd
RB-Appl-EffCW-med-ElecDHW-GasCDryer-Tier2-Front | DEER2016 | D16v1 | 2015-05-14 08:06 | PGE | DMo | MH06 | CZ02 | rWtd | Each | 1 | 621 | None | 120 | 0.019 | 7.31 | 13.4 | 0.00333 | 5.83 | 120 | 0.019 | 7.31 | 13.4 | 0.00333 | 5.83 |  |  | 2 |  | RB-Appl-EffCW-med-ElecDHW-GasCDryer-Tier2-FrontPGEDMoMH06CZ02rWtd
RB-Appl-EffCW-med-ElecDHW-GasCDryer-Tier2-Front | DEER2016 | D16v1 | 2015-05-14 08:06 | PGE | DMo | MH06 | CZ03 | rWtd | Each | 1 | 621 | None | 114 | 0.0186 | 7.17 | 10.9 | 0.00206 | 5.75 | 114 | 0.0186 | 7.17 | 10.9 | 0.00206 | 5.75 |  |  | 2 |  | RB-Appl-EffCW-med-ElecDHW-GasCDryer-Tier2-FrontPGEDMoMH06CZ03rWtd
RB-Appl-EffCW-med-ElecDHW-GasCDryer-Tier2-Front | DEER2016 | D16v1 | 2015-05-14 08:06 | PGE | DMo | MH06 | CZ04 | rWtd | Each | 1 | 621 | None | 119 | 0.0177 | 7.69 | 14.9 | 0.0031 | 6.04 | 119 | 0.0177 | 7.69 | 14.9 | 0.0031 | 6.04 |  |  | 2 |  | RB-Appl-EffCW-med-ElecDHW-GasCDryer-Tier2-FrontPGEDMoMH06CZ04rWtd
RB-Appl-EffCW-med-ElecDHW-GasCDryer-Tier2-Front | DEER2016 | D16v1 | 2015-05-14 08:06 | PGE | DMo | MH06 | CZ05 | rWtd | Each | 1 | 621 | None | 116 | 0.016 | 7.27 | 11.2 | 0.00142 | 5.81 | 116 | 0.016 | 7.27 | 11.2 | 0.00142 | 5.81 |  |  | 2 |  | RB-Appl-EffCW-med-ElecDHW-GasCDryer-Tier2-FrontPGEDMoMH06CZ05rWtd
RB-Appl-EffCW-med-ElecDHW-GasCDryer-Tier2-Front | DEER2016 | D16v1 | 2015-05-14 08:06 | PGE | DMo | MH06 | CZ11 | rWtd | Each | 1 | 621 | None | 117 | 0.0163 | 7.68 | 15.3 | 0.00277 | 6.01 | 117 | 0.0163 | 7.68 | 15.3 | 0.00277 | 6.01 |  |  | 2 |  | RB-Appl-EffCW-med-ElecDHW-GasCDryer-Tier2-FrontPGEDMoMH06CZ11rWtd
RB-Appl-EffCW-med-ElecDHW-GasCDryer-Tier2-Front | DEER2016 | D16v1 | 2015-05-14 08:06 | PGE | DMo | MH06 | CZ12 | rWtd | Each | 1 | 621 | None | 116 | 0.0187 | 7.61 | 12.9 | 0.00385 | 5.98 | 116 | 0.0187 | 7.61 | 12.9 | 0.00385 | 5.98 |  |  | 2 |  | RB-Appl-EffCW-med-ElecDHW-GasCDryer-Tier2-FrontPGEDMoMH06CZ12rWtd
RB-Appl-EffCW-med-ElecDHW-GasCDryer-Tier2-Front | DEER2016 | D16v1 | 2015-05-14 08:06 | PGE | DMo | MH06 | CZ13 | rWtd | Each | 1 | 621 | None | 117 | 0.0172 | 7.59 | 15.6 | 0.00293 | 5.97 | 117 | 0.0172 | 7.59 | 15.6 | 0.00293 | 5.97 |  |  | 2 |  | RB-Appl-EffCW-med-ElecDHW-GasCDryer-Tier2-FrontPGEDMoMH06CZ13rWtd
RB-Appl-EffCW-med-ElecDHW-GasCDryer-Tier2-Front | DEER2016 | D16v1 | 2015-05-14 08:06 | PGE | DMo | MH06 | CZ16 | rWtd | Each | 1 | 621 | None | 124 | 0.0179 | 7.55 | 12.2 | 0.00261 | 5.96 | 124 | 0.0179 | 7.55 | 12.2 | 0.00261 | 5.96 |  |  | 2 |  | RB-Appl-EffCW-med-ElecDHW-GasCDryer-Tier2-FrontPGEDMoMH06CZ16rWtd
RB-Appl-EffCW-med-ElecDHW-GasCDryer-Tier2-Front | DEER2016 | D16v1 | 2015-05-14 08:06 | PGE | DMo | MH72 | CZ01 | rWtd | Each | 1 | 598 | None | 122 | 0.0129 | 8.17 | 11.7 | 8.57e-05 | 5.93 | 122 | 0.0129 | 8.17 | 11.7 | 8.57e-05 | 5.93 |  |  | 2 |  | RB-Appl-EffCW-med-ElecDHW-GasCDryer-Tier2-FrontPGEDMoMH72CZ01rWtd
RB-Appl-EffCW-med-ElecDHW-GasCDryer-Tier2-Front | DEER2016 | D16v1 | 2015-05-14 08:06 | PGE | DMo | MH72 | CZ02 | rWtd | Each | 1 | 598 | None | 119 | 0.0191 | 8.12 | 14 | 0.00422 | 5.91 | 119 | 0.0191 | 8.12 | 14 | 0.00422 | 5.91 |  |  | 2 |  | RB-Appl-EffCW-med-ElecDHW-GasCDryer-Tier2-FrontPGEDMoMH72CZ02rWtd
RB-Appl-EffCW-med-ElecDHW-GasCDryer-Tier2-Front | DEER2016 | D16v1 | 2015-05-14 08:06 | PGE | DMo | MH72 | CZ03 | rWtd | Each | 1 | 598 | None | 117 | 0.0176 | 8.15 | 12.5 | 0.00282 | 5.92 | 117 | 0.0176 | 8.15 | 12.5 | 0.00282 | 5.92 |  |  | 2 |  | RB-Appl-EffCW-med-ElecDHW-GasCDryer-Tier2-FrontPGEDMoMH72CZ03rWtd
RB-Appl-EffCW-med-ElecDHW-GasCDryer-Tier2-Front | DEER2016 | D16v1 | 2015-05-14 08:06 | PGE | DMo | MH72 | CZ04 | rWtd | Each | 1 | 598 | None | 116 | 0.0172 | 8.3 | 13.4 | 0.00323 | 6.09 | 116 | 0.0172 | 8.3 | 13.4 | 0.00323 | 6.09 |  |  | 2 |  | RB-Appl-EffCW-med-ElecDHW-GasCDryer-Tier2-FrontPGEDMoMH72CZ04rWtd
RB-Appl-EffCW-med-ElecDHW-GasCDryer-Tier2-Front | DEER2016 | D16v1 | 2015-05-14 08:06 | PGE | DMo | MH72 | CZ05 | rWtd | Each | 1 | 598 | None | 117 | 0.0162 | 8.09 | 11.4 | 0.00185 | 5.81 | 117 | 0.0162 | 8.09 | 11.4 | 0.00185 | 5.81 |  |  | 2 |  | RB-Appl-EffCW-med-ElecDHW-GasCDryer-Tier2-FrontPGEDMoMH72CZ05rWtd
RB-Appl-EffCW-med-ElecDHW-GasCDryer-Tier2-Front | DEER2016 | D16v1 | 2015-05-14 08:06 | PGE | DMo | MH72 | CZ11 | rWtd | Each | 1 | 598 | None | 113 | 0.0176 | 8.31 | 14.1 | 0.00374 | 6.07 | 113 | 0.0176 | 8.31 | 14.1 | 0.00374 | 6.07 |  |  | 2 |  | RB-Appl-EffCW-med-ElecDHW-GasCDryer-Tier2-FrontPGEDMoMH72CZ11rWtd
RB-Appl-EffCW-med-ElecDHW-GasCDryer-Tier2-Front | DEER2016 | D16v1 | 2015-05-14 08:06 | PGE | DMo | MH72 | CZ12 | rWtd | Each | 1 | 598 | None | 115 | 0.0182 | 8.15 | 13.8 | 0.004 | 5.97 | 115 | 0.0182 | 8.15 | 13.8 | 0.004 | 5.97 |  |  | 2 |  | RB-Appl-EffCW-med-ElecDHW-GasCDryer-Tier2-FrontPGEDMoMH72CZ12rWtd
RB-Appl-EffCW-med-ElecDHW-GasCDryer-Tier2-Front | DEER2016 | D16v1 | 2015-05-14 08:06 | PGE | DMo | MH72 | CZ13 | rWtd | Each | 1 | 598 | None | 112 | 0.0159 | 8.25 | 14.6 | 0.00281 | 6.05 | 112 | 0.0159 | 8.25 | 14.6 | 0.00281 | 6.05 |  |  | 2 |  | RB-Appl-EffCW-med-ElecDHW-GasCDryer-Tier2-FrontPGEDMoMH72CZ13rWtd
RB-Appl-EffCW-med-ElecDHW-GasCDryer-Tier2-Front | DEER2016 | D16v1 | 2015-05-14 08:06 | PGE | DMo | MH72 | CZ16 | rWtd | Each | 1 | 598 | None | 125 | 0.0175 | 8.15 | 14.1 | 0.00275 | 5.96 | 125 | 0.0175 | 8.15 | 14.1 | 0.00275 | 5.96 |  |  | 2 |  | RB-Appl-EffCW-med-ElecDHW-GasCDryer-Tier2-FrontPGEDMoMH72CZ16rWtd
RB-Appl-EffCW-med-ElecDHW-GasCDryer-Tier2-Front | DEER2016 | D16v1 | 2015-05-14 08:06 | PGE | DMo | MH85 | CZ01 | rWtd | Each | 1 | 621 | None | 121 | 0.0178 | 7.35 | 11.4 | 0.00281 | 5.9 | 121 | 0.0178 | 7.35 | 11.4 | 0.00281 | 5.9 |  |  | 2 |  | RB-Appl-EffCW-med-ElecDHW-GasCDryer-Tier2-FrontPGEDMoMH85CZ01rWtd
RB-Appl-EffCW-med-ElecDHW-GasCDryer-Tier2-Front | DEER2016 | D16v1 | 2015-05-14 08:06 | PGE | DMo | MH85 | CZ02 | rWtd | Each | 1 | 621 | None | 117 | 0.0202 | 7.26 | 11.4 | 0.00426 | 5.85 | 117 | 0.0202 | 7.26 | 11.4 | 0.00426 | 5.85 |  |  | 2 |  | RB-Appl-EffCW-med-ElecDHW-GasCDryer-Tier2-FrontPGEDMoMH85CZ02rWtd
RB-Appl-EffCW-med-ElecDHW-GasCDryer-Tier2-Front | DEER2016 | D16v1 | 2015-05-14 08:06 | PGE | DMo | MH85 | CZ03 | rWtd | Each | 1 | 621 | None | 116 | 0.0187 | 7.27 | 12.2 | 0.003 | 5.8 | 116 | 0.0187 | 7.27 | 12.2 | 0.003 | 5.8 |  |  | 2 |  | RB-Appl-EffCW-med-ElecDHW-GasCDryer-Tier2-FrontPGEDMoMH85CZ03rWtd
RB-Appl-EffCW-med-ElecDHW-GasCDryer-Tier2-Front | DEER2016 | D16v1 | 2015-05-14 08:06 | PGE | DMo | MH85 | CZ04 | rWtd | Each | 1 | 621 | None | 116 | 0.0186 | 7.37 | 12.9 | 0.00373 | 5.87 | 116 | 0.0186 | 7.37 | 12.9 | 0.00373 | 5.87 |  |  | 2 |  | RB-Appl-EffCW-med-ElecDHW-GasCDryer-Tier2-FrontPGEDMoMH85CZ04rWtd
RB-Appl-EffCW-med-ElecDHW-GasCDryer-Tier2-Front | DEER2016 | D16v1 | 2015-05-14 08:06 | PGE | DMo | MH85 | CZ05 | rWtd | Each | 1 | 621 | None | 116 | 0.0159 | 7.06 | 11.2 | 0.00153 | 5.71 | 116 | 0.0159 | 7.06 | 11.2 | 0.00153 | 5.71 |  |  | 2 |  | RB-Appl-EffCW-med-ElecDHW-GasCDryer-Tier2-FrontPGEDMoMH85CZ05rWtd
RB-Appl-EffCW-med-ElecDHW-GasCDryer-Tier2-Front | DEER2016 | D16v1 | 2015-05-14 08:06 | PGE | DMo | MH85 | CZ11 | rWtd | Each | 1 | 621 | None | 116 | 0.0172 | 7.45 | 14.9 | 0.00318 | 5.91 | 116 | 0.0172 | 7.45 | 14.9 | 0.00318 | 5.91 |  |  | 2 |  | RB-Appl-EffCW-med-ElecDHW-GasCDryer-Tier2-FrontPGEDMoMH85CZ11rWtd
RB-Appl-EffCW-med-ElecDHW-GasCDryer-Tier2-Front | DEER2016 | D16v1 | 2015-05-14 08:06 | PGE | DMo | MH85 | CZ12 | rWtd | Each | 1 | 621 | None | 116 | 0.0174 | 7.31 | 13 | 0.00213 | 5.79 | 116 | 0.0174 | 7.31 | 13 | 0.00213 | 5.79 |  |  | 2 |  | RB-Appl-EffCW-med-ElecDHW-GasCDryer-Tier2-FrontPGEDMoMH85CZ12rWtd
RB-Appl-EffCW-med-ElecDHW-GasCDryer-Tier2-Front | DEER2016 | D16v1 | 2015-05-14 08:06 | PGE | DMo | MH85 | CZ13 | rWtd | Each | 1 | 621 | None | 116 | 0.018 | 7.6 | 15.3 | 0.00357 | 6 | 116 | 0.018 | 7.6 | 15.3 | 0.00357 | 6 |  |  | 2 |  | RB-Appl-EffCW-med-ElecDHW-GasCDryer-Tier2-FrontPGEDMoMH85CZ13rWtd
RB-Appl-EffCW-med-ElecDHW-GasCDryer-Tier2-Front | DEER2016 | D16v1 | 2015-05-14 08:06 | PGE | DMo | MH85 | CZ16 | rWtd | Each | 1 | 621 | None | 123 | 0.0182 | 7.23 | 12.8 | 0.00283 | 5.83 | 123 | 0.0182 | 7.23 | 12.8 | 0.00283 | 5.83 |  |  | 2 |  | RB-Appl-EffCW-med-ElecDHW-GasCDryer-Tier2-FrontPGEDMoMH85CZ16rWtd
RB-Appl-EffCW-med-ElecDHW-GasCDryer-Tier2-Front | DEER2016 | D16v1 | 2015-05-14 08:06 | PGE | MFm | 1975 | CZ01 | rWtd | Each | 1 | 474 | None | 121 | 0.0169 | 7.79 | 11.8 | 0.00166 | 6.38 | 121 | 0.0169 | 7.79 | 11.8 | 0.00166 | 6.38 |  |  | 2 |  | RB-Appl-EffCW-med-ElecDHW-GasCDryer-Tier2-FrontPGEMFm1975CZ01rWtd
RB-Appl-EffCW-med-ElecDHW-GasCDryer-Tier2-Front | DEER2016 | D16v1 | 2015-05-14 08:06 | PGE | MFm | 1975 | CZ02 | rWtd | Each | 1 | 474 | None | 117 | 0.0178 | 8.3 | 11.9 | 0.00242 | 6.53 | 117 | 0.0178 | 8.3 | 11.9 | 0.00242 | 6.53 |  |  | 2 |  | RB-Appl-EffCW-med-ElecDHW-GasCDryer-Tier2-FrontPGEMFm1975CZ02rWtd
RB-Appl-EffCW-med-ElecDHW-GasCDryer-Tier2-Front | DEER2016 | D16v1 | 2015-05-14 08:06 | PGE | MFm | 1975 | CZ03 | rWtd | Each | 1 | 474 | None | 116 | 0.0162 | 8.18 | 11.7 | 0.00156 | 6.5 | 116 | 0.0162 | 8.18 | 11.7 | 0.00156 | 6.5 |  |  | 2 |  | RB-Appl-EffCW-med-ElecDHW-GasCDryer-Tier2-FrontPGEMFm1975CZ03rWtd
RB-Appl-EffCW-med-ElecDHW-GasCDryer-Tier2-Front | DEER2016 | D16v1 | 2015-05-14 08:06 | PGE | MFm | 1975 | CZ04 | rWtd | Each | 1 | 474 | None | 115 | 0.0158 | 8.41 | 11.8 | 0.00172 | 6.56 | 115 | 0.0158 | 8.41 | 11.8 | 0.00172 | 6.56 |  |  | 2 |  | RB-Appl-EffCW-med-ElecDHW-GasCDryer-Tier2-FrontPGEMFm1975CZ04rWtd
RB-Appl-EffCW-med-ElecDHW-GasCDryer-Tier2-Front | DEER2016 | D16v1 | 2015-05-14 08:06 | PGE | MFm | 1975 | CZ05 | rWtd | Each | 1 | 474 | None | 117 | 0.0161 | 8.07 | 11.8 | 0.00143 | 6.46 | 117 | 0.0161 | 8.07 | 11.8 | 0.00143 | 6.46 |  |  | 2 |  | RB-Appl-EffCW-med-ElecDHW-GasCDryer-Tier2-FrontPGEMFm1975CZ05rWtd
RB-Appl-EffCW-med-ElecDHW-GasCDryer-Tier2-Front | DEER2016 | D16v1 | 2015-05-14 08:06 | PGE | MFm | 1975 | CZ11 | rWtd | Each | 1 | 487 | None | 115 | 0.0168 | 8.39 | 12.8 | 0.00226 | 6.55 | 115 | 0.0168 | 8.39 | 12.8 | 0.00226 | 6.55 |  |  | 2 |  | RB-Appl-EffCW-med-ElecDHW-GasCDryer-Tier2-FrontPGEMFm1975CZ11rWtd
RB-Appl-EffCW-med-ElecDHW-GasCDryer-Tier2-Front | DEER2016 | D16v1 | 2015-05-14 08:06 | PGE | MFm | 1975 | CZ12 | rWtd | Each | 1 | 487 | None | 116 | 0.0189 | 8.38 | 12.7 | 0.00317 | 6.58 | 116 | 0.0189 | 8.38 | 12.7 | 0.00317 | 6.58 |  |  | 2 |  | RB-Appl-EffCW-med-ElecDHW-GasCDryer-Tier2-FrontPGEMFm1975CZ12rWtd
RB-Appl-EffCW-med-ElecDHW-GasCDryer-Tier2-Front | DEER2016 | D16v1 | 2015-05-14 08:06 | PGE | MFm | 1975 | CZ13 | rWtd | Each | 1 | 487 | None | 115 | 0.0162 | 8.43 | 12.9 | 0.00214 | 6.57 | 115 | 0.0162 | 8.43 | 12.9 | 0.00214 | 6.57 |  |  | 2 |  | RB-Appl-EffCW-med-ElecDHW-GasCDryer-Tier2-FrontPGEMFm1975CZ13rWtd
RB-Appl-EffCW-med-ElecDHW-GasCDryer-Tier2-Front | DEER2016 | D16v1 | 2015-05-14 08:06 | PGE | MFm | 1975 | CZ16 | rWtd | Each | 1 | 474 | None | 125 | 0.0177 | 8.16 | 12.6 | 0.00116 | 6.47 | 125 | 0.0177 | 8.16 | 12.6 | 0.00116 | 6.47 |  |  | 2 |  | RB-Appl-EffCW-med-ElecDHW-GasCDryer-Tier2-FrontPGEMFm1975CZ16rWtd
RB-Appl-EffCW-med-ElecDHW-GasCDryer-Tier2-Front | DEER2016 | D16v1 | 2015-05-14 08:06 | PGE | MFm | 1985 | CZ01 | rWtd | Each | 1 | 512 | None | 122 | 0.0169 | 8.02 | 12.3 | 0.00181 | 6.51 | 122 | 0.0169 | 8.02 | 12.3 | 0.00181 | 6.51 |  |  | 2 |  | RB-Appl-EffCW-med-ElecDHW-GasCDryer-Tier2-FrontPGEMFm1985CZ01rWtd
RB-Appl-EffCW-med-ElecDHW-GasCDryer-Tier2-Front | DEER2016 | D16v1 | 2015-05-14 08:06 | PGE | MFm | 1985 | CZ02 | rWtd | Each | 1 | 512 | None | 117 | 0.0173 | 8.28 | 12.1 | 0.00199 | 6.55 | 117 | 0.0173 | 8.28 | 12.1 | 0.00199 | 6.55 |  |  | 2 |  | RB-Appl-EffCW-med-ElecDHW-GasCDryer-Tier2-FrontPGEMFm1985CZ02rWtd
RB-Appl-EffCW-med-ElecDHW-GasCDryer-Tier2-Front | DEER2016 | D16v1 | 2015-05-14 08:06 | PGE | MFm | 1985 | CZ03 | rWtd | Each | 1 | 512 | None | 116 | 0.0159 | 8.17 | 11.9 | 0.00148 | 6.53 | 116 | 0.0159 | 8.17 | 11.9 | 0.00148 | 6.53 |  |  | 2 |  | RB-Appl-EffCW-med-ElecDHW-GasCDryer-Tier2-FrontPGEMFm1985CZ03rWtd
RB-Appl-EffCW-med-ElecDHW-GasCDryer-Tier2-Front | DEER2016 | D16v1 | 2015-05-14 08:06 | PGE | MFm | 1985 | CZ04 | rWtd | Each | 1 | 512 | None | 114 | 0.0164 | 8.45 | 11.9 | 0.00199 | 6.6 | 114 | 0.0164 | 8.45 | 11.9 | 0.00199 | 6.6 |  |  | 2 |  | RB-Appl-EffCW-med-ElecDHW-GasCDryer-Tier2-FrontPGEMFm1985CZ04rWtd
RB-Appl-EffCW-med-ElecDHW-GasCDryer-Tier2-Front | DEER2016 | D16v1 | 2015-05-14 08:06 | PGE | MFm | 1985 | CZ05 | rWtd | Each | 1 | 512 | None | 118 | 0.0162 | 8.16 | 12.1 | 0.00208 | 6.53 | 118 | 0.0162 | 8.16 | 12.1 | 0.00208 | 6.53 |  |  | 2 |  | RB-Appl-EffCW-med-ElecDHW-GasCDryer-Tier2-FrontPGEMFm1985CZ05rWtd
RB-Appl-EffCW-med-ElecDHW-GasCDryer-Tier2-Front | DEER2016 | D16v1 | 2015-05-14 08:06 | PGE | MFm | 1985 | CZ11 | rWtd | Each | 1 | 512 | None | 114 | 0.0166 | 8.4 | 12.6 | 0.00196 | 6.56 | 114 | 0.0166 | 8.4 | 12.6 | 0.00196 | 6.56 |  |  | 2 |  | RB-Appl-EffCW-med-ElecDHW-GasCDryer-Tier2-FrontPGEMFm1985CZ11rWtd
RB-Appl-EffCW-med-ElecDHW-GasCDryer-Tier2-Front | DEER2016 | D16v1 | 2015-05-14 08:06 | PGE | MFm | 1985 | CZ12 | rWtd | Each | 1 | 512 | None | 115 | 0.0182 | 8.38 | 12 | 0.0033 | 6.56 | 115 | 0.0182 | 8.38 | 12 | 0.0033 | 6.56 |  |  | 2 |  | RB-Appl-EffCW-med-ElecDHW-GasCDryer-Tier2-FrontPGEMFm1985CZ12rWtd
RB-Appl-EffCW-med-ElecDHW-GasCDryer-Tier2-Front | DEER2016 | D16v1 | 2015-05-14 08:06 | PGE | MFm | 1985 | CZ13 | rWtd | Each | 1 | 512 | None | 113 | 0.0169 | 8.43 | 12.7 | 0.00243 | 6.58 | 113 | 0.0169 | 8.43 | 12.7 | 0.00243 | 6.58 |  |  | 2 |  | RB-Appl-EffCW-med-ElecDHW-GasCDryer-Tier2-FrontPGEMFm1985CZ13rWtd
RB-Appl-EffCW-med-ElecDHW-GasCDryer-Tier2-Front | DEER2016 | D16v1 | 2015-05-14 08:06 | PGE | MFm | 1985 | CZ16 | rWtd | Each | 1 | 512 | None | 126 | 0.0172 | 8.2 | 13.3 | 0.0018 | 6.51 | 126 | 0.0172 | 8.2 | 13.3 | 0.0018 | 6.51 |  |  | 2 |  | RB-Appl-EffCW-med-ElecDHW-GasCDryer-Tier2-FrontPGEMFm1985CZ16rWtd
RB-Appl-EffCW-med-ElecDHW-GasCDryer-Tier2-Front | DEER2016 | D16v1 | 2015-05-14 08:06 | PGE | MFm | 1996 | CZ01 | rWtd | Each | 1 | 432 | None | 122 | 0.0169 | 7.98 | 11.9 | 0.00184 | 6.39 | 122 | 0.0169 | 7.98 | 11.9 | 0.00184 | 6.39 |  |  | 2 |  | RB-Appl-EffCW-med-ElecDHW-GasCDryer-Tier2-FrontPGEMFm1996CZ01rWtd
RB-Appl-EffCW-med-ElecDHW-GasCDryer-Tier2-Front | DEER2016 | D16v1 | 2015-05-14 08:06 | PGE | MFm | 1996 | CZ02 | rWtd | Each | 1 | 432 | None | 117 | 0.0182 | 8.38 | 11.9 | 0.00298 | 6.54 | 117 | 0.0182 | 8.38 | 11.9 | 0.00298 | 6.54 |  |  | 2 |  | RB-Appl-EffCW-med-ElecDHW-GasCDryer-Tier2-FrontPGEMFm1996CZ02rWtd
RB-Appl-EffCW-med-ElecDHW-GasCDryer-Tier2-Front | DEER2016 | D16v1 | 2015-05-14 08:06 | PGE | MFm | 1996 | CZ03 | rWtd | Each | 1 | 432 | None | 116 | 0.0159 | 8.33 | 11.8 | 0.00157 | 6.52 | 116 | 0.0159 | 8.33 | 11.8 | 0.00157 | 6.52 |  |  | 2 |  | RB-Appl-EffCW-med-ElecDHW-GasCDryer-Tier2-FrontPGEMFm1996CZ03rWtd
RB-Appl-EffCW-med-ElecDHW-GasCDryer-Tier2-Front | DEER2016 | D16v1 | 2015-05-14 08:06 | PGE | MFm | 1996 | CZ04 | rWtd | Each | 1 | 432 | None | 115 | 0.0162 | 8.54 | 12.2 | 0.00203 | 6.58 | 115 | 0.0162 | 8.54 | 12.2 | 0.00203 | 6.58 |  |  | 2 |  | RB-Appl-EffCW-med-ElecDHW-GasCDryer-Tier2-FrontPGEMFm1996CZ04rWtd
RB-Appl-EffCW-med-ElecDHW-GasCDryer-Tier2-Front | DEER2016 | D16v1 | 2015-05-14 08:06 | PGE | MFm | 1996 | CZ05 | rWtd | Each | 1 | 432 | None | 118 | 0.0168 | 8.26 | 11.9 | 0.00172 | 6.51 | 118 | 0.0168 | 8.26 | 11.9 | 0.00172 | 6.51 |  |  | 2 |  | RB-Appl-EffCW-med-ElecDHW-GasCDryer-Tier2-FrontPGEMFm1996CZ05rWtd
RB-Appl-EffCW-med-ElecDHW-GasCDryer-Tier2-Front | DEER2016 | D16v1 | 2015-05-14 08:06 | PGE | MFm | 1996 | CZ11 | rWtd | Each | 1 | 456 | None | 116 | 0.0164 | 8.52 | 13.4 | 0.00189 | 6.56 | 116 | 0.0164 | 8.52 | 13.4 | 0.00189 | 6.56 |  |  | 2 |  | RB-Appl-EffCW-med-ElecDHW-GasCDryer-Tier2-FrontPGEMFm1996CZ11rWtd
RB-Appl-EffCW-med-ElecDHW-GasCDryer-Tier2-Front | DEER2016 | D16v1 | 2015-05-14 08:06 | PGE | MFm | 1996 | CZ12 | rWtd | Each | 1 | 456 | None | 116 | 0.0184 | 8.34 | 12.4 | 0.00571 | 6.51 | 116 | 0.0184 | 8.34 | 12.4 | 0.00571 | 6.51 |  |  | 2 |  | RB-Appl-EffCW-med-ElecDHW-GasCDryer-Tier2-FrontPGEMFm1996CZ12rWtd
RB-Appl-EffCW-med-ElecDHW-GasCDryer-Tier2-Front | DEER2016 | D16v1 | 2015-05-14 08:06 | PGE | MFm | 1996 | CZ13 | rWtd | Each | 1 | 456 | None | 115 | 0.0165 | 8.45 | 13 | 0.00253 | 6.55 | 115 | 0.0165 | 8.45 | 13 | 0.00253 | 6.55 |  |  | 2 |  | RB-Appl-EffCW-med-ElecDHW-GasCDryer-Tier2-FrontPGEMFm1996CZ13rWtd
RB-Appl-EffCW-med-ElecDHW-GasCDryer-Tier2-Front | DEER2016 | D16v1 | 2015-05-14 08:06 | PGE | MFm | 1996 | CZ16 | rWtd | Each | 1 | 432 | None | 127 | 0.0171 | 8.18 | 13.6 | 0.00154 | 6.46 | 127 | 0.0171 | 8.18 | 13.6 | 0.00154 | 6.46 |  |  | 2 |  | RB-Appl-EffCW-med-ElecDHW-GasCDryer-Tier2-FrontPGEMFm1996CZ16rWtd
RB-Appl-EffCW-med-ElecDHW-GasCDryer-Tier2-Front | DEER2016 | D16v1 | 2015-05-14 08:06 | PGE | MFm | 2003 | CZ01 | rWtd | Each | 1 | 441 | None | 123 | 0.0169 | 8.22 | 12.2 | 0.00172 | 6.51 | 123 | 0.0169 | 8.22 | 12.2 | 0.00172 | 6.51 |  |  | 2 |  | RB-Appl-EffCW-med-ElecDHW-GasCDryer-Tier2-FrontPGEMFm2003CZ01rWtd
RB-Appl-EffCW-med-ElecDHW-GasCDryer-Tier2-Front | DEER2016 | D16v1 | 2015-05-14 08:06 | PGE | MFm | 2003 | CZ02 | rWtd | Each | 1 | 474 | None | 117 | 0.0181 | 8.31 | 11.9 | 0.00247 | 6.49 | 117 | 0.0181 | 8.31 | 11.9 | 0.00247 | 6.49 |  |  | 2 |  | RB-Appl-EffCW-med-ElecDHW-GasCDryer-Tier2-FrontPGEMFm2003CZ02rWtd
RB-Appl-EffCW-med-ElecDHW-GasCDryer-Tier2-Front | DEER2016 | D16v1 | 2015-05-14 08:06 | PGE | MFm | 2003 | CZ03 | rWtd | Each | 1 | 441 | None | 116 | 0.0162 | 8.11 | 11.6 | 0.00177 | 6.46 | 116 | 0.0162 | 8.11 | 11.6 | 0.00177 | 6.46 |  |  | 2 |  | RB-Appl-EffCW-med-ElecDHW-GasCDryer-Tier2-FrontPGEMFm2003CZ03rWtd
RB-Appl-EffCW-med-ElecDHW-GasCDryer-Tier2-Front | DEER2016 | D16v1 | 2015-05-14 08:06 | PGE | MFm | 2003 | CZ04 | rWtd | Each | 1 | 441 | None | 115 | 0.0168 | 8.45 | 11.9 | 0.00238 | 6.53 | 115 | 0.0168 | 8.45 | 11.9 | 0.00238 | 6.53 |  |  | 2 |  | RB-Appl-EffCW-med-ElecDHW-GasCDryer-Tier2-FrontPGEMFm2003CZ04rWtd
RB-Appl-EffCW-med-ElecDHW-GasCDryer-Tier2-Front | DEER2016 | D16v1 | 2015-05-14 08:06 | PGE | MFm | 2003 | CZ05 | rWtd | Each | 1 | 441 | None | 118 | 0.0166 | 8.21 | 11.9 | 0.00195 | 6.49 | 118 | 0.0166 | 8.21 | 11.9 | 0.00195 | 6.49 |  |  | 2 |  | RB-Appl-EffCW-med-ElecDHW-GasCDryer-Tier2-FrontPGEMFm2003CZ05rWtd
RB-Appl-EffCW-med-ElecDHW-GasCDryer-Tier2-Front | DEER2016 | D16v1 | 2015-05-14 08:06 | PGE | MFm | 2003 | CZ11 | rWtd | Each | 1 | 474 | None | 116 | 0.0156 | 8.42 | 13.6 | 0.00188 | 6.54 | 116 | 0.0156 | 8.42 | 13.6 | 0.00188 | 6.54 |  |  | 2 |  | RB-Appl-EffCW-med-ElecDHW-GasCDryer-Tier2-FrontPGEMFm2003CZ11rWtd
RB-Appl-EffCW-med-ElecDHW-GasCDryer-Tier2-Front | DEER2016 | D16v1 | 2015-05-14 08:06 | PGE | MFm | 2003 | CZ12 | rWtd | Each | 1 | 474 | None | 117 | 0.0187 | 8.46 | 12.9 | 0.00308 | 6.56 | 117 | 0.0187 | 8.46 | 12.9 | 0.00308 | 6.56 |  |  | 2 |  | RB-Appl-EffCW-med-ElecDHW-GasCDryer-Tier2-FrontPGEMFm2003CZ12rWtd
RB-Appl-EffCW-med-ElecDHW-GasCDryer-Tier2-Front | DEER2016 | D16v1 | 2015-05-14 08:06 | PGE | MFm | 2003 | CZ13 | rWtd | Each | 1 | 474 | None | 115 | 0.0158 | 8.57 | 13.6 | 0.002 | 6.6 | 115 | 0.0158 | 8.57 | 13.6 | 0.002 | 6.6 |  |  | 2 |  | RB-Appl-EffCW-med-ElecDHW-GasCDryer-Tier2-FrontPGEMFm2003CZ13rWtd
RB-Appl-EffCW-med-ElecDHW-GasCDryer-Tier2-Front | DEER2016 | D16v1 | 2015-05-14 08:06 | PGE | MFm | 2003 | CZ16 | rWtd | Each | 1 | 441 | None | 127 | 0.0177 | 8.26 | 13.5 | 0.00206 | 6.49 | 127 | 0.0177 | 8.26 | 13.5 | 0.00206 | 6.49 |  |  | 2 |  | RB-Appl-EffCW-med-ElecDHW-GasCDryer-Tier2-FrontPGEMFm2003CZ16rWtd
RB-Appl-EffCW-med-ElecDHW-GasCDryer-Tier2-Front | DEER2016 | D16v1 | 2015-05-14 08:06 | PGE | MFm | 2007 | CZ01 | rWtd | Each | 1 | 441 | None | 122 | 0.0168 | 7.98 | 11.9 | 0.00168 | 6.39 | 122 | 0.0168 | 7.98 | 11.9 | 0.00168 | 6.39 |  |  | 2 |  | RB-Appl-EffCW-med-ElecDHW-GasCDryer-Tier2-FrontPGEMFm2007CZ01rWtd
RB-Appl-EffCW-med-ElecDHW-GasCDryer-Tier2-Front | DEER2016 | D16v1 | 2015-05-14 08:06 | PGE | MFm | 2007 | CZ02 | rWtd | Each | 1 | 474 | None | 117 | 0.0163 | 8.42 | 11.8 | 0.00153 | 6.56 | 117 | 0.0163 | 8.42 | 11.8 | 0.00153 | 6.56 |  |  | 2 |  | RB-Appl-EffCW-med-ElecDHW-GasCDryer-Tier2-FrontPGEMFm2007CZ02rWtd
RB-Appl-EffCW-med-ElecDHW-GasCDryer-Tier2-Front | DEER2016 | D16v1 | 2015-05-14 08:06 | PGE | MFm | 2007 | CZ03 | rWtd | Each | 1 | 441 | None | 116 | 0.0159 | 8.18 | 11.7 | 0.00162 | 6.48 | 116 | 0.0159 | 8.18 | 11.7 | 0.00162 | 6.48 |  |  | 2 |  | RB-Appl-EffCW-med-ElecDHW-GasCDryer-Tier2-FrontPGEMFm2007CZ03rWtd
RB-Appl-EffCW-med-ElecDHW-GasCDryer-Tier2-Front | DEER2016 | D16v1 | 2015-05-14 08:06 | PGE | MFm | 2007 | CZ04 | rWtd | Each | 1 | 441 | None | 115 | 0.0161 | 8.46 | 12.1 | 0.00218 | 6.54 | 115 | 0.0161 | 8.46 | 12.1 | 0.00218 | 6.54 |  |  | 2 |  | RB-Appl-EffCW-med-ElecDHW-GasCDryer-Tier2-FrontPGEMFm2007CZ04rWtd
RB-Appl-EffCW-med-ElecDHW-GasCDryer-Tier2-Front | DEER2016 | D16v1 | 2015-05-14 08:06 | PGE | MFm | 2007 | CZ05 | rWtd | Each | 1 | 441 | None | 118 | 0.0164 | 8.34 | 12.1 | 0.00202 | 6.53 | 118 | 0.0164 | 8.34 | 12.1 | 0.00202 | 6.53 |  |  | 2 |  | RB-Appl-EffCW-med-ElecDHW-GasCDryer-Tier2-FrontPGEMFm2007CZ05rWtd
RB-Appl-EffCW-med-ElecDHW-GasCDryer-Tier2-Front | DEER2016 | D16v1 | 2015-05-14 08:06 | PGE | MFm | 2007 | CZ11 | rWtd | Each | 1 | 474 | None | 116 | 0.0153 | 8.57 | 13.2 | 0.00172 | 6.61 | 116 | 0.0153 | 8.57 | 13.2 | 0.00172 | 6.61 |  |  | 2 |  | RB-Appl-EffCW-med-ElecDHW-GasCDryer-Tier2-FrontPGEMFm2007CZ11rWtd
RB-Appl-EffCW-med-ElecDHW-GasCDryer-Tier2-Front | DEER2016 | D16v1 | 2015-05-14 08:06 | PGE | MFm | 2007 | CZ12 | rWtd | Each | 1 | 474 | None | 117 | 0.0169 | 8.51 | 13.1 | 0.00253 | 6.58 | 117 | 0.0169 | 8.51 | 13.1 | 0.00253 | 6.58 |  |  | 2 |  | RB-Appl-EffCW-med-ElecDHW-GasCDryer-Tier2-FrontPGEMFm2007CZ12rWtd
RB-Appl-EffCW-med-ElecDHW-GasCDryer-Tier2-Front | DEER2016 | D16v1 | 2015-05-14 08:06 | PGE | MFm | 2007 | CZ13 | rWtd | Each | 1 | 474 | None | 115 | 0.0149 | 8.51 | 13.4 | 0.00144 | 6.57 | 115 | 0.0149 | 8.51 | 13.4 | 0.00144 | 6.57 |  |  | 2 |  | RB-Appl-EffCW-med-ElecDHW-GasCDryer-Tier2-FrontPGEMFm2007CZ13rWtd
RB-Appl-EffCW-med-ElecDHW-GasCDryer-Tier2-Front | DEER2016 | D16v1 | 2015-05-14 08:06 | PGE | MFm | 2007 | CZ16 | rWtd | Each | 1 | 441 | None | 127 | 0.0175 | 8.34 | 14.1 | 0.00201 | 6.52 | 127 | 0.0175 | 8.34 | 14.1 | 0.00201 | 6.52 |  |  | 2 |  | RB-Appl-EffCW-med-ElecDHW-GasCDryer-Tier2-FrontPGEMFm2007CZ16rWtd
RB-Appl-EffCW-med-ElecDHW-GasCDryer-Tier2-Front | DEER2016 | D16v1 | 2015-05-14 08:06 | PGE | MFm | 2011 | CZ01 | rWtd | Each | 1 | 441 | None | 122 | 0.0169 | 8.02 | 12 | 0.00176 | 6.4 | 122 | 0.0169 | 8.02 | 12 | 0.00176 | 6.4 |  |  | 2 |  | RB-Appl-EffCW-med-ElecDHW-GasCDryer-Tier2-FrontPGEMFm2011CZ01rWtd
RB-Appl-EffCW-med-ElecDHW-GasCDryer-Tier2-Front | DEER2016 | D16v1 | 2015-05-14 08:06 | PGE | MFm | 2011 | CZ02 | rWtd | Each | 1 | 474 | None | 117 | 0.0177 | 8.46 | 12.2 | 0.0024 | 6.57 | 117 | 0.0177 | 8.46 | 12.2 | 0.0024 | 6.57 |  |  | 2 |  | RB-Appl-EffCW-med-ElecDHW-GasCDryer-Tier2-FrontPGEMFm2011CZ02rWtd
RB-Appl-EffCW-med-ElecDHW-GasCDryer-Tier2-Front | DEER2016 | D16v1 | 2015-05-14 08:06 | PGE | MFm | 2011 | CZ03 | rWtd | Each | 1 | 441 | None | 117 | 0.016 | 8.34 | 11.9 | 0.00174 | 6.52 | 117 | 0.016 | 8.34 | 11.9 | 0.00174 | 6.52 |  |  | 2 |  | RB-Appl-EffCW-med-ElecDHW-GasCDryer-Tier2-FrontPGEMFm2011CZ03rWtd
RB-Appl-EffCW-med-ElecDHW-GasCDryer-Tier2-Front | DEER2016 | D16v1 | 2015-05-14 08:06 | PGE | MFm | 2011 | CZ04 | rWtd | Each | 1 | 441 | None | 116 | 0.0161 | 8.58 | 12.3 | 0.00219 | 6.57 | 116 | 0.0161 | 8.58 | 12.3 | 0.00219 | 6.57 |  |  | 2 |  | RB-Appl-EffCW-med-ElecDHW-GasCDryer-Tier2-FrontPGEMFm2011CZ04rWtd
RB-Appl-EffCW-med-ElecDHW-GasCDryer-Tier2-Front | DEER2016 | D16v1 | 2015-05-14 08:06 | PGE | MFm | 2011 | CZ05 | rWtd | Each | 1 | 441 | None | 118 | 0.0166 | 8.37 | 12.1 | 0.0024 | 6.53 | 118 | 0.0166 | 8.37 | 12.1 | 0.0024 | 6.53 |  |  | 2 |  | RB-Appl-EffCW-med-ElecDHW-GasCDryer-Tier2-FrontPGEMFm2011CZ05rWtd
RB-Appl-EffCW-med-ElecDHW-GasCDryer-Tier2-Front | DEER2016 | D16v1 | 2015-05-14 08:06 | PGE | MFm | 2011 | CZ11 | rWtd | Each | 1 | 474 | None | 116 | 0.0153 | 8.61 | 13.7 | 0.00155 | 6.61 | 116 | 0.0153 | 8.61 | 13.7 | 0.00155 | 6.61 |  |  | 2 |  | RB-Appl-EffCW-med-ElecDHW-GasCDryer-Tier2-FrontPGEMFm2011CZ11rWtd
RB-Appl-EffCW-med-ElecDHW-GasCDryer-Tier2-Front | DEER2016 | D16v1 | 2015-05-14 08:06 | PGE | MFm | 2011 | CZ12 | rWtd | Each | 1 | 474 | None | 117 | 0.0164 | 8.57 | 12.8 | 0.00221 | 6.6 | 117 | 0.0164 | 8.57 | 12.8 | 0.00221 | 6.6 |  |  | 2 |  | RB-Appl-EffCW-med-ElecDHW-GasCDryer-Tier2-FrontPGEMFm2011CZ12rWtd
RB-Appl-EffCW-med-ElecDHW-GasCDryer-Tier2-Front | DEER2016 | D16v1 | 2015-05-14 08:06 | PGE | MFm | 2011 | CZ13 | rWtd | Each | 1 | 474 | None | 115 | 0.0151 | 8.56 | 13.6 | 0.0017 | 6.58 | 115 | 0.0151 | 8.56 | 13.6 | 0.0017 | 6.58 |  |  | 2 |  | RB-Appl-EffCW-med-ElecDHW-GasCDryer-Tier2-FrontPGEMFm2011CZ13rWtd
RB-Appl-EffCW-med-ElecDHW-GasCDryer-Tier2-Front | DEER2016 | D16v1 | 2015-05-14 08:06 | PGE | MFm | 2011 | CZ16 | rWtd | Each | 1 | 441 | None | 128 | 0.0172 | 8.38 | 13.8 | 0.00206 | 6.53 | 128 | 0.0172 | 8.38 | 13.8 | 0.00206 | 6.53 |  |  | 2 |  | RB-Appl-EffCW-med-ElecDHW-GasCDryer-Tier2-FrontPGEMFm2011CZ16rWtd
RB-Appl-EffCW-med-ElecDHW-GasCDryer-Tier2-Front | DEER2016 | D16v1 | 2015-05-14 08:06 | PGE | MFm | 2014 | CZ01 | rWtd | Each | 1 | 441 | None | 123 | 0.0168 | 8.12 | 12.2 | 0.00171 | 6.43 | 123 | 0.0168 | 8.12 | 12.2 | 0.00171 | 6.43 |  |  | 2 |  | RB-Appl-EffCW-med-ElecDHW-GasCDryer-Tier2-FrontPGEMFm2014CZ01rWtd
RB-Appl-EffCW-med-ElecDHW-GasCDryer-Tier2-Front | DEER2016 | D16v1 | 2015-05-14 08:06 | PGE | MFm | 2014 | CZ02 | rWtd | Each | 1 | 474 | None | 118 | 0.0173 | 8.51 | 12.2 | 0.00206 | 6.58 | 118 | 0.0173 | 8.51 | 12.2 | 0.00206 | 6.58 |  |  | 2 |  | RB-Appl-EffCW-med-ElecDHW-GasCDryer-Tier2-FrontPGEMFm2014CZ02rWtd
RB-Appl-EffCW-med-ElecDHW-GasCDryer-Tier2-Front | DEER2016 | D16v1 | 2015-05-14 08:06 | PGE | MFm | 2014 | CZ03 | rWtd | Each | 1 | 441 | None | 117 | 0.016 | 8.5 | 12.1 | 0.00172 | 6.58 | 117 | 0.016 | 8.5 | 12.1 | 0.00172 | 6.58 |  |  | 2 |  | RB-Appl-EffCW-med-ElecDHW-GasCDryer-Tier2-FrontPGEMFm2014CZ03rWtd
RB-Appl-EffCW-med-ElecDHW-GasCDryer-Tier2-Front | DEER2016 | D16v1 | 2015-05-14 08:06 | PGE | MFm | 2014 | CZ04 | rWtd | Each | 1 | 441 | None | 116 | 0.0164 | 8.64 | 12.3 | 0.0026 | 6.59 | 116 | 0.0164 | 8.64 | 12.3 | 0.0026 | 6.59 |  |  | 2 |  | RB-Appl-EffCW-med-ElecDHW-GasCDryer-Tier2-FrontPGEMFm2014CZ04rWtd
RB-Appl-EffCW-med-ElecDHW-GasCDryer-Tier2-Front | DEER2016 | D16v1 | 2015-05-14 08:06 | PGE | MFm | 2014 | CZ05 | rWtd | Each | 1 | 441 | None | 120 | 0.0166 | 8.71 | 12.5 | 0.00212 | 6.65 | 120 | 0.0166 | 8.71 | 12.5 | 0.00212 | 6.65 |  |  | 2 |  | RB-Appl-EffCW-med-ElecDHW-GasCDryer-Tier2-FrontPGEMFm2014CZ05rWtd
RB-Appl-EffCW-med-ElecDHW-GasCDryer-Tier2-Front | DEER2016 | D16v1 | 2015-05-14 08:06 | PGE | MFm | 2014 | CZ11 | rWtd | Each | 1 | 474 | None | 117 | 0.0153 | 8.62 | 13.7 | 0.00176 | 6.61 | 117 | 0.0153 | 8.62 | 13.7 | 0.00176 | 6.61 |  |  | 2 |  | RB-Appl-EffCW-med-ElecDHW-GasCDryer-Tier2-FrontPGEMFm2014CZ11rWtd
RB-Appl-EffCW-med-ElecDHW-GasCDryer-Tier2-Front | DEER2016 | D16v1 | 2015-05-14 08:06 | PGE | MFm | 2014 | CZ12 | rWtd | Each | 1 | 474 | None | 117 | 0.0165 | 8.59 | 13.3 | 0.00221 | 6.6 | 117 | 0.0165 | 8.59 | 13.3 | 0.00221 | 6.6 |  |  | 2 |  | RB-Appl-EffCW-med-ElecDHW-GasCDryer-Tier2-FrontPGEMFm2014CZ12rWtd
RB-Appl-EffCW-med-ElecDHW-GasCDryer-Tier2-Front | DEER2016 | D16v1 | 2015-05-14 08:06 | PGE | MFm | 2014 | CZ13 | rWtd | Each | 1 | 474 | None | 115 | 0.0152 | 8.58 | 13.7 | 0.00194 | 6.58 | 115 | 0.0152 | 8.58 | 13.7 | 0.00194 | 6.58 |  |  | 2 |  | RB-Appl-EffCW-med-ElecDHW-GasCDryer-Tier2-FrontPGEMFm2014CZ13rWtd
RB-Appl-EffCW-med-ElecDHW-GasCDryer-Tier2-Front | DEER2016 | D16v1 | 2015-05-14 08:06 | PGE | MFm | 2014 | CZ16 | rWtd | Each | 1 | 441 | None | 127 | 0.0176 | 8.32 | 13.4 | 0.00238 | 6.51 | 127 | 0.0176 | 8.32 | 13.4 | 0.00238 | 6.51 |  |  | 2 |  | RB-Appl-EffCW-med-ElecDHW-GasCDryer-Tier2-FrontPGEMFm2014CZ16rWtd
RB-Appl-EffCW-med-ElecDHW-GasCDryer-Tier2-Front | DEER2016 | D16v1 | 2015-05-14 08:06 | PGE | MFm | Ex | CZ01 | rWtd | Each | 1 | 456 | None | 122 | 0.0169 | 7.96 | 12 | 0.00173 | 6.41 | 122 | 0.0169 | 7.96 | 12 | 0.00173 | 6.41 |  |  | 2 |  | RB-Appl-EffCW-med-ElecDHW-GasCDryer-Tier2-FrontPGEMFmExCZ01rWtd
RB-Appl-EffCW-med-ElecDHW-GasCDryer-Tier2-Front | DEER2016 | D16v1 | 2015-05-14 08:06 | PGE | MFm | Ex | CZ02 | rWtd | Each | 1 | 478 | None | 117 | 0.0177 | 8.32 | 12 | 0.00236 | 6.54 | 117 | 0.0177 | 8.32 | 12 | 0.00236 | 6.54 |  |  | 2 |  | RB-Appl-EffCW-med-ElecDHW-GasCDryer-Tier2-FrontPGEMFmExCZ02rWtd
RB-Appl-EffCW-med-ElecDHW-GasCDryer-Tier2-Front | DEER2016 | D16v1 | 2015-05-14 08:06 | PGE | MFm | Ex | CZ03 | rWtd | Each | 1 | 477 | None | 116 | 0.0161 | 8.19 | 11.7 | 0.00156 | 6.51 | 116 | 0.0161 | 8.19 | 11.7 | 0.00156 | 6.51 |  |  | 2 |  | RB-Appl-EffCW-med-ElecDHW-GasCDryer-Tier2-FrontPGEMFmExCZ03rWtd
RB-Appl-EffCW-med-ElecDHW-GasCDryer-Tier2-Front | DEER2016 | D16v1 | 2015-05-14 08:06 | PGE | MFm | Ex | CZ04 | rWtd | Each | 1 | 480 | None | 115 | 0.0161 | 8.44 | 11.9 | 0.00188 | 6.58 | 115 | 0.0161 | 8.44 | 11.9 | 0.00188 | 6.58 |  |  | 2 |  | RB-Appl-EffCW-med-ElecDHW-GasCDryer-Tier2-FrontPGEMFmExCZ04rWtd
RB-Appl-EffCW-med-ElecDHW-GasCDryer-Tier2-Front | DEER2016 | D16v1 | 2015-05-14 08:06 | PGE | MFm | Ex | CZ05 | rWtd | Each | 1 | 468 | None | 117 | 0.0163 | 8.13 | 11.8 | 0.00158 | 6.48 | 117 | 0.0163 | 8.13 | 11.8 | 0.00158 | 6.48 |  |  | 2 |  | RB-Appl-EffCW-med-ElecDHW-GasCDryer-Tier2-FrontPGEMFmExCZ05rWtd
RB-Appl-EffCW-med-ElecDHW-GasCDryer-Tier2-Front | DEER2016 | D16v1 | 2015-05-14 08:06 | PGE | MFm | Ex | CZ11 | rWtd | Each | 1 | 499 | None | 115 | 0.0166 | 8.4 | 12.7 | 0.00209 | 6.56 | 115 | 0.0166 | 8.4 | 12.7 | 0.00209 | 6.56 |  |  | 2 |  | RB-Appl-EffCW-med-ElecDHW-GasCDryer-Tier2-FrontPGEMFmExCZ11rWtd
RB-Appl-EffCW-med-ElecDHW-GasCDryer-Tier2-Front | DEER2016 | D16v1 | 2015-05-14 08:06 | PGE | MFm | Ex | CZ12 | rWtd | Each | 1 | 495 | None | 116 | 0.0184 | 8.39 | 12.4 | 0.00338 | 6.57 | 116 | 0.0184 | 8.39 | 12.4 | 0.00338 | 6.57 |  |  | 2 |  | RB-Appl-EffCW-med-ElecDHW-GasCDryer-Tier2-FrontPGEMFmExCZ12rWtd
RB-Appl-EffCW-med-ElecDHW-GasCDryer-Tier2-Front | DEER2016 | D16v1 | 2015-05-14 08:06 | PGE | MFm | Ex | CZ13 | rWtd | Each | 1 | 493 | None | 114 | 0.0164 | 8.44 | 12.9 | 0.00225 | 6.58 | 114 | 0.0164 | 8.44 | 12.9 | 0.00225 | 6.58 |  |  | 2 |  | RB-Appl-EffCW-med-ElecDHW-GasCDryer-Tier2-FrontPGEMFmExCZ13rWtd
RB-Appl-EffCW-med-ElecDHW-GasCDryer-Tier2-Front | DEER2016 | D16v1 | 2015-05-14 08:06 | PGE | MFm | Ex | CZ16 | rWtd | Each | 1 | 501 | None | 126 | 0.0174 | 8.19 | 13.1 | 0.00161 | 6.5 | 126 | 0.0174 | 8.19 | 13.1 | 0.00161 | 6.5 |  |  | 2 |  | RB-Appl-EffCW-med-ElecDHW-GasCDryer-Tier2-FrontPGEMFmExCZ16rWtd
RB-Appl-EffCW-med-ElecDHW-GasCDryer-Tier2-Front | DEER2016 | D16v1 | 2015-05-14 08:06 | PGE | MFm | Ex | IOU | rWtd | Each | 1 | 483 | None | 116 | 0.0167 | 8.3 | 12 | 0.00208 | 6.54 | 116 | 0.0167 | 8.3 | 12 | 0.00208 | 6.54 |  |  | 2 |  | RB-Appl-EffCW-med-ElecDHW-GasCDryer-Tier2-FrontPGEMFmExIOUrWtd
RB-Appl-EffCW-med-ElecDHW-GasCDryer-Tier2-Front | DEER2016 | D16v1 | 2015-05-14 08:06 | PGE | SFm | 1975 | CZ01 | rWtd | Each | 1 | 796 | None | 154 | 0.0209 | 9.98 | 15.9 | 0.0021 | 8.27 | 154 | 0.0209 | 9.98 | 15.9 | 0.0021 | 8.27 |  |  | 2 |  | RB-Appl-EffCW-med-ElecDHW-GasCDryer-Tier2-FrontPGESFm1975CZ01rWtd
RB-Appl-EffCW-med-ElecDHW-GasCDryer-Tier2-Front | DEER2016 | D16v1 | 2015-05-14 08:06 | PGE | SFm | 1975 | CZ02 | rWtd | Each | 1 | 796 | None | 146 | 0.0227 | 10.1 | 15.3 | 0.00333 | 8.22 | 146 | 0.0227 | 10.1 | 15.3 | 0.00333 | 8.22 |  |  | 2 |  | RB-Appl-EffCW-med-ElecDHW-GasCDryer-Tier2-FrontPGESFm1975CZ02rWtd
RB-Appl-EffCW-med-ElecDHW-GasCDryer-Tier2-Front | DEER2016 | D16v1 | 2015-05-14 08:06 | PGE | SFm | 1975 | CZ03 | rWtd | Each | 1 | 796 | None | 145 | 0.0202 | 10.1 | 15.2 | 0.00278 | 8.25 | 145 | 0.0202 | 10.1 | 15.2 | 0.00278 | 8.25 |  |  | 2 |  | RB-Appl-EffCW-med-ElecDHW-GasCDryer-Tier2-FrontPGESFm1975CZ03rWtd
RB-Appl-EffCW-med-ElecDHW-GasCDryer-Tier2-Front | DEER2016 | D16v1 | 2015-05-14 08:06 | PGE | SFm | 1975 | CZ04 | rWtd | Each | 1 | 796 | None | 141 | 0.0207 | 10.3 | 13.8 | 0.00239 | 8.2 | 141 | 0.0207 | 10.3 | 13.8 | 0.00239 | 8.2 |  |  | 2 |  | RB-Appl-EffCW-med-ElecDHW-GasCDryer-Tier2-FrontPGESFm1975CZ04rWtd
RB-Appl-EffCW-med-ElecDHW-GasCDryer-Tier2-Front | DEER2016 | D16v1 | 2015-05-14 08:06 | PGE | SFm | 1975 | CZ05 | rWtd | Each | 1 | 796 | None | 147 | 0.0191 | 9.85 | 15.2 | 0.000785 | 8.15 | 147 | 0.0191 | 9.85 | 15.2 | 0.000785 | 8.15 |  |  | 2 |  | RB-Appl-EffCW-med-ElecDHW-GasCDryer-Tier2-FrontPGESFm1975CZ05rWtd
RB-Appl-EffCW-med-ElecDHW-GasCDryer-Tier2-Front | DEER2016 | D16v1 | 2015-05-14 08:06 | PGE | SFm | 1975 | CZ11 | rWtd | Each | 1 | 764 | None | 142 | 0.022 | 10.4 | 16.6 | 0.00332 | 8.02 | 142 | 0.022 | 10.4 | 16.6 | 0.00332 | 8.02 |  |  | 2 |  | RB-Appl-EffCW-med-ElecDHW-GasCDryer-Tier2-FrontPGESFm1975CZ11rWtd
RB-Appl-EffCW-med-ElecDHW-GasCDryer-Tier2-Front | DEER2016 | D16v1 | 2015-05-14 08:06 | PGE | SFm | 1975 | CZ12 | rWtd | Each | 1 | 764 | None | 143 | 0.0249 | 10.2 | 15.6 | 0.00835 | 7.91 | 143 | 0.0249 | 10.2 | 15.6 | 0.00835 | 7.91 |  |  | 2 |  | RB-Appl-EffCW-med-ElecDHW-GasCDryer-Tier2-FrontPGESFm1975CZ12rWtd
RB-Appl-EffCW-med-ElecDHW-GasCDryer-Tier2-Front | DEER2016 | D16v1 | 2015-05-14 08:06 | PGE | SFm | 1975 | CZ13 | rWtd | Each | 1 | 764 | None | 144 | 0.0218 | 10.3 | 19 | 0.00328 | 7.98 | 144 | 0.0218 | 10.3 | 19 | 0.00328 | 7.98 |  |  | 2 |  | RB-Appl-EffCW-med-ElecDHW-GasCDryer-Tier2-FrontPGESFm1975CZ13rWtd
RB-Appl-EffCW-med-ElecDHW-GasCDryer-Tier2-Front | DEER2016 | D16v1 | 2015-05-14 08:06 | PGE | SFm | 1975 | CZ16 | rWtd | Each | 1 | 796 | None | 158 | 0.0232 | 10.3 | 17.8 | 0.00343 | 8.34 | 158 | 0.0232 | 10.3 | 17.8 | 0.00343 | 8.34 |  |  | 2 |  | RB-Appl-EffCW-med-ElecDHW-GasCDryer-Tier2-FrontPGESFm1975CZ16rWtd
RB-Appl-EffCW-med-ElecDHW-GasCDryer-Tier2-Front | DEER2016 | D16v1 | 2015-05-14 08:06 | PGE | SFm | 1985 | CZ01 | rWtd | Each | 1 | 952 | None | 153 | 0.0209 | 9.45 | 14.7 | 0.00218 | 7.11 | 153 | 0.0209 | 9.45 | 14.7 | 0.00218 | 7.11 |  |  | 2 |  | RB-Appl-EffCW-med-ElecDHW-GasCDryer-Tier2-FrontPGESFm1985CZ01rWtd
RB-Appl-EffCW-med-ElecDHW-GasCDryer-Tier2-Front | DEER2016 | D16v1 | 2015-05-14 08:06 | PGE | SFm | 1985 | CZ02 | rWtd | Each | 1 | 952 | None | 145 | 0.0228 | 9.54 | 15 | 0.00397 | 7.23 | 145 | 0.0228 | 9.54 | 15 | 0.00397 | 7.23 |  |  | 2 |  | RB-Appl-EffCW-med-ElecDHW-GasCDryer-Tier2-FrontPGESFm1985CZ02rWtd
RB-Appl-EffCW-med-ElecDHW-GasCDryer-Tier2-Front | DEER2016 | D16v1 | 2015-05-14 08:06 | PGE | SFm | 1985 | CZ03 | rWtd | Each | 1 | 952 | None | 145 | 0.0206 | 9.49 | 14 | 0.0028 | 7.1 | 145 | 0.0206 | 9.49 | 14 | 0.0028 | 7.1 |  |  | 2 |  | RB-Appl-EffCW-med-ElecDHW-GasCDryer-Tier2-FrontPGESFm1985CZ03rWtd
RB-Appl-EffCW-med-ElecDHW-GasCDryer-Tier2-Front | DEER2016 | D16v1 | 2015-05-14 08:06 | PGE | SFm | 1985 | CZ04 | rWtd | Each | 1 | 952 | None | 143 | 0.0212 | 9.73 | 14.5 | 0.00378 | 7.32 | 143 | 0.0212 | 9.73 | 14.5 | 0.00378 | 7.32 |  |  | 2 |  | RB-Appl-EffCW-med-ElecDHW-GasCDryer-Tier2-FrontPGESFm1985CZ04rWtd
RB-Appl-EffCW-med-ElecDHW-GasCDryer-Tier2-Front | DEER2016 | D16v1 | 2015-05-14 08:06 | PGE | SFm | 1985 | CZ05 | rWtd | Each | 1 | 952 | None | 146 | 0.0213 | 9.07 | 14.1 | 0.00469 | 6.87 | 146 | 0.0213 | 9.07 | 14.1 | 0.00469 | 6.87 |  |  | 2 |  | RB-Appl-EffCW-med-ElecDHW-GasCDryer-Tier2-FrontPGESFm1985CZ05rWtd
RB-Appl-EffCW-med-ElecDHW-GasCDryer-Tier2-Front | DEER2016 | D16v1 | 2015-05-14 08:06 | PGE | SFm | 1985 | CZ11 | rWtd | Each | 1 | 852 | None | 143 | 0.0243 | 9.91 | 17.6 | 0.00693 | 7.43 | 143 | 0.0243 | 9.91 | 17.6 | 0.00693 | 7.43 |  |  | 2 |  | RB-Appl-EffCW-med-ElecDHW-GasCDryer-Tier2-FrontPGESFm1985CZ11rWtd
RB-Appl-EffCW-med-ElecDHW-GasCDryer-Tier2-Front | DEER2016 | D16v1 | 2015-05-14 08:06 | PGE | SFm | 1985 | CZ12 | rWtd | Each | 1 | 852 | None | 145 | 0.0243 | 9.87 | 17.8 | 0.00541 | 7.41 | 145 | 0.0243 | 9.87 | 17.8 | 0.00541 | 7.41 |  |  | 2 |  | RB-Appl-EffCW-med-ElecDHW-GasCDryer-Tier2-FrontPGESFm1985CZ12rWtd
RB-Appl-EffCW-med-ElecDHW-GasCDryer-Tier2-Front | DEER2016 | D16v1 | 2015-05-14 08:06 | PGE | SFm | 1985 | CZ13 | rWtd | Each | 1 | 852 | None | 144 | 0.0272 | 10 | 19.7 | 0.00937 | 7.53 | 144 | 0.0272 | 10 | 19.7 | 0.00937 | 7.53 |  |  | 2 |  | RB-Appl-EffCW-med-ElecDHW-GasCDryer-Tier2-FrontPGESFm1985CZ13rWtd
RB-Appl-EffCW-med-ElecDHW-GasCDryer-Tier2-Front | DEER2016 | D16v1 | 2015-05-14 08:06 | PGE | SFm | 1985 | CZ16 | rWtd | Each | 1 | 952 | None | 155 | 0.0221 | 9.58 | 16.2 | 0.00333 | 7.23 | 155 | 0.0221 | 9.58 | 16.2 | 0.00333 | 7.23 |  |  | 2 |  | RB-Appl-EffCW-med-ElecDHW-GasCDryer-Tier2-FrontPGESFm1985CZ16rWtd
RB-Appl-EffCW-med-ElecDHW-GasCDryer-Tier2-Front | DEER2016 | D16v1 | 2015-05-14 08:06 | PGE | SFm | 1996 | CZ01 | rWtd | Each | 1 | 1100 | None | 154 | 0.0209 | 10.4 | 15.1 | 0.00217 | 7.46 | 154 | 0.0209 | 10.4 | 15.1 | 0.00217 | 7.46 |  |  | 2 |  | RB-Appl-EffCW-med-ElecDHW-GasCDryer-Tier2-FrontPGESFm1996CZ01rWtd
RB-Appl-EffCW-med-ElecDHW-GasCDryer-Tier2-Front | DEER2016 | D16v1 | 2015-05-14 08:06 | PGE | SFm | 1996 | CZ02 | rWtd | Each | 1 | 1100 | None | 147 | 0.0188 | 10.5 | 15.6 | 0.00283 | 7.53 | 147 | 0.0188 | 10.5 | 15.6 | 0.00283 | 7.53 |  |  | 2 |  | RB-Appl-EffCW-med-ElecDHW-GasCDryer-Tier2-FrontPGESFm1996CZ02rWtd
RB-Appl-EffCW-med-ElecDHW-GasCDryer-Tier2-Front | DEER2016 | D16v1 | 2015-05-14 08:06 | PGE | SFm | 1996 | CZ03 | rWtd | Each | 1 | 1100 | None | 146 | 0.0182 | 10.4 | 14.4 | 0.000129 | 7.32 | 146 | 0.0182 | 10.4 | 14.4 | 0.000129 | 7.32 |  |  | 2 |  | RB-Appl-EffCW-med-ElecDHW-GasCDryer-Tier2-FrontPGESFm1996CZ03rWtd
RB-Appl-EffCW-med-ElecDHW-GasCDryer-Tier2-Front | DEER2016 | D16v1 | 2015-05-14 08:06 | PGE | SFm | 1996 | CZ04 | rWtd | Each | 1 | 1100 | None | 144 | 0.0216 | 10.6 | 17.4 | 0.00457 | 7.62 | 144 | 0.0216 | 10.6 | 17.4 | 0.00457 | 7.62 |  |  | 2 |  | RB-Appl-EffCW-med-ElecDHW-GasCDryer-Tier2-FrontPGESFm1996CZ04rWtd
RB-Appl-EffCW-med-ElecDHW-GasCDryer-Tier2-Front | DEER2016 | D16v1 | 2015-05-14 08:06 | PGE | SFm | 1996 | CZ05 | rWtd | Each | 1 | 1100 | None | 147 | 0.0199 | 10 | 14.1 | 0.00234 | 6.97 | 147 | 0.0199 | 10 | 14.1 | 0.00234 | 6.97 |  |  | 2 |  | RB-Appl-EffCW-med-ElecDHW-GasCDryer-Tier2-FrontPGESFm1996CZ05rWtd
RB-Appl-EffCW-med-ElecDHW-GasCDryer-Tier2-Front | DEER2016 | D16v1 | 2015-05-14 08:06 | PGE | SFm | 1996 | CZ11 | rWtd | Each | 1 | 1020 | None | 146 | 0.0232 | 9.93 | 19.5 | 0.00544 | 7.49 | 146 | 0.0232 | 9.93 | 19.5 | 0.00544 | 7.49 |  |  | 2 |  | RB-Appl-EffCW-med-ElecDHW-GasCDryer-Tier2-FrontPGESFm1996CZ11rWtd
RB-Appl-EffCW-med-ElecDHW-GasCDryer-Tier2-Front | DEER2016 | D16v1 | 2015-05-14 08:06 | PGE | SFm | 1996 | CZ12 | rWtd | Each | 1 | 1020 | None | 145 | 0.0261 | 9.88 | 17.2 | 0.00464 | 7.45 | 145 | 0.0261 | 9.88 | 17.2 | 0.00464 | 7.45 |  |  | 2 |  | RB-Appl-EffCW-med-ElecDHW-GasCDryer-Tier2-FrontPGESFm1996CZ12rWtd
RB-Appl-EffCW-med-ElecDHW-GasCDryer-Tier2-Front | DEER2016 | D16v1 | 2015-05-14 08:06 | PGE | SFm | 1996 | CZ13 | rWtd | Each | 1 | 1020 | None | 145 | 0.0227 | 9.94 | 19.9 | 0.00469 | 7.51 | 145 | 0.0227 | 9.94 | 19.9 | 0.00469 | 7.51 |  |  | 2 |  | RB-Appl-EffCW-med-ElecDHW-GasCDryer-Tier2-FrontPGESFm1996CZ13rWtd
RB-Appl-EffCW-med-ElecDHW-GasCDryer-Tier2-Front | DEER2016 | D16v1 | 2015-05-14 08:06 | PGE | SFm | 1996 | CZ16 | rWtd | Each | 1 | 1100 | None | 155 | 0.0217 | 10.6 | 16.3 | 0.0037 | 7.61 | 155 | 0.0217 | 10.6 | 16.3 | 0.0037 | 7.61 |  |  | 2 |  | RB-Appl-EffCW-med-ElecDHW-GasCDryer-Tier2-FrontPGESFm1996CZ16rWtd
RB-Appl-EffCW-med-ElecDHW-GasCDryer-Tier2-Front | DEER2016 | D16v1 | 2015-05-14 08:06 | PGE | SFm | 2003 | CZ01 | rWtd | Each | 1 | 1150 | None | 153 | 0.0209 | 9.68 | 15 | 0.00223 | 7.45 | 153 | 0.0209 | 9.68 | 15 | 0.00223 | 7.45 |  |  | 2 |  | RB-Appl-EffCW-med-ElecDHW-GasCDryer-Tier2-FrontPGESFm2003CZ01rWtd
RB-Appl-EffCW-med-ElecDHW-GasCDryer-Tier2-Front | DEER2016 | D16v1 | 2015-05-14 08:06 | PGE | SFm | 2003 | CZ02 | rWtd | Each | 1 | 974 | None | 145 | 0.0213 | 9.79 | 14.7 | 0.00286 | 7.41 | 145 | 0.0213 | 9.79 | 14.7 | 0.00286 | 7.41 |  |  | 2 |  | RB-Appl-EffCW-med-ElecDHW-GasCDryer-Tier2-FrontPGESFm2003CZ02rWtd
RB-Appl-EffCW-med-ElecDHW-GasCDryer-Tier2-Front | DEER2016 | D16v1 | 2015-05-14 08:06 | PGE | SFm | 2003 | CZ03 | rWtd | Each | 1 | 1150 | None | 145 | 0.0216 | 9.58 | 14.1 | 0.00116 | 7.39 | 145 | 0.0216 | 9.58 | 14.1 | 0.00116 | 7.39 |  |  | 2 |  | RB-Appl-EffCW-med-ElecDHW-GasCDryer-Tier2-FrontPGESFm2003CZ03rWtd
RB-Appl-EffCW-med-ElecDHW-GasCDryer-Tier2-Front | DEER2016 | D16v1 | 2015-05-14 08:06 | PGE | SFm | 2003 | CZ04 | rWtd | Each | 1 | 1150 | None | 144 | 0.0213 | 9.92 | 15.5 | 0.00405 | 7.58 | 144 | 0.0213 | 9.92 | 15.5 | 0.00405 | 7.58 |  |  | 2 |  | RB-Appl-EffCW-med-ElecDHW-GasCDryer-Tier2-FrontPGESFm2003CZ04rWtd
RB-Appl-EffCW-med-ElecDHW-GasCDryer-Tier2-Front | DEER2016 | D16v1 | 2015-05-14 08:06 | PGE | SFm | 2003 | CZ05 | rWtd | Each | 1 | 1150 | None | 146 | 0.0152 | 8.84 | 14.2 | 0.00315 | 6.91 | 146 | 0.0152 | 8.84 | 14.2 | 0.00315 | 6.91 |  |  | 2 |  | RB-Appl-EffCW-med-ElecDHW-GasCDryer-Tier2-FrontPGESFm2003CZ05rWtd
RB-Appl-EffCW-med-ElecDHW-GasCDryer-Tier2-Front | DEER2016 | D16v1 | 2015-05-14 08:06 | PGE | SFm | 2003 | CZ11 | rWtd | Each | 1 | 974 | None | 143 | 0.0216 | 9.95 | 18.3 | 0.00431 | 7.52 | 143 | 0.0216 | 9.95 | 18.3 | 0.00431 | 7.52 |  |  | 2 |  | RB-Appl-EffCW-med-ElecDHW-GasCDryer-Tier2-FrontPGESFm2003CZ11rWtd
RB-Appl-EffCW-med-ElecDHW-GasCDryer-Tier2-Front | DEER2016 | D16v1 | 2015-05-14 08:06 | PGE | SFm | 2003 | CZ12 | rWtd | Each | 1 | 974 | None | 146 | 0.0262 | 9.9 | 17.4 | 0.00635 | 7.5 | 146 | 0.0262 | 9.9 | 17.4 | 0.00635 | 7.5 |  |  | 2 |  | RB-Appl-EffCW-med-ElecDHW-GasCDryer-Tier2-FrontPGESFm2003CZ12rWtd
RB-Appl-EffCW-med-ElecDHW-GasCDryer-Tier2-Front | DEER2016 | D16v1 | 2015-05-14 08:06 | PGE | SFm | 2003 | CZ13 | rWtd | Each | 1 | 974 | None | 145 | 0.0227 | 10 | 20.4 | 0.00504 | 7.57 | 145 | 0.0227 | 10 | 20.4 | 0.00504 | 7.57 |  |  | 2 |  | RB-Appl-EffCW-med-ElecDHW-GasCDryer-Tier2-FrontPGESFm2003CZ13rWtd
RB-Appl-EffCW-med-ElecDHW-GasCDryer-Tier2-Front | DEER2016 | D16v1 | 2015-05-14 08:06 | PGE | SFm | 2003 | CZ16 | rWtd | Each | 1 | 1150 | None | 156 | 0.04 | 9.89 | 17.1 | 0.0132 | 7.58 | 156 | 0.04 | 9.89 | 17.1 | 0.0132 | 7.58 |  |  | 2 |  | RB-Appl-EffCW-med-ElecDHW-GasCDryer-Tier2-FrontPGESFm2003CZ16rWtd
RB-Appl-EffCW-med-ElecDHW-GasCDryer-Tier2-Front | DEER2016 | D16v1 | 2015-05-14 08:06 | PGE | SFm | 2007 | CZ01 | rWtd | Each | 1 | 1150 | None | 153 | 0.0208 | 9.56 | 15 | 0.0022 | 7.39 | 153 | 0.0208 | 9.56 | 15 | 0.0022 | 7.39 |  |  | 2 |  | RB-Appl-EffCW-med-ElecDHW-GasCDryer-Tier2-FrontPGESFm2007CZ01rWtd
RB-Appl-EffCW-med-ElecDHW-GasCDryer-Tier2-Front | DEER2016 | D16v1 | 2015-05-14 08:06 | PGE | SFm | 2007 | CZ02 | rWtd | Each | 1 | 974 | None | 145 | 0.0214 | 9.46 | 14.5 | 0.00285 | 7.21 | 145 | 0.0214 | 9.46 | 14.5 | 0.00285 | 7.21 |  |  | 2 |  | RB-Appl-EffCW-med-ElecDHW-GasCDryer-Tier2-FrontPGESFm2007CZ02rWtd
RB-Appl-EffCW-med-ElecDHW-GasCDryer-Tier2-Front | DEER2016 | D16v1 | 2015-05-14 08:06 | PGE | SFm | 2007 | CZ03 | rWtd | Each | 1 | 1150 | None | 144 | 0.0209 | 9.22 | 14.1 | 0.00129 | 7.19 | 144 | 0.0209 | 9.22 | 14.1 | 0.00129 | 7.19 |  |  | 2 |  | RB-Appl-EffCW-med-ElecDHW-GasCDryer-Tier2-FrontPGESFm2007CZ03rWtd
RB-Appl-EffCW-med-ElecDHW-GasCDryer-Tier2-Front | DEER2016 | D16v1 | 2015-05-14 08:06 | PGE | SFm | 2007 | CZ04 | rWtd | Each | 1 | 1150 | None | 143 | 0.0214 | 9.74 | 15.2 | 0.00397 | 7.51 | 143 | 0.0214 | 9.74 | 15.2 | 0.00397 | 7.51 |  |  | 2 |  | RB-Appl-EffCW-med-ElecDHW-GasCDryer-Tier2-FrontPGESFm2007CZ04rWtd
RB-Appl-EffCW-med-ElecDHW-GasCDryer-Tier2-Front | DEER2016 | D16v1 | 2015-05-14 08:06 | PGE | SFm | 2007 | CZ05 | rWtd | Each | 1 | 1150 | None | 146 | 0.0208 | 9.19 | 14.1 | 0.002 | 7.14 | 146 | 0.0208 | 9.19 | 14.1 | 0.002 | 7.14 |  |  | 2 |  | RB-Appl-EffCW-med-ElecDHW-GasCDryer-Tier2-FrontPGESFm2007CZ05rWtd
RB-Appl-EffCW-med-ElecDHW-GasCDryer-Tier2-Front | DEER2016 | D16v1 | 2015-05-14 08:06 | PGE | SFm | 2007 | CZ11 | rWtd | Each | 1 | 974 | None | 143 | 0.0193 | 10 | 18.2 | 0.00226 | 7.57 | 143 | 0.0193 | 10 | 18.2 | 0.00226 | 7.57 |  |  | 2 |  | RB-Appl-EffCW-med-ElecDHW-GasCDryer-Tier2-FrontPGESFm2007CZ11rWtd
RB-Appl-EffCW-med-ElecDHW-GasCDryer-Tier2-Front | DEER2016 | D16v1 | 2015-05-14 08:06 | PGE | SFm | 2007 | CZ12 | rWtd | Each | 1 | 974 | None | 144 | 0.0187 | 10 | 16.9 | 0.000897 | 7.55 | 144 | 0.0187 | 10 | 16.9 | 0.000897 | 7.55 |  |  | 2 |  | RB-Appl-EffCW-med-ElecDHW-GasCDryer-Tier2-FrontPGESFm2007CZ12rWtd
RB-Appl-EffCW-med-ElecDHW-GasCDryer-Tier2-Front | DEER2016 | D16v1 | 2015-05-14 08:06 | PGE | SFm | 2007 | CZ13 | rWtd | Each | 1 | 974 | None | 144 | 0.0213 | 9.95 | 18.7 | 0.00385 | 7.53 | 144 | 0.0213 | 9.95 | 18.7 | 0.00385 | 7.53 |  |  | 2 |  | RB-Appl-EffCW-med-ElecDHW-GasCDryer-Tier2-FrontPGESFm2007CZ13rWtd
RB-Appl-EffCW-med-ElecDHW-GasCDryer-Tier2-Front | DEER2016 | D16v1 | 2015-05-14 08:06 | PGE | SFm | 2007 | CZ16 | rWtd | Each | 1 | 1150 | None | 155 | 0.0193 | 10 | 16.8 | -0.00818 | 7.66 | 155 | 0.0193 | 10 | 16.8 | -0.00818 | 7.66 |  |  | 2 |  | RB-Appl-EffCW-med-ElecDHW-GasCDryer-Tier2-FrontPGESFm2007CZ16rWtd
RB-Appl-EffCW-med-ElecDHW-GasCDryer-Tier2-Front | DEER2016 | D16v1 | 2015-05-14 08:06 | PGE | SFm | 2011 | CZ01 | rWtd | Each | 1 | 1150 | None | 153 | 0.0212 | 9.69 | 15.2 | 0.0025 | 7.45 | 153 | 0.0212 | 9.69 | 15.2 | 0.0025 | 7.45 |  |  | 2 |  | RB-Appl-EffCW-med-ElecDHW-GasCDryer-Tier2-FrontPGESFm2011CZ01rWtd
RB-Appl-EffCW-med-ElecDHW-GasCDryer-Tier2-Front | DEER2016 | D16v1 | 2015-05-14 08:06 | PGE | SFm | 2011 | CZ02 | rWtd | Each | 1 | 974 | None | 146 | 0.022 | 9.57 | 14.9 | 0.00356 | 7.27 | 146 | 0.022 | 9.57 | 14.9 | 0.00356 | 7.27 |  |  | 2 |  | RB-Appl-EffCW-med-ElecDHW-GasCDryer-Tier2-FrontPGESFm2011CZ02rWtd
RB-Appl-EffCW-med-ElecDHW-GasCDryer-Tier2-Front | DEER2016 | D16v1 | 2015-05-14 08:06 | PGE | SFm | 2011 | CZ03 | rWtd | Each | 1 | 1150 | None | 145 | 0.0183 | 9.54 | 14.7 | 0.00029 | 7.39 | 145 | 0.0183 | 9.54 | 14.7 | 0.00029 | 7.39 |  |  | 2 |  | RB-Appl-EffCW-med-ElecDHW-GasCDryer-Tier2-FrontPGESFm2011CZ03rWtd
RB-Appl-EffCW-med-ElecDHW-GasCDryer-Tier2-Front | DEER2016 | D16v1 | 2015-05-14 08:06 | PGE | SFm | 2011 | CZ04 | rWtd | Each | 1 | 1150 | None | 144 | 0.0206 | 9.88 | 15.7 | 0.00317 | 7.57 | 144 | 0.0206 | 9.88 | 15.7 | 0.00317 | 7.57 |  |  | 2 |  | RB-Appl-EffCW-med-ElecDHW-GasCDryer-Tier2-FrontPGESFm2011CZ04rWtd
RB-Appl-EffCW-med-ElecDHW-GasCDryer-Tier2-Front | DEER2016 | D16v1 | 2015-05-14 08:06 | PGE | SFm | 2011 | CZ05 | rWtd | Each | 1 | 1150 | None | 146 | 0.0207 | 8.81 | 14.1 | 0.00274 | 6.99 | 146 | 0.0207 | 8.81 | 14.1 | 0.00274 | 6.99 |  |  | 2 |  | RB-Appl-EffCW-med-ElecDHW-GasCDryer-Tier2-FrontPGESFm2011CZ05rWtd
RB-Appl-EffCW-med-ElecDHW-GasCDryer-Tier2-Front | DEER2016 | D16v1 | 2015-05-14 08:06 | PGE | SFm | 2011 | CZ11 | rWtd | Each | 1 | 974 | None | 144 | 0.0213 | 10.1 | 18.4 | 0.00448 | 7.61 | 144 | 0.0213 | 10.1 | 18.4 | 0.00448 | 7.61 |  |  | 2 |  | RB-Appl-EffCW-med-ElecDHW-GasCDryer-Tier2-FrontPGESFm2011CZ11rWtd
RB-Appl-EffCW-med-ElecDHW-GasCDryer-Tier2-Front | DEER2016 | D16v1 | 2015-05-14 08:06 | PGE | SFm | 2011 | CZ12 | rWtd | Each | 1 | 974 | None | 145 | 0.0226 | 10.1 | 17.4 | 0.00529 | 7.6 | 145 | 0.0226 | 10.1 | 17.4 | 0.00529 | 7.6 |  |  | 2 |  | RB-Appl-EffCW-med-ElecDHW-GasCDryer-Tier2-FrontPGESFm2011CZ12rWtd
RB-Appl-EffCW-med-ElecDHW-GasCDryer-Tier2-Front | DEER2016 | D16v1 | 2015-05-14 08:06 | PGE | SFm | 2011 | CZ13 | rWtd | Each | 1 | 974 | None | 142 | 0.0219 | 9.96 | 17.9 | 0.00509 | 7.55 | 142 | 0.0219 | 9.96 | 17.9 | 0.00509 | 7.55 |  |  | 2 |  | RB-Appl-EffCW-med-ElecDHW-GasCDryer-Tier2-FrontPGESFm2011CZ13rWtd
RB-Appl-EffCW-med-ElecDHW-GasCDryer-Tier2-Front | DEER2016 | D16v1 | 2015-05-14 08:06 | PGE | SFm | 2011 | CZ16 | rWtd | Each | 1 | 1150 | None | 155 | 0.0356 | 10.1 | 16.6 | 0.0172 | 7.72 | 155 | 0.0356 | 10.1 | 16.6 | 0.0172 | 7.72 |  |  | 2 |  | RB-Appl-EffCW-med-ElecDHW-GasCDryer-Tier2-FrontPGESFm2011CZ16rWtd
RB-Appl-EffCW-med-ElecDHW-GasCDryer-Tier2-Front | DEER2016 | D16v1 | 2015-05-14 08:06 | PGE | SFm | 2014 | CZ01 | rWtd | Each | 1 | 1150 | None | 154 | 0.0208 | 9.83 | 15.2 | 0.00203 | 7.53 | 154 | 0.0208 | 9.83 | 15.2 | 0.00203 | 7.53 |  |  | 2 |  | RB-Appl-EffCW-med-ElecDHW-GasCDryer-Tier2-FrontPGESFm2014CZ01rWtd
RB-Appl-EffCW-med-ElecDHW-GasCDryer-Tier2-Front | DEER2016 | D16v1 | 2015-05-14 08:06 | PGE | SFm | 2014 | CZ02 | rWtd | Each | 1 | 974 | None | 145 | 0.0216 | 9.57 | 14.5 | 0.00324 | 7.25 | 145 | 0.0216 | 9.57 | 14.5 | 0.00324 | 7.25 |  |  | 2 |  | RB-Appl-EffCW-med-ElecDHW-GasCDryer-Tier2-FrontPGESFm2014CZ02rWtd
RB-Appl-EffCW-med-ElecDHW-GasCDryer-Tier2-Front | DEER2016 | D16v1 | 2015-05-14 08:06 | PGE | SFm | 2014 | CZ03 | rWtd | Each | 1 | 1150 | None | 145 | 0.0203 | 9.81 | 14.5 | 0.00305 | 7.51 | 145 | 0.0203 | 9.81 | 14.5 | 0.00305 | 7.51 |  |  | 2 |  | RB-Appl-EffCW-med-ElecDHW-GasCDryer-Tier2-FrontPGESFm2014CZ03rWtd
RB-Appl-EffCW-med-ElecDHW-GasCDryer-Tier2-Front | DEER2016 | D16v1 | 2015-05-14 08:06 | PGE | SFm | 2014 | CZ04 | rWtd | Each | 1 | 1150 | None | 144 | 0.0203 | 9.87 | 15.8 | 0.00221 | 7.58 | 144 | 0.0203 | 9.87 | 15.8 | 0.00221 | 7.58 |  |  | 2 |  | RB-Appl-EffCW-med-ElecDHW-GasCDryer-Tier2-FrontPGESFm2014CZ04rWtd
RB-Appl-EffCW-med-ElecDHW-GasCDryer-Tier2-Front | DEER2016 | D16v1 | 2015-05-14 08:06 | PGE | SFm | 2014 | CZ05 | rWtd | Each | 1 | 1150 | None | 148 | 0.0168 | 9.89 | 15.2 | 0.00101 | 7.6 | 148 | 0.0168 | 9.89 | 15.2 | 0.00101 | 7.6 |  |  | 2 |  | RB-Appl-EffCW-med-ElecDHW-GasCDryer-Tier2-FrontPGESFm2014CZ05rWtd
RB-Appl-EffCW-med-ElecDHW-GasCDryer-Tier2-Front | DEER2016 | D16v1 | 2015-05-14 08:06 | PGE | SFm | 2014 | CZ11 | rWtd | Each | 1 | 974 | None | 142 | 0.0227 | 10.1 | 17.7 | 0.00578 | 7.59 | 142 | 0.0227 | 10.1 | 17.7 | 0.00578 | 7.59 |  |  | 2 |  | RB-Appl-EffCW-med-ElecDHW-GasCDryer-Tier2-FrontPGESFm2014CZ11rWtd
RB-Appl-EffCW-med-ElecDHW-GasCDryer-Tier2-Front | DEER2016 | D16v1 | 2015-05-14 08:06 | PGE | SFm | 2014 | CZ12 | rWtd | Each | 1 | 974 | None | 145 | 0.0205 | 10.1 | 17.1 | 0.00491 | 7.59 | 145 | 0.0205 | 10.1 | 17.1 | 0.00491 | 7.59 |  |  | 2 |  | RB-Appl-EffCW-med-ElecDHW-GasCDryer-Tier2-FrontPGESFm2014CZ12rWtd
RB-Appl-EffCW-med-ElecDHW-GasCDryer-Tier2-Front | DEER2016 | D16v1 | 2015-05-14 08:06 | PGE | SFm | 2014 | CZ13 | rWtd | Each | 1 | 974 | None | 139 | 0.0199 | 9.93 | 14.5 | 0.00295 | 7.52 | 139 | 0.0199 | 9.93 | 14.5 | 0.00295 | 7.52 |  |  | 2 |  | RB-Appl-EffCW-med-ElecDHW-GasCDryer-Tier2-FrontPGESFm2014CZ13rWtd
RB-Appl-EffCW-med-ElecDHW-GasCDryer-Tier2-Front | DEER2016 | D16v1 | 2015-05-14 08:06 | PGE | SFm | 2014 | CZ16 | rWtd | Each | 1 | 1150 | None | 154 | 0.0213 | 9.74 | 15.9 | 0.0028 | 7.51 | 154 | 0.0213 | 9.74 | 15.9 | 0.0028 | 7.51 |  |  | 2 |  | RB-Appl-EffCW-med-ElecDHW-GasCDryer-Tier2-FrontPGESFm2014CZ16rWtd
RB-Appl-EffCW-med-ElecDHW-GasCDryer-Tier2-Front | DEER2016 | D16v1 | 2015-05-14 08:06 | PGE | SFm | Ex | CZ01 | rWtd | Each | 1 | 982 | None | 154 | 0.0209 | 9.88 | 15.3 | 0.00217 | 7.66 | 154 | 0.0209 | 9.88 | 15.3 | 0.00217 | 7.66 |  |  | 2 |  | RB-Appl-EffCW-med-ElecDHW-GasCDryer-Tier2-FrontPGESFmExCZ01rWtd
RB-Appl-EffCW-med-ElecDHW-GasCDryer-Tier2-Front | DEER2016 | D16v1 | 2015-05-14 08:06 | PGE | SFm | Ex | CZ02 | rWtd | Each | 1 | 867 | None | 146 | 0.0225 | 9.96 | 15.2 | 0.00347 | 7.85 | 146 | 0.0225 | 9.96 | 15.2 | 0.00347 | 7.85 |  |  | 2 |  | RB-Appl-EffCW-med-ElecDHW-GasCDryer-Tier2-FrontPGESFmExCZ02rWtd
RB-Appl-EffCW-med-ElecDHW-GasCDryer-Tier2-Front | DEER2016 | D16v1 | 2015-05-14 08:06 | PGE | SFm | Ex | CZ03 | rWtd | Each | 1 | 859 | None | 145 | 0.0201 | 10 | 14.9 | 0.00249 | 7.97 | 145 | 0.0201 | 10 | 14.9 | 0.00249 | 7.97 |  |  | 2 |  | RB-Appl-EffCW-med-ElecDHW-GasCDryer-Tier2-FrontPGESFmExCZ03rWtd
RB-Appl-EffCW-med-ElecDHW-GasCDryer-Tier2-Front | DEER2016 | D16v1 | 2015-05-14 08:06 | PGE | SFm | Ex | CZ04 | rWtd | Each | 1 | 862 | None | 141 | 0.0208 | 10.2 | 14.3 | 0.0028 | 8 | 141 | 0.0208 | 10.2 | 14.3 | 0.0028 | 8 |  |  | 2 |  | RB-Appl-EffCW-med-ElecDHW-GasCDryer-Tier2-FrontPGESFmExCZ04rWtd
RB-Appl-EffCW-med-ElecDHW-GasCDryer-Tier2-Front | DEER2016 | D16v1 | 2015-05-14 08:06 | PGE | SFm | Ex | CZ05 | rWtd | Each | 1 | 884 | None | 147 | 0.0195 | 9.69 | 14.8 | 0.00175 | 7.71 | 147 | 0.0195 | 9.69 | 14.8 | 0.00175 | 7.71 |  |  | 2 |  | RB-Appl-EffCW-med-ElecDHW-GasCDryer-Tier2-FrontPGESFmExCZ05rWtd
RB-Appl-EffCW-med-ElecDHW-GasCDryer-Tier2-Front | DEER2016 | D16v1 | 2015-05-14 08:06 | PGE | SFm | Ex | CZ11 | rWtd | Each | 1 | 860 | None | 143 | 0.0226 | 10.1 | 17.6 | 0.00468 | 7.71 | 143 | 0.0226 | 10.1 | 17.6 | 0.00468 | 7.71 |  |  | 2 |  | RB-Appl-EffCW-med-ElecDHW-GasCDryer-Tier2-FrontPGESFmExCZ11rWtd
RB-Appl-EffCW-med-ElecDHW-GasCDryer-Tier2-Front | DEER2016 | D16v1 | 2015-05-14 08:06 | PGE | SFm | Ex | CZ12 | rWtd | Each | 1 | 847 | None | 144 | 0.0247 | 10 | 16.6 | 0.00666 | 7.68 | 144 | 0.0247 | 10 | 16.6 | 0.00666 | 7.68 |  |  | 2 |  | RB-Appl-EffCW-med-ElecDHW-GasCDryer-Tier2-FrontPGESFmExCZ12rWtd
RB-Appl-EffCW-med-ElecDHW-GasCDryer-Tier2-Front | DEER2016 | D16v1 | 2015-05-14 08:06 | PGE | SFm | Ex | CZ13 | rWtd | Each | 1 | 852 | None | 144 | 0.0233 | 10.1 | 19.3 | 0.0052 | 7.74 | 144 | 0.0233 | 10.1 | 19.3 | 0.0052 | 7.74 |  |  | 2 |  | RB-Appl-EffCW-med-ElecDHW-GasCDryer-Tier2-FrontPGESFmExCZ13rWtd
RB-Appl-EffCW-med-ElecDHW-GasCDryer-Tier2-Front | DEER2016 | D16v1 | 2015-05-14 08:06 | PGE | SFm | Ex | CZ16 | rWtd | Each | 1 | 898 | None | 156 | 0.0228 | 10.1 | 17 | 0.00352 | 7.83 | 156 | 0.0228 | 10.1 | 17 | 0.00352 | 7.83 |  |  | 2 |  | RB-Appl-EffCW-med-ElecDHW-GasCDryer-Tier2-FrontPGESFmExCZ16rWtd
RB-Appl-EffCW-med-ElecDHW-GasCDryer-Tier2-Front | DEER2016 | D16v1 | 2015-05-14 08:06 | PGE | SFm | Ex | IOU | rWtd | Each | 1 | 859 | None | 144 | 0.0222 | 10.1 | 16.1 | 0.00422 | 7.82 | 144 | 0.0222 | 10.1 | 16.1 | 0.00422 | 7.82 |  |  | 2 |  | RB-Appl-EffCW-med-ElecDHW-GasCDryer-Tier2-FrontPGESFmExIOUrWtd
RB-Appl-EffCW-med-ElecDHW-GasCDryer-Tier2-Front | DEER2016 | D16v1 | 2015-05-14 08:06 | SCE | DMo | Ex | CZ06 | rWtd | Each | 1 | 610 | None | 113 | 0.0154 | 8.23 | 12.8 | 0.00179 | 6.19 | 113 | 0.0154 | 8.23 | 12.8 | 0.00179 | 6.19 |  |  | 2 |  | RB-Appl-EffCW-med-ElecDHW-GasCDryer-Tier2-FrontSCEDMoExCZ06rWtd
RB-Appl-EffCW-med-ElecDHW-GasCDryer-Tier2-Front | DEER2016 | D16v1 | 2015-05-14 08:06 | SCE | DMo | Ex | CZ08 | rWtd | Each | 1 | 607 | None | 114 | 0.0166 | 8.21 | 14.3 | 0.00277 | 6.14 | 114 | 0.0166 | 8.21 | 14.3 | 0.00277 | 6.14 |  |  | 2 |  | RB-Appl-EffCW-med-ElecDHW-GasCDryer-Tier2-FrontSCEDMoExCZ08rWtd
RB-Appl-EffCW-med-ElecDHW-GasCDryer-Tier2-Front | DEER2016 | D16v1 | 2015-05-14 08:06 | SCE | DMo | Ex | CZ09 | rWtd | Each | 1 | 608 | None | 114 | 0.0168 | 8.17 | 14.7 | 0.00327 | 6.12 | 114 | 0.0168 | 8.17 | 14.7 | 0.00327 | 6.12 |  |  | 2 |  | RB-Appl-EffCW-med-ElecDHW-GasCDryer-Tier2-FrontSCEDMoExCZ09rWtd
RB-Appl-EffCW-med-ElecDHW-GasCDryer-Tier2-Front | DEER2016 | D16v1 | 2015-05-14 08:06 | SCE | DMo | Ex | CZ10 | rWtd | Each | 1 | 610 | None | 114 | 0.0173 | 8.05 | 15.2 | 0.00357 | 6.06 | 114 | 0.0173 | 8.05 | 15.2 | 0.00357 | 6.06 |  |  | 2 |  | RB-Appl-EffCW-med-ElecDHW-GasCDryer-Tier2-FrontSCEDMoExCZ10rWtd
RB-Appl-EffCW-med-ElecDHW-GasCDryer-Tier2-Front | DEER2016 | D16v1 | 2015-05-14 08:06 | SCE | DMo | Ex | CZ13 | rWtd | Each | 1 | 604 | None | 114 | 0.0166 | 8.07 | 15.1 | 0.00309 | 6.03 | 114 | 0.0166 | 8.07 | 15.1 | 0.00309 | 6.03 |  |  | 2 |  | RB-Appl-EffCW-med-ElecDHW-GasCDryer-Tier2-FrontSCEDMoExCZ13rWtd
RB-Appl-EffCW-med-ElecDHW-GasCDryer-Tier2-Front | DEER2016 | D16v1 | 2015-05-14 08:06 | SCE | DMo | Ex | CZ14 | rWtd | Each | 1 | 608 | None | 118 | 0.0165 | 8.04 | 16.6 | 0.0032 | 6.07 | 118 | 0.0165 | 8.04 | 16.6 | 0.0032 | 6.07 |  |  | 2 |  | RB-Appl-EffCW-med-ElecDHW-GasCDryer-Tier2-FrontSCEDMoExCZ14rWtd
RB-Appl-EffCW-med-ElecDHW-GasCDryer-Tier2-Front | DEER2016 | D16v1 | 2015-05-14 08:06 | SCE | DMo | Ex | CZ15 | rWtd | Each | 1 | 612 | None | 110 | 0.0146 | 8.4 | 18.6 | 0.00307 | 6.32 | 110 | 0.0146 | 8.4 | 18.6 | 0.00307 | 6.32 |  |  | 2 |  | RB-Appl-EffCW-med-ElecDHW-GasCDryer-Tier2-FrontSCEDMoExCZ15rWtd
RB-Appl-EffCW-med-ElecDHW-GasCDryer-Tier2-Front | DEER2016 | D16v1 | 2015-05-14 08:06 | SCE | DMo | Ex | CZ16 | rWtd | Each | 1 | 613 | None | 126 | 0.0194 | 7.53 | 14.7 | 0.00358 | 5.87 | 126 | 0.0194 | 7.53 | 14.7 | 0.00358 | 5.87 |  |  | 2 |  | RB-Appl-EffCW-med-ElecDHW-GasCDryer-Tier2-FrontSCEDMoExCZ16rWtd
RB-Appl-EffCW-med-ElecDHW-GasCDryer-Tier2-Front | DEER2016 | D16v1 | 2015-05-14 08:06 | SCE | DMo | Ex | IOU | rWtd | Each | 1 | 609 | None | 115 | 0.0168 | 8.09 | 14.8 | 0.00307 | 6.09 | 115 | 0.0168 | 8.09 | 14.8 | 0.00307 | 6.09 |  |  | 2 |  | RB-Appl-EffCW-med-ElecDHW-GasCDryer-Tier2-FrontSCEDMoExIOUrWtd
RB-Appl-EffCW-med-ElecDHW-GasCDryer-Tier2-Front | DEER2016 | D16v1 | 2015-05-14 08:06 | SCE | DMo | MH00 | CZ05 | rWtd | Each | 1 | 621 | None | 115 | 0.0178 | 7.34 | 11.9 | 0.00263 | 5.83 | 115 | 0.0178 | 7.34 | 11.9 | 0.00263 | 5.83 |  |  | 2 |  | RB-Appl-EffCW-med-ElecDHW-GasCDryer-Tier2-FrontSCEDMoMH00CZ05rWtd
RB-Appl-EffCW-med-ElecDHW-GasCDryer-Tier2-Front | DEER2016 | D16v1 | 2015-05-14 08:06 | SCE | DMo | MH00 | CZ06 | rWtd | Each | 1 | 621 | None | 113 | 0.0152 | 7.94 | 12.3 | 0.00152 | 6.16 | 113 | 0.0152 | 7.94 | 12.3 | 0.00152 | 6.16 |  |  | 2 |  | RB-Appl-EffCW-med-ElecDHW-GasCDryer-Tier2-FrontSCEDMoMH00CZ06rWtd
RB-Appl-EffCW-med-ElecDHW-GasCDryer-Tier2-Front | DEER2016 | D16v1 | 2015-05-14 08:06 | SCE | DMo | MH00 | CZ08 | rWtd | Each | 1 | 621 | None | 115 | 0.0173 | 8.01 | 15.1 | 0.00292 | 6.16 | 115 | 0.0173 | 8.01 | 15.1 | 0.00292 | 6.16 |  |  | 2 |  | RB-Appl-EffCW-med-ElecDHW-GasCDryer-Tier2-FrontSCEDMoMH00CZ08rWtd
RB-Appl-EffCW-med-ElecDHW-GasCDryer-Tier2-Front | DEER2016 | D16v1 | 2015-05-14 08:06 | SCE | DMo | MH00 | CZ09 | rWtd | Each | 1 | 621 | None | 117 | 0.0177 | 7.95 | 16.7 | 0.0033 | 6.15 | 117 | 0.0177 | 7.95 | 16.7 | 0.0033 | 6.15 |  |  | 2 |  | RB-Appl-EffCW-med-ElecDHW-GasCDryer-Tier2-FrontSCEDMoMH00CZ09rWtd
RB-Appl-EffCW-med-ElecDHW-GasCDryer-Tier2-Front | DEER2016 | D16v1 | 2015-05-14 08:06 | SCE | DMo | MH00 | CZ10 | rWtd | Each | 1 | 621 | None | 119 | 0.0184 | 7.98 | 16 | 0.00361 | 6.18 | 119 | 0.0184 | 7.98 | 16 | 0.00361 | 6.18 |  |  | 2 |  | RB-Appl-EffCW-med-ElecDHW-GasCDryer-Tier2-FrontSCEDMoMH00CZ10rWtd
RB-Appl-EffCW-med-ElecDHW-GasCDryer-Tier2-Front | DEER2016 | D16v1 | 2015-05-14 08:06 | SCE | DMo | MH00 | CZ13 | rWtd | Each | 1 | 621 | None | 118 | 0.0183 | 7.63 | 16.8 | 0.00363 | 6 | 118 | 0.0183 | 7.63 | 16.8 | 0.00363 | 6 |  |  | 2 |  | RB-Appl-EffCW-med-ElecDHW-GasCDryer-Tier2-FrontSCEDMoMH00CZ13rWtd
RB-Appl-EffCW-med-ElecDHW-GasCDryer-Tier2-Front | DEER2016 | D16v1 | 2015-05-14 08:06 | SCE | DMo | MH00 | CZ14 | rWtd | Each | 1 | 621 | None | 120 | 0.018 | 7.73 | 17.4 | 0.00349 | 6.04 | 120 | 0.018 | 7.73 | 17.4 | 0.00349 | 6.04 |  |  | 2 |  | RB-Appl-EffCW-med-ElecDHW-GasCDryer-Tier2-FrontSCEDMoMH00CZ14rWtd
RB-Appl-EffCW-med-ElecDHW-GasCDryer-Tier2-Front | DEER2016 | D16v1 | 2015-05-14 08:06 | SCE | DMo | MH00 | CZ15 | rWtd | Each | 1 | 621 | None | 114 | 0.0146 | 8.22 | 20.1 | 0.00291 | 6.29 | 114 | 0.0146 | 8.22 | 20.1 | 0.00291 | 6.29 |  |  | 2 |  | RB-Appl-EffCW-med-ElecDHW-GasCDryer-Tier2-FrontSCEDMoMH00CZ15rWtd
RB-Appl-EffCW-med-ElecDHW-GasCDryer-Tier2-Front | DEER2016 | D16v1 | 2015-05-14 08:06 | SCE | DMo | MH00 | CZ16 | rWtd | Each | 1 | 621 | None | 130 | 0.0199 | 7.57 | 18.9 | 0.00366 | 5.96 | 130 | 0.0199 | 7.57 | 18.9 | 0.00366 | 5.96 |  |  | 2 |  | RB-Appl-EffCW-med-ElecDHW-GasCDryer-Tier2-FrontSCEDMoMH00CZ16rWtd
RB-Appl-EffCW-med-ElecDHW-GasCDryer-Tier2-Front | DEER2016 | D16v1 | 2015-05-14 08:06 | SCE | DMo | MH06 | CZ05 | rWtd | Each | 1 | 621 | None | 118 | 0.0173 | 7.34 | 12.7 | 0.00251 | 5.83 | 118 | 0.0173 | 7.34 | 12.7 | 0.00251 | 5.83 |  |  | 2 |  | RB-Appl-EffCW-med-ElecDHW-GasCDryer-Tier2-FrontSCEDMoMH06CZ05rWtd
RB-Appl-EffCW-med-ElecDHW-GasCDryer-Tier2-Front | DEER2016 | D16v1 | 2015-05-14 08:06 | SCE | DMo | MH06 | CZ06 | rWtd | Each | 1 | 621 | None | 112 | 0.0148 | 8.05 | 12.2 | 0.00129 | 6.2 | 112 | 0.0148 | 8.05 | 12.2 | 0.00129 | 6.2 |  |  | 2 |  | RB-Appl-EffCW-med-ElecDHW-GasCDryer-Tier2-FrontSCEDMoMH06CZ06rWtd
RB-Appl-EffCW-med-ElecDHW-GasCDryer-Tier2-Front | DEER2016 | D16v1 | 2015-05-14 08:06 | SCE | DMo | MH06 | CZ08 | rWtd | Each | 1 | 621 | None | 117 | 0.0165 | 8.09 | 16 | 0.00254 | 6.2 | 117 | 0.0165 | 8.09 | 16 | 0.00254 | 6.2 |  |  | 2 |  | RB-Appl-EffCW-med-ElecDHW-GasCDryer-Tier2-FrontSCEDMoMH06CZ08rWtd
RB-Appl-EffCW-med-ElecDHW-GasCDryer-Tier2-Front | DEER2016 | D16v1 | 2015-05-14 08:06 | SCE | DMo | MH06 | CZ09 | rWtd | Each | 1 | 621 | None | 116 | 0.0166 | 8 | 15.2 | 0.00287 | 6.19 | 116 | 0.0166 | 8 | 15.2 | 0.00287 | 6.19 |  |  | 2 |  | RB-Appl-EffCW-med-ElecDHW-GasCDryer-Tier2-FrontSCEDMoMH06CZ09rWtd
RB-Appl-EffCW-med-ElecDHW-GasCDryer-Tier2-Front | DEER2016 | D16v1 | 2015-05-14 08:06 | SCE | DMo | MH06 | CZ10 | rWtd | Each | 1 | 621 | None | 118 | 0.0158 | 7.91 | 16.5 | 0.00244 | 6.14 | 118 | 0.0158 | 7.91 | 16.5 | 0.00244 | 6.14 |  |  | 2 |  | RB-Appl-EffCW-med-ElecDHW-GasCDryer-Tier2-FrontSCEDMoMH06CZ10rWtd
RB-Appl-EffCW-med-ElecDHW-GasCDryer-Tier2-Front | DEER2016 | D16v1 | 2015-05-14 08:06 | SCE | DMo | MH06 | CZ13 | rWtd | Each | 1 | 621 | None | 118 | 0.0174 | 7.59 | 15.9 | 0.00303 | 5.97 | 118 | 0.0174 | 7.59 | 15.9 | 0.00303 | 5.97 |  |  | 2 |  | RB-Appl-EffCW-med-ElecDHW-GasCDryer-Tier2-FrontSCEDMoMH06CZ13rWtd
RB-Appl-EffCW-med-ElecDHW-GasCDryer-Tier2-Front | DEER2016 | D16v1 | 2015-05-14 08:06 | SCE | DMo | MH06 | CZ14 | rWtd | Each | 1 | 621 | None | 120 | 0.0139 | 7.61 | 17.1 | 0.00165 | 5.98 | 120 | 0.0139 | 7.61 | 17.1 | 0.00165 | 5.98 |  |  | 2 |  | RB-Appl-EffCW-med-ElecDHW-GasCDryer-Tier2-FrontSCEDMoMH06CZ14rWtd
RB-Appl-EffCW-med-ElecDHW-GasCDryer-Tier2-Front | DEER2016 | D16v1 | 2015-05-14 08:06 | SCE | DMo | MH06 | CZ15 | rWtd | Each | 1 | 621 | None | 110 | 0.0137 | 8.23 | 18.5 | 0.00256 | 6.3 | 110 | 0.0137 | 8.23 | 18.5 | 0.00256 | 6.3 |  |  | 2 |  | RB-Appl-EffCW-med-ElecDHW-GasCDryer-Tier2-FrontSCEDMoMH06CZ15rWtd
RB-Appl-EffCW-med-ElecDHW-GasCDryer-Tier2-Front | DEER2016 | D16v1 | 2015-05-14 08:06 | SCE | DMo | MH06 | CZ16 | rWtd | Each | 1 | 621 | None | 126 | 0.0191 | 7.54 | 12.6 | 0.00325 | 5.96 | 126 | 0.0191 | 7.54 | 12.6 | 0.00325 | 5.96 |  |  | 2 |  | RB-Appl-EffCW-med-ElecDHW-GasCDryer-Tier2-FrontSCEDMoMH06CZ16rWtd
RB-Appl-EffCW-med-ElecDHW-GasCDryer-Tier2-Front | DEER2016 | D16v1 | 2015-05-14 08:06 | SCE | DMo | MH72 | CZ05 | rWtd | Each | 1 | 598 | None | 119 | 0.0182 | 8.1 | 12.7 | 0.00292 | 5.83 | 119 | 0.0182 | 8.1 | 12.7 | 0.00292 | 5.83 |  |  | 2 |  | RB-Appl-EffCW-med-ElecDHW-GasCDryer-Tier2-FrontSCEDMoMH72CZ05rWtd
RB-Appl-EffCW-med-ElecDHW-GasCDryer-Tier2-Front | DEER2016 | D16v1 | 2015-05-14 08:06 | SCE | DMo | MH72 | CZ06 | rWtd | Each | 1 | 598 | None | 113 | 0.0155 | 8.53 | 13.3 | 0.00193 | 6.2 | 113 | 0.0155 | 8.53 | 13.3 | 0.00193 | 6.2 |  |  | 2 |  | RB-Appl-EffCW-med-ElecDHW-GasCDryer-Tier2-FrontSCEDMoMH72CZ06rWtd
RB-Appl-EffCW-med-ElecDHW-GasCDryer-Tier2-Front | DEER2016 | D16v1 | 2015-05-14 08:06 | SCE | DMo | MH72 | CZ08 | rWtd | Each | 1 | 598 | None | 112 | 0.0162 | 8.4 | 14.1 | 0.00286 | 6.13 | 112 | 0.0162 | 8.4 | 14.1 | 0.00286 | 6.13 |  |  | 2 |  | RB-Appl-EffCW-med-ElecDHW-GasCDryer-Tier2-FrontSCEDMoMH72CZ08rWtd
RB-Appl-EffCW-med-ElecDHW-GasCDryer-Tier2-Front | DEER2016 | D16v1 | 2015-05-14 08:06 | SCE | DMo | MH72 | CZ09 | rWtd | Each | 1 | 598 | None | 113 | 0.0164 | 8.36 | 14.3 | 0.00324 | 6.11 | 113 | 0.0164 | 8.36 | 14.3 | 0.00324 | 6.11 |  |  | 2 |  | RB-Appl-EffCW-med-ElecDHW-GasCDryer-Tier2-FrontSCEDMoMH72CZ09rWtd
RB-Appl-EffCW-med-ElecDHW-GasCDryer-Tier2-Front | DEER2016 | D16v1 | 2015-05-14 08:06 | SCE | DMo | MH72 | CZ10 | rWtd | Each | 1 | 598 | None | 114 | 0.0168 | 8.28 | 15.2 | 0.00357 | 6.04 | 114 | 0.0168 | 8.28 | 15.2 | 0.00357 | 6.04 |  |  | 2 |  | RB-Appl-EffCW-med-ElecDHW-GasCDryer-Tier2-FrontSCEDMoMH72CZ10rWtd
RB-Appl-EffCW-med-ElecDHW-GasCDryer-Tier2-Front | DEER2016 | D16v1 | 2015-05-14 08:06 | SCE | DMo | MH72 | CZ13 | rWtd | Each | 1 | 598 | None | 113 | 0.016 | 8.25 | 14.9 | 0.00289 | 6.05 | 113 | 0.016 | 8.25 | 14.9 | 0.00289 | 6.05 |  |  | 2 |  | RB-Appl-EffCW-med-ElecDHW-GasCDryer-Tier2-FrontSCEDMoMH72CZ13rWtd
RB-Appl-EffCW-med-ElecDHW-GasCDryer-Tier2-Front | DEER2016 | D16v1 | 2015-05-14 08:06 | SCE | DMo | MH72 | CZ14 | rWtd | Each | 1 | 598 | None | 117 | 0.0163 | 8.42 | 16.8 | 0.00327 | 6.16 | 117 | 0.0163 | 8.42 | 16.8 | 0.00327 | 6.16 |  |  | 2 |  | RB-Appl-EffCW-med-ElecDHW-GasCDryer-Tier2-FrontSCEDMoMH72CZ14rWtd
RB-Appl-EffCW-med-ElecDHW-GasCDryer-Tier2-Front | DEER2016 | D16v1 | 2015-05-14 08:06 | SCE | DMo | MH72 | CZ15 | rWtd | Each | 1 | 598 | None | 108 | 0.0141 | 8.72 | 19.6 | 0.00317 | 6.39 | 108 | 0.0141 | 8.72 | 19.6 | 0.00317 | 6.39 |  |  | 2 |  | RB-Appl-EffCW-med-ElecDHW-GasCDryer-Tier2-FrontSCEDMoMH72CZ15rWtd
RB-Appl-EffCW-med-ElecDHW-GasCDryer-Tier2-Front | DEER2016 | D16v1 | 2015-05-14 08:06 | SCE | DMo | MH72 | CZ16 | rWtd | Each | 1 | 598 | None | 127 | 0.0185 | 8.15 | 15.9 | 0.00349 | 5.96 | 127 | 0.0185 | 8.15 | 15.9 | 0.00349 | 5.96 |  |  | 2 |  | RB-Appl-EffCW-med-ElecDHW-GasCDryer-Tier2-FrontSCEDMoMH72CZ16rWtd
RB-Appl-EffCW-med-ElecDHW-GasCDryer-Tier2-Front | DEER2016 | D16v1 | 2015-05-14 08:06 | SCE | DMo | MH85 | CZ05 | rWtd | Each | 1 | 621 | None | 120 | 0.0202 | 7.11 | 13.6 | 0.00256 | 5.73 | 120 | 0.0202 | 7.11 | 13.6 | 0.00256 | 5.73 |  |  | 2 |  | RB-Appl-EffCW-med-ElecDHW-GasCDryer-Tier2-FrontSCEDMoMH85CZ05rWtd
RB-Appl-EffCW-med-ElecDHW-GasCDryer-Tier2-Front | DEER2016 | D16v1 | 2015-05-14 08:06 | SCE | DMo | MH85 | CZ06 | rWtd | Each | 1 | 621 | None | 112 | 0.0155 | 7.94 | 12.5 | 0.00197 | 6.18 | 112 | 0.0155 | 7.94 | 12.5 | 0.00197 | 6.18 |  |  | 2 |  | RB-Appl-EffCW-med-ElecDHW-GasCDryer-Tier2-FrontSCEDMoMH85CZ06rWtd
RB-Appl-EffCW-med-ElecDHW-GasCDryer-Tier2-Front | DEER2016 | D16v1 | 2015-05-14 08:06 | SCE | DMo | MH85 | CZ08 | rWtd | Each | 1 | 621 | None | 116 | 0.0171 | 7.86 | 14.5 | 0.00254 | 6.14 | 116 | 0.0171 | 7.86 | 14.5 | 0.00254 | 6.14 |  |  | 2 |  | RB-Appl-EffCW-med-ElecDHW-GasCDryer-Tier2-FrontSCEDMoMH85CZ08rWtd
RB-Appl-EffCW-med-ElecDHW-GasCDryer-Tier2-Front | DEER2016 | D16v1 | 2015-05-14 08:06 | SCE | DMo | MH85 | CZ09 | rWtd | Each | 1 | 621 | None | 116 | 0.0174 | 7.87 | 14.4 | 0.00337 | 6.12 | 116 | 0.0174 | 7.87 | 14.4 | 0.00337 | 6.12 |  |  | 2 |  | RB-Appl-EffCW-med-ElecDHW-GasCDryer-Tier2-FrontSCEDMoMH85CZ09rWtd
RB-Appl-EffCW-med-ElecDHW-GasCDryer-Tier2-Front | DEER2016 | D16v1 | 2015-05-14 08:06 | SCE | DMo | MH85 | CZ10 | rWtd | Each | 1 | 621 | None | 114 | 0.0177 | 7.83 | 15 | 0.00357 | 6.07 | 114 | 0.0177 | 7.83 | 15 | 0.00357 | 6.07 |  |  | 2 |  | RB-Appl-EffCW-med-ElecDHW-GasCDryer-Tier2-FrontSCEDMoMH85CZ10rWtd
RB-Appl-EffCW-med-ElecDHW-GasCDryer-Tier2-Front | DEER2016 | D16v1 | 2015-05-14 08:06 | SCE | DMo | MH85 | CZ13 | rWtd | Each | 1 | 621 | None | 116 | 0.0182 | 7.6 | 15.6 | 0.00362 | 6 | 116 | 0.0182 | 7.6 | 15.6 | 0.00362 | 6 |  |  | 2 |  | RB-Appl-EffCW-med-ElecDHW-GasCDryer-Tier2-FrontSCEDMoMH85CZ13rWtd
RB-Appl-EffCW-med-ElecDHW-GasCDryer-Tier2-Front | DEER2016 | D16v1 | 2015-05-14 08:06 | SCE | DMo | MH85 | CZ14 | rWtd | Each | 1 | 621 | None | 120 | 0.0167 | 7.54 | 16.3 | 0.00307 | 5.96 | 120 | 0.0167 | 7.54 | 16.3 | 0.00307 | 5.96 |  |  | 2 |  | RB-Appl-EffCW-med-ElecDHW-GasCDryer-Tier2-FrontSCEDMoMH85CZ14rWtd
RB-Appl-EffCW-med-ElecDHW-GasCDryer-Tier2-Front | DEER2016 | D16v1 | 2015-05-14 08:06 | SCE | DMo | MH85 | CZ15 | rWtd | Each | 1 | 621 | None | 109 | 0.0153 | 8.18 | 16.7 | 0.00313 | 6.28 | 109 | 0.0153 | 8.18 | 16.7 | 0.00313 | 6.28 |  |  | 2 |  | RB-Appl-EffCW-med-ElecDHW-GasCDryer-Tier2-FrontSCEDMoMH85CZ15rWtd
RB-Appl-EffCW-med-ElecDHW-GasCDryer-Tier2-Front | DEER2016 | D16v1 | 2015-05-14 08:06 | SCE | DMo | MH85 | CZ16 | rWtd | Each | 1 | 621 | None | 125 | 0.0198 | 7.2 | 14 | 0.00363 | 5.82 | 125 | 0.0198 | 7.2 | 14 | 0.00363 | 5.82 |  |  | 2 |  | RB-Appl-EffCW-med-ElecDHW-GasCDryer-Tier2-FrontSCEDMoMH85CZ16rWtd
RB-Appl-EffCW-med-ElecDHW-GasCDryer-Tier2-Front | DEER2016 | D16v1 | 2015-05-14 08:06 | SCE | MFm | 1975 | CZ05 | rWtd | Each | 1 | 474 | None | 119 | 0.016 | 7.91 | 12.2 | 0.00166 | 6.43 | 119 | 0.016 | 7.91 | 12.2 | 0.00166 | 6.43 |  |  | 2 |  | RB-Appl-EffCW-med-ElecDHW-GasCDryer-Tier2-FrontSCEMFm1975CZ05rWtd
RB-Appl-EffCW-med-ElecDHW-GasCDryer-Tier2-Front | DEER2016 | D16v1 | 2015-05-14 08:06 | SCE | MFm | 1975 | CZ06 | rWtd | Each | 1 | 465 | None | 113 | 0.0152 | 8.61 | 12.2 | 0.000958 | 6.63 | 113 | 0.0152 | 8.61 | 12.2 | 0.000958 | 6.63 |  |  | 2 |  | RB-Appl-EffCW-med-ElecDHW-GasCDryer-Tier2-FrontSCEMFm1975CZ06rWtd
RB-Appl-EffCW-med-ElecDHW-GasCDryer-Tier2-Front | DEER2016 | D16v1 | 2015-05-14 08:06 | SCE | MFm | 1975 | CZ08 | rWtd | Each | 1 | 465 | None | 112 | 0.0164 | 8.55 | 11.8 | 0.00248 | 6.61 | 112 | 0.0164 | 8.55 | 11.8 | 0.00248 | 6.61 |  |  | 2 |  | RB-Appl-EffCW-med-ElecDHW-GasCDryer-Tier2-FrontSCEMFm1975CZ08rWtd
RB-Appl-EffCW-med-ElecDHW-GasCDryer-Tier2-Front | DEER2016 | D16v1 | 2015-05-14 08:06 | SCE | MFm | 1975 | CZ09 | rWtd | Each | 1 | 544 | None | 113 | 0.016 | 8.55 | 13.5 | 0.00262 | 6.3 | 113 | 0.016 | 8.55 | 13.5 | 0.00262 | 6.3 |  |  | 2 |  | RB-Appl-EffCW-med-ElecDHW-GasCDryer-Tier2-FrontSCEMFm1975CZ09rWtd
RB-Appl-EffCW-med-ElecDHW-GasCDryer-Tier2-Front | DEER2016 | D16v1 | 2015-05-14 08:06 | SCE | MFm | 1975 | CZ10 | rWtd | Each | 1 | 544 | None | 113 | 0.0168 | 8.59 | 14.6 | 0.00265 | 6.34 | 113 | 0.0168 | 8.59 | 14.6 | 0.00265 | 6.34 |  |  | 2 |  | RB-Appl-EffCW-med-ElecDHW-GasCDryer-Tier2-FrontSCEMFm1975CZ10rWtd
RB-Appl-EffCW-med-ElecDHW-GasCDryer-Tier2-Front | DEER2016 | D16v1 | 2015-05-14 08:06 | SCE | MFm | 1975 | CZ13 | rWtd | Each | 1 | 487 | None | 114 | 0.016 | 8.43 | 12.8 | 0.0021 | 6.57 | 114 | 0.016 | 8.43 | 12.8 | 0.0021 | 6.57 |  |  | 2 |  | RB-Appl-EffCW-med-ElecDHW-GasCDryer-Tier2-FrontSCEMFm1975CZ13rWtd
RB-Appl-EffCW-med-ElecDHW-GasCDryer-Tier2-Front | DEER2016 | D16v1 | 2015-05-14 08:06 | SCE | MFm | 1975 | CZ14 | rWtd | Each | 1 | 634 | None | 120 | 0.0164 | 8.05 | 15.5 | 0.00272 | 6.22 | 120 | 0.0164 | 8.05 | 15.5 | 0.00272 | 6.22 |  |  | 2 |  | RB-Appl-EffCW-med-ElecDHW-GasCDryer-Tier2-FrontSCEMFm1975CZ14rWtd
RB-Appl-EffCW-med-ElecDHW-GasCDryer-Tier2-Front | DEER2016 | D16v1 | 2015-05-14 08:06 | SCE | MFm | 1975 | CZ15 | rWtd | Each | 1 | 634 | None | 111 | 0.014 | 8.66 | 17.8 | 0.00229 | 6.52 | 111 | 0.014 | 8.66 | 17.8 | 0.00229 | 6.52 |  |  | 2 |  | RB-Appl-EffCW-med-ElecDHW-GasCDryer-Tier2-FrontSCEMFm1975CZ15rWtd
RB-Appl-EffCW-med-ElecDHW-GasCDryer-Tier2-Front | DEER2016 | D16v1 | 2015-05-14 08:06 | SCE | MFm | 1975 | CZ16 | rWtd | Each | 1 | 474 | None | 125 | 0.0178 | 8.16 | 12.6 | 0.00113 | 6.47 | 125 | 0.0178 | 8.16 | 12.6 | 0.00113 | 6.47 |  |  | 2 |  | RB-Appl-EffCW-med-ElecDHW-GasCDryer-Tier2-FrontSCEMFm1975CZ16rWtd
RB-Appl-EffCW-med-ElecDHW-GasCDryer-Tier2-Front | DEER2016 | D16v1 | 2015-05-14 08:06 | SCE | MFm | 1985 | CZ05 | rWtd | Each | 1 | 512 | None | 119 | 0.016 | 8.01 | 12.4 | 0.00169 | 6.49 | 119 | 0.016 | 8.01 | 12.4 | 0.00169 | 6.49 |  |  | 2 |  | RB-Appl-EffCW-med-ElecDHW-GasCDryer-Tier2-FrontSCEMFm1985CZ05rWtd
RB-Appl-EffCW-med-ElecDHW-GasCDryer-Tier2-Front | DEER2016 | D16v1 | 2015-05-14 08:06 | SCE | MFm | 1985 | CZ06 | rWtd | Each | 1 | 578 | None | 112 | 0.0165 | 8.62 | 11.9 | 0.00229 | 6.33 | 112 | 0.0165 | 8.62 | 11.9 | 0.00229 | 6.33 |  |  | 2 |  | RB-Appl-EffCW-med-ElecDHW-GasCDryer-Tier2-FrontSCEMFm1985CZ06rWtd
RB-Appl-EffCW-med-ElecDHW-GasCDryer-Tier2-Front | DEER2016 | D16v1 | 2015-05-14 08:06 | SCE | MFm | 1985 | CZ08 | rWtd | Each | 1 | 578 | None | 112 | 0.0168 | 8.7 | 13 | 0.00306 | 6.4 | 112 | 0.0168 | 8.7 | 13 | 0.00306 | 6.4 |  |  | 2 |  | RB-Appl-EffCW-med-ElecDHW-GasCDryer-Tier2-FrontSCEMFm1985CZ08rWtd
RB-Appl-EffCW-med-ElecDHW-GasCDryer-Tier2-Front | DEER2016 | D16v1 | 2015-05-14 08:06 | SCE | MFm | 1985 | CZ09 | rWtd | Each | 1 | 648 | None | 115 | 0.0157 | 8.63 | 12.8 | 0.00159 | 6.68 | 115 | 0.0157 | 8.63 | 12.8 | 0.00159 | 6.68 |  |  | 2 |  | RB-Appl-EffCW-med-ElecDHW-GasCDryer-Tier2-FrontSCEMFm1985CZ09rWtd
RB-Appl-EffCW-med-ElecDHW-GasCDryer-Tier2-Front | DEER2016 | D16v1 | 2015-05-14 08:06 | SCE | MFm | 1985 | CZ10 | rWtd | Each | 1 | 648 | None | 113 | 0.0168 | 8.66 | 12.3 | 0.00221 | 6.7 | 113 | 0.0168 | 8.66 | 12.3 | 0.00221 | 6.7 |  |  | 2 |  | RB-Appl-EffCW-med-ElecDHW-GasCDryer-Tier2-FrontSCEMFm1985CZ10rWtd
RB-Appl-EffCW-med-ElecDHW-GasCDryer-Tier2-Front | DEER2016 | D16v1 | 2015-05-14 08:06 | SCE | MFm | 1985 | CZ13 | rWtd | Each | 1 | 512 | None | 113 | 0.0167 | 8.43 | 12.6 | 0.00237 | 6.58 | 113 | 0.0167 | 8.43 | 12.6 | 0.00237 | 6.58 |  |  | 2 |  | RB-Appl-EffCW-med-ElecDHW-GasCDryer-Tier2-FrontSCEMFm1985CZ13rWtd
RB-Appl-EffCW-med-ElecDHW-GasCDryer-Tier2-Front | DEER2016 | D16v1 | 2015-05-14 08:06 | SCE | MFm | 1985 | CZ14 | rWtd | Each | 1 | 630 | None | 121 | 0.0158 | 8.16 | 16.3 | 0.00244 | 6.28 | 121 | 0.0158 | 8.16 | 16.3 | 0.00244 | 6.28 |  |  | 2 |  | RB-Appl-EffCW-med-ElecDHW-GasCDryer-Tier2-FrontSCEMFm1985CZ14rWtd
RB-Appl-EffCW-med-ElecDHW-GasCDryer-Tier2-Front | DEER2016 | D16v1 | 2015-05-14 08:06 | SCE | MFm | 1985 | CZ15 | rWtd | Each | 1 | 630 | None | 110 | 0.0139 | 8.68 | 17.5 | 0.00201 | 6.54 | 110 | 0.0139 | 8.68 | 17.5 | 0.00201 | 6.54 |  |  | 2 |  | RB-Appl-EffCW-med-ElecDHW-GasCDryer-Tier2-FrontSCEMFm1985CZ15rWtd
RB-Appl-EffCW-med-ElecDHW-GasCDryer-Tier2-Front | DEER2016 | D16v1 | 2015-05-14 08:06 | SCE | MFm | 1985 | CZ16 | rWtd | Each | 1 | 512 | None | 126 | 0.0173 | 8.21 | 13.3 | 0.00181 | 6.51 | 126 | 0.0173 | 8.21 | 13.3 | 0.00181 | 6.51 |  |  | 2 |  | RB-Appl-EffCW-med-ElecDHW-GasCDryer-Tier2-FrontSCEMFm1985CZ16rWtd
RB-Appl-EffCW-med-ElecDHW-GasCDryer-Tier2-Front | DEER2016 | D16v1 | 2015-05-14 08:06 | SCE | MFm | 1996 | CZ05 | rWtd | Each | 1 | 432 | None | 119 | 0.016 | 8.13 | 12.3 | 0.00169 | 6.47 | 119 | 0.016 | 8.13 | 12.3 | 0.00169 | 6.47 |  |  | 2 |  | RB-Appl-EffCW-med-ElecDHW-GasCDryer-Tier2-FrontSCEMFm1996CZ05rWtd
RB-Appl-EffCW-med-ElecDHW-GasCDryer-Tier2-Front | DEER2016 | D16v1 | 2015-05-14 08:06 | SCE | MFm | 1996 | CZ06 | rWtd | Each | 1 | 518 | None | 113 | 0.0165 | 8.63 | 11.9 | 0.00282 | 6.37 | 113 | 0.0165 | 8.63 | 11.9 | 0.00282 | 6.37 |  |  | 2 |  | RB-Appl-EffCW-med-ElecDHW-GasCDryer-Tier2-FrontSCEMFm1996CZ06rWtd
RB-Appl-EffCW-med-ElecDHW-GasCDryer-Tier2-Front | DEER2016 | D16v1 | 2015-05-14 08:06 | SCE | MFm | 1996 | CZ08 | rWtd | Each | 1 | 518 | None | 113 | 0.017 | 8.71 | 13.1 | 0.00268 | 6.44 | 113 | 0.017 | 8.71 | 13.1 | 0.00268 | 6.44 |  |  | 2 |  | RB-Appl-EffCW-med-ElecDHW-GasCDryer-Tier2-FrontSCEMFm1996CZ08rWtd
RB-Appl-EffCW-med-ElecDHW-GasCDryer-Tier2-Front | DEER2016 | D16v1 | 2015-05-14 08:06 | SCE | MFm | 1996 | CZ09 | rWtd | Each | 1 | 487 | None | 116 | 0.016 | 8.61 | 13.3 | 0.0019 | 6.62 | 116 | 0.016 | 8.61 | 13.3 | 0.0019 | 6.62 |  |  | 2 |  | RB-Appl-EffCW-med-ElecDHW-GasCDryer-Tier2-FrontSCEMFm1996CZ09rWtd
RB-Appl-EffCW-med-ElecDHW-GasCDryer-Tier2-Front | DEER2016 | D16v1 | 2015-05-14 08:06 | SCE | MFm | 1996 | CZ10 | rWtd | Each | 1 | 487 | None | 112 | 0.0184 | 8.58 | 12.7 | 0.00191 | 6.61 | 112 | 0.0184 | 8.58 | 12.7 | 0.00191 | 6.61 |  |  | 2 |  | RB-Appl-EffCW-med-ElecDHW-GasCDryer-Tier2-FrontSCEMFm1996CZ10rWtd
RB-Appl-EffCW-med-ElecDHW-GasCDryer-Tier2-Front | DEER2016 | D16v1 | 2015-05-14 08:06 | SCE | MFm | 1996 | CZ13 | rWtd | Each | 1 | 456 | None | 114 | 0.0163 | 8.45 | 12.8 | 0.00247 | 6.55 | 114 | 0.0163 | 8.45 | 12.8 | 0.00247 | 6.55 |  |  | 2 |  | RB-Appl-EffCW-med-ElecDHW-GasCDryer-Tier2-FrontSCEMFm1996CZ13rWtd
RB-Appl-EffCW-med-ElecDHW-GasCDryer-Tier2-Front | DEER2016 | D16v1 | 2015-05-14 08:06 | SCE | MFm | 1996 | CZ14 | rWtd | Each | 1 | 480 | None | 119 | 0.015 | 8.58 | 14.5 | 0.00178 | 6.61 | 119 | 0.015 | 8.58 | 14.5 | 0.00178 | 6.61 |  |  | 2 |  | RB-Appl-EffCW-med-ElecDHW-GasCDryer-Tier2-FrontSCEMFm1996CZ14rWtd
RB-Appl-EffCW-med-ElecDHW-GasCDryer-Tier2-Front | DEER2016 | D16v1 | 2015-05-14 08:06 | SCE | MFm | 1996 | CZ15 | rWtd | Each | 1 | 480 | None | 105 | 0.0138 | 8.88 | 13.4 | 0.00174 | 6.68 | 105 | 0.0138 | 8.88 | 13.4 | 0.00174 | 6.68 |  |  | 2 |  | RB-Appl-EffCW-med-ElecDHW-GasCDryer-Tier2-FrontSCEMFm1996CZ15rWtd
RB-Appl-EffCW-med-ElecDHW-GasCDryer-Tier2-Front | DEER2016 | D16v1 | 2015-05-14 08:06 | SCE | MFm | 1996 | CZ16 | rWtd | Each | 1 | 432 | None | 127 | 0.0172 | 8.18 | 13.7 | 0.00153 | 6.46 | 127 | 0.0172 | 8.18 | 13.7 | 0.00153 | 6.46 |  |  | 2 |  | RB-Appl-EffCW-med-ElecDHW-GasCDryer-Tier2-FrontSCEMFm1996CZ16rWtd
RB-Appl-EffCW-med-ElecDHW-GasCDryer-Tier2-Front | DEER2016 | D16v1 | 2015-05-14 08:06 | SCE | MFm | 2003 | CZ05 | rWtd | Each | 1 | 441 | None | 119 | 0.016 | 8.08 | 12.3 | 0.00168 | 6.45 | 119 | 0.016 | 8.08 | 12.3 | 0.00168 | 6.45 |  |  | 2 |  | RB-Appl-EffCW-med-ElecDHW-GasCDryer-Tier2-FrontSCEMFm2003CZ05rWtd
RB-Appl-EffCW-med-ElecDHW-GasCDryer-Tier2-Front | DEER2016 | D16v1 | 2015-05-14 08:06 | SCE | MFm | 2003 | CZ06 | rWtd | Each | 1 | 538 | None | 113 | 0.0162 | 8.63 | 12.1 | 0.00311 | 6.37 | 113 | 0.0162 | 8.63 | 12.1 | 0.00311 | 6.37 |  |  | 2 |  | RB-Appl-EffCW-med-ElecDHW-GasCDryer-Tier2-FrontSCEMFm2003CZ06rWtd
RB-Appl-EffCW-med-ElecDHW-GasCDryer-Tier2-Front | DEER2016 | D16v1 | 2015-05-14 08:06 | SCE | MFm | 2003 | CZ08 | rWtd | Each | 1 | 538 | None | 112 | 0.0162 | 8.69 | 13.1 | 0.00281 | 6.42 | 112 | 0.0162 | 8.69 | 13.1 | 0.00281 | 6.42 |  |  | 2 |  | RB-Appl-EffCW-med-ElecDHW-GasCDryer-Tier2-FrontSCEMFm2003CZ08rWtd
RB-Appl-EffCW-med-ElecDHW-GasCDryer-Tier2-Front | DEER2016 | D16v1 | 2015-05-14 08:06 | SCE | MFm | 2003 | CZ09 | rWtd | Each | 1 | 499 | None | 113 | 0.0161 | 8.58 | 12.9 | 0.00209 | 6.61 | 113 | 0.0161 | 8.58 | 12.9 | 0.00209 | 6.61 |  |  | 2 |  | RB-Appl-EffCW-med-ElecDHW-GasCDryer-Tier2-FrontSCEMFm2003CZ09rWtd
RB-Appl-EffCW-med-ElecDHW-GasCDryer-Tier2-Front | DEER2016 | D16v1 | 2015-05-14 08:06 | SCE | MFm | 2003 | CZ10 | rWtd | Each | 1 | 474 | None | 113 | 0.0169 | 8.68 | 12.7 | 0.00255 | 6.63 | 113 | 0.0169 | 8.68 | 12.7 | 0.00255 | 6.63 |  |  | 2 |  | RB-Appl-EffCW-med-ElecDHW-GasCDryer-Tier2-FrontSCEMFm2003CZ10rWtd
RB-Appl-EffCW-med-ElecDHW-GasCDryer-Tier2-Front | DEER2016 | D16v1 | 2015-05-14 08:06 | SCE | MFm | 2003 | CZ13 | rWtd | Each | 1 | 474 | None | 115 | 0.0157 | 8.57 | 13.5 | 0.00197 | 6.6 | 115 | 0.0157 | 8.57 | 13.5 | 0.00197 | 6.6 |  |  | 2 |  | RB-Appl-EffCW-med-ElecDHW-GasCDryer-Tier2-FrontSCEMFm2003CZ13rWtd
RB-Appl-EffCW-med-ElecDHW-GasCDryer-Tier2-Front | DEER2016 | D16v1 | 2015-05-14 08:06 | SCE | MFm | 2003 | CZ14 | rWtd | Each | 1 | 487 | None | 119 | 0.015 | 8.56 | 14.3 | 0.00182 | 6.6 | 119 | 0.015 | 8.56 | 14.3 | 0.00182 | 6.6 |  |  | 2 |  | RB-Appl-EffCW-med-ElecDHW-GasCDryer-Tier2-FrontSCEMFm2003CZ14rWtd
RB-Appl-EffCW-med-ElecDHW-GasCDryer-Tier2-Front | DEER2016 | D16v1 | 2015-05-14 08:06 | SCE | MFm | 2003 | CZ15 | rWtd | Each | 1 | 487 | None | 104 | 0.0137 | 8.87 | 12.9 | 0.00173 | 6.68 | 104 | 0.0137 | 8.87 | 12.9 | 0.00173 | 6.68 |  |  | 2 |  | RB-Appl-EffCW-med-ElecDHW-GasCDryer-Tier2-FrontSCEMFm2003CZ15rWtd
RB-Appl-EffCW-med-ElecDHW-GasCDryer-Tier2-Front | DEER2016 | D16v1 | 2015-05-14 08:06 | SCE | MFm | 2003 | CZ16 | rWtd | Each | 1 | 441 | None | 127 | 0.0178 | 8.26 | 13.5 | 0.00208 | 6.49 | 127 | 0.0178 | 8.26 | 13.5 | 0.00208 | 6.49 |  |  | 2 |  | RB-Appl-EffCW-med-ElecDHW-GasCDryer-Tier2-FrontSCEMFm2003CZ16rWtd
RB-Appl-EffCW-med-ElecDHW-GasCDryer-Tier2-Front | DEER2016 | D16v1 | 2015-05-14 08:06 | SCE | MFm | 2007 | CZ05 | rWtd | Each | 1 | 441 | None | 120 | 0.0161 | 8.22 | 12.4 | 0.00168 | 6.49 | 120 | 0.0161 | 8.22 | 12.4 | 0.00168 | 6.49 |  |  | 2 |  | RB-Appl-EffCW-med-ElecDHW-GasCDryer-Tier2-FrontSCEMFm2007CZ05rWtd
RB-Appl-EffCW-med-ElecDHW-GasCDryer-Tier2-Front | DEER2016 | D16v1 | 2015-05-14 08:06 | SCE | MFm | 2007 | CZ06 | rWtd | Each | 1 | 538 | None | 113 | 0.0169 | 8.63 | 12.1 | 0.00319 | 6.36 | 113 | 0.0169 | 8.63 | 12.1 | 0.00319 | 6.36 |  |  | 2 |  | RB-Appl-EffCW-med-ElecDHW-GasCDryer-Tier2-FrontSCEMFm2007CZ06rWtd
RB-Appl-EffCW-med-ElecDHW-GasCDryer-Tier2-Front | DEER2016 | D16v1 | 2015-05-14 08:06 | SCE | MFm | 2007 | CZ08 | rWtd | Each | 1 | 538 | None | 113 | 0.0155 | 8.67 | 13.1 | 0.00238 | 6.4 | 113 | 0.0155 | 8.67 | 13.1 | 0.00238 | 6.4 |  |  | 2 |  | RB-Appl-EffCW-med-ElecDHW-GasCDryer-Tier2-FrontSCEMFm2007CZ08rWtd
RB-Appl-EffCW-med-ElecDHW-GasCDryer-Tier2-Front | DEER2016 | D16v1 | 2015-05-14 08:06 | SCE | MFm | 2007 | CZ09 | rWtd | Each | 1 | 499 | None | 113 | 0.0161 | 8.62 | 12.6 | 0.00216 | 6.63 | 113 | 0.0161 | 8.62 | 12.6 | 0.00216 | 6.63 |  |  | 2 |  | RB-Appl-EffCW-med-ElecDHW-GasCDryer-Tier2-FrontSCEMFm2007CZ09rWtd
RB-Appl-EffCW-med-ElecDHW-GasCDryer-Tier2-Front | DEER2016 | D16v1 | 2015-05-14 08:06 | SCE | MFm | 2007 | CZ10 | rWtd | Each | 1 | 474 | None | 113 | 0.0157 | 8.7 | 12.9 | 0.00203 | 6.64 | 113 | 0.0157 | 8.7 | 12.9 | 0.00203 | 6.64 |  |  | 2 |  | RB-Appl-EffCW-med-ElecDHW-GasCDryer-Tier2-FrontSCEMFm2007CZ10rWtd
RB-Appl-EffCW-med-ElecDHW-GasCDryer-Tier2-Front | DEER2016 | D16v1 | 2015-05-14 08:06 | SCE | MFm | 2007 | CZ13 | rWtd | Each | 1 | 474 | None | 114 | 0.0148 | 8.51 | 13.3 | 0.00144 | 6.57 | 114 | 0.0148 | 8.51 | 13.3 | 0.00144 | 6.57 |  |  | 2 |  | RB-Appl-EffCW-med-ElecDHW-GasCDryer-Tier2-FrontSCEMFm2007CZ13rWtd
RB-Appl-EffCW-med-ElecDHW-GasCDryer-Tier2-Front | DEER2016 | D16v1 | 2015-05-14 08:06 | SCE | MFm | 2007 | CZ14 | rWtd | Each | 1 | 487 | None | 117 | 0.0149 | 8.56 | 13.7 | 0.0018 | 6.6 | 117 | 0.0149 | 8.56 | 13.7 | 0.0018 | 6.6 |  |  | 2 |  | RB-Appl-EffCW-med-ElecDHW-GasCDryer-Tier2-FrontSCEMFm2007CZ14rWtd
RB-Appl-EffCW-med-ElecDHW-GasCDryer-Tier2-Front | DEER2016 | D16v1 | 2015-05-14 08:06 | SCE | MFm | 2007 | CZ15 | rWtd | Each | 1 | 487 | None | 104 | 0.0133 | 8.92 | 12.9 | 0.00171 | 6.7 | 104 | 0.0133 | 8.92 | 12.9 | 0.00171 | 6.7 |  |  | 2 |  | RB-Appl-EffCW-med-ElecDHW-GasCDryer-Tier2-FrontSCEMFm2007CZ15rWtd
RB-Appl-EffCW-med-ElecDHW-GasCDryer-Tier2-Front | DEER2016 | D16v1 | 2015-05-14 08:06 | SCE | MFm | 2007 | CZ16 | rWtd | Each | 1 | 441 | None | 128 | 0.0176 | 8.34 | 14.2 | 0.00203 | 6.53 | 128 | 0.0176 | 8.34 | 14.2 | 0.00203 | 6.53 |  |  | 2 |  | RB-Appl-EffCW-med-ElecDHW-GasCDryer-Tier2-FrontSCEMFm2007CZ16rWtd
RB-Appl-EffCW-med-ElecDHW-GasCDryer-Tier2-Front | DEER2016 | D16v1 | 2015-05-14 08:06 | SCE | MFm | 2011 | CZ05 | rWtd | Each | 1 | 441 | None | 120 | 0.0161 | 8.27 | 12.4 | 0.0017 | 6.5 | 120 | 0.0161 | 8.27 | 12.4 | 0.0017 | 6.5 |  |  | 2 |  | RB-Appl-EffCW-med-ElecDHW-GasCDryer-Tier2-FrontSCEMFm2011CZ05rWtd
RB-Appl-EffCW-med-ElecDHW-GasCDryer-Tier2-Front | DEER2016 | D16v1 | 2015-05-14 08:06 | SCE | MFm | 2011 | CZ06 | rWtd | Each | 1 | 538 | None | 113 | 0.0166 | 8.65 | 12 | 0.00327 | 6.39 | 113 | 0.0166 | 8.65 | 12 | 0.00327 | 6.39 |  |  | 2 |  | RB-Appl-EffCW-med-ElecDHW-GasCDryer-Tier2-FrontSCEMFm2011CZ06rWtd
RB-Appl-EffCW-med-ElecDHW-GasCDryer-Tier2-Front | DEER2016 | D16v1 | 2015-05-14 08:06 | SCE | MFm | 2011 | CZ08 | rWtd | Each | 1 | 538 | None | 113 | 0.0154 | 8.77 | 13.8 | 0.00226 | 6.48 | 113 | 0.0154 | 8.77 | 13.8 | 0.00226 | 6.48 |  |  | 2 |  | RB-Appl-EffCW-med-ElecDHW-GasCDryer-Tier2-FrontSCEMFm2011CZ08rWtd
RB-Appl-EffCW-med-ElecDHW-GasCDryer-Tier2-Front | DEER2016 | D16v1 | 2015-05-14 08:06 | SCE | MFm | 2011 | CZ09 | rWtd | Each | 1 | 499 | None | 114 | 0.016 | 8.73 | 12.7 | 0.00216 | 6.66 | 114 | 0.016 | 8.73 | 12.7 | 0.00216 | 6.66 |  |  | 2 |  | RB-Appl-EffCW-med-ElecDHW-GasCDryer-Tier2-FrontSCEMFm2011CZ09rWtd
RB-Appl-EffCW-med-ElecDHW-GasCDryer-Tier2-Front | DEER2016 | D16v1 | 2015-05-14 08:06 | SCE | MFm | 2011 | CZ10 | rWtd | Each | 1 | 474 | None | 114 | 0.0157 | 8.77 | 13.1 | 0.00209 | 6.66 | 114 | 0.0157 | 8.77 | 13.1 | 0.00209 | 6.66 |  |  | 2 |  | RB-Appl-EffCW-med-ElecDHW-GasCDryer-Tier2-FrontSCEMFm2011CZ10rWtd
RB-Appl-EffCW-med-ElecDHW-GasCDryer-Tier2-Front | DEER2016 | D16v1 | 2015-05-14 08:06 | SCE | MFm | 2011 | CZ13 | rWtd | Each | 1 | 474 | None | 115 | 0.015 | 8.56 | 13.5 | 0.00169 | 6.58 | 115 | 0.015 | 8.56 | 13.5 | 0.00169 | 6.58 |  |  | 2 |  | RB-Appl-EffCW-med-ElecDHW-GasCDryer-Tier2-FrontSCEMFm2011CZ13rWtd
RB-Appl-EffCW-med-ElecDHW-GasCDryer-Tier2-Front | DEER2016 | D16v1 | 2015-05-14 08:06 | SCE | MFm | 2011 | CZ14 | rWtd | Each | 1 | 487 | None | 118 | 0.0147 | 8.63 | 14 | 0.00176 | 6.62 | 118 | 0.0147 | 8.63 | 14 | 0.00176 | 6.62 |  |  | 2 |  | RB-Appl-EffCW-med-ElecDHW-GasCDryer-Tier2-FrontSCEMFm2011CZ14rWtd
RB-Appl-EffCW-med-ElecDHW-GasCDryer-Tier2-Front | DEER2016 | D16v1 | 2015-05-14 08:06 | SCE | MFm | 2011 | CZ15 | rWtd | Each | 1 | 487 | None | 104 | 0.0134 | 8.96 | 12.8 | 0.00172 | 6.71 | 104 | 0.0134 | 8.96 | 12.8 | 0.00172 | 6.71 |  |  | 2 |  | RB-Appl-EffCW-med-ElecDHW-GasCDryer-Tier2-FrontSCEMFm2011CZ15rWtd
RB-Appl-EffCW-med-ElecDHW-GasCDryer-Tier2-Front | DEER2016 | D16v1 | 2015-05-14 08:06 | SCE | MFm | 2011 | CZ16 | rWtd | Each | 1 | 441 | None | 128 | 0.0172 | 8.39 | 13.9 | 0.00208 | 6.53 | 128 | 0.0172 | 8.39 | 13.9 | 0.00208 | 6.53 |  |  | 2 |  | RB-Appl-EffCW-med-ElecDHW-GasCDryer-Tier2-FrontSCEMFm2011CZ16rWtd
RB-Appl-EffCW-med-ElecDHW-GasCDryer-Tier2-Front | DEER2016 | D16v1 | 2015-05-14 08:06 | SCE | MFm | 2014 | CZ05 | rWtd | Each | 1 | 441 | None | 120 | 0.016 | 8.65 | 12.5 | 0.00164 | 6.63 | 120 | 0.016 | 8.65 | 12.5 | 0.00164 | 6.63 |  |  | 2 |  | RB-Appl-EffCW-med-ElecDHW-GasCDryer-Tier2-FrontSCEMFm2014CZ05rWtd
RB-Appl-EffCW-med-ElecDHW-GasCDryer-Tier2-Front | DEER2016 | D16v1 | 2015-05-14 08:06 | SCE | MFm | 2014 | CZ06 | rWtd | Each | 1 | 538 | None | 113 | 0.016 | 8.72 | 12.2 | 0.00173 | 6.45 | 113 | 0.016 | 8.72 | 12.2 | 0.00173 | 6.45 |  |  | 2 |  | RB-Appl-EffCW-med-ElecDHW-GasCDryer-Tier2-FrontSCEMFm2014CZ06rWtd
RB-Appl-EffCW-med-ElecDHW-GasCDryer-Tier2-Front | DEER2016 | D16v1 | 2015-05-14 08:06 | SCE | MFm | 2014 | CZ08 | rWtd | Each | 1 | 538 | None | 113 | 0.0155 | 8.83 | 13.6 | 0.0024 | 6.53 | 113 | 0.0155 | 8.83 | 13.6 | 0.0024 | 6.53 |  |  | 2 |  | RB-Appl-EffCW-med-ElecDHW-GasCDryer-Tier2-FrontSCEMFm2014CZ08rWtd
RB-Appl-EffCW-med-ElecDHW-GasCDryer-Tier2-Front | DEER2016 | D16v1 | 2015-05-14 08:06 | SCE | MFm | 2014 | CZ09 | rWtd | Each | 1 | 499 | None | 114 | 0.0161 | 8.77 | 12.8 | 0.00213 | 6.66 | 114 | 0.0161 | 8.77 | 12.8 | 0.00213 | 6.66 |  |  | 2 |  | RB-Appl-EffCW-med-ElecDHW-GasCDryer-Tier2-FrontSCEMFm2014CZ09rWtd
RB-Appl-EffCW-med-ElecDHW-GasCDryer-Tier2-Front | DEER2016 | D16v1 | 2015-05-14 08:06 | SCE | MFm | 2014 | CZ10 | rWtd | Each | 1 | 474 | None | 114 | 0.0161 | 8.82 | 12.6 | 0.00201 | 6.67 | 114 | 0.0161 | 8.82 | 12.6 | 0.00201 | 6.67 |  |  | 2 |  | RB-Appl-EffCW-med-ElecDHW-GasCDryer-Tier2-FrontSCEMFm2014CZ10rWtd
RB-Appl-EffCW-med-ElecDHW-GasCDryer-Tier2-Front | DEER2016 | D16v1 | 2015-05-14 08:06 | SCE | MFm | 2014 | CZ13 | rWtd | Each | 1 | 474 | None | 115 | 0.0152 | 8.58 | 13.6 | 0.00191 | 6.58 | 115 | 0.0152 | 8.58 | 13.6 | 0.00191 | 6.58 |  |  | 2 |  | RB-Appl-EffCW-med-ElecDHW-GasCDryer-Tier2-FrontSCEMFm2014CZ13rWtd
RB-Appl-EffCW-med-ElecDHW-GasCDryer-Tier2-Front | DEER2016 | D16v1 | 2015-05-14 08:06 | SCE | MFm | 2014 | CZ14 | rWtd | Each | 1 | 487 | None | 117 | 0.0151 | 8.61 | 13.2 | 0.00186 | 6.61 | 117 | 0.0151 | 8.61 | 13.2 | 0.00186 | 6.61 |  |  | 2 |  | RB-Appl-EffCW-med-ElecDHW-GasCDryer-Tier2-FrontSCEMFm2014CZ14rWtd
RB-Appl-EffCW-med-ElecDHW-GasCDryer-Tier2-Front | DEER2016 | D16v1 | 2015-05-14 08:06 | SCE | MFm | 2014 | CZ15 | rWtd | Each | 1 | 487 | None | 104 | 0.0132 | 8.97 | 12.7 | 0.00166 | 6.71 | 104 | 0.0132 | 8.97 | 12.7 | 0.00166 | 6.71 |  |  | 2 |  | RB-Appl-EffCW-med-ElecDHW-GasCDryer-Tier2-FrontSCEMFm2014CZ15rWtd
RB-Appl-EffCW-med-ElecDHW-GasCDryer-Tier2-Front | DEER2016 | D16v1 | 2015-05-14 08:06 | SCE | MFm | 2014 | CZ16 | rWtd | Each | 1 | 441 | None | 127 | 0.0177 | 8.32 | 13.5 | 0.00241 | 6.52 | 127 | 0.0177 | 8.32 | 13.5 | 0.00241 | 6.52 |  |  | 2 |  | RB-Appl-EffCW-med-ElecDHW-GasCDryer-Tier2-FrontSCEMFm2014CZ16rWtd
RB-Appl-EffCW-med-ElecDHW-GasCDryer-Tier2-Front | DEER2016 | D16v1 | 2015-05-14 08:06 | SCE | MFm | Ex | CZ05 | rWtd | Each | 1 | 474 | None | 119 | 0.016 | 7.91 | 12.2 | 0.00166 | 6.43 | 119 | 0.016 | 7.91 | 12.2 | 0.00166 | 6.43 |  |  | 2 |  | RB-Appl-EffCW-med-ElecDHW-GasCDryer-Tier2-FrontSCEMFmExCZ05rWtd
RB-Appl-EffCW-med-ElecDHW-GasCDryer-Tier2-Front | DEER2016 | D16v1 | 2015-05-14 08:06 | SCE | MFm | Ex | CZ06 | rWtd | Each | 1 | 502 | None | 113 | 0.0157 | 8.62 | 12.1 | 0.00154 | 6.52 | 113 | 0.0157 | 8.62 | 12.1 | 0.00154 | 6.52 |  |  | 2 |  | RB-Appl-EffCW-med-ElecDHW-GasCDryer-Tier2-FrontSCEMFmExCZ06rWtd
RB-Appl-EffCW-med-ElecDHW-GasCDryer-Tier2-Front | DEER2016 | D16v1 | 2015-05-14 08:06 | SCE | MFm | Ex | CZ08 | rWtd | Each | 1 | 511 | None | 112 | 0.0165 | 8.63 | 12.4 | 0.00268 | 6.52 | 112 | 0.0165 | 8.63 | 12.4 | 0.00268 | 6.52 |  |  | 2 |  | RB-Appl-EffCW-med-ElecDHW-GasCDryer-Tier2-FrontSCEMFmExCZ08rWtd
RB-Appl-EffCW-med-ElecDHW-GasCDryer-Tier2-Front | DEER2016 | D16v1 | 2015-05-14 08:06 | SCE | MFm | Ex | CZ09 | rWtd | Each | 1 | 571 | None | 114 | 0.0159 | 8.58 | 13.2 | 0.00221 | 6.47 | 114 | 0.0159 | 8.58 | 13.2 | 0.00221 | 6.47 |  |  | 2 |  | RB-Appl-EffCW-med-ElecDHW-GasCDryer-Tier2-FrontSCEMFmExCZ09rWtd
RB-Appl-EffCW-med-ElecDHW-GasCDryer-Tier2-Front | DEER2016 | D16v1 | 2015-05-14 08:06 | SCE | MFm | Ex | CZ10 | rWtd | Each | 1 | 586 | None | 113 | 0.0168 | 8.62 | 13.6 | 0.00245 | 6.49 | 113 | 0.0168 | 8.62 | 13.6 | 0.00245 | 6.49 |  |  | 2 |  | RB-Appl-EffCW-med-ElecDHW-GasCDryer-Tier2-FrontSCEMFmExCZ10rWtd
RB-Appl-EffCW-med-ElecDHW-GasCDryer-Tier2-Front | DEER2016 | D16v1 | 2015-05-14 08:06 | SCE | MFm | Ex | CZ13 | rWtd | Each | 1 | 490 | None | 114 | 0.0162 | 8.44 | 12.8 | 0.0022 | 6.57 | 114 | 0.0162 | 8.44 | 12.8 | 0.0022 | 6.57 |  |  | 2 |  | RB-Appl-EffCW-med-ElecDHW-GasCDryer-Tier2-FrontSCEMFmExCZ13rWtd
RB-Appl-EffCW-med-ElecDHW-GasCDryer-Tier2-Front | DEER2016 | D16v1 | 2015-05-14 08:06 | SCE | MFm | Ex | CZ14 | rWtd | Each | 1 | 624 | None | 120 | 0.016 | 8.14 | 15.9 | 0.00252 | 6.27 | 120 | 0.016 | 8.14 | 15.9 | 0.00252 | 6.27 |  |  | 2 |  | RB-Appl-EffCW-med-ElecDHW-GasCDryer-Tier2-FrontSCEMFmExCZ14rWtd
RB-Appl-EffCW-med-ElecDHW-GasCDryer-Tier2-Front | DEER2016 | D16v1 | 2015-05-14 08:06 | SCE | MFm | Ex | CZ15 | rWtd | Each | 1 | 621 | None | 110 | 0.014 | 8.68 | 17.3 | 0.00213 | 6.54 | 110 | 0.014 | 8.68 | 17.3 | 0.00213 | 6.54 |  |  | 2 |  | RB-Appl-EffCW-med-ElecDHW-GasCDryer-Tier2-FrontSCEMFmExCZ15rWtd
RB-Appl-EffCW-med-ElecDHW-GasCDryer-Tier2-Front | DEER2016 | D16v1 | 2015-05-14 08:06 | SCE | MFm | Ex | CZ16 | rWtd | Each | 1 | 491 | None | 126 | 0.0175 | 8.18 | 13 | 0.00148 | 6.49 | 126 | 0.0175 | 8.18 | 13 | 0.00148 | 6.49 |  |  | 2 |  | RB-Appl-EffCW-med-ElecDHW-GasCDryer-Tier2-FrontSCEMFmExCZ16rWtd
RB-Appl-EffCW-med-ElecDHW-GasCDryer-Tier2-Front | DEER2016 | D16v1 | 2015-05-14 08:06 | SCE | MFm | Ex | IOU | rWtd | Each | 1 | 535 | None | 113 | 0.016 | 8.6 | 12.9 | 0.0021 | 6.5 | 113 | 0.016 | 8.6 | 12.9 | 0.0021 | 6.5 |  |  | 2 |  | RB-Appl-EffCW-med-ElecDHW-GasCDryer-Tier2-FrontSCEMFmExIOUrWtd
RB-Appl-EffCW-med-ElecDHW-GasCDryer-Tier2-Front | DEER2016 | D16v1 | 2015-05-14 08:06 | SCE | SFm | 1975 | CZ05 | rWtd | Each | 1 | 796 | None | 147 | 0.0185 | 9.86 | 15.2 | -0.00048 | 8.16 | 147 | 0.0185 | 9.86 | 15.2 | -0.00048 | 8.16 |  |  | 2 |  | RB-Appl-EffCW-med-ElecDHW-GasCDryer-Tier2-FrontSCESFm1975CZ05rWtd
RB-Appl-EffCW-med-ElecDHW-GasCDryer-Tier2-Front | DEER2016 | D16v1 | 2015-05-14 08:06 | SCE | SFm | 1975 | CZ06 | rWtd | Each | 1 | 764 | None | 140 | 0.0196 | 10.8 | 14.4 | 0.00241 | 8.36 | 140 | 0.0196 | 10.8 | 14.4 | 0.00241 | 8.36 |  |  | 2 |  | RB-Appl-EffCW-med-ElecDHW-GasCDryer-Tier2-FrontSCESFm1975CZ06rWtd
RB-Appl-EffCW-med-ElecDHW-GasCDryer-Tier2-Front | DEER2016 | D16v1 | 2015-05-14 08:06 | SCE | SFm | 1975 | CZ08 | rWtd | Each | 1 | 764 | None | 138 | 0.0196 | 10.6 | 14.5 | 0.00279 | 8.21 | 138 | 0.0196 | 10.6 | 14.5 | 0.00279 | 8.21 |  |  | 2 |  | RB-Appl-EffCW-med-ElecDHW-GasCDryer-Tier2-FrontSCESFm1975CZ08rWtd
RB-Appl-EffCW-med-ElecDHW-GasCDryer-Tier2-Front | DEER2016 | D16v1 | 2015-05-14 08:06 | SCE | SFm | 1975 | CZ09 | rWtd | Each | 1 | 818 | None | 144 | 0.021 | 10.3 | 18.4 | 0.00332 | 7.93 | 144 | 0.021 | 10.3 | 18.4 | 0.00332 | 7.93 |  |  | 2 |  | RB-Appl-EffCW-med-ElecDHW-GasCDryer-Tier2-FrontSCESFm1975CZ09rWtd
RB-Appl-EffCW-med-ElecDHW-GasCDryer-Tier2-Front | DEER2016 | D16v1 | 2015-05-14 08:06 | SCE | SFm | 1975 | CZ10 | rWtd | Each | 1 | 818 | None | 142 | 0.0219 | 10.3 | 17.3 | 0.0035 | 7.93 | 142 | 0.0219 | 10.3 | 17.3 | 0.0035 | 7.93 |  |  | 2 |  | RB-Appl-EffCW-med-ElecDHW-GasCDryer-Tier2-FrontSCESFm1975CZ10rWtd
RB-Appl-EffCW-med-ElecDHW-GasCDryer-Tier2-Front | DEER2016 | D16v1 | 2015-05-14 08:06 | SCE | SFm | 1975 | CZ13 | rWtd | Each | 1 | 764 | None | 144 | 0.0219 | 10.3 | 19.1 | 0.00332 | 7.98 | 144 | 0.0219 | 10.3 | 19.1 | 0.00332 | 7.98 |  |  | 2 |  | RB-Appl-EffCW-med-ElecDHW-GasCDryer-Tier2-FrontSCESFm1975CZ13rWtd
RB-Appl-EffCW-med-ElecDHW-GasCDryer-Tier2-Front | DEER2016 | D16v1 | 2015-05-14 08:06 | SCE | SFm | 1975 | CZ14 | rWtd | Each | 1 | 778 | None | 150 | 0.0215 | 10.4 | 22.8 | 0.00491 | 7.64 | 150 | 0.0215 | 10.4 | 22.8 | 0.00491 | 7.64 |  |  | 2 |  | RB-Appl-EffCW-med-ElecDHW-GasCDryer-Tier2-FrontSCESFm1975CZ14rWtd
RB-Appl-EffCW-med-ElecDHW-GasCDryer-Tier2-Front | DEER2016 | D16v1 | 2015-05-14 08:06 | SCE | SFm | 1975 | CZ15 | rWtd | Each | 1 | 778 | None | 134 | 0.0188 | 10.8 | 23.2 | 0.0046 | 7.93 | 134 | 0.0188 | 10.8 | 23.2 | 0.0046 | 7.93 |  |  | 2 |  | RB-Appl-EffCW-med-ElecDHW-GasCDryer-Tier2-FrontSCESFm1975CZ15rWtd
RB-Appl-EffCW-med-ElecDHW-GasCDryer-Tier2-Front | DEER2016 | D16v1 | 2015-05-14 08:06 | SCE | SFm | 1975 | CZ16 | rWtd | Each | 1 | 796 | None | 159 | 0.0239 | 10.3 | 18.3 | 0.00372 | 8.34 | 159 | 0.0239 | 10.3 | 18.3 | 0.00372 | 8.34 |  |  | 2 |  | RB-Appl-EffCW-med-ElecDHW-GasCDryer-Tier2-FrontSCESFm1975CZ16rWtd
RB-Appl-EffCW-med-ElecDHW-GasCDryer-Tier2-Front | DEER2016 | D16v1 | 2015-05-14 08:06 | SCE | SFm | 1985 | CZ05 | rWtd | Each | 1 | 952 | None | 147 | 0.0227 | 9.06 | 14.4 | 0.00721 | 6.86 | 147 | 0.0227 | 9.06 | 14.4 | 0.00721 | 6.86 |  |  | 2 |  | RB-Appl-EffCW-med-ElecDHW-GasCDryer-Tier2-FrontSCESFm1985CZ05rWtd
RB-Appl-EffCW-med-ElecDHW-GasCDryer-Tier2-Front | DEER2016 | D16v1 | 2015-05-14 08:06 | SCE | SFm | 1985 | CZ06 | rWtd | Each | 1 | 1030 | None | 141 | 0.0504 | 10.8 | 15.2 | 0.0386 | 7.69 | 141 | 0.0504 | 10.8 | 15.2 | 0.0386 | 7.69 |  |  | 2 |  | RB-Appl-EffCW-med-ElecDHW-GasCDryer-Tier2-FrontSCESFm1985CZ06rWtd
RB-Appl-EffCW-med-ElecDHW-GasCDryer-Tier2-Front | DEER2016 | D16v1 | 2015-05-14 08:06 | SCE | SFm | 1985 | CZ08 | rWtd | Each | 1 | 1030 | None | 139 | 0.0197 | 10.7 | 15.9 | 0.00343 | 7.67 | 139 | 0.0197 | 10.7 | 15.9 | 0.00343 | 7.67 |  |  | 2 |  | RB-Appl-EffCW-med-ElecDHW-GasCDryer-Tier2-FrontSCESFm1985CZ08rWtd
RB-Appl-EffCW-med-ElecDHW-GasCDryer-Tier2-Front | DEER2016 | D16v1 | 2015-05-14 08:06 | SCE | SFm | 1985 | CZ09 | rWtd | Each | 1 | 906 | None | 142 | 0.0209 | 10.6 | 18.3 | 0.00435 | 7.64 | 142 | 0.0209 | 10.6 | 18.3 | 0.00435 | 7.64 |  |  | 2 |  | RB-Appl-EffCW-med-ElecDHW-GasCDryer-Tier2-FrontSCESFm1985CZ09rWtd
RB-Appl-EffCW-med-ElecDHW-GasCDryer-Tier2-Front | DEER2016 | D16v1 | 2015-05-14 08:06 | SCE | SFm | 1985 | CZ10 | rWtd | Each | 1 | 906 | None | 140 | 0.0232 | 10.5 | 18.5 | 0.00563 | 7.55 | 140 | 0.0232 | 10.5 | 18.5 | 0.00563 | 7.55 |  |  | 2 |  | RB-Appl-EffCW-med-ElecDHW-GasCDryer-Tier2-FrontSCESFm1985CZ10rWtd
RB-Appl-EffCW-med-ElecDHW-GasCDryer-Tier2-Front | DEER2016 | D16v1 | 2015-05-14 08:06 | SCE | SFm | 1985 | CZ13 | rWtd | Each | 1 | 852 | None | 144 | 0.0274 | 10 | 19.8 | 0.00955 | 7.53 | 144 | 0.0274 | 10 | 19.8 | 0.00955 | 7.53 |  |  | 2 |  | RB-Appl-EffCW-med-ElecDHW-GasCDryer-Tier2-FrontSCESFm1985CZ13rWtd
RB-Appl-EffCW-med-ElecDHW-GasCDryer-Tier2-Front | DEER2016 | D16v1 | 2015-05-14 08:06 | SCE | SFm | 1985 | CZ14 | rWtd | Each | 1 | 870 | None | 153 | 0.0234 | 9.28 | 21.6 | 0.00534 | 7.41 | 153 | 0.0234 | 9.28 | 21.6 | 0.00534 | 7.41 |  |  | 2 |  | RB-Appl-EffCW-med-ElecDHW-GasCDryer-Tier2-FrontSCESFm1985CZ14rWtd
RB-Appl-EffCW-med-ElecDHW-GasCDryer-Tier2-Front | DEER2016 | D16v1 | 2015-05-14 08:06 | SCE | SFm | 1985 | CZ15 | rWtd | Each | 1 | 870 | None | 138 | 0.0204 | 10 | 23.1 | 0.00474 | 7.75 | 138 | 0.0204 | 10 | 23.1 | 0.00474 | 7.75 |  |  | 2 |  | RB-Appl-EffCW-med-ElecDHW-GasCDryer-Tier2-FrontSCESFm1985CZ15rWtd
RB-Appl-EffCW-med-ElecDHW-GasCDryer-Tier2-Front | DEER2016 | D16v1 | 2015-05-14 08:06 | SCE | SFm | 1985 | CZ16 | rWtd | Each | 1 | 952 | None | 155 | 0.0225 | 9.58 | 16.5 | 0.0036 | 7.23 | 155 | 0.0225 | 9.58 | 16.5 | 0.0036 | 7.23 |  |  | 2 |  | RB-Appl-EffCW-med-ElecDHW-GasCDryer-Tier2-FrontSCESFm1985CZ16rWtd
RB-Appl-EffCW-med-ElecDHW-GasCDryer-Tier2-Front | DEER2016 | D16v1 | 2015-05-14 08:06 | SCE | SFm | 1996 | CZ05 | rWtd | Each | 1 | 1100 | None | 147 | 0.0199 | 10 | 14.1 | 0.00249 | 6.97 | 147 | 0.0199 | 10 | 14.1 | 0.00249 | 6.97 |  |  | 2 |  | RB-Appl-EffCW-med-ElecDHW-GasCDryer-Tier2-FrontSCESFm1996CZ05rWtd
RB-Appl-EffCW-med-ElecDHW-GasCDryer-Tier2-Front | DEER2016 | D16v1 | 2015-05-14 08:06 | SCE | SFm | 1996 | CZ06 | rWtd | Each | 1 | 1150 | None | 140 | 0.0063 | 10.9 | 14.4 | 0.00203 | 7.77 | 140 | 0.0063 | 10.9 | 14.4 | 0.00203 | 7.77 |  |  | 2 |  | RB-Appl-EffCW-med-ElecDHW-GasCDryer-Tier2-FrontSCESFm1996CZ06rWtd
RB-Appl-EffCW-med-ElecDHW-GasCDryer-Tier2-Front | DEER2016 | D16v1 | 2015-05-14 08:06 | SCE | SFm | 1996 | CZ08 | rWtd | Each | 1 | 1150 | None | 140 | 0.0184 | 10.7 | 18.4 | 0.00259 | 7.66 | 140 | 0.0184 | 10.7 | 18.4 | 0.00259 | 7.66 |  |  | 2 |  | RB-Appl-EffCW-med-ElecDHW-GasCDryer-Tier2-FrontSCESFm1996CZ08rWtd
RB-Appl-EffCW-med-ElecDHW-GasCDryer-Tier2-Front | DEER2016 | D16v1 | 2015-05-14 08:06 | SCE | SFm | 1996 | CZ09 | rWtd | Each | 1 | 1090 | None | 140 | 0.0199 | 10.7 | 14.2 | 0.00324 | 7.79 | 140 | 0.0199 | 10.7 | 14.2 | 0.00324 | 7.79 |  |  | 2 |  | RB-Appl-EffCW-med-ElecDHW-GasCDryer-Tier2-FrontSCESFm1996CZ09rWtd
RB-Appl-EffCW-med-ElecDHW-GasCDryer-Tier2-Front | DEER2016 | D16v1 | 2015-05-14 08:06 | SCE | SFm | 1996 | CZ10 | rWtd | Each | 1 | 1090 | None | 141 | 0.0194 | 10.7 | 19.8 | 0.00356 | 7.78 | 141 | 0.0194 | 10.7 | 19.8 | 0.00356 | 7.78 |  |  | 2 |  | RB-Appl-EffCW-med-ElecDHW-GasCDryer-Tier2-FrontSCESFm1996CZ10rWtd
RB-Appl-EffCW-med-ElecDHW-GasCDryer-Tier2-Front | DEER2016 | D16v1 | 2015-05-14 08:06 | SCE | SFm | 1996 | CZ13 | rWtd | Each | 1 | 1020 | None | 145 | 0.0228 | 9.94 | 20 | 0.00475 | 7.51 | 145 | 0.0228 | 9.94 | 20 | 0.00475 | 7.51 |  |  | 2 |  | RB-Appl-EffCW-med-ElecDHW-GasCDryer-Tier2-FrontSCESFm1996CZ13rWtd
RB-Appl-EffCW-med-ElecDHW-GasCDryer-Tier2-Front | DEER2016 | D16v1 | 2015-05-14 08:06 | SCE | SFm | 1996 | CZ14 | rWtd | Each | 1 | 879 | None | 148 | 0.0214 | 10.1 | 20.8 | 0.00509 | 7.53 | 148 | 0.0214 | 10.1 | 20.8 | 0.00509 | 7.53 |  |  | 2 |  | RB-Appl-EffCW-med-ElecDHW-GasCDryer-Tier2-FrontSCESFm1996CZ14rWtd
RB-Appl-EffCW-med-ElecDHW-GasCDryer-Tier2-Front | DEER2016 | D16v1 | 2015-05-14 08:06 | SCE | SFm | 1996 | CZ15 | rWtd | Each | 1 | 879 | None | 133 | 0.0178 | 10.5 | 23 | 0.00368 | 7.78 | 133 | 0.0178 | 10.5 | 23 | 0.00368 | 7.78 |  |  | 2 |  | RB-Appl-EffCW-med-ElecDHW-GasCDryer-Tier2-FrontSCESFm1996CZ15rWtd
RB-Appl-EffCW-med-ElecDHW-GasCDryer-Tier2-Front | DEER2016 | D16v1 | 2015-05-14 08:06 | SCE | SFm | 1996 | CZ16 | rWtd | Each | 1 | 1100 | None | 155 | 0.022 | 10.6 | 16.5 | 0.00406 | 7.61 | 155 | 0.022 | 10.6 | 16.5 | 0.00406 | 7.61 |  |  | 2 |  | RB-Appl-EffCW-med-ElecDHW-GasCDryer-Tier2-FrontSCESFm1996CZ16rWtd
RB-Appl-EffCW-med-ElecDHW-GasCDryer-Tier2-Front | DEER2016 | D16v1 | 2015-05-14 08:06 | SCE | SFm | 2003 | CZ05 | rWtd | Each | 1 | 1150 | None | 146 | 0.0107 | 8.87 | 14.4 | 0.00418 | 6.94 | 146 | 0.0107 | 8.87 | 14.4 | 0.00418 | 6.94 |  |  | 2 |  | RB-Appl-EffCW-med-ElecDHW-GasCDryer-Tier2-FrontSCESFm2003CZ05rWtd
RB-Appl-EffCW-med-ElecDHW-GasCDryer-Tier2-Front | DEER2016 | D16v1 | 2015-05-14 08:06 | SCE | SFm | 2003 | CZ06 | rWtd | Each | 1 | 1200 | None | 140 | 0.02 | 10.1 | 14.3 | 0.00259 | 7.71 | 140 | 0.02 | 10.1 | 14.3 | 0.00259 | 7.71 |  |  | 2 |  | RB-Appl-EffCW-med-ElecDHW-GasCDryer-Tier2-FrontSCESFm2003CZ06rWtd
RB-Appl-EffCW-med-ElecDHW-GasCDryer-Tier2-Front | DEER2016 | D16v1 | 2015-05-14 08:06 | SCE | SFm | 2003 | CZ08 | rWtd | Each | 1 | 1200 | None | 143 | 0.0201 | 10 | 17.3 | 0.00336 | 7.71 | 143 | 0.0201 | 10 | 17.3 | 0.00336 | 7.71 |  |  | 2 |  | RB-Appl-EffCW-med-ElecDHW-GasCDryer-Tier2-FrontSCESFm2003CZ08rWtd
RB-Appl-EffCW-med-ElecDHW-GasCDryer-Tier2-Front | DEER2016 | D16v1 | 2015-05-14 08:06 | SCE | SFm | 2003 | CZ09 | rWtd | Each | 1 | 1210 | None | 144 | 0.0198 | 9.94 | 15.4 | 0.00278 | 7.64 | 144 | 0.0198 | 9.94 | 15.4 | 0.00278 | 7.64 |  |  | 2 |  | RB-Appl-EffCW-med-ElecDHW-GasCDryer-Tier2-FrontSCESFm2003CZ09rWtd
RB-Appl-EffCW-med-ElecDHW-GasCDryer-Tier2-Front | DEER2016 | D16v1 | 2015-05-14 08:06 | SCE | SFm | 2003 | CZ10 | rWtd | Each | 1 | 974 | None | 144 | 0.0185 | 10.2 | 19 | 0.00235 | 7.63 | 144 | 0.0185 | 10.2 | 19 | 0.00235 | 7.63 |  |  | 2 |  | RB-Appl-EffCW-med-ElecDHW-GasCDryer-Tier2-FrontSCESFm2003CZ10rWtd
RB-Appl-EffCW-med-ElecDHW-GasCDryer-Tier2-Front | DEER2016 | D16v1 | 2015-05-14 08:06 | SCE | SFm | 2003 | CZ13 | rWtd | Each | 1 | 974 | None | 146 | 0.0228 | 10 | 20.6 | 0.00512 | 7.57 | 146 | 0.0228 | 10 | 20.6 | 0.00512 | 7.57 |  |  | 2 |  | RB-Appl-EffCW-med-ElecDHW-GasCDryer-Tier2-FrontSCESFm2003CZ13rWtd
RB-Appl-EffCW-med-ElecDHW-GasCDryer-Tier2-Front | DEER2016 | D16v1 | 2015-05-14 08:06 | SCE | SFm | 2003 | CZ14 | rWtd | Each | 1 | 1080 | None | 147 | 0.0173 | 10.2 | 18.6 | 0.00193 | 8.18 | 147 | 0.0173 | 10.2 | 18.6 | 0.00193 | 8.18 |  |  | 2 |  | RB-Appl-EffCW-med-ElecDHW-GasCDryer-Tier2-FrontSCESFm2003CZ14rWtd
RB-Appl-EffCW-med-ElecDHW-GasCDryer-Tier2-Front | DEER2016 | D16v1 | 2015-05-14 08:06 | SCE | SFm | 2003 | CZ15 | rWtd | Each | 1 | 1080 | None | 133 | 0.0186 | 10.7 | 16.6 | 0.00257 | 8.27 | 133 | 0.0186 | 10.7 | 16.6 | 0.00257 | 8.27 |  |  | 2 |  | RB-Appl-EffCW-med-ElecDHW-GasCDryer-Tier2-FrontSCESFm2003CZ15rWtd
RB-Appl-EffCW-med-ElecDHW-GasCDryer-Tier2-Front | DEER2016 | D16v1 | 2015-05-14 08:06 | SCE | SFm | 2003 | CZ16 | rWtd | Each | 1 | 1150 | None | 156 | 0.0444 | 9.89 | 17.6 | 0.0156 | 7.58 | 156 | 0.0444 | 9.89 | 17.6 | 0.0156 | 7.58 |  |  | 2 |  | RB-Appl-EffCW-med-ElecDHW-GasCDryer-Tier2-FrontSCESFm2003CZ16rWtd
RB-Appl-EffCW-med-ElecDHW-GasCDryer-Tier2-Front | DEER2016 | D16v1 | 2015-05-14 08:06 | SCE | SFm | 2007 | CZ05 | rWtd | Each | 1 | 1150 | None | 146 | 0.0217 | 9.18 | 14 | 0.00187 | 7.14 | 146 | 0.0217 | 9.18 | 14 | 0.00187 | 7.14 |  |  | 2 |  | RB-Appl-EffCW-med-ElecDHW-GasCDryer-Tier2-FrontSCESFm2007CZ05rWtd
RB-Appl-EffCW-med-ElecDHW-GasCDryer-Tier2-Front | DEER2016 | D16v1 | 2015-05-14 08:06 | SCE | SFm | 2007 | CZ06 | rWtd | Each | 1 | 1200 | None | 140 | 0.0196 | 10.3 | 15.1 | 0.0067 | 7.79 | 140 | 0.0196 | 10.3 | 15.1 | 0.0067 | 7.79 |  |  | 2 |  | RB-Appl-EffCW-med-ElecDHW-GasCDryer-Tier2-FrontSCESFm2007CZ06rWtd
RB-Appl-EffCW-med-ElecDHW-GasCDryer-Tier2-Front | DEER2016 | D16v1 | 2015-05-14 08:06 | SCE | SFm | 2007 | CZ08 | rWtd | Each | 1 | 1200 | None | 139 | 0.0187 | 10.1 | 16.2 | 0.00231 | 7.72 | 139 | 0.0187 | 10.1 | 16.2 | 0.00231 | 7.72 |  |  | 2 |  | RB-Appl-EffCW-med-ElecDHW-GasCDryer-Tier2-FrontSCESFm2007CZ08rWtd
RB-Appl-EffCW-med-ElecDHW-GasCDryer-Tier2-Front | DEER2016 | D16v1 | 2015-05-14 08:06 | SCE | SFm | 2007 | CZ09 | rWtd | Each | 1 | 1210 | None | 145 | 0.0197 | 9.93 | 16.9 | 0.00334 | 7.63 | 145 | 0.0197 | 9.93 | 16.9 | 0.00334 | 7.63 |  |  | 2 |  | RB-Appl-EffCW-med-ElecDHW-GasCDryer-Tier2-FrontSCESFm2007CZ09rWtd
RB-Appl-EffCW-med-ElecDHW-GasCDryer-Tier2-Front | DEER2016 | D16v1 | 2015-05-14 08:06 | SCE | SFm | 2007 | CZ10 | rWtd | Each | 1 | 974 | None | 141 | 0.0182 | 10.2 | 16.5 | 0.00232 | 7.62 | 141 | 0.0182 | 10.2 | 16.5 | 0.00232 | 7.62 |  |  | 2 |  | RB-Appl-EffCW-med-ElecDHW-GasCDryer-Tier2-FrontSCESFm2007CZ10rWtd
RB-Appl-EffCW-med-ElecDHW-GasCDryer-Tier2-Front | DEER2016 | D16v1 | 2015-05-14 08:06 | SCE | SFm | 2007 | CZ13 | rWtd | Each | 1 | 974 | None | 144 | 0.0214 | 9.95 | 18.8 | 0.0039 | 7.53 | 144 | 0.0214 | 9.95 | 18.8 | 0.0039 | 7.53 |  |  | 2 |  | RB-Appl-EffCW-med-ElecDHW-GasCDryer-Tier2-FrontSCESFm2007CZ13rWtd
RB-Appl-EffCW-med-ElecDHW-GasCDryer-Tier2-Front | DEER2016 | D16v1 | 2015-05-14 08:06 | SCE | SFm | 2007 | CZ14 | rWtd | Each | 1 | 1080 | None | 147 | 0.0187 | 10.1 | 16.7 | 0.00248 | 8.16 | 147 | 0.0187 | 10.1 | 16.7 | 0.00248 | 8.16 |  |  | 2 |  | RB-Appl-EffCW-med-ElecDHW-GasCDryer-Tier2-FrontSCESFm2007CZ14rWtd
RB-Appl-EffCW-med-ElecDHW-GasCDryer-Tier2-Front | DEER2016 | D16v1 | 2015-05-14 08:06 | SCE | SFm | 2007 | CZ15 | rWtd | Each | 1 | 1080 | None | 131 | 0.017 | 10.6 | 16.5 | 0.0024 | 8.25 | 131 | 0.017 | 10.6 | 16.5 | 0.0024 | 8.25 |  |  | 2 |  | RB-Appl-EffCW-med-ElecDHW-GasCDryer-Tier2-FrontSCESFm2007CZ15rWtd
RB-Appl-EffCW-med-ElecDHW-GasCDryer-Tier2-Front | DEER2016 | D16v1 | 2015-05-14 08:06 | SCE | SFm | 2007 | CZ16 | rWtd | Each | 1 | 1150 | None | 155 | 0.0191 | 10 | 17.2 | -0.0104 | 7.67 | 155 | 0.0191 | 10 | 17.2 | -0.0104 | 7.67 |  |  | 2 |  | RB-Appl-EffCW-med-ElecDHW-GasCDryer-Tier2-FrontSCESFm2007CZ16rWtd
RB-Appl-EffCW-med-ElecDHW-GasCDryer-Tier2-Front | DEER2016 | D16v1 | 2015-05-14 08:06 | SCE | SFm | 2011 | CZ05 | rWtd | Each | 1 | 1150 | None | 146 | 0.0214 | 8.83 | 14.1 | 0.00339 | 7 | 146 | 0.0214 | 8.83 | 14.1 | 0.00339 | 7 |  |  | 2 |  | RB-Appl-EffCW-med-ElecDHW-GasCDryer-Tier2-FrontSCESFm2011CZ05rWtd
RB-Appl-EffCW-med-ElecDHW-GasCDryer-Tier2-Front | DEER2016 | D16v1 | 2015-05-14 08:06 | SCE | SFm | 2011 | CZ06 | rWtd | Each | 1 | 1200 | None | 139 | 0.0218 | 10.1 | 13.8 | 0.00673 | 7.71 | 139 | 0.0218 | 10.1 | 13.8 | 0.00673 | 7.71 |  |  | 2 |  | RB-Appl-EffCW-med-ElecDHW-GasCDryer-Tier2-FrontSCESFm2011CZ06rWtd
RB-Appl-EffCW-med-ElecDHW-GasCDryer-Tier2-Front | DEER2016 | D16v1 | 2015-05-14 08:06 | SCE | SFm | 2011 | CZ08 | rWtd | Each | 1 | 1200 | None | 147 | 0.019 | 10.2 | 16 | 0.00276 | 7.79 | 147 | 0.019 | 10.2 | 16 | 0.00276 | 7.79 |  |  | 2 |  | RB-Appl-EffCW-med-ElecDHW-GasCDryer-Tier2-FrontSCESFm2011CZ08rWtd
RB-Appl-EffCW-med-ElecDHW-GasCDryer-Tier2-Front | DEER2016 | D16v1 | 2015-05-14 08:06 | SCE | SFm | 2011 | CZ09 | rWtd | Each | 1 | 1210 | None | 148 | 0.0195 | 10.2 | 19.8 | 0.00242 | 7.77 | 148 | 0.0195 | 10.2 | 19.8 | 0.00242 | 7.77 |  |  | 2 |  | RB-Appl-EffCW-med-ElecDHW-GasCDryer-Tier2-FrontSCESFm2011CZ09rWtd
RB-Appl-EffCW-med-ElecDHW-GasCDryer-Tier2-Front | DEER2016 | D16v1 | 2015-05-14 08:06 | SCE | SFm | 2011 | CZ10 | rWtd | Each | 1 | 974 | None | 143 | 0.0192 | 10.2 | 17.9 | 0.00279 | 7.67 | 143 | 0.0192 | 10.2 | 17.9 | 0.00279 | 7.67 |  |  | 2 |  | RB-Appl-EffCW-med-ElecDHW-GasCDryer-Tier2-FrontSCESFm2011CZ10rWtd
RB-Appl-EffCW-med-ElecDHW-GasCDryer-Tier2-Front | DEER2016 | D16v1 | 2015-05-14 08:06 | SCE | SFm | 2011 | CZ13 | rWtd | Each | 1 | 974 | None | 142 | 0.022 | 9.96 | 18 | 0.00516 | 7.55 | 142 | 0.022 | 9.96 | 18 | 0.00516 | 7.55 |  |  | 2 |  | RB-Appl-EffCW-med-ElecDHW-GasCDryer-Tier2-FrontSCESFm2011CZ13rWtd
RB-Appl-EffCW-med-ElecDHW-GasCDryer-Tier2-Front | DEER2016 | D16v1 | 2015-05-14 08:06 | SCE | SFm | 2011 | CZ14 | rWtd | Each | 1 | 1080 | None | 145 | 0.0207 | 10.1 | 15.3 | 0.00395 | 8.15 | 145 | 0.0207 | 10.1 | 15.3 | 0.00395 | 8.15 |  |  | 2 |  | RB-Appl-EffCW-med-ElecDHW-GasCDryer-Tier2-FrontSCESFm2011CZ14rWtd
RB-Appl-EffCW-med-ElecDHW-GasCDryer-Tier2-Front | DEER2016 | D16v1 | 2015-05-14 08:06 | SCE | SFm | 2011 | CZ15 | rWtd | Each | 1 | 1080 | None | 131 | 0.0182 | 10.7 | 16.2 | 0.00257 | 8.27 | 131 | 0.0182 | 10.7 | 16.2 | 0.00257 | 8.27 |  |  | 2 |  | RB-Appl-EffCW-med-ElecDHW-GasCDryer-Tier2-FrontSCESFm2011CZ15rWtd
RB-Appl-EffCW-med-ElecDHW-GasCDryer-Tier2-Front | DEER2016 | D16v1 | 2015-05-14 08:06 | SCE | SFm | 2011 | CZ16 | rWtd | Each | 1 | 1150 | None | 156 | 0.039 | 10.1 | 16.9 | 0.0205 | 7.72 | 156 | 0.039 | 10.1 | 16.9 | 0.0205 | 7.72 |  |  | 2 |  | RB-Appl-EffCW-med-ElecDHW-GasCDryer-Tier2-FrontSCESFm2011CZ16rWtd
RB-Appl-EffCW-med-ElecDHW-GasCDryer-Tier2-Front | DEER2016 | D16v1 | 2015-05-14 08:06 | SCE | SFm | 2014 | CZ05 | rWtd | Each | 1 | 1150 | None | 148 | 0.0139 | 9.88 | 15.6 | -3.39e-05 | 7.59 | 148 | 0.0139 | 9.88 | 15.6 | -3.39e-05 | 7.59 |  |  | 2 |  | RB-Appl-EffCW-med-ElecDHW-GasCDryer-Tier2-FrontSCESFm2014CZ05rWtd
RB-Appl-EffCW-med-ElecDHW-GasCDryer-Tier2-Front | DEER2016 | D16v1 | 2015-05-14 08:06 | SCE | SFm | 2014 | CZ06 | rWtd | Each | 1 | 1200 | None | 139 | 0.0164 | 10.1 | 14 | -0.00863 | 7.76 | 139 | 0.0164 | 10.1 | 14 | -0.00863 | 7.76 |  |  | 2 |  | RB-Appl-EffCW-med-ElecDHW-GasCDryer-Tier2-FrontSCESFm2014CZ06rWtd
RB-Appl-EffCW-med-ElecDHW-GasCDryer-Tier2-Front | DEER2016 | D16v1 | 2015-05-14 08:06 | SCE | SFm | 2014 | CZ08 | rWtd | Each | 1 | 1200 | None | 137 | 0.0197 | 10.3 | 14.5 | 0.00285 | 7.82 | 137 | 0.0197 | 10.3 | 14.5 | 0.00285 | 7.82 |  |  | 2 |  | RB-Appl-EffCW-med-ElecDHW-GasCDryer-Tier2-FrontSCESFm2014CZ08rWtd
RB-Appl-EffCW-med-ElecDHW-GasCDryer-Tier2-Front | DEER2016 | D16v1 | 2015-05-14 08:06 | SCE | SFm | 2014 | CZ09 | rWtd | Each | 1 | 1210 | None | 140 | 0.0205 | 10.1 | 13.5 | 0.00367 | 7.74 | 140 | 0.0205 | 10.1 | 13.5 | 0.00367 | 7.74 |  |  | 2 |  | RB-Appl-EffCW-med-ElecDHW-GasCDryer-Tier2-FrontSCESFm2014CZ09rWtd
RB-Appl-EffCW-med-ElecDHW-GasCDryer-Tier2-Front | DEER2016 | D16v1 | 2015-05-14 08:06 | SCE | SFm | 2014 | CZ10 | rWtd | Each | 1 | 974 | None | 142 | 0.0205 | 10.3 | 18.3 | 0.00346 | 7.69 | 142 | 0.0205 | 10.3 | 18.3 | 0.00346 | 7.69 |  |  | 2 |  | RB-Appl-EffCW-med-ElecDHW-GasCDryer-Tier2-FrontSCESFm2014CZ10rWtd
RB-Appl-EffCW-med-ElecDHW-GasCDryer-Tier2-Front | DEER2016 | D16v1 | 2015-05-14 08:06 | SCE | SFm | 2014 | CZ13 | rWtd | Each | 1 | 974 | None | 139 | 0.02 | 9.93 | 14.6 | 0.00297 | 7.52 | 139 | 0.02 | 9.93 | 14.6 | 0.00297 | 7.52 |  |  | 2 |  | RB-Appl-EffCW-med-ElecDHW-GasCDryer-Tier2-FrontSCESFm2014CZ13rWtd
RB-Appl-EffCW-med-ElecDHW-GasCDryer-Tier2-Front | DEER2016 | D16v1 | 2015-05-14 08:06 | SCE | SFm | 2014 | CZ14 | rWtd | Each | 1 | 1080 | None | 146 | 0.0199 | 10.1 | 17 | 0.00237 | 8.14 | 146 | 0.0199 | 10.1 | 17 | 0.00237 | 8.14 |  |  | 2 |  | RB-Appl-EffCW-med-ElecDHW-GasCDryer-Tier2-FrontSCESFm2014CZ14rWtd
RB-Appl-EffCW-med-ElecDHW-GasCDryer-Tier2-Front | DEER2016 | D16v1 | 2015-05-14 08:06 | SCE | SFm | 2014 | CZ15 | rWtd | Each | 1 | 1080 | None | 131 | 0.0176 | 10.7 | 16.5 | 0.00249 | 8.26 | 131 | 0.0176 | 10.7 | 16.5 | 0.00249 | 8.26 |  |  | 2 |  | RB-Appl-EffCW-med-ElecDHW-GasCDryer-Tier2-FrontSCESFm2014CZ15rWtd
RB-Appl-EffCW-med-ElecDHW-GasCDryer-Tier2-Front | DEER2016 | D16v1 | 2015-05-14 08:06 | SCE | SFm | 2014 | CZ16 | rWtd | Each | 1 | 1150 | None | 155 | 0.0216 | 9.74 | 16 | 0.00294 | 7.51 | 155 | 0.0216 | 9.74 | 16 | 0.00294 | 7.51 |  |  | 2 |  | RB-Appl-EffCW-med-ElecDHW-GasCDryer-Tier2-FrontSCESFm2014CZ16rWtd
RB-Appl-EffCW-med-ElecDHW-GasCDryer-Tier2-Front | DEER2016 | D16v1 | 2015-05-14 08:06 | SCE | SFm | Ex | CZ05 | rWtd | Each | 1 | 844 | None | 147 | 0.0186 | 9.76 | 15 | 0.000405 | 7.95 | 147 | 0.0186 | 9.76 | 15 | 0.000405 | 7.95 |  |  | 2 |  | RB-Appl-EffCW-med-ElecDHW-GasCDryer-Tier2-FrontSCESFmExCZ05rWtd
RB-Appl-EffCW-med-ElecDHW-GasCDryer-Tier2-Front | DEER2016 | D16v1 | 2015-05-14 08:06 | SCE | SFm | Ex | CZ06 | rWtd | Each | 1 | 865 | None | 140 | 0.0214 | 10.8 | 14.5 | 0.00582 | 8.18 | 140 | 0.0214 | 10.8 | 14.5 | 0.00582 | 8.18 |  |  | 2 |  | RB-Appl-EffCW-med-ElecDHW-GasCDryer-Tier2-FrontSCESFmExCZ06rWtd
RB-Appl-EffCW-med-ElecDHW-GasCDryer-Tier2-Front | DEER2016 | D16v1 | 2015-05-14 08:06 | SCE | SFm | Ex | CZ08 | rWtd | Each | 1 | 834 | None | 139 | 0.0196 | 10.6 | 15 | 0.00284 | 8.11 | 139 | 0.0196 | 10.6 | 15 | 0.00284 | 8.11 |  |  | 2 |  | RB-Appl-EffCW-med-ElecDHW-GasCDryer-Tier2-FrontSCESFmExCZ08rWtd
RB-Appl-EffCW-med-ElecDHW-GasCDryer-Tier2-Front | DEER2016 | D16v1 | 2015-05-14 08:06 | SCE | SFm | Ex | CZ09 | rWtd | Each | 1 | 868 | None | 144 | 0.0209 | 10.4 | 18 | 0.00344 | 7.87 | 144 | 0.0209 | 10.4 | 18 | 0.00344 | 7.87 |  |  | 2 |  | RB-Appl-EffCW-med-ElecDHW-GasCDryer-Tier2-FrontSCESFmExCZ09rWtd
RB-Appl-EffCW-med-ElecDHW-GasCDryer-Tier2-Front | DEER2016 | D16v1 | 2015-05-14 08:06 | SCE | SFm | Ex | CZ10 | rWtd | Each | 1 | 925 | None | 141 | 0.0213 | 10.4 | 18.3 | 0.00403 | 7.72 | 141 | 0.0213 | 10.4 | 18.3 | 0.00403 | 7.72 |  |  | 2 |  | RB-Appl-EffCW-med-ElecDHW-GasCDryer-Tier2-FrontSCESFmExCZ10rWtd
RB-Appl-EffCW-med-ElecDHW-GasCDryer-Tier2-Front | DEER2016 | D16v1 | 2015-05-14 08:06 | SCE | SFm | Ex | CZ13 | rWtd | Each | 1 | 868 | None | 144 | 0.0232 | 10.1 | 19.4 | 0.00512 | 7.72 | 144 | 0.0232 | 10.1 | 19.4 | 0.00512 | 7.72 |  |  | 2 |  | RB-Appl-EffCW-med-ElecDHW-GasCDryer-Tier2-FrontSCESFmExCZ13rWtd
RB-Appl-EffCW-med-ElecDHW-GasCDryer-Tier2-Front | DEER2016 | D16v1 | 2015-05-14 08:06 | SCE | SFm | Ex | CZ14 | rWtd | Each | 1 | 864 | None | 151 | 0.0223 | 9.74 | 21.5 | 0.00497 | 7.54 | 151 | 0.0223 | 9.74 | 21.5 | 0.00497 | 7.54 |  |  | 2 |  | RB-Appl-EffCW-med-ElecDHW-GasCDryer-Tier2-FrontSCESFmExCZ14rWtd
RB-Appl-EffCW-med-ElecDHW-GasCDryer-Tier2-Front | DEER2016 | D16v1 | 2015-05-14 08:06 | SCE | SFm | Ex | CZ15 | rWtd | Each | 1 | 857 | None | 135 | 0.0193 | 10.4 | 22.7 | 0.00434 | 7.85 | 135 | 0.0193 | 10.4 | 22.7 | 0.00434 | 7.85 |  |  | 2 |  | RB-Appl-EffCW-med-ElecDHW-GasCDryer-Tier2-FrontSCESFmExCZ15rWtd
RB-Appl-EffCW-med-ElecDHW-GasCDryer-Tier2-Front | DEER2016 | D16v1 | 2015-05-14 08:06 | SCE | SFm | Ex | CZ16 | rWtd | Each | 1 | 865 | None | 158 | 0.0241 | 10.1 | 17.7 | 0.00403 | 8.01 | 158 | 0.0241 | 10.1 | 17.7 | 0.00403 | 8.01 |  |  | 2 |  | RB-Appl-EffCW-med-ElecDHW-GasCDryer-Tier2-FrontSCESFmExCZ16rWtd
RB-Appl-EffCW-med-ElecDHW-GasCDryer-Tier2-Front | DEER2016 | D16v1 | 2015-05-14 08:06 | SCE | SFm | Ex | IOU | rWtd | Each | 1 | 873 | None | 143 | 0.0211 | 10.4 | 17.3 | 0.00406 | 7.91 | 143 | 0.0211 | 10.4 | 17.3 | 0.00406 | 7.91 |  |  | 2 |  | RB-Appl-EffCW-med-ElecDHW-GasCDryer-Tier2-FrontSCESFmExIOUrWtd
RB-Appl-EffCW-med-ElecDHW-GasCDryer-Tier2-Front | DEER2016 | D16v1 | 2015-05-14 08:06 | SCG | DMo | Ex | CZ04 | rWtd | Each | 1 | 621 | None | 117 | 0.0192 | 7.37 | 13.2 | 0.00406 | 5.88 | 117 | 0.0192 | 7.37 | 13.2 | 0.00406 | 5.88 |  |  | 2 |  | RB-Appl-EffCW-med-ElecDHW-GasCDryer-Tier2-FrontSCGDMoExCZ04rWtd
RB-Appl-EffCW-med-ElecDHW-GasCDryer-Tier2-Front | DEER2016 | D16v1 | 2015-05-14 08:06 | SCG | DMo | Ex | CZ05 | rWtd | Each | 1 | 612 | None | 117 | 0.0168 | 7.49 | 11.7 | 0.00191 | 5.77 | 117 | 0.0168 | 7.49 | 11.7 | 0.00191 | 5.77 |  |  | 2 |  | RB-Appl-EffCW-med-ElecDHW-GasCDryer-Tier2-FrontSCGDMoExCZ05rWtd
RB-Appl-EffCW-med-ElecDHW-GasCDryer-Tier2-Front | DEER2016 | D16v1 | 2015-05-14 08:06 | SCG | DMo | Ex | CZ06 | rWtd | Each | 1 | 613 | None | 111 | 0.0148 | 8.14 | 11.9 | 0.00137 | 6.18 | 111 | 0.0148 | 8.14 | 11.9 | 0.00137 | 6.18 |  |  | 2 |  | RB-Appl-EffCW-med-ElecDHW-GasCDryer-Tier2-FrontSCGDMoExCZ06rWtd
RB-Appl-EffCW-med-ElecDHW-GasCDryer-Tier2-Front | DEER2016 | D16v1 | 2015-05-14 08:06 | SCG | DMo | Ex | CZ08 | rWtd | Each | 1 | 610 | None | 113 | 0.0163 | 8.14 | 13.8 | 0.00255 | 6.14 | 113 | 0.0163 | 8.14 | 13.8 | 0.00255 | 6.14 |  |  | 2 |  | RB-Appl-EffCW-med-ElecDHW-GasCDryer-Tier2-FrontSCGDMoExCZ08rWtd
RB-Appl-EffCW-med-ElecDHW-GasCDryer-Tier2-Front | DEER2016 | D16v1 | 2015-05-14 08:06 | SCG | DMo | Ex | CZ09 | rWtd | Each | 1 | 609 | None | 114 | 0.0166 | 8.13 | 14 | 0.00309 | 6.12 | 114 | 0.0166 | 8.13 | 14 | 0.00309 | 6.12 |  |  | 2 |  | RB-Appl-EffCW-med-ElecDHW-GasCDryer-Tier2-FrontSCGDMoExCZ09rWtd
RB-Appl-EffCW-med-ElecDHW-GasCDryer-Tier2-Front | DEER2016 | D16v1 | 2015-05-14 08:06 | SCG | DMo | Ex | CZ10 | rWtd | Each | 1 | 610 | None | 114 | 0.0173 | 8.04 | 15.2 | 0.0036 | 6.06 | 114 | 0.0173 | 8.04 | 15.2 | 0.0036 | 6.06 |  |  | 2 |  | RB-Appl-EffCW-med-ElecDHW-GasCDryer-Tier2-FrontSCGDMoExCZ10rWtd
RB-Appl-EffCW-med-ElecDHW-GasCDryer-Tier2-Front | DEER2016 | D16v1 | 2015-05-14 08:06 | SCG | DMo | Ex | CZ13 | rWtd | Each | 1 | 605 | None | 114 | 0.0166 | 8.06 | 15.1 | 0.0031 | 6.03 | 114 | 0.0166 | 8.06 | 15.1 | 0.0031 | 6.03 |  |  | 2 |  | RB-Appl-EffCW-med-ElecDHW-GasCDryer-Tier2-FrontSCGDMoExCZ13rWtd
RB-Appl-EffCW-med-ElecDHW-GasCDryer-Tier2-Front | DEER2016 | D16v1 | 2015-05-14 08:06 | SCG | DMo | Ex | CZ14 | rWtd | Each | 1 | 617 | None | 117 | 0.0159 | 7.68 | 15 | 0.00279 | 5.99 | 117 | 0.0159 | 7.68 | 15 | 0.00279 | 5.99 |  |  | 2 |  | RB-Appl-EffCW-med-ElecDHW-GasCDryer-Tier2-FrontSCGDMoExCZ14rWtd
RB-Appl-EffCW-med-ElecDHW-GasCDryer-Tier2-Front | DEER2016 | D16v1 | 2015-05-14 08:06 | SCG | DMo | Ex | CZ15 | rWtd | Each | 1 | 615 | None | 109 | 0.0149 | 8.33 | 17.9 | 0.00311 | 6.31 | 109 | 0.0149 | 8.33 | 17.9 | 0.00311 | 6.31 |  |  | 2 |  | RB-Appl-EffCW-med-ElecDHW-GasCDryer-Tier2-FrontSCGDMoExCZ15rWtd
RB-Appl-EffCW-med-ElecDHW-GasCDryer-Tier2-Front | DEER2016 | D16v1 | 2015-05-14 08:06 | SCG | DMo | Ex | CZ16 | rWtd | Each | 1 | 621 | None | 129 | 0.0198 | 7.52 | 17.2 | 0.00358 | 5.94 | 129 | 0.0198 | 7.52 | 17.2 | 0.00358 | 5.94 |  |  | 2 |  | RB-Appl-EffCW-med-ElecDHW-GasCDryer-Tier2-FrontSCGDMoExCZ16rWtd
RB-Appl-EffCW-med-ElecDHW-GasCDryer-Tier2-Front | DEER2016 | D16v1 | 2015-05-14 08:06 | SCG | DMo | Ex | IOU | rWtd | Each | 1 | 611 | None | 113 | 0.0165 | 8.06 | 14.4 | 0.00298 | 6.09 | 113 | 0.0165 | 8.06 | 14.4 | 0.00298 | 6.09 |  |  | 2 |  | RB-Appl-EffCW-med-ElecDHW-GasCDryer-Tier2-FrontSCGDMoExIOUrWtd
RB-Appl-EffCW-med-ElecDHW-GasCDryer-Tier2-Front | DEER2016 | D16v1 | 2015-05-14 08:06 | SCG | DMo | MH00 | CZ04 | rWtd | Each | 1 | 621 | None | 120 | 0.0186 | 7.77 | 15.1 | 0.00494 | 6.09 | 120 | 0.0186 | 7.77 | 15.1 | 0.00494 | 6.09 |  |  | 2 |  | RB-Appl-EffCW-med-ElecDHW-GasCDryer-Tier2-FrontSCGDMoMH00CZ04rWtd
RB-Appl-EffCW-med-ElecDHW-GasCDryer-Tier2-Front | DEER2016 | D16v1 | 2015-05-14 08:06 | SCG | DMo | MH00 | CZ05 | rWtd | Each | 1 | 621 | None | 115 | 0.0171 | 7.25 | 11.2 | 0.002 | 5.81 | 115 | 0.0171 | 7.25 | 11.2 | 0.002 | 5.81 |  |  | 2 |  | RB-Appl-EffCW-med-ElecDHW-GasCDryer-Tier2-FrontSCGDMoMH00CZ05rWtd
RB-Appl-EffCW-med-ElecDHW-GasCDryer-Tier2-Front | DEER2016 | D16v1 | 2015-05-14 08:06 | SCG | DMo | MH00 | CZ06 | rWtd | Each | 1 | 621 | None | 111 | 0.0146 | 7.93 | 11.6 | 0.00119 | 6.15 | 111 | 0.0146 | 7.93 | 11.6 | 0.00119 | 6.15 |  |  | 2 |  | RB-Appl-EffCW-med-ElecDHW-GasCDryer-Tier2-FrontSCGDMoMH00CZ06rWtd
RB-Appl-EffCW-med-ElecDHW-GasCDryer-Tier2-Front | DEER2016 | D16v1 | 2015-05-14 08:06 | SCG | DMo | MH00 | CZ08 | rWtd | Each | 1 | 621 | None | 114 | 0.0168 | 8 | 14.3 | 0.00269 | 6.16 | 114 | 0.0168 | 8 | 14.3 | 0.00269 | 6.16 |  |  | 2 |  | RB-Appl-EffCW-med-ElecDHW-GasCDryer-Tier2-FrontSCGDMoMH00CZ08rWtd
RB-Appl-EffCW-med-ElecDHW-GasCDryer-Tier2-Front | DEER2016 | D16v1 | 2015-05-14 08:06 | SCG | DMo | MH00 | CZ09 | rWtd | Each | 1 | 621 | None | 116 | 0.0173 | 7.95 | 15.9 | 0.00309 | 6.15 | 116 | 0.0173 | 7.95 | 15.9 | 0.00309 | 6.15 |  |  | 2 |  | RB-Appl-EffCW-med-ElecDHW-GasCDryer-Tier2-FrontSCGDMoMH00CZ09rWtd
RB-Appl-EffCW-med-ElecDHW-GasCDryer-Tier2-Front | DEER2016 | D16v1 | 2015-05-14 08:06 | SCG | DMo | MH00 | CZ10 | rWtd | Each | 1 | 621 | None | 119 | 0.0185 | 7.98 | 16.1 | 0.00365 | 6.18 | 119 | 0.0185 | 7.98 | 16.1 | 0.00365 | 6.18 |  |  | 2 |  | RB-Appl-EffCW-med-ElecDHW-GasCDryer-Tier2-FrontSCGDMoMH00CZ10rWtd
RB-Appl-EffCW-med-ElecDHW-GasCDryer-Tier2-Front | DEER2016 | D16v1 | 2015-05-14 08:06 | SCG | DMo | MH00 | CZ13 | rWtd | Each | 1 | 621 | None | 118 | 0.0183 | 7.63 | 16.8 | 0.00363 | 6 | 118 | 0.0183 | 7.63 | 16.8 | 0.00363 | 6 |  |  | 2 |  | RB-Appl-EffCW-med-ElecDHW-GasCDryer-Tier2-FrontSCGDMoMH00CZ13rWtd
RB-Appl-EffCW-med-ElecDHW-GasCDryer-Tier2-Front | DEER2016 | D16v1 | 2015-05-14 08:06 | SCG | DMo | MH00 | CZ14 | rWtd | Each | 1 | 621 | None | 118 | 0.0169 | 7.73 | 15.9 | 0.00299 | 6.04 | 118 | 0.0169 | 7.73 | 15.9 | 0.00299 | 6.04 |  |  | 2 |  | RB-Appl-EffCW-med-ElecDHW-GasCDryer-Tier2-FrontSCGDMoMH00CZ14rWtd
RB-Appl-EffCW-med-ElecDHW-GasCDryer-Tier2-Front | DEER2016 | D16v1 | 2015-05-14 08:06 | SCG | DMo | MH00 | CZ15 | rWtd | Each | 1 | 621 | None | 114 | 0.0146 | 8.22 | 20.1 | 0.00291 | 6.29 | 114 | 0.0146 | 8.22 | 20.1 | 0.00291 | 6.29 |  |  | 2 |  | RB-Appl-EffCW-med-ElecDHW-GasCDryer-Tier2-FrontSCGDMoMH00CZ15rWtd
RB-Appl-EffCW-med-ElecDHW-GasCDryer-Tier2-Front | DEER2016 | D16v1 | 2015-05-14 08:06 | SCG | DMo | MH00 | CZ16 | rWtd | Each | 1 | 621 | None | 130 | 0.0199 | 7.57 | 18.9 | 0.00366 | 5.96 | 130 | 0.0199 | 7.57 | 18.9 | 0.00366 | 5.96 |  |  | 2 |  | RB-Appl-EffCW-med-ElecDHW-GasCDryer-Tier2-FrontSCGDMoMH00CZ16rWtd
RB-Appl-EffCW-med-ElecDHW-GasCDryer-Tier2-Front | DEER2016 | D16v1 | 2015-05-14 08:06 | SCG | DMo | MH06 | CZ04 | rWtd | Each | 1 | 621 | None | 120 | 0.0181 | 7.69 | 15.5 | 0.00328 | 6.04 | 120 | 0.0181 | 7.69 | 15.5 | 0.00328 | 6.04 |  |  | 2 |  | RB-Appl-EffCW-med-ElecDHW-GasCDryer-Tier2-FrontSCGDMoMH06CZ04rWtd
RB-Appl-EffCW-med-ElecDHW-GasCDryer-Tier2-Front | DEER2016 | D16v1 | 2015-05-14 08:06 | SCG | DMo | MH06 | CZ05 | rWtd | Each | 1 | 621 | None | 116 | 0.0163 | 7.28 | 11.6 | 0.00167 | 5.81 | 116 | 0.0163 | 7.28 | 11.6 | 0.00167 | 5.81 |  |  | 2 |  | RB-Appl-EffCW-med-ElecDHW-GasCDryer-Tier2-FrontSCGDMoMH06CZ05rWtd
RB-Appl-EffCW-med-ElecDHW-GasCDryer-Tier2-Front | DEER2016 | D16v1 | 2015-05-14 08:06 | SCG | DMo | MH06 | CZ06 | rWtd | Each | 1 | 621 | None | 111 | 0.0142 | 8.04 | 11.7 | 0.000935 | 6.2 | 111 | 0.0142 | 8.04 | 11.7 | 0.000935 | 6.2 |  |  | 2 |  | RB-Appl-EffCW-med-ElecDHW-GasCDryer-Tier2-FrontSCGDMoMH06CZ06rWtd
RB-Appl-EffCW-med-ElecDHW-GasCDryer-Tier2-Front | DEER2016 | D16v1 | 2015-05-14 08:06 | SCG | DMo | MH06 | CZ08 | rWtd | Each | 1 | 621 | None | 116 | 0.0162 | 8.09 | 15.1 | 0.00239 | 6.21 | 116 | 0.0162 | 8.09 | 15.1 | 0.00239 | 6.21 |  |  | 2 |  | RB-Appl-EffCW-med-ElecDHW-GasCDryer-Tier2-FrontSCGDMoMH06CZ08rWtd
RB-Appl-EffCW-med-ElecDHW-GasCDryer-Tier2-Front | DEER2016 | D16v1 | 2015-05-14 08:06 | SCG | DMo | MH06 | CZ09 | rWtd | Each | 1 | 621 | None | 115 | 0.0164 | 7.99 | 14.7 | 0.00271 | 6.19 | 115 | 0.0164 | 7.99 | 14.7 | 0.00271 | 6.19 |  |  | 2 |  | RB-Appl-EffCW-med-ElecDHW-GasCDryer-Tier2-FrontSCGDMoMH06CZ09rWtd
RB-Appl-EffCW-med-ElecDHW-GasCDryer-Tier2-Front | DEER2016 | D16v1 | 2015-05-14 08:06 | SCG | DMo | MH06 | CZ10 | rWtd | Each | 1 | 621 | None | 119 | 0.0158 | 7.92 | 16.6 | 0.00246 | 6.14 | 119 | 0.0158 | 7.92 | 16.6 | 0.00246 | 6.14 |  |  | 2 |  | RB-Appl-EffCW-med-ElecDHW-GasCDryer-Tier2-FrontSCGDMoMH06CZ10rWtd
RB-Appl-EffCW-med-ElecDHW-GasCDryer-Tier2-Front | DEER2016 | D16v1 | 2015-05-14 08:06 | SCG | DMo | MH06 | CZ13 | rWtd | Each | 1 | 621 | None | 118 | 0.0174 | 7.59 | 15.9 | 0.00303 | 5.97 | 118 | 0.0174 | 7.59 | 15.9 | 0.00303 | 5.97 |  |  | 2 |  | RB-Appl-EffCW-med-ElecDHW-GasCDryer-Tier2-FrontSCGDMoMH06CZ13rWtd
RB-Appl-EffCW-med-ElecDHW-GasCDryer-Tier2-Front | DEER2016 | D16v1 | 2015-05-14 08:06 | SCG | DMo | MH06 | CZ14 | rWtd | Each | 1 | 621 | None | 117 | 0.0137 | 7.61 | 15.6 | 0.00156 | 5.98 | 117 | 0.0137 | 7.61 | 15.6 | 0.00156 | 5.98 |  |  | 2 |  | RB-Appl-EffCW-med-ElecDHW-GasCDryer-Tier2-FrontSCGDMoMH06CZ14rWtd
RB-Appl-EffCW-med-ElecDHW-GasCDryer-Tier2-Front | DEER2016 | D16v1 | 2015-05-14 08:06 | SCG | DMo | MH06 | CZ15 | rWtd | Each | 1 | 621 | None | 110 | 0.0137 | 8.23 | 18.5 | 0.00256 | 6.3 | 110 | 0.0137 | 8.23 | 18.5 | 0.00256 | 6.3 |  |  | 2 |  | RB-Appl-EffCW-med-ElecDHW-GasCDryer-Tier2-FrontSCGDMoMH06CZ15rWtd
RB-Appl-EffCW-med-ElecDHW-GasCDryer-Tier2-Front | DEER2016 | D16v1 | 2015-05-14 08:06 | SCG | DMo | MH06 | CZ16 | rWtd | Each | 1 | 621 | None | 126 | 0.0191 | 7.54 | 12.6 | 0.00325 | 5.96 | 126 | 0.0191 | 7.54 | 12.6 | 0.00325 | 5.96 |  |  | 2 |  | RB-Appl-EffCW-med-ElecDHW-GasCDryer-Tier2-FrontSCGDMoMH06CZ16rWtd
RB-Appl-EffCW-med-ElecDHW-GasCDryer-Tier2-Front | DEER2016 | D16v1 | 2015-05-14 08:06 | SCG | DMo | MH72 | CZ04 | rWtd | Each | 1 | 598 | None | 116 | 0.0175 | 8.3 | 13.7 | 0.00349 | 6.09 | 116 | 0.0175 | 8.3 | 13.7 | 0.00349 | 6.09 |  |  | 2 |  | RB-Appl-EffCW-med-ElecDHW-GasCDryer-Tier2-FrontSCGDMoMH72CZ04rWtd
RB-Appl-EffCW-med-ElecDHW-GasCDryer-Tier2-Front | DEER2016 | D16v1 | 2015-05-14 08:06 | SCG | DMo | MH72 | CZ05 | rWtd | Each | 1 | 598 | None | 117 | 0.0166 | 8.1 | 11.7 | 0.00209 | 5.82 | 117 | 0.0166 | 8.1 | 11.7 | 0.00209 | 5.82 |  |  | 2 |  | RB-Appl-EffCW-med-ElecDHW-GasCDryer-Tier2-FrontSCGDMoMH72CZ05rWtd
RB-Appl-EffCW-med-ElecDHW-GasCDryer-Tier2-Front | DEER2016 | D16v1 | 2015-05-14 08:06 | SCG | DMo | MH72 | CZ06 | rWtd | Each | 1 | 598 | None | 112 | 0.0151 | 8.53 | 12.3 | 0.00162 | 6.2 | 112 | 0.0151 | 8.53 | 12.3 | 0.00162 | 6.2 |  |  | 2 |  | RB-Appl-EffCW-med-ElecDHW-GasCDryer-Tier2-FrontSCGDMoMH72CZ06rWtd
RB-Appl-EffCW-med-ElecDHW-GasCDryer-Tier2-Front | DEER2016 | D16v1 | 2015-05-14 08:06 | SCG | DMo | MH72 | CZ08 | rWtd | Each | 1 | 598 | None | 112 | 0.016 | 8.39 | 13.6 | 0.00264 | 6.13 | 112 | 0.016 | 8.39 | 13.6 | 0.00264 | 6.13 |  |  | 2 |  | RB-Appl-EffCW-med-ElecDHW-GasCDryer-Tier2-FrontSCGDMoMH72CZ08rWtd
RB-Appl-EffCW-med-ElecDHW-GasCDryer-Tier2-Front | DEER2016 | D16v1 | 2015-05-14 08:06 | SCG | DMo | MH72 | CZ09 | rWtd | Each | 1 | 598 | None | 112 | 0.0161 | 8.36 | 13.9 | 0.00303 | 6.11 | 112 | 0.0161 | 8.36 | 13.9 | 0.00303 | 6.11 |  |  | 2 |  | RB-Appl-EffCW-med-ElecDHW-GasCDryer-Tier2-FrontSCGDMoMH72CZ09rWtd
RB-Appl-EffCW-med-ElecDHW-GasCDryer-Tier2-Front | DEER2016 | D16v1 | 2015-05-14 08:06 | SCG | DMo | MH72 | CZ10 | rWtd | Each | 1 | 598 | None | 114 | 0.0168 | 8.28 | 15.3 | 0.00361 | 6.04 | 114 | 0.0168 | 8.28 | 15.3 | 0.00361 | 6.04 |  |  | 2 |  | RB-Appl-EffCW-med-ElecDHW-GasCDryer-Tier2-FrontSCGDMoMH72CZ10rWtd
RB-Appl-EffCW-med-ElecDHW-GasCDryer-Tier2-Front | DEER2016 | D16v1 | 2015-05-14 08:06 | SCG | DMo | MH72 | CZ13 | rWtd | Each | 1 | 598 | None | 113 | 0.016 | 8.25 | 14.9 | 0.00289 | 6.05 | 113 | 0.016 | 8.25 | 14.9 | 0.00289 | 6.05 |  |  | 2 |  | RB-Appl-EffCW-med-ElecDHW-GasCDryer-Tier2-FrontSCGDMoMH72CZ13rWtd
RB-Appl-EffCW-med-ElecDHW-GasCDryer-Tier2-Front | DEER2016 | D16v1 | 2015-05-14 08:06 | SCG | DMo | MH72 | CZ14 | rWtd | Each | 1 | 598 | None | 115 | 0.0156 | 8.41 | 15.5 | 0.00286 | 6.16 | 115 | 0.0156 | 8.41 | 15.5 | 0.00286 | 6.16 |  |  | 2 |  | RB-Appl-EffCW-med-ElecDHW-GasCDryer-Tier2-FrontSCGDMoMH72CZ14rWtd
RB-Appl-EffCW-med-ElecDHW-GasCDryer-Tier2-Front | DEER2016 | D16v1 | 2015-05-14 08:06 | SCG | DMo | MH72 | CZ15 | rWtd | Each | 1 | 598 | None | 108 | 0.0141 | 8.72 | 19.6 | 0.00317 | 6.39 | 108 | 0.0141 | 8.72 | 19.6 | 0.00317 | 6.39 |  |  | 2 |  | RB-Appl-EffCW-med-ElecDHW-GasCDryer-Tier2-FrontSCGDMoMH72CZ15rWtd
RB-Appl-EffCW-med-ElecDHW-GasCDryer-Tier2-Front | DEER2016 | D16v1 | 2015-05-14 08:06 | SCG | DMo | MH72 | CZ16 | rWtd | Each | 1 | 598 | None | 127 | 0.0185 | 8.15 | 15.9 | 0.00349 | 5.96 | 127 | 0.0185 | 8.15 | 15.9 | 0.00349 | 5.96 |  |  | 2 |  | RB-Appl-EffCW-med-ElecDHW-GasCDryer-Tier2-FrontSCGDMoMH72CZ16rWtd
RB-Appl-EffCW-med-ElecDHW-GasCDryer-Tier2-Front | DEER2016 | D16v1 | 2015-05-14 08:06 | SCG | DMo | MH85 | CZ04 | rWtd | Each | 1 | 621 | None | 117 | 0.0192 | 7.37 | 13.2 | 0.00406 | 5.88 | 117 | 0.0192 | 7.37 | 13.2 | 0.00406 | 5.88 |  |  | 2 |  | RB-Appl-EffCW-med-ElecDHW-GasCDryer-Tier2-FrontSCGDMoMH85CZ04rWtd
RB-Appl-EffCW-med-ElecDHW-GasCDryer-Tier2-Front | DEER2016 | D16v1 | 2015-05-14 08:06 | SCG | DMo | MH85 | CZ05 | rWtd | Each | 1 | 621 | None | 117 | 0.0169 | 7.07 | 11.8 | 0.00177 | 5.72 | 117 | 0.0169 | 7.07 | 11.8 | 0.00177 | 5.72 |  |  | 2 |  | RB-Appl-EffCW-med-ElecDHW-GasCDryer-Tier2-FrontSCGDMoMH85CZ05rWtd
RB-Appl-EffCW-med-ElecDHW-GasCDryer-Tier2-Front | DEER2016 | D16v1 | 2015-05-14 08:06 | SCG | DMo | MH85 | CZ06 | rWtd | Each | 1 | 621 | None | 111 | 0.0151 | 7.94 | 11.7 | 0.00179 | 6.18 | 111 | 0.0151 | 7.94 | 11.7 | 0.00179 | 6.18 |  |  | 2 |  | RB-Appl-EffCW-med-ElecDHW-GasCDryer-Tier2-FrontSCGDMoMH85CZ06rWtd
RB-Appl-EffCW-med-ElecDHW-GasCDryer-Tier2-Front | DEER2016 | D16v1 | 2015-05-14 08:06 | SCG | DMo | MH85 | CZ08 | rWtd | Each | 1 | 621 | None | 114 | 0.0167 | 7.87 | 13.8 | 0.00242 | 6.14 | 114 | 0.0167 | 7.87 | 13.8 | 0.00242 | 6.14 |  |  | 2 |  | RB-Appl-EffCW-med-ElecDHW-GasCDryer-Tier2-FrontSCGDMoMH85CZ08rWtd
RB-Appl-EffCW-med-ElecDHW-GasCDryer-Tier2-Front | DEER2016 | D16v1 | 2015-05-14 08:06 | SCG | DMo | MH85 | CZ09 | rWtd | Each | 1 | 621 | None | 115 | 0.017 | 7.86 | 13.9 | 0.00317 | 6.12 | 115 | 0.017 | 7.86 | 13.9 | 0.00317 | 6.12 |  |  | 2 |  | RB-Appl-EffCW-med-ElecDHW-GasCDryer-Tier2-FrontSCGDMoMH85CZ09rWtd
RB-Appl-EffCW-med-ElecDHW-GasCDryer-Tier2-Front | DEER2016 | D16v1 | 2015-05-14 08:06 | SCG | DMo | MH85 | CZ10 | rWtd | Each | 1 | 621 | None | 114 | 0.0178 | 7.83 | 15.1 | 0.00361 | 6.07 | 114 | 0.0178 | 7.83 | 15.1 | 0.00361 | 6.07 |  |  | 2 |  | RB-Appl-EffCW-med-ElecDHW-GasCDryer-Tier2-FrontSCGDMoMH85CZ10rWtd
RB-Appl-EffCW-med-ElecDHW-GasCDryer-Tier2-Front | DEER2016 | D16v1 | 2015-05-14 08:06 | SCG | DMo | MH85 | CZ13 | rWtd | Each | 1 | 621 | None | 116 | 0.0182 | 7.6 | 15.6 | 0.00362 | 6 | 116 | 0.0182 | 7.6 | 15.6 | 0.00362 | 6 |  |  | 2 |  | RB-Appl-EffCW-med-ElecDHW-GasCDryer-Tier2-FrontSCGDMoMH85CZ13rWtd
RB-Appl-EffCW-med-ElecDHW-GasCDryer-Tier2-Front | DEER2016 | D16v1 | 2015-05-14 08:06 | SCG | DMo | MH85 | CZ14 | rWtd | Each | 1 | 621 | None | 117 | 0.016 | 7.53 | 14.9 | 0.00277 | 5.96 | 117 | 0.016 | 7.53 | 14.9 | 0.00277 | 5.96 |  |  | 2 |  | RB-Appl-EffCW-med-ElecDHW-GasCDryer-Tier2-FrontSCGDMoMH85CZ14rWtd
RB-Appl-EffCW-med-ElecDHW-GasCDryer-Tier2-Front | DEER2016 | D16v1 | 2015-05-14 08:06 | SCG | DMo | MH85 | CZ15 | rWtd | Each | 1 | 621 | None | 109 | 0.0153 | 8.18 | 16.7 | 0.00313 | 6.28 | 109 | 0.0153 | 8.18 | 16.7 | 0.00313 | 6.28 |  |  | 2 |  | RB-Appl-EffCW-med-ElecDHW-GasCDryer-Tier2-FrontSCGDMoMH85CZ15rWtd
RB-Appl-EffCW-med-ElecDHW-GasCDryer-Tier2-Front | DEER2016 | D16v1 | 2015-05-14 08:06 | SCG | DMo | MH85 | CZ16 | rWtd | Each | 1 | 621 | None | 125 | 0.0198 | 7.2 | 14 | 0.00363 | 5.82 | 125 | 0.0198 | 7.2 | 14 | 0.00363 | 5.82 |  |  | 2 |  | RB-Appl-EffCW-med-ElecDHW-GasCDryer-Tier2-FrontSCGDMoMH85CZ16rWtd
RB-Appl-EffCW-med-ElecDHW-GasCDryer-Tier2-Front | DEER2016 | D16v1 | 2015-05-14 08:06 | SCG | MFm | 1975 | CZ04 | rWtd | Each | 1 | 474 | None | 116 | 0.0166 | 8.42 | 12.1 | 0.00187 | 6.57 | 116 | 0.0166 | 8.42 | 12.1 | 0.00187 | 6.57 |  |  | 2 |  | RB-Appl-EffCW-med-ElecDHW-GasCDryer-Tier2-FrontSCGMFm1975CZ04rWtd
RB-Appl-EffCW-med-ElecDHW-GasCDryer-Tier2-Front | DEER2016 | D16v1 | 2015-05-14 08:06 | SCG | MFm | 1975 | CZ05 | rWtd | Each | 1 | 474 | None | 117 | 0.016 | 8.06 | 11.7 | 0.00164 | 6.47 | 117 | 0.016 | 8.06 | 11.7 | 0.00164 | 6.47 |  |  | 2 |  | RB-Appl-EffCW-med-ElecDHW-GasCDryer-Tier2-FrontSCGMFm1975CZ05rWtd
RB-Appl-EffCW-med-ElecDHW-GasCDryer-Tier2-Front | DEER2016 | D16v1 | 2015-05-14 08:06 | SCG | MFm | 1975 | CZ06 | rWtd | Each | 1 | 465 | None | 114 | 0.0153 | 8.62 | 12.4 | 0.000786 | 6.63 | 114 | 0.0153 | 8.62 | 12.4 | 0.000786 | 6.63 |  |  | 2 |  | RB-Appl-EffCW-med-ElecDHW-GasCDryer-Tier2-FrontSCGMFm1975CZ06rWtd
RB-Appl-EffCW-med-ElecDHW-GasCDryer-Tier2-Front | DEER2016 | D16v1 | 2015-05-14 08:06 | SCG | MFm | 1975 | CZ07 | rWtd | Each | 1 | 465 | None | 112 | 0.0164 | 8.76 | 11.8 | 0.00284 | 6.67 | 112 | 0.0164 | 8.76 | 11.8 | 0.00284 | 6.67 |  |  | 2 |  | RB-Appl-EffCW-med-ElecDHW-GasCDryer-Tier2-FrontSCGMFm1975CZ07rWtd
RB-Appl-EffCW-med-ElecDHW-GasCDryer-Tier2-Front | DEER2016 | D16v1 | 2015-05-14 08:06 | SCG | MFm | 1975 | CZ08 | rWtd | Each | 1 | 465 | None | 111 | 0.0161 | 8.55 | 11.7 | 0.00233 | 6.61 | 111 | 0.0161 | 8.55 | 11.7 | 0.00233 | 6.61 |  |  | 2 |  | RB-Appl-EffCW-med-ElecDHW-GasCDryer-Tier2-FrontSCGMFm1975CZ08rWtd
RB-Appl-EffCW-med-ElecDHW-GasCDryer-Tier2-Front | DEER2016 | D16v1 | 2015-05-14 08:06 | SCG | MFm | 1975 | CZ09 | rWtd | Each | 1 | 544 | None | 112 | 0.0158 | 8.54 | 13 | 0.00247 | 6.3 | 112 | 0.0158 | 8.54 | 13 | 0.00247 | 6.3 |  |  | 2 |  | RB-Appl-EffCW-med-ElecDHW-GasCDryer-Tier2-FrontSCGMFm1975CZ09rWtd
RB-Appl-EffCW-med-ElecDHW-GasCDryer-Tier2-Front | DEER2016 | D16v1 | 2015-05-14 08:06 | SCG | MFm | 1975 | CZ10 | rWtd | Each | 1 | 544 | None | 114 | 0.0168 | 8.59 | 14.6 | 0.00267 | 6.34 | 114 | 0.0168 | 8.59 | 14.6 | 0.00267 | 6.34 |  |  | 2 |  | RB-Appl-EffCW-med-ElecDHW-GasCDryer-Tier2-FrontSCGMFm1975CZ10rWtd
RB-Appl-EffCW-med-ElecDHW-GasCDryer-Tier2-Front | DEER2016 | D16v1 | 2015-05-14 08:06 | SCG | MFm | 1975 | CZ13 | rWtd | Each | 1 | 487 | None | 114 | 0.0161 | 8.43 | 12.8 | 0.00211 | 6.57 | 114 | 0.0161 | 8.43 | 12.8 | 0.00211 | 6.57 |  |  | 2 |  | RB-Appl-EffCW-med-ElecDHW-GasCDryer-Tier2-FrontSCGMFm1975CZ13rWtd
RB-Appl-EffCW-med-ElecDHW-GasCDryer-Tier2-Front | DEER2016 | D16v1 | 2015-05-14 08:06 | SCG | MFm | 1975 | CZ14 | rWtd | Each | 1 | 634 | None | 120 | 0.0164 | 8.05 | 15.5 | 0.00272 | 6.22 | 120 | 0.0164 | 8.05 | 15.5 | 0.00272 | 6.22 |  |  | 2 |  | RB-Appl-EffCW-med-ElecDHW-GasCDryer-Tier2-FrontSCGMFm1975CZ14rWtd
RB-Appl-EffCW-med-ElecDHW-GasCDryer-Tier2-Front | DEER2016 | D16v1 | 2015-05-14 08:06 | SCG | MFm | 1975 | CZ15 | rWtd | Each | 1 | 634 | None | 111 | 0.014 | 8.66 | 17.8 | 0.00229 | 6.52 | 111 | 0.014 | 8.66 | 17.8 | 0.00229 | 6.52 |  |  | 2 |  | RB-Appl-EffCW-med-ElecDHW-GasCDryer-Tier2-FrontSCGMFm1975CZ15rWtd
RB-Appl-EffCW-med-ElecDHW-GasCDryer-Tier2-Front | DEER2016 | D16v1 | 2015-05-14 08:06 | SCG | MFm | 1975 | CZ16 | rWtd | Each | 1 | 474 | None | 126 | 0.0184 | 8.16 | 12.8 | 0.000948 | 6.47 | 126 | 0.0184 | 8.16 | 12.8 | 0.000948 | 6.47 |  |  | 2 |  | RB-Appl-EffCW-med-ElecDHW-GasCDryer-Tier2-FrontSCGMFm1975CZ16rWtd
RB-Appl-EffCW-med-ElecDHW-GasCDryer-Tier2-Front | DEER2016 | D16v1 | 2015-05-14 08:06 | SCG | MFm | 1985 | CZ04 | rWtd | Each | 1 | 512 | None | 115 | 0.0178 | 8.45 | 12 | 0.00237 | 6.6 | 115 | 0.0178 | 8.45 | 12 | 0.00237 | 6.6 |  |  | 2 |  | RB-Appl-EffCW-med-ElecDHW-GasCDryer-Tier2-FrontSCGMFm1985CZ04rWtd
RB-Appl-EffCW-med-ElecDHW-GasCDryer-Tier2-Front | DEER2016 | D16v1 | 2015-05-14 08:06 | SCG | MFm | 1985 | CZ05 | rWtd | Each | 1 | 512 | None | 117 | 0.016 | 8.15 | 12 | 0.00172 | 6.52 | 117 | 0.016 | 8.15 | 12 | 0.00172 | 6.52 |  |  | 2 |  | RB-Appl-EffCW-med-ElecDHW-GasCDryer-Tier2-FrontSCGMFm1985CZ05rWtd
RB-Appl-EffCW-med-ElecDHW-GasCDryer-Tier2-Front | DEER2016 | D16v1 | 2015-05-14 08:06 | SCG | MFm | 1985 | CZ06 | rWtd | Each | 1 | 578 | None | 113 | 0.0169 | 8.63 | 12.1 | 0.00248 | 6.34 | 113 | 0.0169 | 8.63 | 12.1 | 0.00248 | 6.34 |  |  | 2 |  | RB-Appl-EffCW-med-ElecDHW-GasCDryer-Tier2-FrontSCGMFm1985CZ06rWtd
RB-Appl-EffCW-med-ElecDHW-GasCDryer-Tier2-Front | DEER2016 | D16v1 | 2015-05-14 08:06 | SCG | MFm | 1985 | CZ07 | rWtd | Each | 1 | 578 | None | 112 | 0.0146 | 8.77 | 12.8 | 0.00109 | 6.47 | 112 | 0.0146 | 8.77 | 12.8 | 0.00109 | 6.47 |  |  | 2 |  | RB-Appl-EffCW-med-ElecDHW-GasCDryer-Tier2-FrontSCGMFm1985CZ07rWtd
RB-Appl-EffCW-med-ElecDHW-GasCDryer-Tier2-Front | DEER2016 | D16v1 | 2015-05-14 08:06 | SCG | MFm | 1985 | CZ08 | rWtd | Each | 1 | 578 | None | 112 | 0.0164 | 8.69 | 12.7 | 0.00284 | 6.39 | 112 | 0.0164 | 8.69 | 12.7 | 0.00284 | 6.39 |  |  | 2 |  | RB-Appl-EffCW-med-ElecDHW-GasCDryer-Tier2-FrontSCGMFm1985CZ08rWtd
RB-Appl-EffCW-med-ElecDHW-GasCDryer-Tier2-Front | DEER2016 | D16v1 | 2015-05-14 08:06 | SCG | MFm | 1985 | CZ09 | rWtd | Each | 1 | 648 | None | 114 | 0.0155 | 8.62 | 12.6 | 0.00159 | 6.68 | 114 | 0.0155 | 8.62 | 12.6 | 0.00159 | 6.68 |  |  | 2 |  | RB-Appl-EffCW-med-ElecDHW-GasCDryer-Tier2-FrontSCGMFm1985CZ09rWtd
RB-Appl-EffCW-med-ElecDHW-GasCDryer-Tier2-Front | DEER2016 | D16v1 | 2015-05-14 08:06 | SCG | MFm | 1985 | CZ10 | rWtd | Each | 1 | 648 | None | 113 | 0.0169 | 8.66 | 12.4 | 0.00222 | 6.7 | 113 | 0.0169 | 8.66 | 12.4 | 0.00222 | 6.7 |  |  | 2 |  | RB-Appl-EffCW-med-ElecDHW-GasCDryer-Tier2-FrontSCGMFm1985CZ10rWtd
RB-Appl-EffCW-med-ElecDHW-GasCDryer-Tier2-Front | DEER2016 | D16v1 | 2015-05-14 08:06 | SCG | MFm | 1985 | CZ13 | rWtd | Each | 1 | 512 | None | 113 | 0.0167 | 8.43 | 12.7 | 0.00238 | 6.58 | 113 | 0.0167 | 8.43 | 12.7 | 0.00238 | 6.58 |  |  | 2 |  | RB-Appl-EffCW-med-ElecDHW-GasCDryer-Tier2-FrontSCGMFm1985CZ13rWtd
RB-Appl-EffCW-med-ElecDHW-GasCDryer-Tier2-Front | DEER2016 | D16v1 | 2015-05-14 08:06 | SCG | MFm | 1985 | CZ14 | rWtd | Each | 1 | 630 | None | 121 | 0.0158 | 8.16 | 16.3 | 0.00244 | 6.28 | 121 | 0.0158 | 8.16 | 16.3 | 0.00244 | 6.28 |  |  | 2 |  | RB-Appl-EffCW-med-ElecDHW-GasCDryer-Tier2-FrontSCGMFm1985CZ14rWtd
RB-Appl-EffCW-med-ElecDHW-GasCDryer-Tier2-Front | DEER2016 | D16v1 | 2015-05-14 08:06 | SCG | MFm | 1985 | CZ15 | rWtd | Each | 1 | 630 | None | 110 | 0.0139 | 8.68 | 17.5 | 0.00201 | 6.54 | 110 | 0.0139 | 8.68 | 17.5 | 0.00201 | 6.54 |  |  | 2 |  | RB-Appl-EffCW-med-ElecDHW-GasCDryer-Tier2-FrontSCGMFm1985CZ15rWtd
RB-Appl-EffCW-med-ElecDHW-GasCDryer-Tier2-Front | DEER2016 | D16v1 | 2015-05-14 08:06 | SCG | MFm | 1985 | CZ16 | rWtd | Each | 1 | 512 | None | 127 | 0.0177 | 8.21 | 13.7 | 0.00184 | 6.51 | 127 | 0.0177 | 8.21 | 13.7 | 0.00184 | 6.51 |  |  | 2 |  | RB-Appl-EffCW-med-ElecDHW-GasCDryer-Tier2-FrontSCGMFm1985CZ16rWtd
RB-Appl-EffCW-med-ElecDHW-GasCDryer-Tier2-Front | DEER2016 | D16v1 | 2015-05-14 08:06 | SCG | MFm | 1996 | CZ04 | rWtd | Each | 1 | 432 | None | 116 | 0.0174 | 8.54 | 12.6 | 0.00244 | 6.59 | 116 | 0.0174 | 8.54 | 12.6 | 0.00244 | 6.59 |  |  | 2 |  | RB-Appl-EffCW-med-ElecDHW-GasCDryer-Tier2-FrontSCGMFm1996CZ04rWtd
RB-Appl-EffCW-med-ElecDHW-GasCDryer-Tier2-Front | DEER2016 | D16v1 | 2015-05-14 08:06 | SCG | MFm | 1996 | CZ05 | rWtd | Each | 1 | 432 | None | 118 | 0.0161 | 8.25 | 11.9 | 0.00169 | 6.51 | 118 | 0.0161 | 8.25 | 11.9 | 0.00169 | 6.51 |  |  | 2 |  | RB-Appl-EffCW-med-ElecDHW-GasCDryer-Tier2-FrontSCGMFm1996CZ05rWtd
RB-Appl-EffCW-med-ElecDHW-GasCDryer-Tier2-Front | DEER2016 | D16v1 | 2015-05-14 08:06 | SCG | MFm | 1996 | CZ06 | rWtd | Each | 1 | 518 | None | 113 | 0.017 | 8.64 | 12.1 | 0.00318 | 6.37 | 113 | 0.017 | 8.64 | 12.1 | 0.00318 | 6.37 |  |  | 2 |  | RB-Appl-EffCW-med-ElecDHW-GasCDryer-Tier2-FrontSCGMFm1996CZ06rWtd
RB-Appl-EffCW-med-ElecDHW-GasCDryer-Tier2-Front | DEER2016 | D16v1 | 2015-05-14 08:06 | SCG | MFm | 1996 | CZ07 | rWtd | Each | 1 | 518 | None | 113 | 0.0179 | 8.8 | 12.7 | 0.00478 | 6.5 | 113 | 0.0179 | 8.8 | 12.7 | 0.00478 | 6.5 |  |  | 2 |  | RB-Appl-EffCW-med-ElecDHW-GasCDryer-Tier2-FrontSCGMFm1996CZ07rWtd
RB-Appl-EffCW-med-ElecDHW-GasCDryer-Tier2-Front | DEER2016 | D16v1 | 2015-05-14 08:06 | SCG | MFm | 1996 | CZ08 | rWtd | Each | 1 | 518 | None | 112 | 0.0166 | 8.71 | 12.7 | 0.0025 | 6.43 | 112 | 0.0166 | 8.71 | 12.7 | 0.0025 | 6.43 |  |  | 2 |  | RB-Appl-EffCW-med-ElecDHW-GasCDryer-Tier2-FrontSCGMFm1996CZ08rWtd
RB-Appl-EffCW-med-ElecDHW-GasCDryer-Tier2-Front | DEER2016 | D16v1 | 2015-05-14 08:06 | SCG | MFm | 1996 | CZ09 | rWtd | Each | 1 | 487 | None | 115 | 0.0158 | 8.61 | 13 | 0.00184 | 6.62 | 115 | 0.0158 | 8.61 | 13 | 0.00184 | 6.62 |  |  | 2 |  | RB-Appl-EffCW-med-ElecDHW-GasCDryer-Tier2-FrontSCGMFm1996CZ09rWtd
RB-Appl-EffCW-med-ElecDHW-GasCDryer-Tier2-Front | DEER2016 | D16v1 | 2015-05-14 08:06 | SCG | MFm | 1996 | CZ10 | rWtd | Each | 1 | 487 | None | 113 | 0.0185 | 8.58 | 12.7 | 0.00191 | 6.61 | 113 | 0.0185 | 8.58 | 12.7 | 0.00191 | 6.61 |  |  | 2 |  | RB-Appl-EffCW-med-ElecDHW-GasCDryer-Tier2-FrontSCGMFm1996CZ10rWtd
RB-Appl-EffCW-med-ElecDHW-GasCDryer-Tier2-Front | DEER2016 | D16v1 | 2015-05-14 08:06 | SCG | MFm | 1996 | CZ13 | rWtd | Each | 1 | 456 | None | 114 | 0.0164 | 8.45 | 12.9 | 0.00249 | 6.55 | 114 | 0.0164 | 8.45 | 12.9 | 0.00249 | 6.55 |  |  | 2 |  | RB-Appl-EffCW-med-ElecDHW-GasCDryer-Tier2-FrontSCGMFm1996CZ13rWtd
RB-Appl-EffCW-med-ElecDHW-GasCDryer-Tier2-Front | DEER2016 | D16v1 | 2015-05-14 08:06 | SCG | MFm | 1996 | CZ14 | rWtd | Each | 1 | 480 | None | 119 | 0.015 | 8.58 | 14.5 | 0.00178 | 6.61 | 119 | 0.015 | 8.58 | 14.5 | 0.00178 | 6.61 |  |  | 2 |  | RB-Appl-EffCW-med-ElecDHW-GasCDryer-Tier2-FrontSCGMFm1996CZ14rWtd
RB-Appl-EffCW-med-ElecDHW-GasCDryer-Tier2-Front | DEER2016 | D16v1 | 2015-05-14 08:06 | SCG | MFm | 1996 | CZ15 | rWtd | Each | 1 | 480 | None | 105 | 0.0138 | 8.88 | 13.4 | 0.00175 | 6.68 | 105 | 0.0138 | 8.88 | 13.4 | 0.00175 | 6.68 |  |  | 2 |  | RB-Appl-EffCW-med-ElecDHW-GasCDryer-Tier2-FrontSCGMFm1996CZ15rWtd
RB-Appl-EffCW-med-ElecDHW-GasCDryer-Tier2-Front | DEER2016 | D16v1 | 2015-05-14 08:06 | SCG | MFm | 1996 | CZ16 | rWtd | Each | 1 | 432 | None | 128 | 0.0175 | 8.19 | 14.2 | 0.00148 | 6.47 | 128 | 0.0175 | 8.19 | 14.2 | 0.00148 | 6.47 |  |  | 2 |  | RB-Appl-EffCW-med-ElecDHW-GasCDryer-Tier2-FrontSCGMFm1996CZ16rWtd
RB-Appl-EffCW-med-ElecDHW-GasCDryer-Tier2-Front | DEER2016 | D16v1 | 2015-05-14 08:06 | SCG | MFm | 2003 | CZ04 | rWtd | Each | 1 | 441 | None | 117 | 0.0185 | 8.45 | 12.3 | 0.00315 | 6.53 | 117 | 0.0185 | 8.45 | 12.3 | 0.00315 | 6.53 |  |  | 2 |  | RB-Appl-EffCW-med-ElecDHW-GasCDryer-Tier2-FrontSCGMFm2003CZ04rWtd
RB-Appl-EffCW-med-ElecDHW-GasCDryer-Tier2-Front | DEER2016 | D16v1 | 2015-05-14 08:06 | SCG | MFm | 2003 | CZ05 | rWtd | Each | 1 | 441 | None | 117 | 0.0161 | 8.21 | 11.8 | 0.0017 | 6.49 | 117 | 0.0161 | 8.21 | 11.8 | 0.0017 | 6.49 |  |  | 2 |  | RB-Appl-EffCW-med-ElecDHW-GasCDryer-Tier2-FrontSCGMFm2003CZ05rWtd
RB-Appl-EffCW-med-ElecDHW-GasCDryer-Tier2-Front | DEER2016 | D16v1 | 2015-05-14 08:06 | SCG | MFm | 2003 | CZ06 | rWtd | Each | 1 | 538 | None | 113 | 0.0165 | 8.64 | 12.4 | 0.00355 | 6.37 | 113 | 0.0165 | 8.64 | 12.4 | 0.00355 | 6.37 |  |  | 2 |  | RB-Appl-EffCW-med-ElecDHW-GasCDryer-Tier2-FrontSCGMFm2003CZ06rWtd
RB-Appl-EffCW-med-ElecDHW-GasCDryer-Tier2-Front | DEER2016 | D16v1 | 2015-05-14 08:06 | SCG | MFm | 2003 | CZ07 | rWtd | Each | 1 | 538 | None | 112 | 0.0163 | 8.76 | 12.4 | 0.00231 | 6.47 | 112 | 0.0163 | 8.76 | 12.4 | 0.00231 | 6.47 |  |  | 2 |  | RB-Appl-EffCW-med-ElecDHW-GasCDryer-Tier2-FrontSCGMFm2003CZ07rWtd
RB-Appl-EffCW-med-ElecDHW-GasCDryer-Tier2-Front | DEER2016 | D16v1 | 2015-05-14 08:06 | SCG | MFm | 2003 | CZ08 | rWtd | Each | 1 | 538 | None | 112 | 0.0159 | 8.68 | 12.8 | 0.00263 | 6.42 | 112 | 0.0159 | 8.68 | 12.8 | 0.00263 | 6.42 |  |  | 2 |  | RB-Appl-EffCW-med-ElecDHW-GasCDryer-Tier2-FrontSCGMFm2003CZ08rWtd
RB-Appl-EffCW-med-ElecDHW-GasCDryer-Tier2-Front | DEER2016 | D16v1 | 2015-05-14 08:06 | SCG | MFm | 2003 | CZ09 | rWtd | Each | 1 | 499 | None | 113 | 0.0159 | 8.57 | 12.6 | 0.00201 | 6.61 | 113 | 0.0159 | 8.57 | 12.6 | 0.00201 | 6.61 |  |  | 2 |  | RB-Appl-EffCW-med-ElecDHW-GasCDryer-Tier2-FrontSCGMFm2003CZ09rWtd
RB-Appl-EffCW-med-ElecDHW-GasCDryer-Tier2-Front | DEER2016 | D16v1 | 2015-05-14 08:06 | SCG | MFm | 2003 | CZ10 | rWtd | Each | 1 | 474 | None | 113 | 0.0169 | 8.68 | 12.7 | 0.00257 | 6.63 | 113 | 0.0169 | 8.68 | 12.7 | 0.00257 | 6.63 |  |  | 2 |  | RB-Appl-EffCW-med-ElecDHW-GasCDryer-Tier2-FrontSCGMFm2003CZ10rWtd
RB-Appl-EffCW-med-ElecDHW-GasCDryer-Tier2-Front | DEER2016 | D16v1 | 2015-05-14 08:06 | SCG | MFm | 2003 | CZ13 | rWtd | Each | 1 | 474 | None | 115 | 0.0157 | 8.57 | 13.5 | 0.00198 | 6.6 | 115 | 0.0157 | 8.57 | 13.5 | 0.00198 | 6.6 |  |  | 2 |  | RB-Appl-EffCW-med-ElecDHW-GasCDryer-Tier2-FrontSCGMFm2003CZ13rWtd
RB-Appl-EffCW-med-ElecDHW-GasCDryer-Tier2-Front | DEER2016 | D16v1 | 2015-05-14 08:06 | SCG | MFm | 2003 | CZ14 | rWtd | Each | 1 | 487 | None | 119 | 0.015 | 8.56 | 14.3 | 0.00182 | 6.6 | 119 | 0.015 | 8.56 | 14.3 | 0.00182 | 6.6 |  |  | 2 |  | RB-Appl-EffCW-med-ElecDHW-GasCDryer-Tier2-FrontSCGMFm2003CZ14rWtd
RB-Appl-EffCW-med-ElecDHW-GasCDryer-Tier2-Front | DEER2016 | D16v1 | 2015-05-14 08:06 | SCG | MFm | 2003 | CZ15 | rWtd | Each | 1 | 487 | None | 104 | 0.0137 | 8.87 | 12.9 | 0.00173 | 6.68 | 104 | 0.0137 | 8.87 | 12.9 | 0.00173 | 6.68 |  |  | 2 |  | RB-Appl-EffCW-med-ElecDHW-GasCDryer-Tier2-FrontSCGMFm2003CZ15rWtd
RB-Appl-EffCW-med-ElecDHW-GasCDryer-Tier2-Front | DEER2016 | D16v1 | 2015-05-14 08:06 | SCG | MFm | 2003 | CZ16 | rWtd | Each | 1 | 441 | None | 128 | 0.0183 | 8.28 | 14 | 0.00221 | 6.5 | 128 | 0.0183 | 8.28 | 14 | 0.00221 | 6.5 |  |  | 2 |  | RB-Appl-EffCW-med-ElecDHW-GasCDryer-Tier2-FrontSCGMFm2003CZ16rWtd
RB-Appl-EffCW-med-ElecDHW-GasCDryer-Tier2-Front | DEER2016 | D16v1 | 2015-05-14 08:06 | SCG | MFm | 2007 | CZ04 | rWtd | Each | 1 | 441 | None | 117 | 0.0171 | 8.46 | 12.5 | 0.00275 | 6.53 | 117 | 0.0171 | 8.46 | 12.5 | 0.00275 | 6.53 |  |  | 2 |  | RB-Appl-EffCW-med-ElecDHW-GasCDryer-Tier2-FrontSCGMFm2007CZ04rWtd
RB-Appl-EffCW-med-ElecDHW-GasCDryer-Tier2-Front | DEER2016 | D16v1 | 2015-05-14 08:06 | SCG | MFm | 2007 | CZ05 | rWtd | Each | 1 | 441 | None | 118 | 0.0161 | 8.33 | 12 | 0.00171 | 6.52 | 118 | 0.0161 | 8.33 | 12 | 0.00171 | 6.52 |  |  | 2 |  | RB-Appl-EffCW-med-ElecDHW-GasCDryer-Tier2-FrontSCGMFm2007CZ05rWtd
RB-Appl-EffCW-med-ElecDHW-GasCDryer-Tier2-Front | DEER2016 | D16v1 | 2015-05-14 08:06 | SCG | MFm | 2007 | CZ06 | rWtd | Each | 1 | 538 | None | 113 | 0.0174 | 8.63 | 12.4 | 0.00366 | 6.37 | 113 | 0.0174 | 8.63 | 12.4 | 0.00366 | 6.37 |  |  | 2 |  | RB-Appl-EffCW-med-ElecDHW-GasCDryer-Tier2-FrontSCGMFm2007CZ06rWtd
RB-Appl-EffCW-med-ElecDHW-GasCDryer-Tier2-Front | DEER2016 | D16v1 | 2015-05-14 08:06 | SCG | MFm | 2007 | CZ07 | rWtd | Each | 1 | 538 | None | 113 | 0.0165 | 8.86 | 12.6 | 0.00283 | 6.55 | 113 | 0.0165 | 8.86 | 12.6 | 0.00283 | 6.55 |  |  | 2 |  | RB-Appl-EffCW-med-ElecDHW-GasCDryer-Tier2-FrontSCGMFm2007CZ07rWtd
RB-Appl-EffCW-med-ElecDHW-GasCDryer-Tier2-Front | DEER2016 | D16v1 | 2015-05-14 08:06 | SCG | MFm | 2007 | CZ08 | rWtd | Each | 1 | 538 | None | 112 | 0.0154 | 8.66 | 12.8 | 0.00226 | 6.4 | 112 | 0.0154 | 8.66 | 12.8 | 0.00226 | 6.4 |  |  | 2 |  | RB-Appl-EffCW-med-ElecDHW-GasCDryer-Tier2-FrontSCGMFm2007CZ08rWtd
RB-Appl-EffCW-med-ElecDHW-GasCDryer-Tier2-Front | DEER2016 | D16v1 | 2015-05-14 08:06 | SCG | MFm | 2007 | CZ09 | rWtd | Each | 1 | 499 | None | 113 | 0.0158 | 8.62 | 12.4 | 0.00207 | 6.62 | 113 | 0.0158 | 8.62 | 12.4 | 0.00207 | 6.62 |  |  | 2 |  | RB-Appl-EffCW-med-ElecDHW-GasCDryer-Tier2-FrontSCGMFm2007CZ09rWtd
RB-Appl-EffCW-med-ElecDHW-GasCDryer-Tier2-Front | DEER2016 | D16v1 | 2015-05-14 08:06 | SCG | MFm | 2007 | CZ10 | rWtd | Each | 1 | 474 | None | 113 | 0.0157 | 8.7 | 12.9 | 0.00203 | 6.64 | 113 | 0.0157 | 8.7 | 12.9 | 0.00203 | 6.64 |  |  | 2 |  | RB-Appl-EffCW-med-ElecDHW-GasCDryer-Tier2-FrontSCGMFm2007CZ10rWtd
RB-Appl-EffCW-med-ElecDHW-GasCDryer-Tier2-Front | DEER2016 | D16v1 | 2015-05-14 08:06 | SCG | MFm | 2007 | CZ13 | rWtd | Each | 1 | 474 | None | 114 | 0.0148 | 8.51 | 13.3 | 0.00144 | 6.57 | 114 | 0.0148 | 8.51 | 13.3 | 0.00144 | 6.57 |  |  | 2 |  | RB-Appl-EffCW-med-ElecDHW-GasCDryer-Tier2-FrontSCGMFm2007CZ13rWtd
RB-Appl-EffCW-med-ElecDHW-GasCDryer-Tier2-Front | DEER2016 | D16v1 | 2015-05-14 08:06 | SCG | MFm | 2007 | CZ14 | rWtd | Each | 1 | 487 | None | 117 | 0.0149 | 8.56 | 13.7 | 0.0018 | 6.6 | 117 | 0.0149 | 8.56 | 13.7 | 0.0018 | 6.6 |  |  | 2 |  | RB-Appl-EffCW-med-ElecDHW-GasCDryer-Tier2-FrontSCGMFm2007CZ14rWtd
RB-Appl-EffCW-med-ElecDHW-GasCDryer-Tier2-Front | DEER2016 | D16v1 | 2015-05-14 08:06 | SCG | MFm | 2007 | CZ15 | rWtd | Each | 1 | 487 | None | 104 | 0.0133 | 8.92 | 12.9 | 0.00171 | 6.7 | 104 | 0.0133 | 8.92 | 12.9 | 0.00171 | 6.7 |  |  | 2 |  | RB-Appl-EffCW-med-ElecDHW-GasCDryer-Tier2-FrontSCGMFm2007CZ15rWtd
RB-Appl-EffCW-med-ElecDHW-GasCDryer-Tier2-Front | DEER2016 | D16v1 | 2015-05-14 08:06 | SCG | MFm | 2007 | CZ16 | rWtd | Each | 1 | 441 | None | 129 | 0.018 | 8.37 | 14.8 | 0.00214 | 6.54 | 129 | 0.018 | 8.37 | 14.8 | 0.00214 | 6.54 |  |  | 2 |  | RB-Appl-EffCW-med-ElecDHW-GasCDryer-Tier2-FrontSCGMFm2007CZ16rWtd
RB-Appl-EffCW-med-ElecDHW-GasCDryer-Tier2-Front | DEER2016 | D16v1 | 2015-05-14 08:06 | SCG | MFm | 2011 | CZ04 | rWtd | Each | 1 | 441 | None | 118 | 0.0171 | 8.58 | 12.8 | 0.00274 | 6.57 | 118 | 0.0171 | 8.58 | 12.8 | 0.00274 | 6.57 |  |  | 2 |  | RB-Appl-EffCW-med-ElecDHW-GasCDryer-Tier2-FrontSCGMFm2011CZ04rWtd
RB-Appl-EffCW-med-ElecDHW-GasCDryer-Tier2-Front | DEER2016 | D16v1 | 2015-05-14 08:06 | SCG | MFm | 2011 | CZ05 | rWtd | Each | 1 | 441 | None | 118 | 0.0161 | 8.37 | 12 | 0.00176 | 6.53 | 118 | 0.0161 | 8.37 | 12 | 0.00176 | 6.53 |  |  | 2 |  | RB-Appl-EffCW-med-ElecDHW-GasCDryer-Tier2-FrontSCGMFm2011CZ05rWtd
RB-Appl-EffCW-med-ElecDHW-GasCDryer-Tier2-Front | DEER2016 | D16v1 | 2015-05-14 08:06 | SCG | MFm | 2011 | CZ06 | rWtd | Each | 1 | 538 | None | 113 | 0.0171 | 8.66 | 12.2 | 0.00376 | 6.4 | 113 | 0.0171 | 8.66 | 12.2 | 0.00376 | 6.4 |  |  | 2 |  | RB-Appl-EffCW-med-ElecDHW-GasCDryer-Tier2-FrontSCGMFm2011CZ06rWtd
RB-Appl-EffCW-med-ElecDHW-GasCDryer-Tier2-Front | DEER2016 | D16v1 | 2015-05-14 08:06 | SCG | MFm | 2011 | CZ07 | rWtd | Each | 1 | 538 | None | 114 | 0.0171 | 8.97 | 13.3 | 0.00293 | 6.64 | 114 | 0.0171 | 8.97 | 13.3 | 0.00293 | 6.64 |  |  | 2 |  | RB-Appl-EffCW-med-ElecDHW-GasCDryer-Tier2-FrontSCGMFm2011CZ07rWtd
RB-Appl-EffCW-med-ElecDHW-GasCDryer-Tier2-Front | DEER2016 | D16v1 | 2015-05-14 08:06 | SCG | MFm | 2011 | CZ08 | rWtd | Each | 1 | 538 | None | 113 | 0.0153 | 8.77 | 13.4 | 0.00216 | 6.48 | 113 | 0.0153 | 8.77 | 13.4 | 0.00216 | 6.48 |  |  | 2 |  | RB-Appl-EffCW-med-ElecDHW-GasCDryer-Tier2-FrontSCGMFm2011CZ08rWtd
RB-Appl-EffCW-med-ElecDHW-GasCDryer-Tier2-Front | DEER2016 | D16v1 | 2015-05-14 08:06 | SCG | MFm | 2011 | CZ09 | rWtd | Each | 1 | 499 | None | 113 | 0.0158 | 8.73 | 12.5 | 0.00207 | 6.66 | 113 | 0.0158 | 8.73 | 12.5 | 0.00207 | 6.66 |  |  | 2 |  | RB-Appl-EffCW-med-ElecDHW-GasCDryer-Tier2-FrontSCGMFm2011CZ09rWtd
RB-Appl-EffCW-med-ElecDHW-GasCDryer-Tier2-Front | DEER2016 | D16v1 | 2015-05-14 08:06 | SCG | MFm | 2011 | CZ10 | rWtd | Each | 1 | 474 | None | 114 | 0.0157 | 8.77 | 13.1 | 0.00209 | 6.66 | 114 | 0.0157 | 8.77 | 13.1 | 0.00209 | 6.66 |  |  | 2 |  | RB-Appl-EffCW-med-ElecDHW-GasCDryer-Tier2-FrontSCGMFm2011CZ10rWtd
RB-Appl-EffCW-med-ElecDHW-GasCDryer-Tier2-Front | DEER2016 | D16v1 | 2015-05-14 08:06 | SCG | MFm | 2011 | CZ13 | rWtd | Each | 1 | 474 | None | 115 | 0.015 | 8.56 | 13.5 | 0.00169 | 6.58 | 115 | 0.015 | 8.56 | 13.5 | 0.00169 | 6.58 |  |  | 2 |  | RB-Appl-EffCW-med-ElecDHW-GasCDryer-Tier2-FrontSCGMFm2011CZ13rWtd
RB-Appl-EffCW-med-ElecDHW-GasCDryer-Tier2-Front | DEER2016 | D16v1 | 2015-05-14 08:06 | SCG | MFm | 2011 | CZ14 | rWtd | Each | 1 | 487 | None | 118 | 0.0147 | 8.63 | 14 | 0.00176 | 6.62 | 118 | 0.0147 | 8.63 | 14 | 0.00176 | 6.62 |  |  | 2 |  | RB-Appl-EffCW-med-ElecDHW-GasCDryer-Tier2-FrontSCGMFm2011CZ14rWtd
RB-Appl-EffCW-med-ElecDHW-GasCDryer-Tier2-Front | DEER2016 | D16v1 | 2015-05-14 08:06 | SCG | MFm | 2011 | CZ15 | rWtd | Each | 1 | 487 | None | 104 | 0.0134 | 8.96 | 12.8 | 0.00172 | 6.71 | 104 | 0.0134 | 8.96 | 12.8 | 0.00172 | 6.71 |  |  | 2 |  | RB-Appl-EffCW-med-ElecDHW-GasCDryer-Tier2-FrontSCGMFm2011CZ15rWtd
RB-Appl-EffCW-med-ElecDHW-GasCDryer-Tier2-Front | DEER2016 | D16v1 | 2015-05-14 08:06 | SCG | MFm | 2011 | CZ16 | rWtd | Each | 1 | 441 | None | 129 | 0.0176 | 8.41 | 14.4 | 0.00222 | 6.53 | 129 | 0.0176 | 8.41 | 14.4 | 0.00222 | 6.53 |  |  | 2 |  | RB-Appl-EffCW-med-ElecDHW-GasCDryer-Tier2-FrontSCGMFm2011CZ16rWtd
RB-Appl-EffCW-med-ElecDHW-GasCDryer-Tier2-Front | DEER2016 | D16v1 | 2015-05-14 08:06 | SCG | MFm | 2014 | CZ04 | rWtd | Each | 1 | 441 | None | 118 | 0.0178 | 8.65 | 12.7 | 0.00354 | 6.59 | 118 | 0.0178 | 8.65 | 12.7 | 0.00354 | 6.59 |  |  | 2 |  | RB-Appl-EffCW-med-ElecDHW-GasCDryer-Tier2-FrontSCGMFm2014CZ04rWtd
RB-Appl-EffCW-med-ElecDHW-GasCDryer-Tier2-Front | DEER2016 | D16v1 | 2015-05-14 08:06 | SCG | MFm | 2014 | CZ05 | rWtd | Each | 1 | 441 | None | 119 | 0.0161 | 8.7 | 12.4 | 0.00169 | 6.65 | 119 | 0.0161 | 8.7 | 12.4 | 0.00169 | 6.65 |  |  | 2 |  | RB-Appl-EffCW-med-ElecDHW-GasCDryer-Tier2-FrontSCGMFm2014CZ05rWtd
RB-Appl-EffCW-med-ElecDHW-GasCDryer-Tier2-Front | DEER2016 | D16v1 | 2015-05-14 08:06 | SCG | MFm | 2014 | CZ06 | rWtd | Each | 1 | 538 | None | 113 | 0.0164 | 8.73 | 12.4 | 0.00178 | 6.45 | 113 | 0.0164 | 8.73 | 12.4 | 0.00178 | 6.45 |  |  | 2 |  | RB-Appl-EffCW-med-ElecDHW-GasCDryer-Tier2-FrontSCGMFm2014CZ06rWtd
RB-Appl-EffCW-med-ElecDHW-GasCDryer-Tier2-Front | DEER2016 | D16v1 | 2015-05-14 08:06 | SCG | MFm | 2014 | CZ07 | rWtd | Each | 1 | 538 | None | 114 | 0.0162 | 9.01 | 13.3 | 0.00127 | 6.68 | 114 | 0.0162 | 9.01 | 13.3 | 0.00127 | 6.68 |  |  | 2 |  | RB-Appl-EffCW-med-ElecDHW-GasCDryer-Tier2-FrontSCGMFm2014CZ07rWtd
RB-Appl-EffCW-med-ElecDHW-GasCDryer-Tier2-Front | DEER2016 | D16v1 | 2015-05-14 08:06 | SCG | MFm | 2014 | CZ08 | rWtd | Each | 1 | 538 | None | 113 | 0.0154 | 8.83 | 13.3 | 0.00227 | 6.53 | 113 | 0.0154 | 8.83 | 13.3 | 0.00227 | 6.53 |  |  | 2 |  | RB-Appl-EffCW-med-ElecDHW-GasCDryer-Tier2-FrontSCGMFm2014CZ08rWtd
RB-Appl-EffCW-med-ElecDHW-GasCDryer-Tier2-Front | DEER2016 | D16v1 | 2015-05-14 08:06 | SCG | MFm | 2014 | CZ09 | rWtd | Each | 1 | 499 | None | 113 | 0.0159 | 8.77 | 12.6 | 0.00205 | 6.66 | 113 | 0.0159 | 8.77 | 12.6 | 0.00205 | 6.66 |  |  | 2 |  | RB-Appl-EffCW-med-ElecDHW-GasCDryer-Tier2-FrontSCGMFm2014CZ09rWtd
RB-Appl-EffCW-med-ElecDHW-GasCDryer-Tier2-Front | DEER2016 | D16v1 | 2015-05-14 08:06 | SCG | MFm | 2014 | CZ10 | rWtd | Each | 1 | 474 | None | 114 | 0.0162 | 8.82 | 12.6 | 0.00202 | 6.67 | 114 | 0.0162 | 8.82 | 12.6 | 0.00202 | 6.67 |  |  | 2 |  | RB-Appl-EffCW-med-ElecDHW-GasCDryer-Tier2-FrontSCGMFm2014CZ10rWtd
RB-Appl-EffCW-med-ElecDHW-GasCDryer-Tier2-Front | DEER2016 | D16v1 | 2015-05-14 08:06 | SCG | MFm | 2014 | CZ13 | rWtd | Each | 1 | 474 | None | 115 | 0.0152 | 8.58 | 13.6 | 0.00192 | 6.58 | 115 | 0.0152 | 8.58 | 13.6 | 0.00192 | 6.58 |  |  | 2 |  | RB-Appl-EffCW-med-ElecDHW-GasCDryer-Tier2-FrontSCGMFm2014CZ13rWtd
RB-Appl-EffCW-med-ElecDHW-GasCDryer-Tier2-Front | DEER2016 | D16v1 | 2015-05-14 08:06 | SCG | MFm | 2014 | CZ14 | rWtd | Each | 1 | 487 | None | 117 | 0.0151 | 8.61 | 13.2 | 0.00186 | 6.61 | 117 | 0.0151 | 8.61 | 13.2 | 0.00186 | 6.61 |  |  | 2 |  | RB-Appl-EffCW-med-ElecDHW-GasCDryer-Tier2-FrontSCGMFm2014CZ14rWtd
RB-Appl-EffCW-med-ElecDHW-GasCDryer-Tier2-Front | DEER2016 | D16v1 | 2015-05-14 08:06 | SCG | MFm | 2014 | CZ15 | rWtd | Each | 1 | 487 | None | 104 | 0.0132 | 8.97 | 12.7 | 0.00166 | 6.71 | 104 | 0.0132 | 8.97 | 12.7 | 0.00166 | 6.71 |  |  | 2 |  | RB-Appl-EffCW-med-ElecDHW-GasCDryer-Tier2-FrontSCGMFm2014CZ15rWtd
RB-Appl-EffCW-med-ElecDHW-GasCDryer-Tier2-Front | DEER2016 | D16v1 | 2015-05-14 08:06 | SCG | MFm | 2014 | CZ16 | rWtd | Each | 1 | 441 | None | 128 | 0.0182 | 8.34 | 13.9 | 0.00265 | 6.52 | 128 | 0.0182 | 8.34 | 13.9 | 0.00265 | 6.52 |  |  | 2 |  | RB-Appl-EffCW-med-ElecDHW-GasCDryer-Tier2-FrontSCGMFm2014CZ16rWtd
RB-Appl-EffCW-med-ElecDHW-GasCDryer-Tier2-Front | DEER2016 | D16v1 | 2015-05-14 08:06 | SCG | MFm | Ex | CZ04 | rWtd | Each | 1 | 508 | None | 115 | 0.0176 | 8.45 | 12 | 0.00232 | 6.6 | 115 | 0.0176 | 8.45 | 12 | 0.00232 | 6.6 |  |  | 2 |  | RB-Appl-EffCW-med-ElecDHW-GasCDryer-Tier2-FrontSCGMFmExCZ04rWtd
RB-Appl-EffCW-med-ElecDHW-GasCDryer-Tier2-Front | DEER2016 | D16v1 | 2015-05-14 08:06 | SCG | MFm | Ex | CZ05 | rWtd | Each | 1 | 464 | None | 117 | 0.016 | 8.14 | 11.8 | 0.00167 | 6.49 | 117 | 0.016 | 8.14 | 11.8 | 0.00167 | 6.49 |  |  | 2 |  | RB-Appl-EffCW-med-ElecDHW-GasCDryer-Tier2-FrontSCGMFmExCZ05rWtd
RB-Appl-EffCW-med-ElecDHW-GasCDryer-Tier2-Front | DEER2016 | D16v1 | 2015-05-14 08:06 | SCG | MFm | Ex | CZ06 | rWtd | Each | 1 | 511 | None | 113 | 0.0161 | 8.62 | 12.3 | 0.00176 | 6.5 | 113 | 0.0161 | 8.62 | 12.3 | 0.00176 | 6.5 |  |  | 2 |  | RB-Appl-EffCW-med-ElecDHW-GasCDryer-Tier2-FrontSCGMFmExCZ06rWtd
RB-Appl-EffCW-med-ElecDHW-GasCDryer-Tier2-Front | DEER2016 | D16v1 | 2015-05-14 08:06 | SCG | MFm | Ex | CZ07 | rWtd | Each | 1 | 520 | None | 112 | 0.0155 | 8.76 | 12.3 | 0.00199 | 6.57 | 112 | 0.0155 | 8.76 | 12.3 | 0.00199 | 6.57 |  |  | 2 |  | RB-Appl-EffCW-med-ElecDHW-GasCDryer-Tier2-FrontSCGMFmExCZ07rWtd
RB-Appl-EffCW-med-ElecDHW-GasCDryer-Tier2-Front | DEER2016 | D16v1 | 2015-05-14 08:06 | SCG | MFm | Ex | CZ08 | rWtd | Each | 1 | 506 | None | 111 | 0.0162 | 8.61 | 12.2 | 0.00249 | 6.53 | 111 | 0.0162 | 8.61 | 12.2 | 0.00249 | 6.53 |  |  | 2 |  | RB-Appl-EffCW-med-ElecDHW-GasCDryer-Tier2-FrontSCGMFmExCZ08rWtd
RB-Appl-EffCW-med-ElecDHW-GasCDryer-Tier2-Front | DEER2016 | D16v1 | 2015-05-14 08:06 | SCG | MFm | Ex | CZ09 | rWtd | Each | 1 | 561 | None | 113 | 0.0157 | 8.56 | 12.9 | 0.00226 | 6.39 | 113 | 0.0157 | 8.56 | 12.9 | 0.00226 | 6.39 |  |  | 2 |  | RB-Appl-EffCW-med-ElecDHW-GasCDryer-Tier2-FrontSCGMFmExCZ09rWtd
RB-Appl-EffCW-med-ElecDHW-GasCDryer-Tier2-Front | DEER2016 | D16v1 | 2015-05-14 08:06 | SCG | MFm | Ex | CZ10 | rWtd | Each | 1 | 587 | None | 113 | 0.0169 | 8.62 | 13.5 | 0.00244 | 6.51 | 113 | 0.0169 | 8.62 | 13.5 | 0.00244 | 6.51 |  |  | 2 |  | RB-Appl-EffCW-med-ElecDHW-GasCDryer-Tier2-FrontSCGMFmExCZ10rWtd
RB-Appl-EffCW-med-ElecDHW-GasCDryer-Tier2-Front | DEER2016 | D16v1 | 2015-05-14 08:06 | SCG | MFm | Ex | CZ13 | rWtd | Each | 1 | 488 | None | 114 | 0.0161 | 8.44 | 12.8 | 0.00216 | 6.57 | 114 | 0.0161 | 8.44 | 12.8 | 0.00216 | 6.57 |  |  | 2 |  | RB-Appl-EffCW-med-ElecDHW-GasCDryer-Tier2-FrontSCGMFmExCZ13rWtd
RB-Appl-EffCW-med-ElecDHW-GasCDryer-Tier2-Front | DEER2016 | D16v1 | 2015-05-14 08:06 | SCG | MFm | Ex | CZ14 | rWtd | Each | 1 | 623 | None | 120 | 0.016 | 8.13 | 15.8 | 0.00253 | 6.27 | 120 | 0.016 | 8.13 | 15.8 | 0.00253 | 6.27 |  |  | 2 |  | RB-Appl-EffCW-med-ElecDHW-GasCDryer-Tier2-FrontSCGMFmExCZ14rWtd
RB-Appl-EffCW-med-ElecDHW-GasCDryer-Tier2-Front | DEER2016 | D16v1 | 2015-05-14 08:06 | SCG | MFm | Ex | CZ15 | rWtd | Each | 1 | 631 | None | 111 | 0.014 | 8.67 | 17.6 | 0.00217 | 6.53 | 111 | 0.014 | 8.67 | 17.6 | 0.00217 | 6.53 |  |  | 2 |  | RB-Appl-EffCW-med-ElecDHW-GasCDryer-Tier2-FrontSCGMFmExCZ15rWtd
RB-Appl-EffCW-med-ElecDHW-GasCDryer-Tier2-Front | DEER2016 | D16v1 | 2015-05-14 08:06 | SCG | MFm | Ex | CZ16 | rWtd | Each | 1 | 502 | None | 127 | 0.0178 | 8.2 | 13.5 | 0.00164 | 6.5 | 127 | 0.0178 | 8.2 | 13.5 | 0.00164 | 6.5 |  |  | 2 |  | RB-Appl-EffCW-med-ElecDHW-GasCDryer-Tier2-FrontSCGMFmExCZ16rWtd
RB-Appl-EffCW-med-ElecDHW-GasCDryer-Tier2-Front | DEER2016 | D16v1 | 2015-05-14 08:06 | SCG | MFm | Ex | IOU | rWtd | Each | 1 | 540 | None | 113 | 0.0159 | 8.58 | 12.8 | 0.00221 | 6.45 | 113 | 0.0159 | 8.58 | 12.8 | 0.00221 | 6.45 |  |  | 2 |  | RB-Appl-EffCW-med-ElecDHW-GasCDryer-Tier2-FrontSCGMFmExIOUrWtd
RB-Appl-EffCW-med-ElecDHW-GasCDryer-Tier2-Front | DEER2016 | D16v1 | 2015-05-14 08:06 | SCG | SFm | 1975 | CZ04 | rWtd | Each | 1 | 796 | None | 140 | 0.0228 | 10.3 | 12.8 | 0.0028 | 8.2 | 140 | 0.0228 | 10.3 | 12.8 | 0.0028 | 8.2 |  |  | 2 |  | RB-Appl-EffCW-med-ElecDHW-GasCDryer-Tier2-FrontSCGSFm1975CZ04rWtd
RB-Appl-EffCW-med-ElecDHW-GasCDryer-Tier2-Front | DEER2016 | D16v1 | 2015-05-14 08:06 | SCG | SFm | 1975 | CZ05 | rWtd | Each | 1 | 796 | None | 147 | 0.0193 | 9.85 | 15.3 | 0.00124 | 8.14 | 147 | 0.0193 | 9.85 | 15.3 | 0.00124 | 8.14 |  |  | 2 |  | RB-Appl-EffCW-med-ElecDHW-GasCDryer-Tier2-FrontSCGSFm1975CZ05rWtd
RB-Appl-EffCW-med-ElecDHW-GasCDryer-Tier2-Front | DEER2016 | D16v1 | 2015-05-14 08:06 | SCG | SFm | 1975 | CZ06 | rWtd | Each | 1 | 764 | None | 140 | 0.0197 | 10.8 | 14.4 | 0.00244 | 8.36 | 140 | 0.0197 | 10.8 | 14.4 | 0.00244 | 8.36 |  |  | 2 |  | RB-Appl-EffCW-med-ElecDHW-GasCDryer-Tier2-FrontSCGSFm1975CZ06rWtd
RB-Appl-EffCW-med-ElecDHW-GasCDryer-Tier2-Front | DEER2016 | D16v1 | 2015-05-14 08:06 | SCG | SFm | 1975 | CZ07 | rWtd | Each | 1 | 764 | None | 138 | 0.00963 | 10.6 | 14.2 | -0.00609 | 8.23 | 138 | 0.00963 | 10.6 | 14.2 | -0.00609 | 8.23 |  |  | 2 |  | RB-Appl-EffCW-med-ElecDHW-GasCDryer-Tier2-FrontSCGSFm1975CZ07rWtd
RB-Appl-EffCW-med-ElecDHW-GasCDryer-Tier2-Front | DEER2016 | D16v1 | 2015-05-14 08:06 | SCG | SFm | 1975 | CZ08 | rWtd | Each | 1 | 764 | None | 138 | 0.0195 | 10.6 | 14.5 | 0.00272 | 8.21 | 138 | 0.0195 | 10.6 | 14.5 | 0.00272 | 8.21 |  |  | 2 |  | RB-Appl-EffCW-med-ElecDHW-GasCDryer-Tier2-FrontSCGSFm1975CZ08rWtd
RB-Appl-EffCW-med-ElecDHW-GasCDryer-Tier2-Front | DEER2016 | D16v1 | 2015-05-14 08:06 | SCG | SFm | 1975 | CZ09 | rWtd | Each | 1 | 818 | None | 144 | 0.0209 | 10.3 | 18.2 | 0.00326 | 7.93 | 144 | 0.0209 | 10.3 | 18.2 | 0.00326 | 7.93 |  |  | 2 |  | RB-Appl-EffCW-med-ElecDHW-GasCDryer-Tier2-FrontSCGSFm1975CZ09rWtd
RB-Appl-EffCW-med-ElecDHW-GasCDryer-Tier2-Front | DEER2016 | D16v1 | 2015-05-14 08:06 | SCG | SFm | 1975 | CZ10 | rWtd | Each | 1 | 818 | None | 142 | 0.0219 | 10.3 | 17.3 | 0.00349 | 7.93 | 142 | 0.0219 | 10.3 | 17.3 | 0.00349 | 7.93 |  |  | 2 |  | RB-Appl-EffCW-med-ElecDHW-GasCDryer-Tier2-FrontSCGSFm1975CZ10rWtd
RB-Appl-EffCW-med-ElecDHW-GasCDryer-Tier2-Front | DEER2016 | D16v1 | 2015-05-14 08:06 | SCG | SFm | 1975 | CZ13 | rWtd | Each | 1 | 764 | None | 144 | 0.0219 | 10.3 | 19 | 0.00331 | 7.98 | 144 | 0.0219 | 10.3 | 19 | 0.00331 | 7.98 |  |  | 2 |  | RB-Appl-EffCW-med-ElecDHW-GasCDryer-Tier2-FrontSCGSFm1975CZ13rWtd
RB-Appl-EffCW-med-ElecDHW-GasCDryer-Tier2-Front | DEER2016 | D16v1 | 2015-05-14 08:06 | SCG | SFm | 1975 | CZ14 | rWtd | Each | 1 | 778 | None | 150 | 0.0217 | 10.4 | 23.1 | 0.00502 | 7.64 | 150 | 0.0217 | 10.4 | 23.1 | 0.00502 | 7.64 |  |  | 2 |  | RB-Appl-EffCW-med-ElecDHW-GasCDryer-Tier2-FrontSCGSFm1975CZ14rWtd
RB-Appl-EffCW-med-ElecDHW-GasCDryer-Tier2-Front | DEER2016 | D16v1 | 2015-05-14 08:06 | SCG | SFm | 1975 | CZ15 | rWtd | Each | 1 | 778 | None | 133 | 0.0188 | 10.8 | 23.1 | 0.00457 | 7.93 | 133 | 0.0188 | 10.8 | 23.1 | 0.00457 | 7.93 |  |  | 2 |  | RB-Appl-EffCW-med-ElecDHW-GasCDryer-Tier2-FrontSCGSFm1975CZ15rWtd
RB-Appl-EffCW-med-ElecDHW-GasCDryer-Tier2-Front | DEER2016 | D16v1 | 2015-05-14 08:06 | SCG | SFm | 1975 | CZ16 | rWtd | Each | 1 | 796 | None | 159 | 0.0238 | 10.3 | 18.2 | 0.0037 | 8.34 | 159 | 0.0238 | 10.3 | 18.2 | 0.0037 | 8.34 |  |  | 2 |  | RB-Appl-EffCW-med-ElecDHW-GasCDryer-Tier2-FrontSCGSFm1975CZ16rWtd
RB-Appl-EffCW-med-ElecDHW-GasCDryer-Tier2-Front | DEER2016 | D16v1 | 2015-05-14 08:06 | SCG | SFm | 1985 | CZ04 | rWtd | Each | 1 | 952 | None | 145 | 0.0239 | 9.76 | 15.2 | 0.00559 | 7.35 | 145 | 0.0239 | 9.76 | 15.2 | 0.00559 | 7.35 |  |  | 2 |  | RB-Appl-EffCW-med-ElecDHW-GasCDryer-Tier2-FrontSCGSFm1985CZ04rWtd
RB-Appl-EffCW-med-ElecDHW-GasCDryer-Tier2-Front | DEER2016 | D16v1 | 2015-05-14 08:06 | SCG | SFm | 1985 | CZ05 | rWtd | Each | 1 | 952 | None | 146 | 0.0208 | 9.07 | 14.1 | 0.00378 | 6.87 | 146 | 0.0208 | 9.07 | 14.1 | 0.00378 | 6.87 |  |  | 2 |  | RB-Appl-EffCW-med-ElecDHW-GasCDryer-Tier2-FrontSCGSFm1985CZ05rWtd
RB-Appl-EffCW-med-ElecDHW-GasCDryer-Tier2-Front | DEER2016 | D16v1 | 2015-05-14 08:06 | SCG | SFm | 1985 | CZ06 | rWtd | Each | 1 | 1030 | None | 141 | 0.0528 | 10.8 | 15.3 | 0.0415 | 7.69 | 141 | 0.0528 | 10.8 | 15.3 | 0.0415 | 7.69 |  |  | 2 |  | RB-Appl-EffCW-med-ElecDHW-GasCDryer-Tier2-FrontSCGSFm1985CZ06rWtd
RB-Appl-EffCW-med-ElecDHW-GasCDryer-Tier2-Front | DEER2016 | D16v1 | 2015-05-14 08:06 | SCG | SFm | 1985 | CZ07 | rWtd | Each | 1 | 1030 | None | 138 | 0.025 | 10.7 | 14.2 | -0.0125 | 7.66 | 138 | 0.025 | 10.7 | 14.2 | -0.0125 | 7.66 |  |  | 2 |  | RB-Appl-EffCW-med-ElecDHW-GasCDryer-Tier2-FrontSCGSFm1985CZ07rWtd
RB-Appl-EffCW-med-ElecDHW-GasCDryer-Tier2-Front | DEER2016 | D16v1 | 2015-05-14 08:06 | SCG | SFm | 1985 | CZ08 | rWtd | Each | 1 | 1030 | None | 138 | 0.0195 | 10.7 | 15.7 | 0.00329 | 7.66 | 138 | 0.0195 | 10.7 | 15.7 | 0.00329 | 7.66 |  |  | 2 |  | RB-Appl-EffCW-med-ElecDHW-GasCDryer-Tier2-FrontSCGSFm1985CZ08rWtd
RB-Appl-EffCW-med-ElecDHW-GasCDryer-Tier2-Front | DEER2016 | D16v1 | 2015-05-14 08:06 | SCG | SFm | 1985 | CZ09 | rWtd | Each | 1 | 906 | None | 141 | 0.0207 | 10.6 | 18.1 | 0.00426 | 7.64 | 141 | 0.0207 | 10.6 | 18.1 | 0.00426 | 7.64 |  |  | 2 |  | RB-Appl-EffCW-med-ElecDHW-GasCDryer-Tier2-FrontSCGSFm1985CZ09rWtd
RB-Appl-EffCW-med-ElecDHW-GasCDryer-Tier2-Front | DEER2016 | D16v1 | 2015-05-14 08:06 | SCG | SFm | 1985 | CZ10 | rWtd | Each | 1 | 906 | None | 140 | 0.0231 | 10.5 | 18.4 | 0.00561 | 7.55 | 140 | 0.0231 | 10.5 | 18.4 | 0.00561 | 7.55 |  |  | 2 |  | RB-Appl-EffCW-med-ElecDHW-GasCDryer-Tier2-FrontSCGSFm1985CZ10rWtd
RB-Appl-EffCW-med-ElecDHW-GasCDryer-Tier2-Front | DEER2016 | D16v1 | 2015-05-14 08:06 | SCG | SFm | 1985 | CZ13 | rWtd | Each | 1 | 852 | None | 144 | 0.0274 | 10 | 19.8 | 0.0095 | 7.53 | 144 | 0.0274 | 10 | 19.8 | 0.0095 | 7.53 |  |  | 2 |  | RB-Appl-EffCW-med-ElecDHW-GasCDryer-Tier2-FrontSCGSFm1985CZ13rWtd
RB-Appl-EffCW-med-ElecDHW-GasCDryer-Tier2-Front | DEER2016 | D16v1 | 2015-05-14 08:06 | SCG | SFm | 1985 | CZ14 | rWtd | Each | 1 | 870 | None | 154 | 0.0237 | 9.28 | 21.9 | 0.00546 | 7.41 | 154 | 0.0237 | 9.28 | 21.9 | 0.00546 | 7.41 |  |  | 2 |  | RB-Appl-EffCW-med-ElecDHW-GasCDryer-Tier2-FrontSCGSFm1985CZ14rWtd
RB-Appl-EffCW-med-ElecDHW-GasCDryer-Tier2-Front | DEER2016 | D16v1 | 2015-05-14 08:06 | SCG | SFm | 1985 | CZ15 | rWtd | Each | 1 | 870 | None | 138 | 0.0204 | 10 | 23 | 0.00472 | 7.75 | 138 | 0.0204 | 10 | 23 | 0.00472 | 7.75 |  |  | 2 |  | RB-Appl-EffCW-med-ElecDHW-GasCDryer-Tier2-FrontSCGSFm1985CZ15rWtd
RB-Appl-EffCW-med-ElecDHW-GasCDryer-Tier2-Front | DEER2016 | D16v1 | 2015-05-14 08:06 | SCG | SFm | 1985 | CZ16 | rWtd | Each | 1 | 952 | None | 155 | 0.0225 | 9.58 | 16.5 | 0.00358 | 7.23 | 155 | 0.0225 | 9.58 | 16.5 | 0.00358 | 7.23 |  |  | 2 |  | RB-Appl-EffCW-med-ElecDHW-GasCDryer-Tier2-FrontSCGSFm1985CZ16rWtd
RB-Appl-EffCW-med-ElecDHW-GasCDryer-Tier2-Front | DEER2016 | D16v1 | 2015-05-14 08:06 | SCG | SFm | 1996 | CZ04 | rWtd | Each | 1 | 1100 | None | 145 | 0.0246 | 10.6 | 20.5 | 0.00716 | 7.64 | 145 | 0.0246 | 10.6 | 20.5 | 0.00716 | 7.64 |  |  | 2 |  | RB-Appl-EffCW-med-ElecDHW-GasCDryer-Tier2-FrontSCGSFm1996CZ04rWtd
RB-Appl-EffCW-med-ElecDHW-GasCDryer-Tier2-Front | DEER2016 | D16v1 | 2015-05-14 08:06 | SCG | SFm | 1996 | CZ05 | rWtd | Each | 1 | 1100 | None | 147 | 0.0199 | 10 | 14.1 | 0.00228 | 6.97 | 147 | 0.0199 | 10 | 14.1 | 0.00228 | 6.97 |  |  | 2 |  | RB-Appl-EffCW-med-ElecDHW-GasCDryer-Tier2-FrontSCGSFm1996CZ05rWtd
RB-Appl-EffCW-med-ElecDHW-GasCDryer-Tier2-Front | DEER2016 | D16v1 | 2015-05-14 08:06 | SCG | SFm | 1996 | CZ06 | rWtd | Each | 1 | 1150 | None | 140 | 0.00539 | 10.9 | 14.4 | 0.00206 | 7.77 | 140 | 0.00539 | 10.9 | 14.4 | 0.00206 | 7.77 |  |  | 2 |  | RB-Appl-EffCW-med-ElecDHW-GasCDryer-Tier2-FrontSCGSFm1996CZ06rWtd
RB-Appl-EffCW-med-ElecDHW-GasCDryer-Tier2-Front | DEER2016 | D16v1 | 2015-05-14 08:06 | SCG | SFm | 1996 | CZ07 | rWtd | Each | 1 | 1150 | None | 138 | 0.00502 | 10.9 | 13.8 | -0.0116 | 7.71 | 138 | 0.00502 | 10.9 | 13.8 | -0.0116 | 7.71 |  |  | 2 |  | RB-Appl-EffCW-med-ElecDHW-GasCDryer-Tier2-FrontSCGSFm1996CZ07rWtd
RB-Appl-EffCW-med-ElecDHW-GasCDryer-Tier2-Front | DEER2016 | D16v1 | 2015-05-14 08:06 | SCG | SFm | 1996 | CZ08 | rWtd | Each | 1 | 1150 | None | 140 | 0.0184 | 10.7 | 18 | 0.00253 | 7.66 | 140 | 0.0184 | 10.7 | 18 | 0.00253 | 7.66 |  |  | 2 |  | RB-Appl-EffCW-med-ElecDHW-GasCDryer-Tier2-FrontSCGSFm1996CZ08rWtd
RB-Appl-EffCW-med-ElecDHW-GasCDryer-Tier2-Front | DEER2016 | D16v1 | 2015-05-14 08:06 | SCG | SFm | 1996 | CZ09 | rWtd | Each | 1 | 1090 | None | 140 | 0.0198 | 10.7 | 14.1 | 0.00319 | 7.79 | 140 | 0.0198 | 10.7 | 14.1 | 0.00319 | 7.79 |  |  | 2 |  | RB-Appl-EffCW-med-ElecDHW-GasCDryer-Tier2-FrontSCGSFm1996CZ09rWtd
RB-Appl-EffCW-med-ElecDHW-GasCDryer-Tier2-Front | DEER2016 | D16v1 | 2015-05-14 08:06 | SCG | SFm | 1996 | CZ10 | rWtd | Each | 1 | 1090 | None | 141 | 0.0194 | 10.7 | 19.8 | 0.00355 | 7.78 | 141 | 0.0194 | 10.7 | 19.8 | 0.00355 | 7.78 |  |  | 2 |  | RB-Appl-EffCW-med-ElecDHW-GasCDryer-Tier2-FrontSCGSFm1996CZ10rWtd
RB-Appl-EffCW-med-ElecDHW-GasCDryer-Tier2-Front | DEER2016 | D16v1 | 2015-05-14 08:06 | SCG | SFm | 1996 | CZ13 | rWtd | Each | 1 | 1020 | None | 145 | 0.0228 | 9.94 | 20 | 0.00473 | 7.51 | 145 | 0.0228 | 9.94 | 20 | 0.00473 | 7.51 |  |  | 2 |  | RB-Appl-EffCW-med-ElecDHW-GasCDryer-Tier2-FrontSCGSFm1996CZ13rWtd
RB-Appl-EffCW-med-ElecDHW-GasCDryer-Tier2-Front | DEER2016 | D16v1 | 2015-05-14 08:06 | SCG | SFm | 1996 | CZ14 | rWtd | Each | 1 | 879 | None | 148 | 0.0216 | 10.1 | 21.1 | 0.0052 | 7.53 | 148 | 0.0216 | 10.1 | 21.1 | 0.0052 | 7.53 |  |  | 2 |  | RB-Appl-EffCW-med-ElecDHW-GasCDryer-Tier2-FrontSCGSFm1996CZ14rWtd
RB-Appl-EffCW-med-ElecDHW-GasCDryer-Tier2-Front | DEER2016 | D16v1 | 2015-05-14 08:06 | SCG | SFm | 1996 | CZ15 | rWtd | Each | 1 | 879 | None | 133 | 0.0178 | 10.5 | 22.9 | 0.00367 | 7.78 | 133 | 0.0178 | 10.5 | 22.9 | 0.00367 | 7.78 |  |  | 2 |  | RB-Appl-EffCW-med-ElecDHW-GasCDryer-Tier2-FrontSCGSFm1996CZ15rWtd
RB-Appl-EffCW-med-ElecDHW-GasCDryer-Tier2-Front | DEER2016 | D16v1 | 2015-05-14 08:06 | SCG | SFm | 1996 | CZ16 | rWtd | Each | 1 | 1100 | None | 155 | 0.022 | 10.6 | 16.5 | 0.00403 | 7.61 | 155 | 0.022 | 10.6 | 16.5 | 0.00403 | 7.61 |  |  | 2 |  | RB-Appl-EffCW-med-ElecDHW-GasCDryer-Tier2-FrontSCGSFm1996CZ16rWtd
RB-Appl-EffCW-med-ElecDHW-GasCDryer-Tier2-Front | DEER2016 | D16v1 | 2015-05-14 08:06 | SCG | SFm | 2003 | CZ04 | rWtd | Each | 1 | 1150 | None | 148 | 0.0241 | 9.95 | 16.8 | 0.00612 | 7.59 | 148 | 0.0241 | 9.95 | 16.8 | 0.00612 | 7.59 |  |  | 2 |  | RB-Appl-EffCW-med-ElecDHW-GasCDryer-Tier2-FrontSCGSFm2003CZ04rWtd
RB-Appl-EffCW-med-ElecDHW-GasCDryer-Tier2-Front | DEER2016 | D16v1 | 2015-05-14 08:06 | SCG | SFm | 2003 | CZ05 | rWtd | Each | 1 | 1150 | None | 146 | 0.0168 | 8.83 | 14.1 | 0.00278 | 6.9 | 146 | 0.0168 | 8.83 | 14.1 | 0.00278 | 6.9 |  |  | 2 |  | RB-Appl-EffCW-med-ElecDHW-GasCDryer-Tier2-FrontSCGSFm2003CZ05rWtd
RB-Appl-EffCW-med-ElecDHW-GasCDryer-Tier2-Front | DEER2016 | D16v1 | 2015-05-14 08:06 | SCG | SFm | 2003 | CZ06 | rWtd | Each | 1 | 1200 | None | 140 | 0.0201 | 10.1 | 14.3 | 0.00264 | 7.72 | 140 | 0.0201 | 10.1 | 14.3 | 0.00264 | 7.72 |  |  | 2 |  | RB-Appl-EffCW-med-ElecDHW-GasCDryer-Tier2-FrontSCGSFm2003CZ06rWtd
RB-Appl-EffCW-med-ElecDHW-GasCDryer-Tier2-Front | DEER2016 | D16v1 | 2015-05-14 08:06 | SCG | SFm | 2003 | CZ07 | rWtd | Each | 1 | 1200 | None | 139 | 0.0302 | 10.1 | 15 | 0.0133 | 7.75 | 139 | 0.0302 | 10.1 | 15 | 0.0133 | 7.75 |  |  | 2 |  | RB-Appl-EffCW-med-ElecDHW-GasCDryer-Tier2-FrontSCGSFm2003CZ07rWtd
RB-Appl-EffCW-med-ElecDHW-GasCDryer-Tier2-Front | DEER2016 | D16v1 | 2015-05-14 08:06 | SCG | SFm | 2003 | CZ08 | rWtd | Each | 1 | 1200 | None | 142 | 0.02 | 10 | 17 | 0.00325 | 7.71 | 142 | 0.02 | 10 | 17 | 0.00325 | 7.71 |  |  | 2 |  | RB-Appl-EffCW-med-ElecDHW-GasCDryer-Tier2-FrontSCGSFm2003CZ08rWtd
RB-Appl-EffCW-med-ElecDHW-GasCDryer-Tier2-Front | DEER2016 | D16v1 | 2015-05-14 08:06 | SCG | SFm | 2003 | CZ09 | rWtd | Each | 1 | 1210 | None | 143 | 0.0197 | 9.93 | 15.3 | 0.00274 | 7.64 | 143 | 0.0197 | 9.93 | 15.3 | 0.00274 | 7.64 |  |  | 2 |  | RB-Appl-EffCW-med-ElecDHW-GasCDryer-Tier2-FrontSCGSFm2003CZ09rWtd
RB-Appl-EffCW-med-ElecDHW-GasCDryer-Tier2-Front | DEER2016 | D16v1 | 2015-05-14 08:06 | SCG | SFm | 2003 | CZ10 | rWtd | Each | 1 | 974 | None | 144 | 0.0185 | 10.2 | 18.9 | 0.00235 | 7.63 | 144 | 0.0185 | 10.2 | 18.9 | 0.00235 | 7.63 |  |  | 2 |  | RB-Appl-EffCW-med-ElecDHW-GasCDryer-Tier2-FrontSCGSFm2003CZ10rWtd
RB-Appl-EffCW-med-ElecDHW-GasCDryer-Tier2-Front | DEER2016 | D16v1 | 2015-05-14 08:06 | SCG | SFm | 2003 | CZ13 | rWtd | Each | 1 | 974 | None | 146 | 0.0227 | 10 | 20.5 | 0.0051 | 7.57 | 146 | 0.0227 | 10 | 20.5 | 0.0051 | 7.57 |  |  | 2 |  | RB-Appl-EffCW-med-ElecDHW-GasCDryer-Tier2-FrontSCGSFm2003CZ13rWtd
RB-Appl-EffCW-med-ElecDHW-GasCDryer-Tier2-Front | DEER2016 | D16v1 | 2015-05-14 08:06 | SCG | SFm | 2003 | CZ14 | rWtd | Each | 1 | 1080 | None | 147 | 0.0173 | 10.2 | 18.7 | 0.00193 | 8.18 | 147 | 0.0173 | 10.2 | 18.7 | 0.00193 | 8.18 |  |  | 2 |  | RB-Appl-EffCW-med-ElecDHW-GasCDryer-Tier2-FrontSCGSFm2003CZ14rWtd
RB-Appl-EffCW-med-ElecDHW-GasCDryer-Tier2-Front | DEER2016 | D16v1 | 2015-05-14 08:06 | SCG | SFm | 2003 | CZ15 | rWtd | Each | 1 | 1080 | None | 133 | 0.0185 | 10.7 | 16.6 | 0.00256 | 8.27 | 133 | 0.0185 | 10.7 | 16.6 | 0.00256 | 8.27 |  |  | 2 |  | RB-Appl-EffCW-med-ElecDHW-GasCDryer-Tier2-FrontSCGSFm2003CZ15rWtd
RB-Appl-EffCW-med-ElecDHW-GasCDryer-Tier2-Front | DEER2016 | D16v1 | 2015-05-14 08:06 | SCG | SFm | 2003 | CZ16 | rWtd | Each | 1 | 1150 | None | 156 | 0.0441 | 9.89 | 17.5 | 0.0154 | 7.58 | 156 | 0.0441 | 9.89 | 17.5 | 0.0154 | 7.58 |  |  | 2 |  | RB-Appl-EffCW-med-ElecDHW-GasCDryer-Tier2-FrontSCGSFm2003CZ16rWtd
RB-Appl-EffCW-med-ElecDHW-GasCDryer-Tier2-Front | DEER2016 | D16v1 | 2015-05-14 08:06 | SCG | SFm | 2007 | CZ04 | rWtd | Each | 1 | 1150 | None | 145 | 0.0243 | 9.75 | 16.4 | 0.00595 | 7.49 | 145 | 0.0243 | 9.75 | 16.4 | 0.00595 | 7.49 |  |  | 2 |  | RB-Appl-EffCW-med-ElecDHW-GasCDryer-Tier2-FrontSCGSFm2007CZ04rWtd
RB-Appl-EffCW-med-ElecDHW-GasCDryer-Tier2-Front | DEER2016 | D16v1 | 2015-05-14 08:06 | SCG | SFm | 2007 | CZ05 | rWtd | Each | 1 | 1150 | None | 146 | 0.0205 | 9.19 | 14.1 | 0.00205 | 7.14 | 146 | 0.0205 | 9.19 | 14.1 | 0.00205 | 7.14 |  |  | 2 |  | RB-Appl-EffCW-med-ElecDHW-GasCDryer-Tier2-FrontSCGSFm2007CZ05rWtd
RB-Appl-EffCW-med-ElecDHW-GasCDryer-Tier2-Front | DEER2016 | D16v1 | 2015-05-14 08:06 | SCG | SFm | 2007 | CZ06 | rWtd | Each | 1 | 1200 | None | 141 | 0.0197 | 10.3 | 15.2 | 0.00707 | 7.79 | 141 | 0.0197 | 10.3 | 15.2 | 0.00707 | 7.79 |  |  | 2 |  | RB-Appl-EffCW-med-ElecDHW-GasCDryer-Tier2-FrontSCGSFm2007CZ06rWtd
RB-Appl-EffCW-med-ElecDHW-GasCDryer-Tier2-Front | DEER2016 | D16v1 | 2015-05-14 08:06 | SCG | SFm | 2007 | CZ07 | rWtd | Each | 1 | 1200 | None | 138 | 0.0192 | 10.1 | 13.9 | 0.00207 | 7.65 | 138 | 0.0192 | 10.1 | 13.9 | 0.00207 | 7.65 |  |  | 2 |  | RB-Appl-EffCW-med-ElecDHW-GasCDryer-Tier2-FrontSCGSFm2007CZ07rWtd
RB-Appl-EffCW-med-ElecDHW-GasCDryer-Tier2-Front | DEER2016 | D16v1 | 2015-05-14 08:06 | SCG | SFm | 2007 | CZ08 | rWtd | Each | 1 | 1200 | None | 139 | 0.0186 | 10.1 | 15.9 | 0.00227 | 7.71 | 139 | 0.0186 | 10.1 | 15.9 | 0.00227 | 7.71 |  |  | 2 |  | RB-Appl-EffCW-med-ElecDHW-GasCDryer-Tier2-FrontSCGSFm2007CZ08rWtd
RB-Appl-EffCW-med-ElecDHW-GasCDryer-Tier2-Front | DEER2016 | D16v1 | 2015-05-14 08:06 | SCG | SFm | 2007 | CZ09 | rWtd | Each | 1 | 1210 | None | 144 | 0.0196 | 9.93 | 16.8 | 0.00329 | 7.63 | 144 | 0.0196 | 9.93 | 16.8 | 0.00329 | 7.63 |  |  | 2 |  | RB-Appl-EffCW-med-ElecDHW-GasCDryer-Tier2-FrontSCGSFm2007CZ09rWtd
RB-Appl-EffCW-med-ElecDHW-GasCDryer-Tier2-Front | DEER2016 | D16v1 | 2015-05-14 08:06 | SCG | SFm | 2007 | CZ10 | rWtd | Each | 1 | 974 | None | 141 | 0.0182 | 10.2 | 16.5 | 0.00232 | 7.62 | 141 | 0.0182 | 10.2 | 16.5 | 0.00232 | 7.62 |  |  | 2 |  | RB-Appl-EffCW-med-ElecDHW-GasCDryer-Tier2-FrontSCGSFm2007CZ10rWtd
RB-Appl-EffCW-med-ElecDHW-GasCDryer-Tier2-Front | DEER2016 | D16v1 | 2015-05-14 08:06 | SCG | SFm | 2007 | CZ13 | rWtd | Each | 1 | 974 | None | 144 | 0.0214 | 9.95 | 18.8 | 0.00389 | 7.53 | 144 | 0.0214 | 9.95 | 18.8 | 0.00389 | 7.53 |  |  | 2 |  | RB-Appl-EffCW-med-ElecDHW-GasCDryer-Tier2-FrontSCGSFm2007CZ13rWtd
RB-Appl-EffCW-med-ElecDHW-GasCDryer-Tier2-Front | DEER2016 | D16v1 | 2015-05-14 08:06 | SCG | SFm | 2007 | CZ14 | rWtd | Each | 1 | 1080 | None | 147 | 0.0187 | 10.1 | 16.8 | 0.00251 | 8.16 | 147 | 0.0187 | 10.1 | 16.8 | 0.00251 | 8.16 |  |  | 2 |  | RB-Appl-EffCW-med-ElecDHW-GasCDryer-Tier2-FrontSCGSFm2007CZ14rWtd
RB-Appl-EffCW-med-ElecDHW-GasCDryer-Tier2-Front | DEER2016 | D16v1 | 2015-05-14 08:06 | SCG | SFm | 2007 | CZ15 | rWtd | Each | 1 | 1080 | None | 130 | 0.017 | 10.6 | 16.5 | 0.00239 | 8.25 | 130 | 0.017 | 10.6 | 16.5 | 0.00239 | 8.25 |  |  | 2 |  | RB-Appl-EffCW-med-ElecDHW-GasCDryer-Tier2-FrontSCGSFm2007CZ15rWtd
RB-Appl-EffCW-med-ElecDHW-GasCDryer-Tier2-Front | DEER2016 | D16v1 | 2015-05-14 08:06 | SCG | SFm | 2007 | CZ16 | rWtd | Each | 1 | 1150 | None | 155 | 0.0192 | 10 | 17.1 | -0.0103 | 7.67 | 155 | 0.0192 | 10 | 17.1 | -0.0103 | 7.67 |  |  | 2 |  | RB-Appl-EffCW-med-ElecDHW-GasCDryer-Tier2-FrontSCGSFm2007CZ16rWtd
RB-Appl-EffCW-med-ElecDHW-GasCDryer-Tier2-Front | DEER2016 | D16v1 | 2015-05-14 08:06 | SCG | SFm | 2011 | CZ04 | rWtd | Each | 1 | 1150 | None | 147 | 0.0227 | 9.9 | 17.3 | 0.00436 | 7.58 | 147 | 0.0227 | 9.9 | 17.3 | 0.00436 | 7.58 |  |  | 2 |  | RB-Appl-EffCW-med-ElecDHW-GasCDryer-Tier2-FrontSCGSFm2011CZ04rWtd
RB-Appl-EffCW-med-ElecDHW-GasCDryer-Tier2-Front | DEER2016 | D16v1 | 2015-05-14 08:06 | SCG | SFm | 2011 | CZ05 | rWtd | Each | 1 | 1150 | None | 146 | 0.0204 | 8.81 | 14.1 | 0.00251 | 6.99 | 146 | 0.0204 | 8.81 | 14.1 | 0.00251 | 6.99 |  |  | 2 |  | RB-Appl-EffCW-med-ElecDHW-GasCDryer-Tier2-FrontSCGSFm2011CZ05rWtd
RB-Appl-EffCW-med-ElecDHW-GasCDryer-Tier2-Front | DEER2016 | D16v1 | 2015-05-14 08:06 | SCG | SFm | 2011 | CZ06 | rWtd | Each | 1 | 1200 | None | 139 | 0.0221 | 10.1 | 13.8 | 0.00711 | 7.71 | 139 | 0.0221 | 10.1 | 13.8 | 0.00711 | 7.71 |  |  | 2 |  | RB-Appl-EffCW-med-ElecDHW-GasCDryer-Tier2-FrontSCGSFm2011CZ06rWtd
RB-Appl-EffCW-med-ElecDHW-GasCDryer-Tier2-Front | DEER2016 | D16v1 | 2015-05-14 08:06 | SCG | SFm | 2011 | CZ07 | rWtd | Each | 1 | 1200 | None | 139 | 0.0186 | 10.2 | 14.5 | 0.00237 | 7.79 | 139 | 0.0186 | 10.2 | 14.5 | 0.00237 | 7.79 |  |  | 2 |  | RB-Appl-EffCW-med-ElecDHW-GasCDryer-Tier2-FrontSCGSFm2011CZ07rWtd
RB-Appl-EffCW-med-ElecDHW-GasCDryer-Tier2-Front | DEER2016 | D16v1 | 2015-05-14 08:06 | SCG | SFm | 2011 | CZ08 | rWtd | Each | 1 | 1200 | None | 146 | 0.0189 | 10.2 | 15.8 | 0.0027 | 7.79 | 146 | 0.0189 | 10.2 | 15.8 | 0.0027 | 7.79 |  |  | 2 |  | RB-Appl-EffCW-med-ElecDHW-GasCDryer-Tier2-FrontSCGSFm2011CZ08rWtd
RB-Appl-EffCW-med-ElecDHW-GasCDryer-Tier2-Front | DEER2016 | D16v1 | 2015-05-14 08:06 | SCG | SFm | 2011 | CZ09 | rWtd | Each | 1 | 1210 | None | 147 | 0.0194 | 10.2 | 19.6 | 0.0024 | 7.77 | 147 | 0.0194 | 10.2 | 19.6 | 0.0024 | 7.77 |  |  | 2 |  | RB-Appl-EffCW-med-ElecDHW-GasCDryer-Tier2-FrontSCGSFm2011CZ09rWtd
RB-Appl-EffCW-med-ElecDHW-GasCDryer-Tier2-Front | DEER2016 | D16v1 | 2015-05-14 08:06 | SCG | SFm | 2011 | CZ10 | rWtd | Each | 1 | 974 | None | 143 | 0.0192 | 10.2 | 17.9 | 0.00279 | 7.67 | 143 | 0.0192 | 10.2 | 17.9 | 0.00279 | 7.67 |  |  | 2 |  | RB-Appl-EffCW-med-ElecDHW-GasCDryer-Tier2-FrontSCGSFm2011CZ10rWtd
RB-Appl-EffCW-med-ElecDHW-GasCDryer-Tier2-Front | DEER2016 | D16v1 | 2015-05-14 08:06 | SCG | SFm | 2011 | CZ13 | rWtd | Each | 1 | 974 | None | 142 | 0.0219 | 9.96 | 18 | 0.00514 | 7.55 | 142 | 0.0219 | 9.96 | 18 | 0.00514 | 7.55 |  |  | 2 |  | RB-Appl-EffCW-med-ElecDHW-GasCDryer-Tier2-FrontSCGSFm2011CZ13rWtd
RB-Appl-EffCW-med-ElecDHW-GasCDryer-Tier2-Front | DEER2016 | D16v1 | 2015-05-14 08:06 | SCG | SFm | 2011 | CZ14 | rWtd | Each | 1 | 1080 | None | 145 | 0.0209 | 10.1 | 15.3 | 0.00403 | 8.15 | 145 | 0.0209 | 10.1 | 15.3 | 0.00403 | 8.15 |  |  | 2 |  | RB-Appl-EffCW-med-ElecDHW-GasCDryer-Tier2-FrontSCGSFm2011CZ14rWtd
RB-Appl-EffCW-med-ElecDHW-GasCDryer-Tier2-Front | DEER2016 | D16v1 | 2015-05-14 08:06 | SCG | SFm | 2011 | CZ15 | rWtd | Each | 1 | 1080 | None | 131 | 0.0181 | 10.7 | 16.2 | 0.00256 | 8.27 | 131 | 0.0181 | 10.7 | 16.2 | 0.00256 | 8.27 |  |  | 2 |  | RB-Appl-EffCW-med-ElecDHW-GasCDryer-Tier2-FrontSCGSFm2011CZ15rWtd
RB-Appl-EffCW-med-ElecDHW-GasCDryer-Tier2-Front | DEER2016 | D16v1 | 2015-05-14 08:06 | SCG | SFm | 2011 | CZ16 | rWtd | Each | 1 | 1150 | None | 156 | 0.0388 | 10.1 | 16.8 | 0.0203 | 7.72 | 156 | 0.0388 | 10.1 | 16.8 | 0.0203 | 7.72 |  |  | 2 |  | RB-Appl-EffCW-med-ElecDHW-GasCDryer-Tier2-FrontSCGSFm2011CZ16rWtd
RB-Appl-EffCW-med-ElecDHW-GasCDryer-Tier2-Front | DEER2016 | D16v1 | 2015-05-14 08:06 | SCG | SFm | 2014 | CZ04 | rWtd | Each | 1 | 1150 | None | 147 | 0.0219 | 9.86 | 17.4 | 0.00243 | 7.58 | 147 | 0.0219 | 9.86 | 17.4 | 0.00243 | 7.58 |  |  | 2 |  | RB-Appl-EffCW-med-ElecDHW-GasCDryer-Tier2-FrontSCGSFm2014CZ04rWtd
RB-Appl-EffCW-med-ElecDHW-GasCDryer-Tier2-Front | DEER2016 | D16v1 | 2015-05-14 08:06 | SCG | SFm | 2014 | CZ05 | rWtd | Each | 1 | 1150 | None | 147 | 0.0179 | 9.89 | 15 | 0.0014 | 7.6 | 147 | 0.0179 | 9.89 | 15 | 0.0014 | 7.6 |  |  | 2 |  | RB-Appl-EffCW-med-ElecDHW-GasCDryer-Tier2-FrontSCGSFm2014CZ05rWtd
RB-Appl-EffCW-med-ElecDHW-GasCDryer-Tier2-Front | DEER2016 | D16v1 | 2015-05-14 08:06 | SCG | SFm | 2014 | CZ06 | rWtd | Each | 1 | 1200 | None | 139 | 0.0162 | 10.1 | 14 | -0.00945 | 7.76 | 139 | 0.0162 | 10.1 | 14 | -0.00945 | 7.76 |  |  | 2 |  | RB-Appl-EffCW-med-ElecDHW-GasCDryer-Tier2-FrontSCGSFm2014CZ06rWtd
RB-Appl-EffCW-med-ElecDHW-GasCDryer-Tier2-Front | DEER2016 | D16v1 | 2015-05-14 08:06 | SCG | SFm | 2014 | CZ07 | rWtd | Each | 1 | 1200 | None | 138 | 0.00539 | 10.2 | 14.2 | -0.0121 | 7.8 | 138 | 0.00539 | 10.2 | 14.2 | -0.0121 | 7.8 |  |  | 2 |  | RB-Appl-EffCW-med-ElecDHW-GasCDryer-Tier2-FrontSCGSFm2014CZ07rWtd
RB-Appl-EffCW-med-ElecDHW-GasCDryer-Tier2-Front | DEER2016 | D16v1 | 2015-05-14 08:06 | SCG | SFm | 2014 | CZ08 | rWtd | Each | 1 | 1200 | None | 137 | 0.0196 | 10.3 | 14.4 | 0.00277 | 7.82 | 137 | 0.0196 | 10.3 | 14.4 | 0.00277 | 7.82 |  |  | 2 |  | RB-Appl-EffCW-med-ElecDHW-GasCDryer-Tier2-FrontSCGSFm2014CZ08rWtd
RB-Appl-EffCW-med-ElecDHW-GasCDryer-Tier2-Front | DEER2016 | D16v1 | 2015-05-14 08:06 | SCG | SFm | 2014 | CZ09 | rWtd | Each | 1 | 1210 | None | 140 | 0.0204 | 10.1 | 13.5 | 0.0036 | 7.74 | 140 | 0.0204 | 10.1 | 13.5 | 0.0036 | 7.74 |  |  | 2 |  | RB-Appl-EffCW-med-ElecDHW-GasCDryer-Tier2-FrontSCGSFm2014CZ09rWtd
RB-Appl-EffCW-med-ElecDHW-GasCDryer-Tier2-Front | DEER2016 | D16v1 | 2015-05-14 08:06 | SCG | SFm | 2014 | CZ10 | rWtd | Each | 1 | 974 | None | 142 | 0.0205 | 10.3 | 18.2 | 0.00346 | 7.69 | 142 | 0.0205 | 10.3 | 18.2 | 0.00346 | 7.69 |  |  | 2 |  | RB-Appl-EffCW-med-ElecDHW-GasCDryer-Tier2-FrontSCGSFm2014CZ10rWtd
RB-Appl-EffCW-med-ElecDHW-GasCDryer-Tier2-Front | DEER2016 | D16v1 | 2015-05-14 08:06 | SCG | SFm | 2014 | CZ13 | rWtd | Each | 1 | 974 | None | 139 | 0.02 | 9.93 | 14.6 | 0.00297 | 7.52 | 139 | 0.02 | 9.93 | 14.6 | 0.00297 | 7.52 |  |  | 2 |  | RB-Appl-EffCW-med-ElecDHW-GasCDryer-Tier2-FrontSCGSFm2014CZ13rWtd
RB-Appl-EffCW-med-ElecDHW-GasCDryer-Tier2-Front | DEER2016 | D16v1 | 2015-05-14 08:06 | SCG | SFm | 2014 | CZ14 | rWtd | Each | 1 | 1080 | None | 147 | 0.02 | 10.1 | 17.1 | 0.00239 | 8.14 | 147 | 0.02 | 10.1 | 17.1 | 0.00239 | 8.14 |  |  | 2 |  | RB-Appl-EffCW-med-ElecDHW-GasCDryer-Tier2-FrontSCGSFm2014CZ14rWtd
RB-Appl-EffCW-med-ElecDHW-GasCDryer-Tier2-Front | DEER2016 | D16v1 | 2015-05-14 08:06 | SCG | SFm | 2014 | CZ15 | rWtd | Each | 1 | 1080 | None | 131 | 0.0175 | 10.7 | 16.5 | 0.00248 | 8.26 | 131 | 0.0175 | 10.7 | 16.5 | 0.00248 | 8.26 |  |  | 2 |  | RB-Appl-EffCW-med-ElecDHW-GasCDryer-Tier2-FrontSCGSFm2014CZ15rWtd
RB-Appl-EffCW-med-ElecDHW-GasCDryer-Tier2-Front | DEER2016 | D16v1 | 2015-05-14 08:06 | SCG | SFm | 2014 | CZ16 | rWtd | Each | 1 | 1150 | None | 155 | 0.0215 | 9.74 | 16 | 0.00293 | 7.51 | 155 | 0.0215 | 9.74 | 16 | 0.00293 | 7.51 |  |  | 2 |  | RB-Appl-EffCW-med-ElecDHW-GasCDryer-Tier2-FrontSCGSFm2014CZ16rWtd
RB-Appl-EffCW-med-ElecDHW-GasCDryer-Tier2-Front | DEER2016 | D16v1 | 2015-05-14 08:06 | SCG | SFm | Ex | CZ04 | rWtd | Each | 1 | 986 | None | 144 | 0.0234 | 10.2 | 15.6 | 0.00447 | 7.84 | 144 | 0.0234 | 10.2 | 15.6 | 0.00447 | 7.84 |  |  | 2 |  | RB-Appl-EffCW-med-ElecDHW-GasCDryer-Tier2-FrontSCGSFmExCZ04rWtd
RB-Appl-EffCW-med-ElecDHW-GasCDryer-Tier2-Front | DEER2016 | D16v1 | 2015-05-14 08:06 | SCG | SFm | Ex | CZ05 | rWtd | Each | 1 | 893 | None | 147 | 0.0196 | 9.72 | 14.8 | 0.00184 | 7.7 | 147 | 0.0196 | 9.72 | 14.8 | 0.00184 | 7.7 |  |  | 2 |  | RB-Appl-EffCW-med-ElecDHW-GasCDryer-Tier2-FrontSCGSFmExCZ05rWtd
RB-Appl-EffCW-med-ElecDHW-GasCDryer-Tier2-Front | DEER2016 | D16v1 | 2015-05-14 08:06 | SCG | SFm | Ex | CZ06 | rWtd | Each | 1 | 913 | None | 140 | 0.0228 | 10.7 | 14.5 | 0.00809 | 8.1 | 140 | 0.0228 | 10.7 | 14.5 | 0.00809 | 8.1 |  |  | 2 |  | RB-Appl-EffCW-med-ElecDHW-GasCDryer-Tier2-FrontSCGSFmExCZ06rWtd
RB-Appl-EffCW-med-ElecDHW-GasCDryer-Tier2-Front | DEER2016 | D16v1 | 2015-05-14 08:06 | SCG | SFm | Ex | CZ07 | rWtd | Each | 1 | 828 | None | 138 | 0.0114 | 10.7 | 14.2 | -0.00736 | 8.11 | 138 | 0.0114 | 10.7 | 14.2 | -0.00736 | 8.11 |  |  | 2 |  | RB-Appl-EffCW-med-ElecDHW-GasCDryer-Tier2-FrontSCGSFmExCZ07rWtd
RB-Appl-EffCW-med-ElecDHW-GasCDryer-Tier2-Front | DEER2016 | D16v1 | 2015-05-14 08:06 | SCG | SFm | Ex | CZ08 | rWtd | Each | 1 | 832 | None | 139 | 0.0194 | 10.6 | 14.9 | 0.00276 | 8.11 | 139 | 0.0194 | 10.6 | 14.9 | 0.00276 | 8.11 |  |  | 2 |  | RB-Appl-EffCW-med-ElecDHW-GasCDryer-Tier2-FrontSCGSFmExCZ08rWtd
RB-Appl-EffCW-med-ElecDHW-GasCDryer-Tier2-Front | DEER2016 | D16v1 | 2015-05-14 08:06 | SCG | SFm | Ex | CZ09 | rWtd | Each | 1 | 861 | None | 143 | 0.0208 | 10.4 | 17.9 | 0.00335 | 7.88 | 143 | 0.0208 | 10.4 | 17.9 | 0.00335 | 7.88 |  |  | 2 |  | RB-Appl-EffCW-med-ElecDHW-GasCDryer-Tier2-FrontSCGSFmExCZ09rWtd
RB-Appl-EffCW-med-ElecDHW-GasCDryer-Tier2-Front | DEER2016 | D16v1 | 2015-05-14 08:06 | SCG | SFm | Ex | CZ10 | rWtd | Each | 1 | 927 | None | 141 | 0.0212 | 10.4 | 18.3 | 0.00398 | 7.73 | 141 | 0.0212 | 10.4 | 18.3 | 0.00398 | 7.73 |  |  | 2 |  | RB-Appl-EffCW-med-ElecDHW-GasCDryer-Tier2-FrontSCGSFmExCZ10rWtd
RB-Appl-EffCW-med-ElecDHW-GasCDryer-Tier2-Front | DEER2016 | D16v1 | 2015-05-14 08:06 | SCG | SFm | Ex | CZ13 | rWtd | Each | 1 | 873 | None | 144 | 0.0232 | 10.1 | 19.4 | 0.00515 | 7.71 | 144 | 0.0232 | 10.1 | 19.4 | 0.00515 | 7.71 |  |  | 2 |  | RB-Appl-EffCW-med-ElecDHW-GasCDryer-Tier2-FrontSCGSFmExCZ13rWtd
RB-Appl-EffCW-med-ElecDHW-GasCDryer-Tier2-Front | DEER2016 | D16v1 | 2015-05-14 08:06 | SCG | SFm | Ex | CZ14 | rWtd | Each | 1 | 873 | None | 152 | 0.0227 | 9.66 | 21.6 | 0.00512 | 7.52 | 152 | 0.0227 | 9.66 | 21.6 | 0.00512 | 7.52 |  |  | 2 |  | RB-Appl-EffCW-med-ElecDHW-GasCDryer-Tier2-FrontSCGSFmExCZ14rWtd
RB-Appl-EffCW-med-ElecDHW-GasCDryer-Tier2-Front | DEER2016 | D16v1 | 2015-05-14 08:06 | SCG | SFm | Ex | CZ15 | rWtd | Each | 1 | 845 | None | 134 | 0.0189 | 10.5 | 22.4 | 0.00425 | 7.91 | 134 | 0.0189 | 10.5 | 22.4 | 0.00425 | 7.91 |  |  | 2 |  | RB-Appl-EffCW-med-ElecDHW-GasCDryer-Tier2-FrontSCGSFmExCZ15rWtd
RB-Appl-EffCW-med-ElecDHW-GasCDryer-Tier2-Front | DEER2016 | D16v1 | 2015-05-14 08:06 | SCG | SFm | Ex | CZ16 | rWtd | Each | 1 | 855 | None | 158 | 0.0237 | 10.1 | 17.7 | 0.00384 | 8 | 158 | 0.0237 | 10.1 | 17.7 | 0.00384 | 8 |  |  | 2 |  | RB-Appl-EffCW-med-ElecDHW-GasCDryer-Tier2-FrontSCGSFmExCZ16rWtd
RB-Appl-EffCW-med-ElecDHW-GasCDryer-Tier2-Front | DEER2016 | D16v1 | 2015-05-14 08:06 | SCG | SFm | Ex | IOU | rWtd | Each | 1 | 880 | None | 142 | 0.0211 | 10.4 | 16.9 | 0.00429 | 7.92 | 142 | 0.0211 | 10.4 | 16.9 | 0.00429 | 7.92 |  |  | 2 |  | RB-Appl-EffCW-med-ElecDHW-GasCDryer-Tier2-FrontSCGSFmExIOUrWtd
RB-Appl-EffCW-med-ElecDHW-GasCDryer-Tier2-Front | DEER2016 | D16v1 | 2015-05-14 08:06 | SDG | DMo | Ex | CZ07 | rWtd | Each | 1 | 605 | None | 110 | 0.0171 | 8.27 | 11.4 | 0.00635 | 6.14 | 110 | 0.0171 | 8.27 | 11.4 | 0.00635 | 6.14 |  |  | 2 |  | RB-Appl-EffCW-med-ElecDHW-GasCDryer-Tier2-FrontSDGDMoExCZ07rWtd
RB-Appl-EffCW-med-ElecDHW-GasCDryer-Tier2-Front | DEER2016 | D16v1 | 2015-05-14 08:06 | SDG | DMo | Ex | CZ08 | rWtd | Each | 1 | 598 | None | 111 | 0.0159 | 8.39 | 13.4 | 0.00256 | 6.13 | 111 | 0.0159 | 8.39 | 13.4 | 0.00256 | 6.13 |  |  | 2 |  | RB-Appl-EffCW-med-ElecDHW-GasCDryer-Tier2-FrontSDGDMoExCZ08rWtd
RB-Appl-EffCW-med-ElecDHW-GasCDryer-Tier2-Front | DEER2016 | D16v1 | 2015-05-14 08:06 | SDG | DMo | Ex | CZ10 | rWtd | Each | 1 | 609 | None | 114 | 0.0169 | 8.08 | 14.8 | 0.00332 | 6.07 | 114 | 0.0169 | 8.08 | 14.8 | 0.00332 | 6.07 |  |  | 2 |  | RB-Appl-EffCW-med-ElecDHW-GasCDryer-Tier2-FrontSDGDMoExCZ10rWtd
RB-Appl-EffCW-med-ElecDHW-GasCDryer-Tier2-Front | DEER2016 | D16v1 | 2015-05-14 08:06 | SDG | DMo | Ex | CZ14 | rWtd | Each | 1 | 605 | None | 110 | 0.0141 | 8.13 | 11.9 | 0.0019 | 6.1 | 110 | 0.0141 | 8.13 | 11.9 | 0.0019 | 6.1 |  |  | 2 |  | RB-Appl-EffCW-med-ElecDHW-GasCDryer-Tier2-FrontSDGDMoExCZ14rWtd
RB-Appl-EffCW-med-ElecDHW-GasCDryer-Tier2-Front | DEER2016 | D16v1 | 2015-05-14 08:06 | SDG | DMo | Ex | IOU | rWtd | Each | 1 | 607 | None | 112 | 0.0169 | 8.19 | 13.1 | 0.00473 | 6.11 | 112 | 0.0169 | 8.19 | 13.1 | 0.00473 | 6.11 |  |  | 2 |  | RB-Appl-EffCW-med-ElecDHW-GasCDryer-Tier2-FrontSDGDMoExIOUrWtd
RB-Appl-EffCW-med-ElecDHW-GasCDryer-Tier2-Front | DEER2016 | D16v1 | 2015-05-14 08:06 | SDG | DMo | MH00 | CZ07 | rWtd | Each | 1 | 621 | None | 111 | 0.0256 | 7.96 | 11.6 | -0.000316 | 6.15 | 111 | 0.0256 | 7.96 | 11.6 | -0.000316 | 6.15 |  |  | 2 |  | RB-Appl-EffCW-med-ElecDHW-GasCDryer-Tier2-FrontSDGDMoMH00CZ07rWtd
RB-Appl-EffCW-med-ElecDHW-GasCDryer-Tier2-Front | DEER2016 | D16v1 | 2015-05-14 08:06 | SDG | DMo | MH00 | CZ08 | rWtd | Each | 1 | 621 | None | 113 | 0.0166 | 8 | 14 | 0.00259 | 6.16 | 113 | 0.0166 | 8 | 14 | 0.00259 | 6.16 |  |  | 2 |  | RB-Appl-EffCW-med-ElecDHW-GasCDryer-Tier2-FrontSDGDMoMH00CZ08rWtd
RB-Appl-EffCW-med-ElecDHW-GasCDryer-Tier2-Front | DEER2016 | D16v1 | 2015-05-14 08:06 | SDG | DMo | MH00 | CZ10 | rWtd | Each | 1 | 621 | None | 117 | 0.0179 | 7.97 | 15.5 | 0.00336 | 6.18 | 117 | 0.0179 | 7.97 | 15.5 | 0.00336 | 6.18 |  |  | 2 |  | RB-Appl-EffCW-med-ElecDHW-GasCDryer-Tier2-FrontSDGDMoMH00CZ10rWtd
RB-Appl-EffCW-med-ElecDHW-GasCDryer-Tier2-Front | DEER2016 | D16v1 | 2015-05-14 08:06 | SDG | DMo | MH00 | CZ14 | rWtd | Each | 1 | 621 | None | 110 | 0.0143 | 7.72 | 11.9 | 0.00177 | 6.04 | 110 | 0.0143 | 7.72 | 11.9 | 0.00177 | 6.04 |  |  | 2 |  | RB-Appl-EffCW-med-ElecDHW-GasCDryer-Tier2-FrontSDGDMoMH00CZ14rWtd
RB-Appl-EffCW-med-ElecDHW-GasCDryer-Tier2-Front | DEER2016 | D16v1 | 2015-05-14 08:06 | SDG | DMo | MH00 | CZ15 | rWtd | Each | 1 | 621 | None | 104 | 0.0131 | 8.21 | 15.2 | 0.00216 | 6.29 | 104 | 0.0131 | 8.21 | 15.2 | 0.00216 | 6.29 |  |  | 2 |  | RB-Appl-EffCW-med-ElecDHW-GasCDryer-Tier2-FrontSDGDMoMH00CZ15rWtd
RB-Appl-EffCW-med-ElecDHW-GasCDryer-Tier2-Front | DEER2016 | D16v1 | 2015-05-14 08:06 | SDG | DMo | MH06 | CZ07 | rWtd | Each | 1 | 621 | None | 112 | 0.0161 | 8.12 | 12.7 | 0.00183 | 6.22 | 112 | 0.0161 | 8.12 | 12.7 | 0.00183 | 6.22 |  |  | 2 |  | RB-Appl-EffCW-med-ElecDHW-GasCDryer-Tier2-FrontSDGDMoMH06CZ07rWtd
RB-Appl-EffCW-med-ElecDHW-GasCDryer-Tier2-Front | DEER2016 | D16v1 | 2015-05-14 08:06 | SDG | DMo | MH06 | CZ08 | rWtd | Each | 1 | 621 | None | 115 | 0.016 | 8.09 | 14.8 | 0.00233 | 6.21 | 115 | 0.016 | 8.09 | 14.8 | 0.00233 | 6.21 |  |  | 2 |  | RB-Appl-EffCW-med-ElecDHW-GasCDryer-Tier2-FrontSDGDMoMH06CZ08rWtd
RB-Appl-EffCW-med-ElecDHW-GasCDryer-Tier2-Front | DEER2016 | D16v1 | 2015-05-14 08:06 | SDG | DMo | MH06 | CZ10 | rWtd | Each | 1 | 621 | None | 117 | 0.0155 | 7.91 | 15.9 | 0.00232 | 6.14 | 117 | 0.0155 | 7.91 | 15.9 | 0.00232 | 6.14 |  |  | 2 |  | RB-Appl-EffCW-med-ElecDHW-GasCDryer-Tier2-FrontSDGDMoMH06CZ10rWtd
RB-Appl-EffCW-med-ElecDHW-GasCDryer-Tier2-Front | DEER2016 | D16v1 | 2015-05-14 08:06 | SDG | DMo | MH06 | CZ14 | rWtd | Each | 1 | 621 | None | 110 | 0.0134 | 7.6 | 11.8 | 0.00135 | 5.99 | 110 | 0.0134 | 7.6 | 11.8 | 0.00135 | 5.99 |  |  | 2 |  | RB-Appl-EffCW-med-ElecDHW-GasCDryer-Tier2-FrontSDGDMoMH06CZ14rWtd
RB-Appl-EffCW-med-ElecDHW-GasCDryer-Tier2-Front | DEER2016 | D16v1 | 2015-05-14 08:06 | SDG | DMo | MH06 | CZ15 | rWtd | Each | 1 | 621 | None | 102 | 0.0126 | 8.21 | 14.4 | 0.00198 | 6.29 | 102 | 0.0126 | 8.21 | 14.4 | 0.00198 | 6.29 |  |  | 2 |  | RB-Appl-EffCW-med-ElecDHW-GasCDryer-Tier2-FrontSDGDMoMH06CZ15rWtd
RB-Appl-EffCW-med-ElecDHW-GasCDryer-Tier2-Front | DEER2016 | D16v1 | 2015-05-14 08:06 | SDG | DMo | MH72 | CZ07 | rWtd | Each | 1 | 598 | None | 110 | 0.0161 | 8.43 | 11.2 | 0.00872 | 6.15 | 110 | 0.0161 | 8.43 | 11.2 | 0.00872 | 6.15 |  |  | 2 |  | RB-Appl-EffCW-med-ElecDHW-GasCDryer-Tier2-FrontSDGDMoMH72CZ07rWtd
RB-Appl-EffCW-med-ElecDHW-GasCDryer-Tier2-Front | DEER2016 | D16v1 | 2015-05-14 08:06 | SDG | DMo | MH72 | CZ08 | rWtd | Each | 1 | 598 | None | 111 | 0.0159 | 8.39 | 13.4 | 0.00256 | 6.13 | 111 | 0.0159 | 8.39 | 13.4 | 0.00256 | 6.13 |  |  | 2 |  | RB-Appl-EffCW-med-ElecDHW-GasCDryer-Tier2-FrontSDGDMoMH72CZ08rWtd
RB-Appl-EffCW-med-ElecDHW-GasCDryer-Tier2-Front | DEER2016 | D16v1 | 2015-05-14 08:06 | SDG | DMo | MH72 | CZ10 | rWtd | Each | 1 | 598 | None | 113 | 0.0165 | 8.28 | 14.8 | 0.00337 | 6.04 | 113 | 0.0165 | 8.28 | 14.8 | 0.00337 | 6.04 |  |  | 2 |  | RB-Appl-EffCW-med-ElecDHW-GasCDryer-Tier2-FrontSDGDMoMH72CZ10rWtd
RB-Appl-EffCW-med-ElecDHW-GasCDryer-Tier2-Front | DEER2016 | D16v1 | 2015-05-14 08:06 | SDG | DMo | MH72 | CZ14 | rWtd | Each | 1 | 598 | None | 111 | 0.014 | 8.41 | 12.1 | 0.00184 | 6.16 | 111 | 0.014 | 8.41 | 12.1 | 0.00184 | 6.16 |  |  | 2 |  | RB-Appl-EffCW-med-ElecDHW-GasCDryer-Tier2-FrontSDGDMoMH72CZ14rWtd
RB-Appl-EffCW-med-ElecDHW-GasCDryer-Tier2-Front | DEER2016 | D16v1 | 2015-05-14 08:06 | SDG | DMo | MH72 | CZ15 | rWtd | Each | 1 | 598 | None | 101 | 0.0128 | 8.71 | 15.1 | 0.00227 | 6.38 | 101 | 0.0128 | 8.71 | 15.1 | 0.00227 | 6.38 |  |  | 2 |  | RB-Appl-EffCW-med-ElecDHW-GasCDryer-Tier2-FrontSDGDMoMH72CZ15rWtd
RB-Appl-EffCW-med-ElecDHW-GasCDryer-Tier2-Front | DEER2016 | D16v1 | 2015-05-14 08:06 | SDG | DMo | MH85 | CZ07 | rWtd | Each | 1 | 621 | None | 111 | 0.0175 | 7.92 | 11.9 | 0.00185 | 6.11 | 111 | 0.0175 | 7.92 | 11.9 | 0.00185 | 6.11 |  |  | 2 |  | RB-Appl-EffCW-med-ElecDHW-GasCDryer-Tier2-FrontSDGDMoMH85CZ07rWtd
RB-Appl-EffCW-med-ElecDHW-GasCDryer-Tier2-Front | DEER2016 | D16v1 | 2015-05-14 08:06 | SDG | DMo | MH85 | CZ08 | rWtd | Each | 1 | 621 | None | 114 | 0.0165 | 7.87 | 13.6 | 0.00237 | 6.14 | 114 | 0.0165 | 7.87 | 13.6 | 0.00237 | 6.14 |  |  | 2 |  | RB-Appl-EffCW-med-ElecDHW-GasCDryer-Tier2-FrontSDGDMoMH85CZ08rWtd
RB-Appl-EffCW-med-ElecDHW-GasCDryer-Tier2-Front | DEER2016 | D16v1 | 2015-05-14 08:06 | SDG | DMo | MH85 | CZ10 | rWtd | Each | 1 | 621 | None | 113 | 0.0173 | 7.82 | 14.6 | 0.00334 | 6.07 | 113 | 0.0173 | 7.82 | 14.6 | 0.00334 | 6.07 |  |  | 2 |  | RB-Appl-EffCW-med-ElecDHW-GasCDryer-Tier2-FrontSDGDMoMH85CZ10rWtd
RB-Appl-EffCW-med-ElecDHW-GasCDryer-Tier2-Front | DEER2016 | D16v1 | 2015-05-14 08:06 | SDG | DMo | MH85 | CZ14 | rWtd | Each | 1 | 621 | None | 110 | 0.0142 | 7.51 | 11.6 | 0.00203 | 5.95 | 110 | 0.0142 | 7.51 | 11.6 | 0.00203 | 5.95 |  |  | 2 |  | RB-Appl-EffCW-med-ElecDHW-GasCDryer-Tier2-FrontSDGDMoMH85CZ14rWtd
RB-Appl-EffCW-med-ElecDHW-GasCDryer-Tier2-Front | DEER2016 | D16v1 | 2015-05-14 08:06 | SDG | DMo | MH85 | CZ15 | rWtd | Each | 1 | 621 | None | 102 | 0.0134 | 8.17 | 13.4 | 0.00227 | 6.27 | 102 | 0.0134 | 8.17 | 13.4 | 0.00227 | 6.27 |  |  | 2 |  | RB-Appl-EffCW-med-ElecDHW-GasCDryer-Tier2-FrontSDGDMoMH85CZ15rWtd
RB-Appl-EffCW-med-ElecDHW-GasCDryer-Tier2-Front | DEER2016 | D16v1 | 2015-05-14 08:06 | SDG | MFm | 1975 | CZ06 | rWtd | Each | 1 | 465 | None | 113 | 0.0152 | 8.62 | 12.3 | 0.000859 | 6.63 | 113 | 0.0152 | 8.62 | 12.3 | 0.000859 | 6.63 |  |  | 2 |  | RB-Appl-EffCW-med-ElecDHW-GasCDryer-Tier2-FrontSDGMFm1975CZ06rWtd
RB-Appl-EffCW-med-ElecDHW-GasCDryer-Tier2-Front | DEER2016 | D16v1 | 2015-05-14 08:06 | SDG | MFm | 1975 | CZ07 | rWtd | Each | 1 | 465 | None | 112 | 0.0159 | 8.76 | 11.7 | 0.00245 | 6.67 | 112 | 0.0159 | 8.76 | 11.7 | 0.00245 | 6.67 |  |  | 2 |  | RB-Appl-EffCW-med-ElecDHW-GasCDryer-Tier2-FrontSDGMFm1975CZ07rWtd
RB-Appl-EffCW-med-ElecDHW-GasCDryer-Tier2-Front | DEER2016 | D16v1 | 2015-05-14 08:06 | SDG | MFm | 1975 | CZ08 | rWtd | Each | 1 | 465 | None | 113 | 0.017 | 8.57 | 12.1 | 0.0028 | 6.62 | 113 | 0.017 | 8.57 | 12.1 | 0.0028 | 6.62 |  |  | 2 |  | RB-Appl-EffCW-med-ElecDHW-GasCDryer-Tier2-FrontSDGMFm1975CZ08rWtd
RB-Appl-EffCW-med-ElecDHW-GasCDryer-Tier2-Front | DEER2016 | D16v1 | 2015-05-14 08:06 | SDG | MFm | 1975 | CZ10 | rWtd | Each | 1 | 544 | None | 113 | 0.0165 | 8.59 | 14.1 | 0.00252 | 6.33 | 113 | 0.0165 | 8.59 | 14.1 | 0.00252 | 6.33 |  |  | 2 |  | RB-Appl-EffCW-med-ElecDHW-GasCDryer-Tier2-FrontSDGMFm1975CZ10rWtd
RB-Appl-EffCW-med-ElecDHW-GasCDryer-Tier2-Front | DEER2016 | D16v1 | 2015-05-14 08:06 | SDG | MFm | 1975 | CZ14 | rWtd | Each | 1 | 634 | None | 120 | 0.0164 | 8.05 | 15.5 | 0.00272 | 6.22 | 120 | 0.0164 | 8.05 | 15.5 | 0.00272 | 6.22 |  |  | 2 |  | RB-Appl-EffCW-med-ElecDHW-GasCDryer-Tier2-FrontSDGMFm1975CZ14rWtd
RB-Appl-EffCW-med-ElecDHW-GasCDryer-Tier2-Front | DEER2016 | D16v1 | 2015-05-14 08:06 | SDG | MFm | 1975 | CZ15 | rWtd | Each | 1 | 634 | None | 111 | 0.0141 | 8.66 | 17.9 | 0.0023 | 6.53 | 111 | 0.0141 | 8.66 | 17.9 | 0.0023 | 6.53 |  |  | 2 |  | RB-Appl-EffCW-med-ElecDHW-GasCDryer-Tier2-FrontSDGMFm1975CZ15rWtd
RB-Appl-EffCW-med-ElecDHW-GasCDryer-Tier2-Front | DEER2016 | D16v1 | 2015-05-14 08:06 | SDG | MFm | 1985 | CZ06 | rWtd | Each | 1 | 578 | None | 113 | 0.0167 | 8.62 | 12 | 0.0024 | 6.34 | 113 | 0.0167 | 8.62 | 12 | 0.0024 | 6.34 |  |  | 2 |  | RB-Appl-EffCW-med-ElecDHW-GasCDryer-Tier2-FrontSDGMFm1985CZ06rWtd
RB-Appl-EffCW-med-ElecDHW-GasCDryer-Tier2-Front | DEER2016 | D16v1 | 2015-05-14 08:06 | SDG | MFm | 1985 | CZ07 | rWtd | Each | 1 | 578 | None | 112 | 0.0147 | 8.76 | 12.3 | 0.00126 | 6.47 | 112 | 0.0147 | 8.76 | 12.3 | 0.00126 | 6.47 |  |  | 2 |  | RB-Appl-EffCW-med-ElecDHW-GasCDryer-Tier2-FrontSDGMFm1985CZ07rWtd
RB-Appl-EffCW-med-ElecDHW-GasCDryer-Tier2-Front | DEER2016 | D16v1 | 2015-05-14 08:06 | SDG | MFm | 1985 | CZ08 | rWtd | Each | 1 | 578 | None | 113 | 0.0175 | 8.71 | 13.7 | 0.00355 | 6.4 | 113 | 0.0175 | 8.71 | 13.7 | 0.00355 | 6.4 |  |  | 2 |  | RB-Appl-EffCW-med-ElecDHW-GasCDryer-Tier2-FrontSDGMFm1985CZ08rWtd
RB-Appl-EffCW-med-ElecDHW-GasCDryer-Tier2-Front | DEER2016 | D16v1 | 2015-05-14 08:06 | SDG | MFm | 1985 | CZ10 | rWtd | Each | 1 | 648 | None | 112 | 0.0165 | 8.65 | 12.3 | 0.00213 | 6.7 | 112 | 0.0165 | 8.65 | 12.3 | 0.00213 | 6.7 |  |  | 2 |  | RB-Appl-EffCW-med-ElecDHW-GasCDryer-Tier2-FrontSDGMFm1985CZ10rWtd
RB-Appl-EffCW-med-ElecDHW-GasCDryer-Tier2-Front | DEER2016 | D16v1 | 2015-05-14 08:06 | SDG | MFm | 1985 | CZ14 | rWtd | Each | 1 | 630 | None | 121 | 0.0158 | 8.16 | 16.3 | 0.00244 | 6.28 | 121 | 0.0158 | 8.16 | 16.3 | 0.00244 | 6.28 |  |  | 2 |  | RB-Appl-EffCW-med-ElecDHW-GasCDryer-Tier2-FrontSDGMFm1985CZ14rWtd
RB-Appl-EffCW-med-ElecDHW-GasCDryer-Tier2-Front | DEER2016 | D16v1 | 2015-05-14 08:06 | SDG | MFm | 1985 | CZ15 | rWtd | Each | 1 | 630 | None | 111 | 0.014 | 8.68 | 17.6 | 0.00202 | 6.54 | 111 | 0.014 | 8.68 | 17.6 | 0.00202 | 6.54 |  |  | 2 |  | RB-Appl-EffCW-med-ElecDHW-GasCDryer-Tier2-FrontSDGMFm1985CZ15rWtd
RB-Appl-EffCW-med-ElecDHW-GasCDryer-Tier2-Front | DEER2016 | D16v1 | 2015-05-14 08:06 | SDG | MFm | 1996 | CZ06 | rWtd | Each | 1 | 518 | None | 113 | 0.0168 | 8.63 | 12 | 0.00303 | 6.37 | 113 | 0.0168 | 8.63 | 12 | 0.00303 | 6.37 |  |  | 2 |  | RB-Appl-EffCW-med-ElecDHW-GasCDryer-Tier2-FrontSDGMFm1996CZ06rWtd
RB-Appl-EffCW-med-ElecDHW-GasCDryer-Tier2-Front | DEER2016 | D16v1 | 2015-05-14 08:06 | SDG | MFm | 1996 | CZ07 | rWtd | Each | 1 | 518 | None | 112 | 0.017 | 8.79 | 12.3 | 0.00379 | 6.5 | 112 | 0.017 | 8.79 | 12.3 | 0.00379 | 6.5 |  |  | 2 |  | RB-Appl-EffCW-med-ElecDHW-GasCDryer-Tier2-FrontSDGMFm1996CZ07rWtd
RB-Appl-EffCW-med-ElecDHW-GasCDryer-Tier2-Front | DEER2016 | D16v1 | 2015-05-14 08:06 | SDG | MFm | 1996 | CZ08 | rWtd | Each | 1 | 518 | None | 114 | 0.0178 | 8.72 | 13.8 | 0.00306 | 6.44 | 114 | 0.0178 | 8.72 | 13.8 | 0.00306 | 6.44 |  |  | 2 |  | RB-Appl-EffCW-med-ElecDHW-GasCDryer-Tier2-FrontSDGMFm1996CZ08rWtd
RB-Appl-EffCW-med-ElecDHW-GasCDryer-Tier2-Front | DEER2016 | D16v1 | 2015-05-14 08:06 | SDG | MFm | 1996 | CZ10 | rWtd | Each | 1 | 487 | None | 112 | 0.0179 | 8.58 | 12.5 | 0.00186 | 6.61 | 112 | 0.0179 | 8.58 | 12.5 | 0.00186 | 6.61 |  |  | 2 |  | RB-Appl-EffCW-med-ElecDHW-GasCDryer-Tier2-FrontSDGMFm1996CZ10rWtd
RB-Appl-EffCW-med-ElecDHW-GasCDryer-Tier2-Front | DEER2016 | D16v1 | 2015-05-14 08:06 | SDG | MFm | 1996 | CZ14 | rWtd | Each | 1 | 480 | None | 119 | 0.015 | 8.58 | 14.5 | 0.00178 | 6.61 | 119 | 0.015 | 8.58 | 14.5 | 0.00178 | 6.61 |  |  | 2 |  | RB-Appl-EffCW-med-ElecDHW-GasCDryer-Tier2-FrontSDGMFm1996CZ14rWtd
RB-Appl-EffCW-med-ElecDHW-GasCDryer-Tier2-Front | DEER2016 | D16v1 | 2015-05-14 08:06 | SDG | MFm | 1996 | CZ15 | rWtd | Each | 1 | 480 | None | 105 | 0.0139 | 8.88 | 13.4 | 0.00175 | 6.68 | 105 | 0.0139 | 8.88 | 13.4 | 0.00175 | 6.68 |  |  | 2 |  | RB-Appl-EffCW-med-ElecDHW-GasCDryer-Tier2-FrontSDGMFm1996CZ15rWtd
RB-Appl-EffCW-med-ElecDHW-GasCDryer-Tier2-Front | DEER2016 | D16v1 | 2015-05-14 08:06 | SDG | MFm | 2003 | CZ06 | rWtd | Each | 1 | 538 | None | 113 | 0.0164 | 8.64 | 12.3 | 0.00336 | 6.37 | 113 | 0.0164 | 8.64 | 12.3 | 0.00336 | 6.37 |  |  | 2 |  | RB-Appl-EffCW-med-ElecDHW-GasCDryer-Tier2-FrontSDGMFm2003CZ06rWtd
RB-Appl-EffCW-med-ElecDHW-GasCDryer-Tier2-Front | DEER2016 | D16v1 | 2015-05-14 08:06 | SDG | MFm | 2003 | CZ07 | rWtd | Each | 1 | 538 | None | 112 | 0.0158 | 8.75 | 12 | 0.00209 | 6.47 | 112 | 0.0158 | 8.75 | 12 | 0.00209 | 6.47 |  |  | 2 |  | RB-Appl-EffCW-med-ElecDHW-GasCDryer-Tier2-FrontSDGMFm2003CZ07rWtd
RB-Appl-EffCW-med-ElecDHW-GasCDryer-Tier2-Front | DEER2016 | D16v1 | 2015-05-14 08:06 | SDG | MFm | 2003 | CZ08 | rWtd | Each | 1 | 538 | None | 113 | 0.0168 | 8.69 | 13.8 | 0.00322 | 6.43 | 113 | 0.0168 | 8.69 | 13.8 | 0.00322 | 6.43 |  |  | 2 |  | RB-Appl-EffCW-med-ElecDHW-GasCDryer-Tier2-FrontSDGMFm2003CZ08rWtd
RB-Appl-EffCW-med-ElecDHW-GasCDryer-Tier2-Front | DEER2016 | D16v1 | 2015-05-14 08:06 | SDG | MFm | 2003 | CZ10 | rWtd | Each | 1 | 474 | None | 113 | 0.0166 | 8.68 | 12.5 | 0.00243 | 6.63 | 113 | 0.0166 | 8.68 | 12.5 | 0.00243 | 6.63 |  |  | 2 |  | RB-Appl-EffCW-med-ElecDHW-GasCDryer-Tier2-FrontSDGMFm2003CZ10rWtd
RB-Appl-EffCW-med-ElecDHW-GasCDryer-Tier2-Front | DEER2016 | D16v1 | 2015-05-14 08:06 | SDG | MFm | 2003 | CZ14 | rWtd | Each | 1 | 487 | None | 119 | 0.015 | 8.56 | 14.3 | 0.00182 | 6.6 | 119 | 0.015 | 8.56 | 14.3 | 0.00182 | 6.6 |  |  | 2 |  | RB-Appl-EffCW-med-ElecDHW-GasCDryer-Tier2-FrontSDGMFm2003CZ14rWtd
RB-Appl-EffCW-med-ElecDHW-GasCDryer-Tier2-Front | DEER2016 | D16v1 | 2015-05-14 08:06 | SDG | MFm | 2003 | CZ15 | rWtd | Each | 1 | 487 | None | 104 | 0.0138 | 8.87 | 12.9 | 0.00174 | 6.68 | 104 | 0.0138 | 8.87 | 12.9 | 0.00174 | 6.68 |  |  | 2 |  | RB-Appl-EffCW-med-ElecDHW-GasCDryer-Tier2-FrontSDGMFm2003CZ15rWtd
RB-Appl-EffCW-med-ElecDHW-GasCDryer-Tier2-Front | DEER2016 | D16v1 | 2015-05-14 08:06 | SDG | MFm | 2007 | CZ06 | rWtd | Each | 1 | 538 | None | 113 | 0.0172 | 8.63 | 12.3 | 0.00346 | 6.37 | 113 | 0.0172 | 8.63 | 12.3 | 0.00346 | 6.37 |  |  | 2 |  | RB-Appl-EffCW-med-ElecDHW-GasCDryer-Tier2-FrontSDGMFm2007CZ06rWtd
RB-Appl-EffCW-med-ElecDHW-GasCDryer-Tier2-Front | DEER2016 | D16v1 | 2015-05-14 08:06 | SDG | MFm | 2007 | CZ07 | rWtd | Each | 1 | 538 | None | 112 | 0.016 | 8.85 | 12.3 | 0.00246 | 6.55 | 112 | 0.016 | 8.85 | 12.3 | 0.00246 | 6.55 |  |  | 2 |  | RB-Appl-EffCW-med-ElecDHW-GasCDryer-Tier2-FrontSDGMFm2007CZ07rWtd
RB-Appl-EffCW-med-ElecDHW-GasCDryer-Tier2-Front | DEER2016 | D16v1 | 2015-05-14 08:06 | SDG | MFm | 2007 | CZ08 | rWtd | Each | 1 | 538 | None | 114 | 0.0159 | 8.67 | 13.8 | 0.00265 | 6.4 | 114 | 0.0159 | 8.67 | 13.8 | 0.00265 | 6.4 |  |  | 2 |  | RB-Appl-EffCW-med-ElecDHW-GasCDryer-Tier2-FrontSDGMFm2007CZ08rWtd
RB-Appl-EffCW-med-ElecDHW-GasCDryer-Tier2-Front | DEER2016 | D16v1 | 2015-05-14 08:06 | SDG | MFm | 2007 | CZ10 | rWtd | Each | 1 | 474 | None | 113 | 0.0155 | 8.7 | 12.7 | 0.00197 | 6.64 | 113 | 0.0155 | 8.7 | 12.7 | 0.00197 | 6.64 |  |  | 2 |  | RB-Appl-EffCW-med-ElecDHW-GasCDryer-Tier2-FrontSDGMFm2007CZ10rWtd
RB-Appl-EffCW-med-ElecDHW-GasCDryer-Tier2-Front | DEER2016 | D16v1 | 2015-05-14 08:06 | SDG | MFm | 2007 | CZ14 | rWtd | Each | 1 | 487 | None | 117 | 0.0149 | 8.56 | 13.7 | 0.0018 | 6.6 | 117 | 0.0149 | 8.56 | 13.7 | 0.0018 | 6.6 |  |  | 2 |  | RB-Appl-EffCW-med-ElecDHW-GasCDryer-Tier2-FrontSDGMFm2007CZ14rWtd
RB-Appl-EffCW-med-ElecDHW-GasCDryer-Tier2-Front | DEER2016 | D16v1 | 2015-05-14 08:06 | SDG | MFm | 2007 | CZ15 | rWtd | Each | 1 | 487 | None | 104 | 0.0134 | 8.92 | 12.9 | 0.00172 | 6.7 | 104 | 0.0134 | 8.92 | 12.9 | 0.00172 | 6.7 |  |  | 2 |  | RB-Appl-EffCW-med-ElecDHW-GasCDryer-Tier2-FrontSDGMFm2007CZ15rWtd
RB-Appl-EffCW-med-ElecDHW-GasCDryer-Tier2-Front | DEER2016 | D16v1 | 2015-05-14 08:06 | SDG | MFm | 2011 | CZ06 | rWtd | Each | 1 | 538 | None | 113 | 0.0169 | 8.66 | 12.2 | 0.00356 | 6.4 | 113 | 0.0169 | 8.66 | 12.2 | 0.00356 | 6.4 |  |  | 2 |  | RB-Appl-EffCW-med-ElecDHW-GasCDryer-Tier2-FrontSDGMFm2011CZ06rWtd
RB-Appl-EffCW-med-ElecDHW-GasCDryer-Tier2-Front | DEER2016 | D16v1 | 2015-05-14 08:06 | SDG | MFm | 2011 | CZ07 | rWtd | Each | 1 | 538 | None | 113 | 0.0164 | 8.97 | 12.9 | 0.00253 | 6.64 | 113 | 0.0164 | 8.97 | 12.9 | 0.00253 | 6.64 |  |  | 2 |  | RB-Appl-EffCW-med-ElecDHW-GasCDryer-Tier2-FrontSDGMFm2011CZ07rWtd
RB-Appl-EffCW-med-ElecDHW-GasCDryer-Tier2-Front | DEER2016 | D16v1 | 2015-05-14 08:06 | SDG | MFm | 2011 | CZ08 | rWtd | Each | 1 | 538 | None | 114 | 0.0157 | 8.78 | 14.6 | 0.00248 | 6.49 | 114 | 0.0157 | 8.78 | 14.6 | 0.00248 | 6.49 |  |  | 2 |  | RB-Appl-EffCW-med-ElecDHW-GasCDryer-Tier2-FrontSDGMFm2011CZ08rWtd
RB-Appl-EffCW-med-ElecDHW-GasCDryer-Tier2-Front | DEER2016 | D16v1 | 2015-05-14 08:06 | SDG | MFm | 2011 | CZ10 | rWtd | Each | 1 | 474 | None | 113 | 0.0155 | 8.77 | 12.9 | 0.00202 | 6.66 | 113 | 0.0155 | 8.77 | 12.9 | 0.00202 | 6.66 |  |  | 2 |  | RB-Appl-EffCW-med-ElecDHW-GasCDryer-Tier2-FrontSDGMFm2011CZ10rWtd
RB-Appl-EffCW-med-ElecDHW-GasCDryer-Tier2-Front | DEER2016 | D16v1 | 2015-05-14 08:06 | SDG | MFm | 2011 | CZ14 | rWtd | Each | 1 | 487 | None | 118 | 0.0147 | 8.63 | 14 | 0.00176 | 6.62 | 118 | 0.0147 | 8.63 | 14 | 0.00176 | 6.62 |  |  | 2 |  | RB-Appl-EffCW-med-ElecDHW-GasCDryer-Tier2-FrontSDGMFm2011CZ14rWtd
RB-Appl-EffCW-med-ElecDHW-GasCDryer-Tier2-Front | DEER2016 | D16v1 | 2015-05-14 08:06 | SDG | MFm | 2011 | CZ15 | rWtd | Each | 1 | 487 | None | 104 | 0.0134 | 8.96 | 12.8 | 0.00173 | 6.71 | 104 | 0.0134 | 8.96 | 12.8 | 0.00173 | 6.71 |  |  | 2 |  | RB-Appl-EffCW-med-ElecDHW-GasCDryer-Tier2-FrontSDGMFm2011CZ15rWtd
RB-Appl-EffCW-med-ElecDHW-GasCDryer-Tier2-Front | DEER2016 | D16v1 | 2015-05-14 08:06 | SDG | MFm | 2014 | CZ06 | rWtd | Each | 1 | 538 | None | 113 | 0.0162 | 8.72 | 12.4 | 0.00176 | 6.45 | 113 | 0.0162 | 8.72 | 12.4 | 0.00176 | 6.45 |  |  | 2 |  | RB-Appl-EffCW-med-ElecDHW-GasCDryer-Tier2-FrontSDGMFm2014CZ06rWtd
RB-Appl-EffCW-med-ElecDHW-GasCDryer-Tier2-Front | DEER2016 | D16v1 | 2015-05-14 08:06 | SDG | MFm | 2014 | CZ07 | rWtd | Each | 1 | 538 | None | 113 | 0.0158 | 9.01 | 12.9 | 0.00138 | 6.68 | 113 | 0.0158 | 9.01 | 12.9 | 0.00138 | 6.68 |  |  | 2 |  | RB-Appl-EffCW-med-ElecDHW-GasCDryer-Tier2-FrontSDGMFm2014CZ07rWtd
RB-Appl-EffCW-med-ElecDHW-GasCDryer-Tier2-Front | DEER2016 | D16v1 | 2015-05-14 08:06 | SDG | MFm | 2014 | CZ08 | rWtd | Each | 1 | 538 | None | 114 | 0.0159 | 8.83 | 14.4 | 0.00268 | 6.53 | 114 | 0.0159 | 8.83 | 14.4 | 0.00268 | 6.53 |  |  | 2 |  | RB-Appl-EffCW-med-ElecDHW-GasCDryer-Tier2-FrontSDGMFm2014CZ08rWtd
RB-Appl-EffCW-med-ElecDHW-GasCDryer-Tier2-Front | DEER2016 | D16v1 | 2015-05-14 08:06 | SDG | MFm | 2014 | CZ10 | rWtd | Each | 1 | 474 | None | 113 | 0.0159 | 8.82 | 12.5 | 0.00195 | 6.67 | 113 | 0.0159 | 8.82 | 12.5 | 0.00195 | 6.67 |  |  | 2 |  | RB-Appl-EffCW-med-ElecDHW-GasCDryer-Tier2-FrontSDGMFm2014CZ10rWtd
RB-Appl-EffCW-med-ElecDHW-GasCDryer-Tier2-Front | DEER2016 | D16v1 | 2015-05-14 08:06 | SDG | MFm | 2014 | CZ14 | rWtd | Each | 1 | 487 | None | 117 | 0.0151 | 8.61 | 13.2 | 0.00186 | 6.61 | 117 | 0.0151 | 8.61 | 13.2 | 0.00186 | 6.61 |  |  | 2 |  | RB-Appl-EffCW-med-ElecDHW-GasCDryer-Tier2-FrontSDGMFm2014CZ14rWtd
RB-Appl-EffCW-med-ElecDHW-GasCDryer-Tier2-Front | DEER2016 | D16v1 | 2015-05-14 08:06 | SDG | MFm | 2014 | CZ15 | rWtd | Each | 1 | 487 | None | 104 | 0.0133 | 8.97 | 12.7 | 0.00167 | 6.71 | 104 | 0.0133 | 8.97 | 12.7 | 0.00167 | 6.71 |  |  | 2 |  | RB-Appl-EffCW-med-ElecDHW-GasCDryer-Tier2-FrontSDGMFm2014CZ15rWtd
RB-Appl-EffCW-med-ElecDHW-GasCDryer-Tier2-Front | DEER2016 | D16v1 | 2015-05-14 08:06 | SDG | MFm | Ex | CZ06 | rWtd | Each | 1 | 527 | None | 113 | 0.0161 | 8.62 | 12.1 | 0.00189 | 6.46 | 113 | 0.0161 | 8.62 | 12.1 | 0.00189 | 6.46 |  |  | 2 |  | RB-Appl-EffCW-med-ElecDHW-GasCDryer-Tier2-FrontSDGMFmExCZ06rWtd
RB-Appl-EffCW-med-ElecDHW-GasCDryer-Tier2-Front | DEER2016 | D16v1 | 2015-05-14 08:06 | SDG | MFm | Ex | CZ07 | rWtd | Each | 1 | 516 | None | 112 | 0.0155 | 8.77 | 12 | 0.00205 | 6.57 | 112 | 0.0155 | 8.77 | 12 | 0.00205 | 6.57 |  |  | 2 |  | RB-Appl-EffCW-med-ElecDHW-GasCDryer-Tier2-FrontSDGMFmExCZ07rWtd
RB-Appl-EffCW-med-ElecDHW-GasCDryer-Tier2-Front | DEER2016 | D16v1 | 2015-05-14 08:06 | SDG | MFm | Ex | CZ08 | rWtd | Each | 1 | 539 | None | 114 | 0.0171 | 8.71 | 13.8 | 0.00312 | 6.44 | 114 | 0.0171 | 8.71 | 13.8 | 0.00312 | 6.44 |  |  | 2 |  | RB-Appl-EffCW-med-ElecDHW-GasCDryer-Tier2-FrontSDGMFmExCZ08rWtd
RB-Appl-EffCW-med-ElecDHW-GasCDryer-Tier2-Front | DEER2016 | D16v1 | 2015-05-14 08:06 | SDG | MFm | Ex | CZ10 | rWtd | Each | 1 | 580 | None | 113 | 0.0165 | 8.63 | 13.1 | 0.00229 | 6.53 | 113 | 0.0165 | 8.63 | 13.1 | 0.00229 | 6.53 |  |  | 2 |  | RB-Appl-EffCW-med-ElecDHW-GasCDryer-Tier2-FrontSDGMFmExCZ10rWtd
RB-Appl-EffCW-med-ElecDHW-GasCDryer-Tier2-Front | DEER2016 | D16v1 | 2015-05-14 08:06 | SDG | MFm | Ex | CZ14 | rWtd | Each | 1 | 634 | None | 120 | 0.0164 | 8.05 | 15.5 | 0.00272 | 6.22 | 120 | 0.0164 | 8.05 | 15.5 | 0.00272 | 6.22 |  |  | 2 |  | RB-Appl-EffCW-med-ElecDHW-GasCDryer-Tier2-FrontSDGMFmExCZ14rWtd
RB-Appl-EffCW-med-ElecDHW-GasCDryer-Tier2-Front | DEER2016 | D16v1 | 2015-05-14 08:06 | SDG | MFm | Ex | CZ15 | rWtd | Each | 1 | 634 | None | 111 | 0.0141 | 8.66 | 17.9 | 0.0023 | 6.53 | 111 | 0.0141 | 8.66 | 17.9 | 0.0023 | 6.53 |  |  | 2 |  | RB-Appl-EffCW-med-ElecDHW-GasCDryer-Tier2-FrontSDGMFmExCZ15rWtd
RB-Appl-EffCW-med-ElecDHW-GasCDryer-Tier2-Front | DEER2016 | D16v1 | 2015-05-14 08:06 | SDG | MFm | Ex | IOU | rWtd | Each | 1 | 530 | None | 112 | 0.0158 | 8.73 | 12.3 | 0.00214 | 6.55 | 112 | 0.0158 | 8.73 | 12.3 | 0.00214 | 6.55 |  |  | 2 |  | RB-Appl-EffCW-med-ElecDHW-GasCDryer-Tier2-FrontSDGMFmExIOUrWtd
RB-Appl-EffCW-med-ElecDHW-GasCDryer-Tier2-Front | DEER2016 | D16v1 | 2015-05-14 08:06 | SDG | SFm | 1975 | CZ06 | rWtd | Each | 1 | 764 | None | 140 | 0.02 | 10.8 | 14.4 | 0.00257 | 8.37 | 140 | 0.02 | 10.8 | 14.4 | 0.00257 | 8.37 |  |  | 2 |  | RB-Appl-EffCW-med-ElecDHW-GasCDryer-Tier2-FrontSDGSFm1975CZ06rWtd
RB-Appl-EffCW-med-ElecDHW-GasCDryer-Tier2-Front | DEER2016 | D16v1 | 2015-05-14 08:06 | SDG | SFm | 1975 | CZ07 | rWtd | Each | 1 | 764 | None | 139 | 0.00424 | 10.6 | 14.2 | -0.011 | 8.23 | 139 | 0.00424 | 10.6 | 14.2 | -0.011 | 8.23 |  |  | 2 |  | RB-Appl-EffCW-med-ElecDHW-GasCDryer-Tier2-FrontSDGSFm1975CZ07rWtd
RB-Appl-EffCW-med-ElecDHW-GasCDryer-Tier2-Front | DEER2016 | D16v1 | 2015-05-14 08:06 | SDG | SFm | 1975 | CZ08 | rWtd | Each | 1 | 764 | None | 140 | 0.0207 | 10.6 | 14.8 | 0.00326 | 8.21 | 140 | 0.0207 | 10.6 | 14.8 | 0.00326 | 8.21 |  |  | 2 |  | RB-Appl-EffCW-med-ElecDHW-GasCDryer-Tier2-FrontSDGSFm1975CZ08rWtd
RB-Appl-EffCW-med-ElecDHW-GasCDryer-Tier2-Front | DEER2016 | D16v1 | 2015-05-14 08:06 | SDG | SFm | 1975 | CZ10 | rWtd | Each | 1 | 818 | None | 140 | 0.0209 | 10.3 | 16.5 | 0.00313 | 7.93 | 140 | 0.0209 | 10.3 | 16.5 | 0.00313 | 7.93 |  |  | 2 |  | RB-Appl-EffCW-med-ElecDHW-GasCDryer-Tier2-FrontSDGSFm1975CZ10rWtd
RB-Appl-EffCW-med-ElecDHW-GasCDryer-Tier2-Front | DEER2016 | D16v1 | 2015-05-14 08:06 | SDG | SFm | 1975 | CZ14 | rWtd | Each | 1 | 778 | None | 146 | 0.0203 | 10.4 | 20.4 | 0.00408 | 7.65 | 146 | 0.0203 | 10.4 | 20.4 | 0.00408 | 7.65 |  |  | 2 |  | RB-Appl-EffCW-med-ElecDHW-GasCDryer-Tier2-FrontSDGSFm1975CZ14rWtd
RB-Appl-EffCW-med-ElecDHW-GasCDryer-Tier2-Front | DEER2016 | D16v1 | 2015-05-14 08:06 | SDG | SFm | 1975 | CZ15 | rWtd | Each | 1 | 778 | None | 134 | 0.0189 | 10.8 | 23.3 | 0.00462 | 7.93 | 134 | 0.0189 | 10.8 | 23.3 | 0.00462 | 7.93 |  |  | 2 |  | RB-Appl-EffCW-med-ElecDHW-GasCDryer-Tier2-FrontSDGSFm1975CZ15rWtd
RB-Appl-EffCW-med-ElecDHW-GasCDryer-Tier2-Front | DEER2016 | D16v1 | 2015-05-14 08:06 | SDG | SFm | 1985 | CZ06 | rWtd | Each | 1 | 1030 | None | 141 | 0.0617 | 10.8 | 15.6 | 0.0517 | 7.7 | 141 | 0.0617 | 10.8 | 15.6 | 0.0517 | 7.7 |  |  | 2 |  | RB-Appl-EffCW-med-ElecDHW-GasCDryer-Tier2-FrontSDGSFm1985CZ06rWtd
RB-Appl-EffCW-med-ElecDHW-GasCDryer-Tier2-Front | DEER2016 | D16v1 | 2015-05-14 08:06 | SDG | SFm | 1985 | CZ07 | rWtd | Each | 1 | 1030 | None | 139 | 0.0291 | 10.7 | 14.4 | -0.0216 | 7.67 | 139 | 0.0291 | 10.7 | 14.4 | -0.0216 | 7.67 |  |  | 2 |  | RB-Appl-EffCW-med-ElecDHW-GasCDryer-Tier2-FrontSDGSFm1985CZ07rWtd
RB-Appl-EffCW-med-ElecDHW-GasCDryer-Tier2-Front | DEER2016 | D16v1 | 2015-05-14 08:06 | SDG | SFm | 1985 | CZ08 | rWtd | Each | 1 | 1030 | None | 140 | 0.0208 | 10.7 | 17.2 | 0.00453 | 7.68 | 140 | 0.0208 | 10.7 | 17.2 | 0.00453 | 7.68 |  |  | 2 |  | RB-Appl-EffCW-med-ElecDHW-GasCDryer-Tier2-FrontSDGSFm1985CZ08rWtd
RB-Appl-EffCW-med-ElecDHW-GasCDryer-Tier2-Front | DEER2016 | D16v1 | 2015-05-14 08:06 | SDG | SFm | 1985 | CZ10 | rWtd | Each | 1 | 906 | None | 139 | 0.0219 | 10.5 | 17.3 | 0.00477 | 7.55 | 139 | 0.0219 | 10.5 | 17.3 | 0.00477 | 7.55 |  |  | 2 |  | RB-Appl-EffCW-med-ElecDHW-GasCDryer-Tier2-FrontSDGSFm1985CZ10rWtd
RB-Appl-EffCW-med-ElecDHW-GasCDryer-Tier2-Front | DEER2016 | D16v1 | 2015-05-14 08:06 | SDG | SFm | 1985 | CZ14 | rWtd | Each | 1 | 870 | None | 148 | 0.0217 | 9.28 | 19.4 | 0.00439 | 7.41 | 148 | 0.0217 | 9.28 | 19.4 | 0.00439 | 7.41 |  |  | 2 |  | RB-Appl-EffCW-med-ElecDHW-GasCDryer-Tier2-FrontSDGSFm1985CZ14rWtd
RB-Appl-EffCW-med-ElecDHW-GasCDryer-Tier2-Front | DEER2016 | D16v1 | 2015-05-14 08:06 | SDG | SFm | 1985 | CZ15 | rWtd | Each | 1 | 870 | None | 138 | 0.0205 | 10 | 23.2 | 0.00476 | 7.75 | 138 | 0.0205 | 10 | 23.2 | 0.00476 | 7.75 |  |  | 2 |  | RB-Appl-EffCW-med-ElecDHW-GasCDryer-Tier2-FrontSDGSFm1985CZ15rWtd
RB-Appl-EffCW-med-ElecDHW-GasCDryer-Tier2-Front | DEER2016 | D16v1 | 2015-05-14 08:06 | SDG | SFm | 1996 | CZ06 | rWtd | Each | 1 | 1150 | None | 140 | 0.0021 | 10.9 | 14.5 | 0.00215 | 7.78 | 140 | 0.0021 | 10.9 | 14.5 | 0.00215 | 7.78 |  |  | 2 |  | RB-Appl-EffCW-med-ElecDHW-GasCDryer-Tier2-FrontSDGSFm1996CZ06rWtd
RB-Appl-EffCW-med-ElecDHW-GasCDryer-Tier2-Front | DEER2016 | D16v1 | 2015-05-14 08:06 | SDG | SFm | 1996 | CZ07 | rWtd | Each | 1 | 1150 | None | 138 | -0.0033 | 10.9 | 13.7 | -0.0201 | 7.72 | 138 | -0.0033 | 10.9 | 13.7 | -0.0201 | 7.72 |  |  | 2 |  | RB-Appl-EffCW-med-ElecDHW-GasCDryer-Tier2-FrontSDGSFm1996CZ07rWtd
RB-Appl-EffCW-med-ElecDHW-GasCDryer-Tier2-Front | DEER2016 | D16v1 | 2015-05-14 08:06 | SDG | SFm | 1996 | CZ08 | rWtd | Each | 1 | 1150 | None | 143 | 0.0188 | 10.8 | 21.4 | 0.00302 | 7.67 | 143 | 0.0188 | 10.8 | 21.4 | 0.00302 | 7.67 |  |  | 2 |  | RB-Appl-EffCW-med-ElecDHW-GasCDryer-Tier2-FrontSDGSFm1996CZ08rWtd
RB-Appl-EffCW-med-ElecDHW-GasCDryer-Tier2-Front | DEER2016 | D16v1 | 2015-05-14 08:06 | SDG | SFm | 1996 | CZ10 | rWtd | Each | 1 | 1090 | None | 140 | 0.0189 | 10.7 | 18.4 | 0.00318 | 7.78 | 140 | 0.0189 | 10.7 | 18.4 | 0.00318 | 7.78 |  |  | 2 |  | RB-Appl-EffCW-med-ElecDHW-GasCDryer-Tier2-FrontSDGSFm1996CZ10rWtd
RB-Appl-EffCW-med-ElecDHW-GasCDryer-Tier2-Front | DEER2016 | D16v1 | 2015-05-14 08:06 | SDG | SFm | 1996 | CZ14 | rWtd | Each | 1 | 879 | None | 145 | 0.0202 | 10.1 | 18.9 | 0.0042 | 7.53 | 145 | 0.0202 | 10.1 | 18.9 | 0.0042 | 7.53 |  |  | 2 |  | RB-Appl-EffCW-med-ElecDHW-GasCDryer-Tier2-FrontSDGSFm1996CZ14rWtd
RB-Appl-EffCW-med-ElecDHW-GasCDryer-Tier2-Front | DEER2016 | D16v1 | 2015-05-14 08:06 | SDG | SFm | 1996 | CZ15 | rWtd | Each | 1 | 879 | None | 133 | 0.0179 | 10.5 | 23.1 | 0.0037 | 7.78 | 133 | 0.0179 | 10.5 | 23.1 | 0.0037 | 7.78 |  |  | 2 |  | RB-Appl-EffCW-med-ElecDHW-GasCDryer-Tier2-FrontSDGSFm1996CZ15rWtd
RB-Appl-EffCW-med-ElecDHW-GasCDryer-Tier2-Front | DEER2016 | D16v1 | 2015-05-14 08:06 | SDG | SFm | 2003 | CZ06 | rWtd | Each | 1 | 1200 | None | 141 | 0.0206 | 10.1 | 14.5 | 0.00283 | 7.73 | 141 | 0.0206 | 10.1 | 14.5 | 0.00283 | 7.73 |  |  | 2 |  | RB-Appl-EffCW-med-ElecDHW-GasCDryer-Tier2-FrontSDGSFm2003CZ06rWtd
RB-Appl-EffCW-med-ElecDHW-GasCDryer-Tier2-Front | DEER2016 | D16v1 | 2015-05-14 08:06 | SDG | SFm | 2003 | CZ07 | rWtd | Each | 1 | 1200 | None | 141 | 0.0376 | 10.1 | 15.8 | 0.0204 | 7.75 | 141 | 0.0376 | 10.1 | 15.8 | 0.0204 | 7.75 |  |  | 2 |  | RB-Appl-EffCW-med-ElecDHW-GasCDryer-Tier2-FrontSDGSFm2003CZ07rWtd
RB-Appl-EffCW-med-ElecDHW-GasCDryer-Tier2-Front | DEER2016 | D16v1 | 2015-05-14 08:06 | SDG | SFm | 2003 | CZ08 | rWtd | Each | 1 | 1200 | None | 148 | 0.0215 | 10.1 | 19.8 | 0.0042 | 7.71 | 148 | 0.0215 | 10.1 | 19.8 | 0.0042 | 7.71 |  |  | 2 |  | RB-Appl-EffCW-med-ElecDHW-GasCDryer-Tier2-FrontSDGSFm2003CZ08rWtd
RB-Appl-EffCW-med-ElecDHW-GasCDryer-Tier2-Front | DEER2016 | D16v1 | 2015-05-14 08:06 | SDG | SFm | 2003 | CZ10 | rWtd | Each | 1 | 974 | None | 142 | 0.0183 | 10.2 | 17.7 | 0.00223 | 7.63 | 142 | 0.0183 | 10.2 | 17.7 | 0.00223 | 7.63 |  |  | 2 |  | RB-Appl-EffCW-med-ElecDHW-GasCDryer-Tier2-FrontSDGSFm2003CZ10rWtd
RB-Appl-EffCW-med-ElecDHW-GasCDryer-Tier2-Front | DEER2016 | D16v1 | 2015-05-14 08:06 | SDG | SFm | 2003 | CZ14 | rWtd | Each | 1 | 1080 | None | 144 | 0.0172 | 10.2 | 17.4 | 0.00189 | 8.18 | 144 | 0.0172 | 10.2 | 17.4 | 0.00189 | 8.18 |  |  | 2 |  | RB-Appl-EffCW-med-ElecDHW-GasCDryer-Tier2-FrontSDGSFm2003CZ14rWtd
RB-Appl-EffCW-med-ElecDHW-GasCDryer-Tier2-Front | DEER2016 | D16v1 | 2015-05-14 08:06 | SDG | SFm | 2003 | CZ15 | rWtd | Each | 1 | 1080 | None | 133 | 0.0186 | 10.7 | 16.6 | 0.00258 | 8.27 | 133 | 0.0186 | 10.7 | 16.6 | 0.00258 | 8.27 |  |  | 2 |  | RB-Appl-EffCW-med-ElecDHW-GasCDryer-Tier2-FrontSDGSFm2003CZ15rWtd
RB-Appl-EffCW-med-ElecDHW-GasCDryer-Tier2-Front | DEER2016 | D16v1 | 2015-05-14 08:06 | SDG | SFm | 2007 | CZ06 | rWtd | Each | 1 | 1200 | None | 141 | 0.0201 | 10.3 | 15.6 | 0.00839 | 7.79 | 141 | 0.0201 | 10.3 | 15.6 | 0.00839 | 7.79 |  |  | 2 |  | RB-Appl-EffCW-med-ElecDHW-GasCDryer-Tier2-FrontSDGSFm2007CZ06rWtd
RB-Appl-EffCW-med-ElecDHW-GasCDryer-Tier2-Front | DEER2016 | D16v1 | 2015-05-14 08:06 | SDG | SFm | 2007 | CZ07 | rWtd | Each | 1 | 1200 | None | 138 | 0.0195 | 10.1 | 14 | 0.00204 | 7.66 | 138 | 0.0195 | 10.1 | 14 | 0.00204 | 7.66 |  |  | 2 |  | RB-Appl-EffCW-med-ElecDHW-GasCDryer-Tier2-FrontSDGSFm2007CZ07rWtd
RB-Appl-EffCW-med-ElecDHW-GasCDryer-Tier2-Front | DEER2016 | D16v1 | 2015-05-14 08:06 | SDG | SFm | 2007 | CZ08 | rWtd | Each | 1 | 1200 | None | 142 | 0.019 | 10.1 | 17.8 | 0.00257 | 7.73 | 142 | 0.019 | 10.1 | 17.8 | 0.00257 | 7.73 |  |  | 2 |  | RB-Appl-EffCW-med-ElecDHW-GasCDryer-Tier2-FrontSDGSFm2007CZ08rWtd
RB-Appl-EffCW-med-ElecDHW-GasCDryer-Tier2-Front | DEER2016 | D16v1 | 2015-05-14 08:06 | SDG | SFm | 2007 | CZ10 | rWtd | Each | 1 | 974 | None | 140 | 0.018 | 10.1 | 15.8 | 0.00221 | 7.61 | 140 | 0.018 | 10.1 | 15.8 | 0.00221 | 7.61 |  |  | 2 |  | RB-Appl-EffCW-med-ElecDHW-GasCDryer-Tier2-FrontSDGSFm2007CZ10rWtd
RB-Appl-EffCW-med-ElecDHW-GasCDryer-Tier2-Front | DEER2016 | D16v1 | 2015-05-14 08:06 | SDG | SFm | 2007 | CZ14 | rWtd | Each | 1 | 1080 | None | 144 | 0.0182 | 10.1 | 15.9 | 0.00228 | 8.16 | 144 | 0.0182 | 10.1 | 15.9 | 0.00228 | 8.16 |  |  | 2 |  | RB-Appl-EffCW-med-ElecDHW-GasCDryer-Tier2-FrontSDGSFm2007CZ14rWtd
RB-Appl-EffCW-med-ElecDHW-GasCDryer-Tier2-Front | DEER2016 | D16v1 | 2015-05-14 08:06 | SDG | SFm | 2007 | CZ15 | rWtd | Each | 1 | 1080 | None | 131 | 0.017 | 10.6 | 16.5 | 0.0024 | 8.25 | 131 | 0.017 | 10.6 | 16.5 | 0.0024 | 8.25 |  |  | 2 |  | RB-Appl-EffCW-med-ElecDHW-GasCDryer-Tier2-FrontSDGSFm2007CZ15rWtd
RB-Appl-EffCW-med-ElecDHW-GasCDryer-Tier2-Front | DEER2016 | D16v1 | 2015-05-14 08:06 | SDG | SFm | 2011 | CZ06 | rWtd | Each | 1 | 1200 | None | 139 | 0.023 | 10.1 | 13.8 | 0.00845 | 7.73 | 139 | 0.023 | 10.1 | 13.8 | 0.00845 | 7.73 |  |  | 2 |  | RB-Appl-EffCW-med-ElecDHW-GasCDryer-Tier2-FrontSDGSFm2011CZ06rWtd
RB-Appl-EffCW-med-ElecDHW-GasCDryer-Tier2-Front | DEER2016 | D16v1 | 2015-05-14 08:06 | SDG | SFm | 2011 | CZ07 | rWtd | Each | 1 | 1200 | None | 140 | 0.0187 | 10.2 | 14.9 | 0.00264 | 7.79 | 140 | 0.0187 | 10.2 | 14.9 | 0.00264 | 7.79 |  |  | 2 |  | RB-Appl-EffCW-med-ElecDHW-GasCDryer-Tier2-FrontSDGSFm2011CZ07rWtd
RB-Appl-EffCW-med-ElecDHW-GasCDryer-Tier2-Front | DEER2016 | D16v1 | 2015-05-14 08:06 | SDG | SFm | 2011 | CZ08 | rWtd | Each | 1 | 1200 | None | 155 | 0.0196 | 10.3 | 17.5 | 0.00322 | 7.78 | 155 | 0.0196 | 10.3 | 17.5 | 0.00322 | 7.78 |  |  | 2 |  | RB-Appl-EffCW-med-ElecDHW-GasCDryer-Tier2-FrontSDGSFm2011CZ08rWtd
RB-Appl-EffCW-med-ElecDHW-GasCDryer-Tier2-Front | DEER2016 | D16v1 | 2015-05-14 08:06 | SDG | SFm | 2011 | CZ10 | rWtd | Each | 1 | 974 | None | 141 | 0.0188 | 10.2 | 16.9 | 0.00258 | 7.67 | 141 | 0.0188 | 10.2 | 16.9 | 0.00258 | 7.67 |  |  | 2 |  | RB-Appl-EffCW-med-ElecDHW-GasCDryer-Tier2-FrontSDGSFm2011CZ10rWtd
RB-Appl-EffCW-med-ElecDHW-GasCDryer-Tier2-Front | DEER2016 | D16v1 | 2015-05-14 08:06 | SDG | SFm | 2011 | CZ14 | rWtd | Each | 1 | 1080 | None | 143 | 0.0197 | 10.1 | 14.9 | 0.00337 | 8.15 | 143 | 0.0197 | 10.1 | 14.9 | 0.00337 | 8.15 |  |  | 2 |  | RB-Appl-EffCW-med-ElecDHW-GasCDryer-Tier2-FrontSDGSFm2011CZ14rWtd
RB-Appl-EffCW-med-ElecDHW-GasCDryer-Tier2-Front | DEER2016 | D16v1 | 2015-05-14 08:06 | SDG | SFm | 2011 | CZ15 | rWtd | Each | 1 | 1080 | None | 131 | 0.0182 | 10.7 | 16.3 | 0.00258 | 8.27 | 131 | 0.0182 | 10.7 | 16.3 | 0.00258 | 8.27 |  |  | 2 |  | RB-Appl-EffCW-med-ElecDHW-GasCDryer-Tier2-FrontSDGSFm2011CZ15rWtd
RB-Appl-EffCW-med-ElecDHW-GasCDryer-Tier2-Front | DEER2016 | D16v1 | 2015-05-14 08:06 | SDG | SFm | 2014 | CZ06 | rWtd | Each | 1 | 1200 | None | 139 | 0.0156 | 10.2 | 14.1 | -0.0124 | 7.76 | 139 | 0.0156 | 10.2 | 14.1 | -0.0124 | 7.76 |  |  | 2 |  | RB-Appl-EffCW-med-ElecDHW-GasCDryer-Tier2-FrontSDGSFm2014CZ06rWtd
RB-Appl-EffCW-med-ElecDHW-GasCDryer-Tier2-Front | DEER2016 | D16v1 | 2015-05-14 08:06 | SDG | SFm | 2014 | CZ07 | rWtd | Each | 1 | 1200 | None | 139 | -0.00268 | 10.2 | 14.5 | -0.0208 | 7.8 | 139 | -0.00268 | 10.2 | 14.5 | -0.0208 | 7.8 |  |  | 2 |  | RB-Appl-EffCW-med-ElecDHW-GasCDryer-Tier2-FrontSDGSFm2014CZ07rWtd
RB-Appl-EffCW-med-ElecDHW-GasCDryer-Tier2-Front | DEER2016 | D16v1 | 2015-05-14 08:06 | SDG | SFm | 2014 | CZ08 | rWtd | Each | 1 | 1200 | None | 139 | 0.0207 | 10.3 | 14.9 | 0.00345 | 7.82 | 139 | 0.0207 | 10.3 | 14.9 | 0.00345 | 7.82 |  |  | 2 |  | RB-Appl-EffCW-med-ElecDHW-GasCDryer-Tier2-FrontSDGSFm2014CZ08rWtd
RB-Appl-EffCW-med-ElecDHW-GasCDryer-Tier2-Front | DEER2016 | D16v1 | 2015-05-14 08:06 | SDG | SFm | 2014 | CZ10 | rWtd | Each | 1 | 974 | None | 141 | 0.0198 | 10.2 | 17.2 | 0.0031 | 7.68 | 141 | 0.0198 | 10.2 | 17.2 | 0.0031 | 7.68 |  |  | 2 |  | RB-Appl-EffCW-med-ElecDHW-GasCDryer-Tier2-FrontSDGSFm2014CZ10rWtd
RB-Appl-EffCW-med-ElecDHW-GasCDryer-Tier2-Front | DEER2016 | D16v1 | 2015-05-14 08:06 | SDG | SFm | 2014 | CZ14 | rWtd | Each | 1 | 1080 | None | 144 | 0.0191 | 10.1 | 16.2 | 0.00222 | 8.14 | 144 | 0.0191 | 10.1 | 16.2 | 0.00222 | 8.14 |  |  | 2 |  | RB-Appl-EffCW-med-ElecDHW-GasCDryer-Tier2-FrontSDGSFm2014CZ14rWtd
RB-Appl-EffCW-med-ElecDHW-GasCDryer-Tier2-Front | DEER2016 | D16v1 | 2015-05-14 08:06 | SDG | SFm | 2014 | CZ15 | rWtd | Each | 1 | 1080 | None | 131 | 0.0176 | 10.7 | 16.5 | 0.00249 | 8.26 | 131 | 0.0176 | 10.7 | 16.5 | 0.00249 | 8.26 |  |  | 2 |  | RB-Appl-EffCW-med-ElecDHW-GasCDryer-Tier2-FrontSDGSFm2014CZ15rWtd
RB-Appl-EffCW-med-ElecDHW-GasCDryer-Tier2-Front | DEER2016 | D16v1 | 2015-05-14 08:06 | SDG | SFm | Ex | CZ06 | rWtd | Each | 1 | 1090 | None | 141 | 0.0289 | 10.6 | 14.8 | 0.0185 | 7.8 | 141 | 0.0289 | 10.6 | 14.8 | 0.0185 | 7.8 |  |  | 2 |  | RB-Appl-EffCW-med-ElecDHW-GasCDryer-Tier2-FrontSDGSFmExCZ06rWtd
RB-Appl-EffCW-med-ElecDHW-GasCDryer-Tier2-Front | DEER2016 | D16v1 | 2015-05-14 08:06 | SDG | SFm | Ex | CZ07 | rWtd | Each | 1 | 932 | None | 139 | 0.0122 | 10.6 | 14.3 | -0.0122 | 7.97 | 139 | 0.0122 | 10.6 | 14.3 | -0.0122 | 7.97 |  |  | 2 |  | RB-Appl-EffCW-med-ElecDHW-GasCDryer-Tier2-FrontSDGSFmExCZ07rWtd
RB-Appl-EffCW-med-ElecDHW-GasCDryer-Tier2-Front | DEER2016 | D16v1 | 2015-05-14 08:06 | SDG | SFm | Ex | CZ08 | rWtd | Each | 1 | 1030 | None | 143 | 0.0199 | 10.6 | 18.4 | 0.00345 | 7.82 | 143 | 0.0199 | 10.6 | 18.4 | 0.00345 | 7.82 |  |  | 2 |  | RB-Appl-EffCW-med-ElecDHW-GasCDryer-Tier2-FrontSDGSFmExCZ08rWtd
RB-Appl-EffCW-med-ElecDHW-GasCDryer-Tier2-Front | DEER2016 | D16v1 | 2015-05-14 08:06 | SDG | SFm | Ex | CZ10 | rWtd | Each | 1 | 903 | None | 140 | 0.0205 | 10.4 | 17.1 | 0.00345 | 7.76 | 140 | 0.0205 | 10.4 | 17.1 | 0.00345 | 7.76 |  |  | 2 |  | RB-Appl-EffCW-med-ElecDHW-GasCDryer-Tier2-FrontSDGSFmExCZ10rWtd
RB-Appl-EffCW-med-ElecDHW-GasCDryer-Tier2-Front | DEER2016 | D16v1 | 2015-05-14 08:06 | SDG | SFm | Ex | CZ14 | rWtd | Each | 1 | 841 | None | 146 | 0.0204 | 10.1 | 19.6 | 0.00399 | 7.63 | 146 | 0.0204 | 10.1 | 19.6 | 0.00399 | 7.63 |  |  | 2 |  | RB-Appl-EffCW-med-ElecDHW-GasCDryer-Tier2-FrontSDGSFmExCZ14rWtd
RB-Appl-EffCW-med-ElecDHW-GasCDryer-Tier2-Front | DEER2016 | D16v1 | 2015-05-14 08:06 | SDG | SFm | Ex | CZ15 | rWtd | Each | 1 | 798 | None | 135 | 0.0192 | 10.6 | 23.3 | 0.00465 | 7.89 | 135 | 0.0192 | 10.6 | 23.3 | 0.00465 | 7.89 |  |  | 2 |  | RB-Appl-EffCW-med-ElecDHW-GasCDryer-Tier2-FrontSDGSFmExCZ15rWtd
RB-Appl-EffCW-med-ElecDHW-GasCDryer-Tier2-Front | DEER2016 | D16v1 | 2015-05-14 08:06 | SDG | SFm | Ex | IOU | rWtd | Each | 1 | 939 | None | 139 | 0.0163 | 10.5 | 15.3 | -0.00444 | 7.89 | 139 | 0.0163 | 10.5 | 15.3 | -0.00444 | 7.89 |  |  | 2 |  | RB-Appl-EffCW-med-ElecDHW-GasCDryer-Tier2-FrontSDGSFmExIOUrWtd
RB-Appl-EffCW-med-ElecDHW-GasCDryer-Tier2-Top | DEER2016 | D16v1 | 2015-05-16 | Any | DMo | MH00 | CZ01 | rDXGF | Each | 1 | 621 | None | 121 | 0.0161 | 6.4 | 121 | 0.0161 | 6.4 | 121 | 0.0161 | 6.4 | 121 | 0.0161 | 6.4 |  |  | 1 |  | RB-Appl-EffCW-med-ElecDHW-GasCDryer-Tier2-TopAnyDMoMH00CZ01rDXGF
RB-Appl-EffCW-med-ElecDHW-GasCDryer-Tier2-Top | DEER2016 | D16v1 | 2015-05-16 | Any | DMo | MH00 | CZ01 | rDXHP | Each | 1 | 621 | None | 108 | 0.00888 | 7.59 | 108 | 0.00888 | 7.59 | 108 | 0.00888 | 7.59 | 108 | 0.00888 | 7.59 |  |  | 1 |  | RB-Appl-EffCW-med-ElecDHW-GasCDryer-Tier2-TopAnyDMoMH00CZ01rDXHP
RB-Appl-EffCW-med-ElecDHW-GasCDryer-Tier2-Top | DEER2016 | D16v1 | 2015-05-16 | Any | DMo | MH00 | CZ01 | rNCEH | Each | 1 | 621 | None | 109 | 0.0163 | 7.59 | 109 | 0.0163 | 7.59 | 109 | 0.0163 | 7.59 | 109 | 0.0163 | 7.59 |  |  | 1 |  | RB-Appl-EffCW-med-ElecDHW-GasCDryer-Tier2-TopAnyDMoMH00CZ01rNCEH
RB-Appl-EffCW-med-ElecDHW-GasCDryer-Tier2-Top | DEER2016 | D16v1 | 2015-05-16 | Any | DMo | MH00 | CZ01 | rNCGF | Each | 1 | 621 | None | 120 | 0.0162 | 6.35 | 120 | 0.0162 | 6.35 | 120 | 0.0162 | 6.35 | 120 | 0.0162 | 6.35 |  |  | 1 |  | RB-Appl-EffCW-med-ElecDHW-GasCDryer-Tier2-TopAnyDMoMH00CZ01rNCGF
RB-Appl-EffCW-med-ElecDHW-GasCDryer-Tier2-Top | DEER2016 | D16v1 | 2015-05-16 | Any | DMo | MH00 | CZ02 | rDXGF | Each | 1 | 621 | None | 115 | 0.0208 | 6.29 | 115 | 0.0208 | 6.29 | 115 | 0.0208 | 6.29 | 115 | 0.0208 | 6.29 |  |  | 1 |  | RB-Appl-EffCW-med-ElecDHW-GasCDryer-Tier2-TopAnyDMoMH00CZ02rDXGF
RB-Appl-EffCW-med-ElecDHW-GasCDryer-Tier2-Top | DEER2016 | D16v1 | 2015-05-16 | Any | DMo | MH00 | CZ02 | rDXHP | Each | 1 | 621 | None | 106 | 0.0206 | 7.59 | 106 | 0.0206 | 7.59 | 106 | 0.0206 | 7.59 | 106 | 0.0206 | 7.59 |  |  | 1 |  | RB-Appl-EffCW-med-ElecDHW-GasCDryer-Tier2-TopAnyDMoMH00CZ02rDXHP
RB-Appl-EffCW-med-ElecDHW-GasCDryer-Tier2-Top | DEER2016 | D16v1 | 2015-05-16 | Any | DMo | MH00 | CZ02 | rNCEH | Each | 1 | 621 | None | 102 | 0.0153 | 7.59 | 102 | 0.0153 | 7.59 | 102 | 0.0153 | 7.59 | 102 | 0.0153 | 7.59 |  |  | 1 |  | RB-Appl-EffCW-med-ElecDHW-GasCDryer-Tier2-TopAnyDMoMH00CZ02rNCEH
RB-Appl-EffCW-med-ElecDHW-GasCDryer-Tier2-Top | DEER2016 | D16v1 | 2015-05-16 | Any | DMo | MH00 | CZ02 | rNCGF | Each | 1 | 621 | None | 114 | 0.0153 | 6.24 | 114 | 0.0153 | 6.24 | 114 | 0.0153 | 6.24 | 114 | 0.0153 | 6.24 |  |  | 1 |  | RB-Appl-EffCW-med-ElecDHW-GasCDryer-Tier2-TopAnyDMoMH00CZ02rNCGF
RB-Appl-EffCW-med-ElecDHW-GasCDryer-Tier2-Top | DEER2016 | D16v1 | 2015-05-16 | Any | DMo | MH00 | CZ03 | rDXGF | Each | 1 | 621 | None | 117 | 0.0185 | 6.31 | 117 | 0.0185 | 6.31 | 117 | 0.0185 | 6.31 | 117 | 0.0185 | 6.31 |  |  | 1 |  | RB-Appl-EffCW-med-ElecDHW-GasCDryer-Tier2-TopAnyDMoMH00CZ03rDXGF
RB-Appl-EffCW-med-ElecDHW-GasCDryer-Tier2-Top | DEER2016 | D16v1 | 2015-05-16 | Any | DMo | MH00 | CZ03 | rDXHP | Each | 1 | 621 | None | 107 | 0.0193 | 7.59 | 107 | 0.0193 | 7.59 | 107 | 0.0193 | 7.59 | 107 | 0.0193 | 7.59 |  |  | 1 |  | RB-Appl-EffCW-med-ElecDHW-GasCDryer-Tier2-TopAnyDMoMH00CZ03rDXHP
RB-Appl-EffCW-med-ElecDHW-GasCDryer-Tier2-Top | DEER2016 | D16v1 | 2015-05-16 | Any | DMo | MH00 | CZ03 | rNCEH | Each | 1 | 621 | None | 103 | 0.0155 | 7.59 | 103 | 0.0155 | 7.59 | 103 | 0.0155 | 7.59 | 103 | 0.0155 | 7.59 |  |  | 1 |  | RB-Appl-EffCW-med-ElecDHW-GasCDryer-Tier2-TopAnyDMoMH00CZ03rNCEH
RB-Appl-EffCW-med-ElecDHW-GasCDryer-Tier2-Top | DEER2016 | D16v1 | 2015-05-16 | Any | DMo | MH00 | CZ03 | rNCGF | Each | 1 | 621 | None | 114 | 0.0152 | 6.28 | 114 | 0.0152 | 6.28 | 114 | 0.0152 | 6.28 | 114 | 0.0152 | 6.28 |  |  | 1 |  | RB-Appl-EffCW-med-ElecDHW-GasCDryer-Tier2-TopAnyDMoMH00CZ03rNCGF
RB-Appl-EffCW-med-ElecDHW-GasCDryer-Tier2-Top | DEER2016 | D16v1 | 2015-05-16 | Any | DMo | MH00 | CZ04 | rDXGF | Each | 1 | 621 | None | 119 | 0.0188 | 6.62 | 119 | 0.0188 | 6.62 | 119 | 0.0188 | 6.62 | 119 | 0.0188 | 6.62 |  |  | 1 |  | RB-Appl-EffCW-med-ElecDHW-GasCDryer-Tier2-TopAnyDMoMH00CZ04rDXGF
RB-Appl-EffCW-med-ElecDHW-GasCDryer-Tier2-Top | DEER2016 | D16v1 | 2015-05-16 | Any | DMo | MH00 | CZ04 | rDXHP | Each | 1 | 621 | None | 111 | 0.0187 | 7.59 | 111 | 0.0187 | 7.59 | 111 | 0.0187 | 7.59 | 111 | 0.0187 | 7.59 |  |  | 1 |  | RB-Appl-EffCW-med-ElecDHW-GasCDryer-Tier2-TopAnyDMoMH00CZ04rDXHP
RB-Appl-EffCW-med-ElecDHW-GasCDryer-Tier2-Top | DEER2016 | D16v1 | 2015-05-16 | Any | DMo | MH00 | CZ04 | rNCEH | Each | 1 | 621 | None | 103 | 0.0147 | 7.59 | 103 | 0.0147 | 7.59 | 103 | 0.0147 | 7.59 | 103 | 0.0147 | 7.59 |  |  | 1 |  | RB-Appl-EffCW-med-ElecDHW-GasCDryer-Tier2-TopAnyDMoMH00CZ04rNCEH
RB-Appl-EffCW-med-ElecDHW-GasCDryer-Tier2-Top | DEER2016 | D16v1 | 2015-05-16 | Any | DMo | MH00 | CZ04 | rNCGF | Each | 1 | 621 | None | 111 | 0.0148 | 6.55 | 111 | 0.0148 | 6.55 | 111 | 0.0148 | 6.55 | 111 | 0.0148 | 6.55 |  |  | 1 |  | RB-Appl-EffCW-med-ElecDHW-GasCDryer-Tier2-TopAnyDMoMH00CZ04rNCGF
RB-Appl-EffCW-med-ElecDHW-GasCDryer-Tier2-Top | DEER2016 | D16v1 | 2015-05-16 | Any | DMo | MH00 | CZ05 | rDXGF | Each | 1 | 621 | None | 114 | 0.0176 | 6.36 | 114 | 0.0176 | 6.36 | 114 | 0.0176 | 6.36 | 114 | 0.0176 | 6.36 |  |  | 1 |  | RB-Appl-EffCW-med-ElecDHW-GasCDryer-Tier2-TopAnyDMoMH00CZ05rDXGF
RB-Appl-EffCW-med-ElecDHW-GasCDryer-Tier2-Top | DEER2016 | D16v1 | 2015-05-16 | Any | DMo | MH00 | CZ05 | rDXHP | Each | 1 | 621 | None | 106 | 0.0177 | 7.59 | 106 | 0.0177 | 7.59 | 106 | 0.0177 | 7.59 | 106 | 0.0177 | 7.59 |  |  | 1 |  | RB-Appl-EffCW-med-ElecDHW-GasCDryer-Tier2-TopAnyDMoMH00CZ05rDXHP
RB-Appl-EffCW-med-ElecDHW-GasCDryer-Tier2-Top | DEER2016 | D16v1 | 2015-05-16 | Any | DMo | MH00 | CZ05 | rNCEH | Each | 1 | 621 | None | 102 | 0.0156 | 7.59 | 102 | 0.0156 | 7.59 | 102 | 0.0156 | 7.59 | 102 | 0.0156 | 7.59 |  |  | 1 |  | RB-Appl-EffCW-med-ElecDHW-GasCDryer-Tier2-TopAnyDMoMH00CZ05rNCEH
RB-Appl-EffCW-med-ElecDHW-GasCDryer-Tier2-Top | DEER2016 | D16v1 | 2015-05-16 | Any | DMo | MH00 | CZ05 | rNCGF | Each | 1 | 621 | None | 115 | 0.0165 | 6.14 | 115 | 0.0165 | 6.14 | 115 | 0.0165 | 6.14 | 115 | 0.0165 | 6.14 |  |  | 1 |  | RB-Appl-EffCW-med-ElecDHW-GasCDryer-Tier2-TopAnyDMoMH00CZ05rNCGF
RB-Appl-EffCW-med-ElecDHW-GasCDryer-Tier2-Top | DEER2016 | D16v1 | 2015-05-16 | Any | DMo | MH00 | CZ06 | rDXGF | Each | 1 | 621 | None | 120 | 0.0183 | 6.93 | 120 | 0.0183 | 6.93 | 120 | 0.0183 | 6.93 | 120 | 0.0183 | 6.93 |  |  | 1 |  | RB-Appl-EffCW-med-ElecDHW-GasCDryer-Tier2-TopAnyDMoMH00CZ06rDXGF
RB-Appl-EffCW-med-ElecDHW-GasCDryer-Tier2-Top | DEER2016 | D16v1 | 2015-05-16 | Any | DMo | MH00 | CZ06 | rDXHP | Each | 1 | 621 | None | 113 | 0.0178 | 7.59 | 113 | 0.0178 | 7.59 | 113 | 0.0178 | 7.59 | 113 | 0.0178 | 7.59 |  |  | 1 |  | RB-Appl-EffCW-med-ElecDHW-GasCDryer-Tier2-TopAnyDMoMH00CZ06rDXHP
RB-Appl-EffCW-med-ElecDHW-GasCDryer-Tier2-Top | DEER2016 | D16v1 | 2015-05-16 | Any | DMo | MH00 | CZ06 | rNCEH | Each | 1 | 621 | None | 102 | 0.0146 | 7.59 | 102 | 0.0146 | 7.59 | 102 | 0.0146 | 7.59 | 102 | 0.0146 | 7.59 |  |  | 1 |  | RB-Appl-EffCW-med-ElecDHW-GasCDryer-Tier2-TopAnyDMoMH00CZ06rNCEH
RB-Appl-EffCW-med-ElecDHW-GasCDryer-Tier2-Top | DEER2016 | D16v1 | 2015-05-16 | Any | DMo | MH00 | CZ06 | rNCGF | Each | 1 | 621 | None | 109 | 0.0143 | 6.81 | 109 | 0.0143 | 6.81 | 109 | 0.0143 | 6.81 | 109 | 0.0143 | 6.81 |  |  | 1 |  | RB-Appl-EffCW-med-ElecDHW-GasCDryer-Tier2-TopAnyDMoMH00CZ06rNCGF
RB-Appl-EffCW-med-ElecDHW-GasCDryer-Tier2-Top | DEER2016 | D16v1 | 2015-05-16 | Any | DMo | MH00 | CZ07 | rDXGF | Each | 1 | 621 | None | 119 | 0.0315 | 6.87 | 119 | 0.0315 | 6.87 | 119 | 0.0315 | 6.87 | 119 | 0.0315 | 6.87 |  |  | 1 |  | RB-Appl-EffCW-med-ElecDHW-GasCDryer-Tier2-TopAnyDMoMH00CZ07rDXGF
RB-Appl-EffCW-med-ElecDHW-GasCDryer-Tier2-Top | DEER2016 | D16v1 | 2015-05-16 | Any | DMo | MH00 | CZ07 | rDXHP | Each | 1 | 621 | None | 114 | 0.0182 | 7.59 | 114 | 0.0182 | 7.59 | 114 | 0.0182 | 7.59 | 114 | 0.0182 | 7.59 |  |  | 1 |  | RB-Appl-EffCW-med-ElecDHW-GasCDryer-Tier2-TopAnyDMoMH00CZ07rDXHP
RB-Appl-EffCW-med-ElecDHW-GasCDryer-Tier2-Top | DEER2016 | D16v1 | 2015-05-16 | Any | DMo | MH00 | CZ07 | rNCEH | Each | 1 | 621 | None | 102 | 0.0146 | 7.59 | 102 | 0.0146 | 7.59 | 102 | 0.0146 | 7.59 | 102 | 0.0146 | 7.59 |  |  | 1 |  | RB-Appl-EffCW-med-ElecDHW-GasCDryer-Tier2-TopAnyDMoMH00CZ07rNCEH
RB-Appl-EffCW-med-ElecDHW-GasCDryer-Tier2-Top | DEER2016 | D16v1 | 2015-05-16 | Any | DMo | MH00 | CZ07 | rNCGF | Each | 1 | 621 | None | 108 | 0.0147 | 6.81 | 108 | 0.0147 | 6.81 | 108 | 0.0147 | 6.81 | 108 | 0.0147 | 6.81 |  |  | 1 |  | RB-Appl-EffCW-med-ElecDHW-GasCDryer-Tier2-TopAnyDMoMH00CZ07rNCGF
RB-Appl-EffCW-med-ElecDHW-GasCDryer-Tier2-Top | DEER2016 | D16v1 | 2015-05-16 | Any | DMo | MH00 | CZ08 | rDXGF | Each | 1 | 621 | None | 119 | 0.0175 | 6.88 | 119 | 0.0175 | 6.88 | 119 | 0.0175 | 6.88 | 119 | 0.0175 | 6.88 |  |  | 1 |  | RB-Appl-EffCW-med-ElecDHW-GasCDryer-Tier2-TopAnyDMoMH00CZ08rDXGF
RB-Appl-EffCW-med-ElecDHW-GasCDryer-Tier2-Top | DEER2016 | D16v1 | 2015-05-16 | Any | DMo | MH00 | CZ08 | rDXHP | Each | 1 | 621 | None | 105 | 0.0184 | 7.59 | 105 | 0.0184 | 7.59 | 105 | 0.0184 | 7.59 | 105 | 0.0184 | 7.59 |  |  | 1 |  | RB-Appl-EffCW-med-ElecDHW-GasCDryer-Tier2-TopAnyDMoMH00CZ08rDXHP
RB-Appl-EffCW-med-ElecDHW-GasCDryer-Tier2-Top | DEER2016 | D16v1 | 2015-05-16 | Any | DMo | MH00 | CZ08 | rNCEH | Each | 1 | 621 | None | 101 | 0.0143 | 7.59 | 101 | 0.0143 | 7.59 | 101 | 0.0143 | 7.59 | 101 | 0.0143 | 7.59 |  |  | 1 |  | RB-Appl-EffCW-med-ElecDHW-GasCDryer-Tier2-TopAnyDMoMH00CZ08rNCEH
RB-Appl-EffCW-med-ElecDHW-GasCDryer-Tier2-Top | DEER2016 | D16v1 | 2015-05-16 | Any | DMo | MH00 | CZ08 | rNCGF | Each | 1 | 621 | None | 107 | 0.0143 | 6.79 | 107 | 0.0143 | 6.79 | 107 | 0.0143 | 6.79 | 107 | 0.0143 | 6.79 |  |  | 1 |  | RB-Appl-EffCW-med-ElecDHW-GasCDryer-Tier2-TopAnyDMoMH00CZ08rNCGF
RB-Appl-EffCW-med-ElecDHW-GasCDryer-Tier2-Top | DEER2016 | D16v1 | 2015-05-16 | Any | DMo | MH00 | CZ09 | rDXGF | Each | 1 | 621 | None | 117 | 0.0178 | 6.83 | 117 | 0.0178 | 6.83 | 117 | 0.0178 | 6.83 | 117 | 0.0178 | 6.83 |  |  | 1 |  | RB-Appl-EffCW-med-ElecDHW-GasCDryer-Tier2-TopAnyDMoMH00CZ09rDXGF
RB-Appl-EffCW-med-ElecDHW-GasCDryer-Tier2-Top | DEER2016 | D16v1 | 2015-05-16 | Any | DMo | MH00 | CZ09 | rDXHP | Each | 1 | 621 | None | 113 | 0.0175 | 7.59 | 113 | 0.0175 | 7.59 | 113 | 0.0175 | 7.59 | 113 | 0.0175 | 7.59 |  |  | 1 |  | RB-Appl-EffCW-med-ElecDHW-GasCDryer-Tier2-TopAnyDMoMH00CZ09rDXHP
RB-Appl-EffCW-med-ElecDHW-GasCDryer-Tier2-Top | DEER2016 | D16v1 | 2015-05-16 | Any | DMo | MH00 | CZ09 | rNCEH | Each | 1 | 621 | None | 99.8 | 0.0142 | 7.59 | 99.8 | 0.0142 | 7.59 | 99.8 | 0.0142 | 7.59 | 99.8 | 0.0142 | 7.59 |  |  | 1 |  | RB-Appl-EffCW-med-ElecDHW-GasCDryer-Tier2-TopAnyDMoMH00CZ09rNCEH
RB-Appl-EffCW-med-ElecDHW-GasCDryer-Tier2-Top | DEER2016 | D16v1 | 2015-05-16 | Any | DMo | MH00 | CZ09 | rNCGF | Each | 1 | 621 | None | 107 | 0.0146 | 6.77 | 107 | 0.0146 | 6.77 | 107 | 0.0146 | 6.77 | 107 | 0.0146 | 6.77 |  |  | 1 |  | RB-Appl-EffCW-med-ElecDHW-GasCDryer-Tier2-TopAnyDMoMH00CZ09rNCGF
RB-Appl-EffCW-med-ElecDHW-GasCDryer-Tier2-Top | DEER2016 | D16v1 | 2015-05-16 | Any | DMo | MH00 | CZ10 | rDXGF | Each | 1 | 621 | None | 118 | 0.0181 | 6.84 | 118 | 0.0181 | 6.84 | 118 | 0.0181 | 6.84 | 118 | 0.0181 | 6.84 |  |  | 1 |  | RB-Appl-EffCW-med-ElecDHW-GasCDryer-Tier2-TopAnyDMoMH00CZ10rDXGF
RB-Appl-EffCW-med-ElecDHW-GasCDryer-Tier2-Top | DEER2016 | D16v1 | 2015-05-16 | Any | DMo | MH00 | CZ10 | rDXHP | Each | 1 | 621 | None | 113 | 0.0177 | 7.59 | 113 | 0.0177 | 7.59 | 113 | 0.0177 | 7.59 | 113 | 0.0177 | 7.59 |  |  | 1 |  | RB-Appl-EffCW-med-ElecDHW-GasCDryer-Tier2-TopAnyDMoMH00CZ10rDXHP
RB-Appl-EffCW-med-ElecDHW-GasCDryer-Tier2-Top | DEER2016 | D16v1 | 2015-05-16 | Any | DMo | MH00 | CZ10 | rNCEH | Each | 1 | 621 | None | 99.4 | 0.014 | 7.59 | 99.4 | 0.014 | 7.59 | 99.4 | 0.014 | 7.59 | 99.4 | 0.014 | 7.59 |  |  | 1 |  | RB-Appl-EffCW-med-ElecDHW-GasCDryer-Tier2-TopAnyDMoMH00CZ10rNCEH
RB-Appl-EffCW-med-ElecDHW-GasCDryer-Tier2-Top | DEER2016 | D16v1 | 2015-05-16 | Any | DMo | MH00 | CZ10 | rNCGF | Each | 1 | 621 | None | 107 | 0.0137 | 6.78 | 107 | 0.0137 | 6.78 | 107 | 0.0137 | 6.78 | 107 | 0.0137 | 6.78 |  |  | 1 |  | RB-Appl-EffCW-med-ElecDHW-GasCDryer-Tier2-TopAnyDMoMH00CZ10rNCGF
RB-Appl-EffCW-med-ElecDHW-GasCDryer-Tier2-Top | DEER2016 | D16v1 | 2015-05-16 | Any | DMo | MH00 | CZ11 | rDXGF | Each | 1 | 621 | None | 117 | 0.0177 | 6.4 | 117 | 0.0177 | 6.4 | 117 | 0.0177 | 6.4 | 117 | 0.0177 | 6.4 |  |  | 1 |  | RB-Appl-EffCW-med-ElecDHW-GasCDryer-Tier2-TopAnyDMoMH00CZ11rDXGF
RB-Appl-EffCW-med-ElecDHW-GasCDryer-Tier2-Top | DEER2016 | D16v1 | 2015-05-16 | Any | DMo | MH00 | CZ11 | rDXHP | Each | 1 | 621 | None | 106 | 0.0179 | 7.59 | 106 | 0.0179 | 7.59 | 106 | 0.0179 | 7.59 | 106 | 0.0179 | 7.59 |  |  | 1 |  | RB-Appl-EffCW-med-ElecDHW-GasCDryer-Tier2-TopAnyDMoMH00CZ11rDXHP
RB-Appl-EffCW-med-ElecDHW-GasCDryer-Tier2-Top | DEER2016 | D16v1 | 2015-05-16 | Any | DMo | MH00 | CZ11 | rNCEH | Each | 1 | 621 | None | 96.7 | 0.014 | 7.59 | 96.7 | 0.014 | 7.59 | 96.7 | 0.014 | 7.59 | 96.7 | 0.014 | 7.59 |  |  | 1 |  | RB-Appl-EffCW-med-ElecDHW-GasCDryer-Tier2-TopAnyDMoMH00CZ11rNCEH
RB-Appl-EffCW-med-ElecDHW-GasCDryer-Tier2-Top | DEER2016 | D16v1 | 2015-05-16 | Any | DMo | MH00 | CZ11 | rNCGF | Each | 1 | 621 | None | 108 | 0.014 | 6.4 | 108 | 0.014 | 6.4 | 108 | 0.014 | 6.4 | 108 | 0.014 | 6.4 |  |  | 1 |  | RB-Appl-EffCW-med-ElecDHW-GasCDryer-Tier2-TopAnyDMoMH00CZ11rNCGF
RB-Appl-EffCW-med-ElecDHW-GasCDryer-Tier2-Top | DEER2016 | D16v1 | 2015-05-16 | Any | DMo | MH00 | CZ12 | rDXGF | Each | 1 | 621 | None | 119 | 0.0182 | 6.38 | 119 | 0.0182 | 6.38 | 119 | 0.0182 | 6.38 | 119 | 0.0182 | 6.38 |  |  | 1 |  | RB-Appl-EffCW-med-ElecDHW-GasCDryer-Tier2-TopAnyDMoMH00CZ12rDXGF
RB-Appl-EffCW-med-ElecDHW-GasCDryer-Tier2-Top | DEER2016 | D16v1 | 2015-05-16 | Any | DMo | MH00 | CZ12 | rDXHP | Each | 1 | 621 | None | 108 | 0.0184 | 7.59 | 108 | 0.0184 | 7.59 | 108 | 0.0184 | 7.59 | 108 | 0.0184 | 7.59 |  |  | 1 |  | RB-Appl-EffCW-med-ElecDHW-GasCDryer-Tier2-TopAnyDMoMH00CZ12rDXHP
RB-Appl-EffCW-med-ElecDHW-GasCDryer-Tier2-Top | DEER2016 | D16v1 | 2015-05-16 | Any | DMo | MH00 | CZ12 | rNCEH | Each | 1 | 621 | None | 99 | 0.0146 | 7.59 | 99 | 0.0146 | 7.59 | 99 | 0.0146 | 7.59 | 99 | 0.0146 | 7.59 |  |  | 1 |  | RB-Appl-EffCW-med-ElecDHW-GasCDryer-Tier2-TopAnyDMoMH00CZ12rNCEH
RB-Appl-EffCW-med-ElecDHW-GasCDryer-Tier2-Top | DEER2016 | D16v1 | 2015-05-16 | Any | DMo | MH00 | CZ12 | rNCGF | Each | 1 | 621 | None | 110 | 0.0146 | 6.39 | 110 | 0.0146 | 6.39 | 110 | 0.0146 | 6.39 | 110 | 0.0146 | 6.39 |  |  | 1 |  | RB-Appl-EffCW-med-ElecDHW-GasCDryer-Tier2-TopAnyDMoMH00CZ12rNCGF
RB-Appl-EffCW-med-ElecDHW-GasCDryer-Tier2-Top | DEER2016 | D16v1 | 2015-05-16 | Any | DMo | MH00 | CZ13 | rDXGF | Each | 1 | 621 | None | 117 | 0.0178 | 6.43 | 117 | 0.0178 | 6.43 | 117 | 0.0178 | 6.43 | 117 | 0.0178 | 6.43 |  |  | 1 |  | RB-Appl-EffCW-med-ElecDHW-GasCDryer-Tier2-TopAnyDMoMH00CZ13rDXGF
RB-Appl-EffCW-med-ElecDHW-GasCDryer-Tier2-Top | DEER2016 | D16v1 | 2015-05-16 | Any | DMo | MH00 | CZ13 | rDXHP | Each | 1 | 621 | None | 107 | 0.0178 | 7.59 | 107 | 0.0178 | 7.59 | 107 | 0.0178 | 7.59 | 107 | 0.0178 | 7.59 |  |  | 1 |  | RB-Appl-EffCW-med-ElecDHW-GasCDryer-Tier2-TopAnyDMoMH00CZ13rDXHP
RB-Appl-EffCW-med-ElecDHW-GasCDryer-Tier2-Top | DEER2016 | D16v1 | 2015-05-16 | Any | DMo | MH00 | CZ13 | rNCEH | Each | 1 | 621 | None | 95.5 | 0.0139 | 7.59 | 95.5 | 0.0139 | 7.59 | 95.5 | 0.0139 | 7.59 | 95.5 | 0.0139 | 7.59 |  |  | 1 |  | RB-Appl-EffCW-med-ElecDHW-GasCDryer-Tier2-TopAnyDMoMH00CZ13rNCEH
RB-Appl-EffCW-med-ElecDHW-GasCDryer-Tier2-Top | DEER2016 | D16v1 | 2015-05-16 | Any | DMo | MH00 | CZ13 | rNCGF | Each | 1 | 621 | None | 107 | 0.0138 | 6.39 | 107 | 0.0138 | 6.39 | 107 | 0.0138 | 6.39 | 107 | 0.0138 | 6.39 |  |  | 1 |  | RB-Appl-EffCW-med-ElecDHW-GasCDryer-Tier2-TopAnyDMoMH00CZ13rNCGF
RB-Appl-EffCW-med-ElecDHW-GasCDryer-Tier2-Top | DEER2016 | D16v1 | 2015-05-16 | Any | DMo | MH00 | CZ14 | rDXGF | Each | 1 | 621 | None | 122 | 0.0181 | 6.57 | 122 | 0.0181 | 6.57 | 122 | 0.0181 | 6.57 | 122 | 0.0181 | 6.57 |  |  | 1 |  | RB-Appl-EffCW-med-ElecDHW-GasCDryer-Tier2-TopAnyDMoMH00CZ14rDXGF
RB-Appl-EffCW-med-ElecDHW-GasCDryer-Tier2-Top | DEER2016 | D16v1 | 2015-05-16 | Any | DMo | MH00 | CZ14 | rDXHP | Each | 1 | 621 | None | 111 | 0.0172 | 7.59 | 111 | 0.0172 | 7.59 | 111 | 0.0172 | 7.59 | 111 | 0.0172 | 7.59 |  |  | 1 |  | RB-Appl-EffCW-med-ElecDHW-GasCDryer-Tier2-TopAnyDMoMH00CZ14rDXHP
RB-Appl-EffCW-med-ElecDHW-GasCDryer-Tier2-Top | DEER2016 | D16v1 | 2015-05-16 | Any | DMo | MH00 | CZ14 | rNCEH | Each | 1 | 621 | None | 98.6 | 0.0136 | 7.59 | 98.6 | 0.0136 | 7.59 | 98.6 | 0.0136 | 7.59 | 98.6 | 0.0136 | 7.59 |  |  | 1 |  | RB-Appl-EffCW-med-ElecDHW-GasCDryer-Tier2-TopAnyDMoMH00CZ14rNCEH
RB-Appl-EffCW-med-ElecDHW-GasCDryer-Tier2-Top | DEER2016 | D16v1 | 2015-05-16 | Any | DMo | MH00 | CZ14 | rNCGF | Each | 1 | 621 | None | 108 | 0.0135 | 6.53 | 108 | 0.0135 | 6.53 | 108 | 0.0135 | 6.53 | 108 | 0.0135 | 6.53 |  |  | 1 |  | RB-Appl-EffCW-med-ElecDHW-GasCDryer-Tier2-TopAnyDMoMH00CZ14rNCGF
RB-Appl-EffCW-med-ElecDHW-GasCDryer-Tier2-Top | DEER2016 | D16v1 | 2015-05-16 | Any | DMo | MH00 | CZ15 | rDXGF | Each | 1 | 621 | None | 113 | 0.0147 | 7.02 | 113 | 0.0147 | 7.02 | 113 | 0.0147 | 7.02 | 113 | 0.0147 | 7.02 |  |  | 1 |  | RB-Appl-EffCW-med-ElecDHW-GasCDryer-Tier2-TopAnyDMoMH00CZ15rDXGF
RB-Appl-EffCW-med-ElecDHW-GasCDryer-Tier2-Top | DEER2016 | D16v1 | 2015-05-16 | Any | DMo | MH00 | CZ15 | rDXHP | Each | 1 | 621 | None | 108 | 0.0147 | 7.59 | 108 | 0.0147 | 7.59 | 108 | 0.0147 | 7.59 | 108 | 0.0147 | 7.59 |  |  | 1 |  | RB-Appl-EffCW-med-ElecDHW-GasCDryer-Tier2-TopAnyDMoMH00CZ15rDXHP
RB-Appl-EffCW-med-ElecDHW-GasCDryer-Tier2-Top | DEER2016 | D16v1 | 2015-05-16 | Any | DMo | MH00 | CZ15 | rNCEH | Each | 1 | 621 | None | 89.7 | 0.0119 | 7.59 | 89.7 | 0.0119 | 7.59 | 89.7 | 0.0119 | 7.59 | 89.7 | 0.0119 | 7.59 |  |  | 1 |  | RB-Appl-EffCW-med-ElecDHW-GasCDryer-Tier2-TopAnyDMoMH00CZ15rNCEH
RB-Appl-EffCW-med-ElecDHW-GasCDryer-Tier2-Top | DEER2016 | D16v1 | 2015-05-16 | Any | DMo | MH00 | CZ15 | rNCGF | Each | 1 | 621 | None | 95.4 | 0.0119 | 6.96 | 95.4 | 0.0119 | 6.96 | 95.4 | 0.0119 | 6.96 | 95.4 | 0.0119 | 6.96 |  |  | 1 |  | RB-Appl-EffCW-med-ElecDHW-GasCDryer-Tier2-TopAnyDMoMH00CZ15rNCGF
RB-Appl-EffCW-med-ElecDHW-GasCDryer-Tier2-Top | DEER2016 | D16v1 | 2015-05-16 | Any | DMo | MH00 | CZ16 | rDXGF | Each | 1 | 621 | None | 128 | 0.0192 | 6.38 | 128 | 0.0192 | 6.38 | 128 | 0.0192 | 6.38 | 128 | 0.0192 | 6.38 |  |  | 1 |  | RB-Appl-EffCW-med-ElecDHW-GasCDryer-Tier2-TopAnyDMoMH00CZ16rDXGF
RB-Appl-EffCW-med-ElecDHW-GasCDryer-Tier2-Top | DEER2016 | D16v1 | 2015-05-16 | Any | DMo | MH00 | CZ16 | rDXHP | Each | 1 | 621 | None | 112 | 0.019 | 7.59 | 112 | 0.019 | 7.59 | 112 | 0.019 | 7.59 | 112 | 0.019 | 7.59 |  |  | 1 |  | RB-Appl-EffCW-med-ElecDHW-GasCDryer-Tier2-TopAnyDMoMH00CZ16rDXHP
RB-Appl-EffCW-med-ElecDHW-GasCDryer-Tier2-Top | DEER2016 | D16v1 | 2015-05-16 | Any | DMo | MH00 | CZ16 | rNCEH | Each | 1 | 621 | None | 109 | 0.0157 | 7.59 | 109 | 0.0157 | 7.59 | 109 | 0.0157 | 7.59 | 109 | 0.0157 | 7.59 |  |  | 1 |  | RB-Appl-EffCW-med-ElecDHW-GasCDryer-Tier2-TopAnyDMoMH00CZ16rNCEH
RB-Appl-EffCW-med-ElecDHW-GasCDryer-Tier2-Top | DEER2016 | D16v1 | 2015-05-16 | Any | DMo | MH00 | CZ16 | rNCGF | Each | 1 | 621 | None | 119 | 0.0157 | 6.43 | 119 | 0.0157 | 6.43 | 119 | 0.0157 | 6.43 | 119 | 0.0157 | 6.43 |  |  | 1 |  | RB-Appl-EffCW-med-ElecDHW-GasCDryer-Tier2-TopAnyDMoMH00CZ16rNCGF
RB-Appl-EffCW-med-ElecDHW-GasCDryer-Tier2-Top | DEER2016 | D16v1 | 2015-05-16 | Any | DMo | MH06 | CZ01 | rDXGF | Each | 1 | 621 | None | 120 | 0.0168 | 6.33 | 120 | 0.0168 | 6.33 | 120 | 0.0168 | 6.33 | 120 | 0.0168 | 6.33 |  |  | 1 |  | RB-Appl-EffCW-med-ElecDHW-GasCDryer-Tier2-TopAnyDMoMH06CZ01rDXGF
RB-Appl-EffCW-med-ElecDHW-GasCDryer-Tier2-Top | DEER2016 | D16v1 | 2015-05-16 | Any | DMo | MH06 | CZ01 | rDXHP | Each | 1 | 621 | None | 110 | 0.0137 | 7.59 | 110 | 0.0137 | 7.59 | 110 | 0.0137 | 7.59 | 110 | 0.0137 | 7.59 |  |  | 1 |  | RB-Appl-EffCW-med-ElecDHW-GasCDryer-Tier2-TopAnyDMoMH06CZ01rDXHP
RB-Appl-EffCW-med-ElecDHW-GasCDryer-Tier2-Top | DEER2016 | D16v1 | 2015-05-16 | Any | DMo | MH06 | CZ01 | rNCEH | Each | 1 | 621 | None | 108 | 0.0163 | 7.59 | 108 | 0.0163 | 7.59 | 108 | 0.0163 | 7.59 | 108 | 0.0163 | 7.59 |  |  | 1 |  | RB-Appl-EffCW-med-ElecDHW-GasCDryer-Tier2-TopAnyDMoMH06CZ01rNCEH
RB-Appl-EffCW-med-ElecDHW-GasCDryer-Tier2-Top | DEER2016 | D16v1 | 2015-05-16 | Any | DMo | MH06 | CZ01 | rNCGF | Each | 1 | 621 | None | 120 | 0.0162 | 6.3 | 120 | 0.0162 | 6.3 | 120 | 0.0162 | 6.3 | 120 | 0.0162 | 6.3 |  |  | 1 |  | RB-Appl-EffCW-med-ElecDHW-GasCDryer-Tier2-TopAnyDMoMH06CZ01rNCGF
RB-Appl-EffCW-med-ElecDHW-GasCDryer-Tier2-Top | DEER2016 | D16v1 | 2015-05-16 | Any | DMo | MH06 | CZ02 | rDXGF | Each | 1 | 621 | None | 119 | 0.0187 | 6.19 | 119 | 0.0187 | 6.19 | 119 | 0.0187 | 6.19 | 119 | 0.0187 | 6.19 |  |  | 1 |  | RB-Appl-EffCW-med-ElecDHW-GasCDryer-Tier2-TopAnyDMoMH06CZ02rDXGF
RB-Appl-EffCW-med-ElecDHW-GasCDryer-Tier2-Top | DEER2016 | D16v1 | 2015-05-16 | Any | DMo | MH06 | CZ02 | rDXHP | Each | 1 | 621 | None | 105 | 0.0186 | 7.59 | 105 | 0.0186 | 7.59 | 105 | 0.0186 | 7.59 | 105 | 0.0186 | 7.59 |  |  | 1 |  | RB-Appl-EffCW-med-ElecDHW-GasCDryer-Tier2-TopAnyDMoMH06CZ02rDXHP
RB-Appl-EffCW-med-ElecDHW-GasCDryer-Tier2-Top | DEER2016 | D16v1 | 2015-05-16 | Any | DMo | MH06 | CZ02 | rNCEH | Each | 1 | 621 | None | 101 | 0.0153 | 7.59 | 101 | 0.0153 | 7.59 | 101 | 0.0153 | 7.59 | 101 | 0.0153 | 7.59 |  |  | 1 |  | RB-Appl-EffCW-med-ElecDHW-GasCDryer-Tier2-TopAnyDMoMH06CZ02rNCEH
RB-Appl-EffCW-med-ElecDHW-GasCDryer-Tier2-Top | DEER2016 | D16v1 | 2015-05-16 | Any | DMo | MH06 | CZ02 | rNCGF | Each | 1 | 621 | None | 113 | 0.0154 | 6.13 | 113 | 0.0154 | 6.13 | 113 | 0.0154 | 6.13 | 113 | 0.0154 | 6.13 |  |  | 1 |  | RB-Appl-EffCW-med-ElecDHW-GasCDryer-Tier2-TopAnyDMoMH06CZ02rNCGF
RB-Appl-EffCW-med-ElecDHW-GasCDryer-Tier2-Top | DEER2016 | D16v1 | 2015-05-16 | Any | DMo | MH06 | CZ03 | rDXGF | Each | 1 | 621 | None | 112 | 0.0215 | 6.02 | 112 | 0.0215 | 6.02 | 112 | 0.0215 | 6.02 | 112 | 0.0215 | 6.02 |  |  | 1 |  | RB-Appl-EffCW-med-ElecDHW-GasCDryer-Tier2-TopAnyDMoMH06CZ03rDXGF
RB-Appl-EffCW-med-ElecDHW-GasCDryer-Tier2-Top | DEER2016 | D16v1 | 2015-05-16 | Any | DMo | MH06 | CZ03 | rDXHP | Each | 1 | 621 | None | 102 | 0.0186 | 7.59 | 102 | 0.0186 | 7.59 | 102 | 0.0186 | 7.59 | 102 | 0.0186 | 7.59 |  |  | 1 |  | RB-Appl-EffCW-med-ElecDHW-GasCDryer-Tier2-TopAnyDMoMH06CZ03rDXHP
RB-Appl-EffCW-med-ElecDHW-GasCDryer-Tier2-Top | DEER2016 | D16v1 | 2015-05-16 | Any | DMo | MH06 | CZ03 | rNCEH | Each | 1 | 621 | None | 101 | 0.0155 | 7.59 | 101 | 0.0155 | 7.59 | 101 | 0.0155 | 7.59 | 101 | 0.0155 | 7.59 |  |  | 1 |  | RB-Appl-EffCW-med-ElecDHW-GasCDryer-Tier2-TopAnyDMoMH06CZ03rNCEH
RB-Appl-EffCW-med-ElecDHW-GasCDryer-Tier2-Top | DEER2016 | D16v1 | 2015-05-16 | Any | DMo | MH06 | CZ03 | rNCGF | Each | 1 | 621 | None | 114 | 0.0153 | 5.99 | 114 | 0.0153 | 5.99 | 114 | 0.0153 | 5.99 | 114 | 0.0153 | 5.99 |  |  | 1 |  | RB-Appl-EffCW-med-ElecDHW-GasCDryer-Tier2-TopAnyDMoMH06CZ03rNCGF
RB-Appl-EffCW-med-ElecDHW-GasCDryer-Tier2-Top | DEER2016 | D16v1 | 2015-05-16 | Any | DMo | MH06 | CZ04 | rDXGF | Each | 1 | 621 | None | 119 | 0.0178 | 6.53 | 119 | 0.0178 | 6.53 | 119 | 0.0178 | 6.53 | 119 | 0.0178 | 6.53 |  |  | 1 |  | RB-Appl-EffCW-med-ElecDHW-GasCDryer-Tier2-TopAnyDMoMH06CZ04rDXGF
RB-Appl-EffCW-med-ElecDHW-GasCDryer-Tier2-Top | DEER2016 | D16v1 | 2015-05-16 | Any | DMo | MH06 | CZ04 | rDXHP | Each | 1 | 621 | None | 116 | 0.0192 | 7.59 | 116 | 0.0192 | 7.59 | 116 | 0.0192 | 7.59 | 116 | 0.0192 | 7.59 |  |  | 1 |  | RB-Appl-EffCW-med-ElecDHW-GasCDryer-Tier2-TopAnyDMoMH06CZ04rDXHP
RB-Appl-EffCW-med-ElecDHW-GasCDryer-Tier2-Top | DEER2016 | D16v1 | 2015-05-16 | Any | DMo | MH06 | CZ04 | rNCEH | Each | 1 | 621 | None | 103 | 0.0147 | 7.59 | 103 | 0.0147 | 7.59 | 103 | 0.0147 | 7.59 | 103 | 0.0147 | 7.59 |  |  | 1 |  | RB-Appl-EffCW-med-ElecDHW-GasCDryer-Tier2-TopAnyDMoMH06CZ04rNCEH
RB-Appl-EffCW-med-ElecDHW-GasCDryer-Tier2-Top | DEER2016 | D16v1 | 2015-05-16 | Any | DMo | MH06 | CZ04 | rNCGF | Each | 1 | 621 | None | 111 | 0.015 | 6.53 | 111 | 0.015 | 6.53 | 111 | 0.015 | 6.53 | 111 | 0.015 | 6.53 |  |  | 1 |  | RB-Appl-EffCW-med-ElecDHW-GasCDryer-Tier2-TopAnyDMoMH06CZ04rNCGF
RB-Appl-EffCW-med-ElecDHW-GasCDryer-Tier2-Top | DEER2016 | D16v1 | 2015-05-16 | Any | DMo | MH06 | CZ05 | rDXGF | Each | 1 | 621 | None | 118 | 0.0171 | 6.3 | 118 | 0.0171 | 6.3 | 118 | 0.0171 | 6.3 | 118 | 0.0171 | 6.3 |  |  | 1 |  | RB-Appl-EffCW-med-ElecDHW-GasCDryer-Tier2-TopAnyDMoMH06CZ05rDXGF
RB-Appl-EffCW-med-ElecDHW-GasCDryer-Tier2-Top | DEER2016 | D16v1 | 2015-05-16 | Any | DMo | MH06 | CZ05 | rDXHP | Each | 1 | 621 | None | 108 | 0.0172 | 7.59 | 108 | 0.0172 | 7.59 | 108 | 0.0172 | 7.59 | 108 | 0.0172 | 7.59 |  |  | 1 |  | RB-Appl-EffCW-med-ElecDHW-GasCDryer-Tier2-TopAnyDMoMH06CZ05rDXHP
RB-Appl-EffCW-med-ElecDHW-GasCDryer-Tier2-Top | DEER2016 | D16v1 | 2015-05-16 | Any | DMo | MH06 | CZ05 | rNCEH | Each | 1 | 621 | None | 103 | 0.0156 | 7.59 | 103 | 0.0156 | 7.59 | 103 | 0.0156 | 7.59 | 103 | 0.0156 | 7.59 |  |  | 1 |  | RB-Appl-EffCW-med-ElecDHW-GasCDryer-Tier2-TopAnyDMoMH06CZ05rNCEH
RB-Appl-EffCW-med-ElecDHW-GasCDryer-Tier2-Top | DEER2016 | D16v1 | 2015-05-16 | Any | DMo | MH06 | CZ05 | rNCGF | Each | 1 | 621 | None | 115 | 0.0158 | 6.17 | 115 | 0.0158 | 6.17 | 115 | 0.0158 | 6.17 | 115 | 0.0158 | 6.17 |  |  | 1 |  | RB-Appl-EffCW-med-ElecDHW-GasCDryer-Tier2-TopAnyDMoMH06CZ05rNCGF
RB-Appl-EffCW-med-ElecDHW-GasCDryer-Tier2-Top | DEER2016 | D16v1 | 2015-05-16 | Any | DMo | MH06 | CZ06 | rDXGF | Each | 1 | 621 | None | 118 | 0.0176 | 7 | 118 | 0.0176 | 7 | 118 | 0.0176 | 7 | 118 | 0.0176 | 7 |  |  | 1 |  | RB-Appl-EffCW-med-ElecDHW-GasCDryer-Tier2-TopAnyDMoMH06CZ06rDXGF
RB-Appl-EffCW-med-ElecDHW-GasCDryer-Tier2-Top | DEER2016 | D16v1 | 2015-05-16 | Any | DMo | MH06 | CZ06 | rDXHP | Each | 1 | 621 | None | 117 | 0.0165 | 7.59 | 117 | 0.0165 | 7.59 | 117 | 0.0165 | 7.59 | 117 | 0.0165 | 7.59 |  |  | 1 |  | RB-Appl-EffCW-med-ElecDHW-GasCDryer-Tier2-TopAnyDMoMH06CZ06rDXHP
RB-Appl-EffCW-med-ElecDHW-GasCDryer-Tier2-Top | DEER2016 | D16v1 | 2015-05-16 | Any | DMo | MH06 | CZ06 | rNCEH | Each | 1 | 621 | None | 103 | 0.0146 | 7.59 | 103 | 0.0146 | 7.59 | 103 | 0.0146 | 7.59 | 103 | 0.0146 | 7.59 |  |  | 1 |  | RB-Appl-EffCW-med-ElecDHW-GasCDryer-Tier2-TopAnyDMoMH06CZ06rNCEH
RB-Appl-EffCW-med-ElecDHW-GasCDryer-Tier2-Top | DEER2016 | D16v1 | 2015-05-16 | Any | DMo | MH06 | CZ06 | rNCGF | Each | 1 | 621 | None | 109 | 0.0134 | 6.89 | 109 | 0.0134 | 6.89 | 109 | 0.0134 | 6.89 | 109 | 0.0134 | 6.89 |  |  | 1 |  | RB-Appl-EffCW-med-ElecDHW-GasCDryer-Tier2-TopAnyDMoMH06CZ06rNCGF
RB-Appl-EffCW-med-ElecDHW-GasCDryer-Tier2-Top | DEER2016 | D16v1 | 2015-05-16 | Any | DMo | MH06 | CZ07 | rDXGF | Each | 1 | 621 | None | 120 | 0.0207 | 7.05 | 120 | 0.0207 | 7.05 | 120 | 0.0207 | 7.05 | 120 | 0.0207 | 7.05 |  |  | 1 |  | RB-Appl-EffCW-med-ElecDHW-GasCDryer-Tier2-TopAnyDMoMH06CZ07rDXGF
RB-Appl-EffCW-med-ElecDHW-GasCDryer-Tier2-Top | DEER2016 | D16v1 | 2015-05-16 | Any | DMo | MH06 | CZ07 | rDXHP | Each | 1 | 621 | None | 122 | 0.0179 | 7.59 | 122 | 0.0179 | 7.59 | 122 | 0.0179 | 7.59 | 122 | 0.0179 | 7.59 |  |  | 1 |  | RB-Appl-EffCW-med-ElecDHW-GasCDryer-Tier2-TopAnyDMoMH06CZ07rDXHP
RB-Appl-EffCW-med-ElecDHW-GasCDryer-Tier2-Top | DEER2016 | D16v1 | 2015-05-16 | Any | DMo | MH06 | CZ07 | rNCEH | Each | 1 | 621 | None | 103 | 0.0146 | 7.59 | 103 | 0.0146 | 7.59 | 103 | 0.0146 | 7.59 | 103 | 0.0146 | 7.59 |  |  | 1 |  | RB-Appl-EffCW-med-ElecDHW-GasCDryer-Tier2-TopAnyDMoMH06CZ07rNCEH
RB-Appl-EffCW-med-ElecDHW-GasCDryer-Tier2-Top | DEER2016 | D16v1 | 2015-05-16 | Any | DMo | MH06 | CZ07 | rNCGF | Each | 1 | 621 | None | 109 | 0.0148 | 6.93 | 109 | 0.0148 | 6.93 | 109 | 0.0148 | 6.93 | 109 | 0.0148 | 6.93 |  |  | 1 |  | RB-Appl-EffCW-med-ElecDHW-GasCDryer-Tier2-TopAnyDMoMH06CZ07rNCGF
RB-Appl-EffCW-med-ElecDHW-GasCDryer-Tier2-Top | DEER2016 | D16v1 | 2015-05-16 | Any | DMo | MH06 | CZ08 | rDXGF | Each | 1 | 621 | None | 118 | 0.0164 | 6.96 | 118 | 0.0164 | 6.96 | 118 | 0.0164 | 6.96 | 118 | 0.0164 | 6.96 |  |  | 1 |  | RB-Appl-EffCW-med-ElecDHW-GasCDryer-Tier2-TopAnyDMoMH06CZ08rDXGF
RB-Appl-EffCW-med-ElecDHW-GasCDryer-Tier2-Top | DEER2016 | D16v1 | 2015-05-16 | Any | DMo | MH06 | CZ08 | rDXHP | Each | 1 | 621 | None | 115 | 0.0167 | 7.59 | 115 | 0.0167 | 7.59 | 115 | 0.0167 | 7.59 | 115 | 0.0167 | 7.59 |  |  | 1 |  | RB-Appl-EffCW-med-ElecDHW-GasCDryer-Tier2-TopAnyDMoMH06CZ08rDXHP
RB-Appl-EffCW-med-ElecDHW-GasCDryer-Tier2-Top | DEER2016 | D16v1 | 2015-05-16 | Any | DMo | MH06 | CZ08 | rNCEH | Each | 1 | 621 | None | 101 | 0.0143 | 7.59 | 101 | 0.0143 | 7.59 | 101 | 0.0143 | 7.59 | 101 | 0.0143 | 7.59 |  |  | 1 |  | RB-Appl-EffCW-med-ElecDHW-GasCDryer-Tier2-TopAnyDMoMH06CZ08rNCEH
RB-Appl-EffCW-med-ElecDHW-GasCDryer-Tier2-Top | DEER2016 | D16v1 | 2015-05-16 | Any | DMo | MH06 | CZ08 | rNCGF | Each | 1 | 621 | None | 107 | 0.0144 | 6.89 | 107 | 0.0144 | 6.89 | 107 | 0.0144 | 6.89 | 107 | 0.0144 | 6.89 |  |  | 1 |  | RB-Appl-EffCW-med-ElecDHW-GasCDryer-Tier2-TopAnyDMoMH06CZ08rNCGF
RB-Appl-EffCW-med-ElecDHW-GasCDryer-Tier2-Top | DEER2016 | D16v1 | 2015-05-16 | Any | DMo | MH06 | CZ09 | rDXGF | Each | 1 | 621 | None | 117 | 0.0166 | 6.86 | 117 | 0.0166 | 6.86 | 117 | 0.0166 | 6.86 | 117 | 0.0166 | 6.86 |  |  | 1 |  | RB-Appl-EffCW-med-ElecDHW-GasCDryer-Tier2-TopAnyDMoMH06CZ09rDXGF
RB-Appl-EffCW-med-ElecDHW-GasCDryer-Tier2-Top | DEER2016 | D16v1 | 2015-05-16 | Any | DMo | MH06 | CZ09 | rDXHP | Each | 1 | 621 | None | 113 | 0.0163 | 7.59 | 113 | 0.0163 | 7.59 | 113 | 0.0163 | 7.59 | 113 | 0.0163 | 7.59 |  |  | 1 |  | RB-Appl-EffCW-med-ElecDHW-GasCDryer-Tier2-TopAnyDMoMH06CZ09rDXHP
RB-Appl-EffCW-med-ElecDHW-GasCDryer-Tier2-Top | DEER2016 | D16v1 | 2015-05-16 | Any | DMo | MH06 | CZ09 | rNCEH | Each | 1 | 621 | None | 100 | 0.0142 | 7.59 | 100 | 0.0142 | 7.59 | 100 | 0.0142 | 7.59 | 100 | 0.0142 | 7.59 |  |  | 1 |  | RB-Appl-EffCW-med-ElecDHW-GasCDryer-Tier2-TopAnyDMoMH06CZ09rNCEH
RB-Appl-EffCW-med-ElecDHW-GasCDryer-Tier2-Top | DEER2016 | D16v1 | 2015-05-16 | Any | DMo | MH06 | CZ09 | rNCGF | Each | 1 | 621 | None | 107 | 0.0145 | 6.8 | 107 | 0.0145 | 6.8 | 107 | 0.0145 | 6.8 | 107 | 0.0145 | 6.8 |  |  | 1 |  | RB-Appl-EffCW-med-ElecDHW-GasCDryer-Tier2-TopAnyDMoMH06CZ09rNCGF
RB-Appl-EffCW-med-ElecDHW-GasCDryer-Tier2-Top | DEER2016 | D16v1 | 2015-05-16 | Any | DMo | MH06 | CZ10 | rDXGF | Each | 1 | 621 | None | 118 | 0.0157 | 6.82 | 118 | 0.0157 | 6.82 | 118 | 0.0157 | 6.82 | 118 | 0.0157 | 6.82 |  |  | 1 |  | RB-Appl-EffCW-med-ElecDHW-GasCDryer-Tier2-TopAnyDMoMH06CZ10rDXGF
RB-Appl-EffCW-med-ElecDHW-GasCDryer-Tier2-Top | DEER2016 | D16v1 | 2015-05-16 | Any | DMo | MH06 | CZ10 | rDXHP | Each | 1 | 621 | None | 113 | 0.0152 | 7.59 | 113 | 0.0152 | 7.59 | 113 | 0.0152 | 7.59 | 113 | 0.0152 | 7.59 |  |  | 1 |  | RB-Appl-EffCW-med-ElecDHW-GasCDryer-Tier2-TopAnyDMoMH06CZ10rDXHP
RB-Appl-EffCW-med-ElecDHW-GasCDryer-Tier2-Top | DEER2016 | D16v1 | 2015-05-16 | Any | DMo | MH06 | CZ10 | rNCEH | Each | 1 | 621 | None | 99 | 0.014 | 7.59 | 99 | 0.014 | 7.59 | 99 | 0.014 | 7.59 | 99 | 0.014 | 7.59 |  |  | 1 |  | RB-Appl-EffCW-med-ElecDHW-GasCDryer-Tier2-TopAnyDMoMH06CZ10rNCEH
RB-Appl-EffCW-med-ElecDHW-GasCDryer-Tier2-Top | DEER2016 | D16v1 | 2015-05-16 | Any | DMo | MH06 | CZ10 | rNCGF | Each | 1 | 621 | None | 107 | 0.0137 | 6.73 | 107 | 0.0137 | 6.73 | 107 | 0.0137 | 6.73 | 107 | 0.0137 | 6.73 |  |  | 1 |  | RB-Appl-EffCW-med-ElecDHW-GasCDryer-Tier2-TopAnyDMoMH06CZ10rNCGF
RB-Appl-EffCW-med-ElecDHW-GasCDryer-Tier2-Top | DEER2016 | D16v1 | 2015-05-16 | Any | DMo | MH06 | CZ11 | rDXGF | Each | 1 | 621 | None | 116 | 0.0163 | 6.5 | 116 | 0.0163 | 6.5 | 116 | 0.0163 | 6.5 | 116 | 0.0163 | 6.5 |  |  | 1 |  | RB-Appl-EffCW-med-ElecDHW-GasCDryer-Tier2-TopAnyDMoMH06CZ11rDXGF
RB-Appl-EffCW-med-ElecDHW-GasCDryer-Tier2-Top | DEER2016 | D16v1 | 2015-05-16 | Any | DMo | MH06 | CZ11 | rDXHP | Each | 1 | 621 | None | 107 | 0.0159 | 7.59 | 107 | 0.0159 | 7.59 | 107 | 0.0159 | 7.59 | 107 | 0.0159 | 7.59 |  |  | 1 |  | RB-Appl-EffCW-med-ElecDHW-GasCDryer-Tier2-TopAnyDMoMH06CZ11rDXHP
RB-Appl-EffCW-med-ElecDHW-GasCDryer-Tier2-Top | DEER2016 | D16v1 | 2015-05-16 | Any | DMo | MH06 | CZ11 | rNCEH | Each | 1 | 621 | None | 97.6 | 0.014 | 7.59 | 97.6 | 0.014 | 7.59 | 97.6 | 0.014 | 7.59 | 97.6 | 0.014 | 7.59 |  |  | 1 |  | RB-Appl-EffCW-med-ElecDHW-GasCDryer-Tier2-TopAnyDMoMH06CZ11rNCEH
RB-Appl-EffCW-med-ElecDHW-GasCDryer-Tier2-Top | DEER2016 | D16v1 | 2015-05-16 | Any | DMo | MH06 | CZ11 | rNCGF | Each | 1 | 621 | None | 108 | 0.0141 | 6.45 | 108 | 0.0141 | 6.45 | 108 | 0.0141 | 6.45 | 108 | 0.0141 | 6.45 |  |  | 1 |  | RB-Appl-EffCW-med-ElecDHW-GasCDryer-Tier2-TopAnyDMoMH06CZ11rNCGF
RB-Appl-EffCW-med-ElecDHW-GasCDryer-Tier2-Top | DEER2016 | D16v1 | 2015-05-16 | Any | DMo | MH06 | CZ12 | rDXGF | Each | 1 | 621 | None | 117 | 0.0179 | 6.45 | 117 | 0.0179 | 6.45 | 117 | 0.0179 | 6.45 | 117 | 0.0179 | 6.45 |  |  | 1 |  | RB-Appl-EffCW-med-ElecDHW-GasCDryer-Tier2-TopAnyDMoMH06CZ12rDXGF
RB-Appl-EffCW-med-ElecDHW-GasCDryer-Tier2-Top | DEER2016 | D16v1 | 2015-05-16 | Any | DMo | MH06 | CZ12 | rDXHP | Each | 1 | 621 | None | 106 | 0.0178 | 7.59 | 106 | 0.0178 | 7.59 | 106 | 0.0178 | 7.59 | 106 | 0.0178 | 7.59 |  |  | 1 |  | RB-Appl-EffCW-med-ElecDHW-GasCDryer-Tier2-TopAnyDMoMH06CZ12rDXHP
RB-Appl-EffCW-med-ElecDHW-GasCDryer-Tier2-Top | DEER2016 | D16v1 | 2015-05-16 | Any | DMo | MH06 | CZ12 | rNCEH | Each | 1 | 621 | None | 99.8 | 0.0146 | 7.59 | 99.8 | 0.0146 | 7.59 | 99.8 | 0.0146 | 7.59 | 99.8 | 0.0146 | 7.59 |  |  | 1 |  | RB-Appl-EffCW-med-ElecDHW-GasCDryer-Tier2-TopAnyDMoMH06CZ12rNCEH
RB-Appl-EffCW-med-ElecDHW-GasCDryer-Tier2-Top | DEER2016 | D16v1 | 2015-05-16 | Any | DMo | MH06 | CZ12 | rNCGF | Each | 1 | 621 | None | 110 | 0.0146 | 6.46 | 110 | 0.0146 | 6.46 | 110 | 0.0146 | 6.46 | 110 | 0.0146 | 6.46 |  |  | 1 |  | RB-Appl-EffCW-med-ElecDHW-GasCDryer-Tier2-TopAnyDMoMH06CZ12rNCGF
RB-Appl-EffCW-med-ElecDHW-GasCDryer-Tier2-Top | DEER2016 | D16v1 | 2015-05-16 | Any | DMo | MH06 | CZ13 | rDXGF | Each | 1 | 621 | None | 115 | 0.0172 | 6.38 | 115 | 0.0172 | 6.38 | 115 | 0.0172 | 6.38 | 115 | 0.0172 | 6.38 |  |  | 1 |  | RB-Appl-EffCW-med-ElecDHW-GasCDryer-Tier2-TopAnyDMoMH06CZ13rDXGF
RB-Appl-EffCW-med-ElecDHW-GasCDryer-Tier2-Top | DEER2016 | D16v1 | 2015-05-16 | Any | DMo | MH06 | CZ13 | rDXHP | Each | 1 | 621 | None | 106 | 0.0169 | 7.59 | 106 | 0.0169 | 7.59 | 106 | 0.0169 | 7.59 | 106 | 0.0169 | 7.59 |  |  | 1 |  | RB-Appl-EffCW-med-ElecDHW-GasCDryer-Tier2-TopAnyDMoMH06CZ13rDXHP
RB-Appl-EffCW-med-ElecDHW-GasCDryer-Tier2-Top | DEER2016 | D16v1 | 2015-05-16 | Any | DMo | MH06 | CZ13 | rNCEH | Each | 1 | 621 | None | 95.8 | 0.0139 | 7.59 | 95.8 | 0.0139 | 7.59 | 95.8 | 0.0139 | 7.59 | 95.8 | 0.0139 | 7.59 |  |  | 1 |  | RB-Appl-EffCW-med-ElecDHW-GasCDryer-Tier2-TopAnyDMoMH06CZ13rNCEH
RB-Appl-EffCW-med-ElecDHW-GasCDryer-Tier2-Top | DEER2016 | D16v1 | 2015-05-16 | Any | DMo | MH06 | CZ13 | rNCGF | Each | 1 | 621 | None | 107 | 0.0138 | 6.4 | 107 | 0.0138 | 6.4 | 107 | 0.0138 | 6.4 | 107 | 0.0138 | 6.4 |  |  | 1 |  | RB-Appl-EffCW-med-ElecDHW-GasCDryer-Tier2-TopAnyDMoMH06CZ13rNCGF
RB-Appl-EffCW-med-ElecDHW-GasCDryer-Tier2-Top | DEER2016 | D16v1 | 2015-05-16 | Any | DMo | MH06 | CZ14 | rDXGF | Each | 1 | 621 | None | 120 | 0.0139 | 6.43 | 120 | 0.0139 | 6.43 | 120 | 0.0139 | 6.43 | 120 | 0.0139 | 6.43 |  |  | 1 |  | RB-Appl-EffCW-med-ElecDHW-GasCDryer-Tier2-TopAnyDMoMH06CZ14rDXGF
RB-Appl-EffCW-med-ElecDHW-GasCDryer-Tier2-Top | DEER2016 | D16v1 | 2015-05-16 | Any | DMo | MH06 | CZ14 | rDXHP | Each | 1 | 621 | None | 107 | 0.0136 | 7.59 | 107 | 0.0136 | 7.59 | 107 | 0.0136 | 7.59 | 107 | 0.0136 | 7.59 |  |  | 1 |  | RB-Appl-EffCW-med-ElecDHW-GasCDryer-Tier2-TopAnyDMoMH06CZ14rDXHP
RB-Appl-EffCW-med-ElecDHW-GasCDryer-Tier2-Top | DEER2016 | D16v1 | 2015-05-16 | Any | DMo | MH06 | CZ14 | rNCEH | Each | 1 | 621 | None | 97.7 | 0.0136 | 7.59 | 97.7 | 0.0136 | 7.59 | 97.7 | 0.0136 | 7.59 | 97.7 | 0.0136 | 7.59 |  |  | 1 |  | RB-Appl-EffCW-med-ElecDHW-GasCDryer-Tier2-TopAnyDMoMH06CZ14rNCEH
RB-Appl-EffCW-med-ElecDHW-GasCDryer-Tier2-Top | DEER2016 | D16v1 | 2015-05-16 | Any | DMo | MH06 | CZ14 | rNCGF | Each | 1 | 621 | None | 108 | 0.0134 | 6.38 | 108 | 0.0134 | 6.38 | 108 | 0.0134 | 6.38 | 108 | 0.0134 | 6.38 |  |  | 1 |  | RB-Appl-EffCW-med-ElecDHW-GasCDryer-Tier2-TopAnyDMoMH06CZ14rNCGF
RB-Appl-EffCW-med-ElecDHW-GasCDryer-Tier2-Top | DEER2016 | D16v1 | 2015-05-16 | Any | DMo | MH06 | CZ15 | rDXGF | Each | 1 | 621 | None | 109 | 0.0138 | 7.01 | 109 | 0.0138 | 7.01 | 109 | 0.0138 | 7.01 | 109 | 0.0138 | 7.01 |  |  | 1 |  | RB-Appl-EffCW-med-ElecDHW-GasCDryer-Tier2-TopAnyDMoMH06CZ15rDXGF
RB-Appl-EffCW-med-ElecDHW-GasCDryer-Tier2-Top | DEER2016 | D16v1 | 2015-05-16 | Any | DMo | MH06 | CZ15 | rDXHP | Each | 1 | 621 | None | 106 | 0.0138 | 7.59 | 106 | 0.0138 | 7.59 | 106 | 0.0138 | 7.59 | 106 | 0.0138 | 7.59 |  |  | 1 |  | RB-Appl-EffCW-med-ElecDHW-GasCDryer-Tier2-TopAnyDMoMH06CZ15rDXHP
RB-Appl-EffCW-med-ElecDHW-GasCDryer-Tier2-Top | DEER2016 | D16v1 | 2015-05-16 | Any | DMo | MH06 | CZ15 | rNCEH | Each | 1 | 621 | None | 89.7 | 0.0119 | 7.59 | 89.7 | 0.0119 | 7.59 | 89.7 | 0.0119 | 7.59 | 89.7 | 0.0119 | 7.59 |  |  | 1 |  | RB-Appl-EffCW-med-ElecDHW-GasCDryer-Tier2-TopAnyDMoMH06CZ15rNCEH
RB-Appl-EffCW-med-ElecDHW-GasCDryer-Tier2-Top | DEER2016 | D16v1 | 2015-05-16 | Any | DMo | MH06 | CZ15 | rNCGF | Each | 1 | 621 | None | 95.4 | 0.0119 | 6.96 | 95.4 | 0.0119 | 6.96 | 95.4 | 0.0119 | 6.96 | 95.4 | 0.0119 | 6.96 |  |  | 1 |  | RB-Appl-EffCW-med-ElecDHW-GasCDryer-Tier2-TopAnyDMoMH06CZ15rNCGF
RB-Appl-EffCW-med-ElecDHW-GasCDryer-Tier2-Top | DEER2016 | D16v1 | 2015-05-16 | Any | DMo | MH06 | CZ16 | rDXGF | Each | 1 | 621 | None | 125 | 0.0185 | 6.35 | 125 | 0.0185 | 6.35 | 125 | 0.0185 | 6.35 | 125 | 0.0185 | 6.35 |  |  | 1 |  | RB-Appl-EffCW-med-ElecDHW-GasCDryer-Tier2-TopAnyDMoMH06CZ16rDXGF
RB-Appl-EffCW-med-ElecDHW-GasCDryer-Tier2-Top | DEER2016 | D16v1 | 2015-05-16 | Any | DMo | MH06 | CZ16 | rDXHP | Each | 1 | 621 | None | 113 | 0.0185 | 7.59 | 113 | 0.0185 | 7.59 | 113 | 0.0185 | 7.59 | 113 | 0.0185 | 7.59 |  |  | 1 |  | RB-Appl-EffCW-med-ElecDHW-GasCDryer-Tier2-TopAnyDMoMH06CZ16rDXHP
RB-Appl-EffCW-med-ElecDHW-GasCDryer-Tier2-Top | DEER2016 | D16v1 | 2015-05-16 | Any | DMo | MH06 | CZ16 | rNCEH | Each | 1 | 621 | None | 108 | 0.0157 | 7.59 | 108 | 0.0157 | 7.59 | 108 | 0.0157 | 7.59 | 108 | 0.0157 | 7.59 |  |  | 1 |  | RB-Appl-EffCW-med-ElecDHW-GasCDryer-Tier2-TopAnyDMoMH06CZ16rNCEH
RB-Appl-EffCW-med-ElecDHW-GasCDryer-Tier2-Top | DEER2016 | D16v1 | 2015-05-16 | Any | DMo | MH06 | CZ16 | rNCGF | Each | 1 | 621 | None | 119 | 0.0157 | 6.39 | 119 | 0.0157 | 6.39 | 119 | 0.0157 | 6.39 | 119 | 0.0157 | 6.39 |  |  | 1 |  | RB-Appl-EffCW-med-ElecDHW-GasCDryer-Tier2-TopAnyDMoMH06CZ16rNCGF
RB-Appl-EffCW-med-ElecDHW-GasCDryer-Tier2-Top | DEER2016 | D16v1 | 2015-05-16 | Any | DMo | MH72 | CZ01 | rDXGF | Each | 1 | 598 | None | 118 | -0.015 | 6.33 | 118 | -0.015 | 6.33 | 118 | -0.015 | 6.33 | 118 | -0.015 | 6.33 |  |  | 1 |  | RB-Appl-EffCW-med-ElecDHW-GasCDryer-Tier2-TopAnyDMoMH72CZ01rDXGF
RB-Appl-EffCW-med-ElecDHW-GasCDryer-Tier2-Top | DEER2016 | D16v1 | 2015-05-16 | Any | DMo | MH72 | CZ01 | rDXHP | Each | 1 | 598 | None | 107 | 0.00628 | 7.59 | 107 | 0.00628 | 7.59 | 107 | 0.00628 | 7.59 | 107 | 0.00628 | 7.59 |  |  | 1 |  | RB-Appl-EffCW-med-ElecDHW-GasCDryer-Tier2-TopAnyDMoMH72CZ01rDXHP
RB-Appl-EffCW-med-ElecDHW-GasCDryer-Tier2-Top | DEER2016 | D16v1 | 2015-05-16 | Any | DMo | MH72 | CZ01 | rNCEH | Each | 1 | 598 | None | 109 | 0.0163 | 7.59 | 109 | 0.0163 | 7.59 | 109 | 0.0163 | 7.59 | 109 | 0.0163 | 7.59 |  |  | 1 |  | RB-Appl-EffCW-med-ElecDHW-GasCDryer-Tier2-TopAnyDMoMH72CZ01rNCEH
RB-Appl-EffCW-med-ElecDHW-GasCDryer-Tier2-Top | DEER2016 | D16v1 | 2015-05-16 | Any | DMo | MH72 | CZ01 | rNCGF | Each | 1 | 598 | None | 120 | 0.016 | 6.33 | 120 | 0.016 | 6.33 | 120 | 0.016 | 6.33 | 120 | 0.016 | 6.33 |  |  | 1 |  | RB-Appl-EffCW-med-ElecDHW-GasCDryer-Tier2-TopAnyDMoMH72CZ01rNCGF
RB-Appl-EffCW-med-ElecDHW-GasCDryer-Tier2-Top | DEER2016 | D16v1 | 2015-05-16 | Any | DMo | MH72 | CZ02 | rDXGF | Each | 1 | 598 | None | 120 | 0.0203 | 6.32 | 120 | 0.0203 | 6.32 | 120 | 0.0203 | 6.32 | 120 | 0.0203 | 6.32 |  |  | 1 |  | RB-Appl-EffCW-med-ElecDHW-GasCDryer-Tier2-TopAnyDMoMH72CZ02rDXGF
RB-Appl-EffCW-med-ElecDHW-GasCDryer-Tier2-Top | DEER2016 | D16v1 | 2015-05-16 | Any | DMo | MH72 | CZ02 | rDXHP | Each | 1 | 598 | None | 106 | 0.0195 | 7.59 | 106 | 0.0195 | 7.59 | 106 | 0.0195 | 7.59 | 106 | 0.0195 | 7.59 |  |  | 1 |  | RB-Appl-EffCW-med-ElecDHW-GasCDryer-Tier2-TopAnyDMoMH72CZ02rDXHP
RB-Appl-EffCW-med-ElecDHW-GasCDryer-Tier2-Top | DEER2016 | D16v1 | 2015-05-16 | Any | DMo | MH72 | CZ02 | rNCEH | Each | 1 | 598 | None | 103 | 0.0154 | 7.59 | 103 | 0.0154 | 7.59 | 103 | 0.0154 | 7.59 | 103 | 0.0154 | 7.59 |  |  | 1 |  | RB-Appl-EffCW-med-ElecDHW-GasCDryer-Tier2-TopAnyDMoMH72CZ02rNCEH
RB-Appl-EffCW-med-ElecDHW-GasCDryer-Tier2-Top | DEER2016 | D16v1 | 2015-05-16 | Any | DMo | MH72 | CZ02 | rNCGF | Each | 1 | 598 | None | 114 | 0.0154 | 6.34 | 114 | 0.0154 | 6.34 | 114 | 0.0154 | 6.34 | 114 | 0.0154 | 6.34 |  |  | 1 |  | RB-Appl-EffCW-med-ElecDHW-GasCDryer-Tier2-TopAnyDMoMH72CZ02rNCGF
RB-Appl-EffCW-med-ElecDHW-GasCDryer-Tier2-Top | DEER2016 | D16v1 | 2015-05-16 | Any | DMo | MH72 | CZ03 | rDXGF | Each | 1 | 598 | None | 118 | 0.0195 | 6.39 | 118 | 0.0195 | 6.39 | 118 | 0.0195 | 6.39 | 118 | 0.0195 | 6.39 |  |  | 1 |  | RB-Appl-EffCW-med-ElecDHW-GasCDryer-Tier2-TopAnyDMoMH72CZ03rDXGF
RB-Appl-EffCW-med-ElecDHW-GasCDryer-Tier2-Top | DEER2016 | D16v1 | 2015-05-16 | Any | DMo | MH72 | CZ03 | rDXHP | Each | 1 | 598 | None | 108 | 0.0188 | 7.59 | 108 | 0.0188 | 7.59 | 108 | 0.0188 | 7.59 | 108 | 0.0188 | 7.59 |  |  | 1 |  | RB-Appl-EffCW-med-ElecDHW-GasCDryer-Tier2-TopAnyDMoMH72CZ03rDXHP
RB-Appl-EffCW-med-ElecDHW-GasCDryer-Tier2-Top | DEER2016 | D16v1 | 2015-05-16 | Any | DMo | MH72 | CZ03 | rNCEH | Each | 1 | 598 | None | 104 | 0.0155 | 7.59 | 104 | 0.0155 | 7.59 | 104 | 0.0155 | 7.59 | 104 | 0.0155 | 7.59 |  |  | 1 |  | RB-Appl-EffCW-med-ElecDHW-GasCDryer-Tier2-TopAnyDMoMH72CZ03rNCEH
RB-Appl-EffCW-med-ElecDHW-GasCDryer-Tier2-Top | DEER2016 | D16v1 | 2015-05-16 | Any | DMo | MH72 | CZ03 | rNCGF | Each | 1 | 598 | None | 114 | 0.0153 | 6.38 | 114 | 0.0153 | 6.38 | 114 | 0.0153 | 6.38 | 114 | 0.0153 | 6.38 |  |  | 1 |  | RB-Appl-EffCW-med-ElecDHW-GasCDryer-Tier2-TopAnyDMoMH72CZ03rNCGF
RB-Appl-EffCW-med-ElecDHW-GasCDryer-Tier2-Top | DEER2016 | D16v1 | 2015-05-16 | Any | DMo | MH72 | CZ04 | rDXGF | Each | 1 | 598 | None | 117 | 0.0187 | 6.59 | 117 | 0.0187 | 6.59 | 117 | 0.0187 | 6.59 | 117 | 0.0187 | 6.59 |  |  | 1 |  | RB-Appl-EffCW-med-ElecDHW-GasCDryer-Tier2-TopAnyDMoMH72CZ04rDXGF
RB-Appl-EffCW-med-ElecDHW-GasCDryer-Tier2-Top | DEER2016 | D16v1 | 2015-05-16 | Any | DMo | MH72 | CZ04 | rDXHP | Each | 1 | 598 | None | 109 | 0.0186 | 7.59 | 109 | 0.0186 | 7.59 | 109 | 0.0186 | 7.59 | 109 | 0.0186 | 7.59 |  |  | 1 |  | RB-Appl-EffCW-med-ElecDHW-GasCDryer-Tier2-TopAnyDMoMH72CZ04rDXHP
RB-Appl-EffCW-med-ElecDHW-GasCDryer-Tier2-Top | DEER2016 | D16v1 | 2015-05-16 | Any | DMo | MH72 | CZ04 | rNCEH | Each | 1 | 598 | None | 103 | 0.0148 | 7.59 | 103 | 0.0148 | 7.59 | 103 | 0.0148 | 7.59 | 103 | 0.0148 | 7.59 |  |  | 1 |  | RB-Appl-EffCW-med-ElecDHW-GasCDryer-Tier2-TopAnyDMoMH72CZ04rNCEH
RB-Appl-EffCW-med-ElecDHW-GasCDryer-Tier2-Top | DEER2016 | D16v1 | 2015-05-16 | Any | DMo | MH72 | CZ04 | rNCGF | Each | 1 | 598 | None | 111 | 0.0149 | 6.57 | 111 | 0.0149 | 6.57 | 111 | 0.0149 | 6.57 | 111 | 0.0149 | 6.57 |  |  | 1 |  | RB-Appl-EffCW-med-ElecDHW-GasCDryer-Tier2-TopAnyDMoMH72CZ04rNCGF
RB-Appl-EffCW-med-ElecDHW-GasCDryer-Tier2-Top | DEER2016 | D16v1 | 2015-05-16 | Any | DMo | MH72 | CZ05 | rDXGF | Each | 1 | 598 | None | 118 | 0.019 | 6.28 | 118 | 0.019 | 6.28 | 118 | 0.019 | 6.28 | 118 | 0.019 | 6.28 |  |  | 1 |  | RB-Appl-EffCW-med-ElecDHW-GasCDryer-Tier2-TopAnyDMoMH72CZ05rDXGF
RB-Appl-EffCW-med-ElecDHW-GasCDryer-Tier2-Top | DEER2016 | D16v1 | 2015-05-16 | Any | DMo | MH72 | CZ05 | rDXHP | Each | 1 | 598 | None | 109 | 0.0192 | 7.59 | 109 | 0.0192 | 7.59 | 109 | 0.0192 | 7.59 | 109 | 0.0192 | 7.59 |  |  | 1 |  | RB-Appl-EffCW-med-ElecDHW-GasCDryer-Tier2-TopAnyDMoMH72CZ05rDXHP
RB-Appl-EffCW-med-ElecDHW-GasCDryer-Tier2-Top | DEER2016 | D16v1 | 2015-05-16 | Any | DMo | MH72 | CZ05 | rNCEH | Each | 1 | 598 | None | 104 | 0.0156 | 7.59 | 104 | 0.0156 | 7.59 | 104 | 0.0156 | 7.59 | 104 | 0.0156 | 7.59 |  |  | 1 |  | RB-Appl-EffCW-med-ElecDHW-GasCDryer-Tier2-TopAnyDMoMH72CZ05rNCEH
RB-Appl-EffCW-med-ElecDHW-GasCDryer-Tier2-Top | DEER2016 | D16v1 | 2015-05-16 | Any | DMo | MH72 | CZ05 | rNCGF | Each | 1 | 598 | None | 115 | 0.0155 | 6.29 | 115 | 0.0155 | 6.29 | 115 | 0.0155 | 6.29 | 115 | 0.0155 | 6.29 |  |  | 1 |  | RB-Appl-EffCW-med-ElecDHW-GasCDryer-Tier2-TopAnyDMoMH72CZ05rNCGF
RB-Appl-EffCW-med-ElecDHW-GasCDryer-Tier2-Top | DEER2016 | D16v1 | 2015-05-16 | Any | DMo | MH72 | CZ06 | rDXGF | Each | 1 | 598 | None | 120 | 0.0184 | 6.92 | 120 | 0.0184 | 6.92 | 120 | 0.0184 | 6.92 | 120 | 0.0184 | 6.92 |  |  | 1 |  | RB-Appl-EffCW-med-ElecDHW-GasCDryer-Tier2-TopAnyDMoMH72CZ06rDXGF
RB-Appl-EffCW-med-ElecDHW-GasCDryer-Tier2-Top | DEER2016 | D16v1 | 2015-05-16 | Any | DMo | MH72 | CZ06 | rDXHP | Each | 1 | 598 | None | 112 | 0.0184 | 7.59 | 112 | 0.0184 | 7.59 | 112 | 0.0184 | 7.59 | 112 | 0.0184 | 7.59 |  |  | 1 |  | RB-Appl-EffCW-med-ElecDHW-GasCDryer-Tier2-TopAnyDMoMH72CZ06rDXHP
RB-Appl-EffCW-med-ElecDHW-GasCDryer-Tier2-Top | DEER2016 | D16v1 | 2015-05-16 | Any | DMo | MH72 | CZ06 | rNCEH | Each | 1 | 598 | None | 103 | 0.0146 | 7.59 | 103 | 0.0146 | 7.59 | 103 | 0.0146 | 7.59 | 103 | 0.0146 | 7.59 |  |  | 1 |  | RB-Appl-EffCW-med-ElecDHW-GasCDryer-Tier2-TopAnyDMoMH72CZ06rNCEH
RB-Appl-EffCW-med-ElecDHW-GasCDryer-Tier2-Top | DEER2016 | D16v1 | 2015-05-16 | Any | DMo | MH72 | CZ06 | rNCGF | Each | 1 | 598 | None | 109 | 0.0155 | 6.88 | 109 | 0.0155 | 6.88 | 109 | 0.0155 | 6.88 | 109 | 0.0155 | 6.88 |  |  | 1 |  | RB-Appl-EffCW-med-ElecDHW-GasCDryer-Tier2-TopAnyDMoMH72CZ06rNCGF
RB-Appl-EffCW-med-ElecDHW-GasCDryer-Tier2-Top | DEER2016 | D16v1 | 2015-05-16 | Any | DMo | MH72 | CZ07 | rDXGF | Each | 1 | 598 | None | 114 | 0.0171 | 6.82 | 114 | 0.0171 | 6.82 | 114 | 0.0171 | 6.82 | 114 | 0.0171 | 6.82 |  |  | 1 |  | RB-Appl-EffCW-med-ElecDHW-GasCDryer-Tier2-TopAnyDMoMH72CZ07rDXGF
RB-Appl-EffCW-med-ElecDHW-GasCDryer-Tier2-Top | DEER2016 | D16v1 | 2015-05-16 | Any | DMo | MH72 | CZ07 | rDXHP | Each | 1 | 598 | None | 107 | 0.0575 | 7.59 | 107 | 0.0575 | 7.59 | 107 | 0.0575 | 7.59 | 107 | 0.0575 | 7.59 |  |  | 1 |  | RB-Appl-EffCW-med-ElecDHW-GasCDryer-Tier2-TopAnyDMoMH72CZ07rDXHP
RB-Appl-EffCW-med-ElecDHW-GasCDryer-Tier2-Top | DEER2016 | D16v1 | 2015-05-16 | Any | DMo | MH72 | CZ07 | rNCEH | Each | 1 | 598 | None | 103 | 0.0146 | 7.59 | 103 | 0.0146 | 7.59 | 103 | 0.0146 | 7.59 | 103 | 0.0146 | 7.59 |  |  | 1 |  | RB-Appl-EffCW-med-ElecDHW-GasCDryer-Tier2-TopAnyDMoMH72CZ07rNCEH
RB-Appl-EffCW-med-ElecDHW-GasCDryer-Tier2-Top | DEER2016 | D16v1 | 2015-05-16 | Any | DMo | MH72 | CZ07 | rNCGF | Each | 1 | 598 | None | 108 | 0.0144 | 6.79 | 108 | 0.0144 | 6.79 | 108 | 0.0144 | 6.79 | 108 | 0.0144 | 6.79 |  |  | 1 |  | RB-Appl-EffCW-med-ElecDHW-GasCDryer-Tier2-TopAnyDMoMH72CZ07rNCGF
RB-Appl-EffCW-med-ElecDHW-GasCDryer-Tier2-Top | DEER2016 | D16v1 | 2015-05-16 | Any | DMo | MH72 | CZ08 | rDXGF | Each | 1 | 598 | None | 114 | 0.0171 | 6.77 | 114 | 0.0171 | 6.77 | 114 | 0.0171 | 6.77 | 114 | 0.0171 | 6.77 |  |  | 1 |  | RB-Appl-EffCW-med-ElecDHW-GasCDryer-Tier2-TopAnyDMoMH72CZ08rDXGF
RB-Appl-EffCW-med-ElecDHW-GasCDryer-Tier2-Top | DEER2016 | D16v1 | 2015-05-16 | Any | DMo | MH72 | CZ08 | rDXHP | Each | 1 | 598 | None | 112 | 0.0179 | 7.59 | 112 | 0.0179 | 7.59 | 112 | 0.0179 | 7.59 | 112 | 0.0179 | 7.59 |  |  | 1 |  | RB-Appl-EffCW-med-ElecDHW-GasCDryer-Tier2-TopAnyDMoMH72CZ08rDXHP
RB-Appl-EffCW-med-ElecDHW-GasCDryer-Tier2-Top | DEER2016 | D16v1 | 2015-05-16 | Any | DMo | MH72 | CZ08 | rNCEH | Each | 1 | 598 | None | 100 | 0.0143 | 7.59 | 100 | 0.0143 | 7.59 | 100 | 0.0143 | 7.59 | 100 | 0.0143 | 7.59 |  |  | 1 |  | RB-Appl-EffCW-med-ElecDHW-GasCDryer-Tier2-TopAnyDMoMH72CZ08rNCEH
RB-Appl-EffCW-med-ElecDHW-GasCDryer-Tier2-Top | DEER2016 | D16v1 | 2015-05-16 | Any | DMo | MH72 | CZ08 | rNCGF | Each | 1 | 598 | None | 107 | 0.0147 | 6.7 | 107 | 0.0147 | 6.7 | 107 | 0.0147 | 6.7 | 107 | 0.0147 | 6.7 |  |  | 1 |  | RB-Appl-EffCW-med-ElecDHW-GasCDryer-Tier2-TopAnyDMoMH72CZ08rNCGF
RB-Appl-EffCW-med-ElecDHW-GasCDryer-Tier2-Top | DEER2016 | D16v1 | 2015-05-16 | Any | DMo | MH72 | CZ09 | rDXGF | Each | 1 | 598 | None | 116 | 0.0175 | 6.69 | 116 | 0.0175 | 6.69 | 116 | 0.0175 | 6.69 | 116 | 0.0175 | 6.69 |  |  | 1 |  | RB-Appl-EffCW-med-ElecDHW-GasCDryer-Tier2-TopAnyDMoMH72CZ09rDXGF
RB-Appl-EffCW-med-ElecDHW-GasCDryer-Tier2-Top | DEER2016 | D16v1 | 2015-05-16 | Any | DMo | MH72 | CZ09 | rDXHP | Each | 1 | 598 | None | 108 | 0.0174 | 7.59 | 108 | 0.0174 | 7.59 | 108 | 0.0174 | 7.59 | 108 | 0.0174 | 7.59 |  |  | 1 |  | RB-Appl-EffCW-med-ElecDHW-GasCDryer-Tier2-TopAnyDMoMH72CZ09rDXHP
RB-Appl-EffCW-med-ElecDHW-GasCDryer-Tier2-Top | DEER2016 | D16v1 | 2015-05-16 | Any | DMo | MH72 | CZ09 | rNCEH | Each | 1 | 598 | None | 99.3 | 0.0142 | 7.59 | 99.3 | 0.0142 | 7.59 | 99.3 | 0.0142 | 7.59 | 99.3 | 0.0142 | 7.59 |  |  | 1 |  | RB-Appl-EffCW-med-ElecDHW-GasCDryer-Tier2-TopAnyDMoMH72CZ09rNCEH
RB-Appl-EffCW-med-ElecDHW-GasCDryer-Tier2-Top | DEER2016 | D16v1 | 2015-05-16 | Any | DMo | MH72 | CZ09 | rNCGF | Each | 1 | 598 | None | 107 | 0.0141 | 6.66 | 107 | 0.0141 | 6.66 | 107 | 0.0141 | 6.66 | 107 | 0.0141 | 6.66 |  |  | 1 |  | RB-Appl-EffCW-med-ElecDHW-GasCDryer-Tier2-TopAnyDMoMH72CZ09rNCGF
RB-Appl-EffCW-med-ElecDHW-GasCDryer-Tier2-Top | DEER2016 | D16v1 | 2015-05-16 | Any | DMo | MH72 | CZ10 | rDXGF | Each | 1 | 598 | None | 116 | 0.0178 | 6.6 | 116 | 0.0178 | 6.6 | 116 | 0.0178 | 6.6 | 116 | 0.0178 | 6.6 |  |  | 1 |  | RB-Appl-EffCW-med-ElecDHW-GasCDryer-Tier2-TopAnyDMoMH72CZ10rDXGF
RB-Appl-EffCW-med-ElecDHW-GasCDryer-Tier2-Top | DEER2016 | D16v1 | 2015-05-16 | Any | DMo | MH72 | CZ10 | rDXHP | Each | 1 | 598 | None | 108 | 0.018 | 7.59 | 108 | 0.018 | 7.59 | 108 | 0.018 | 7.59 | 108 | 0.018 | 7.59 |  |  | 1 |  | RB-Appl-EffCW-med-ElecDHW-GasCDryer-Tier2-TopAnyDMoMH72CZ10rDXHP
RB-Appl-EffCW-med-ElecDHW-GasCDryer-Tier2-Top | DEER2016 | D16v1 | 2015-05-16 | Any | DMo | MH72 | CZ10 | rNCEH | Each | 1 | 598 | None | 98.8 | 0.014 | 7.59 | 98.8 | 0.014 | 7.59 | 98.8 | 0.014 | 7.59 | 98.8 | 0.014 | 7.59 |  |  | 1 |  | RB-Appl-EffCW-med-ElecDHW-GasCDryer-Tier2-TopAnyDMoMH72CZ10rNCEH
RB-Appl-EffCW-med-ElecDHW-GasCDryer-Tier2-Top | DEER2016 | D16v1 | 2015-05-16 | Any | DMo | MH72 | CZ10 | rNCGF | Each | 1 | 598 | None | 107 | 0.0144 | 6.55 | 107 | 0.0144 | 6.55 | 107 | 0.0144 | 6.55 | 107 | 0.0144 | 6.55 |  |  | 1 |  | RB-Appl-EffCW-med-ElecDHW-GasCDryer-Tier2-TopAnyDMoMH72CZ10rNCGF
RB-Appl-EffCW-med-ElecDHW-GasCDryer-Tier2-Top | DEER2016 | D16v1 | 2015-05-16 | Any | DMo | MH72 | CZ11 | rDXGF | Each | 1 | 598 | None | 114 | 0.0188 | 6.61 | 114 | 0.0188 | 6.61 | 114 | 0.0188 | 6.61 | 114 | 0.0188 | 6.61 |  |  | 1 |  | RB-Appl-EffCW-med-ElecDHW-GasCDryer-Tier2-TopAnyDMoMH72CZ11rDXGF
RB-Appl-EffCW-med-ElecDHW-GasCDryer-Tier2-Top | DEER2016 | D16v1 | 2015-05-16 | Any | DMo | MH72 | CZ11 | rDXHP | Each | 1 | 598 | None | 107 | 0.0183 | 7.59 | 107 | 0.0183 | 7.59 | 107 | 0.0183 | 7.59 | 107 | 0.0183 | 7.59 |  |  | 1 |  | RB-Appl-EffCW-med-ElecDHW-GasCDryer-Tier2-TopAnyDMoMH72CZ11rDXHP
RB-Appl-EffCW-med-ElecDHW-GasCDryer-Tier2-Top | DEER2016 | D16v1 | 2015-05-16 | Any | DMo | MH72 | CZ11 | rNCEH | Each | 1 | 598 | None | 99 | 0.014 | 7.59 | 99 | 0.014 | 7.59 | 99 | 0.014 | 7.59 | 99 | 0.014 | 7.59 |  |  | 1 |  | RB-Appl-EffCW-med-ElecDHW-GasCDryer-Tier2-TopAnyDMoMH72CZ11rNCEH
RB-Appl-EffCW-med-ElecDHW-GasCDryer-Tier2-Top | DEER2016 | D16v1 | 2015-05-16 | Any | DMo | MH72 | CZ11 | rNCGF | Each | 1 | 598 | None | 108 | 0.014 | 6.59 | 108 | 0.014 | 6.59 | 108 | 0.014 | 6.59 | 108 | 0.014 | 6.59 |  |  | 1 |  | RB-Appl-EffCW-med-ElecDHW-GasCDryer-Tier2-TopAnyDMoMH72CZ11rNCGF
RB-Appl-EffCW-med-ElecDHW-GasCDryer-Tier2-Top | DEER2016 | D16v1 | 2015-05-16 | Any | DMo | MH72 | CZ12 | rDXGF | Each | 1 | 598 | None | 116 | 0.0192 | 6.38 | 116 | 0.0192 | 6.38 | 116 | 0.0192 | 6.38 | 116 | 0.0192 | 6.38 |  |  | 1 |  | RB-Appl-EffCW-med-ElecDHW-GasCDryer-Tier2-TopAnyDMoMH72CZ12rDXGF
RB-Appl-EffCW-med-ElecDHW-GasCDryer-Tier2-Top | DEER2016 | D16v1 | 2015-05-16 | Any | DMo | MH72 | CZ12 | rDXHP | Each | 1 | 598 | None | 108 | 0.0189 | 7.59 | 108 | 0.0189 | 7.59 | 108 | 0.0189 | 7.59 | 108 | 0.0189 | 7.59 |  |  | 1 |  | RB-Appl-EffCW-med-ElecDHW-GasCDryer-Tier2-TopAnyDMoMH72CZ12rDXHP
RB-Appl-EffCW-med-ElecDHW-GasCDryer-Tier2-Top | DEER2016 | D16v1 | 2015-05-16 | Any | DMo | MH72 | CZ12 | rNCEH | Each | 1 | 598 | None | 99.8 | 0.0146 | 7.59 | 99.8 | 0.0146 | 7.59 | 99.8 | 0.0146 | 7.59 | 99.8 | 0.0146 | 7.59 |  |  | 1 |  | RB-Appl-EffCW-med-ElecDHW-GasCDryer-Tier2-TopAnyDMoMH72CZ12rNCEH
RB-Appl-EffCW-med-ElecDHW-GasCDryer-Tier2-Top | DEER2016 | D16v1 | 2015-05-16 | Any | DMo | MH72 | CZ12 | rNCGF | Each | 1 | 598 | None | 110 | 0.0146 | 6.38 | 110 | 0.0146 | 6.38 | 110 | 0.0146 | 6.38 | 110 | 0.0146 | 6.38 |  |  | 1 |  | RB-Appl-EffCW-med-ElecDHW-GasCDryer-Tier2-TopAnyDMoMH72CZ12rNCGF
RB-Appl-EffCW-med-ElecDHW-GasCDryer-Tier2-Top | DEER2016 | D16v1 | 2015-05-16 | Any | DMo | MH72 | CZ13 | rDXGF | Each | 1 | 598 | None | 114 | 0.0169 | 6.52 | 114 | 0.0169 | 6.52 | 114 | 0.0169 | 6.52 | 114 | 0.0169 | 6.52 |  |  | 1 |  | RB-Appl-EffCW-med-ElecDHW-GasCDryer-Tier2-TopAnyDMoMH72CZ13rDXGF
RB-Appl-EffCW-med-ElecDHW-GasCDryer-Tier2-Top | DEER2016 | D16v1 | 2015-05-16 | Any | DMo | MH72 | CZ13 | rDXHP | Each | 1 | 598 | None | 105 | 0.0169 | 7.59 | 105 | 0.0169 | 7.59 | 105 | 0.0169 | 7.59 | 105 | 0.0169 | 7.59 |  |  | 1 |  | RB-Appl-EffCW-med-ElecDHW-GasCDryer-Tier2-TopAnyDMoMH72CZ13rDXHP
RB-Appl-EffCW-med-ElecDHW-GasCDryer-Tier2-Top | DEER2016 | D16v1 | 2015-05-16 | Any | DMo | MH72 | CZ13 | rNCEH | Each | 1 | 598 | None | 97.1 | 0.0139 | 7.59 | 97.1 | 0.0139 | 7.59 | 97.1 | 0.0139 | 7.59 | 97.1 | 0.0139 | 7.59 |  |  | 1 |  | RB-Appl-EffCW-med-ElecDHW-GasCDryer-Tier2-TopAnyDMoMH72CZ13rNCEH
RB-Appl-EffCW-med-ElecDHW-GasCDryer-Tier2-Top | DEER2016 | D16v1 | 2015-05-16 | Any | DMo | MH72 | CZ13 | rNCGF | Each | 1 | 598 | None | 107 | 0.0141 | 6.52 | 107 | 0.0141 | 6.52 | 107 | 0.0141 | 6.52 | 107 | 0.0141 | 6.52 |  |  | 1 |  | RB-Appl-EffCW-med-ElecDHW-GasCDryer-Tier2-TopAnyDMoMH72CZ13rNCGF
RB-Appl-EffCW-med-ElecDHW-GasCDryer-Tier2-Top | DEER2016 | D16v1 | 2015-05-16 | Any | DMo | MH72 | CZ14 | rDXGF | Each | 1 | 598 | None | 120 | 0.0175 | 6.73 | 120 | 0.0175 | 6.73 | 120 | 0.0175 | 6.73 | 120 | 0.0175 | 6.73 |  |  | 1 |  | RB-Appl-EffCW-med-ElecDHW-GasCDryer-Tier2-TopAnyDMoMH72CZ14rDXGF
RB-Appl-EffCW-med-ElecDHW-GasCDryer-Tier2-Top | DEER2016 | D16v1 | 2015-05-16 | Any | DMo | MH72 | CZ14 | rDXHP | Each | 1 | 598 | None | 112 | 0.0166 | 7.59 | 112 | 0.0166 | 7.59 | 112 | 0.0166 | 7.59 | 112 | 0.0166 | 7.59 |  |  | 1 |  | RB-Appl-EffCW-med-ElecDHW-GasCDryer-Tier2-TopAnyDMoMH72CZ14rDXHP
RB-Appl-EffCW-med-ElecDHW-GasCDryer-Tier2-Top | DEER2016 | D16v1 | 2015-05-16 | Any | DMo | MH72 | CZ14 | rNCEH | Each | 1 | 598 | None | 101 | 0.0136 | 7.59 | 101 | 0.0136 | 7.59 | 101 | 0.0136 | 7.59 | 101 | 0.0136 | 7.59 |  |  | 1 |  | RB-Appl-EffCW-med-ElecDHW-GasCDryer-Tier2-TopAnyDMoMH72CZ14rNCEH
RB-Appl-EffCW-med-ElecDHW-GasCDryer-Tier2-Top | DEER2016 | D16v1 | 2015-05-16 | Any | DMo | MH72 | CZ14 | rNCGF | Each | 1 | 598 | None | 108 | 0.0136 | 6.73 | 108 | 0.0136 | 6.73 | 108 | 0.0136 | 6.73 | 108 | 0.0136 | 6.73 |  |  | 1 |  | RB-Appl-EffCW-med-ElecDHW-GasCDryer-Tier2-TopAnyDMoMH72CZ14rNCGF
RB-Appl-EffCW-med-ElecDHW-GasCDryer-Tier2-Top | DEER2016 | D16v1 | 2015-05-16 | Any | DMo | MH72 | CZ15 | rDXGF | Each | 1 | 598 | None | 112 | 0.0153 | 7.2 | 112 | 0.0153 | 7.2 | 112 | 0.0153 | 7.2 | 112 | 0.0153 | 7.2 |  |  | 1 |  | RB-Appl-EffCW-med-ElecDHW-GasCDryer-Tier2-TopAnyDMoMH72CZ15rDXGF
RB-Appl-EffCW-med-ElecDHW-GasCDryer-Tier2-Top | DEER2016 | D16v1 | 2015-05-16 | Any | DMo | MH72 | CZ15 | rDXHP | Each | 1 | 598 | None | 109 | 0.0152 | 7.59 | 109 | 0.0152 | 7.59 | 109 | 0.0152 | 7.59 | 109 | 0.0152 | 7.59 |  |  | 1 |  | RB-Appl-EffCW-med-ElecDHW-GasCDryer-Tier2-TopAnyDMoMH72CZ15rDXHP
RB-Appl-EffCW-med-ElecDHW-GasCDryer-Tier2-Top | DEER2016 | D16v1 | 2015-05-16 | Any | DMo | MH72 | CZ15 | rNCEH | Each | 1 | 598 | None | 91.8 | 0.0119 | 7.59 | 91.8 | 0.0119 | 7.59 | 91.8 | 0.0119 | 7.59 | 91.8 | 0.0119 | 7.59 |  |  | 1 |  | RB-Appl-EffCW-med-ElecDHW-GasCDryer-Tier2-TopAnyDMoMH72CZ15rNCEH
RB-Appl-EffCW-med-ElecDHW-GasCDryer-Tier2-Top | DEER2016 | D16v1 | 2015-05-16 | Any | DMo | MH72 | CZ15 | rNCGF | Each | 1 | 598 | None | 95.5 | 0.0118 | 7.18 | 95.5 | 0.0118 | 7.18 | 95.5 | 0.0118 | 7.18 | 95.5 | 0.0118 | 7.18 |  |  | 1 |  | RB-Appl-EffCW-med-ElecDHW-GasCDryer-Tier2-TopAnyDMoMH72CZ15rNCGF
RB-Appl-EffCW-med-ElecDHW-GasCDryer-Tier2-Top | DEER2016 | D16v1 | 2015-05-16 | Any | DMo | MH72 | CZ16 | rDXGF | Each | 1 | 598 | None | 126 | 0.0189 | 6.33 | 126 | 0.0189 | 6.33 | 126 | 0.0189 | 6.33 | 126 | 0.0189 | 6.33 |  |  | 1 |  | RB-Appl-EffCW-med-ElecDHW-GasCDryer-Tier2-TopAnyDMoMH72CZ16rDXGF
RB-Appl-EffCW-med-ElecDHW-GasCDryer-Tier2-Top | DEER2016 | D16v1 | 2015-05-16 | Any | DMo | MH72 | CZ16 | rDXHP | Each | 1 | 598 | None | 111 | 0.0188 | 7.59 | 111 | 0.0188 | 7.59 | 111 | 0.0188 | 7.59 | 111 | 0.0188 | 7.59 |  |  | 1 |  | RB-Appl-EffCW-med-ElecDHW-GasCDryer-Tier2-TopAnyDMoMH72CZ16rDXHP
RB-Appl-EffCW-med-ElecDHW-GasCDryer-Tier2-Top | DEER2016 | D16v1 | 2015-05-16 | Any | DMo | MH72 | CZ16 | rNCEH | Each | 1 | 598 | None | 108 | 0.0157 | 7.59 | 108 | 0.0157 | 7.59 | 108 | 0.0157 | 7.59 | 108 | 0.0157 | 7.59 |  |  | 1 |  | RB-Appl-EffCW-med-ElecDHW-GasCDryer-Tier2-TopAnyDMoMH72CZ16rNCEH
RB-Appl-EffCW-med-ElecDHW-GasCDryer-Tier2-Top | DEER2016 | D16v1 | 2015-05-16 | Any | DMo | MH72 | CZ16 | rNCGF | Each | 1 | 598 | None | 119 | 0.0157 | 6.31 | 119 | 0.0157 | 6.31 | 119 | 0.0157 | 6.31 | 119 | 0.0157 | 6.31 |  |  | 1 |  | RB-Appl-EffCW-med-ElecDHW-GasCDryer-Tier2-TopAnyDMoMH72CZ16rNCGF
RB-Appl-EffCW-med-ElecDHW-GasCDryer-Tier2-Top | DEER2016 | D16v1 | 2015-05-16 | Any | DMo | MH85 | CZ01 | rDXGF | Each | 1 | 621 | None | 121 | 0.022 | 6.25 | 121 | 0.022 | 6.25 | 121 | 0.022 | 6.25 | 121 | 0.022 | 6.25 |  |  | 1 |  | RB-Appl-EffCW-med-ElecDHW-GasCDryer-Tier2-TopAnyDMoMH85CZ01rDXGF
RB-Appl-EffCW-med-ElecDHW-GasCDryer-Tier2-Top | DEER2016 | D16v1 | 2015-05-16 | Any | DMo | MH85 | CZ01 | rDXHP | Each | 1 | 621 | None | 109 | 0.0046 | 7.59 | 109 | 0.0046 | 7.59 | 109 | 0.0046 | 7.59 | 109 | 0.0046 | 7.59 |  |  | 1 |  | RB-Appl-EffCW-med-ElecDHW-GasCDryer-Tier2-TopAnyDMoMH85CZ01rDXHP
RB-Appl-EffCW-med-ElecDHW-GasCDryer-Tier2-Top | DEER2016 | D16v1 | 2015-05-16 | Any | DMo | MH85 | CZ01 | rNCEH | Each | 1 | 621 | None | 108 | 0.0163 | 7.59 | 108 | 0.0163 | 7.59 | 108 | 0.0163 | 7.59 | 108 | 0.0163 | 7.59 |  |  | 1 |  | RB-Appl-EffCW-med-ElecDHW-GasCDryer-Tier2-TopAnyDMoMH85CZ01rNCEH
RB-Appl-EffCW-med-ElecDHW-GasCDryer-Tier2-Top | DEER2016 | D16v1 | 2015-05-16 | Any | DMo | MH85 | CZ01 | rNCGF | Each | 1 | 621 | None | 120 | 0.0163 | 6.24 | 120 | 0.0163 | 6.24 | 120 | 0.0163 | 6.24 | 120 | 0.0163 | 6.24 |  |  | 1 |  | RB-Appl-EffCW-med-ElecDHW-GasCDryer-Tier2-TopAnyDMoMH85CZ01rNCGF
RB-Appl-EffCW-med-ElecDHW-GasCDryer-Tier2-Top | DEER2016 | D16v1 | 2015-05-16 | Any | DMo | MH85 | CZ02 | rDXGF | Each | 1 | 621 | None | 117 | 0.0199 | 6.21 | 117 | 0.0199 | 6.21 | 117 | 0.0199 | 6.21 | 117 | 0.0199 | 6.21 |  |  | 1 |  | RB-Appl-EffCW-med-ElecDHW-GasCDryer-Tier2-TopAnyDMoMH85CZ02rDXGF
RB-Appl-EffCW-med-ElecDHW-GasCDryer-Tier2-Top | DEER2016 | D16v1 | 2015-05-16 | Any | DMo | MH85 | CZ02 | rDXHP | Each | 1 | 621 | None | 104 | 0.0198 | 7.59 | 104 | 0.0198 | 7.59 | 104 | 0.0198 | 7.59 | 104 | 0.0198 | 7.59 |  |  | 1 |  | RB-Appl-EffCW-med-ElecDHW-GasCDryer-Tier2-TopAnyDMoMH85CZ02rDXHP
RB-Appl-EffCW-med-ElecDHW-GasCDryer-Tier2-Top | DEER2016 | D16v1 | 2015-05-16 | Any | DMo | MH85 | CZ02 | rNCEH | Each | 1 | 621 | None | 99.9 | 0.0153 | 7.59 | 99.9 | 0.0153 | 7.59 | 99.9 | 0.0153 | 7.59 | 99.9 | 0.0153 | 7.59 |  |  | 1 |  | RB-Appl-EffCW-med-ElecDHW-GasCDryer-Tier2-TopAnyDMoMH85CZ02rNCEH
RB-Appl-EffCW-med-ElecDHW-GasCDryer-Tier2-Top | DEER2016 | D16v1 | 2015-05-16 | Any | DMo | MH85 | CZ02 | rNCGF | Each | 1 | 621 | None | 113 | 0.0152 | 6.01 | 113 | 0.0152 | 6.01 | 113 | 0.0152 | 6.01 | 113 | 0.0152 | 6.01 |  |  | 1 |  | RB-Appl-EffCW-med-ElecDHW-GasCDryer-Tier2-TopAnyDMoMH85CZ02rNCGF
RB-Appl-EffCW-med-ElecDHW-GasCDryer-Tier2-Top | DEER2016 | D16v1 | 2015-05-16 | Any | DMo | MH85 | CZ03 | rDXGF | Each | 1 | 621 | None | 117 | 0.0202 | 6.24 | 117 | 0.0202 | 6.24 | 117 | 0.0202 | 6.24 | 117 | 0.0202 | 6.24 |  |  | 1 |  | RB-Appl-EffCW-med-ElecDHW-GasCDryer-Tier2-TopAnyDMoMH85CZ03rDXGF
RB-Appl-EffCW-med-ElecDHW-GasCDryer-Tier2-Top | DEER2016 | D16v1 | 2015-05-16 | Any | DMo | MH85 | CZ03 | rDXHP | Each | 1 | 621 | None | 107 | 0.0217 | 7.59 | 107 | 0.0217 | 7.59 | 107 | 0.0217 | 7.59 | 107 | 0.0217 | 7.59 |  |  | 1 |  | RB-Appl-EffCW-med-ElecDHW-GasCDryer-Tier2-TopAnyDMoMH85CZ03rDXHP
RB-Appl-EffCW-med-ElecDHW-GasCDryer-Tier2-Top | DEER2016 | D16v1 | 2015-05-16 | Any | DMo | MH85 | CZ03 | rNCEH | Each | 1 | 621 | None | 102 | 0.0155 | 7.59 | 102 | 0.0155 | 7.59 | 102 | 0.0155 | 7.59 | 102 | 0.0155 | 7.59 |  |  | 1 |  | RB-Appl-EffCW-med-ElecDHW-GasCDryer-Tier2-TopAnyDMoMH85CZ03rNCEH
RB-Appl-EffCW-med-ElecDHW-GasCDryer-Tier2-Top | DEER2016 | D16v1 | 2015-05-16 | Any | DMo | MH85 | CZ03 | rNCGF | Each | 1 | 621 | None | 114 | 0.0152 | 6.2 | 114 | 0.0152 | 6.2 | 114 | 0.0152 | 6.2 | 114 | 0.0152 | 6.2 |  |  | 1 |  | RB-Appl-EffCW-med-ElecDHW-GasCDryer-Tier2-TopAnyDMoMH85CZ03rNCGF
RB-Appl-EffCW-med-ElecDHW-GasCDryer-Tier2-Top | DEER2016 | D16v1 | 2015-05-16 | Any | DMo | MH85 | CZ04 | rDXGF | Each | 1 | 621 | None | 117 | 0.0193 | 6.24 | 117 | 0.0193 | 6.24 | 117 | 0.0193 | 6.24 | 117 | 0.0193 | 6.24 |  |  | 1 |  | RB-Appl-EffCW-med-ElecDHW-GasCDryer-Tier2-TopAnyDMoMH85CZ04rDXGF
RB-Appl-EffCW-med-ElecDHW-GasCDryer-Tier2-Top | DEER2016 | D16v1 | 2015-05-16 | Any | DMo | MH85 | CZ04 | rDXHP | Each | 1 | 621 | None | 106 | 0.0185 | 7.59 | 106 | 0.0185 | 7.59 | 106 | 0.0185 | 7.59 | 106 | 0.0185 | 7.59 |  |  | 1 |  | RB-Appl-EffCW-med-ElecDHW-GasCDryer-Tier2-TopAnyDMoMH85CZ04rDXHP
RB-Appl-EffCW-med-ElecDHW-GasCDryer-Tier2-Top | DEER2016 | D16v1 | 2015-05-16 | Any | DMo | MH85 | CZ04 | rNCEH | Each | 1 | 621 | None | 99.5 | 0.0147 | 7.59 | 99.5 | 0.0147 | 7.59 | 99.5 | 0.0147 | 7.59 | 99.5 | 0.0147 | 7.59 |  |  | 1 |  | RB-Appl-EffCW-med-ElecDHW-GasCDryer-Tier2-TopAnyDMoMH85CZ04rNCEH
RB-Appl-EffCW-med-ElecDHW-GasCDryer-Tier2-Top | DEER2016 | D16v1 | 2015-05-16 | Any | DMo | MH85 | CZ04 | rNCGF | Each | 1 | 621 | None | 111 | 0.0147 | 6.18 | 111 | 0.0147 | 6.18 | 111 | 0.0147 | 6.18 | 111 | 0.0147 | 6.18 |  |  | 1 |  | RB-Appl-EffCW-med-ElecDHW-GasCDryer-Tier2-TopAnyDMoMH85CZ04rNCGF
RB-Appl-EffCW-med-ElecDHW-GasCDryer-Tier2-Top | DEER2016 | D16v1 | 2015-05-16 | Any | DMo | MH85 | CZ05 | rDXGF | Each | 1 | 621 | None | 121 | 0.0209 | 6.11 | 121 | 0.0209 | 6.11 | 121 | 0.0209 | 6.11 | 121 | 0.0209 | 6.11 |  |  | 1 |  | RB-Appl-EffCW-med-ElecDHW-GasCDryer-Tier2-TopAnyDMoMH85CZ05rDXGF
RB-Appl-EffCW-med-ElecDHW-GasCDryer-Tier2-Top | DEER2016 | D16v1 | 2015-05-16 | Any | DMo | MH85 | CZ05 | rDXHP | Each | 1 | 621 | None | 109 | 0.0208 | 7.59 | 109 | 0.0208 | 7.59 | 109 | 0.0208 | 7.59 | 109 | 0.0208 | 7.59 |  |  | 1 |  | RB-Appl-EffCW-med-ElecDHW-GasCDryer-Tier2-TopAnyDMoMH85CZ05rDXHP
RB-Appl-EffCW-med-ElecDHW-GasCDryer-Tier2-Top | DEER2016 | D16v1 | 2015-05-16 | Any | DMo | MH85 | CZ05 | rNCEH | Each | 1 | 621 | None | 102 | 0.0156 | 7.59 | 102 | 0.0156 | 7.59 | 102 | 0.0156 | 7.59 | 102 | 0.0156 | 7.59 |  |  | 1 |  | RB-Appl-EffCW-med-ElecDHW-GasCDryer-Tier2-TopAnyDMoMH85CZ05rNCEH
RB-Appl-EffCW-med-ElecDHW-GasCDryer-Tier2-Top | DEER2016 | D16v1 | 2015-05-16 | Any | DMo | MH85 | CZ05 | rNCGF | Each | 1 | 621 | None | 115 | 0.0146 | 6.01 | 115 | 0.0146 | 6.01 | 115 | 0.0146 | 6.01 | 115 | 0.0146 | 6.01 |  |  | 1 |  | RB-Appl-EffCW-med-ElecDHW-GasCDryer-Tier2-TopAnyDMoMH85CZ05rNCGF
RB-Appl-EffCW-med-ElecDHW-GasCDryer-Tier2-Top | DEER2016 | D16v1 | 2015-05-16 | Any | DMo | MH85 | CZ06 | rDXGF | Each | 1 | 621 | None | 119 | 0.0182 | 6.89 | 119 | 0.0182 | 6.89 | 119 | 0.0182 | 6.89 | 119 | 0.0182 | 6.89 |  |  | 1 |  | RB-Appl-EffCW-med-ElecDHW-GasCDryer-Tier2-TopAnyDMoMH85CZ06rDXGF
RB-Appl-EffCW-med-ElecDHW-GasCDryer-Tier2-Top | DEER2016 | D16v1 | 2015-05-16 | Any | DMo | MH85 | CZ06 | rDXHP | Each | 1 | 621 | None | 113 | 0.0168 | 7.59 | 113 | 0.0168 | 7.59 | 113 | 0.0168 | 7.59 | 113 | 0.0168 | 7.59 |  |  | 1 |  | RB-Appl-EffCW-med-ElecDHW-GasCDryer-Tier2-TopAnyDMoMH85CZ06rDXHP
RB-Appl-EffCW-med-ElecDHW-GasCDryer-Tier2-Top | DEER2016 | D16v1 | 2015-05-16 | Any | DMo | MH85 | CZ06 | rNCEH | Each | 1 | 621 | None | 103 | 0.0146 | 7.59 | 103 | 0.0146 | 7.59 | 103 | 0.0146 | 7.59 | 103 | 0.0146 | 7.59 |  |  | 1 |  | RB-Appl-EffCW-med-ElecDHW-GasCDryer-Tier2-TopAnyDMoMH85CZ06rNCEH
RB-Appl-EffCW-med-ElecDHW-GasCDryer-Tier2-Top | DEER2016 | D16v1 | 2015-05-16 | Any | DMo | MH85 | CZ06 | rNCGF | Each | 1 | 621 | None | 109 | 0.0144 | 6.84 | 109 | 0.0144 | 6.84 | 109 | 0.0144 | 6.84 | 109 | 0.0144 | 6.84 |  |  | 1 |  | RB-Appl-EffCW-med-ElecDHW-GasCDryer-Tier2-TopAnyDMoMH85CZ06rNCGF
RB-Appl-EffCW-med-ElecDHW-GasCDryer-Tier2-Top | DEER2016 | D16v1 | 2015-05-16 | Any | DMo | MH85 | CZ07 | rDXGF | Each | 1 | 621 | None | 117 | 0.027 | 6.86 | 117 | 0.027 | 6.86 | 117 | 0.027 | 6.86 | 117 | 0.027 | 6.86 |  |  | 1 |  | RB-Appl-EffCW-med-ElecDHW-GasCDryer-Tier2-TopAnyDMoMH85CZ07rDXGF
RB-Appl-EffCW-med-ElecDHW-GasCDryer-Tier2-Top | DEER2016 | D16v1 | 2015-05-16 | Any | DMo | MH85 | CZ07 | rDXHP | Each | 1 | 621 | None | 116 | 0.0286 | 7.59 | 116 | 0.0286 | 7.59 | 116 | 0.0286 | 7.59 | 116 | 0.0286 | 7.59 |  |  | 1 |  | RB-Appl-EffCW-med-ElecDHW-GasCDryer-Tier2-TopAnyDMoMH85CZ07rDXHP
RB-Appl-EffCW-med-ElecDHW-GasCDryer-Tier2-Top | DEER2016 | D16v1 | 2015-05-16 | Any | DMo | MH85 | CZ07 | rNCEH | Each | 1 | 621 | None | 102 | 0.0146 | 7.59 | 102 | 0.0146 | 7.59 | 102 | 0.0146 | 7.59 | 102 | 0.0146 | 7.59 |  |  | 1 |  | RB-Appl-EffCW-med-ElecDHW-GasCDryer-Tier2-TopAnyDMoMH85CZ07rNCEH
RB-Appl-EffCW-med-ElecDHW-GasCDryer-Tier2-Top | DEER2016 | D16v1 | 2015-05-16 | Any | DMo | MH85 | CZ07 | rNCGF | Each | 1 | 621 | None | 108 | 0.0144 | 6.81 | 108 | 0.0144 | 6.81 | 108 | 0.0144 | 6.81 | 108 | 0.0144 | 6.81 |  |  | 1 |  | RB-Appl-EffCW-med-ElecDHW-GasCDryer-Tier2-TopAnyDMoMH85CZ07rNCGF
RB-Appl-EffCW-med-ElecDHW-GasCDryer-Tier2-Top | DEER2016 | D16v1 | 2015-05-16 | Any | DMo | MH85 | CZ08 | rDXGF | Each | 1 | 621 | None | 115 | 0.0172 | 6.78 | 115 | 0.0172 | 6.78 | 115 | 0.0172 | 6.78 | 115 | 0.0172 | 6.78 |  |  | 1 |  | RB-Appl-EffCW-med-ElecDHW-GasCDryer-Tier2-TopAnyDMoMH85CZ08rDXGF
RB-Appl-EffCW-med-ElecDHW-GasCDryer-Tier2-Top | DEER2016 | D16v1 | 2015-05-16 | Any | DMo | MH85 | CZ08 | rDXHP | Each | 1 | 621 | None | 114 | 0.0175 | 7.59 | 114 | 0.0175 | 7.59 | 114 | 0.0175 | 7.59 | 114 | 0.0175 | 7.59 |  |  | 1 |  | RB-Appl-EffCW-med-ElecDHW-GasCDryer-Tier2-TopAnyDMoMH85CZ08rDXHP
RB-Appl-EffCW-med-ElecDHW-GasCDryer-Tier2-Top | DEER2016 | D16v1 | 2015-05-16 | Any | DMo | MH85 | CZ08 | rNCEH | Each | 1 | 621 | None | 100 | 0.0143 | 7.59 | 100 | 0.0143 | 7.59 | 100 | 0.0143 | 7.59 | 100 | 0.0143 | 7.59 |  |  | 1 |  | RB-Appl-EffCW-med-ElecDHW-GasCDryer-Tier2-TopAnyDMoMH85CZ08rNCEH
RB-Appl-EffCW-med-ElecDHW-GasCDryer-Tier2-Top | DEER2016 | D16v1 | 2015-05-16 | Any | DMo | MH85 | CZ08 | rNCGF | Each | 1 | 621 | None | 107 | 0.0145 | 6.79 | 107 | 0.0145 | 6.79 | 107 | 0.0145 | 6.79 | 107 | 0.0145 | 6.79 |  |  | 1 |  | RB-Appl-EffCW-med-ElecDHW-GasCDryer-Tier2-TopAnyDMoMH85CZ08rNCGF
RB-Appl-EffCW-med-ElecDHW-GasCDryer-Tier2-Top | DEER2016 | D16v1 | 2015-05-16 | Any | DMo | MH85 | CZ09 | rDXGF | Each | 1 | 621 | None | 118 | 0.0176 | 6.79 | 118 | 0.0176 | 6.79 | 118 | 0.0176 | 6.79 | 118 | 0.0176 | 6.79 |  |  | 1 |  | RB-Appl-EffCW-med-ElecDHW-GasCDryer-Tier2-TopAnyDMoMH85CZ09rDXGF
RB-Appl-EffCW-med-ElecDHW-GasCDryer-Tier2-Top | DEER2016 | D16v1 | 2015-05-16 | Any | DMo | MH85 | CZ09 | rDXHP | Each | 1 | 621 | None | 110 | 0.0173 | 7.59 | 110 | 0.0173 | 7.59 | 110 | 0.0173 | 7.59 | 110 | 0.0173 | 7.59 |  |  | 1 |  | RB-Appl-EffCW-med-ElecDHW-GasCDryer-Tier2-TopAnyDMoMH85CZ09rDXHP
RB-Appl-EffCW-med-ElecDHW-GasCDryer-Tier2-Top | DEER2016 | D16v1 | 2015-05-16 | Any | DMo | MH85 | CZ09 | rNCEH | Each | 1 | 621 | None | 99.5 | 0.0142 | 7.59 | 99.5 | 0.0142 | 7.59 | 99.5 | 0.0142 | 7.59 | 99.5 | 0.0142 | 7.59 |  |  | 1 |  | RB-Appl-EffCW-med-ElecDHW-GasCDryer-Tier2-TopAnyDMoMH85CZ09rNCEH
RB-Appl-EffCW-med-ElecDHW-GasCDryer-Tier2-Top | DEER2016 | D16v1 | 2015-05-16 | Any | DMo | MH85 | CZ09 | rNCGF | Each | 1 | 621 | None | 107 | 0.0143 | 6.71 | 107 | 0.0143 | 6.71 | 107 | 0.0143 | 6.71 | 107 | 0.0143 | 6.71 |  |  | 1 |  | RB-Appl-EffCW-med-ElecDHW-GasCDryer-Tier2-TopAnyDMoMH85CZ09rNCGF
RB-Appl-EffCW-med-ElecDHW-GasCDryer-Tier2-Top | DEER2016 | D16v1 | 2015-05-16 | Any | DMo | MH85 | CZ10 | rDXGF | Each | 1 | 621 | None | 113 | 0.0175 | 6.75 | 113 | 0.0175 | 6.75 | 113 | 0.0175 | 6.75 | 113 | 0.0175 | 6.75 |  |  | 1 |  | RB-Appl-EffCW-med-ElecDHW-GasCDryer-Tier2-TopAnyDMoMH85CZ10rDXGF
RB-Appl-EffCW-med-ElecDHW-GasCDryer-Tier2-Top | DEER2016 | D16v1 | 2015-05-16 | Any | DMo | MH85 | CZ10 | rDXHP | Each | 1 | 621 | None | 108 | 0.0171 | 7.59 | 108 | 0.0171 | 7.59 | 108 | 0.0171 | 7.59 | 108 | 0.0171 | 7.59 |  |  | 1 |  | RB-Appl-EffCW-med-ElecDHW-GasCDryer-Tier2-TopAnyDMoMH85CZ10rDXHP
RB-Appl-EffCW-med-ElecDHW-GasCDryer-Tier2-Top | DEER2016 | D16v1 | 2015-05-16 | Any | DMo | MH85 | CZ10 | rNCEH | Each | 1 | 621 | None | 98.2 | 0.014 | 7.59 | 98.2 | 0.014 | 7.59 | 98.2 | 0.014 | 7.59 | 98.2 | 0.014 | 7.59 |  |  | 1 |  | RB-Appl-EffCW-med-ElecDHW-GasCDryer-Tier2-TopAnyDMoMH85CZ10rNCEH
RB-Appl-EffCW-med-ElecDHW-GasCDryer-Tier2-Top | DEER2016 | D16v1 | 2015-05-16 | Any | DMo | MH85 | CZ10 | rNCGF | Each | 1 | 621 | None | 107 | 0.0136 | 6.58 | 107 | 0.0136 | 6.58 | 107 | 0.0136 | 6.58 | 107 | 0.0136 | 6.58 |  |  | 1 |  | RB-Appl-EffCW-med-ElecDHW-GasCDryer-Tier2-TopAnyDMoMH85CZ10rNCGF
RB-Appl-EffCW-med-ElecDHW-GasCDryer-Tier2-Top | DEER2016 | D16v1 | 2015-05-16 | Any | DMo | MH85 | CZ11 | rDXGF | Each | 1 | 621 | None | 117 | 0.0171 | 6.27 | 117 | 0.0171 | 6.27 | 117 | 0.0171 | 6.27 | 117 | 0.0171 | 6.27 |  |  | 1 |  | RB-Appl-EffCW-med-ElecDHW-GasCDryer-Tier2-TopAnyDMoMH85CZ11rDXGF
RB-Appl-EffCW-med-ElecDHW-GasCDryer-Tier2-Top | DEER2016 | D16v1 | 2015-05-16 | Any | DMo | MH85 | CZ11 | rDXHP | Each | 1 | 621 | None | 104 | 0.0173 | 7.59 | 104 | 0.0173 | 7.59 | 104 | 0.0173 | 7.59 | 104 | 0.0173 | 7.59 |  |  | 1 |  | RB-Appl-EffCW-med-ElecDHW-GasCDryer-Tier2-TopAnyDMoMH85CZ11rDXHP
RB-Appl-EffCW-med-ElecDHW-GasCDryer-Tier2-Top | DEER2016 | D16v1 | 2015-05-16 | Any | DMo | MH85 | CZ11 | rNCEH | Each | 1 | 621 | None | 96.3 | 0.0139 | 7.59 | 96.3 | 0.0139 | 7.59 | 96.3 | 0.0139 | 7.59 | 96.3 | 0.0139 | 7.59 |  |  | 1 |  | RB-Appl-EffCW-med-ElecDHW-GasCDryer-Tier2-TopAnyDMoMH85CZ11rNCEH
RB-Appl-EffCW-med-ElecDHW-GasCDryer-Tier2-Top | DEER2016 | D16v1 | 2015-05-16 | Any | DMo | MH85 | CZ11 | rNCGF | Each | 1 | 621 | None | 107 | 0.0139 | 6.32 | 107 | 0.0139 | 6.32 | 107 | 0.0139 | 6.32 | 107 | 0.0139 | 6.32 |  |  | 1 |  | RB-Appl-EffCW-med-ElecDHW-GasCDryer-Tier2-TopAnyDMoMH85CZ11rNCGF
RB-Appl-EffCW-med-ElecDHW-GasCDryer-Tier2-Top | DEER2016 | D16v1 | 2015-05-16 | Any | DMo | MH85 | CZ12 | rDXGF | Each | 1 | 621 | None | 116 | 0.0169 | 6.14 | 116 | 0.0169 | 6.14 | 116 | 0.0169 | 6.14 | 116 | 0.0169 | 6.14 |  |  | 1 |  | RB-Appl-EffCW-med-ElecDHW-GasCDryer-Tier2-TopAnyDMoMH85CZ12rDXGF
RB-Appl-EffCW-med-ElecDHW-GasCDryer-Tier2-Top | DEER2016 | D16v1 | 2015-05-16 | Any | DMo | MH85 | CZ12 | rDXHP | Each | 1 | 621 | None | 102 | 0.0171 | 7.59 | 102 | 0.0171 | 7.59 | 102 | 0.0171 | 7.59 | 102 | 0.0171 | 7.59 |  |  | 1 |  | RB-Appl-EffCW-med-ElecDHW-GasCDryer-Tier2-TopAnyDMoMH85CZ12rDXHP
RB-Appl-EffCW-med-ElecDHW-GasCDryer-Tier2-Top | DEER2016 | D16v1 | 2015-05-16 | Any | DMo | MH85 | CZ12 | rNCEH | Each | 1 | 621 | None | 98 | 0.0146 | 7.59 | 98 | 0.0146 | 7.59 | 98 | 0.0146 | 7.59 | 98 | 0.0146 | 7.59 |  |  | 1 |  | RB-Appl-EffCW-med-ElecDHW-GasCDryer-Tier2-TopAnyDMoMH85CZ12rNCEH
RB-Appl-EffCW-med-ElecDHW-GasCDryer-Tier2-Top | DEER2016 | D16v1 | 2015-05-16 | Any | DMo | MH85 | CZ12 | rNCGF | Each | 1 | 621 | None | 110 | 0.0146 | 6.24 | 110 | 0.0146 | 6.24 | 110 | 0.0146 | 6.24 | 110 | 0.0146 | 6.24 |  |  | 1 |  | RB-Appl-EffCW-med-ElecDHW-GasCDryer-Tier2-TopAnyDMoMH85CZ12rNCGF
RB-Appl-EffCW-med-ElecDHW-GasCDryer-Tier2-Top | DEER2016 | D16v1 | 2015-05-16 | Any | DMo | MH85 | CZ13 | rDXGF | Each | 1 | 621 | None | 115 | 0.0178 | 6.42 | 115 | 0.0178 | 6.42 | 115 | 0.0178 | 6.42 | 115 | 0.0178 | 6.42 |  |  | 1 |  | RB-Appl-EffCW-med-ElecDHW-GasCDryer-Tier2-TopAnyDMoMH85CZ13rDXGF
RB-Appl-EffCW-med-ElecDHW-GasCDryer-Tier2-Top | DEER2016 | D16v1 | 2015-05-16 | Any | DMo | MH85 | CZ13 | rDXHP | Each | 1 | 621 | None | 106 | 0.0178 | 7.59 | 106 | 0.0178 | 7.59 | 106 | 0.0178 | 7.59 | 106 | 0.0178 | 7.59 |  |  | 1 |  | RB-Appl-EffCW-med-ElecDHW-GasCDryer-Tier2-TopAnyDMoMH85CZ13rDXHP
RB-Appl-EffCW-med-ElecDHW-GasCDryer-Tier2-Top | DEER2016 | D16v1 | 2015-05-16 | Any | DMo | MH85 | CZ13 | rNCEH | Each | 1 | 621 | None | 96.1 | 0.0139 | 7.59 | 96.1 | 0.0139 | 7.59 | 96.1 | 0.0139 | 7.59 | 96.1 | 0.0139 | 7.59 |  |  | 1 |  | RB-Appl-EffCW-med-ElecDHW-GasCDryer-Tier2-TopAnyDMoMH85CZ13rNCEH
RB-Appl-EffCW-med-ElecDHW-GasCDryer-Tier2-Top | DEER2016 | D16v1 | 2015-05-16 | Any | DMo | MH85 | CZ13 | rNCGF | Each | 1 | 621 | None | 107 | 0.0151 | 6.42 | 107 | 0.0151 | 6.42 | 107 | 0.0151 | 6.42 | 107 | 0.0151 | 6.42 |  |  | 1 |  | RB-Appl-EffCW-med-ElecDHW-GasCDryer-Tier2-TopAnyDMoMH85CZ13rNCGF
RB-Appl-EffCW-med-ElecDHW-GasCDryer-Tier2-Top | DEER2016 | D16v1 | 2015-05-16 | Any | DMo | MH85 | CZ14 | rDXGF | Each | 1 | 621 | None | 119 | 0.0167 | 6.38 | 119 | 0.0167 | 6.38 | 119 | 0.0167 | 6.38 | 119 | 0.0167 | 6.38 |  |  | 1 |  | RB-Appl-EffCW-med-ElecDHW-GasCDryer-Tier2-TopAnyDMoMH85CZ14rDXGF
RB-Appl-EffCW-med-ElecDHW-GasCDryer-Tier2-Top | DEER2016 | D16v1 | 2015-05-16 | Any | DMo | MH85 | CZ14 | rDXHP | Each | 1 | 621 | None | 108 | 0.016 | 7.59 | 108 | 0.016 | 7.59 | 108 | 0.016 | 7.59 | 108 | 0.016 | 7.59 |  |  | 1 |  | RB-Appl-EffCW-med-ElecDHW-GasCDryer-Tier2-TopAnyDMoMH85CZ14rDXHP
RB-Appl-EffCW-med-ElecDHW-GasCDryer-Tier2-Top | DEER2016 | D16v1 | 2015-05-16 | Any | DMo | MH85 | CZ14 | rNCEH | Each | 1 | 621 | None | 97.2 | 0.0136 | 7.59 | 97.2 | 0.0136 | 7.59 | 97.2 | 0.0136 | 7.59 | 97.2 | 0.0136 | 7.59 |  |  | 1 |  | RB-Appl-EffCW-med-ElecDHW-GasCDryer-Tier2-TopAnyDMoMH85CZ14rNCEH
RB-Appl-EffCW-med-ElecDHW-GasCDryer-Tier2-Top | DEER2016 | D16v1 | 2015-05-16 | Any | DMo | MH85 | CZ14 | rNCGF | Each | 1 | 621 | None | 108 | 0.0136 | 6.32 | 108 | 0.0136 | 6.32 | 108 | 0.0136 | 6.32 | 108 | 0.0136 | 6.32 |  |  | 1 |  | RB-Appl-EffCW-med-ElecDHW-GasCDryer-Tier2-TopAnyDMoMH85CZ14rNCGF
RB-Appl-EffCW-med-ElecDHW-GasCDryer-Tier2-Top | DEER2016 | D16v1 | 2015-05-16 | Any | DMo | MH85 | CZ15 | rDXGF | Each | 1 | 621 | None | 108 | 0.0153 | 6.98 | 108 | 0.0153 | 6.98 | 108 | 0.0153 | 6.98 | 108 | 0.0153 | 6.98 |  |  | 1 |  | RB-Appl-EffCW-med-ElecDHW-GasCDryer-Tier2-TopAnyDMoMH85CZ15rDXGF
RB-Appl-EffCW-med-ElecDHW-GasCDryer-Tier2-Top | DEER2016 | D16v1 | 2015-05-16 | Any | DMo | MH85 | CZ15 | rDXHP | Each | 1 | 621 | None | 104 | 0.0151 | 7.59 | 104 | 0.0151 | 7.59 | 104 | 0.0151 | 7.59 | 104 | 0.0151 | 7.59 |  |  | 1 |  | RB-Appl-EffCW-med-ElecDHW-GasCDryer-Tier2-TopAnyDMoMH85CZ15rDXHP
RB-Appl-EffCW-med-ElecDHW-GasCDryer-Tier2-Top | DEER2016 | D16v1 | 2015-05-16 | Any | DMo | MH85 | CZ15 | rNCEH | Each | 1 | 621 | None | 89.8 | 0.0118 | 7.59 | 89.8 | 0.0118 | 7.59 | 89.8 | 0.0118 | 7.59 | 89.8 | 0.0118 | 7.59 |  |  | 1 |  | RB-Appl-EffCW-med-ElecDHW-GasCDryer-Tier2-TopAnyDMoMH85CZ15rNCEH
RB-Appl-EffCW-med-ElecDHW-GasCDryer-Tier2-Top | DEER2016 | D16v1 | 2015-05-16 | Any | DMo | MH85 | CZ15 | rNCGF | Each | 1 | 621 | None | 95.3 | 0.0116 | 6.94 | 95.3 | 0.0116 | 6.94 | 95.3 | 0.0116 | 6.94 | 95.3 | 0.0116 | 6.94 |  |  | 1 |  | RB-Appl-EffCW-med-ElecDHW-GasCDryer-Tier2-TopAnyDMoMH85CZ15rNCGF
RB-Appl-EffCW-med-ElecDHW-GasCDryer-Tier2-Top | DEER2016 | D16v1 | 2015-05-16 | Any | DMo | MH85 | CZ16 | rDXGF | Each | 1 | 621 | None | 124 | 0.0191 | 6.07 | 124 | 0.0191 | 6.07 | 124 | 0.0191 | 6.07 | 124 | 0.0191 | 6.07 |  |  | 1 |  | RB-Appl-EffCW-med-ElecDHW-GasCDryer-Tier2-TopAnyDMoMH85CZ16rDXGF
RB-Appl-EffCW-med-ElecDHW-GasCDryer-Tier2-Top | DEER2016 | D16v1 | 2015-05-16 | Any | DMo | MH85 | CZ16 | rDXHP | Each | 1 | 621 | None | 106 | 0.0191 | 7.59 | 106 | 0.0191 | 7.59 | 106 | 0.0191 | 7.59 | 106 | 0.0191 | 7.59 |  |  | 1 |  | RB-Appl-EffCW-med-ElecDHW-GasCDryer-Tier2-TopAnyDMoMH85CZ16rDXHP
RB-Appl-EffCW-med-ElecDHW-GasCDryer-Tier2-Top | DEER2016 | D16v1 | 2015-05-16 | Any | DMo | MH85 | CZ16 | rNCEH | Each | 1 | 621 | None | 105 | 0.0157 | 7.59 | 105 | 0.0157 | 7.59 | 105 | 0.0157 | 7.59 | 105 | 0.0157 | 7.59 |  |  | 1 |  | RB-Appl-EffCW-med-ElecDHW-GasCDryer-Tier2-TopAnyDMoMH85CZ16rNCEH
RB-Appl-EffCW-med-ElecDHW-GasCDryer-Tier2-Top | DEER2016 | D16v1 | 2015-05-16 | Any | DMo | MH85 | CZ16 | rNCGF | Each | 1 | 621 | None | 119 | 0.0157 | 6.1 | 119 | 0.0157 | 6.1 | 119 | 0.0157 | 6.1 | 119 | 0.0157 | 6.1 |  |  | 1 |  | RB-Appl-EffCW-med-ElecDHW-GasCDryer-Tier2-TopAnyDMoMH85CZ16rNCGF
RB-Appl-EffCW-med-ElecDHW-GasCDryer-Tier2-Top | DEER2016 | D16v1 | 2015-05-16 | Any | MFm | 1975 | CZ01 | rDXGF | Each | 1 | 474 | None | 121 | 0.0189 | 5.86 | 121 | 0.0189 | 5.86 | 121 | 0.0189 | 5.86 | 121 | 0.0189 | 5.86 |  |  | 1 |  | RB-Appl-EffCW-med-ElecDHW-GasCDryer-Tier2-TopAnyMFm1975CZ01rDXGF
RB-Appl-EffCW-med-ElecDHW-GasCDryer-Tier2-Top | DEER2016 | D16v1 | 2015-05-16 | Any | MFm | 1975 | CZ01 | rDXHP | Each | 1 | 474 | None | 105 | 0.0177 | 7.69 | 105 | 0.0177 | 7.69 | 105 | 0.0177 | 7.69 | 105 | 0.0177 | 7.69 |  |  | 1 |  | RB-Appl-EffCW-med-ElecDHW-GasCDryer-Tier2-TopAnyMFm1975CZ01rDXHP
RB-Appl-EffCW-med-ElecDHW-GasCDryer-Tier2-Top | DEER2016 | D16v1 | 2015-05-16 | Any | MFm | 1975 | CZ01 | rNCEH | Each | 1 | 474 | None | 92.8 | 0.0162 | 7.69 | 92.8 | 0.0162 | 7.69 | 92.8 | 0.0162 | 7.69 | 92.8 | 0.0162 | 7.69 |  |  | 1 |  | RB-Appl-EffCW-med-ElecDHW-GasCDryer-Tier2-TopAnyMFm1975CZ01rNCEH
RB-Appl-EffCW-med-ElecDHW-GasCDryer-Tier2-Top | DEER2016 | D16v1 | 2015-05-16 | Any | MFm | 1975 | CZ01 | rNCGF | Each | 1 | 474 | None | 120 | 0.0165 | 5.84 | 120 | 0.0165 | 5.84 | 120 | 0.0165 | 5.84 | 120 | 0.0165 | 5.84 |  |  | 1 |  | RB-Appl-EffCW-med-ElecDHW-GasCDryer-Tier2-TopAnyMFm1975CZ01rNCGF
RB-Appl-EffCW-med-ElecDHW-GasCDryer-Tier2-Top | DEER2016 | D16v1 | 2015-05-16 | Any | MFm | 1975 | CZ02 | rDXGF | Each | 1 | 474 | None | 117 | 0.0213 | 6.59 | 117 | 0.0213 | 6.59 | 117 | 0.0213 | 6.59 | 117 | 0.0213 | 6.59 |  |  | 1 |  | RB-Appl-EffCW-med-ElecDHW-GasCDryer-Tier2-TopAnyMFm1975CZ02rDXGF
RB-Appl-EffCW-med-ElecDHW-GasCDryer-Tier2-Top | DEER2016 | D16v1 | 2015-05-16 | Any | MFm | 1975 | CZ02 | rDXHP | Each | 1 | 474 | None | 108 | 0.0236 | 7.69 | 108 | 0.0236 | 7.69 | 108 | 0.0236 | 7.69 | 108 | 0.0236 | 7.69 |  |  | 1 |  | RB-Appl-EffCW-med-ElecDHW-GasCDryer-Tier2-TopAnyMFm1975CZ02rDXHP
RB-Appl-EffCW-med-ElecDHW-GasCDryer-Tier2-Top | DEER2016 | D16v1 | 2015-05-16 | Any | MFm | 1975 | CZ02 | rNCEH | Each | 1 | 474 | None | 99.2 | 0.0155 | 7.69 | 99.2 | 0.0155 | 7.69 | 99.2 | 0.0155 | 7.69 | 99.2 | 0.0155 | 7.69 |  |  | 1 |  | RB-Appl-EffCW-med-ElecDHW-GasCDryer-Tier2-TopAnyMFm1975CZ02rNCEH
RB-Appl-EffCW-med-ElecDHW-GasCDryer-Tier2-Top | DEER2016 | D16v1 | 2015-05-16 | Any | MFm | 1975 | CZ02 | rNCGF | Each | 1 | 474 | None | 115 | 0.0155 | 6.53 | 115 | 0.0155 | 6.53 | 115 | 0.0155 | 6.53 | 115 | 0.0155 | 6.53 |  |  | 1 |  | RB-Appl-EffCW-med-ElecDHW-GasCDryer-Tier2-TopAnyMFm1975CZ02rNCGF
RB-Appl-EffCW-med-ElecDHW-GasCDryer-Tier2-Top | DEER2016 | D16v1 | 2015-05-16 | Any | MFm | 1975 | CZ03 | rDXGF | Each | 1 | 474 | None | 116 | 0.0227 | 6.43 | 116 | 0.0227 | 6.43 | 116 | 0.0227 | 6.43 | 116 | 0.0227 | 6.43 |  |  | 1 |  | RB-Appl-EffCW-med-ElecDHW-GasCDryer-Tier2-TopAnyMFm1975CZ03rDXGF
RB-Appl-EffCW-med-ElecDHW-GasCDryer-Tier2-Top | DEER2016 | D16v1 | 2015-05-16 | Any | MFm | 1975 | CZ03 | rDXHP | Each | 1 | 474 | None | 105 | 0.0209 | 7.69 | 105 | 0.0209 | 7.69 | 105 | 0.0209 | 7.69 | 105 | 0.0209 | 7.69 |  |  | 1 |  | RB-Appl-EffCW-med-ElecDHW-GasCDryer-Tier2-TopAnyMFm1975CZ03rDXHP
RB-Appl-EffCW-med-ElecDHW-GasCDryer-Tier2-Top | DEER2016 | D16v1 | 2015-05-16 | Any | MFm | 1975 | CZ03 | rNCEH | Each | 1 | 474 | None | 97.2 | 0.0157 | 7.69 | 97.2 | 0.0157 | 7.69 | 97.2 | 0.0157 | 7.69 | 97.2 | 0.0157 | 7.69 |  |  | 1 |  | RB-Appl-EffCW-med-ElecDHW-GasCDryer-Tier2-TopAnyMFm1975CZ03rNCEH
RB-Appl-EffCW-med-ElecDHW-GasCDryer-Tier2-Top | DEER2016 | D16v1 | 2015-05-16 | Any | MFm | 1975 | CZ03 | rNCGF | Each | 1 | 474 | None | 115 | 0.0156 | 6.39 | 115 | 0.0156 | 6.39 | 115 | 0.0156 | 6.39 | 115 | 0.0156 | 6.39 |  |  | 1 |  | RB-Appl-EffCW-med-ElecDHW-GasCDryer-Tier2-TopAnyMFm1975CZ03rNCGF
RB-Appl-EffCW-med-ElecDHW-GasCDryer-Tier2-Top | DEER2016 | D16v1 | 2015-05-16 | Any | MFm | 1975 | CZ04 | rDXGF | Each | 1 | 474 | None | 116 | 0.019 | 6.75 | 116 | 0.019 | 6.75 | 116 | 0.019 | 6.75 | 116 | 0.019 | 6.75 |  |  | 1 |  | RB-Appl-EffCW-med-ElecDHW-GasCDryer-Tier2-TopAnyMFm1975CZ04rDXGF
RB-Appl-EffCW-med-ElecDHW-GasCDryer-Tier2-Top | DEER2016 | D16v1 | 2015-05-16 | Any | MFm | 1975 | CZ04 | rDXHP | Each | 1 | 474 | None | 108 | 0.0205 | 7.69 | 108 | 0.0205 | 7.69 | 108 | 0.0205 | 7.69 | 108 | 0.0205 | 7.69 |  |  | 1 |  | RB-Appl-EffCW-med-ElecDHW-GasCDryer-Tier2-TopAnyMFm1975CZ04rDXHP
RB-Appl-EffCW-med-ElecDHW-GasCDryer-Tier2-Top | DEER2016 | D16v1 | 2015-05-16 | Any | MFm | 1975 | CZ04 | rNCEH | Each | 1 | 474 | None | 100 | 0.0149 | 7.69 | 100 | 0.0149 | 7.69 | 100 | 0.0149 | 7.69 | 100 | 0.0149 | 7.69 |  |  | 1 |  | RB-Appl-EffCW-med-ElecDHW-GasCDryer-Tier2-TopAnyMFm1975CZ04rNCEH
RB-Appl-EffCW-med-ElecDHW-GasCDryer-Tier2-Top | DEER2016 | D16v1 | 2015-05-16 | Any | MFm | 1975 | CZ04 | rNCGF | Each | 1 | 474 | None | 113 | 0.0149 | 6.72 | 113 | 0.0149 | 6.72 | 113 | 0.0149 | 6.72 | 113 | 0.0149 | 6.72 |  |  | 1 |  | RB-Appl-EffCW-med-ElecDHW-GasCDryer-Tier2-TopAnyMFm1975CZ04rNCGF
RB-Appl-EffCW-med-ElecDHW-GasCDryer-Tier2-Top | DEER2016 | D16v1 | 2015-05-16 | Any | MFm | 1975 | CZ05 | rDXGF | Each | 1 | 474 | None | 117 | 0.0161 | 6.26 | 117 | 0.0161 | 6.26 | 117 | 0.0161 | 6.26 | 117 | 0.0161 | 6.26 |  |  | 1 |  | RB-Appl-EffCW-med-ElecDHW-GasCDryer-Tier2-TopAnyMFm1975CZ05rDXGF
RB-Appl-EffCW-med-ElecDHW-GasCDryer-Tier2-Top | DEER2016 | D16v1 | 2015-05-16 | Any | MFm | 1975 | CZ05 | rDXHP | Each | 1 | 474 | None | 105 | 0.0192 | 7.69 | 105 | 0.0192 | 7.69 | 105 | 0.0192 | 7.69 | 105 | 0.0192 | 7.69 |  |  | 1 |  | RB-Appl-EffCW-med-ElecDHW-GasCDryer-Tier2-TopAnyMFm1975CZ05rDXHP
RB-Appl-EffCW-med-ElecDHW-GasCDryer-Tier2-Top | DEER2016 | D16v1 | 2015-05-16 | Any | MFm | 1975 | CZ05 | rNCEH | Each | 1 | 474 | None | 96.1 | 0.0157 | 7.69 | 96.1 | 0.0157 | 7.69 | 96.1 | 0.0157 | 7.69 | 96.1 | 0.0157 | 7.69 |  |  | 1 |  | RB-Appl-EffCW-med-ElecDHW-GasCDryer-Tier2-TopAnyMFm1975CZ05rNCEH
RB-Appl-EffCW-med-ElecDHW-GasCDryer-Tier2-Top | DEER2016 | D16v1 | 2015-05-16 | Any | MFm | 1975 | CZ05 | rNCGF | Each | 1 | 474 | None | 116 | 0.0158 | 6.21 | 116 | 0.0158 | 6.21 | 116 | 0.0158 | 6.21 | 116 | 0.0158 | 6.21 |  |  | 1 |  | RB-Appl-EffCW-med-ElecDHW-GasCDryer-Tier2-TopAnyMFm1975CZ05rNCGF
RB-Appl-EffCW-med-ElecDHW-GasCDryer-Tier2-Top | DEER2016 | D16v1 | 2015-05-16 | Any | MFm | 1975 | CZ06 | rDXGF | Each | 1 | 465 | None | 117 | 0.0165 | 7.06 | 117 | 0.0165 | 7.06 | 117 | 0.0165 | 7.06 | 117 | 0.0165 | 7.06 |  |  | 1 |  | RB-Appl-EffCW-med-ElecDHW-GasCDryer-Tier2-TopAnyMFm1975CZ06rDXGF
RB-Appl-EffCW-med-ElecDHW-GasCDryer-Tier2-Top | DEER2016 | D16v1 | 2015-05-16 | Any | MFm | 1975 | CZ06 | rDXHP | Each | 1 | 465 | None | 111 | 0.0148 | 7.69 | 111 | 0.0148 | 7.69 | 111 | 0.0148 | 7.69 | 111 | 0.0148 | 7.69 |  |  | 1 |  | RB-Appl-EffCW-med-ElecDHW-GasCDryer-Tier2-TopAnyMFm1975CZ06rDXHP
RB-Appl-EffCW-med-ElecDHW-GasCDryer-Tier2-Top | DEER2016 | D16v1 | 2015-05-16 | Any | MFm | 1975 | CZ06 | rNCEH | Each | 1 | 465 | None | 101 | 0.0148 | 7.69 | 101 | 0.0148 | 7.69 | 101 | 0.0148 | 7.69 | 101 | 0.0148 | 7.69 |  |  | 1 |  | RB-Appl-EffCW-med-ElecDHW-GasCDryer-Tier2-TopAnyMFm1975CZ06rNCEH
RB-Appl-EffCW-med-ElecDHW-GasCDryer-Tier2-Top | DEER2016 | D16v1 | 2015-05-16 | Any | MFm | 1975 | CZ06 | rNCGF | Each | 1 | 465 | None | 111 | 0.0147 | 6.98 | 111 | 0.0147 | 6.98 | 111 | 0.0147 | 6.98 | 111 | 0.0147 | 6.98 |  |  | 1 |  | RB-Appl-EffCW-med-ElecDHW-GasCDryer-Tier2-TopAnyMFm1975CZ06rNCGF
RB-Appl-EffCW-med-ElecDHW-GasCDryer-Tier2-Top | DEER2016 | D16v1 | 2015-05-16 | Any | MFm | 1975 | CZ07 | rDXGF | Each | 1 | 465 | None | 115 | 0.0171 | 7.24 | 115 | 0.0171 | 7.24 | 115 | 0.0171 | 7.24 | 115 | 0.0171 | 7.24 |  |  | 1 |  | RB-Appl-EffCW-med-ElecDHW-GasCDryer-Tier2-TopAnyMFm1975CZ07rDXGF
RB-Appl-EffCW-med-ElecDHW-GasCDryer-Tier2-Top | DEER2016 | D16v1 | 2015-05-16 | Any | MFm | 1975 | CZ07 | rDXHP | Each | 1 | 465 | None | 111 | 0.0192 | 7.69 | 111 | 0.0192 | 7.69 | 111 | 0.0192 | 7.69 | 111 | 0.0192 | 7.69 |  |  | 1 |  | RB-Appl-EffCW-med-ElecDHW-GasCDryer-Tier2-TopAnyMFm1975CZ07rDXHP
RB-Appl-EffCW-med-ElecDHW-GasCDryer-Tier2-Top | DEER2016 | D16v1 | 2015-05-16 | Any | MFm | 1975 | CZ07 | rNCEH | Each | 1 | 465 | None | 103 | 0.0148 | 7.69 | 103 | 0.0148 | 7.69 | 103 | 0.0148 | 7.69 | 103 | 0.0148 | 7.69 |  |  | 1 |  | RB-Appl-EffCW-med-ElecDHW-GasCDryer-Tier2-TopAnyMFm1975CZ07rNCEH
RB-Appl-EffCW-med-ElecDHW-GasCDryer-Tier2-Top | DEER2016 | D16v1 | 2015-05-16 | Any | MFm | 1975 | CZ07 | rNCGF | Each | 1 | 465 | None | 110 | 0.0147 | 7.21 | 110 | 0.0147 | 7.21 | 110 | 0.0147 | 7.21 | 110 | 0.0147 | 7.21 |  |  | 1 |  | RB-Appl-EffCW-med-ElecDHW-GasCDryer-Tier2-TopAnyMFm1975CZ07rNCGF
RB-Appl-EffCW-med-ElecDHW-GasCDryer-Tier2-Top | DEER2016 | D16v1 | 2015-05-16 | Any | MFm | 1975 | CZ08 | rDXGF | Each | 1 | 465 | None | 115 | 0.0173 | 6.97 | 115 | 0.0173 | 6.97 | 115 | 0.0173 | 6.97 | 115 | 0.0173 | 6.97 |  |  | 1 |  | RB-Appl-EffCW-med-ElecDHW-GasCDryer-Tier2-TopAnyMFm1975CZ08rDXGF
RB-Appl-EffCW-med-ElecDHW-GasCDryer-Tier2-Top | DEER2016 | D16v1 | 2015-05-16 | Any | MFm | 1975 | CZ08 | rDXHP | Each | 1 | 465 | None | 110 | 0.0198 | 7.69 | 110 | 0.0198 | 7.69 | 110 | 0.0198 | 7.69 | 110 | 0.0198 | 7.69 |  |  | 1 |  | RB-Appl-EffCW-med-ElecDHW-GasCDryer-Tier2-TopAnyMFm1975CZ08rDXHP
RB-Appl-EffCW-med-ElecDHW-GasCDryer-Tier2-Top | DEER2016 | D16v1 | 2015-05-16 | Any | MFm | 1975 | CZ08 | rNCEH | Each | 1 | 465 | None | 98.5 | 0.0145 | 7.69 | 98.5 | 0.0145 | 7.69 | 98.5 | 0.0145 | 7.69 | 98.5 | 0.0145 | 7.69 |  |  | 1 |  | RB-Appl-EffCW-med-ElecDHW-GasCDryer-Tier2-TopAnyMFm1975CZ08rNCEH
RB-Appl-EffCW-med-ElecDHW-GasCDryer-Tier2-Top | DEER2016 | D16v1 | 2015-05-16 | Any | MFm | 1975 | CZ08 | rNCGF | Each | 1 | 465 | None | 108 | 0.0144 | 6.89 | 108 | 0.0144 | 6.89 | 108 | 0.0144 | 6.89 | 108 | 0.0144 | 6.89 |  |  | 1 |  | RB-Appl-EffCW-med-ElecDHW-GasCDryer-Tier2-TopAnyMFm1975CZ08rNCGF
RB-Appl-EffCW-med-ElecDHW-GasCDryer-Tier2-Top | DEER2016 | D16v1 | 2015-05-16 | Any | MFm | 1975 | CZ09 | rDXGF | Each | 1 | 544 | None | 115 | 0.017 | 6.95 | 115 | 0.017 | 6.95 | 115 | 0.017 | 6.95 | 115 | 0.017 | 6.95 |  |  | 1 |  | RB-Appl-EffCW-med-ElecDHW-GasCDryer-Tier2-TopAnyMFm1975CZ09rDXGF
RB-Appl-EffCW-med-ElecDHW-GasCDryer-Tier2-Top | DEER2016 | D16v1 | 2015-05-16 | Any | MFm | 1975 | CZ09 | rDXHP | Each | 1 | 544 | None | 111 | 0.018 | 7.69 | 111 | 0.018 | 7.69 | 111 | 0.018 | 7.69 | 111 | 0.018 | 7.69 |  |  | 1 |  | RB-Appl-EffCW-med-ElecDHW-GasCDryer-Tier2-TopAnyMFm1975CZ09rDXHP
RB-Appl-EffCW-med-ElecDHW-GasCDryer-Tier2-Top | DEER2016 | D16v1 | 2015-05-16 | Any | MFm | 1975 | CZ09 | rNCEH | Each | 1 | 544 | None | 97.6 | 0.0143 | 7.69 | 97.6 | 0.0143 | 7.69 | 97.6 | 0.0143 | 7.69 | 97.6 | 0.0143 | 7.69 |  |  | 1 |  | RB-Appl-EffCW-med-ElecDHW-GasCDryer-Tier2-TopAnyMFm1975CZ09rNCEH
RB-Appl-EffCW-med-ElecDHW-GasCDryer-Tier2-Top | DEER2016 | D16v1 | 2015-05-16 | Any | MFm | 1975 | CZ09 | rNCGF | Each | 1 | 544 | None | 108 | 0.0143 | 6.83 | 108 | 0.0143 | 6.83 | 108 | 0.0143 | 6.83 | 108 | 0.0143 | 6.83 |  |  | 1 |  | RB-Appl-EffCW-med-ElecDHW-GasCDryer-Tier2-TopAnyMFm1975CZ09rNCGF
RB-Appl-EffCW-med-ElecDHW-GasCDryer-Tier2-Top | DEER2016 | D16v1 | 2015-05-16 | Any | MFm | 1975 | CZ10 | rDXGF | Each | 1 | 544 | None | 114 | 0.0175 | 6.98 | 114 | 0.0175 | 6.98 | 114 | 0.0175 | 6.98 | 114 | 0.0175 | 6.98 |  |  | 1 |  | RB-Appl-EffCW-med-ElecDHW-GasCDryer-Tier2-TopAnyMFm1975CZ10rDXGF
RB-Appl-EffCW-med-ElecDHW-GasCDryer-Tier2-Top | DEER2016 | D16v1 | 2015-05-16 | Any | MFm | 1975 | CZ10 | rDXHP | Each | 1 | 544 | None | 109 | 0.0191 | 7.69 | 109 | 0.0191 | 7.69 | 109 | 0.0191 | 7.69 | 109 | 0.0191 | 7.69 |  |  | 1 |  | RB-Appl-EffCW-med-ElecDHW-GasCDryer-Tier2-TopAnyMFm1975CZ10rDXHP
RB-Appl-EffCW-med-ElecDHW-GasCDryer-Tier2-Top | DEER2016 | D16v1 | 2015-05-16 | Any | MFm | 1975 | CZ10 | rNCEH | Each | 1 | 544 | None | 98 | 0.0141 | 7.69 | 98 | 0.0141 | 7.69 | 98 | 0.0141 | 7.69 | 98 | 0.0141 | 7.69 |  |  | 1 |  | RB-Appl-EffCW-med-ElecDHW-GasCDryer-Tier2-TopAnyMFm1975CZ10rNCEH
RB-Appl-EffCW-med-ElecDHW-GasCDryer-Tier2-Top | DEER2016 | D16v1 | 2015-05-16 | Any | MFm | 1975 | CZ10 | rNCGF | Each | 1 | 544 | None | 108 | 0.0141 | 6.92 | 108 | 0.0141 | 6.92 | 108 | 0.0141 | 6.92 | 108 | 0.0141 | 6.92 |  |  | 1 |  | RB-Appl-EffCW-med-ElecDHW-GasCDryer-Tier2-TopAnyMFm1975CZ10rNCGF
RB-Appl-EffCW-med-ElecDHW-GasCDryer-Tier2-Top | DEER2016 | D16v1 | 2015-05-16 | Any | MFm | 1975 | CZ11 | rDXGF | Each | 1 | 487 | None | 115 | 0.0177 | 6.68 | 115 | 0.0177 | 6.68 | 115 | 0.0177 | 6.68 | 115 | 0.0177 | 6.68 |  |  | 1 |  | RB-Appl-EffCW-med-ElecDHW-GasCDryer-Tier2-TopAnyMFm1975CZ11rDXGF
RB-Appl-EffCW-med-ElecDHW-GasCDryer-Tier2-Top | DEER2016 | D16v1 | 2015-05-16 | Any | MFm | 1975 | CZ11 | rDXHP | Each | 1 | 487 | None | 107 | 0.0191 | 7.69 | 107 | 0.0191 | 7.69 | 107 | 0.0191 | 7.69 | 107 | 0.0191 | 7.69 |  |  | 1 |  | RB-Appl-EffCW-med-ElecDHW-GasCDryer-Tier2-TopAnyMFm1975CZ11rDXHP
RB-Appl-EffCW-med-ElecDHW-GasCDryer-Tier2-Top | DEER2016 | D16v1 | 2015-05-16 | Any | MFm | 1975 | CZ11 | rNCEH | Each | 1 | 487 | None | 95.1 | 0.0141 | 7.69 | 95.1 | 0.0141 | 7.69 | 95.1 | 0.0141 | 7.69 | 95.1 | 0.0141 | 7.69 |  |  | 1 |  | RB-Appl-EffCW-med-ElecDHW-GasCDryer-Tier2-TopAnyMFm1975CZ11rNCEH
RB-Appl-EffCW-med-ElecDHW-GasCDryer-Tier2-Top | DEER2016 | D16v1 | 2015-05-16 | Any | MFm | 1975 | CZ11 | rNCGF | Each | 1 | 487 | None | 109 | 0.0141 | 6.67 | 109 | 0.0141 | 6.67 | 109 | 0.0141 | 6.67 | 109 | 0.0141 | 6.67 |  |  | 1 |  | RB-Appl-EffCW-med-ElecDHW-GasCDryer-Tier2-TopAnyMFm1975CZ11rNCGF
RB-Appl-EffCW-med-ElecDHW-GasCDryer-Tier2-Top | DEER2016 | D16v1 | 2015-05-16 | Any | MFm | 1975 | CZ12 | rDXGF | Each | 1 | 487 | None | 117 | 0.0202 | 6.67 | 117 | 0.0202 | 6.67 | 117 | 0.0202 | 6.67 | 117 | 0.0202 | 6.67 |  |  | 1 |  | RB-Appl-EffCW-med-ElecDHW-GasCDryer-Tier2-TopAnyMFm1975CZ12rDXGF
RB-Appl-EffCW-med-ElecDHW-GasCDryer-Tier2-Top | DEER2016 | D16v1 | 2015-05-16 | Any | MFm | 1975 | CZ12 | rDXHP | Each | 1 | 487 | None | 108 | 0.0201 | 7.69 | 108 | 0.0201 | 7.69 | 108 | 0.0201 | 7.69 | 108 | 0.0201 | 7.69 |  |  | 1 |  | RB-Appl-EffCW-med-ElecDHW-GasCDryer-Tier2-TopAnyMFm1975CZ12rDXHP
RB-Appl-EffCW-med-ElecDHW-GasCDryer-Tier2-Top | DEER2016 | D16v1 | 2015-05-16 | Any | MFm | 1975 | CZ12 | rNCEH | Each | 1 | 487 | None | 97.1 | 0.0148 | 7.69 | 97.1 | 0.0148 | 7.69 | 97.1 | 0.0148 | 7.69 | 97.1 | 0.0148 | 7.69 |  |  | 1 |  | RB-Appl-EffCW-med-ElecDHW-GasCDryer-Tier2-TopAnyMFm1975CZ12rNCEH
RB-Appl-EffCW-med-ElecDHW-GasCDryer-Tier2-Top | DEER2016 | D16v1 | 2015-05-16 | Any | MFm | 1975 | CZ12 | rNCGF | Each | 1 | 487 | None | 111 | 0.0147 | 6.64 | 111 | 0.0147 | 6.64 | 111 | 0.0147 | 6.64 | 111 | 0.0147 | 6.64 |  |  | 1 |  | RB-Appl-EffCW-med-ElecDHW-GasCDryer-Tier2-TopAnyMFm1975CZ12rNCGF
RB-Appl-EffCW-med-ElecDHW-GasCDryer-Tier2-Top | DEER2016 | D16v1 | 2015-05-16 | Any | MFm | 1975 | CZ13 | rDXGF | Each | 1 | 487 | None | 116 | 0.0171 | 6.74 | 116 | 0.0171 | 6.74 | 116 | 0.0171 | 6.74 | 116 | 0.0171 | 6.74 |  |  | 1 |  | RB-Appl-EffCW-med-ElecDHW-GasCDryer-Tier2-TopAnyMFm1975CZ13rDXGF
RB-Appl-EffCW-med-ElecDHW-GasCDryer-Tier2-Top | DEER2016 | D16v1 | 2015-05-16 | Any | MFm | 1975 | CZ13 | rDXHP | Each | 1 | 487 | None | 109 | 0.0188 | 7.69 | 109 | 0.0188 | 7.69 | 109 | 0.0188 | 7.69 | 109 | 0.0188 | 7.69 |  |  | 1 |  | RB-Appl-EffCW-med-ElecDHW-GasCDryer-Tier2-TopAnyMFm1975CZ13rDXHP
RB-Appl-EffCW-med-ElecDHW-GasCDryer-Tier2-Top | DEER2016 | D16v1 | 2015-05-16 | Any | MFm | 1975 | CZ13 | rNCEH | Each | 1 | 487 | None | 94.9 | 0.014 | 7.69 | 94.9 | 0.014 | 7.69 | 94.9 | 0.014 | 7.69 | 94.9 | 0.014 | 7.69 |  |  | 1 |  | RB-Appl-EffCW-med-ElecDHW-GasCDryer-Tier2-TopAnyMFm1975CZ13rNCEH
RB-Appl-EffCW-med-ElecDHW-GasCDryer-Tier2-Top | DEER2016 | D16v1 | 2015-05-16 | Any | MFm | 1975 | CZ13 | rNCGF | Each | 1 | 487 | None | 108 | 0.014 | 6.73 | 108 | 0.014 | 6.73 | 108 | 0.014 | 6.73 | 108 | 0.014 | 6.73 |  |  | 1 |  | RB-Appl-EffCW-med-ElecDHW-GasCDryer-Tier2-TopAnyMFm1975CZ13rNCGF
RB-Appl-EffCW-med-ElecDHW-GasCDryer-Tier2-Top | DEER2016 | D16v1 | 2015-05-16 | Any | MFm | 1975 | CZ14 | rDXGF | Each | 1 | 634 | None | 119 | 0.0161 | 6.78 | 119 | 0.0161 | 6.78 | 119 | 0.0161 | 6.78 | 119 | 0.0161 | 6.78 |  |  | 1 |  | RB-Appl-EffCW-med-ElecDHW-GasCDryer-Tier2-TopAnyMFm1975CZ14rDXGF
RB-Appl-EffCW-med-ElecDHW-GasCDryer-Tier2-Top | DEER2016 | D16v1 | 2015-05-16 | Any | MFm | 1975 | CZ14 | rDXHP | Each | 1 | 634 | None | 112 | 0.0157 | 7.69 | 112 | 0.0157 | 7.69 | 112 | 0.0157 | 7.69 | 112 | 0.0157 | 7.69 |  |  | 1 |  | RB-Appl-EffCW-med-ElecDHW-GasCDryer-Tier2-TopAnyMFm1975CZ14rDXHP
RB-Appl-EffCW-med-ElecDHW-GasCDryer-Tier2-Top | DEER2016 | D16v1 | 2015-05-16 | Any | MFm | 1975 | CZ14 | rNCEH | Each | 1 | 634 | None | 96.9 | 0.0137 | 7.69 | 96.9 | 0.0137 | 7.69 | 96.9 | 0.0137 | 7.69 | 96.9 | 0.0137 | 7.69 |  |  | 1 |  | RB-Appl-EffCW-med-ElecDHW-GasCDryer-Tier2-TopAnyMFm1975CZ14rNCEH
RB-Appl-EffCW-med-ElecDHW-GasCDryer-Tier2-Top | DEER2016 | D16v1 | 2015-05-16 | Any | MFm | 1975 | CZ14 | rNCGF | Each | 1 | 634 | None | 109 | 0.0137 | 6.75 | 109 | 0.0137 | 6.75 | 109 | 0.0137 | 6.75 | 109 | 0.0137 | 6.75 |  |  | 1 |  | RB-Appl-EffCW-med-ElecDHW-GasCDryer-Tier2-TopAnyMFm1975CZ14rNCGF
RB-Appl-EffCW-med-ElecDHW-GasCDryer-Tier2-Top | DEER2016 | D16v1 | 2015-05-16 | Any | MFm | 1975 | CZ15 | rDXGF | Each | 1 | 634 | None | 110 | 0.0142 | 7.35 | 110 | 0.0142 | 7.35 | 110 | 0.0142 | 7.35 | 110 | 0.0142 | 7.35 |  |  | 1 |  | RB-Appl-EffCW-med-ElecDHW-GasCDryer-Tier2-TopAnyMFm1975CZ15rDXGF
RB-Appl-EffCW-med-ElecDHW-GasCDryer-Tier2-Top | DEER2016 | D16v1 | 2015-05-16 | Any | MFm | 1975 | CZ15 | rDXHP | Each | 1 | 634 | None | 107 | 0.0147 | 7.69 | 107 | 0.0147 | 7.69 | 107 | 0.0147 | 7.69 | 107 | 0.0147 | 7.69 |  |  | 1 |  | RB-Appl-EffCW-med-ElecDHW-GasCDryer-Tier2-TopAnyMFm1975CZ15rDXHP
RB-Appl-EffCW-med-ElecDHW-GasCDryer-Tier2-Top | DEER2016 | D16v1 | 2015-05-16 | Any | MFm | 1975 | CZ15 | rNCEH | Each | 1 | 634 | None | 91.7 | 0.012 | 7.69 | 91.7 | 0.012 | 7.69 | 91.7 | 0.012 | 7.69 | 91.7 | 0.012 | 7.69 |  |  | 1 |  | RB-Appl-EffCW-med-ElecDHW-GasCDryer-Tier2-TopAnyMFm1975CZ15rNCEH
RB-Appl-EffCW-med-ElecDHW-GasCDryer-Tier2-Top | DEER2016 | D16v1 | 2015-05-16 | Any | MFm | 1975 | CZ15 | rNCGF | Each | 1 | 634 | None | 96.5 | 0.012 | 7.32 | 96.5 | 0.012 | 7.32 | 96.5 | 0.012 | 7.32 | 96.5 | 0.012 | 7.32 |  |  | 1 |  | RB-Appl-EffCW-med-ElecDHW-GasCDryer-Tier2-TopAnyMFm1975CZ15rNCGF
RB-Appl-EffCW-med-ElecDHW-GasCDryer-Tier2-Top | DEER2016 | D16v1 | 2015-05-16 | Any | MFm | 1975 | CZ16 | rDXGF | Each | 1 | 474 | None | 125 | 0.0187 | 6.38 | 125 | 0.0187 | 6.38 | 125 | 0.0187 | 6.38 | 125 | 0.0187 | 6.38 |  |  | 1 |  | RB-Appl-EffCW-med-ElecDHW-GasCDryer-Tier2-TopAnyMFm1975CZ16rDXGF
RB-Appl-EffCW-med-ElecDHW-GasCDryer-Tier2-Top | DEER2016 | D16v1 | 2015-05-16 | Any | MFm | 1975 | CZ16 | rDXHP | Each | 1 | 474 | None | 112 | 0.0202 | 7.69 | 112 | 0.0202 | 7.69 | 112 | 0.0202 | 7.69 | 112 | 0.0202 | 7.69 |  |  | 1 |  | RB-Appl-EffCW-med-ElecDHW-GasCDryer-Tier2-TopAnyMFm1975CZ16rDXHP
RB-Appl-EffCW-med-ElecDHW-GasCDryer-Tier2-Top | DEER2016 | D16v1 | 2015-05-16 | Any | MFm | 1975 | CZ16 | rNCEH | Each | 1 | 474 | None | 101 | 0.0159 | 7.69 | 101 | 0.0159 | 7.69 | 101 | 0.0159 | 7.69 | 101 | 0.0159 | 7.69 |  |  | 1 |  | RB-Appl-EffCW-med-ElecDHW-GasCDryer-Tier2-TopAnyMFm1975CZ16rNCEH
RB-Appl-EffCW-med-ElecDHW-GasCDryer-Tier2-Top | DEER2016 | D16v1 | 2015-05-16 | Any | MFm | 1975 | CZ16 | rNCGF | Each | 1 | 474 | None | 120 | 0.0158 | 6.34 | 120 | 0.0158 | 6.34 | 120 | 0.0158 | 6.34 | 120 | 0.0158 | 6.34 |  |  | 1 |  | RB-Appl-EffCW-med-ElecDHW-GasCDryer-Tier2-TopAnyMFm1975CZ16rNCGF
RB-Appl-EffCW-med-ElecDHW-GasCDryer-Tier2-Top | DEER2016 | D16v1 | 2015-05-16 | Any | MFm | 1985 | CZ01 | rDXGF | Each | 1 | 512 | None | 121 | 0.0209 | 6.23 | 121 | 0.0209 | 6.23 | 121 | 0.0209 | 6.23 | 121 | 0.0209 | 6.23 |  |  | 1 |  | RB-Appl-EffCW-med-ElecDHW-GasCDryer-Tier2-TopAnyMFm1985CZ01rDXGF
RB-Appl-EffCW-med-ElecDHW-GasCDryer-Tier2-Top | DEER2016 | D16v1 | 2015-05-16 | Any | MFm | 1985 | CZ01 | rDXHP | Each | 1 | 512 | None | 108 | 0.0186 | 7.69 | 108 | 0.0186 | 7.69 | 108 | 0.0186 | 7.69 | 108 | 0.0186 | 7.69 |  |  | 1 |  | RB-Appl-EffCW-med-ElecDHW-GasCDryer-Tier2-TopAnyMFm1985CZ01rDXHP
RB-Appl-EffCW-med-ElecDHW-GasCDryer-Tier2-Top | DEER2016 | D16v1 | 2015-05-16 | Any | MFm | 1985 | CZ01 | rNCEH | Each | 1 | 512 | None | 97.2 | 0.0163 | 7.69 | 97.2 | 0.0163 | 7.69 | 97.2 | 0.0163 | 7.69 | 97.2 | 0.0163 | 7.69 |  |  | 1 |  | RB-Appl-EffCW-med-ElecDHW-GasCDryer-Tier2-TopAnyMFm1985CZ01rNCEH
RB-Appl-EffCW-med-ElecDHW-GasCDryer-Tier2-Top | DEER2016 | D16v1 | 2015-05-16 | Any | MFm | 1985 | CZ01 | rNCGF | Each | 1 | 512 | None | 121 | 0.0164 | 6.16 | 121 | 0.0164 | 6.16 | 121 | 0.0164 | 6.16 | 121 | 0.0164 | 6.16 |  |  | 1 |  | RB-Appl-EffCW-med-ElecDHW-GasCDryer-Tier2-TopAnyMFm1985CZ01rNCGF
RB-Appl-EffCW-med-ElecDHW-GasCDryer-Tier2-Top | DEER2016 | D16v1 | 2015-05-16 | Any | MFm | 1985 | CZ02 | rDXGF | Each | 1 | 512 | None | 118 | 0.0181 | 6.57 | 118 | 0.0181 | 6.57 | 118 | 0.0181 | 6.57 | 118 | 0.0181 | 6.57 |  |  | 1 |  | RB-Appl-EffCW-med-ElecDHW-GasCDryer-Tier2-TopAnyMFm1985CZ02rDXGF
RB-Appl-EffCW-med-ElecDHW-GasCDryer-Tier2-Top | DEER2016 | D16v1 | 2015-05-16 | Any | MFm | 1985 | CZ02 | rDXHP | Each | 1 | 512 | None | 108 | 0.0201 | 7.69 | 108 | 0.0201 | 7.69 | 108 | 0.0201 | 7.69 | 108 | 0.0201 | 7.69 |  |  | 1 |  | RB-Appl-EffCW-med-ElecDHW-GasCDryer-Tier2-TopAnyMFm1985CZ02rDXHP
RB-Appl-EffCW-med-ElecDHW-GasCDryer-Tier2-Top | DEER2016 | D16v1 | 2015-05-16 | Any | MFm | 1985 | CZ02 | rNCEH | Each | 1 | 512 | None | 99.8 | 0.0155 | 7.69 | 99.8 | 0.0155 | 7.69 | 99.8 | 0.0155 | 7.69 | 99.8 | 0.0155 | 7.69 |  |  | 1 |  | RB-Appl-EffCW-med-ElecDHW-GasCDryer-Tier2-TopAnyMFm1985CZ02rNCEH
RB-Appl-EffCW-med-ElecDHW-GasCDryer-Tier2-Top | DEER2016 | D16v1 | 2015-05-16 | Any | MFm | 1985 | CZ02 | rNCGF | Each | 1 | 512 | None | 115 | 0.0155 | 6.52 | 115 | 0.0155 | 6.52 | 115 | 0.0155 | 6.52 | 115 | 0.0155 | 6.52 |  |  | 1 |  | RB-Appl-EffCW-med-ElecDHW-GasCDryer-Tier2-TopAnyMFm1985CZ02rNCGF
RB-Appl-EffCW-med-ElecDHW-GasCDryer-Tier2-Top | DEER2016 | D16v1 | 2015-05-16 | Any | MFm | 1985 | CZ03 | rDXGF | Each | 1 | 512 | None | 116 | 0.0186 | 6.44 | 116 | 0.0186 | 6.44 | 116 | 0.0186 | 6.44 | 116 | 0.0186 | 6.44 |  |  | 1 |  | RB-Appl-EffCW-med-ElecDHW-GasCDryer-Tier2-TopAnyMFm1985CZ03rDXGF
RB-Appl-EffCW-med-ElecDHW-GasCDryer-Tier2-Top | DEER2016 | D16v1 | 2015-05-16 | Any | MFm | 1985 | CZ03 | rDXHP | Each | 1 | 512 | None | 105 | 0.0143 | 7.69 | 105 | 0.0143 | 7.69 | 105 | 0.0143 | 7.69 | 105 | 0.0143 | 7.69 |  |  | 1 |  | RB-Appl-EffCW-med-ElecDHW-GasCDryer-Tier2-TopAnyMFm1985CZ03rDXHP
RB-Appl-EffCW-med-ElecDHW-GasCDryer-Tier2-Top | DEER2016 | D16v1 | 2015-05-16 | Any | MFm | 1985 | CZ03 | rNCEH | Each | 1 | 512 | None | 97.6 | 0.0157 | 7.69 | 97.6 | 0.0157 | 7.69 | 97.6 | 0.0157 | 7.69 | 97.6 | 0.0157 | 7.69 |  |  | 1 |  | RB-Appl-EffCW-med-ElecDHW-GasCDryer-Tier2-TopAnyMFm1985CZ03rNCEH
RB-Appl-EffCW-med-ElecDHW-GasCDryer-Tier2-Top | DEER2016 | D16v1 | 2015-05-16 | Any | MFm | 1985 | CZ03 | rNCGF | Each | 1 | 512 | None | 115 | 0.0156 | 6.36 | 115 | 0.0156 | 6.36 | 115 | 0.0156 | 6.36 | 115 | 0.0156 | 6.36 |  |  | 1 |  | RB-Appl-EffCW-med-ElecDHW-GasCDryer-Tier2-TopAnyMFm1985CZ03rNCGF
RB-Appl-EffCW-med-ElecDHW-GasCDryer-Tier2-Top | DEER2016 | D16v1 | 2015-05-16 | Any | MFm | 1985 | CZ04 | rDXGF | Each | 1 | 512 | None | 115 | 0.0166 | 6.79 | 115 | 0.0166 | 6.79 | 115 | 0.0166 | 6.79 | 115 | 0.0166 | 6.79 |  |  | 1 |  | RB-Appl-EffCW-med-ElecDHW-GasCDryer-Tier2-TopAnyMFm1985CZ04rDXGF
RB-Appl-EffCW-med-ElecDHW-GasCDryer-Tier2-Top | DEER2016 | D16v1 | 2015-05-16 | Any | MFm | 1985 | CZ04 | rDXHP | Each | 1 | 512 | None | 107 | 0.0186 | 7.69 | 107 | 0.0186 | 7.69 | 107 | 0.0186 | 7.69 | 107 | 0.0186 | 7.69 |  |  | 1 |  | RB-Appl-EffCW-med-ElecDHW-GasCDryer-Tier2-TopAnyMFm1985CZ04rDXHP
RB-Appl-EffCW-med-ElecDHW-GasCDryer-Tier2-Top | DEER2016 | D16v1 | 2015-05-16 | Any | MFm | 1985 | CZ04 | rNCEH | Each | 1 | 512 | None | 100 | 0.0149 | 7.69 | 100 | 0.0149 | 7.69 | 100 | 0.0149 | 7.69 | 100 | 0.0149 | 7.69 |  |  | 1 |  | RB-Appl-EffCW-med-ElecDHW-GasCDryer-Tier2-TopAnyMFm1985CZ04rNCEH
RB-Appl-EffCW-med-ElecDHW-GasCDryer-Tier2-Top | DEER2016 | D16v1 | 2015-05-16 | Any | MFm | 1985 | CZ04 | rNCGF | Each | 1 | 512 | None | 113 | 0.0148 | 6.76 | 113 | 0.0148 | 6.76 | 113 | 0.0148 | 6.76 | 113 | 0.0148 | 6.76 |  |  | 1 |  | RB-Appl-EffCW-med-ElecDHW-GasCDryer-Tier2-TopAnyMFm1985CZ04rNCGF
RB-Appl-EffCW-med-ElecDHW-GasCDryer-Tier2-Top | DEER2016 | D16v1 | 2015-05-16 | Any | MFm | 1985 | CZ05 | rDXGF | Each | 1 | 512 | None | 117 | 0.0138 | 6.37 | 117 | 0.0138 | 6.37 | 117 | 0.0138 | 6.37 | 117 | 0.0138 | 6.37 |  |  | 1 |  | RB-Appl-EffCW-med-ElecDHW-GasCDryer-Tier2-TopAnyMFm1985CZ05rDXGF
RB-Appl-EffCW-med-ElecDHW-GasCDryer-Tier2-Top | DEER2016 | D16v1 | 2015-05-16 | Any | MFm | 1985 | CZ05 | rDXHP | Each | 1 | 512 | None | 106 | 0.0172 | 7.69 | 106 | 0.0172 | 7.69 | 106 | 0.0172 | 7.69 | 106 | 0.0172 | 7.69 |  |  | 1 |  | RB-Appl-EffCW-med-ElecDHW-GasCDryer-Tier2-TopAnyMFm1985CZ05rDXHP
RB-Appl-EffCW-med-ElecDHW-GasCDryer-Tier2-Top | DEER2016 | D16v1 | 2015-05-16 | Any | MFm | 1985 | CZ05 | rNCEH | Each | 1 | 512 | None | 97.8 | 0.0157 | 7.69 | 97.8 | 0.0157 | 7.69 | 97.8 | 0.0157 | 7.69 | 97.8 | 0.0157 | 7.69 |  |  | 1 |  | RB-Appl-EffCW-med-ElecDHW-GasCDryer-Tier2-TopAnyMFm1985CZ05rNCEH
RB-Appl-EffCW-med-ElecDHW-GasCDryer-Tier2-Top | DEER2016 | D16v1 | 2015-05-16 | Any | MFm | 1985 | CZ05 | rNCGF | Each | 1 | 512 | None | 116 | 0.0157 | 6.35 | 116 | 0.0157 | 6.35 | 116 | 0.0157 | 6.35 | 116 | 0.0157 | 6.35 |  |  | 1 |  | RB-Appl-EffCW-med-ElecDHW-GasCDryer-Tier2-TopAnyMFm1985CZ05rNCGF
RB-Appl-EffCW-med-ElecDHW-GasCDryer-Tier2-Top | DEER2016 | D16v1 | 2015-05-16 | Any | MFm | 1985 | CZ06 | rDXGF | Each | 1 | 578 | None | 115 | 0.018 | 7.07 | 115 | 0.018 | 7.07 | 115 | 0.018 | 7.07 | 115 | 0.018 | 7.07 |  |  | 1 |  | RB-Appl-EffCW-med-ElecDHW-GasCDryer-Tier2-TopAnyMFm1985CZ06rDXGF
RB-Appl-EffCW-med-ElecDHW-GasCDryer-Tier2-Top | DEER2016 | D16v1 | 2015-05-16 | Any | MFm | 1985 | CZ06 | rDXHP | Each | 1 | 578 | None | 109 | 0.0227 | 7.69 | 109 | 0.0227 | 7.69 | 109 | 0.0227 | 7.69 | 109 | 0.0227 | 7.69 |  |  | 1 |  | RB-Appl-EffCW-med-ElecDHW-GasCDryer-Tier2-TopAnyMFm1985CZ06rDXHP
RB-Appl-EffCW-med-ElecDHW-GasCDryer-Tier2-Top | DEER2016 | D16v1 | 2015-05-16 | Any | MFm | 1985 | CZ06 | rNCEH | Each | 1 | 578 | None | 101 | 0.0148 | 7.69 | 101 | 0.0148 | 7.69 | 101 | 0.0148 | 7.69 | 101 | 0.0148 | 7.69 |  |  | 1 |  | RB-Appl-EffCW-med-ElecDHW-GasCDryer-Tier2-TopAnyMFm1985CZ06rNCEH
RB-Appl-EffCW-med-ElecDHW-GasCDryer-Tier2-Top | DEER2016 | D16v1 | 2015-05-16 | Any | MFm | 1985 | CZ06 | rNCGF | Each | 1 | 578 | None | 110 | 0.0148 | 6.97 | 110 | 0.0148 | 6.97 | 110 | 0.0148 | 6.97 | 110 | 0.0148 | 6.97 |  |  | 1 |  | RB-Appl-EffCW-med-ElecDHW-GasCDryer-Tier2-TopAnyMFm1985CZ06rNCGF
RB-Appl-EffCW-med-ElecDHW-GasCDryer-Tier2-Top | DEER2016 | D16v1 | 2015-05-16 | Any | MFm | 1985 | CZ07 | rDXGF | Each | 1 | 578 | None | 114 | 0.0127 | 7.26 | 114 | 0.0127 | 7.26 | 114 | 0.0127 | 7.26 | 114 | 0.0127 | 7.26 |  |  | 1 |  | RB-Appl-EffCW-med-ElecDHW-GasCDryer-Tier2-TopAnyMFm1985CZ07rDXGF
RB-Appl-EffCW-med-ElecDHW-GasCDryer-Tier2-Top | DEER2016 | D16v1 | 2015-05-16 | Any | MFm | 1985 | CZ07 | rDXHP | Each | 1 | 578 | None | 110 | 0.0225 | 7.69 | 110 | 0.0225 | 7.69 | 110 | 0.0225 | 7.69 | 110 | 0.0225 | 7.69 |  |  | 1 |  | RB-Appl-EffCW-med-ElecDHW-GasCDryer-Tier2-TopAnyMFm1985CZ07rDXHP
RB-Appl-EffCW-med-ElecDHW-GasCDryer-Tier2-Top | DEER2016 | D16v1 | 2015-05-16 | Any | MFm | 1985 | CZ07 | rNCEH | Each | 1 | 578 | None | 103 | 0.0148 | 7.69 | 103 | 0.0148 | 7.69 | 103 | 0.0148 | 7.69 | 103 | 0.0148 | 7.69 |  |  | 1 |  | RB-Appl-EffCW-med-ElecDHW-GasCDryer-Tier2-TopAnyMFm1985CZ07rNCEH
RB-Appl-EffCW-med-ElecDHW-GasCDryer-Tier2-Top | DEER2016 | D16v1 | 2015-05-16 | Any | MFm | 1985 | CZ07 | rNCGF | Each | 1 | 578 | None | 110 | 0.0148 | 7.19 | 110 | 0.0148 | 7.19 | 110 | 0.0148 | 7.19 | 110 | 0.0148 | 7.19 |  |  | 1 |  | RB-Appl-EffCW-med-ElecDHW-GasCDryer-Tier2-TopAnyMFm1985CZ07rNCGF
RB-Appl-EffCW-med-ElecDHW-GasCDryer-Tier2-Top | DEER2016 | D16v1 | 2015-05-16 | Any | MFm | 1985 | CZ08 | rDXGF | Each | 1 | 578 | None | 115 | 0.0136 | 7.15 | 115 | 0.0136 | 7.15 | 115 | 0.0136 | 7.15 | 115 | 0.0136 | 7.15 |  |  | 1 |  | RB-Appl-EffCW-med-ElecDHW-GasCDryer-Tier2-TopAnyMFm1985CZ08rDXGF
RB-Appl-EffCW-med-ElecDHW-GasCDryer-Tier2-Top | DEER2016 | D16v1 | 2015-05-16 | Any | MFm | 1985 | CZ08 | rDXHP | Each | 1 | 578 | None | 111 | 0.0226 | 7.69 | 111 | 0.0226 | 7.69 | 111 | 0.0226 | 7.69 | 111 | 0.0226 | 7.69 |  |  | 1 |  | RB-Appl-EffCW-med-ElecDHW-GasCDryer-Tier2-TopAnyMFm1985CZ08rDXHP
RB-Appl-EffCW-med-ElecDHW-GasCDryer-Tier2-Top | DEER2016 | D16v1 | 2015-05-16 | Any | MFm | 1985 | CZ08 | rNCEH | Each | 1 | 578 | None | 101 | 0.0145 | 7.69 | 101 | 0.0145 | 7.69 | 101 | 0.0145 | 7.69 | 101 | 0.0145 | 7.69 |  |  | 1 |  | RB-Appl-EffCW-med-ElecDHW-GasCDryer-Tier2-TopAnyMFm1985CZ08rNCEH
RB-Appl-EffCW-med-ElecDHW-GasCDryer-Tier2-Top | DEER2016 | D16v1 | 2015-05-16 | Any | MFm | 1985 | CZ08 | rNCGF | Each | 1 | 578 | None | 109 | 0.0145 | 7.08 | 109 | 0.0145 | 7.08 | 109 | 0.0145 | 7.08 | 109 | 0.0145 | 7.08 |  |  | 1 |  | RB-Appl-EffCW-med-ElecDHW-GasCDryer-Tier2-TopAnyMFm1985CZ08rNCGF
RB-Appl-EffCW-med-ElecDHW-GasCDryer-Tier2-Top | DEER2016 | D16v1 | 2015-05-16 | Any | MFm | 1985 | CZ09 | rDXGF | Each | 1 | 648 | None | 117 | 0.017 | 7.03 | 117 | 0.017 | 7.03 | 117 | 0.017 | 7.03 | 117 | 0.017 | 7.03 |  |  | 1 |  | RB-Appl-EffCW-med-ElecDHW-GasCDryer-Tier2-TopAnyMFm1985CZ09rDXGF
RB-Appl-EffCW-med-ElecDHW-GasCDryer-Tier2-Top | DEER2016 | D16v1 | 2015-05-16 | Any | MFm | 1985 | CZ09 | rDXHP | Each | 1 | 648 | None | 111 | 0.0176 | 7.69 | 111 | 0.0176 | 7.69 | 111 | 0.0176 | 7.69 | 111 | 0.0176 | 7.69 |  |  | 1 |  | RB-Appl-EffCW-med-ElecDHW-GasCDryer-Tier2-TopAnyMFm1985CZ09rDXHP
RB-Appl-EffCW-med-ElecDHW-GasCDryer-Tier2-Top | DEER2016 | D16v1 | 2015-05-16 | Any | MFm | 1985 | CZ09 | rNCEH | Each | 1 | 648 | None | 99.5 | 0.0143 | 7.69 | 99.5 | 0.0143 | 7.69 | 99.5 | 0.0143 | 7.69 | 99.5 | 0.0143 | 7.69 |  |  | 1 |  | RB-Appl-EffCW-med-ElecDHW-GasCDryer-Tier2-TopAnyMFm1985CZ09rNCEH
RB-Appl-EffCW-med-ElecDHW-GasCDryer-Tier2-Top | DEER2016 | D16v1 | 2015-05-16 | Any | MFm | 1985 | CZ09 | rNCGF | Each | 1 | 648 | None | 109 | 0.0143 | 6.95 | 109 | 0.0143 | 6.95 | 109 | 0.0143 | 6.95 | 109 | 0.0143 | 6.95 |  |  | 1 |  | RB-Appl-EffCW-med-ElecDHW-GasCDryer-Tier2-TopAnyMFm1985CZ09rNCGF
RB-Appl-EffCW-med-ElecDHW-GasCDryer-Tier2-Top | DEER2016 | D16v1 | 2015-05-16 | Any | MFm | 1985 | CZ10 | rDXGF | Each | 1 | 648 | None | 114 | 0.0178 | 7.06 | 114 | 0.0178 | 7.06 | 114 | 0.0178 | 7.06 | 114 | 0.0178 | 7.06 |  |  | 1 |  | RB-Appl-EffCW-med-ElecDHW-GasCDryer-Tier2-TopAnyMFm1985CZ10rDXGF
RB-Appl-EffCW-med-ElecDHW-GasCDryer-Tier2-Top | DEER2016 | D16v1 | 2015-05-16 | Any | MFm | 1985 | CZ10 | rDXHP | Each | 1 | 648 | None | 110 | 0.0175 | 7.69 | 110 | 0.0175 | 7.69 | 110 | 0.0175 | 7.69 | 110 | 0.0175 | 7.69 |  |  | 1 |  | RB-Appl-EffCW-med-ElecDHW-GasCDryer-Tier2-TopAnyMFm1985CZ10rDXHP
RB-Appl-EffCW-med-ElecDHW-GasCDryer-Tier2-Top | DEER2016 | D16v1 | 2015-05-16 | Any | MFm | 1985 | CZ10 | rNCEH | Each | 1 | 648 | None | 99.5 | 0.0141 | 7.69 | 99.5 | 0.0141 | 7.69 | 99.5 | 0.0141 | 7.69 | 99.5 | 0.0141 | 7.69 |  |  | 1 |  | RB-Appl-EffCW-med-ElecDHW-GasCDryer-Tier2-TopAnyMFm1985CZ10rNCEH
RB-Appl-EffCW-med-ElecDHW-GasCDryer-Tier2-Top | DEER2016 | D16v1 | 2015-05-16 | Any | MFm | 1985 | CZ10 | rNCGF | Each | 1 | 648 | None | 108 | 0.0141 | 7 | 108 | 0.0141 | 7 | 108 | 0.0141 | 7 | 108 | 0.0141 | 7 |  |  | 1 |  | RB-Appl-EffCW-med-ElecDHW-GasCDryer-Tier2-TopAnyMFm1985CZ10rNCGF
RB-Appl-EffCW-med-ElecDHW-GasCDryer-Tier2-Top | DEER2016 | D16v1 | 2015-05-16 | Any | MFm | 1985 | CZ11 | rDXGF | Each | 1 | 512 | None | 116 | 0.0178 | 6.71 | 116 | 0.0178 | 6.71 | 116 | 0.0178 | 6.71 | 116 | 0.0178 | 6.71 |  |  | 1 |  | RB-Appl-EffCW-med-ElecDHW-GasCDryer-Tier2-TopAnyMFm1985CZ11rDXGF
RB-Appl-EffCW-med-ElecDHW-GasCDryer-Tier2-Top | DEER2016 | D16v1 | 2015-05-16 | Any | MFm | 1985 | CZ11 | rDXHP | Each | 1 | 512 | None | 107 | 0.0183 | 7.69 | 107 | 0.0183 | 7.69 | 107 | 0.0183 | 7.69 | 107 | 0.0183 | 7.69 |  |  | 1 |  | RB-Appl-EffCW-med-ElecDHW-GasCDryer-Tier2-TopAnyMFm1985CZ11rDXHP
RB-Appl-EffCW-med-ElecDHW-GasCDryer-Tier2-Top | DEER2016 | D16v1 | 2015-05-16 | Any | MFm | 1985 | CZ11 | rNCEH | Each | 1 | 512 | None | 95.4 | 0.0141 | 7.69 | 95.4 | 0.0141 | 7.69 | 95.4 | 0.0141 | 7.69 | 95.4 | 0.0141 | 7.69 |  |  | 1 |  | RB-Appl-EffCW-med-ElecDHW-GasCDryer-Tier2-TopAnyMFm1985CZ11rNCEH
RB-Appl-EffCW-med-ElecDHW-GasCDryer-Tier2-Top | DEER2016 | D16v1 | 2015-05-16 | Any | MFm | 1985 | CZ11 | rNCGF | Each | 1 | 512 | None | 109 | 0.0141 | 6.7 | 109 | 0.0141 | 6.7 | 109 | 0.0141 | 6.7 | 109 | 0.0141 | 6.7 |  |  | 1 |  | RB-Appl-EffCW-med-ElecDHW-GasCDryer-Tier2-TopAnyMFm1985CZ11rNCGF
RB-Appl-EffCW-med-ElecDHW-GasCDryer-Tier2-Top | DEER2016 | D16v1 | 2015-05-16 | Any | MFm | 1985 | CZ12 | rDXGF | Each | 1 | 512 | None | 115 | 0.019 | 6.67 | 115 | 0.019 | 6.67 | 115 | 0.019 | 6.67 | 115 | 0.019 | 6.67 |  |  | 1 |  | RB-Appl-EffCW-med-ElecDHW-GasCDryer-Tier2-TopAnyMFm1985CZ12rDXGF
RB-Appl-EffCW-med-ElecDHW-GasCDryer-Tier2-Top | DEER2016 | D16v1 | 2015-05-16 | Any | MFm | 1985 | CZ12 | rDXHP | Each | 1 | 512 | None | 107 | 0.0215 | 7.69 | 107 | 0.0215 | 7.69 | 107 | 0.0215 | 7.69 | 107 | 0.0215 | 7.69 |  |  | 1 |  | RB-Appl-EffCW-med-ElecDHW-GasCDryer-Tier2-TopAnyMFm1985CZ12rDXHP
RB-Appl-EffCW-med-ElecDHW-GasCDryer-Tier2-Top | DEER2016 | D16v1 | 2015-05-16 | Any | MFm | 1985 | CZ12 | rNCEH | Each | 1 | 512 | None | 97.3 | 0.0147 | 7.69 | 97.3 | 0.0147 | 7.69 | 97.3 | 0.0147 | 7.69 | 97.3 | 0.0147 | 7.69 |  |  | 1 |  | RB-Appl-EffCW-med-ElecDHW-GasCDryer-Tier2-TopAnyMFm1985CZ12rNCEH
RB-Appl-EffCW-med-ElecDHW-GasCDryer-Tier2-Top | DEER2016 | D16v1 | 2015-05-16 | Any | MFm | 1985 | CZ12 | rNCGF | Each | 1 | 512 | None | 111 | 0.0147 | 6.64 | 111 | 0.0147 | 6.64 | 111 | 0.0147 | 6.64 | 111 | 0.0147 | 6.64 |  |  | 1 |  | RB-Appl-EffCW-med-ElecDHW-GasCDryer-Tier2-TopAnyMFm1985CZ12rNCGF
RB-Appl-EffCW-med-ElecDHW-GasCDryer-Tier2-Top | DEER2016 | D16v1 | 2015-05-16 | Any | MFm | 1985 | CZ13 | rDXGF | Each | 1 | 512 | None | 115 | 0.018 | 6.77 | 115 | 0.018 | 6.77 | 115 | 0.018 | 6.77 | 115 | 0.018 | 6.77 |  |  | 1 |  | RB-Appl-EffCW-med-ElecDHW-GasCDryer-Tier2-TopAnyMFm1985CZ13rDXGF
RB-Appl-EffCW-med-ElecDHW-GasCDryer-Tier2-Top | DEER2016 | D16v1 | 2015-05-16 | Any | MFm | 1985 | CZ13 | rDXHP | Each | 1 | 512 | None | 107 | 0.0179 | 7.69 | 107 | 0.0179 | 7.69 | 107 | 0.0179 | 7.69 | 107 | 0.0179 | 7.69 |  |  | 1 |  | RB-Appl-EffCW-med-ElecDHW-GasCDryer-Tier2-TopAnyMFm1985CZ13rDXHP
RB-Appl-EffCW-med-ElecDHW-GasCDryer-Tier2-Top | DEER2016 | D16v1 | 2015-05-16 | Any | MFm | 1985 | CZ13 | rNCEH | Each | 1 | 512 | None | 94.3 | 0.014 | 7.69 | 94.3 | 0.014 | 7.69 | 94.3 | 0.014 | 7.69 | 94.3 | 0.014 | 7.69 |  |  | 1 |  | RB-Appl-EffCW-med-ElecDHW-GasCDryer-Tier2-TopAnyMFm1985CZ13rNCEH
RB-Appl-EffCW-med-ElecDHW-GasCDryer-Tier2-Top | DEER2016 | D16v1 | 2015-05-16 | Any | MFm | 1985 | CZ13 | rNCGF | Each | 1 | 512 | None | 108 | 0.014 | 6.69 | 108 | 0.014 | 6.69 | 108 | 0.014 | 6.69 | 108 | 0.014 | 6.69 |  |  | 1 |  | RB-Appl-EffCW-med-ElecDHW-GasCDryer-Tier2-TopAnyMFm1985CZ13rNCGF
RB-Appl-EffCW-med-ElecDHW-GasCDryer-Tier2-Top | DEER2016 | D16v1 | 2015-05-16 | Any | MFm | 1985 | CZ14 | rDXGF | Each | 1 | 630 | None | 119 | 0.0155 | 6.88 | 119 | 0.0155 | 6.88 | 119 | 0.0155 | 6.88 | 119 | 0.0155 | 6.88 |  |  | 1 |  | RB-Appl-EffCW-med-ElecDHW-GasCDryer-Tier2-TopAnyMFm1985CZ14rDXGF
RB-Appl-EffCW-med-ElecDHW-GasCDryer-Tier2-Top | DEER2016 | D16v1 | 2015-05-16 | Any | MFm | 1985 | CZ14 | rDXHP | Each | 1 | 630 | None | 112 | 0.0161 | 7.69 | 112 | 0.0161 | 7.69 | 112 | 0.0161 | 7.69 | 112 | 0.0161 | 7.69 |  |  | 1 |  | RB-Appl-EffCW-med-ElecDHW-GasCDryer-Tier2-TopAnyMFm1985CZ14rDXHP
RB-Appl-EffCW-med-ElecDHW-GasCDryer-Tier2-Top | DEER2016 | D16v1 | 2015-05-16 | Any | MFm | 1985 | CZ14 | rNCEH | Each | 1 | 630 | None | 98.8 | 0.0137 | 7.69 | 98.8 | 0.0137 | 7.69 | 98.8 | 0.0137 | 7.69 | 98.8 | 0.0137 | 7.69 |  |  | 1 |  | RB-Appl-EffCW-med-ElecDHW-GasCDryer-Tier2-TopAnyMFm1985CZ14rNCEH
RB-Appl-EffCW-med-ElecDHW-GasCDryer-Tier2-Top | DEER2016 | D16v1 | 2015-05-16 | Any | MFm | 1985 | CZ14 | rNCGF | Each | 1 | 630 | None | 110 | 0.0137 | 6.85 | 110 | 0.0137 | 6.85 | 110 | 0.0137 | 6.85 | 110 | 0.0137 | 6.85 |  |  | 1 |  | RB-Appl-EffCW-med-ElecDHW-GasCDryer-Tier2-TopAnyMFm1985CZ14rNCGF
RB-Appl-EffCW-med-ElecDHW-GasCDryer-Tier2-Top | DEER2016 | D16v1 | 2015-05-16 | Any | MFm | 1985 | CZ15 | rDXGF | Each | 1 | 630 | None | 110 | 0.0143 | 7.36 | 110 | 0.0143 | 7.36 | 110 | 0.0143 | 7.36 | 110 | 0.0143 | 7.36 |  |  | 1 |  | RB-Appl-EffCW-med-ElecDHW-GasCDryer-Tier2-TopAnyMFm1985CZ15rDXGF
RB-Appl-EffCW-med-ElecDHW-GasCDryer-Tier2-Top | DEER2016 | D16v1 | 2015-05-16 | Any | MFm | 1985 | CZ15 | rDXHP | Each | 1 | 630 | None | 106 | 0.0147 | 7.69 | 106 | 0.0147 | 7.69 | 106 | 0.0147 | 7.69 | 106 | 0.0147 | 7.69 |  |  | 1 |  | RB-Appl-EffCW-med-ElecDHW-GasCDryer-Tier2-TopAnyMFm1985CZ15rDXHP
RB-Appl-EffCW-med-ElecDHW-GasCDryer-Tier2-Top | DEER2016 | D16v1 | 2015-05-16 | Any | MFm | 1985 | CZ15 | rNCEH | Each | 1 | 630 | None | 92.3 | 0.0119 | 7.69 | 92.3 | 0.0119 | 7.69 | 92.3 | 0.0119 | 7.69 | 92.3 | 0.0119 | 7.69 |  |  | 1 |  | RB-Appl-EffCW-med-ElecDHW-GasCDryer-Tier2-TopAnyMFm1985CZ15rNCEH
RB-Appl-EffCW-med-ElecDHW-GasCDryer-Tier2-Top | DEER2016 | D16v1 | 2015-05-16 | Any | MFm | 1985 | CZ15 | rNCGF | Each | 1 | 630 | None | 96.6 | 0.0119 | 7.34 | 96.6 | 0.0119 | 7.34 | 96.6 | 0.0119 | 7.34 | 96.6 | 0.0119 | 7.34 |  |  | 1 |  | RB-Appl-EffCW-med-ElecDHW-GasCDryer-Tier2-TopAnyMFm1985CZ15rNCGF
RB-Appl-EffCW-med-ElecDHW-GasCDryer-Tier2-Top | DEER2016 | D16v1 | 2015-05-16 | Any | MFm | 1985 | CZ16 | rDXGF | Each | 1 | 512 | None | 126 | 0.0182 | 6.45 | 126 | 0.0182 | 6.45 | 126 | 0.0182 | 6.45 | 126 | 0.0182 | 6.45 |  |  | 1 |  | RB-Appl-EffCW-med-ElecDHW-GasCDryer-Tier2-TopAnyMFm1985CZ16rDXGF
RB-Appl-EffCW-med-ElecDHW-GasCDryer-Tier2-Top | DEER2016 | D16v1 | 2015-05-16 | Any | MFm | 1985 | CZ16 | rDXHP | Each | 1 | 512 | None | 113 | 0.0186 | 7.69 | 113 | 0.0186 | 7.69 | 113 | 0.0186 | 7.69 | 113 | 0.0186 | 7.69 |  |  | 1 |  | RB-Appl-EffCW-med-ElecDHW-GasCDryer-Tier2-TopAnyMFm1985CZ16rDXHP
RB-Appl-EffCW-med-ElecDHW-GasCDryer-Tier2-Top | DEER2016 | D16v1 | 2015-05-16 | Any | MFm | 1985 | CZ16 | rNCEH | Each | 1 | 512 | None | 103 | 0.0159 | 7.69 | 103 | 0.0159 | 7.69 | 103 | 0.0159 | 7.69 | 103 | 0.0159 | 7.69 |  |  | 1 |  | RB-Appl-EffCW-med-ElecDHW-GasCDryer-Tier2-TopAnyMFm1985CZ16rNCEH
RB-Appl-EffCW-med-ElecDHW-GasCDryer-Tier2-Top | DEER2016 | D16v1 | 2015-05-16 | Any | MFm | 1985 | CZ16 | rNCGF | Each | 1 | 512 | None | 120 | 0.0158 | 6.39 | 120 | 0.0158 | 6.39 | 120 | 0.0158 | 6.39 | 120 | 0.0158 | 6.39 |  |  | 1 |  | RB-Appl-EffCW-med-ElecDHW-GasCDryer-Tier2-TopAnyMFm1985CZ16rNCGF
RB-Appl-EffCW-med-ElecDHW-GasCDryer-Tier2-Top | DEER2016 | D16v1 | 2015-05-16 | Any | MFm | 1996 | CZ01 | rDXGF | Each | 1 | 432 | None | 121 | 0.021 | 6.19 | 121 | 0.021 | 6.19 | 121 | 0.021 | 6.19 | 121 | 0.021 | 6.19 |  |  | 1 |  | RB-Appl-EffCW-med-ElecDHW-GasCDryer-Tier2-TopAnyMFm1996CZ01rDXGF
RB-Appl-EffCW-med-ElecDHW-GasCDryer-Tier2-Top | DEER2016 | D16v1 | 2015-05-16 | Any | MFm | 1996 | CZ01 | rDXHP | Each | 1 | 432 | None | 108 | 0.0159 | 7.69 | 108 | 0.0159 | 7.69 | 108 | 0.0159 | 7.69 | 108 | 0.0159 | 7.69 |  |  | 1 |  | RB-Appl-EffCW-med-ElecDHW-GasCDryer-Tier2-TopAnyMFm1996CZ01rDXHP
RB-Appl-EffCW-med-ElecDHW-GasCDryer-Tier2-Top | DEER2016 | D16v1 | 2015-05-16 | Any | MFm | 1996 | CZ01 | rNCEH | Each | 1 | 432 | None | 95.4 | 0.0162 | 7.69 | 95.4 | 0.0162 | 7.69 | 95.4 | 0.0162 | 7.69 | 95.4 | 0.0162 | 7.69 |  |  | 1 |  | RB-Appl-EffCW-med-ElecDHW-GasCDryer-Tier2-TopAnyMFm1996CZ01rNCEH
RB-Appl-EffCW-med-ElecDHW-GasCDryer-Tier2-Top | DEER2016 | D16v1 | 2015-05-16 | Any | MFm | 1996 | CZ01 | rNCGF | Each | 1 | 432 | None | 121 | 0.0164 | 6.11 | 121 | 0.0164 | 6.11 | 121 | 0.0164 | 6.11 | 121 | 0.0164 | 6.11 |  |  | 1 |  | RB-Appl-EffCW-med-ElecDHW-GasCDryer-Tier2-TopAnyMFm1996CZ01rNCGF
RB-Appl-EffCW-med-ElecDHW-GasCDryer-Tier2-Top | DEER2016 | D16v1 | 2015-05-16 | Any | MFm | 1996 | CZ02 | rDXGF | Each | 1 | 432 | None | 118 | 0.0229 | 6.71 | 118 | 0.0229 | 6.71 | 118 | 0.0229 | 6.71 | 118 | 0.0229 | 6.71 |  |  | 1 |  | RB-Appl-EffCW-med-ElecDHW-GasCDryer-Tier2-TopAnyMFm1996CZ02rDXGF
RB-Appl-EffCW-med-ElecDHW-GasCDryer-Tier2-Top | DEER2016 | D16v1 | 2015-05-16 | Any | MFm | 1996 | CZ02 | rDXHP | Each | 1 | 432 | None | 108 | 0.0244 | 7.69 | 108 | 0.0244 | 7.69 | 108 | 0.0244 | 7.69 | 108 | 0.0244 | 7.69 |  |  | 1 |  | RB-Appl-EffCW-med-ElecDHW-GasCDryer-Tier2-TopAnyMFm1996CZ02rDXHP
RB-Appl-EffCW-med-ElecDHW-GasCDryer-Tier2-Top | DEER2016 | D16v1 | 2015-05-16 | Any | MFm | 1996 | CZ02 | rNCEH | Each | 1 | 432 | None | 102 | 0.0155 | 7.69 | 102 | 0.0155 | 7.69 | 102 | 0.0155 | 7.69 | 102 | 0.0155 | 7.69 |  |  | 1 |  | RB-Appl-EffCW-med-ElecDHW-GasCDryer-Tier2-TopAnyMFm1996CZ02rNCEH
RB-Appl-EffCW-med-ElecDHW-GasCDryer-Tier2-Top | DEER2016 | D16v1 | 2015-05-16 | Any | MFm | 1996 | CZ02 | rNCGF | Each | 1 | 432 | None | 115 | 0.0155 | 6.68 | 115 | 0.0155 | 6.68 | 115 | 0.0155 | 6.68 | 115 | 0.0155 | 6.68 |  |  | 1 |  | RB-Appl-EffCW-med-ElecDHW-GasCDryer-Tier2-TopAnyMFm1996CZ02rNCGF
RB-Appl-EffCW-med-ElecDHW-GasCDryer-Tier2-Top | DEER2016 | D16v1 | 2015-05-16 | Any | MFm | 1996 | CZ03 | rDXGF | Each | 1 | 432 | None | 117 | 0.0141 | 6.66 | 117 | 0.0141 | 6.66 | 117 | 0.0141 | 6.66 | 117 | 0.0141 | 6.66 |  |  | 1 |  | RB-Appl-EffCW-med-ElecDHW-GasCDryer-Tier2-TopAnyMFm1996CZ03rDXGF
RB-Appl-EffCW-med-ElecDHW-GasCDryer-Tier2-Top | DEER2016 | D16v1 | 2015-05-16 | Any | MFm | 1996 | CZ03 | rDXHP | Each | 1 | 432 | None | 107 | 0.0179 | 7.69 | 107 | 0.0179 | 7.69 | 107 | 0.0179 | 7.69 | 107 | 0.0179 | 7.69 |  |  | 1 |  | RB-Appl-EffCW-med-ElecDHW-GasCDryer-Tier2-TopAnyMFm1996CZ03rDXHP
RB-Appl-EffCW-med-ElecDHW-GasCDryer-Tier2-Top | DEER2016 | D16v1 | 2015-05-16 | Any | MFm | 1996 | CZ03 | rNCEH | Each | 1 | 432 | None | 100 | 0.0157 | 7.69 | 100 | 0.0157 | 7.69 | 100 | 0.0157 | 7.69 | 100 | 0.0157 | 7.69 |  |  | 1 |  | RB-Appl-EffCW-med-ElecDHW-GasCDryer-Tier2-TopAnyMFm1996CZ03rNCEH
RB-Appl-EffCW-med-ElecDHW-GasCDryer-Tier2-Top | DEER2016 | D16v1 | 2015-05-16 | Any | MFm | 1996 | CZ03 | rNCGF | Each | 1 | 432 | None | 115 | 0.0157 | 6.61 | 115 | 0.0157 | 6.61 | 115 | 0.0157 | 6.61 | 115 | 0.0157 | 6.61 |  |  | 1 |  | RB-Appl-EffCW-med-ElecDHW-GasCDryer-Tier2-TopAnyMFm1996CZ03rNCGF
RB-Appl-EffCW-med-ElecDHW-GasCDryer-Tier2-Top | DEER2016 | D16v1 | 2015-05-16 | Any | MFm | 1996 | CZ04 | rDXGF | Each | 1 | 432 | None | 116 | 0.0195 | 6.92 | 116 | 0.0195 | 6.92 | 116 | 0.0195 | 6.92 | 116 | 0.0195 | 6.92 |  |  | 1 |  | RB-Appl-EffCW-med-ElecDHW-GasCDryer-Tier2-TopAnyMFm1996CZ04rDXGF
RB-Appl-EffCW-med-ElecDHW-GasCDryer-Tier2-Top | DEER2016 | D16v1 | 2015-05-16 | Any | MFm | 1996 | CZ04 | rDXHP | Each | 1 | 432 | None | 108 | 0.0185 | 7.69 | 108 | 0.0185 | 7.69 | 108 | 0.0185 | 7.69 | 108 | 0.0185 | 7.69 |  |  | 1 |  | RB-Appl-EffCW-med-ElecDHW-GasCDryer-Tier2-TopAnyMFm1996CZ04rDXHP
RB-Appl-EffCW-med-ElecDHW-GasCDryer-Tier2-Top | DEER2016 | D16v1 | 2015-05-16 | Any | MFm | 1996 | CZ04 | rNCEH | Each | 1 | 432 | None | 102 | 0.0149 | 7.69 | 102 | 0.0149 | 7.69 | 102 | 0.0149 | 7.69 | 102 | 0.0149 | 7.69 |  |  | 1 |  | RB-Appl-EffCW-med-ElecDHW-GasCDryer-Tier2-TopAnyMFm1996CZ04rNCEH
RB-Appl-EffCW-med-ElecDHW-GasCDryer-Tier2-Top | DEER2016 | D16v1 | 2015-05-16 | Any | MFm | 1996 | CZ04 | rNCGF | Each | 1 | 432 | None | 113 | 0.0149 | 6.9 | 113 | 0.0149 | 6.9 | 113 | 0.0149 | 6.9 | 113 | 0.0149 | 6.9 |  |  | 1 |  | RB-Appl-EffCW-med-ElecDHW-GasCDryer-Tier2-TopAnyMFm1996CZ04rNCGF
RB-Appl-EffCW-med-ElecDHW-GasCDryer-Tier2-Top | DEER2016 | D16v1 | 2015-05-16 | Any | MFm | 1996 | CZ05 | rDXGF | Each | 1 | 432 | None | 117 | 0.0171 | 6.53 | 117 | 0.0171 | 6.53 | 117 | 0.0171 | 6.53 | 117 | 0.0171 | 6.53 |  |  | 1 |  | RB-Appl-EffCW-med-ElecDHW-GasCDryer-Tier2-TopAnyMFm1996CZ05rDXGF
RB-Appl-EffCW-med-ElecDHW-GasCDryer-Tier2-Top | DEER2016 | D16v1 | 2015-05-16 | Any | MFm | 1996 | CZ05 | rDXHP | Each | 1 | 432 | None | 106 | 0.017 | 7.69 | 106 | 0.017 | 7.69 | 106 | 0.017 | 7.69 | 106 | 0.017 | 7.69 |  |  | 1 |  | RB-Appl-EffCW-med-ElecDHW-GasCDryer-Tier2-TopAnyMFm1996CZ05rDXHP
RB-Appl-EffCW-med-ElecDHW-GasCDryer-Tier2-Top | DEER2016 | D16v1 | 2015-05-16 | Any | MFm | 1996 | CZ05 | rNCEH | Each | 1 | 432 | None | 100 | 0.0158 | 7.69 | 100 | 0.0158 | 7.69 | 100 | 0.0158 | 7.69 | 100 | 0.0158 | 7.69 |  |  | 1 |  | RB-Appl-EffCW-med-ElecDHW-GasCDryer-Tier2-TopAnyMFm1996CZ05rNCEH
RB-Appl-EffCW-med-ElecDHW-GasCDryer-Tier2-Top | DEER2016 | D16v1 | 2015-05-16 | Any | MFm | 1996 | CZ05 | rNCGF | Each | 1 | 432 | None | 116 | 0.0157 | 6.5 | 116 | 0.0157 | 6.5 | 116 | 0.0157 | 6.5 | 116 | 0.0157 | 6.5 |  |  | 1 |  | RB-Appl-EffCW-med-ElecDHW-GasCDryer-Tier2-TopAnyMFm1996CZ05rNCGF
RB-Appl-EffCW-med-ElecDHW-GasCDryer-Tier2-Top | DEER2016 | D16v1 | 2015-05-16 | Any | MFm | 1996 | CZ06 | rDXGF | Each | 1 | 518 | None | 115 | 0.0172 | 7.09 | 115 | 0.0172 | 7.09 | 115 | 0.0172 | 7.09 | 115 | 0.0172 | 7.09 |  |  | 1 |  | RB-Appl-EffCW-med-ElecDHW-GasCDryer-Tier2-TopAnyMFm1996CZ06rDXGF
RB-Appl-EffCW-med-ElecDHW-GasCDryer-Tier2-Top | DEER2016 | D16v1 | 2015-05-16 | Any | MFm | 1996 | CZ06 | rDXHP | Each | 1 | 518 | None | 110 | 0.0223 | 7.69 | 110 | 0.0223 | 7.69 | 110 | 0.0223 | 7.69 | 110 | 0.0223 | 7.69 |  |  | 1 |  | RB-Appl-EffCW-med-ElecDHW-GasCDryer-Tier2-TopAnyMFm1996CZ06rDXHP
RB-Appl-EffCW-med-ElecDHW-GasCDryer-Tier2-Top | DEER2016 | D16v1 | 2015-05-16 | Any | MFm | 1996 | CZ06 | rNCEH | Each | 1 | 518 | None | 101 | 0.0148 | 7.69 | 101 | 0.0148 | 7.69 | 101 | 0.0148 | 7.69 | 101 | 0.0148 | 7.69 |  |  | 1 |  | RB-Appl-EffCW-med-ElecDHW-GasCDryer-Tier2-TopAnyMFm1996CZ06rNCEH
RB-Appl-EffCW-med-ElecDHW-GasCDryer-Tier2-Top | DEER2016 | D16v1 | 2015-05-16 | Any | MFm | 1996 | CZ06 | rNCGF | Each | 1 | 518 | None | 111 | 0.0147 | 7.01 | 111 | 0.0147 | 7.01 | 111 | 0.0147 | 7.01 | 111 | 0.0147 | 7.01 |  |  | 1 |  | RB-Appl-EffCW-med-ElecDHW-GasCDryer-Tier2-TopAnyMFm1996CZ06rNCGF
RB-Appl-EffCW-med-ElecDHW-GasCDryer-Tier2-Top | DEER2016 | D16v1 | 2015-05-16 | Any | MFm | 1996 | CZ07 | rDXGF | Each | 1 | 518 | None | 115 | 0.0241 | 7.31 | 115 | 0.0241 | 7.31 | 115 | 0.0241 | 7.31 | 115 | 0.0241 | 7.31 |  |  | 1 |  | RB-Appl-EffCW-med-ElecDHW-GasCDryer-Tier2-TopAnyMFm1996CZ07rDXGF
RB-Appl-EffCW-med-ElecDHW-GasCDryer-Tier2-Top | DEER2016 | D16v1 | 2015-05-16 | Any | MFm | 1996 | CZ07 | rDXHP | Each | 1 | 518 | None | 112 | 0.0226 | 7.69 | 112 | 0.0226 | 7.69 | 112 | 0.0226 | 7.69 | 112 | 0.0226 | 7.69 |  |  | 1 |  | RB-Appl-EffCW-med-ElecDHW-GasCDryer-Tier2-TopAnyMFm1996CZ07rDXHP
RB-Appl-EffCW-med-ElecDHW-GasCDryer-Tier2-Top | DEER2016 | D16v1 | 2015-05-16 | Any | MFm | 1996 | CZ07 | rNCEH | Each | 1 | 518 | None | 104 | 0.0148 | 7.69 | 104 | 0.0148 | 7.69 | 104 | 0.0148 | 7.69 | 104 | 0.0148 | 7.69 |  |  | 1 |  | RB-Appl-EffCW-med-ElecDHW-GasCDryer-Tier2-TopAnyMFm1996CZ07rNCEH
RB-Appl-EffCW-med-ElecDHW-GasCDryer-Tier2-Top | DEER2016 | D16v1 | 2015-05-16 | Any | MFm | 1996 | CZ07 | rNCGF | Each | 1 | 518 | None | 110 | 0.0147 | 7.26 | 110 | 0.0147 | 7.26 | 110 | 0.0147 | 7.26 | 110 | 0.0147 | 7.26 |  |  | 1 |  | RB-Appl-EffCW-med-ElecDHW-GasCDryer-Tier2-TopAnyMFm1996CZ07rNCGF
RB-Appl-EffCW-med-ElecDHW-GasCDryer-Tier2-Top | DEER2016 | D16v1 | 2015-05-16 | Any | MFm | 1996 | CZ08 | rDXGF | Each | 1 | 518 | None | 117 | 0.0197 | 7.18 | 117 | 0.0197 | 7.18 | 117 | 0.0197 | 7.18 | 117 | 0.0197 | 7.18 |  |  | 1 |  | RB-Appl-EffCW-med-ElecDHW-GasCDryer-Tier2-TopAnyMFm1996CZ08rDXGF
RB-Appl-EffCW-med-ElecDHW-GasCDryer-Tier2-Top | DEER2016 | D16v1 | 2015-05-16 | Any | MFm | 1996 | CZ08 | rDXHP | Each | 1 | 518 | None | 113 | 0.0202 | 7.69 | 113 | 0.0202 | 7.69 | 113 | 0.0202 | 7.69 | 113 | 0.0202 | 7.69 |  |  | 1 |  | RB-Appl-EffCW-med-ElecDHW-GasCDryer-Tier2-TopAnyMFm1996CZ08rDXHP
RB-Appl-EffCW-med-ElecDHW-GasCDryer-Tier2-Top | DEER2016 | D16v1 | 2015-05-16 | Any | MFm | 1996 | CZ08 | rNCEH | Each | 1 | 518 | None | 101 | 0.0145 | 7.69 | 101 | 0.0145 | 7.69 | 101 | 0.0145 | 7.69 | 101 | 0.0145 | 7.69 |  |  | 1 |  | RB-Appl-EffCW-med-ElecDHW-GasCDryer-Tier2-TopAnyMFm1996CZ08rNCEH
RB-Appl-EffCW-med-ElecDHW-GasCDryer-Tier2-Top | DEER2016 | D16v1 | 2015-05-16 | Any | MFm | 1996 | CZ08 | rNCGF | Each | 1 | 518 | None | 109 | 0.0144 | 7.11 | 109 | 0.0144 | 7.11 | 109 | 0.0144 | 7.11 | 109 | 0.0144 | 7.11 |  |  | 1 |  | RB-Appl-EffCW-med-ElecDHW-GasCDryer-Tier2-TopAnyMFm1996CZ08rNCGF
RB-Appl-EffCW-med-ElecDHW-GasCDryer-Tier2-Top | DEER2016 | D16v1 | 2015-05-16 | Any | MFm | 1996 | CZ09 | rDXGF | Each | 1 | 487 | None | 119 | 0.017 | 7.04 | 119 | 0.017 | 7.04 | 119 | 0.017 | 7.04 | 119 | 0.017 | 7.04 |  |  | 1 |  | RB-Appl-EffCW-med-ElecDHW-GasCDryer-Tier2-TopAnyMFm1996CZ09rDXGF
RB-Appl-EffCW-med-ElecDHW-GasCDryer-Tier2-Top | DEER2016 | D16v1 | 2015-05-16 | Any | MFm | 1996 | CZ09 | rDXHP | Each | 1 | 487 | None | 113 | 0.0172 | 7.69 | 113 | 0.0172 | 7.69 | 113 | 0.0172 | 7.69 | 113 | 0.0172 | 7.69 |  |  | 1 |  | RB-Appl-EffCW-med-ElecDHW-GasCDryer-Tier2-TopAnyMFm1996CZ09rDXHP
RB-Appl-EffCW-med-ElecDHW-GasCDryer-Tier2-Top | DEER2016 | D16v1 | 2015-05-16 | Any | MFm | 1996 | CZ09 | rNCEH | Each | 1 | 487 | None | 98.3 | 0.0143 | 7.69 | 98.3 | 0.0143 | 7.69 | 98.3 | 0.0143 | 7.69 | 98.3 | 0.0143 | 7.69 |  |  | 1 |  | RB-Appl-EffCW-med-ElecDHW-GasCDryer-Tier2-TopAnyMFm1996CZ09rNCEH
RB-Appl-EffCW-med-ElecDHW-GasCDryer-Tier2-Top | DEER2016 | D16v1 | 2015-05-16 | Any | MFm | 1996 | CZ09 | rNCGF | Each | 1 | 487 | None | 109 | 0.0143 | 6.94 | 109 | 0.0143 | 6.94 | 109 | 0.0143 | 6.94 | 109 | 0.0143 | 6.94 |  |  | 1 |  | RB-Appl-EffCW-med-ElecDHW-GasCDryer-Tier2-TopAnyMFm1996CZ09rNCGF
RB-Appl-EffCW-med-ElecDHW-GasCDryer-Tier2-Top | DEER2016 | D16v1 | 2015-05-16 | Any | MFm | 1996 | CZ10 | rDXGF | Each | 1 | 487 | None | 113 | 0.0212 | 6.96 | 113 | 0.0212 | 6.96 | 113 | 0.0212 | 6.96 | 113 | 0.0212 | 6.96 |  |  | 1 |  | RB-Appl-EffCW-med-ElecDHW-GasCDryer-Tier2-TopAnyMFm1996CZ10rDXGF
RB-Appl-EffCW-med-ElecDHW-GasCDryer-Tier2-Top | DEER2016 | D16v1 | 2015-05-16 | Any | MFm | 1996 | CZ10 | rDXHP | Each | 1 | 487 | None | 106 | 0.0216 | 7.69 | 106 | 0.0216 | 7.69 | 106 | 0.0216 | 7.69 | 106 | 0.0216 | 7.69 |  |  | 1 |  | RB-Appl-EffCW-med-ElecDHW-GasCDryer-Tier2-TopAnyMFm1996CZ10rDXHP
RB-Appl-EffCW-med-ElecDHW-GasCDryer-Tier2-Top | DEER2016 | D16v1 | 2015-05-16 | Any | MFm | 1996 | CZ10 | rNCEH | Each | 1 | 487 | None | 97.7 | 0.0142 | 7.69 | 97.7 | 0.0142 | 7.69 | 97.7 | 0.0142 | 7.69 | 97.7 | 0.0142 | 7.69 |  |  | 1 |  | RB-Appl-EffCW-med-ElecDHW-GasCDryer-Tier2-TopAnyMFm1996CZ10rNCEH
RB-Appl-EffCW-med-ElecDHW-GasCDryer-Tier2-Top | DEER2016 | D16v1 | 2015-05-16 | Any | MFm | 1996 | CZ10 | rNCGF | Each | 1 | 487 | None | 108 | 0.0141 | 6.94 | 108 | 0.0141 | 6.94 | 108 | 0.0141 | 6.94 | 108 | 0.0141 | 6.94 |  |  | 1 |  | RB-Appl-EffCW-med-ElecDHW-GasCDryer-Tier2-TopAnyMFm1996CZ10rNCGF
RB-Appl-EffCW-med-ElecDHW-GasCDryer-Tier2-Top | DEER2016 | D16v1 | 2015-05-16 | Any | MFm | 1996 | CZ11 | rDXGF | Each | 1 | 456 | None | 117 | 0.0172 | 6.9 | 117 | 0.0172 | 6.9 | 117 | 0.0172 | 6.9 | 117 | 0.0172 | 6.9 |  |  | 1 |  | RB-Appl-EffCW-med-ElecDHW-GasCDryer-Tier2-TopAnyMFm1996CZ11rDXGF
RB-Appl-EffCW-med-ElecDHW-GasCDryer-Tier2-Top | DEER2016 | D16v1 | 2015-05-16 | Any | MFm | 1996 | CZ11 | rDXHP | Each | 1 | 456 | None | 109 | 0.0177 | 7.69 | 109 | 0.0177 | 7.69 | 109 | 0.0177 | 7.69 | 109 | 0.0177 | 7.69 |  |  | 1 |  | RB-Appl-EffCW-med-ElecDHW-GasCDryer-Tier2-TopAnyMFm1996CZ11rDXHP
RB-Appl-EffCW-med-ElecDHW-GasCDryer-Tier2-Top | DEER2016 | D16v1 | 2015-05-16 | Any | MFm | 1996 | CZ11 | rNCEH | Each | 1 | 456 | None | 97.1 | 0.0141 | 7.69 | 97.1 | 0.0141 | 7.69 | 97.1 | 0.0141 | 7.69 | 97.1 | 0.0141 | 7.69 |  |  | 1 |  | RB-Appl-EffCW-med-ElecDHW-GasCDryer-Tier2-TopAnyMFm1996CZ11rNCEH
RB-Appl-EffCW-med-ElecDHW-GasCDryer-Tier2-Top | DEER2016 | D16v1 | 2015-05-16 | Any | MFm | 1996 | CZ11 | rNCGF | Each | 1 | 456 | None | 109 | 0.0141 | 6.89 | 109 | 0.0141 | 6.89 | 109 | 0.0141 | 6.89 | 109 | 0.0141 | 6.89 |  |  | 1 |  | RB-Appl-EffCW-med-ElecDHW-GasCDryer-Tier2-TopAnyMFm1996CZ11rNCGF
RB-Appl-EffCW-med-ElecDHW-GasCDryer-Tier2-Top | DEER2016 | D16v1 | 2015-05-16 | Any | MFm | 1996 | CZ12 | rDXGF | Each | 1 | 456 | None | 116 | 0.0218 | 6.63 | 116 | 0.0218 | 6.63 | 116 | 0.0218 | 6.63 | 116 | 0.0218 | 6.63 |  |  | 1 |  | RB-Appl-EffCW-med-ElecDHW-GasCDryer-Tier2-TopAnyMFm1996CZ12rDXGF
RB-Appl-EffCW-med-ElecDHW-GasCDryer-Tier2-Top | DEER2016 | D16v1 | 2015-05-16 | Any | MFm | 1996 | CZ12 | rDXHP | Each | 1 | 456 | None | 107 | 0.0219 | 7.69 | 107 | 0.0219 | 7.69 | 107 | 0.0219 | 7.69 | 107 | 0.0219 | 7.69 |  |  | 1 |  | RB-Appl-EffCW-med-ElecDHW-GasCDryer-Tier2-TopAnyMFm1996CZ12rDXHP
RB-Appl-EffCW-med-ElecDHW-GasCDryer-Tier2-Top | DEER2016 | D16v1 | 2015-05-16 | Any | MFm | 1996 | CZ12 | rNCEH | Each | 1 | 456 | None | 96.4 | 0.0147 | 7.69 | 96.4 | 0.0147 | 7.69 | 96.4 | 0.0147 | 7.69 | 96.4 | 0.0147 | 7.69 |  |  | 1 |  | RB-Appl-EffCW-med-ElecDHW-GasCDryer-Tier2-TopAnyMFm1996CZ12rNCEH
RB-Appl-EffCW-med-ElecDHW-GasCDryer-Tier2-Top | DEER2016 | D16v1 | 2015-05-16 | Any | MFm | 1996 | CZ12 | rNCGF | Each | 1 | 456 | None | 111 | 0.0147 | 6.63 | 111 | 0.0147 | 6.63 | 111 | 0.0147 | 6.63 | 111 | 0.0147 | 6.63 |  |  | 1 |  | RB-Appl-EffCW-med-ElecDHW-GasCDryer-Tier2-TopAnyMFm1996CZ12rNCGF
RB-Appl-EffCW-med-ElecDHW-GasCDryer-Tier2-Top | DEER2016 | D16v1 | 2015-05-16 | Any | MFm | 1996 | CZ13 | rDXGF | Each | 1 | 456 | None | 116 | 0.0171 | 6.79 | 116 | 0.0171 | 6.79 | 116 | 0.0171 | 6.79 | 116 | 0.0171 | 6.79 |  |  | 1 |  | RB-Appl-EffCW-med-ElecDHW-GasCDryer-Tier2-TopAnyMFm1996CZ13rDXGF
RB-Appl-EffCW-med-ElecDHW-GasCDryer-Tier2-Top | DEER2016 | D16v1 | 2015-05-16 | Any | MFm | 1996 | CZ13 | rDXHP | Each | 1 | 456 | None | 108 | 0.018 | 7.69 | 108 | 0.018 | 7.69 | 108 | 0.018 | 7.69 | 108 | 0.018 | 7.69 |  |  | 1 |  | RB-Appl-EffCW-med-ElecDHW-GasCDryer-Tier2-TopAnyMFm1996CZ13rDXHP
RB-Appl-EffCW-med-ElecDHW-GasCDryer-Tier2-Top | DEER2016 | D16v1 | 2015-05-16 | Any | MFm | 1996 | CZ13 | rNCEH | Each | 1 | 456 | None | 94.6 | 0.014 | 7.69 | 94.6 | 0.014 | 7.69 | 94.6 | 0.014 | 7.69 | 94.6 | 0.014 | 7.69 |  |  | 1 |  | RB-Appl-EffCW-med-ElecDHW-GasCDryer-Tier2-TopAnyMFm1996CZ13rNCEH
RB-Appl-EffCW-med-ElecDHW-GasCDryer-Tier2-Top | DEER2016 | D16v1 | 2015-05-16 | Any | MFm | 1996 | CZ13 | rNCGF | Each | 1 | 456 | None | 108 | 0.014 | 6.76 | 108 | 0.014 | 6.76 | 108 | 0.014 | 6.76 | 108 | 0.014 | 6.76 |  |  | 1 |  | RB-Appl-EffCW-med-ElecDHW-GasCDryer-Tier2-TopAnyMFm1996CZ13rNCGF
RB-Appl-EffCW-med-ElecDHW-GasCDryer-Tier2-Top | DEER2016 | D16v1 | 2015-05-16 | Any | MFm | 1996 | CZ14 | rDXGF | Each | 1 | 480 | None | 120 | 0.0154 | 6.98 | 120 | 0.0154 | 6.98 | 120 | 0.0154 | 6.98 | 120 | 0.0154 | 6.98 |  |  | 1 |  | RB-Appl-EffCW-med-ElecDHW-GasCDryer-Tier2-TopAnyMFm1996CZ14rDXGF
RB-Appl-EffCW-med-ElecDHW-GasCDryer-Tier2-Top | DEER2016 | D16v1 | 2015-05-16 | Any | MFm | 1996 | CZ14 | rDXHP | Each | 1 | 480 | None | 114 | 0.0159 | 7.69 | 114 | 0.0159 | 7.69 | 114 | 0.0159 | 7.69 | 114 | 0.0159 | 7.69 |  |  | 1 |  | RB-Appl-EffCW-med-ElecDHW-GasCDryer-Tier2-TopAnyMFm1996CZ14rDXHP
RB-Appl-EffCW-med-ElecDHW-GasCDryer-Tier2-Top | DEER2016 | D16v1 | 2015-05-16 | Any | MFm | 1996 | CZ14 | rNCEH | Each | 1 | 480 | None | 97.4 | 0.0137 | 7.69 | 97.4 | 0.0137 | 7.69 | 97.4 | 0.0137 | 7.69 | 97.4 | 0.0137 | 7.69 |  |  | 1 |  | RB-Appl-EffCW-med-ElecDHW-GasCDryer-Tier2-TopAnyMFm1996CZ14rNCEH
RB-Appl-EffCW-med-ElecDHW-GasCDryer-Tier2-Top | DEER2016 | D16v1 | 2015-05-16 | Any | MFm | 1996 | CZ14 | rNCGF | Each | 1 | 480 | None | 110 | 0.0137 | 6.88 | 110 | 0.0137 | 6.88 | 110 | 0.0137 | 6.88 | 110 | 0.0137 | 6.88 |  |  | 1 |  | RB-Appl-EffCW-med-ElecDHW-GasCDryer-Tier2-TopAnyMFm1996CZ14rNCGF
RB-Appl-EffCW-med-ElecDHW-GasCDryer-Tier2-Top | DEER2016 | D16v1 | 2015-05-16 | Any | MFm | 1996 | CZ15 | rDXGF | Each | 1 | 480 | None | 108 | 0.0148 | 7.4 | 108 | 0.0148 | 7.4 | 108 | 0.0148 | 7.4 | 108 | 0.0148 | 7.4 |  |  | 1 |  | RB-Appl-EffCW-med-ElecDHW-GasCDryer-Tier2-TopAnyMFm1996CZ15rDXGF
RB-Appl-EffCW-med-ElecDHW-GasCDryer-Tier2-Top | DEER2016 | D16v1 | 2015-05-16 | Any | MFm | 1996 | CZ15 | rDXHP | Each | 1 | 480 | None | 105 | 0.0159 | 7.69 | 105 | 0.0159 | 7.69 | 105 | 0.0159 | 7.69 | 105 | 0.0159 | 7.69 |  |  | 1 |  | RB-Appl-EffCW-med-ElecDHW-GasCDryer-Tier2-TopAnyMFm1996CZ15rDXHP
RB-Appl-EffCW-med-ElecDHW-GasCDryer-Tier2-Top | DEER2016 | D16v1 | 2015-05-16 | Any | MFm | 1996 | CZ15 | rNCEH | Each | 1 | 480 | None | 92.5 | 0.012 | 7.69 | 92.5 | 0.012 | 7.69 | 92.5 | 0.012 | 7.69 | 92.5 | 0.012 | 7.69 |  |  | 1 |  | RB-Appl-EffCW-med-ElecDHW-GasCDryer-Tier2-TopAnyMFm1996CZ15rNCEH
RB-Appl-EffCW-med-ElecDHW-GasCDryer-Tier2-Top | DEER2016 | D16v1 | 2015-05-16 | Any | MFm | 1996 | CZ15 | rNCGF | Each | 1 | 480 | None | 96.8 | 0.0119 | 7.4 | 96.8 | 0.0119 | 7.4 | 96.8 | 0.0119 | 7.4 | 96.8 | 0.0119 | 7.4 |  |  | 1 |  | RB-Appl-EffCW-med-ElecDHW-GasCDryer-Tier2-TopAnyMFm1996CZ15rNCGF
RB-Appl-EffCW-med-ElecDHW-GasCDryer-Tier2-Top | DEER2016 | D16v1 | 2015-05-16 | Any | MFm | 1996 | CZ16 | rDXGF | Each | 1 | 432 | None | 127 | 0.0167 | 6.44 | 127 | 0.0167 | 6.44 | 127 | 0.0167 | 6.44 | 127 | 0.0167 | 6.44 |  |  | 1 |  | RB-Appl-EffCW-med-ElecDHW-GasCDryer-Tier2-TopAnyMFm1996CZ16rDXGF
RB-Appl-EffCW-med-ElecDHW-GasCDryer-Tier2-Top | DEER2016 | D16v1 | 2015-05-16 | Any | MFm | 1996 | CZ16 | rDXHP | Each | 1 | 432 | None | 113 | 0.0192 | 7.69 | 113 | 0.0192 | 7.69 | 113 | 0.0192 | 7.69 | 113 | 0.0192 | 7.69 |  |  | 1 |  | RB-Appl-EffCW-med-ElecDHW-GasCDryer-Tier2-TopAnyMFm1996CZ16rDXHP
RB-Appl-EffCW-med-ElecDHW-GasCDryer-Tier2-Top | DEER2016 | D16v1 | 2015-05-16 | Any | MFm | 1996 | CZ16 | rNCEH | Each | 1 | 432 | None | 101 | 0.0159 | 7.69 | 101 | 0.0159 | 7.69 | 101 | 0.0159 | 7.69 | 101 | 0.0159 | 7.69 |  |  | 1 |  | RB-Appl-EffCW-med-ElecDHW-GasCDryer-Tier2-TopAnyMFm1996CZ16rNCEH
RB-Appl-EffCW-med-ElecDHW-GasCDryer-Tier2-Top | DEER2016 | D16v1 | 2015-05-16 | Any | MFm | 1996 | CZ16 | rNCGF | Each | 1 | 432 | None | 121 | 0.0159 | 6.37 | 121 | 0.0159 | 6.37 | 121 | 0.0159 | 6.37 | 121 | 0.0159 | 6.37 |  |  | 1 |  | RB-Appl-EffCW-med-ElecDHW-GasCDryer-Tier2-TopAnyMFm1996CZ16rNCGF
RB-Appl-EffCW-med-ElecDHW-GasCDryer-Tier2-Top | DEER2016 | D16v1 | 2015-05-16 | Any | MFm | 2003 | CZ01 | rDXGF | Each | 1 | 441 | None | 122 | 0.0174 | 6.53 | 122 | 0.0174 | 6.53 | 122 | 0.0174 | 6.53 | 122 | 0.0174 | 6.53 |  |  | 1 |  | RB-Appl-EffCW-med-ElecDHW-GasCDryer-Tier2-TopAnyMFm2003CZ01rDXGF
RB-Appl-EffCW-med-ElecDHW-GasCDryer-Tier2-Top | DEER2016 | D16v1 | 2015-05-16 | Any | MFm | 2003 | CZ01 | rDXHP | Each | 1 | 441 | None | 110 | 0.0185 | 7.69 | 110 | 0.0185 | 7.69 | 110 | 0.0185 | 7.69 | 110 | 0.0185 | 7.69 |  |  | 1 |  | RB-Appl-EffCW-med-ElecDHW-GasCDryer-Tier2-TopAnyMFm2003CZ01rDXHP
RB-Appl-EffCW-med-ElecDHW-GasCDryer-Tier2-Top | DEER2016 | D16v1 | 2015-05-16 | Any | MFm | 2003 | CZ01 | rNCEH | Each | 1 | 441 | None | 99.9 | 0.0164 | 7.69 | 99.9 | 0.0164 | 7.69 | 99.9 | 0.0164 | 7.69 | 99.9 | 0.0164 | 7.69 |  |  | 1 |  | RB-Appl-EffCW-med-ElecDHW-GasCDryer-Tier2-TopAnyMFm2003CZ01rNCEH
RB-Appl-EffCW-med-ElecDHW-GasCDryer-Tier2-Top | DEER2016 | D16v1 | 2015-05-16 | Any | MFm | 2003 | CZ01 | rNCGF | Each | 1 | 441 | None | 121 | 0.0164 | 6.47 | 121 | 0.0164 | 6.47 | 121 | 0.0164 | 6.47 | 121 | 0.0164 | 6.47 |  |  | 1 |  | RB-Appl-EffCW-med-ElecDHW-GasCDryer-Tier2-TopAnyMFm2003CZ01rNCGF
RB-Appl-EffCW-med-ElecDHW-GasCDryer-Tier2-Top | DEER2016 | D16v1 | 2015-05-16 | Any | MFm | 2003 | CZ02 | rDXGF | Each | 1 | 474 | None | 118 | 0.0234 | 6.6 | 118 | 0.0234 | 6.6 | 118 | 0.0234 | 6.6 | 118 | 0.0234 | 6.6 |  |  | 1 |  | RB-Appl-EffCW-med-ElecDHW-GasCDryer-Tier2-TopAnyMFm2003CZ02rDXGF
RB-Appl-EffCW-med-ElecDHW-GasCDryer-Tier2-Top | DEER2016 | D16v1 | 2015-05-16 | Any | MFm | 2003 | CZ02 | rDXHP | Each | 1 | 474 | None | 107 | 0.0223 | 7.69 | 107 | 0.0223 | 7.69 | 107 | 0.0223 | 7.69 | 107 | 0.0223 | 7.69 |  |  | 1 |  | RB-Appl-EffCW-med-ElecDHW-GasCDryer-Tier2-TopAnyMFm2003CZ02rDXHP
RB-Appl-EffCW-med-ElecDHW-GasCDryer-Tier2-Top | DEER2016 | D16v1 | 2015-05-16 | Any | MFm | 2003 | CZ02 | rNCEH | Each | 1 | 474 | None | 99.9 | 0.0155 | 7.69 | 99.9 | 0.0155 | 7.69 | 99.9 | 0.0155 | 7.69 | 99.9 | 0.0155 | 7.69 |  |  | 1 |  | RB-Appl-EffCW-med-ElecDHW-GasCDryer-Tier2-TopAnyMFm2003CZ02rNCEH
RB-Appl-EffCW-med-ElecDHW-GasCDryer-Tier2-Top | DEER2016 | D16v1 | 2015-05-16 | Any | MFm | 2003 | CZ02 | rNCGF | Each | 1 | 474 | None | 115 | 0.0155 | 6.59 | 115 | 0.0155 | 6.59 | 115 | 0.0155 | 6.59 | 115 | 0.0155 | 6.59 |  |  | 1 |  | RB-Appl-EffCW-med-ElecDHW-GasCDryer-Tier2-TopAnyMFm2003CZ02rNCGF
RB-Appl-EffCW-med-ElecDHW-GasCDryer-Tier2-Top | DEER2016 | D16v1 | 2015-05-16 | Any | MFm | 2003 | CZ03 | rDXGF | Each | 1 | 441 | None | 115 | 0.0153 | 6.36 | 115 | 0.0153 | 6.36 | 115 | 0.0153 | 6.36 | 115 | 0.0153 | 6.36 |  |  | 1 |  | RB-Appl-EffCW-med-ElecDHW-GasCDryer-Tier2-TopAnyMFm2003CZ03rDXGF
RB-Appl-EffCW-med-ElecDHW-GasCDryer-Tier2-Top | DEER2016 | D16v1 | 2015-05-16 | Any | MFm | 2003 | CZ03 | rDXHP | Each | 1 | 441 | None | 104 | 0.0167 | 7.69 | 104 | 0.0167 | 7.69 | 104 | 0.0167 | 7.69 | 104 | 0.0167 | 7.69 |  |  | 1 |  | RB-Appl-EffCW-med-ElecDHW-GasCDryer-Tier2-TopAnyMFm2003CZ03rDXHP
RB-Appl-EffCW-med-ElecDHW-GasCDryer-Tier2-Top | DEER2016 | D16v1 | 2015-05-16 | Any | MFm | 2003 | CZ03 | rNCEH | Each | 1 | 441 | None | 96.5 | 0.0157 | 7.69 | 96.5 | 0.0157 | 7.69 | 96.5 | 0.0157 | 7.69 | 96.5 | 0.0157 | 7.69 |  |  | 1 |  | RB-Appl-EffCW-med-ElecDHW-GasCDryer-Tier2-TopAnyMFm2003CZ03rNCEH
RB-Appl-EffCW-med-ElecDHW-GasCDryer-Tier2-Top | DEER2016 | D16v1 | 2015-05-16 | Any | MFm | 2003 | CZ03 | rNCGF | Each | 1 | 441 | None | 115 | 0.0157 | 6.32 | 115 | 0.0157 | 6.32 | 115 | 0.0157 | 6.32 | 115 | 0.0157 | 6.32 |  |  | 1 |  | RB-Appl-EffCW-med-ElecDHW-GasCDryer-Tier2-TopAnyMFm2003CZ03rNCGF
RB-Appl-EffCW-med-ElecDHW-GasCDryer-Tier2-Top | DEER2016 | D16v1 | 2015-05-16 | Any | MFm | 2003 | CZ04 | rDXGF | Each | 1 | 441 | None | 117 | 0.019 | 6.81 | 117 | 0.019 | 6.81 | 117 | 0.019 | 6.81 | 117 | 0.019 | 6.81 |  |  | 1 |  | RB-Appl-EffCW-med-ElecDHW-GasCDryer-Tier2-TopAnyMFm2003CZ04rDXGF
RB-Appl-EffCW-med-ElecDHW-GasCDryer-Tier2-Top | DEER2016 | D16v1 | 2015-05-16 | Any | MFm | 2003 | CZ04 | rDXHP | Each | 1 | 441 | None | 110 | 0.0207 | 7.69 | 110 | 0.0207 | 7.69 | 110 | 0.0207 | 7.69 | 110 | 0.0207 | 7.69 |  |  | 1 |  | RB-Appl-EffCW-med-ElecDHW-GasCDryer-Tier2-TopAnyMFm2003CZ04rDXHP
RB-Appl-EffCW-med-ElecDHW-GasCDryer-Tier2-Top | DEER2016 | D16v1 | 2015-05-16 | Any | MFm | 2003 | CZ04 | rNCEH | Each | 1 | 441 | None | 100 | 0.0149 | 7.69 | 100 | 0.0149 | 7.69 | 100 | 0.0149 | 7.69 | 100 | 0.0149 | 7.69 |  |  | 1 |  | RB-Appl-EffCW-med-ElecDHW-GasCDryer-Tier2-TopAnyMFm2003CZ04rNCEH
RB-Appl-EffCW-med-ElecDHW-GasCDryer-Tier2-Top | DEER2016 | D16v1 | 2015-05-16 | Any | MFm | 2003 | CZ04 | rNCGF | Each | 1 | 441 | None | 113 | 0.0149 | 6.8 | 113 | 0.0149 | 6.8 | 113 | 0.0149 | 6.8 | 113 | 0.0149 | 6.8 |  |  | 1 |  | RB-Appl-EffCW-med-ElecDHW-GasCDryer-Tier2-TopAnyMFm2003CZ04rNCGF
RB-Appl-EffCW-med-ElecDHW-GasCDryer-Tier2-Top | DEER2016 | D16v1 | 2015-05-16 | Any | MFm | 2003 | CZ05 | rDXGF | Each | 1 | 441 | None | 117 | 0.02 | 6.48 | 117 | 0.02 | 6.48 | 117 | 0.02 | 6.48 | 117 | 0.02 | 6.48 |  |  | 1 |  | RB-Appl-EffCW-med-ElecDHW-GasCDryer-Tier2-TopAnyMFm2003CZ05rDXGF
RB-Appl-EffCW-med-ElecDHW-GasCDryer-Tier2-Top | DEER2016 | D16v1 | 2015-05-16 | Any | MFm | 2003 | CZ05 | rDXHP | Each | 1 | 441 | None | 106 | 0.0164 | 7.69 | 106 | 0.0164 | 7.69 | 106 | 0.0164 | 7.69 | 106 | 0.0164 | 7.69 |  |  | 1 |  | RB-Appl-EffCW-med-ElecDHW-GasCDryer-Tier2-TopAnyMFm2003CZ05rDXHP
RB-Appl-EffCW-med-ElecDHW-GasCDryer-Tier2-Top | DEER2016 | D16v1 | 2015-05-16 | Any | MFm | 2003 | CZ05 | rNCEH | Each | 1 | 441 | None | 98.5 | 0.0158 | 7.69 | 98.5 | 0.0158 | 7.69 | 98.5 | 0.0158 | 7.69 | 98.5 | 0.0158 | 7.69 |  |  | 1 |  | RB-Appl-EffCW-med-ElecDHW-GasCDryer-Tier2-TopAnyMFm2003CZ05rNCEH
RB-Appl-EffCW-med-ElecDHW-GasCDryer-Tier2-Top | DEER2016 | D16v1 | 2015-05-16 | Any | MFm | 2003 | CZ05 | rNCGF | Each | 1 | 441 | None | 116 | 0.0157 | 6.44 | 116 | 0.0157 | 6.44 | 116 | 0.0157 | 6.44 | 116 | 0.0157 | 6.44 |  |  | 1 |  | RB-Appl-EffCW-med-ElecDHW-GasCDryer-Tier2-TopAnyMFm2003CZ05rNCGF
RB-Appl-EffCW-med-ElecDHW-GasCDryer-Tier2-Top | DEER2016 | D16v1 | 2015-05-16 | Any | MFm | 2003 | CZ06 | rDXGF | Each | 1 | 538 | None | 115 | 0.0218 | 7.09 | 115 | 0.0218 | 7.09 | 115 | 0.0218 | 7.09 | 115 | 0.0218 | 7.09 |  |  | 1 |  | RB-Appl-EffCW-med-ElecDHW-GasCDryer-Tier2-TopAnyMFm2003CZ06rDXGF
RB-Appl-EffCW-med-ElecDHW-GasCDryer-Tier2-Top | DEER2016 | D16v1 | 2015-05-16 | Any | MFm | 2003 | CZ06 | rDXHP | Each | 1 | 538 | None | 109 | 0.0141 | 7.69 | 109 | 0.0141 | 7.69 | 109 | 0.0141 | 7.69 | 109 | 0.0141 | 7.69 |  |  | 1 |  | RB-Appl-EffCW-med-ElecDHW-GasCDryer-Tier2-TopAnyMFm2003CZ06rDXHP
RB-Appl-EffCW-med-ElecDHW-GasCDryer-Tier2-Top | DEER2016 | D16v1 | 2015-05-16 | Any | MFm | 2003 | CZ06 | rNCEH | Each | 1 | 538 | None | 102 | 0.0148 | 7.69 | 102 | 0.0148 | 7.69 | 102 | 0.0148 | 7.69 | 102 | 0.0148 | 7.69 |  |  | 1 |  | RB-Appl-EffCW-med-ElecDHW-GasCDryer-Tier2-TopAnyMFm2003CZ06rNCEH
RB-Appl-EffCW-med-ElecDHW-GasCDryer-Tier2-Top | DEER2016 | D16v1 | 2015-05-16 | Any | MFm | 2003 | CZ06 | rNCGF | Each | 1 | 538 | None | 111 | 0.0148 | 7.01 | 111 | 0.0148 | 7.01 | 111 | 0.0148 | 7.01 | 111 | 0.0148 | 7.01 |  |  | 1 |  | RB-Appl-EffCW-med-ElecDHW-GasCDryer-Tier2-TopAnyMFm2003CZ06rNCGF
RB-Appl-EffCW-med-ElecDHW-GasCDryer-Tier2-Top | DEER2016 | D16v1 | 2015-05-16 | Any | MFm | 2003 | CZ07 | rDXGF | Each | 1 | 538 | None | 114 | 0.0167 | 7.25 | 114 | 0.0167 | 7.25 | 114 | 0.0167 | 7.25 | 114 | 0.0167 | 7.25 |  |  | 1 |  | RB-Appl-EffCW-med-ElecDHW-GasCDryer-Tier2-TopAnyMFm2003CZ07rDXGF
RB-Appl-EffCW-med-ElecDHW-GasCDryer-Tier2-Top | DEER2016 | D16v1 | 2015-05-16 | Any | MFm | 2003 | CZ07 | rDXHP | Each | 1 | 538 | None | 110 | 0.0199 | 7.69 | 110 | 0.0199 | 7.69 | 110 | 0.0199 | 7.69 | 110 | 0.0199 | 7.69 |  |  | 1 |  | RB-Appl-EffCW-med-ElecDHW-GasCDryer-Tier2-TopAnyMFm2003CZ07rDXHP
RB-Appl-EffCW-med-ElecDHW-GasCDryer-Tier2-Top | DEER2016 | D16v1 | 2015-05-16 | Any | MFm | 2003 | CZ07 | rNCEH | Each | 1 | 538 | None | 103 | 0.0148 | 7.69 | 103 | 0.0148 | 7.69 | 103 | 0.0148 | 7.69 | 103 | 0.0148 | 7.69 |  |  | 1 |  | RB-Appl-EffCW-med-ElecDHW-GasCDryer-Tier2-TopAnyMFm2003CZ07rNCEH
RB-Appl-EffCW-med-ElecDHW-GasCDryer-Tier2-Top | DEER2016 | D16v1 | 2015-05-16 | Any | MFm | 2003 | CZ07 | rNCGF | Each | 1 | 538 | None | 110 | 0.0148 | 7.19 | 110 | 0.0148 | 7.19 | 110 | 0.0148 | 7.19 | 110 | 0.0148 | 7.19 |  |  | 1 |  | RB-Appl-EffCW-med-ElecDHW-GasCDryer-Tier2-TopAnyMFm2003CZ07rNCGF
RB-Appl-EffCW-med-ElecDHW-GasCDryer-Tier2-Top | DEER2016 | D16v1 | 2015-05-16 | Any | MFm | 2003 | CZ08 | rDXGF | Each | 1 | 538 | None | 115 | 0.0166 | 7.14 | 115 | 0.0166 | 7.14 | 115 | 0.0166 | 7.14 | 115 | 0.0166 | 7.14 |  |  | 1 |  | RB-Appl-EffCW-med-ElecDHW-GasCDryer-Tier2-TopAnyMFm2003CZ08rDXGF
RB-Appl-EffCW-med-ElecDHW-GasCDryer-Tier2-Top | DEER2016 | D16v1 | 2015-05-16 | Any | MFm | 2003 | CZ08 | rDXHP | Each | 1 | 538 | None | 112 | 0.0187 | 7.69 | 112 | 0.0187 | 7.69 | 112 | 0.0187 | 7.69 | 112 | 0.0187 | 7.69 |  |  | 1 |  | RB-Appl-EffCW-med-ElecDHW-GasCDryer-Tier2-TopAnyMFm2003CZ08rDXHP
RB-Appl-EffCW-med-ElecDHW-GasCDryer-Tier2-Top | DEER2016 | D16v1 | 2015-05-16 | Any | MFm | 2003 | CZ08 | rNCEH | Each | 1 | 538 | None | 100 | 0.0145 | 7.69 | 100 | 0.0145 | 7.69 | 100 | 0.0145 | 7.69 | 100 | 0.0145 | 7.69 |  |  | 1 |  | RB-Appl-EffCW-med-ElecDHW-GasCDryer-Tier2-TopAnyMFm2003CZ08rNCEH
RB-Appl-EffCW-med-ElecDHW-GasCDryer-Tier2-Top | DEER2016 | D16v1 | 2015-05-16 | Any | MFm | 2003 | CZ08 | rNCGF | Each | 1 | 538 | None | 109 | 0.0144 | 7.08 | 109 | 0.0144 | 7.08 | 109 | 0.0144 | 7.08 | 109 | 0.0144 | 7.08 |  |  | 1 |  | RB-Appl-EffCW-med-ElecDHW-GasCDryer-Tier2-TopAnyMFm2003CZ08rNCGF
RB-Appl-EffCW-med-ElecDHW-GasCDryer-Tier2-Top | DEER2016 | D16v1 | 2015-05-16 | Any | MFm | 2003 | CZ09 | rDXGF | Each | 1 | 499 | None | 115 | 0.0176 | 6.99 | 115 | 0.0176 | 6.99 | 115 | 0.0176 | 6.99 | 115 | 0.0176 | 6.99 |  |  | 1 |  | RB-Appl-EffCW-med-ElecDHW-GasCDryer-Tier2-TopAnyMFm2003CZ09rDXGF
RB-Appl-EffCW-med-ElecDHW-GasCDryer-Tier2-Top | DEER2016 | D16v1 | 2015-05-16 | Any | MFm | 2003 | CZ09 | rDXHP | Each | 1 | 499 | None | 108 | 0.0178 | 7.69 | 108 | 0.0178 | 7.69 | 108 | 0.0178 | 7.69 | 108 | 0.0178 | 7.69 |  |  | 1 |  | RB-Appl-EffCW-med-ElecDHW-GasCDryer-Tier2-TopAnyMFm2003CZ09rDXHP
RB-Appl-EffCW-med-ElecDHW-GasCDryer-Tier2-Top | DEER2016 | D16v1 | 2015-05-16 | Any | MFm | 2003 | CZ09 | rNCEH | Each | 1 | 499 | None | 97.3 | 0.0143 | 7.69 | 97.3 | 0.0143 | 7.69 | 97.3 | 0.0143 | 7.69 | 97.3 | 0.0143 | 7.69 |  |  | 1 |  | RB-Appl-EffCW-med-ElecDHW-GasCDryer-Tier2-TopAnyMFm2003CZ09rNCEH
RB-Appl-EffCW-med-ElecDHW-GasCDryer-Tier2-Top | DEER2016 | D16v1 | 2015-05-16 | Any | MFm | 2003 | CZ09 | rNCGF | Each | 1 | 499 | None | 108 | 0.0143 | 6.91 | 108 | 0.0143 | 6.91 | 108 | 0.0143 | 6.91 | 108 | 0.0143 | 6.91 |  |  | 1 |  | RB-Appl-EffCW-med-ElecDHW-GasCDryer-Tier2-TopAnyMFm2003CZ09rNCGF
RB-Appl-EffCW-med-ElecDHW-GasCDryer-Tier2-Top | DEER2016 | D16v1 | 2015-05-16 | Any | MFm | 2003 | CZ10 | rDXGF | Each | 1 | 474 | None | 114 | 0.0178 | 7.12 | 114 | 0.0178 | 7.12 | 114 | 0.0178 | 7.12 | 114 | 0.0178 | 7.12 |  |  | 1 |  | RB-Appl-EffCW-med-ElecDHW-GasCDryer-Tier2-TopAnyMFm2003CZ10rDXGF
RB-Appl-EffCW-med-ElecDHW-GasCDryer-Tier2-Top | DEER2016 | D16v1 | 2015-05-16 | Any | MFm | 2003 | CZ10 | rDXHP | Each | 1 | 474 | None | 110 | 0.0188 | 7.69 | 110 | 0.0188 | 7.69 | 110 | 0.0188 | 7.69 | 110 | 0.0188 | 7.69 |  |  | 1 |  | RB-Appl-EffCW-med-ElecDHW-GasCDryer-Tier2-TopAnyMFm2003CZ10rDXHP
RB-Appl-EffCW-med-ElecDHW-GasCDryer-Tier2-Top | DEER2016 | D16v1 | 2015-05-16 | Any | MFm | 2003 | CZ10 | rNCEH | Each | 1 | 474 | None | 99.3 | 0.0141 | 7.69 | 99.3 | 0.0141 | 7.69 | 99.3 | 0.0141 | 7.69 | 99.3 | 0.0141 | 7.69 |  |  | 1 |  | RB-Appl-EffCW-med-ElecDHW-GasCDryer-Tier2-TopAnyMFm2003CZ10rNCEH
RB-Appl-EffCW-med-ElecDHW-GasCDryer-Tier2-Top | DEER2016 | D16v1 | 2015-05-16 | Any | MFm | 2003 | CZ10 | rNCGF | Each | 1 | 474 | None | 108 | 0.0141 | 7.1 | 108 | 0.0141 | 7.1 | 108 | 0.0141 | 7.1 | 108 | 0.0141 | 7.1 |  |  | 1 |  | RB-Appl-EffCW-med-ElecDHW-GasCDryer-Tier2-TopAnyMFm2003CZ10rNCGF
RB-Appl-EffCW-med-ElecDHW-GasCDryer-Tier2-Top | DEER2016 | D16v1 | 2015-05-16 | Any | MFm | 2003 | CZ11 | rDXGF | Each | 1 | 474 | None | 117 | 0.016 | 6.75 | 117 | 0.016 | 6.75 | 117 | 0.016 | 6.75 | 117 | 0.016 | 6.75 |  |  | 1 |  | RB-Appl-EffCW-med-ElecDHW-GasCDryer-Tier2-TopAnyMFm2003CZ11rDXGF
RB-Appl-EffCW-med-ElecDHW-GasCDryer-Tier2-Top | DEER2016 | D16v1 | 2015-05-16 | Any | MFm | 2003 | CZ11 | rDXHP | Each | 1 | 474 | None | 109 | 0.0166 | 7.69 | 109 | 0.0166 | 7.69 | 109 | 0.0166 | 7.69 | 109 | 0.0166 | 7.69 |  |  | 1 |  | RB-Appl-EffCW-med-ElecDHW-GasCDryer-Tier2-TopAnyMFm2003CZ11rDXHP
RB-Appl-EffCW-med-ElecDHW-GasCDryer-Tier2-Top | DEER2016 | D16v1 | 2015-05-16 | Any | MFm | 2003 | CZ11 | rNCEH | Each | 1 | 474 | None | 94.7 | 0.0141 | 7.69 | 94.7 | 0.0141 | 7.69 | 94.7 | 0.0141 | 7.69 | 94.7 | 0.0141 | 7.69 |  |  | 1 |  | RB-Appl-EffCW-med-ElecDHW-GasCDryer-Tier2-TopAnyMFm2003CZ11rNCEH
RB-Appl-EffCW-med-ElecDHW-GasCDryer-Tier2-Top | DEER2016 | D16v1 | 2015-05-16 | Any | MFm | 2003 | CZ11 | rNCGF | Each | 1 | 474 | None | 109 | 0.0141 | 6.71 | 109 | 0.0141 | 6.71 | 109 | 0.0141 | 6.71 | 109 | 0.0141 | 6.71 |  |  | 1 |  | RB-Appl-EffCW-med-ElecDHW-GasCDryer-Tier2-TopAnyMFm2003CZ11rNCGF
RB-Appl-EffCW-med-ElecDHW-GasCDryer-Tier2-Top | DEER2016 | D16v1 | 2015-05-16 | Any | MFm | 2003 | CZ12 | rDXGF | Each | 1 | 474 | None | 118 | 0.0197 | 6.81 | 118 | 0.0197 | 6.81 | 118 | 0.0197 | 6.81 | 118 | 0.0197 | 6.81 |  |  | 1 |  | RB-Appl-EffCW-med-ElecDHW-GasCDryer-Tier2-TopAnyMFm2003CZ12rDXGF
RB-Appl-EffCW-med-ElecDHW-GasCDryer-Tier2-Top | DEER2016 | D16v1 | 2015-05-16 | Any | MFm | 2003 | CZ12 | rDXHP | Each | 1 | 474 | None | 110 | 0.0205 | 7.69 | 110 | 0.0205 | 7.69 | 110 | 0.0205 | 7.69 | 110 | 0.0205 | 7.69 |  |  | 1 |  | RB-Appl-EffCW-med-ElecDHW-GasCDryer-Tier2-TopAnyMFm2003CZ12rDXHP
RB-Appl-EffCW-med-ElecDHW-GasCDryer-Tier2-Top | DEER2016 | D16v1 | 2015-05-16 | Any | MFm | 2003 | CZ12 | rNCEH | Each | 1 | 474 | None | 98 | 0.0147 | 7.69 | 98 | 0.0147 | 7.69 | 98 | 0.0147 | 7.69 | 98 | 0.0147 | 7.69 |  |  | 1 |  | RB-Appl-EffCW-med-ElecDHW-GasCDryer-Tier2-TopAnyMFm2003CZ12rNCEH
RB-Appl-EffCW-med-ElecDHW-GasCDryer-Tier2-Top | DEER2016 | D16v1 | 2015-05-16 | Any | MFm | 2003 | CZ12 | rNCGF | Each | 1 | 474 | None | 111 | 0.0147 | 6.78 | 111 | 0.0147 | 6.78 | 111 | 0.0147 | 6.78 | 111 | 0.0147 | 6.78 |  |  | 1 |  | RB-Appl-EffCW-med-ElecDHW-GasCDryer-Tier2-TopAnyMFm2003CZ12rNCGF
RB-Appl-EffCW-med-ElecDHW-GasCDryer-Tier2-Top | DEER2016 | D16v1 | 2015-05-16 | Any | MFm | 2003 | CZ13 | rDXGF | Each | 1 | 474 | None | 117 | 0.0165 | 6.95 | 117 | 0.0165 | 6.95 | 117 | 0.0165 | 6.95 | 117 | 0.0165 | 6.95 |  |  | 1 |  | RB-Appl-EffCW-med-ElecDHW-GasCDryer-Tier2-TopAnyMFm2003CZ13rDXGF
RB-Appl-EffCW-med-ElecDHW-GasCDryer-Tier2-Top | DEER2016 | D16v1 | 2015-05-16 | Any | MFm | 2003 | CZ13 | rDXHP | Each | 1 | 474 | None | 109 | 0.0175 | 7.69 | 109 | 0.0175 | 7.69 | 109 | 0.0175 | 7.69 | 109 | 0.0175 | 7.69 |  |  | 1 |  | RB-Appl-EffCW-med-ElecDHW-GasCDryer-Tier2-TopAnyMFm2003CZ13rDXHP
RB-Appl-EffCW-med-ElecDHW-GasCDryer-Tier2-Top | DEER2016 | D16v1 | 2015-05-16 | Any | MFm | 2003 | CZ13 | rNCEH | Each | 1 | 474 | None | 96.2 | 0.014 | 7.69 | 96.2 | 0.014 | 7.69 | 96.2 | 0.014 | 7.69 | 96.2 | 0.014 | 7.69 |  |  | 1 |  | RB-Appl-EffCW-med-ElecDHW-GasCDryer-Tier2-TopAnyMFm2003CZ13rNCEH
RB-Appl-EffCW-med-ElecDHW-GasCDryer-Tier2-Top | DEER2016 | D16v1 | 2015-05-16 | Any | MFm | 2003 | CZ13 | rNCGF | Each | 1 | 474 | None | 108 | 0.014 | 6.93 | 108 | 0.014 | 6.93 | 108 | 0.014 | 6.93 | 108 | 0.014 | 6.93 |  |  | 1 |  | RB-Appl-EffCW-med-ElecDHW-GasCDryer-Tier2-TopAnyMFm2003CZ13rNCGF
RB-Appl-EffCW-med-ElecDHW-GasCDryer-Tier2-Top | DEER2016 | D16v1 | 2015-05-16 | Any | MFm | 2003 | CZ14 | rDXGF | Each | 1 | 487 | None | 120 | 0.0154 | 6.94 | 120 | 0.0154 | 6.94 | 120 | 0.0154 | 6.94 | 120 | 0.0154 | 6.94 |  |  | 1 |  | RB-Appl-EffCW-med-ElecDHW-GasCDryer-Tier2-TopAnyMFm2003CZ14rDXGF
RB-Appl-EffCW-med-ElecDHW-GasCDryer-Tier2-Top | DEER2016 | D16v1 | 2015-05-16 | Any | MFm | 2003 | CZ14 | rDXHP | Each | 1 | 487 | None | 114 | 0.0156 | 7.69 | 114 | 0.0156 | 7.69 | 114 | 0.0156 | 7.69 | 114 | 0.0156 | 7.69 |  |  | 1 |  | RB-Appl-EffCW-med-ElecDHW-GasCDryer-Tier2-TopAnyMFm2003CZ14rDXHP
RB-Appl-EffCW-med-ElecDHW-GasCDryer-Tier2-Top | DEER2016 | D16v1 | 2015-05-16 | Any | MFm | 2003 | CZ14 | rNCEH | Each | 1 | 487 | None | 96.7 | 0.0137 | 7.69 | 96.7 | 0.0137 | 7.69 | 96.7 | 0.0137 | 7.69 | 96.7 | 0.0137 | 7.69 |  |  | 1 |  | RB-Appl-EffCW-med-ElecDHW-GasCDryer-Tier2-TopAnyMFm2003CZ14rNCEH
RB-Appl-EffCW-med-ElecDHW-GasCDryer-Tier2-Top | DEER2016 | D16v1 | 2015-05-16 | Any | MFm | 2003 | CZ14 | rNCGF | Each | 1 | 487 | None | 110 | 0.0137 | 6.84 | 110 | 0.0137 | 6.84 | 110 | 0.0137 | 6.84 | 110 | 0.0137 | 6.84 |  |  | 1 |  | RB-Appl-EffCW-med-ElecDHW-GasCDryer-Tier2-TopAnyMFm2003CZ14rNCGF
RB-Appl-EffCW-med-ElecDHW-GasCDryer-Tier2-Top | DEER2016 | D16v1 | 2015-05-16 | Any | MFm | 2003 | CZ15 | rDXGF | Each | 1 | 487 | None | 108 | 0.0149 | 7.38 | 108 | 0.0149 | 7.38 | 108 | 0.0149 | 7.38 | 108 | 0.0149 | 7.38 |  |  | 1 |  | RB-Appl-EffCW-med-ElecDHW-GasCDryer-Tier2-TopAnyMFm2003CZ15rDXGF
RB-Appl-EffCW-med-ElecDHW-GasCDryer-Tier2-Top | DEER2016 | D16v1 | 2015-05-16 | Any | MFm | 2003 | CZ15 | rDXHP | Each | 1 | 487 | None | 105 | 0.0154 | 7.69 | 105 | 0.0154 | 7.69 | 105 | 0.0154 | 7.69 | 105 | 0.0154 | 7.69 |  |  | 1 |  | RB-Appl-EffCW-med-ElecDHW-GasCDryer-Tier2-TopAnyMFm2003CZ15rDXHP
RB-Appl-EffCW-med-ElecDHW-GasCDryer-Tier2-Top | DEER2016 | D16v1 | 2015-05-16 | Any | MFm | 2003 | CZ15 | rNCEH | Each | 1 | 487 | None | 92.3 | 0.012 | 7.69 | 92.3 | 0.012 | 7.69 | 92.3 | 0.012 | 7.69 | 92.3 | 0.012 | 7.69 |  |  | 1 |  | RB-Appl-EffCW-med-ElecDHW-GasCDryer-Tier2-TopAnyMFm2003CZ15rNCEH
RB-Appl-EffCW-med-ElecDHW-GasCDryer-Tier2-Top | DEER2016 | D16v1 | 2015-05-16 | Any | MFm | 2003 | CZ15 | rNCGF | Each | 1 | 487 | None | 96.8 | 0.012 | 7.39 | 96.8 | 0.012 | 7.39 | 96.8 | 0.012 | 7.39 | 96.8 | 0.012 | 7.39 |  |  | 1 |  | RB-Appl-EffCW-med-ElecDHW-GasCDryer-Tier2-TopAnyMFm2003CZ15rNCGF
RB-Appl-EffCW-med-ElecDHW-GasCDryer-Tier2-Top | DEER2016 | D16v1 | 2015-05-16 | Any | MFm | 2003 | CZ16 | rDXGF | Each | 1 | 441 | None | 127 | 0.0187 | 6.55 | 127 | 0.0187 | 6.55 | 127 | 0.0187 | 6.55 | 127 | 0.0187 | 6.55 |  |  | 1 |  | RB-Appl-EffCW-med-ElecDHW-GasCDryer-Tier2-TopAnyMFm2003CZ16rDXGF
RB-Appl-EffCW-med-ElecDHW-GasCDryer-Tier2-Top | DEER2016 | D16v1 | 2015-05-16 | Any | MFm | 2003 | CZ16 | rDXHP | Each | 1 | 441 | None | 114 | 0.0191 | 7.69 | 114 | 0.0191 | 7.69 | 114 | 0.0191 | 7.69 | 114 | 0.0191 | 7.69 |  |  | 1 |  | RB-Appl-EffCW-med-ElecDHW-GasCDryer-Tier2-TopAnyMFm2003CZ16rDXHP
RB-Appl-EffCW-med-ElecDHW-GasCDryer-Tier2-Top | DEER2016 | D16v1 | 2015-05-16 | Any | MFm | 2003 | CZ16 | rNCEH | Each | 1 | 441 | None | 103 | 0.0159 | 7.69 | 103 | 0.0159 | 7.69 | 103 | 0.0159 | 7.69 | 103 | 0.0159 | 7.69 |  |  | 1 |  | RB-Appl-EffCW-med-ElecDHW-GasCDryer-Tier2-TopAnyMFm2003CZ16rNCEH
RB-Appl-EffCW-med-ElecDHW-GasCDryer-Tier2-Top | DEER2016 | D16v1 | 2015-05-16 | Any | MFm | 2003 | CZ16 | rNCGF | Each | 1 | 441 | None | 121 | 0.0159 | 6.48 | 121 | 0.0159 | 6.48 | 121 | 0.0159 | 6.48 | 121 | 0.0159 | 6.48 |  |  | 1 |  | RB-Appl-EffCW-med-ElecDHW-GasCDryer-Tier2-TopAnyMFm2003CZ16rNCGF
RB-Appl-EffCW-med-ElecDHW-GasCDryer-Tier2-Top | DEER2016 | D16v1 | 2015-05-16 | Any | MFm | 2007 | CZ01 | rDXGF | Each | 1 | 441 | None | 122 | 0.0183 | 6.24 | 122 | 0.0183 | 6.24 | 122 | 0.0183 | 6.24 | 122 | 0.0183 | 6.24 |  |  | 1 |  | RB-Appl-EffCW-med-ElecDHW-GasCDryer-Tier2-TopAnyMFm2007CZ01rDXGF
RB-Appl-EffCW-med-ElecDHW-GasCDryer-Tier2-Top | DEER2016 | D16v1 | 2015-05-16 | Any | MFm | 2007 | CZ01 | rDXHP | Each | 1 | 441 | None | 111 | 0.0161 | 7.69 | 111 | 0.0161 | 7.69 | 111 | 0.0161 | 7.69 | 111 | 0.0161 | 7.69 |  |  | 1 |  | RB-Appl-EffCW-med-ElecDHW-GasCDryer-Tier2-TopAnyMFm2007CZ01rDXHP
RB-Appl-EffCW-med-ElecDHW-GasCDryer-Tier2-Top | DEER2016 | D16v1 | 2015-05-16 | Any | MFm | 2007 | CZ01 | rNCEH | Each | 1 | 441 | None | 95 | 0.0162 | 7.69 | 95 | 0.0162 | 7.69 | 95 | 0.0162 | 7.69 | 95 | 0.0162 | 7.69 |  |  | 1 |  | RB-Appl-EffCW-med-ElecDHW-GasCDryer-Tier2-TopAnyMFm2007CZ01rNCEH
RB-Appl-EffCW-med-ElecDHW-GasCDryer-Tier2-Top | DEER2016 | D16v1 | 2015-05-16 | Any | MFm | 2007 | CZ01 | rNCGF | Each | 1 | 441 | None | 121 | 0.0164 | 6.15 | 121 | 0.0164 | 6.15 | 121 | 0.0164 | 6.15 | 121 | 0.0164 | 6.15 |  |  | 1 |  | RB-Appl-EffCW-med-ElecDHW-GasCDryer-Tier2-TopAnyMFm2007CZ01rNCGF
RB-Appl-EffCW-med-ElecDHW-GasCDryer-Tier2-Top | DEER2016 | D16v1 | 2015-05-16 | Any | MFm | 2007 | CZ02 | rDXGF | Each | 1 | 474 | None | 117 | 0.0185 | 6.77 | 117 | 0.0185 | 6.77 | 117 | 0.0185 | 6.77 | 117 | 0.0185 | 6.77 |  |  | 1 |  | RB-Appl-EffCW-med-ElecDHW-GasCDryer-Tier2-TopAnyMFm2007CZ02rDXGF
RB-Appl-EffCW-med-ElecDHW-GasCDryer-Tier2-Top | DEER2016 | D16v1 | 2015-05-16 | Any | MFm | 2007 | CZ02 | rDXHP | Each | 1 | 474 | None | 110 | 0.0199 | 7.69 | 110 | 0.0199 | 7.69 | 110 | 0.0199 | 7.69 | 110 | 0.0199 | 7.69 |  |  | 1 |  | RB-Appl-EffCW-med-ElecDHW-GasCDryer-Tier2-TopAnyMFm2007CZ02rDXHP
RB-Appl-EffCW-med-ElecDHW-GasCDryer-Tier2-Top | DEER2016 | D16v1 | 2015-05-16 | Any | MFm | 2007 | CZ02 | rNCEH | Each | 1 | 474 | None | 101 | 0.0156 | 7.69 | 101 | 0.0156 | 7.69 | 101 | 0.0156 | 7.69 | 101 | 0.0156 | 7.69 |  |  | 1 |  | RB-Appl-EffCW-med-ElecDHW-GasCDryer-Tier2-TopAnyMFm2007CZ02rNCEH
RB-Appl-EffCW-med-ElecDHW-GasCDryer-Tier2-Top | DEER2016 | D16v1 | 2015-05-16 | Any | MFm | 2007 | CZ02 | rNCGF | Each | 1 | 474 | None | 115 | 0.0155 | 6.71 | 115 | 0.0155 | 6.71 | 115 | 0.0155 | 6.71 | 115 | 0.0155 | 6.71 |  |  | 1 |  | RB-Appl-EffCW-med-ElecDHW-GasCDryer-Tier2-TopAnyMFm2007CZ02rNCGF
RB-Appl-EffCW-med-ElecDHW-GasCDryer-Tier2-Top | DEER2016 | D16v1 | 2015-05-16 | Any | MFm | 2007 | CZ03 | rDXGF | Each | 1 | 441 | None | 115 | 0.0149 | 6.47 | 115 | 0.0149 | 6.47 | 115 | 0.0149 | 6.47 | 115 | 0.0149 | 6.47 |  |  | 1 |  | RB-Appl-EffCW-med-ElecDHW-GasCDryer-Tier2-TopAnyMFm2007CZ03rDXGF
RB-Appl-EffCW-med-ElecDHW-GasCDryer-Tier2-Top | DEER2016 | D16v1 | 2015-05-16 | Any | MFm | 2007 | CZ03 | rDXHP | Each | 1 | 441 | None | 106 | 0.016 | 7.69 | 106 | 0.016 | 7.69 | 106 | 0.016 | 7.69 | 106 | 0.016 | 7.69 |  |  | 1 |  | RB-Appl-EffCW-med-ElecDHW-GasCDryer-Tier2-TopAnyMFm2007CZ03rDXHP
RB-Appl-EffCW-med-ElecDHW-GasCDryer-Tier2-Top | DEER2016 | D16v1 | 2015-05-16 | Any | MFm | 2007 | CZ03 | rNCEH | Each | 1 | 441 | None | 98 | 0.0157 | 7.69 | 98 | 0.0157 | 7.69 | 98 | 0.0157 | 7.69 | 98 | 0.0157 | 7.69 |  |  | 1 |  | RB-Appl-EffCW-med-ElecDHW-GasCDryer-Tier2-TopAnyMFm2007CZ03rNCEH
RB-Appl-EffCW-med-ElecDHW-GasCDryer-Tier2-Top | DEER2016 | D16v1 | 2015-05-16 | Any | MFm | 2007 | CZ03 | rNCGF | Each | 1 | 441 | None | 115 | 0.0157 | 6.41 | 115 | 0.0157 | 6.41 | 115 | 0.0157 | 6.41 | 115 | 0.0157 | 6.41 |  |  | 1 |  | RB-Appl-EffCW-med-ElecDHW-GasCDryer-Tier2-TopAnyMFm2007CZ03rNCGF
RB-Appl-EffCW-med-ElecDHW-GasCDryer-Tier2-Top | DEER2016 | D16v1 | 2015-05-16 | Any | MFm | 2007 | CZ04 | rDXGF | Each | 1 | 441 | None | 117 | 0.0182 | 6.83 | 117 | 0.0182 | 6.83 | 117 | 0.0182 | 6.83 | 117 | 0.0182 | 6.83 |  |  | 1 |  | RB-Appl-EffCW-med-ElecDHW-GasCDryer-Tier2-TopAnyMFm2007CZ04rDXGF
RB-Appl-EffCW-med-ElecDHW-GasCDryer-Tier2-Top | DEER2016 | D16v1 | 2015-05-16 | Any | MFm | 2007 | CZ04 | rDXHP | Each | 1 | 441 | None | 111 | 0.0185 | 7.69 | 111 | 0.0185 | 7.69 | 111 | 0.0185 | 7.69 | 111 | 0.0185 | 7.69 |  |  | 1 |  | RB-Appl-EffCW-med-ElecDHW-GasCDryer-Tier2-TopAnyMFm2007CZ04rDXHP
RB-Appl-EffCW-med-ElecDHW-GasCDryer-Tier2-Top | DEER2016 | D16v1 | 2015-05-16 | Any | MFm | 2007 | CZ04 | rNCEH | Each | 1 | 441 | None | 100 | 0.015 | 7.69 | 100 | 0.015 | 7.69 | 100 | 0.015 | 7.69 | 100 | 0.015 | 7.69 |  |  | 1 |  | RB-Appl-EffCW-med-ElecDHW-GasCDryer-Tier2-TopAnyMFm2007CZ04rNCEH
RB-Appl-EffCW-med-ElecDHW-GasCDryer-Tier2-Top | DEER2016 | D16v1 | 2015-05-16 | Any | MFm | 2007 | CZ04 | rNCGF | Each | 1 | 441 | None | 113 | 0.0149 | 6.8 | 113 | 0.0149 | 6.8 | 113 | 0.0149 | 6.8 | 113 | 0.0149 | 6.8 |  |  | 1 |  | RB-Appl-EffCW-med-ElecDHW-GasCDryer-Tier2-TopAnyMFm2007CZ04rNCGF
RB-Appl-EffCW-med-ElecDHW-GasCDryer-Tier2-Top | DEER2016 | D16v1 | 2015-05-16 | Any | MFm | 2007 | CZ05 | rDXGF | Each | 1 | 441 | None | 117 | 0.017 | 6.68 | 117 | 0.017 | 6.68 | 117 | 0.017 | 6.68 | 117 | 0.017 | 6.68 |  |  | 1 |  | RB-Appl-EffCW-med-ElecDHW-GasCDryer-Tier2-TopAnyMFm2007CZ05rDXGF
RB-Appl-EffCW-med-ElecDHW-GasCDryer-Tier2-Top | DEER2016 | D16v1 | 2015-05-16 | Any | MFm | 2007 | CZ05 | rDXHP | Each | 1 | 441 | None | 109 | 0.0175 | 7.69 | 109 | 0.0175 | 7.69 | 109 | 0.0175 | 7.69 | 109 | 0.0175 | 7.69 |  |  | 1 |  | RB-Appl-EffCW-med-ElecDHW-GasCDryer-Tier2-TopAnyMFm2007CZ05rDXHP
RB-Appl-EffCW-med-ElecDHW-GasCDryer-Tier2-Top | DEER2016 | D16v1 | 2015-05-16 | Any | MFm | 2007 | CZ05 | rNCEH | Each | 1 | 441 | None | 102 | 0.0158 | 7.69 | 102 | 0.0158 | 7.69 | 102 | 0.0158 | 7.69 | 102 | 0.0158 | 7.69 |  |  | 1 |  | RB-Appl-EffCW-med-ElecDHW-GasCDryer-Tier2-TopAnyMFm2007CZ05rNCEH
RB-Appl-EffCW-med-ElecDHW-GasCDryer-Tier2-Top | DEER2016 | D16v1 | 2015-05-16 | Any | MFm | 2007 | CZ05 | rNCGF | Each | 1 | 441 | None | 117 | 0.0158 | 6.62 | 117 | 0.0158 | 6.62 | 117 | 0.0158 | 6.62 | 117 | 0.0158 | 6.62 |  |  | 1 |  | RB-Appl-EffCW-med-ElecDHW-GasCDryer-Tier2-TopAnyMFm2007CZ05rNCGF
RB-Appl-EffCW-med-ElecDHW-GasCDryer-Tier2-Top | DEER2016 | D16v1 | 2015-05-16 | Any | MFm | 2007 | CZ06 | rDXGF | Each | 1 | 538 | None | 115 | 0.0239 | 7.1 | 115 | 0.0239 | 7.1 | 115 | 0.0239 | 7.1 | 115 | 0.0239 | 7.1 |  |  | 1 |  | RB-Appl-EffCW-med-ElecDHW-GasCDryer-Tier2-TopAnyMFm2007CZ06rDXGF
RB-Appl-EffCW-med-ElecDHW-GasCDryer-Tier2-Top | DEER2016 | D16v1 | 2015-05-16 | Any | MFm | 2007 | CZ06 | rDXHP | Each | 1 | 538 | None | 110 | 0.0145 | 7.69 | 110 | 0.0145 | 7.69 | 110 | 0.0145 | 7.69 | 110 | 0.0145 | 7.69 |  |  | 1 |  | RB-Appl-EffCW-med-ElecDHW-GasCDryer-Tier2-TopAnyMFm2007CZ06rDXHP
RB-Appl-EffCW-med-ElecDHW-GasCDryer-Tier2-Top | DEER2016 | D16v1 | 2015-05-16 | Any | MFm | 2007 | CZ06 | rNCEH | Each | 1 | 538 | None | 102 | 0.0148 | 7.69 | 102 | 0.0148 | 7.69 | 102 | 0.0148 | 7.69 | 102 | 0.0148 | 7.69 |  |  | 1 |  | RB-Appl-EffCW-med-ElecDHW-GasCDryer-Tier2-TopAnyMFm2007CZ06rNCEH
RB-Appl-EffCW-med-ElecDHW-GasCDryer-Tier2-Top | DEER2016 | D16v1 | 2015-05-16 | Any | MFm | 2007 | CZ06 | rNCGF | Each | 1 | 538 | None | 111 | 0.0147 | 6.98 | 111 | 0.0147 | 6.98 | 111 | 0.0147 | 6.98 | 111 | 0.0147 | 6.98 |  |  | 1 |  | RB-Appl-EffCW-med-ElecDHW-GasCDryer-Tier2-TopAnyMFm2007CZ06rNCGF
RB-Appl-EffCW-med-ElecDHW-GasCDryer-Tier2-Top | DEER2016 | D16v1 | 2015-05-16 | Any | MFm | 2007 | CZ07 | rDXGF | Each | 1 | 538 | None | 114 | 0.0206 | 7.39 | 114 | 0.0206 | 7.39 | 114 | 0.0206 | 7.39 | 114 | 0.0206 | 7.39 |  |  | 1 |  | RB-Appl-EffCW-med-ElecDHW-GasCDryer-Tier2-TopAnyMFm2007CZ07rDXGF
RB-Appl-EffCW-med-ElecDHW-GasCDryer-Tier2-Top | DEER2016 | D16v1 | 2015-05-16 | Any | MFm | 2007 | CZ07 | rDXHP | Each | 1 | 538 | None | 112 | 0.0211 | 7.69 | 112 | 0.0211 | 7.69 | 112 | 0.0211 | 7.69 | 112 | 0.0211 | 7.69 |  |  | 1 |  | RB-Appl-EffCW-med-ElecDHW-GasCDryer-Tier2-TopAnyMFm2007CZ07rDXHP
RB-Appl-EffCW-med-ElecDHW-GasCDryer-Tier2-Top | DEER2016 | D16v1 | 2015-05-16 | Any | MFm | 2007 | CZ07 | rNCEH | Each | 1 | 538 | None | 105 | 0.0148 | 7.69 | 105 | 0.0148 | 7.69 | 105 | 0.0148 | 7.69 | 105 | 0.0148 | 7.69 |  |  | 1 |  | RB-Appl-EffCW-med-ElecDHW-GasCDryer-Tier2-TopAnyMFm2007CZ07rNCEH
RB-Appl-EffCW-med-ElecDHW-GasCDryer-Tier2-Top | DEER2016 | D16v1 | 2015-05-16 | Any | MFm | 2007 | CZ07 | rNCGF | Each | 1 | 538 | None | 110 | 0.0148 | 7.35 | 110 | 0.0148 | 7.35 | 110 | 0.0148 | 7.35 | 110 | 0.0148 | 7.35 |  |  | 1 |  | RB-Appl-EffCW-med-ElecDHW-GasCDryer-Tier2-TopAnyMFm2007CZ07rNCGF
RB-Appl-EffCW-med-ElecDHW-GasCDryer-Tier2-Top | DEER2016 | D16v1 | 2015-05-16 | Any | MFm | 2007 | CZ08 | rDXGF | Each | 1 | 538 | None | 116 | 0.017 | 7.13 | 116 | 0.017 | 7.13 | 116 | 0.017 | 7.13 | 116 | 0.017 | 7.13 |  |  | 1 |  | RB-Appl-EffCW-med-ElecDHW-GasCDryer-Tier2-TopAnyMFm2007CZ08rDXGF
RB-Appl-EffCW-med-ElecDHW-GasCDryer-Tier2-Top | DEER2016 | D16v1 | 2015-05-16 | Any | MFm | 2007 | CZ08 | rDXHP | Each | 1 | 538 | None | 112 | 0.0178 | 7.69 | 112 | 0.0178 | 7.69 | 112 | 0.0178 | 7.69 | 112 | 0.0178 | 7.69 |  |  | 1 |  | RB-Appl-EffCW-med-ElecDHW-GasCDryer-Tier2-TopAnyMFm2007CZ08rDXHP
RB-Appl-EffCW-med-ElecDHW-GasCDryer-Tier2-Top | DEER2016 | D16v1 | 2015-05-16 | Any | MFm | 2007 | CZ08 | rNCEH | Each | 1 | 538 | None | 100 | 0.0145 | 7.69 | 100 | 0.0145 | 7.69 | 100 | 0.0145 | 7.69 | 100 | 0.0145 | 7.69 |  |  | 1 |  | RB-Appl-EffCW-med-ElecDHW-GasCDryer-Tier2-TopAnyMFm2007CZ08rNCEH
RB-Appl-EffCW-med-ElecDHW-GasCDryer-Tier2-Top | DEER2016 | D16v1 | 2015-05-16 | Any | MFm | 2007 | CZ08 | rNCGF | Each | 1 | 538 | None | 109 | 0.0145 | 7.06 | 109 | 0.0145 | 7.06 | 109 | 0.0145 | 7.06 | 109 | 0.0145 | 7.06 |  |  | 1 |  | RB-Appl-EffCW-med-ElecDHW-GasCDryer-Tier2-TopAnyMFm2007CZ08rNCGF
RB-Appl-EffCW-med-ElecDHW-GasCDryer-Tier2-Top | DEER2016 | D16v1 | 2015-05-16 | Any | MFm | 2007 | CZ09 | rDXGF | Each | 1 | 499 | None | 115 | 0.0169 | 7.05 | 115 | 0.0169 | 7.05 | 115 | 0.0169 | 7.05 | 115 | 0.0169 | 7.05 |  |  | 1 |  | RB-Appl-EffCW-med-ElecDHW-GasCDryer-Tier2-TopAnyMFm2007CZ09rDXGF
RB-Appl-EffCW-med-ElecDHW-GasCDryer-Tier2-Top | DEER2016 | D16v1 | 2015-05-16 | Any | MFm | 2007 | CZ09 | rDXHP | Each | 1 | 499 | None | 110 | 0.0174 | 7.69 | 110 | 0.0174 | 7.69 | 110 | 0.0174 | 7.69 | 110 | 0.0174 | 7.69 |  |  | 1 |  | RB-Appl-EffCW-med-ElecDHW-GasCDryer-Tier2-TopAnyMFm2007CZ09rDXHP
RB-Appl-EffCW-med-ElecDHW-GasCDryer-Tier2-Top | DEER2016 | D16v1 | 2015-05-16 | Any | MFm | 2007 | CZ09 | rNCEH | Each | 1 | 499 | None | 98.3 | 0.0144 | 7.69 | 98.3 | 0.0144 | 7.69 | 98.3 | 0.0144 | 7.69 | 98.3 | 0.0144 | 7.69 |  |  | 1 |  | RB-Appl-EffCW-med-ElecDHW-GasCDryer-Tier2-TopAnyMFm2007CZ09rNCEH
RB-Appl-EffCW-med-ElecDHW-GasCDryer-Tier2-Top | DEER2016 | D16v1 | 2015-05-16 | Any | MFm | 2007 | CZ09 | rNCGF | Each | 1 | 499 | None | 109 | 0.0143 | 6.96 | 109 | 0.0143 | 6.96 | 109 | 0.0143 | 6.96 | 109 | 0.0143 | 6.96 |  |  | 1 |  | RB-Appl-EffCW-med-ElecDHW-GasCDryer-Tier2-TopAnyMFm2007CZ09rNCGF
RB-Appl-EffCW-med-ElecDHW-GasCDryer-Tier2-Top | DEER2016 | D16v1 | 2015-05-16 | Any | MFm | 2007 | CZ10 | rDXGF | Each | 1 | 474 | None | 114 | 0.0163 | 7.16 | 114 | 0.0163 | 7.16 | 114 | 0.0163 | 7.16 | 114 | 0.0163 | 7.16 |  |  | 1 |  | RB-Appl-EffCW-med-ElecDHW-GasCDryer-Tier2-TopAnyMFm2007CZ10rDXGF
RB-Appl-EffCW-med-ElecDHW-GasCDryer-Tier2-Top | DEER2016 | D16v1 | 2015-05-16 | Any | MFm | 2007 | CZ10 | rDXHP | Each | 1 | 474 | None | 110 | 0.0165 | 7.69 | 110 | 0.0165 | 7.69 | 110 | 0.0165 | 7.69 | 110 | 0.0165 | 7.69 |  |  | 1 |  | RB-Appl-EffCW-med-ElecDHW-GasCDryer-Tier2-TopAnyMFm2007CZ10rDXHP
RB-Appl-EffCW-med-ElecDHW-GasCDryer-Tier2-Top | DEER2016 | D16v1 | 2015-05-16 | Any | MFm | 2007 | CZ10 | rNCEH | Each | 1 | 474 | None | 99.8 | 0.0142 | 7.69 | 99.8 | 0.0142 | 7.69 | 99.8 | 0.0142 | 7.69 | 99.8 | 0.0142 | 7.69 |  |  | 1 |  | RB-Appl-EffCW-med-ElecDHW-GasCDryer-Tier2-TopAnyMFm2007CZ10rNCEH
RB-Appl-EffCW-med-ElecDHW-GasCDryer-Tier2-Top | DEER2016 | D16v1 | 2015-05-16 | Any | MFm | 2007 | CZ10 | rNCGF | Each | 1 | 474 | None | 108 | 0.0142 | 7.12 | 108 | 0.0142 | 7.12 | 108 | 0.0142 | 7.12 | 108 | 0.0142 | 7.12 |  |  | 1 |  | RB-Appl-EffCW-med-ElecDHW-GasCDryer-Tier2-TopAnyMFm2007CZ10rNCGF
RB-Appl-EffCW-med-ElecDHW-GasCDryer-Tier2-Top | DEER2016 | D16v1 | 2015-05-16 | Any | MFm | 2007 | CZ11 | rDXGF | Each | 1 | 474 | None | 117 | 0.0158 | 6.96 | 117 | 0.0158 | 6.96 | 117 | 0.0158 | 6.96 | 117 | 0.0158 | 6.96 |  |  | 1 |  | RB-Appl-EffCW-med-ElecDHW-GasCDryer-Tier2-TopAnyMFm2007CZ11rDXGF
RB-Appl-EffCW-med-ElecDHW-GasCDryer-Tier2-Top | DEER2016 | D16v1 | 2015-05-16 | Any | MFm | 2007 | CZ11 | rDXHP | Each | 1 | 474 | None | 111 | 0.0162 | 7.69 | 111 | 0.0162 | 7.69 | 111 | 0.0162 | 7.69 | 111 | 0.0162 | 7.69 |  |  | 1 |  | RB-Appl-EffCW-med-ElecDHW-GasCDryer-Tier2-TopAnyMFm2007CZ11rDXHP
RB-Appl-EffCW-med-ElecDHW-GasCDryer-Tier2-Top | DEER2016 | D16v1 | 2015-05-16 | Any | MFm | 2007 | CZ11 | rNCEH | Each | 1 | 474 | None | 96.1 | 0.0142 | 7.69 | 96.1 | 0.0142 | 7.69 | 96.1 | 0.0142 | 7.69 | 96.1 | 0.0142 | 7.69 |  |  | 1 |  | RB-Appl-EffCW-med-ElecDHW-GasCDryer-Tier2-TopAnyMFm2007CZ11rNCEH
RB-Appl-EffCW-med-ElecDHW-GasCDryer-Tier2-Top | DEER2016 | D16v1 | 2015-05-16 | Any | MFm | 2007 | CZ11 | rNCGF | Each | 1 | 474 | None | 109 | 0.0141 | 6.87 | 109 | 0.0141 | 6.87 | 109 | 0.0141 | 6.87 | 109 | 0.0141 | 6.87 |  |  | 1 |  | RB-Appl-EffCW-med-ElecDHW-GasCDryer-Tier2-TopAnyMFm2007CZ11rNCGF
RB-Appl-EffCW-med-ElecDHW-GasCDryer-Tier2-Top | DEER2016 | D16v1 | 2015-05-16 | Any | MFm | 2007 | CZ12 | rDXGF | Each | 1 | 474 | None | 117 | 0.0179 | 6.88 | 117 | 0.0179 | 6.88 | 117 | 0.0179 | 6.88 | 117 | 0.0179 | 6.88 |  |  | 1 |  | RB-Appl-EffCW-med-ElecDHW-GasCDryer-Tier2-TopAnyMFm2007CZ12rDXGF
RB-Appl-EffCW-med-ElecDHW-GasCDryer-Tier2-Top | DEER2016 | D16v1 | 2015-05-16 | Any | MFm | 2007 | CZ12 | rDXHP | Each | 1 | 474 | None | 112 | 0.0179 | 7.69 | 112 | 0.0179 | 7.69 | 112 | 0.0179 | 7.69 | 112 | 0.0179 | 7.69 |  |  | 1 |  | RB-Appl-EffCW-med-ElecDHW-GasCDryer-Tier2-TopAnyMFm2007CZ12rDXHP
RB-Appl-EffCW-med-ElecDHW-GasCDryer-Tier2-Top | DEER2016 | D16v1 | 2015-05-16 | Any | MFm | 2007 | CZ12 | rNCEH | Each | 1 | 474 | None | 98.9 | 0.0148 | 7.69 | 98.9 | 0.0148 | 7.69 | 98.9 | 0.0148 | 7.69 | 98.9 | 0.0148 | 7.69 |  |  | 1 |  | RB-Appl-EffCW-med-ElecDHW-GasCDryer-Tier2-TopAnyMFm2007CZ12rNCEH
RB-Appl-EffCW-med-ElecDHW-GasCDryer-Tier2-Top | DEER2016 | D16v1 | 2015-05-16 | Any | MFm | 2007 | CZ12 | rNCGF | Each | 1 | 474 | None | 111 | 0.0148 | 6.85 | 111 | 0.0148 | 6.85 | 111 | 0.0148 | 6.85 | 111 | 0.0148 | 6.85 |  |  | 1 |  | RB-Appl-EffCW-med-ElecDHW-GasCDryer-Tier2-TopAnyMFm2007CZ12rNCGF
RB-Appl-EffCW-med-ElecDHW-GasCDryer-Tier2-Top | DEER2016 | D16v1 | 2015-05-16 | Any | MFm | 2007 | CZ13 | rDXGF | Each | 1 | 474 | None | 116 | 0.0155 | 6.88 | 116 | 0.0155 | 6.88 | 116 | 0.0155 | 6.88 | 116 | 0.0155 | 6.88 |  |  | 1 |  | RB-Appl-EffCW-med-ElecDHW-GasCDryer-Tier2-TopAnyMFm2007CZ13rDXGF
RB-Appl-EffCW-med-ElecDHW-GasCDryer-Tier2-Top | DEER2016 | D16v1 | 2015-05-16 | Any | MFm | 2007 | CZ13 | rDXHP | Each | 1 | 474 | None | 109 | 0.0158 | 7.69 | 109 | 0.0158 | 7.69 | 109 | 0.0158 | 7.69 | 109 | 0.0158 | 7.69 |  |  | 1 |  | RB-Appl-EffCW-med-ElecDHW-GasCDryer-Tier2-TopAnyMFm2007CZ13rDXHP
RB-Appl-EffCW-med-ElecDHW-GasCDryer-Tier2-Top | DEER2016 | D16v1 | 2015-05-16 | Any | MFm | 2007 | CZ13 | rNCEH | Each | 1 | 474 | None | 95.8 | 0.0141 | 7.69 | 95.8 | 0.0141 | 7.69 | 95.8 | 0.0141 | 7.69 | 95.8 | 0.0141 | 7.69 |  |  | 1 |  | RB-Appl-EffCW-med-ElecDHW-GasCDryer-Tier2-TopAnyMFm2007CZ13rNCEH
RB-Appl-EffCW-med-ElecDHW-GasCDryer-Tier2-Top | DEER2016 | D16v1 | 2015-05-16 | Any | MFm | 2007 | CZ13 | rNCGF | Each | 1 | 474 | None | 108 | 0.014 | 6.84 | 108 | 0.014 | 6.84 | 108 | 0.014 | 6.84 | 108 | 0.014 | 6.84 |  |  | 1 |  | RB-Appl-EffCW-med-ElecDHW-GasCDryer-Tier2-TopAnyMFm2007CZ13rNCGF
RB-Appl-EffCW-med-ElecDHW-GasCDryer-Tier2-Top | DEER2016 | D16v1 | 2015-05-16 | Any | MFm | 2007 | CZ14 | rDXGF | Each | 1 | 487 | None | 118 | 0.0153 | 6.95 | 118 | 0.0153 | 6.95 | 118 | 0.0153 | 6.95 | 118 | 0.0153 | 6.95 |  |  | 1 |  | RB-Appl-EffCW-med-ElecDHW-GasCDryer-Tier2-TopAnyMFm2007CZ14rDXGF
RB-Appl-EffCW-med-ElecDHW-GasCDryer-Tier2-Top | DEER2016 | D16v1 | 2015-05-16 | Any | MFm | 2007 | CZ14 | rDXHP | Each | 1 | 487 | None | 113 | 0.0156 | 7.69 | 113 | 0.0156 | 7.69 | 113 | 0.0156 | 7.69 | 113 | 0.0156 | 7.69 |  |  | 1 |  | RB-Appl-EffCW-med-ElecDHW-GasCDryer-Tier2-TopAnyMFm2007CZ14rDXHP
RB-Appl-EffCW-med-ElecDHW-GasCDryer-Tier2-Top | DEER2016 | D16v1 | 2015-05-16 | Any | MFm | 2007 | CZ14 | rNCEH | Each | 1 | 487 | None | 96.6 | 0.0138 | 7.69 | 96.6 | 0.0138 | 7.69 | 96.6 | 0.0138 | 7.69 | 96.6 | 0.0138 | 7.69 |  |  | 1 |  | RB-Appl-EffCW-med-ElecDHW-GasCDryer-Tier2-TopAnyMFm2007CZ14rNCEH
RB-Appl-EffCW-med-ElecDHW-GasCDryer-Tier2-Top | DEER2016 | D16v1 | 2015-05-16 | Any | MFm | 2007 | CZ14 | rNCGF | Each | 1 | 487 | None | 110 | 0.0138 | 6.83 | 110 | 0.0138 | 6.83 | 110 | 0.0138 | 6.83 | 110 | 0.0138 | 6.83 |  |  | 1 |  | RB-Appl-EffCW-med-ElecDHW-GasCDryer-Tier2-TopAnyMFm2007CZ14rNCGF
RB-Appl-EffCW-med-ElecDHW-GasCDryer-Tier2-Top | DEER2016 | D16v1 | 2015-05-16 | Any | MFm | 2007 | CZ15 | rDXGF | Each | 1 | 487 | None | 107 | 0.0144 | 7.46 | 107 | 0.0144 | 7.46 | 107 | 0.0144 | 7.46 | 107 | 0.0144 | 7.46 |  |  | 1 |  | RB-Appl-EffCW-med-ElecDHW-GasCDryer-Tier2-TopAnyMFm2007CZ15rDXGF
RB-Appl-EffCW-med-ElecDHW-GasCDryer-Tier2-Top | DEER2016 | D16v1 | 2015-05-16 | Any | MFm | 2007 | CZ15 | rDXHP | Each | 1 | 487 | None | 105 | 0.0143 | 7.69 | 105 | 0.0143 | 7.69 | 105 | 0.0143 | 7.69 | 105 | 0.0143 | 7.69 |  |  | 1 |  | RB-Appl-EffCW-med-ElecDHW-GasCDryer-Tier2-TopAnyMFm2007CZ15rDXHP
RB-Appl-EffCW-med-ElecDHW-GasCDryer-Tier2-Top | DEER2016 | D16v1 | 2015-05-16 | Any | MFm | 2007 | CZ15 | rNCEH | Each | 1 | 487 | None | 93.5 | 0.012 | 7.69 | 93.5 | 0.012 | 7.69 | 93.5 | 0.012 | 7.69 | 93.5 | 0.012 | 7.69 |  |  | 1 |  | RB-Appl-EffCW-med-ElecDHW-GasCDryer-Tier2-TopAnyMFm2007CZ15rNCEH
RB-Appl-EffCW-med-ElecDHW-GasCDryer-Tier2-Top | DEER2016 | D16v1 | 2015-05-16 | Any | MFm | 2007 | CZ15 | rNCGF | Each | 1 | 487 | None | 97.2 | 0.012 | 7.45 | 97.2 | 0.012 | 7.45 | 97.2 | 0.012 | 7.45 | 97.2 | 0.012 | 7.45 |  |  | 1 |  | RB-Appl-EffCW-med-ElecDHW-GasCDryer-Tier2-TopAnyMFm2007CZ15rNCGF
RB-Appl-EffCW-med-ElecDHW-GasCDryer-Tier2-Top | DEER2016 | D16v1 | 2015-05-16 | Any | MFm | 2007 | CZ16 | rDXGF | Each | 1 | 441 | None | 128 | 0.0181 | 6.67 | 128 | 0.0181 | 6.67 | 128 | 0.0181 | 6.67 | 128 | 0.0181 | 6.67 |  |  | 1 |  | RB-Appl-EffCW-med-ElecDHW-GasCDryer-Tier2-TopAnyMFm2007CZ16rDXGF
RB-Appl-EffCW-med-ElecDHW-GasCDryer-Tier2-Top | DEER2016 | D16v1 | 2015-05-16 | Any | MFm | 2007 | CZ16 | rDXHP | Each | 1 | 441 | None | 118 | 0.0176 | 7.69 | 118 | 0.0176 | 7.69 | 118 | 0.0176 | 7.69 | 118 | 0.0176 | 7.69 |  |  | 1 |  | RB-Appl-EffCW-med-ElecDHW-GasCDryer-Tier2-TopAnyMFm2007CZ16rDXHP
RB-Appl-EffCW-med-ElecDHW-GasCDryer-Tier2-Top | DEER2016 | D16v1 | 2015-05-16 | Any | MFm | 2007 | CZ16 | rNCEH | Each | 1 | 441 | None | 103 | 0.016 | 7.69 | 103 | 0.016 | 7.69 | 103 | 0.016 | 7.69 | 103 | 0.016 | 7.69 |  |  | 1 |  | RB-Appl-EffCW-med-ElecDHW-GasCDryer-Tier2-TopAnyMFm2007CZ16rNCEH
RB-Appl-EffCW-med-ElecDHW-GasCDryer-Tier2-Top | DEER2016 | D16v1 | 2015-05-16 | Any | MFm | 2007 | CZ16 | rNCGF | Each | 1 | 441 | None | 121 | 0.0159 | 6.53 | 121 | 0.0159 | 6.53 | 121 | 0.0159 | 6.53 | 121 | 0.0159 | 6.53 |  |  | 1 |  | RB-Appl-EffCW-med-ElecDHW-GasCDryer-Tier2-TopAnyMFm2007CZ16rNCGF
RB-Appl-EffCW-med-ElecDHW-GasCDryer-Tier2-Top | DEER2016 | D16v1 | 2015-05-16 | Any | MFm | 2011 | CZ01 | rDXGF | Each | 1 | 441 | None | 122 | 0.0185 | 6.37 | 122 | 0.0185 | 6.37 | 122 | 0.0185 | 6.37 | 122 | 0.0185 | 6.37 |  |  | 1 |  | RB-Appl-EffCW-med-ElecDHW-GasCDryer-Tier2-TopAnyMFm2011CZ01rDXGF
RB-Appl-EffCW-med-ElecDHW-GasCDryer-Tier2-Top | DEER2016 | D16v1 | 2015-05-16 | Any | MFm | 2011 | CZ01 | rDXHP | Each | 1 | 441 | None | 113 | 0.0157 | 7.69 | 113 | 0.0157 | 7.69 | 113 | 0.0157 | 7.69 | 113 | 0.0157 | 7.69 |  |  | 1 |  | RB-Appl-EffCW-med-ElecDHW-GasCDryer-Tier2-TopAnyMFm2011CZ01rDXHP
RB-Appl-EffCW-med-ElecDHW-GasCDryer-Tier2-Top | DEER2016 | D16v1 | 2015-05-16 | Any | MFm | 2011 | CZ01 | rNCEH | Each | 1 | 441 | None | 97.7 | 0.0164 | 7.69 | 97.7 | 0.0164 | 7.69 | 97.7 | 0.0164 | 7.69 | 97.7 | 0.0164 | 7.69 |  |  | 1 |  | RB-Appl-EffCW-med-ElecDHW-GasCDryer-Tier2-TopAnyMFm2011CZ01rNCEH
RB-Appl-EffCW-med-ElecDHW-GasCDryer-Tier2-Top | DEER2016 | D16v1 | 2015-05-16 | Any | MFm | 2011 | CZ01 | rNCGF | Each | 1 | 441 | None | 121 | 0.0164 | 6.18 | 121 | 0.0164 | 6.18 | 121 | 0.0164 | 6.18 | 121 | 0.0164 | 6.18 |  |  | 1 |  | RB-Appl-EffCW-med-ElecDHW-GasCDryer-Tier2-TopAnyMFm2011CZ01rNCGF
RB-Appl-EffCW-med-ElecDHW-GasCDryer-Tier2-Top | DEER2016 | D16v1 | 2015-05-16 | Any | MFm | 2011 | CZ02 | rDXGF | Each | 1 | 474 | None | 118 | 0.0203 | 6.83 | 118 | 0.0203 | 6.83 | 118 | 0.0203 | 6.83 | 118 | 0.0203 | 6.83 |  |  | 1 |  | RB-Appl-EffCW-med-ElecDHW-GasCDryer-Tier2-TopAnyMFm2011CZ02rDXGF
RB-Appl-EffCW-med-ElecDHW-GasCDryer-Tier2-Top | DEER2016 | D16v1 | 2015-05-16 | Any | MFm | 2011 | CZ02 | rDXHP | Each | 1 | 474 | None | 110 | 0.0209 | 7.69 | 110 | 0.0209 | 7.69 | 110 | 0.0209 | 7.69 | 110 | 0.0209 | 7.69 |  |  | 1 |  | RB-Appl-EffCW-med-ElecDHW-GasCDryer-Tier2-TopAnyMFm2011CZ02rDXHP
RB-Appl-EffCW-med-ElecDHW-GasCDryer-Tier2-Top | DEER2016 | D16v1 | 2015-05-16 | Any | MFm | 2011 | CZ02 | rNCEH | Each | 1 | 474 | None | 102 | 0.0156 | 7.69 | 102 | 0.0156 | 7.69 | 102 | 0.0156 | 7.69 | 102 | 0.0156 | 7.69 |  |  | 1 |  | RB-Appl-EffCW-med-ElecDHW-GasCDryer-Tier2-TopAnyMFm2011CZ02rNCEH
RB-Appl-EffCW-med-ElecDHW-GasCDryer-Tier2-Top | DEER2016 | D16v1 | 2015-05-16 | Any | MFm | 2011 | CZ02 | rNCGF | Each | 1 | 474 | None | 115 | 0.0155 | 6.79 | 115 | 0.0155 | 6.79 | 115 | 0.0155 | 6.79 | 115 | 0.0155 | 6.79 |  |  | 1 |  | RB-Appl-EffCW-med-ElecDHW-GasCDryer-Tier2-TopAnyMFm2011CZ02rNCGF
RB-Appl-EffCW-med-ElecDHW-GasCDryer-Tier2-Top | DEER2016 | D16v1 | 2015-05-16 | Any | MFm | 2011 | CZ03 | rDXGF | Each | 1 | 441 | None | 116 | 0.016 | 6.66 | 116 | 0.016 | 6.66 | 116 | 0.016 | 6.66 | 116 | 0.016 | 6.66 |  |  | 1 |  | RB-Appl-EffCW-med-ElecDHW-GasCDryer-Tier2-TopAnyMFm2011CZ03rDXGF
RB-Appl-EffCW-med-ElecDHW-GasCDryer-Tier2-Top | DEER2016 | D16v1 | 2015-05-16 | Any | MFm | 2011 | CZ03 | rDXHP | Each | 1 | 441 | None | 108 | 0.0175 | 7.69 | 108 | 0.0175 | 7.69 | 108 | 0.0175 | 7.69 | 108 | 0.0175 | 7.69 |  |  | 1 |  | RB-Appl-EffCW-med-ElecDHW-GasCDryer-Tier2-TopAnyMFm2011CZ03rDXHP
RB-Appl-EffCW-med-ElecDHW-GasCDryer-Tier2-Top | DEER2016 | D16v1 | 2015-05-16 | Any | MFm | 2011 | CZ03 | rNCEH | Each | 1 | 441 | None | 102 | 0.0158 | 7.69 | 102 | 0.0158 | 7.69 | 102 | 0.0158 | 7.69 | 102 | 0.0158 | 7.69 |  |  | 1 |  | RB-Appl-EffCW-med-ElecDHW-GasCDryer-Tier2-TopAnyMFm2011CZ03rNCEH
RB-Appl-EffCW-med-ElecDHW-GasCDryer-Tier2-Top | DEER2016 | D16v1 | 2015-05-16 | Any | MFm | 2011 | CZ03 | rNCGF | Each | 1 | 441 | None | 115 | 0.0157 | 6.65 | 115 | 0.0157 | 6.65 | 115 | 0.0157 | 6.65 | 115 | 0.0157 | 6.65 |  |  | 1 |  | RB-Appl-EffCW-med-ElecDHW-GasCDryer-Tier2-TopAnyMFm2011CZ03rNCGF
RB-Appl-EffCW-med-ElecDHW-GasCDryer-Tier2-Top | DEER2016 | D16v1 | 2015-05-16 | Any | MFm | 2011 | CZ04 | rDXGF | Each | 1 | 441 | None | 118 | 0.018 | 7 | 118 | 0.018 | 7 | 118 | 0.018 | 7 | 118 | 0.018 | 7 |  |  | 1 |  | RB-Appl-EffCW-med-ElecDHW-GasCDryer-Tier2-TopAnyMFm2011CZ04rDXGF
RB-Appl-EffCW-med-ElecDHW-GasCDryer-Tier2-Top | DEER2016 | D16v1 | 2015-05-16 | Any | MFm | 2011 | CZ04 | rDXHP | Each | 1 | 441 | None | 112 | 0.0185 | 7.69 | 112 | 0.0185 | 7.69 | 112 | 0.0185 | 7.69 | 112 | 0.0185 | 7.69 |  |  | 1 |  | RB-Appl-EffCW-med-ElecDHW-GasCDryer-Tier2-TopAnyMFm2011CZ04rDXHP
RB-Appl-EffCW-med-ElecDHW-GasCDryer-Tier2-Top | DEER2016 | D16v1 | 2015-05-16 | Any | MFm | 2011 | CZ04 | rNCEH | Each | 1 | 441 | None | 103 | 0.015 | 7.69 | 103 | 0.015 | 7.69 | 103 | 0.015 | 7.69 | 103 | 0.015 | 7.69 |  |  | 1 |  | RB-Appl-EffCW-med-ElecDHW-GasCDryer-Tier2-TopAnyMFm2011CZ04rNCEH
RB-Appl-EffCW-med-ElecDHW-GasCDryer-Tier2-Top | DEER2016 | D16v1 | 2015-05-16 | Any | MFm | 2011 | CZ04 | rNCGF | Each | 1 | 441 | None | 113 | 0.0149 | 6.97 | 113 | 0.0149 | 6.97 | 113 | 0.0149 | 6.97 | 113 | 0.0149 | 6.97 |  |  | 1 |  | RB-Appl-EffCW-med-ElecDHW-GasCDryer-Tier2-TopAnyMFm2011CZ04rNCGF
RB-Appl-EffCW-med-ElecDHW-GasCDryer-Tier2-Top | DEER2016 | D16v1 | 2015-05-16 | Any | MFm | 2011 | CZ05 | rDXGF | Each | 1 | 441 | None | 117 | 0.0177 | 6.68 | 117 | 0.0177 | 6.68 | 117 | 0.0177 | 6.68 | 117 | 0.0177 | 6.68 |  |  | 1 |  | RB-Appl-EffCW-med-ElecDHW-GasCDryer-Tier2-TopAnyMFm2011CZ05rDXGF
RB-Appl-EffCW-med-ElecDHW-GasCDryer-Tier2-Top | DEER2016 | D16v1 | 2015-05-16 | Any | MFm | 2011 | CZ05 | rDXHP | Each | 1 | 441 | None | 109 | 0.0155 | 7.69 | 109 | 0.0155 | 7.69 | 109 | 0.0155 | 7.69 | 109 | 0.0155 | 7.69 |  |  | 1 |  | RB-Appl-EffCW-med-ElecDHW-GasCDryer-Tier2-TopAnyMFm2011CZ05rDXHP
RB-Appl-EffCW-med-ElecDHW-GasCDryer-Tier2-Top | DEER2016 | D16v1 | 2015-05-16 | Any | MFm | 2011 | CZ05 | rNCEH | Each | 1 | 441 | None | 103 | 0.0158 | 7.69 | 103 | 0.0158 | 7.69 | 103 | 0.0158 | 7.69 | 103 | 0.0158 | 7.69 |  |  | 1 |  | RB-Appl-EffCW-med-ElecDHW-GasCDryer-Tier2-TopAnyMFm2011CZ05rNCEH
RB-Appl-EffCW-med-ElecDHW-GasCDryer-Tier2-Top | DEER2016 | D16v1 | 2015-05-16 | Any | MFm | 2011 | CZ05 | rNCGF | Each | 1 | 441 | None | 117 | 0.0158 | 6.66 | 117 | 0.0158 | 6.66 | 117 | 0.0158 | 6.66 | 117 | 0.0158 | 6.66 |  |  | 1 |  | RB-Appl-EffCW-med-ElecDHW-GasCDryer-Tier2-TopAnyMFm2011CZ05rNCGF
RB-Appl-EffCW-med-ElecDHW-GasCDryer-Tier2-Top | DEER2016 | D16v1 | 2015-05-16 | Any | MFm | 2011 | CZ06 | rDXGF | Each | 1 | 538 | None | 115 | 0.0213 | 7.15 | 115 | 0.0213 | 7.15 | 115 | 0.0213 | 7.15 | 115 | 0.0213 | 7.15 |  |  | 1 |  | RB-Appl-EffCW-med-ElecDHW-GasCDryer-Tier2-TopAnyMFm2011CZ06rDXGF
RB-Appl-EffCW-med-ElecDHW-GasCDryer-Tier2-Top | DEER2016 | D16v1 | 2015-05-16 | Any | MFm | 2011 | CZ06 | rDXHP | Each | 1 | 538 | None | 110 | 0.0255 | 7.69 | 110 | 0.0255 | 7.69 | 110 | 0.0255 | 7.69 | 110 | 0.0255 | 7.69 |  |  | 1 |  | RB-Appl-EffCW-med-ElecDHW-GasCDryer-Tier2-TopAnyMFm2011CZ06rDXHP
RB-Appl-EffCW-med-ElecDHW-GasCDryer-Tier2-Top | DEER2016 | D16v1 | 2015-05-16 | Any | MFm | 2011 | CZ06 | rNCEH | Each | 1 | 538 | None | 102 | 0.0149 | 7.69 | 102 | 0.0149 | 7.69 | 102 | 0.0149 | 7.69 | 102 | 0.0149 | 7.69 |  |  | 1 |  | RB-Appl-EffCW-med-ElecDHW-GasCDryer-Tier2-TopAnyMFm2011CZ06rNCEH
RB-Appl-EffCW-med-ElecDHW-GasCDryer-Tier2-Top | DEER2016 | D16v1 | 2015-05-16 | Any | MFm | 2011 | CZ06 | rNCGF | Each | 1 | 538 | None | 111 | 0.0147 | 7.01 | 111 | 0.0147 | 7.01 | 111 | 0.0147 | 7.01 | 111 | 0.0147 | 7.01 |  |  | 1 |  | RB-Appl-EffCW-med-ElecDHW-GasCDryer-Tier2-TopAnyMFm2011CZ06rNCGF
RB-Appl-EffCW-med-ElecDHW-GasCDryer-Tier2-Top | DEER2016 | D16v1 | 2015-05-16 | Any | MFm | 2011 | CZ07 | rDXGF | Each | 1 | 538 | None | 116 | 0.023 | 7.53 | 116 | 0.023 | 7.53 | 116 | 0.023 | 7.53 | 116 | 0.023 | 7.53 |  |  | 1 |  | RB-Appl-EffCW-med-ElecDHW-GasCDryer-Tier2-TopAnyMFm2011CZ07rDXGF
RB-Appl-EffCW-med-ElecDHW-GasCDryer-Tier2-Top | DEER2016 | D16v1 | 2015-05-16 | Any | MFm | 2011 | CZ07 | rDXHP | Each | 1 | 538 | None | 115 | 0.0158 | 7.69 | 115 | 0.0158 | 7.69 | 115 | 0.0158 | 7.69 | 115 | 0.0158 | 7.69 |  |  | 1 |  | RB-Appl-EffCW-med-ElecDHW-GasCDryer-Tier2-TopAnyMFm2011CZ07rDXHP
RB-Appl-EffCW-med-ElecDHW-GasCDryer-Tier2-Top | DEER2016 | D16v1 | 2015-05-16 | Any | MFm | 2011 | CZ07 | rNCEH | Each | 1 | 538 | None | 108 | 0.0149 | 7.69 | 108 | 0.0149 | 7.69 | 108 | 0.0149 | 7.69 | 108 | 0.0149 | 7.69 |  |  | 1 |  | RB-Appl-EffCW-med-ElecDHW-GasCDryer-Tier2-TopAnyMFm2011CZ07rNCEH
RB-Appl-EffCW-med-ElecDHW-GasCDryer-Tier2-Top | DEER2016 | D16v1 | 2015-05-16 | Any | MFm | 2011 | CZ07 | rNCGF | Each | 1 | 538 | None | 111 | 0.0148 | 7.52 | 111 | 0.0148 | 7.52 | 111 | 0.0148 | 7.52 | 111 | 0.0148 | 7.52 |  |  | 1 |  | RB-Appl-EffCW-med-ElecDHW-GasCDryer-Tier2-TopAnyMFm2011CZ07rNCGF
RB-Appl-EffCW-med-ElecDHW-GasCDryer-Tier2-Top | DEER2016 | D16v1 | 2015-05-16 | Any | MFm | 2011 | CZ08 | rDXGF | Each | 1 | 538 | None | 117 | 0.0168 | 7.26 | 117 | 0.0168 | 7.26 | 117 | 0.0168 | 7.26 | 117 | 0.0168 | 7.26 |  |  | 1 |  | RB-Appl-EffCW-med-ElecDHW-GasCDryer-Tier2-TopAnyMFm2011CZ08rDXGF
RB-Appl-EffCW-med-ElecDHW-GasCDryer-Tier2-Top | DEER2016 | D16v1 | 2015-05-16 | Any | MFm | 2011 | CZ08 | rDXHP | Each | 1 | 538 | None | 115 | 0.0177 | 7.69 | 115 | 0.0177 | 7.69 | 115 | 0.0177 | 7.69 | 115 | 0.0177 | 7.69 |  |  | 1 |  | RB-Appl-EffCW-med-ElecDHW-GasCDryer-Tier2-TopAnyMFm2011CZ08rDXHP
RB-Appl-EffCW-med-ElecDHW-GasCDryer-Tier2-Top | DEER2016 | D16v1 | 2015-05-16 | Any | MFm | 2011 | CZ08 | rNCEH | Each | 1 | 538 | None | 103 | 0.0145 | 7.69 | 103 | 0.0145 | 7.69 | 103 | 0.0145 | 7.69 | 103 | 0.0145 | 7.69 |  |  | 1 |  | RB-Appl-EffCW-med-ElecDHW-GasCDryer-Tier2-TopAnyMFm2011CZ08rNCEH
RB-Appl-EffCW-med-ElecDHW-GasCDryer-Tier2-Top | DEER2016 | D16v1 | 2015-05-16 | Any | MFm | 2011 | CZ08 | rNCGF | Each | 1 | 538 | None | 109 | 0.0144 | 7.21 | 109 | 0.0144 | 7.21 | 109 | 0.0144 | 7.21 | 109 | 0.0144 | 7.21 |  |  | 1 |  | RB-Appl-EffCW-med-ElecDHW-GasCDryer-Tier2-TopAnyMFm2011CZ08rNCGF
RB-Appl-EffCW-med-ElecDHW-GasCDryer-Tier2-Top | DEER2016 | D16v1 | 2015-05-16 | Any | MFm | 2011 | CZ09 | rDXGF | Each | 1 | 499 | None | 115 | 0.0168 | 7.19 | 115 | 0.0168 | 7.19 | 115 | 0.0168 | 7.19 | 115 | 0.0168 | 7.19 |  |  | 1 |  | RB-Appl-EffCW-med-ElecDHW-GasCDryer-Tier2-TopAnyMFm2011CZ09rDXGF
RB-Appl-EffCW-med-ElecDHW-GasCDryer-Tier2-Top | DEER2016 | D16v1 | 2015-05-16 | Any | MFm | 2011 | CZ09 | rDXHP | Each | 1 | 499 | None | 112 | 0.0178 | 7.69 | 112 | 0.0178 | 7.69 | 112 | 0.0178 | 7.69 | 112 | 0.0178 | 7.69 |  |  | 1 |  | RB-Appl-EffCW-med-ElecDHW-GasCDryer-Tier2-TopAnyMFm2011CZ09rDXHP
RB-Appl-EffCW-med-ElecDHW-GasCDryer-Tier2-Top | DEER2016 | D16v1 | 2015-05-16 | Any | MFm | 2011 | CZ09 | rNCEH | Each | 1 | 499 | None | 101 | 0.0144 | 7.69 | 101 | 0.0144 | 7.69 | 101 | 0.0144 | 7.69 | 101 | 0.0144 | 7.69 |  |  | 1 |  | RB-Appl-EffCW-med-ElecDHW-GasCDryer-Tier2-TopAnyMFm2011CZ09rNCEH
RB-Appl-EffCW-med-ElecDHW-GasCDryer-Tier2-Top | DEER2016 | D16v1 | 2015-05-16 | Any | MFm | 2011 | CZ09 | rNCGF | Each | 1 | 499 | None | 109 | 0.0143 | 7.14 | 109 | 0.0143 | 7.14 | 109 | 0.0143 | 7.14 | 109 | 0.0143 | 7.14 |  |  | 1 |  | RB-Appl-EffCW-med-ElecDHW-GasCDryer-Tier2-TopAnyMFm2011CZ09rNCGF
RB-Appl-EffCW-med-ElecDHW-GasCDryer-Tier2-Top | DEER2016 | D16v1 | 2015-05-16 | Any | MFm | 2011 | CZ10 | rDXGF | Each | 1 | 474 | None | 115 | 0.0165 | 7.24 | 115 | 0.0165 | 7.24 | 115 | 0.0165 | 7.24 | 115 | 0.0165 | 7.24 |  |  | 1 |  | RB-Appl-EffCW-med-ElecDHW-GasCDryer-Tier2-TopAnyMFm2011CZ10rDXGF
RB-Appl-EffCW-med-ElecDHW-GasCDryer-Tier2-Top | DEER2016 | D16v1 | 2015-05-16 | Any | MFm | 2011 | CZ10 | rDXHP | Each | 1 | 474 | None | 112 | 0.0174 | 7.69 | 112 | 0.0174 | 7.69 | 112 | 0.0174 | 7.69 | 112 | 0.0174 | 7.69 |  |  | 1 |  | RB-Appl-EffCW-med-ElecDHW-GasCDryer-Tier2-TopAnyMFm2011CZ10rDXHP
RB-Appl-EffCW-med-ElecDHW-GasCDryer-Tier2-Top | DEER2016 | D16v1 | 2015-05-16 | Any | MFm | 2011 | CZ10 | rNCEH | Each | 1 | 474 | None | 101 | 0.0142 | 7.69 | 101 | 0.0142 | 7.69 | 101 | 0.0142 | 7.69 | 101 | 0.0142 | 7.69 |  |  | 1 |  | RB-Appl-EffCW-med-ElecDHW-GasCDryer-Tier2-TopAnyMFm2011CZ10rNCEH
RB-Appl-EffCW-med-ElecDHW-GasCDryer-Tier2-Top | DEER2016 | D16v1 | 2015-05-16 | Any | MFm | 2011 | CZ10 | rNCGF | Each | 1 | 474 | None | 108 | 0.0142 | 7.22 | 108 | 0.0142 | 7.22 | 108 | 0.0142 | 7.22 | 108 | 0.0142 | 7.22 |  |  | 1 |  | RB-Appl-EffCW-med-ElecDHW-GasCDryer-Tier2-TopAnyMFm2011CZ10rNCGF
RB-Appl-EffCW-med-ElecDHW-GasCDryer-Tier2-Top | DEER2016 | D16v1 | 2015-05-16 | Any | MFm | 2011 | CZ11 | rDXGF | Each | 1 | 474 | None | 117 | 0.0154 | 7.02 | 117 | 0.0154 | 7.02 | 117 | 0.0154 | 7.02 | 117 | 0.0154 | 7.02 |  |  | 1 |  | RB-Appl-EffCW-med-ElecDHW-GasCDryer-Tier2-TopAnyMFm2011CZ11rDXGF
RB-Appl-EffCW-med-ElecDHW-GasCDryer-Tier2-Top | DEER2016 | D16v1 | 2015-05-16 | Any | MFm | 2011 | CZ11 | rDXHP | Each | 1 | 474 | None | 112 | 0.0161 | 7.69 | 112 | 0.0161 | 7.69 | 112 | 0.0161 | 7.69 | 112 | 0.0161 | 7.69 |  |  | 1 |  | RB-Appl-EffCW-med-ElecDHW-GasCDryer-Tier2-TopAnyMFm2011CZ11rDXHP
RB-Appl-EffCW-med-ElecDHW-GasCDryer-Tier2-Top | DEER2016 | D16v1 | 2015-05-16 | Any | MFm | 2011 | CZ11 | rNCEH | Each | 1 | 474 | None | 97.3 | 0.0142 | 7.69 | 97.3 | 0.0142 | 7.69 | 97.3 | 0.0142 | 7.69 | 97.3 | 0.0142 | 7.69 |  |  | 1 |  | RB-Appl-EffCW-med-ElecDHW-GasCDryer-Tier2-TopAnyMFm2011CZ11rNCEH
RB-Appl-EffCW-med-ElecDHW-GasCDryer-Tier2-Top | DEER2016 | D16v1 | 2015-05-16 | Any | MFm | 2011 | CZ11 | rNCGF | Each | 1 | 474 | None | 109 | 0.0142 | 6.93 | 109 | 0.0142 | 6.93 | 109 | 0.0142 | 6.93 | 109 | 0.0142 | 6.93 |  |  | 1 |  | RB-Appl-EffCW-med-ElecDHW-GasCDryer-Tier2-TopAnyMFm2011CZ11rNCGF
RB-Appl-EffCW-med-ElecDHW-GasCDryer-Tier2-Top | DEER2016 | D16v1 | 2015-05-16 | Any | MFm | 2011 | CZ12 | rDXGF | Each | 1 | 474 | None | 118 | 0.0167 | 6.97 | 118 | 0.0167 | 6.97 | 118 | 0.0167 | 6.97 | 118 | 0.0167 | 6.97 |  |  | 1 |  | RB-Appl-EffCW-med-ElecDHW-GasCDryer-Tier2-TopAnyMFm2011CZ12rDXGF
RB-Appl-EffCW-med-ElecDHW-GasCDryer-Tier2-Top | DEER2016 | D16v1 | 2015-05-16 | Any | MFm | 2011 | CZ12 | rDXHP | Each | 1 | 474 | None | 113 | 0.0176 | 7.69 | 113 | 0.0176 | 7.69 | 113 | 0.0176 | 7.69 | 113 | 0.0176 | 7.69 |  |  | 1 |  | RB-Appl-EffCW-med-ElecDHW-GasCDryer-Tier2-TopAnyMFm2011CZ12rDXHP
RB-Appl-EffCW-med-ElecDHW-GasCDryer-Tier2-Top | DEER2016 | D16v1 | 2015-05-16 | Any | MFm | 2011 | CZ12 | rNCEH | Each | 1 | 474 | None | 100 | 0.0148 | 7.69 | 100 | 0.0148 | 7.69 | 100 | 0.0148 | 7.69 | 100 | 0.0148 | 7.69 |  |  | 1 |  | RB-Appl-EffCW-med-ElecDHW-GasCDryer-Tier2-TopAnyMFm2011CZ12rNCEH
RB-Appl-EffCW-med-ElecDHW-GasCDryer-Tier2-Top | DEER2016 | D16v1 | 2015-05-16 | Any | MFm | 2011 | CZ12 | rNCGF | Each | 1 | 474 | None | 112 | 0.0148 | 6.92 | 112 | 0.0148 | 6.92 | 112 | 0.0148 | 6.92 | 112 | 0.0148 | 6.92 |  |  | 1 |  | RB-Appl-EffCW-med-ElecDHW-GasCDryer-Tier2-TopAnyMFm2011CZ12rNCGF
RB-Appl-EffCW-med-ElecDHW-GasCDryer-Tier2-Top | DEER2016 | D16v1 | 2015-05-16 | Any | MFm | 2011 | CZ13 | rDXGF | Each | 1 | 474 | None | 116 | 0.0156 | 6.96 | 116 | 0.0156 | 6.96 | 116 | 0.0156 | 6.96 | 116 | 0.0156 | 6.96 |  |  | 1 |  | RB-Appl-EffCW-med-ElecDHW-GasCDryer-Tier2-TopAnyMFm2011CZ13rDXGF
RB-Appl-EffCW-med-ElecDHW-GasCDryer-Tier2-Top | DEER2016 | D16v1 | 2015-05-16 | Any | MFm | 2011 | CZ13 | rDXHP | Each | 1 | 474 | None | 111 | 0.0158 | 7.69 | 111 | 0.0158 | 7.69 | 111 | 0.0158 | 7.69 | 111 | 0.0158 | 7.69 |  |  | 1 |  | RB-Appl-EffCW-med-ElecDHW-GasCDryer-Tier2-TopAnyMFm2011CZ13rDXHP
RB-Appl-EffCW-med-ElecDHW-GasCDryer-Tier2-Top | DEER2016 | D16v1 | 2015-05-16 | Any | MFm | 2011 | CZ13 | rNCEH | Each | 1 | 474 | None | 97.1 | 0.0141 | 7.69 | 97.1 | 0.0141 | 7.69 | 97.1 | 0.0141 | 7.69 | 97.1 | 0.0141 | 7.69 |  |  | 1 |  | RB-Appl-EffCW-med-ElecDHW-GasCDryer-Tier2-TopAnyMFm2011CZ13rNCEH
RB-Appl-EffCW-med-ElecDHW-GasCDryer-Tier2-Top | DEER2016 | D16v1 | 2015-05-16 | Any | MFm | 2011 | CZ13 | rNCGF | Each | 1 | 474 | None | 108 | 0.0141 | 6.91 | 108 | 0.0141 | 6.91 | 108 | 0.0141 | 6.91 | 108 | 0.0141 | 6.91 |  |  | 1 |  | RB-Appl-EffCW-med-ElecDHW-GasCDryer-Tier2-TopAnyMFm2011CZ13rNCGF
RB-Appl-EffCW-med-ElecDHW-GasCDryer-Tier2-Top | DEER2016 | D16v1 | 2015-05-16 | Any | MFm | 2011 | CZ14 | rDXGF | Each | 1 | 487 | None | 119 | 0.0152 | 7.04 | 119 | 0.0152 | 7.04 | 119 | 0.0152 | 7.04 | 119 | 0.0152 | 7.04 |  |  | 1 |  | RB-Appl-EffCW-med-ElecDHW-GasCDryer-Tier2-TopAnyMFm2011CZ14rDXGF
RB-Appl-EffCW-med-ElecDHW-GasCDryer-Tier2-Top | DEER2016 | D16v1 | 2015-05-16 | Any | MFm | 2011 | CZ14 | rDXHP | Each | 1 | 487 | None | 114 | 0.016 | 7.69 | 114 | 0.016 | 7.69 | 114 | 0.016 | 7.69 | 114 | 0.016 | 7.69 |  |  | 1 |  | RB-Appl-EffCW-med-ElecDHW-GasCDryer-Tier2-TopAnyMFm2011CZ14rDXHP
RB-Appl-EffCW-med-ElecDHW-GasCDryer-Tier2-Top | DEER2016 | D16v1 | 2015-05-16 | Any | MFm | 2011 | CZ14 | rNCEH | Each | 1 | 487 | None | 98 | 0.0138 | 7.69 | 98 | 0.0138 | 7.69 | 98 | 0.0138 | 7.69 | 98 | 0.0138 | 7.69 |  |  | 1 |  | RB-Appl-EffCW-med-ElecDHW-GasCDryer-Tier2-TopAnyMFm2011CZ14rNCEH
RB-Appl-EffCW-med-ElecDHW-GasCDryer-Tier2-Top | DEER2016 | D16v1 | 2015-05-16 | Any | MFm | 2011 | CZ14 | rNCGF | Each | 1 | 487 | None | 110 | 0.0138 | 6.91 | 110 | 0.0138 | 6.91 | 110 | 0.0138 | 6.91 | 110 | 0.0138 | 6.91 |  |  | 1 |  | RB-Appl-EffCW-med-ElecDHW-GasCDryer-Tier2-TopAnyMFm2011CZ14rNCGF
RB-Appl-EffCW-med-ElecDHW-GasCDryer-Tier2-Top | DEER2016 | D16v1 | 2015-05-16 | Any | MFm | 2011 | CZ15 | rDXGF | Each | 1 | 487 | None | 107 | 0.0145 | 7.52 | 107 | 0.0145 | 7.52 | 107 | 0.0145 | 7.52 | 107 | 0.0145 | 7.52 |  |  | 1 |  | RB-Appl-EffCW-med-ElecDHW-GasCDryer-Tier2-TopAnyMFm2011CZ15rDXGF
RB-Appl-EffCW-med-ElecDHW-GasCDryer-Tier2-Top | DEER2016 | D16v1 | 2015-05-16 | Any | MFm | 2011 | CZ15 | rDXHP | Each | 1 | 487 | None | 106 | 0.0146 | 7.69 | 106 | 0.0146 | 7.69 | 106 | 0.0146 | 7.69 | 106 | 0.0146 | 7.69 |  |  | 1 |  | RB-Appl-EffCW-med-ElecDHW-GasCDryer-Tier2-TopAnyMFm2011CZ15rDXHP
RB-Appl-EffCW-med-ElecDHW-GasCDryer-Tier2-Top | DEER2016 | D16v1 | 2015-05-16 | Any | MFm | 2011 | CZ15 | rNCEH | Each | 1 | 487 | None | 94.6 | 0.0121 | 7.69 | 94.6 | 0.0121 | 7.69 | 94.6 | 0.0121 | 7.69 | 94.6 | 0.0121 | 7.69 |  |  | 1 |  | RB-Appl-EffCW-med-ElecDHW-GasCDryer-Tier2-TopAnyMFm2011CZ15rNCEH
RB-Appl-EffCW-med-ElecDHW-GasCDryer-Tier2-Top | DEER2016 | D16v1 | 2015-05-16 | Any | MFm | 2011 | CZ15 | rNCGF | Each | 1 | 487 | None | 97.2 | 0.012 | 7.52 | 97.2 | 0.012 | 7.52 | 97.2 | 0.012 | 7.52 | 97.2 | 0.012 | 7.52 |  |  | 1 |  | RB-Appl-EffCW-med-ElecDHW-GasCDryer-Tier2-TopAnyMFm2011CZ15rNCGF
RB-Appl-EffCW-med-ElecDHW-GasCDryer-Tier2-Top | DEER2016 | D16v1 | 2015-05-16 | Any | MFm | 2011 | CZ16 | rDXGF | Each | 1 | 441 | None | 128 | 0.0176 | 6.74 | 128 | 0.0176 | 6.74 | 128 | 0.0176 | 6.74 | 128 | 0.0176 | 6.74 |  |  | 1 |  | RB-Appl-EffCW-med-ElecDHW-GasCDryer-Tier2-TopAnyMFm2011CZ16rDXGF
RB-Appl-EffCW-med-ElecDHW-GasCDryer-Tier2-Top | DEER2016 | D16v1 | 2015-05-16 | Any | MFm | 2011 | CZ16 | rDXHP | Each | 1 | 441 | None | 119 | 0.0178 | 7.69 | 119 | 0.0178 | 7.69 | 119 | 0.0178 | 7.69 | 119 | 0.0178 | 7.69 |  |  | 1 |  | RB-Appl-EffCW-med-ElecDHW-GasCDryer-Tier2-TopAnyMFm2011CZ16rDXHP
RB-Appl-EffCW-med-ElecDHW-GasCDryer-Tier2-Top | DEER2016 | D16v1 | 2015-05-16 | Any | MFm | 2011 | CZ16 | rNCEH | Each | 1 | 441 | None | 104 | 0.016 | 7.69 | 104 | 0.016 | 7.69 | 104 | 0.016 | 7.69 | 104 | 0.016 | 7.69 |  |  | 1 |  | RB-Appl-EffCW-med-ElecDHW-GasCDryer-Tier2-TopAnyMFm2011CZ16rNCEH
RB-Appl-EffCW-med-ElecDHW-GasCDryer-Tier2-Top | DEER2016 | D16v1 | 2015-05-16 | Any | MFm | 2011 | CZ16 | rNCGF | Each | 1 | 441 | None | 121 | 0.0159 | 6.61 | 121 | 0.0159 | 6.61 | 121 | 0.0159 | 6.61 | 121 | 0.0159 | 6.61 |  |  | 1 |  | RB-Appl-EffCW-med-ElecDHW-GasCDryer-Tier2-TopAnyMFm2011CZ16rNCGF
RB-Appl-EffCW-med-ElecDHW-GasCDryer-Tier2-Top | DEER2016 | D16v1 | 2015-05-16 | Any | MFm | 2014 | CZ01 | rDXGF | Each | 1 | 441 | None | 123 | 0.0202 | 6.46 | 123 | 0.0202 | 6.46 | 123 | 0.0202 | 6.46 | 123 | 0.0202 | 6.46 |  |  | 1 |  | RB-Appl-EffCW-med-ElecDHW-GasCDryer-Tier2-TopAnyMFm2014CZ01rDXGF
RB-Appl-EffCW-med-ElecDHW-GasCDryer-Tier2-Top | DEER2016 | D16v1 | 2015-05-16 | Any | MFm | 2014 | CZ01 | rDXHP | Each | 1 | 441 | None | 113 | 0.0186 | 7.69 | 113 | 0.0186 | 7.69 | 113 | 0.0186 | 7.69 | 113 | 0.0186 | 7.69 |  |  | 1 |  | RB-Appl-EffCW-med-ElecDHW-GasCDryer-Tier2-TopAnyMFm2014CZ01rDXHP
RB-Appl-EffCW-med-ElecDHW-GasCDryer-Tier2-Top | DEER2016 | D16v1 | 2015-05-16 | Any | MFm | 2014 | CZ01 | rNCEH | Each | 1 | 441 | None | 100 | 0.0165 | 7.69 | 100 | 0.0165 | 7.69 | 100 | 0.0165 | 7.69 | 100 | 0.0165 | 7.69 |  |  | 1 |  | RB-Appl-EffCW-med-ElecDHW-GasCDryer-Tier2-TopAnyMFm2014CZ01rNCEH
RB-Appl-EffCW-med-ElecDHW-GasCDryer-Tier2-Top | DEER2016 | D16v1 | 2015-05-16 | Any | MFm | 2014 | CZ01 | rNCGF | Each | 1 | 441 | None | 121 | 0.0164 | 6.38 | 121 | 0.0164 | 6.38 | 121 | 0.0164 | 6.38 | 121 | 0.0164 | 6.38 |  |  | 1 |  | RB-Appl-EffCW-med-ElecDHW-GasCDryer-Tier2-TopAnyMFm2014CZ01rNCGF
RB-Appl-EffCW-med-ElecDHW-GasCDryer-Tier2-Top | DEER2016 | D16v1 | 2015-05-16 | Any | MFm | 2014 | CZ02 | rDXGF | Each | 1 | 474 | None | 118 | 0.0219 | 6.9 | 118 | 0.0219 | 6.9 | 118 | 0.0219 | 6.9 | 118 | 0.0219 | 6.9 |  |  | 1 |  | RB-Appl-EffCW-med-ElecDHW-GasCDryer-Tier2-TopAnyMFm2014CZ02rDXGF
RB-Appl-EffCW-med-ElecDHW-GasCDryer-Tier2-Top | DEER2016 | D16v1 | 2015-05-16 | Any | MFm | 2014 | CZ02 | rDXHP | Each | 1 | 474 | None | 112 | 0.0218 | 7.69 | 112 | 0.0218 | 7.69 | 112 | 0.0218 | 7.69 | 112 | 0.0218 | 7.69 |  |  | 1 |  | RB-Appl-EffCW-med-ElecDHW-GasCDryer-Tier2-TopAnyMFm2014CZ02rDXHP
RB-Appl-EffCW-med-ElecDHW-GasCDryer-Tier2-Top | DEER2016 | D16v1 | 2015-05-16 | Any | MFm | 2014 | CZ02 | rNCEH | Each | 1 | 474 | None | 104 | 0.0156 | 7.69 | 104 | 0.0156 | 7.69 | 104 | 0.0156 | 7.69 | 104 | 0.0156 | 7.69 |  |  | 1 |  | RB-Appl-EffCW-med-ElecDHW-GasCDryer-Tier2-TopAnyMFm2014CZ02rNCEH
RB-Appl-EffCW-med-ElecDHW-GasCDryer-Tier2-Top | DEER2016 | D16v1 | 2015-05-16 | Any | MFm | 2014 | CZ02 | rNCGF | Each | 1 | 474 | None | 115 | 0.0155 | 6.86 | 115 | 0.0155 | 6.86 | 115 | 0.0155 | 6.86 | 115 | 0.0155 | 6.86 |  |  | 1 |  | RB-Appl-EffCW-med-ElecDHW-GasCDryer-Tier2-TopAnyMFm2014CZ02rNCGF
RB-Appl-EffCW-med-ElecDHW-GasCDryer-Tier2-Top | DEER2016 | D16v1 | 2015-05-16 | Any | MFm | 2014 | CZ03 | rDXGF | Each | 1 | 441 | None | 116 | 0.0165 | 6.88 | 116 | 0.0165 | 6.88 | 116 | 0.0165 | 6.88 | 116 | 0.0165 | 6.88 |  |  | 1 |  | RB-Appl-EffCW-med-ElecDHW-GasCDryer-Tier2-TopAnyMFm2014CZ03rDXGF
RB-Appl-EffCW-med-ElecDHW-GasCDryer-Tier2-Top | DEER2016 | D16v1 | 2015-05-16 | Any | MFm | 2014 | CZ03 | rDXHP | Each | 1 | 441 | None | 110 | 0.017 | 7.69 | 110 | 0.017 | 7.69 | 110 | 0.017 | 7.69 | 110 | 0.017 | 7.69 |  |  | 1 |  | RB-Appl-EffCW-med-ElecDHW-GasCDryer-Tier2-TopAnyMFm2014CZ03rDXHP
RB-Appl-EffCW-med-ElecDHW-GasCDryer-Tier2-Top | DEER2016 | D16v1 | 2015-05-16 | Any | MFm | 2014 | CZ03 | rNCEH | Each | 1 | 441 | None | 106 | 0.0158 | 7.69 | 106 | 0.0158 | 7.69 | 106 | 0.0158 | 7.69 | 106 | 0.0158 | 7.69 |  |  | 1 |  | RB-Appl-EffCW-med-ElecDHW-GasCDryer-Tier2-TopAnyMFm2014CZ03rNCEH
RB-Appl-EffCW-med-ElecDHW-GasCDryer-Tier2-Top | DEER2016 | D16v1 | 2015-05-16 | Any | MFm | 2014 | CZ03 | rNCGF | Each | 1 | 441 | None | 116 | 0.0157 | 6.88 | 116 | 0.0157 | 6.88 | 116 | 0.0157 | 6.88 | 116 | 0.0157 | 6.88 |  |  | 1 |  | RB-Appl-EffCW-med-ElecDHW-GasCDryer-Tier2-TopAnyMFm2014CZ03rNCGF
RB-Appl-EffCW-med-ElecDHW-GasCDryer-Tier2-Top | DEER2016 | D16v1 | 2015-05-16 | Any | MFm | 2014 | CZ04 | rDXGF | Each | 1 | 441 | None | 119 | 0.0191 | 7.1 | 119 | 0.0191 | 7.1 | 119 | 0.0191 | 7.1 | 119 | 0.0191 | 7.1 |  |  | 1 |  | RB-Appl-EffCW-med-ElecDHW-GasCDryer-Tier2-TopAnyMFm2014CZ04rDXGF
RB-Appl-EffCW-med-ElecDHW-GasCDryer-Tier2-Top | DEER2016 | D16v1 | 2015-05-16 | Any | MFm | 2014 | CZ04 | rDXHP | Each | 1 | 441 | None | 114 | 0.0189 | 7.69 | 114 | 0.0189 | 7.69 | 114 | 0.0189 | 7.69 | 114 | 0.0189 | 7.69 |  |  | 1 |  | RB-Appl-EffCW-med-ElecDHW-GasCDryer-Tier2-TopAnyMFm2014CZ04rDXHP
RB-Appl-EffCW-med-ElecDHW-GasCDryer-Tier2-Top | DEER2016 | D16v1 | 2015-05-16 | Any | MFm | 2014 | CZ04 | rNCEH | Each | 1 | 441 | None | 104 | 0.015 | 7.69 | 104 | 0.015 | 7.69 | 104 | 0.015 | 7.69 | 104 | 0.015 | 7.69 |  |  | 1 |  | RB-Appl-EffCW-med-ElecDHW-GasCDryer-Tier2-TopAnyMFm2014CZ04rNCEH
RB-Appl-EffCW-med-ElecDHW-GasCDryer-Tier2-Top | DEER2016 | D16v1 | 2015-05-16 | Any | MFm | 2014 | CZ04 | rNCGF | Each | 1 | 441 | None | 113 | 0.0149 | 7.06 | 113 | 0.0149 | 7.06 | 113 | 0.0149 | 7.06 | 113 | 0.0149 | 7.06 |  |  | 1 |  | RB-Appl-EffCW-med-ElecDHW-GasCDryer-Tier2-TopAnyMFm2014CZ04rNCGF
RB-Appl-EffCW-med-ElecDHW-GasCDryer-Tier2-Top | DEER2016 | D16v1 | 2015-05-16 | Any | MFm | 2014 | CZ05 | rDXGF | Each | 1 | 441 | None | 119 | 0.0157 | 7.16 | 119 | 0.0157 | 7.16 | 119 | 0.0157 | 7.16 | 119 | 0.0157 | 7.16 |  |  | 1 |  | RB-Appl-EffCW-med-ElecDHW-GasCDryer-Tier2-TopAnyMFm2014CZ05rDXGF
RB-Appl-EffCW-med-ElecDHW-GasCDryer-Tier2-Top | DEER2016 | D16v1 | 2015-05-16 | Any | MFm | 2014 | CZ05 | rDXHP | Each | 1 | 441 | None | 114 | 0.0154 | 7.69 | 114 | 0.0154 | 7.69 | 114 | 0.0154 | 7.69 | 114 | 0.0154 | 7.69 |  |  | 1 |  | RB-Appl-EffCW-med-ElecDHW-GasCDryer-Tier2-TopAnyMFm2014CZ05rDXHP
RB-Appl-EffCW-med-ElecDHW-GasCDryer-Tier2-Top | DEER2016 | D16v1 | 2015-05-16 | Any | MFm | 2014 | CZ05 | rNCEH | Each | 1 | 441 | None | 110 | 0.0159 | 7.69 | 110 | 0.0159 | 7.69 | 110 | 0.0159 | 7.69 | 110 | 0.0159 | 7.69 |  |  | 1 |  | RB-Appl-EffCW-med-ElecDHW-GasCDryer-Tier2-TopAnyMFm2014CZ05rNCEH
RB-Appl-EffCW-med-ElecDHW-GasCDryer-Tier2-Top | DEER2016 | D16v1 | 2015-05-16 | Any | MFm | 2014 | CZ05 | rNCGF | Each | 1 | 441 | None | 117 | 0.0158 | 7.15 | 117 | 0.0158 | 7.15 | 117 | 0.0158 | 7.15 | 117 | 0.0158 | 7.15 |  |  | 1 |  | RB-Appl-EffCW-med-ElecDHW-GasCDryer-Tier2-TopAnyMFm2014CZ05rNCGF
RB-Appl-EffCW-med-ElecDHW-GasCDryer-Tier2-Top | DEER2016 | D16v1 | 2015-05-16 | Any | MFm | 2014 | CZ06 | rDXGF | Each | 1 | 538 | None | 115 | 0.0192 | 7.22 | 115 | 0.0192 | 7.22 | 115 | 0.0192 | 7.22 | 115 | 0.0192 | 7.22 |  |  | 1 |  | RB-Appl-EffCW-med-ElecDHW-GasCDryer-Tier2-TopAnyMFm2014CZ06rDXGF
RB-Appl-EffCW-med-ElecDHW-GasCDryer-Tier2-Top | DEER2016 | D16v1 | 2015-05-16 | Any | MFm | 2014 | CZ06 | rDXHP | Each | 1 | 538 | None | 111 | 0.0161 | 7.69 | 111 | 0.0161 | 7.69 | 111 | 0.0161 | 7.69 | 111 | 0.0161 | 7.69 |  |  | 1 |  | RB-Appl-EffCW-med-ElecDHW-GasCDryer-Tier2-TopAnyMFm2014CZ06rDXHP
RB-Appl-EffCW-med-ElecDHW-GasCDryer-Tier2-Top | DEER2016 | D16v1 | 2015-05-16 | Any | MFm | 2014 | CZ06 | rNCEH | Each | 1 | 538 | None | 104 | 0.0149 | 7.69 | 104 | 0.0149 | 7.69 | 104 | 0.0149 | 7.69 | 104 | 0.0149 | 7.69 |  |  | 1 |  | RB-Appl-EffCW-med-ElecDHW-GasCDryer-Tier2-TopAnyMFm2014CZ06rNCEH
RB-Appl-EffCW-med-ElecDHW-GasCDryer-Tier2-Top | DEER2016 | D16v1 | 2015-05-16 | Any | MFm | 2014 | CZ06 | rNCGF | Each | 1 | 538 | None | 111 | 0.0148 | 7.12 | 111 | 0.0148 | 7.12 | 111 | 0.0148 | 7.12 | 111 | 0.0148 | 7.12 |  |  | 1 |  | RB-Appl-EffCW-med-ElecDHW-GasCDryer-Tier2-TopAnyMFm2014CZ06rNCGF
RB-Appl-EffCW-med-ElecDHW-GasCDryer-Tier2-Top | DEER2016 | D16v1 | 2015-05-16 | Any | MFm | 2014 | CZ07 | rDXGF | Each | 1 | 538 | None | 116 | 0.0178 | 7.59 | 116 | 0.0178 | 7.59 | 116 | 0.0178 | 7.59 | 116 | 0.0178 | 7.59 |  |  | 1 |  | RB-Appl-EffCW-med-ElecDHW-GasCDryer-Tier2-TopAnyMFm2014CZ07rDXGF
RB-Appl-EffCW-med-ElecDHW-GasCDryer-Tier2-Top | DEER2016 | D16v1 | 2015-05-16 | Any | MFm | 2014 | CZ07 | rDXHP | Each | 1 | 538 | None | 115 | 0.0154 | 7.69 | 115 | 0.0154 | 7.69 | 115 | 0.0154 | 7.69 | 115 | 0.0154 | 7.69 |  |  | 1 |  | RB-Appl-EffCW-med-ElecDHW-GasCDryer-Tier2-TopAnyMFm2014CZ07rDXHP
RB-Appl-EffCW-med-ElecDHW-GasCDryer-Tier2-Top | DEER2016 | D16v1 | 2015-05-16 | Any | MFm | 2014 | CZ07 | rNCEH | Each | 1 | 538 | None | 109 | 0.0149 | 7.69 | 109 | 0.0149 | 7.69 | 109 | 0.0149 | 7.69 | 109 | 0.0149 | 7.69 |  |  | 1 |  | RB-Appl-EffCW-med-ElecDHW-GasCDryer-Tier2-TopAnyMFm2014CZ07rNCEH
RB-Appl-EffCW-med-ElecDHW-GasCDryer-Tier2-Top | DEER2016 | D16v1 | 2015-05-16 | Any | MFm | 2014 | CZ07 | rNCGF | Each | 1 | 538 | None | 111 | 0.0148 | 7.59 | 111 | 0.0148 | 7.59 | 111 | 0.0148 | 7.59 | 111 | 0.0148 | 7.59 |  |  | 1 |  | RB-Appl-EffCW-med-ElecDHW-GasCDryer-Tier2-TopAnyMFm2014CZ07rNCGF
RB-Appl-EffCW-med-ElecDHW-GasCDryer-Tier2-Top | DEER2016 | D16v1 | 2015-05-16 | Any | MFm | 2014 | CZ08 | rDXGF | Each | 1 | 538 | None | 117 | 0.0168 | 7.35 | 117 | 0.0168 | 7.35 | 117 | 0.0168 | 7.35 | 117 | 0.0168 | 7.35 |  |  | 1 |  | RB-Appl-EffCW-med-ElecDHW-GasCDryer-Tier2-TopAnyMFm2014CZ08rDXGF
RB-Appl-EffCW-med-ElecDHW-GasCDryer-Tier2-Top | DEER2016 | D16v1 | 2015-05-16 | Any | MFm | 2014 | CZ08 | rDXHP | Each | 1 | 538 | None | 115 | 0.0177 | 7.69 | 115 | 0.0177 | 7.69 | 115 | 0.0177 | 7.69 | 115 | 0.0177 | 7.69 |  |  | 1 |  | RB-Appl-EffCW-med-ElecDHW-GasCDryer-Tier2-TopAnyMFm2014CZ08rDXHP
RB-Appl-EffCW-med-ElecDHW-GasCDryer-Tier2-Top | DEER2016 | D16v1 | 2015-05-16 | Any | MFm | 2014 | CZ08 | rNCEH | Each | 1 | 538 | None | 104 | 0.0145 | 7.69 | 104 | 0.0145 | 7.69 | 104 | 0.0145 | 7.69 | 104 | 0.0145 | 7.69 |  |  | 1 |  | RB-Appl-EffCW-med-ElecDHW-GasCDryer-Tier2-TopAnyMFm2014CZ08rNCEH
RB-Appl-EffCW-med-ElecDHW-GasCDryer-Tier2-Top | DEER2016 | D16v1 | 2015-05-16 | Any | MFm | 2014 | CZ08 | rNCGF | Each | 1 | 538 | None | 109 | 0.0145 | 7.31 | 109 | 0.0145 | 7.31 | 109 | 0.0145 | 7.31 | 109 | 0.0145 | 7.31 |  |  | 1 |  | RB-Appl-EffCW-med-ElecDHW-GasCDryer-Tier2-TopAnyMFm2014CZ08rNCGF
RB-Appl-EffCW-med-ElecDHW-GasCDryer-Tier2-Top | DEER2016 | D16v1 | 2015-05-16 | Any | MFm | 2014 | CZ09 | rDXGF | Each | 1 | 499 | None | 116 | 0.017 | 7.26 | 116 | 0.017 | 7.26 | 116 | 0.017 | 7.26 | 116 | 0.017 | 7.26 |  |  | 1 |  | RB-Appl-EffCW-med-ElecDHW-GasCDryer-Tier2-TopAnyMFm2014CZ09rDXGF
RB-Appl-EffCW-med-ElecDHW-GasCDryer-Tier2-Top | DEER2016 | D16v1 | 2015-05-16 | Any | MFm | 2014 | CZ09 | rDXHP | Each | 1 | 499 | None | 113 | 0.018 | 7.69 | 113 | 0.018 | 7.69 | 113 | 0.018 | 7.69 | 113 | 0.018 | 7.69 |  |  | 1 |  | RB-Appl-EffCW-med-ElecDHW-GasCDryer-Tier2-TopAnyMFm2014CZ09rDXHP
RB-Appl-EffCW-med-ElecDHW-GasCDryer-Tier2-Top | DEER2016 | D16v1 | 2015-05-16 | Any | MFm | 2014 | CZ09 | rNCEH | Each | 1 | 499 | None | 102 | 0.0144 | 7.69 | 102 | 0.0144 | 7.69 | 102 | 0.0144 | 7.69 | 102 | 0.0144 | 7.69 |  |  | 1 |  | RB-Appl-EffCW-med-ElecDHW-GasCDryer-Tier2-TopAnyMFm2014CZ09rNCEH
RB-Appl-EffCW-med-ElecDHW-GasCDryer-Tier2-Top | DEER2016 | D16v1 | 2015-05-16 | Any | MFm | 2014 | CZ09 | rNCGF | Each | 1 | 499 | None | 109 | 0.0143 | 7.22 | 109 | 0.0143 | 7.22 | 109 | 0.0143 | 7.22 | 109 | 0.0143 | 7.22 |  |  | 1 |  | RB-Appl-EffCW-med-ElecDHW-GasCDryer-Tier2-TopAnyMFm2014CZ09rNCGF
RB-Appl-EffCW-med-ElecDHW-GasCDryer-Tier2-Top | DEER2016 | D16v1 | 2015-05-16 | Any | MFm | 2014 | CZ10 | rDXGF | Each | 1 | 474 | None | 115 | 0.017 | 7.32 | 115 | 0.017 | 7.32 | 115 | 0.017 | 7.32 | 115 | 0.017 | 7.32 |  |  | 1 |  | RB-Appl-EffCW-med-ElecDHW-GasCDryer-Tier2-TopAnyMFm2014CZ10rDXGF
RB-Appl-EffCW-med-ElecDHW-GasCDryer-Tier2-Top | DEER2016 | D16v1 | 2015-05-16 | Any | MFm | 2014 | CZ10 | rDXHP | Each | 1 | 474 | None | 112 | 0.0171 | 7.69 | 112 | 0.0171 | 7.69 | 112 | 0.0171 | 7.69 | 112 | 0.0171 | 7.69 |  |  | 1 |  | RB-Appl-EffCW-med-ElecDHW-GasCDryer-Tier2-TopAnyMFm2014CZ10rDXHP
RB-Appl-EffCW-med-ElecDHW-GasCDryer-Tier2-Top | DEER2016 | D16v1 | 2015-05-16 | Any | MFm | 2014 | CZ10 | rNCEH | Each | 1 | 474 | None | 103 | 0.0142 | 7.69 | 103 | 0.0142 | 7.69 | 103 | 0.0142 | 7.69 | 103 | 0.0142 | 7.69 |  |  | 1 |  | RB-Appl-EffCW-med-ElecDHW-GasCDryer-Tier2-TopAnyMFm2014CZ10rNCEH
RB-Appl-EffCW-med-ElecDHW-GasCDryer-Tier2-Top | DEER2016 | D16v1 | 2015-05-16 | Any | MFm | 2014 | CZ10 | rNCGF | Each | 1 | 474 | None | 109 | 0.0142 | 7.3 | 109 | 0.0142 | 7.3 | 109 | 0.0142 | 7.3 | 109 | 0.0142 | 7.3 |  |  | 1 |  | RB-Appl-EffCW-med-ElecDHW-GasCDryer-Tier2-TopAnyMFm2014CZ10rNCGF
RB-Appl-EffCW-med-ElecDHW-GasCDryer-Tier2-Top | DEER2016 | D16v1 | 2015-05-16 | Any | MFm | 2014 | CZ11 | rDXGF | Each | 1 | 474 | None | 117 | 0.0157 | 7.03 | 117 | 0.0157 | 7.03 | 117 | 0.0157 | 7.03 | 117 | 0.0157 | 7.03 |  |  | 1 |  | RB-Appl-EffCW-med-ElecDHW-GasCDryer-Tier2-TopAnyMFm2014CZ11rDXGF
RB-Appl-EffCW-med-ElecDHW-GasCDryer-Tier2-Top | DEER2016 | D16v1 | 2015-05-16 | Any | MFm | 2014 | CZ11 | rDXHP | Each | 1 | 474 | None | 112 | 0.0165 | 7.69 | 112 | 0.0165 | 7.69 | 112 | 0.0165 | 7.69 | 112 | 0.0165 | 7.69 |  |  | 1 |  | RB-Appl-EffCW-med-ElecDHW-GasCDryer-Tier2-TopAnyMFm2014CZ11rDXHP
RB-Appl-EffCW-med-ElecDHW-GasCDryer-Tier2-Top | DEER2016 | D16v1 | 2015-05-16 | Any | MFm | 2014 | CZ11 | rNCEH | Each | 1 | 474 | None | 97.5 | 0.0142 | 7.69 | 97.5 | 0.0142 | 7.69 | 97.5 | 0.0142 | 7.69 | 97.5 | 0.0142 | 7.69 |  |  | 1 |  | RB-Appl-EffCW-med-ElecDHW-GasCDryer-Tier2-TopAnyMFm2014CZ11rNCEH
RB-Appl-EffCW-med-ElecDHW-GasCDryer-Tier2-Top | DEER2016 | D16v1 | 2015-05-16 | Any | MFm | 2014 | CZ11 | rNCGF | Each | 1 | 474 | None | 109 | 0.0141 | 6.96 | 109 | 0.0141 | 6.96 | 109 | 0.0141 | 6.96 | 109 | 0.0141 | 6.96 |  |  | 1 |  | RB-Appl-EffCW-med-ElecDHW-GasCDryer-Tier2-TopAnyMFm2014CZ11rNCGF
RB-Appl-EffCW-med-ElecDHW-GasCDryer-Tier2-Top | DEER2016 | D16v1 | 2015-05-16 | Any | MFm | 2014 | CZ12 | rDXGF | Each | 1 | 474 | None | 118 | 0.0175 | 7 | 118 | 0.0175 | 7 | 118 | 0.0175 | 7 | 118 | 0.0175 | 7 |  |  | 1 |  | RB-Appl-EffCW-med-ElecDHW-GasCDryer-Tier2-TopAnyMFm2014CZ12rDXGF
RB-Appl-EffCW-med-ElecDHW-GasCDryer-Tier2-Top | DEER2016 | D16v1 | 2015-05-16 | Any | MFm | 2014 | CZ12 | rDXHP | Each | 1 | 474 | None | 113 | 0.0179 | 7.69 | 113 | 0.0179 | 7.69 | 113 | 0.0179 | 7.69 | 113 | 0.0179 | 7.69 |  |  | 1 |  | RB-Appl-EffCW-med-ElecDHW-GasCDryer-Tier2-TopAnyMFm2014CZ12rDXHP
RB-Appl-EffCW-med-ElecDHW-GasCDryer-Tier2-Top | DEER2016 | D16v1 | 2015-05-16 | Any | MFm | 2014 | CZ12 | rNCEH | Each | 1 | 474 | None | 101 | 0.0148 | 7.69 | 101 | 0.0148 | 7.69 | 101 | 0.0148 | 7.69 | 101 | 0.0148 | 7.69 |  |  | 1 |  | RB-Appl-EffCW-med-ElecDHW-GasCDryer-Tier2-TopAnyMFm2014CZ12rNCEH
RB-Appl-EffCW-med-ElecDHW-GasCDryer-Tier2-Top | DEER2016 | D16v1 | 2015-05-16 | Any | MFm | 2014 | CZ12 | rNCGF | Each | 1 | 474 | None | 112 | 0.0148 | 6.95 | 112 | 0.0148 | 6.95 | 112 | 0.0148 | 6.95 | 112 | 0.0148 | 6.95 |  |  | 1 |  | RB-Appl-EffCW-med-ElecDHW-GasCDryer-Tier2-TopAnyMFm2014CZ12rNCGF
RB-Appl-EffCW-med-ElecDHW-GasCDryer-Tier2-Top | DEER2016 | D16v1 | 2015-05-16 | Any | MFm | 2014 | CZ13 | rDXGF | Each | 1 | 474 | None | 116 | 0.0158 | 6.99 | 116 | 0.0158 | 6.99 | 116 | 0.0158 | 6.99 | 116 | 0.0158 | 6.99 |  |  | 1 |  | RB-Appl-EffCW-med-ElecDHW-GasCDryer-Tier2-TopAnyMFm2014CZ13rDXGF
RB-Appl-EffCW-med-ElecDHW-GasCDryer-Tier2-Top | DEER2016 | D16v1 | 2015-05-16 | Any | MFm | 2014 | CZ13 | rDXHP | Each | 1 | 474 | None | 111 | 0.0164 | 7.69 | 111 | 0.0164 | 7.69 | 111 | 0.0164 | 7.69 | 111 | 0.0164 | 7.69 |  |  | 1 |  | RB-Appl-EffCW-med-ElecDHW-GasCDryer-Tier2-TopAnyMFm2014CZ13rDXHP
RB-Appl-EffCW-med-ElecDHW-GasCDryer-Tier2-Top | DEER2016 | D16v1 | 2015-05-16 | Any | MFm | 2014 | CZ13 | rNCEH | Each | 1 | 474 | None | 97.5 | 0.0141 | 7.69 | 97.5 | 0.0141 | 7.69 | 97.5 | 0.0141 | 7.69 | 97.5 | 0.0141 | 7.69 |  |  | 1 |  | RB-Appl-EffCW-med-ElecDHW-GasCDryer-Tier2-TopAnyMFm2014CZ13rNCEH
RB-Appl-EffCW-med-ElecDHW-GasCDryer-Tier2-Top | DEER2016 | D16v1 | 2015-05-16 | Any | MFm | 2014 | CZ13 | rNCGF | Each | 1 | 474 | None | 108 | 0.0141 | 6.95 | 108 | 0.0141 | 6.95 | 108 | 0.0141 | 6.95 | 108 | 0.0141 | 6.95 |  |  | 1 |  | RB-Appl-EffCW-med-ElecDHW-GasCDryer-Tier2-TopAnyMFm2014CZ13rNCGF
RB-Appl-EffCW-med-ElecDHW-GasCDryer-Tier2-Top | DEER2016 | D16v1 | 2015-05-16 | Any | MFm | 2014 | CZ14 | rDXGF | Each | 1 | 487 | None | 118 | 0.0157 | 7.03 | 118 | 0.0157 | 7.03 | 118 | 0.0157 | 7.03 | 118 | 0.0157 | 7.03 |  |  | 1 |  | RB-Appl-EffCW-med-ElecDHW-GasCDryer-Tier2-TopAnyMFm2014CZ14rDXGF
RB-Appl-EffCW-med-ElecDHW-GasCDryer-Tier2-Top | DEER2016 | D16v1 | 2015-05-16 | Any | MFm | 2014 | CZ14 | rDXHP | Each | 1 | 487 | None | 114 | 0.0161 | 7.69 | 114 | 0.0161 | 7.69 | 114 | 0.0161 | 7.69 | 114 | 0.0161 | 7.69 |  |  | 1 |  | RB-Appl-EffCW-med-ElecDHW-GasCDryer-Tier2-TopAnyMFm2014CZ14rDXHP
RB-Appl-EffCW-med-ElecDHW-GasCDryer-Tier2-Top | DEER2016 | D16v1 | 2015-05-16 | Any | MFm | 2014 | CZ14 | rNCEH | Each | 1 | 487 | None | 97.9 | 0.0138 | 7.69 | 97.9 | 0.0138 | 7.69 | 97.9 | 0.0138 | 7.69 | 97.9 | 0.0138 | 7.69 |  |  | 1 |  | RB-Appl-EffCW-med-ElecDHW-GasCDryer-Tier2-TopAnyMFm2014CZ14rNCEH
RB-Appl-EffCW-med-ElecDHW-GasCDryer-Tier2-Top | DEER2016 | D16v1 | 2015-05-16 | Any | MFm | 2014 | CZ14 | rNCGF | Each | 1 | 487 | None | 110 | 0.0138 | 6.91 | 110 | 0.0138 | 6.91 | 110 | 0.0138 | 6.91 | 110 | 0.0138 | 6.91 |  |  | 1 |  | RB-Appl-EffCW-med-ElecDHW-GasCDryer-Tier2-TopAnyMFm2014CZ14rNCGF
RB-Appl-EffCW-med-ElecDHW-GasCDryer-Tier2-Top | DEER2016 | D16v1 | 2015-05-16 | Any | MFm | 2014 | CZ15 | rDXGF | Each | 1 | 487 | None | 107 | 0.0143 | 7.53 | 107 | 0.0143 | 7.53 | 107 | 0.0143 | 7.53 | 107 | 0.0143 | 7.53 |  |  | 1 |  | RB-Appl-EffCW-med-ElecDHW-GasCDryer-Tier2-TopAnyMFm2014CZ15rDXGF
RB-Appl-EffCW-med-ElecDHW-GasCDryer-Tier2-Top | DEER2016 | D16v1 | 2015-05-16 | Any | MFm | 2014 | CZ15 | rDXHP | Each | 1 | 487 | None | 106 | 0.0146 | 7.69 | 106 | 0.0146 | 7.69 | 106 | 0.0146 | 7.69 | 106 | 0.0146 | 7.69 |  |  | 1 |  | RB-Appl-EffCW-med-ElecDHW-GasCDryer-Tier2-TopAnyMFm2014CZ15rDXHP
RB-Appl-EffCW-med-ElecDHW-GasCDryer-Tier2-Top | DEER2016 | D16v1 | 2015-05-16 | Any | MFm | 2014 | CZ15 | rNCEH | Each | 1 | 487 | None | 95 | 0.0121 | 7.69 | 95 | 0.0121 | 7.69 | 95 | 0.0121 | 7.69 | 95 | 0.0121 | 7.69 |  |  | 1 |  | RB-Appl-EffCW-med-ElecDHW-GasCDryer-Tier2-TopAnyMFm2014CZ15rNCEH
RB-Appl-EffCW-med-ElecDHW-GasCDryer-Tier2-Top | DEER2016 | D16v1 | 2015-05-16 | Any | MFm | 2014 | CZ15 | rNCGF | Each | 1 | 487 | None | 97.4 | 0.012 | 7.54 | 97.4 | 0.012 | 7.54 | 97.4 | 0.012 | 7.54 | 97.4 | 0.012 | 7.54 |  |  | 1 |  | RB-Appl-EffCW-med-ElecDHW-GasCDryer-Tier2-TopAnyMFm2014CZ15rNCGF
RB-Appl-EffCW-med-ElecDHW-GasCDryer-Tier2-Top | DEER2016 | D16v1 | 2015-05-16 | Any | MFm | 2014 | CZ16 | rDXGF | Each | 1 | 441 | None | 127 | 0.018 | 6.63 | 127 | 0.018 | 6.63 | 127 | 0.018 | 6.63 | 127 | 0.018 | 6.63 |  |  | 1 |  | RB-Appl-EffCW-med-ElecDHW-GasCDryer-Tier2-TopAnyMFm2014CZ16rDXGF
RB-Appl-EffCW-med-ElecDHW-GasCDryer-Tier2-Top | DEER2016 | D16v1 | 2015-05-16 | Any | MFm | 2014 | CZ16 | rDXHP | Each | 1 | 441 | None | 117 | 0.0194 | 7.69 | 117 | 0.0194 | 7.69 | 117 | 0.0194 | 7.69 | 117 | 0.0194 | 7.69 |  |  | 1 |  | RB-Appl-EffCW-med-ElecDHW-GasCDryer-Tier2-TopAnyMFm2014CZ16rDXHP
RB-Appl-EffCW-med-ElecDHW-GasCDryer-Tier2-Top | DEER2016 | D16v1 | 2015-05-16 | Any | MFm | 2014 | CZ16 | rNCEH | Each | 1 | 441 | None | 102 | 0.016 | 7.69 | 102 | 0.016 | 7.69 | 102 | 0.016 | 7.69 | 102 | 0.016 | 7.69 |  |  | 1 |  | RB-Appl-EffCW-med-ElecDHW-GasCDryer-Tier2-TopAnyMFm2014CZ16rNCEH
RB-Appl-EffCW-med-ElecDHW-GasCDryer-Tier2-Top | DEER2016 | D16v1 | 2015-05-16 | Any | MFm | 2014 | CZ16 | rNCGF | Each | 1 | 441 | None | 121 | 0.0159 | 6.52 | 121 | 0.0159 | 6.52 | 121 | 0.0159 | 6.52 | 121 | 0.0159 | 6.52 |  |  | 1 |  | RB-Appl-EffCW-med-ElecDHW-GasCDryer-Tier2-TopAnyMFm2014CZ16rNCGF
RB-Appl-EffCW-med-ElecDHW-GasCDryer-Tier2-Top | DEER2016 | D16v1 | 2015-05-16 | Any | SFm | 1975 | CZ01 | rDXGF | Each | 1 | 796 | None | 149 | 0.0179 | 7.76 | 149 | 0.0179 | 7.76 | 149 | 0.0179 | 7.76 | 149 | 0.0179 | 7.76 |  |  | 1 |  | RB-Appl-EffCW-med-ElecDHW-GasCDryer-Tier2-TopAnySFm1975CZ01rDXGF
RB-Appl-EffCW-med-ElecDHW-GasCDryer-Tier2-Top | DEER2016 | D16v1 | 2015-05-16 | Any | SFm | 1975 | CZ01 | rDXHP | Each | 1 | 796 | None | 135 | 0.0227 | 9.54 | 135 | 0.0227 | 9.54 | 135 | 0.0227 | 9.54 | 135 | 0.0227 | 9.54 |  |  | 1 |  | RB-Appl-EffCW-med-ElecDHW-GasCDryer-Tier2-TopAnySFm1975CZ01rDXHP
RB-Appl-EffCW-med-ElecDHW-GasCDryer-Tier2-Top | DEER2016 | D16v1 | 2015-05-16 | Any | SFm | 1975 | CZ01 | rNCEH | Each | 1 | 796 | None | 134 | 0.0203 | 9.54 | 134 | 0.0203 | 9.54 | 134 | 0.0203 | 9.54 | 134 | 0.0203 | 9.54 |  |  | 1 |  | RB-Appl-EffCW-med-ElecDHW-GasCDryer-Tier2-TopAnySFm1975CZ01rNCEH
RB-Appl-EffCW-med-ElecDHW-GasCDryer-Tier2-Top | DEER2016 | D16v1 | 2015-05-16 | Any | SFm | 1975 | CZ01 | rNCGF | Each | 1 | 796 | None | 150 | 0.0203 | 7.7 | 150 | 0.0203 | 7.7 | 150 | 0.0203 | 7.7 | 150 | 0.0203 | 7.7 |  |  | 1 |  | RB-Appl-EffCW-med-ElecDHW-GasCDryer-Tier2-TopAnySFm1975CZ01rNCGF
RB-Appl-EffCW-med-ElecDHW-GasCDryer-Tier2-Top | DEER2016 | D16v1 | 2015-05-16 | Any | SFm | 1975 | CZ02 | rDXGF | Each | 1 | 796 | None | 146 | 0.0298 | 7.96 | 146 | 0.0298 | 7.96 | 146 | 0.0298 | 7.96 | 146 | 0.0298 | 7.96 |  |  | 1 |  | RB-Appl-EffCW-med-ElecDHW-GasCDryer-Tier2-TopAnySFm1975CZ02rDXGF
RB-Appl-EffCW-med-ElecDHW-GasCDryer-Tier2-Top | DEER2016 | D16v1 | 2015-05-16 | Any | SFm | 1975 | CZ02 | rDXHP | Each | 1 | 796 | None | 134 | 0.0297 | 9.54 | 134 | 0.0297 | 9.54 | 134 | 0.0297 | 9.54 | 134 | 0.0297 | 9.54 |  |  | 1 |  | RB-Appl-EffCW-med-ElecDHW-GasCDryer-Tier2-TopAnySFm1975CZ02rDXHP
RB-Appl-EffCW-med-ElecDHW-GasCDryer-Tier2-Top | DEER2016 | D16v1 | 2015-05-16 | Any | SFm | 1975 | CZ02 | rNCEH | Each | 1 | 796 | None | 128 | 0.0192 | 9.54 | 128 | 0.0192 | 9.54 | 128 | 0.0192 | 9.54 | 128 | 0.0192 | 9.54 |  |  | 1 |  | RB-Appl-EffCW-med-ElecDHW-GasCDryer-Tier2-TopAnySFm1975CZ02rNCEH
RB-Appl-EffCW-med-ElecDHW-GasCDryer-Tier2-Top | DEER2016 | D16v1 | 2015-05-16 | Any | SFm | 1975 | CZ02 | rNCGF | Each | 1 | 796 | None | 142 | 0.0192 | 7.93 | 142 | 0.0192 | 7.93 | 142 | 0.0192 | 7.93 | 142 | 0.0192 | 7.93 |  |  | 1 |  | RB-Appl-EffCW-med-ElecDHW-GasCDryer-Tier2-TopAnySFm1975CZ02rNCGF
RB-Appl-EffCW-med-ElecDHW-GasCDryer-Tier2-Top | DEER2016 | D16v1 | 2015-05-16 | Any | SFm | 1975 | CZ03 | rDXGF | Each | 1 | 796 | None | 144 | 0.0267 | 7.92 | 144 | 0.0267 | 7.92 | 144 | 0.0267 | 7.92 | 144 | 0.0267 | 7.92 |  |  | 1 |  | RB-Appl-EffCW-med-ElecDHW-GasCDryer-Tier2-TopAnySFm1975CZ03rDXGF
RB-Appl-EffCW-med-ElecDHW-GasCDryer-Tier2-Top | DEER2016 | D16v1 | 2015-05-16 | Any | SFm | 1975 | CZ03 | rDXHP | Each | 1 | 796 | None | 131 | 0.019 | 9.54 | 131 | 0.019 | 9.54 | 131 | 0.019 | 9.54 | 131 | 0.019 | 9.54 |  |  | 1 |  | RB-Appl-EffCW-med-ElecDHW-GasCDryer-Tier2-TopAnySFm1975CZ03rDXHP
RB-Appl-EffCW-med-ElecDHW-GasCDryer-Tier2-Top | DEER2016 | D16v1 | 2015-05-16 | Any | SFm | 1975 | CZ03 | rNCEH | Each | 1 | 796 | None | 128 | 0.0194 | 9.54 | 128 | 0.0194 | 9.54 | 128 | 0.0194 | 9.54 | 128 | 0.0194 | 9.54 |  |  | 1 |  | RB-Appl-EffCW-med-ElecDHW-GasCDryer-Tier2-TopAnySFm1975CZ03rNCEH
RB-Appl-EffCW-med-ElecDHW-GasCDryer-Tier2-Top | DEER2016 | D16v1 | 2015-05-16 | Any | SFm | 1975 | CZ03 | rNCGF | Each | 1 | 796 | None | 143 | 0.0193 | 7.89 | 143 | 0.0193 | 7.89 | 143 | 0.0193 | 7.89 | 143 | 0.0193 | 7.89 |  |  | 1 |  | RB-Appl-EffCW-med-ElecDHW-GasCDryer-Tier2-TopAnySFm1975CZ03rNCGF
RB-Appl-EffCW-med-ElecDHW-GasCDryer-Tier2-Top | DEER2016 | D16v1 | 2015-05-16 | Any | SFm | 1975 | CZ04 | rDXGF | Each | 1 | 796 | None | 140 | 0.0253 | 8.22 | 140 | 0.0253 | 8.22 | 140 | 0.0253 | 8.22 | 140 | 0.0253 | 8.22 |  |  | 1 |  | RB-Appl-EffCW-med-ElecDHW-GasCDryer-Tier2-TopAnySFm1975CZ04rDXGF
RB-Appl-EffCW-med-ElecDHW-GasCDryer-Tier2-Top | DEER2016 | D16v1 | 2015-05-16 | Any | SFm | 1975 | CZ04 | rDXHP | Each | 1 | 796 | None | 133 | 0.0214 | 9.54 | 133 | 0.0214 | 9.54 | 133 | 0.0214 | 9.54 | 133 | 0.0214 | 9.54 |  |  | 1 |  | RB-Appl-EffCW-med-ElecDHW-GasCDryer-Tier2-TopAnySFm1975CZ04rDXHP
RB-Appl-EffCW-med-ElecDHW-GasCDryer-Tier2-Top | DEER2016 | D16v1 | 2015-05-16 | Any | SFm | 1975 | CZ04 | rNCEH | Each | 1 | 796 | None | 127 | 0.0184 | 9.54 | 127 | 0.0184 | 9.54 | 127 | 0.0184 | 9.54 | 127 | 0.0184 | 9.54 |  |  | 1 |  | RB-Appl-EffCW-med-ElecDHW-GasCDryer-Tier2-TopAnySFm1975CZ04rNCEH
RB-Appl-EffCW-med-ElecDHW-GasCDryer-Tier2-Top | DEER2016 | D16v1 | 2015-05-16 | Any | SFm | 1975 | CZ04 | rNCGF | Each | 1 | 796 | None | 140 | 0.0184 | 8.19 | 140 | 0.0184 | 8.19 | 140 | 0.0184 | 8.19 | 140 | 0.0184 | 8.19 |  |  | 1 |  | RB-Appl-EffCW-med-ElecDHW-GasCDryer-Tier2-TopAnySFm1975CZ04rNCGF
RB-Appl-EffCW-med-ElecDHW-GasCDryer-Tier2-Top | DEER2016 | D16v1 | 2015-05-16 | Any | SFm | 1975 | CZ05 | rDXGF | Each | 1 | 796 | None | 145 | 0.0234 | 7.64 | 145 | 0.0234 | 7.64 | 145 | 0.0234 | 7.64 | 145 | 0.0234 | 7.64 |  |  | 1 |  | RB-Appl-EffCW-med-ElecDHW-GasCDryer-Tier2-TopAnySFm1975CZ05rDXGF
RB-Appl-EffCW-med-ElecDHW-GasCDryer-Tier2-Top | DEER2016 | D16v1 | 2015-05-16 | Any | SFm | 1975 | CZ05 | rDXHP | Each | 1 | 796 | None | 131 | 0.0241 | 9.54 | 131 | 0.0241 | 9.54 | 131 | 0.0241 | 9.54 | 131 | 0.0241 | 9.54 |  |  | 1 |  | RB-Appl-EffCW-med-ElecDHW-GasCDryer-Tier2-TopAnySFm1975CZ05rDXHP
RB-Appl-EffCW-med-ElecDHW-GasCDryer-Tier2-Top | DEER2016 | D16v1 | 2015-05-16 | Any | SFm | 1975 | CZ05 | rNCEH | Each | 1 | 796 | None | 127 | 0.0195 | 9.54 | 127 | 0.0195 | 9.54 | 127 | 0.0195 | 9.54 | 127 | 0.0195 | 9.54 |  |  | 1 |  | RB-Appl-EffCW-med-ElecDHW-GasCDryer-Tier2-TopAnySFm1975CZ05rNCEH
RB-Appl-EffCW-med-ElecDHW-GasCDryer-Tier2-Top | DEER2016 | D16v1 | 2015-05-16 | Any | SFm | 1975 | CZ05 | rNCGF | Each | 1 | 796 | None | 144 | 0.0194 | 7.56 | 144 | 0.0194 | 7.56 | 144 | 0.0194 | 7.56 | 144 | 0.0194 | 7.56 |  |  | 1 |  | RB-Appl-EffCW-med-ElecDHW-GasCDryer-Tier2-TopAnySFm1975CZ05rNCGF
RB-Appl-EffCW-med-ElecDHW-GasCDryer-Tier2-Top | DEER2016 | D16v1 | 2015-05-16 | Any | SFm | 1975 | CZ06 | rDXGF | Each | 1 | 764 | None | 140 | 0.0227 | 8.86 | 140 | 0.0227 | 8.86 | 140 | 0.0227 | 8.86 | 140 | 0.0227 | 8.86 |  |  | 1 |  | RB-Appl-EffCW-med-ElecDHW-GasCDryer-Tier2-TopAnySFm1975CZ06rDXGF
RB-Appl-EffCW-med-ElecDHW-GasCDryer-Tier2-Top | DEER2016 | D16v1 | 2015-05-16 | Any | SFm | 1975 | CZ06 | rDXHP | Each | 1 | 764 | None | 137 | 0.0223 | 9.54 | 137 | 0.0223 | 9.54 | 137 | 0.0223 | 9.54 | 137 | 0.0223 | 9.54 |  |  | 1 |  | RB-Appl-EffCW-med-ElecDHW-GasCDryer-Tier2-TopAnySFm1975CZ06rDXHP
RB-Appl-EffCW-med-ElecDHW-GasCDryer-Tier2-Top | DEER2016 | D16v1 | 2015-05-16 | Any | SFm | 1975 | CZ06 | rNCEH | Each | 1 | 764 | None | 130 | 0.0183 | 9.54 | 130 | 0.0183 | 9.54 | 130 | 0.0183 | 9.54 | 130 | 0.0183 | 9.54 |  |  | 1 |  | RB-Appl-EffCW-med-ElecDHW-GasCDryer-Tier2-TopAnySFm1975CZ06rNCEH
RB-Appl-EffCW-med-ElecDHW-GasCDryer-Tier2-Top | DEER2016 | D16v1 | 2015-05-16 | Any | SFm | 1975 | CZ06 | rNCGF | Each | 1 | 764 | None | 137 | 0.0184 | 8.78 | 137 | 0.0184 | 8.78 | 137 | 0.0184 | 8.78 | 137 | 0.0184 | 8.78 |  |  | 1 |  | RB-Appl-EffCW-med-ElecDHW-GasCDryer-Tier2-TopAnySFm1975CZ06rNCGF
RB-Appl-EffCW-med-ElecDHW-GasCDryer-Tier2-Top | DEER2016 | D16v1 | 2015-05-16 | Any | SFm | 1975 | CZ07 | rDXGF | Each | 1 | 764 | None | 141 | -0.0165 | 8.69 | 141 | -0.0165 | 8.69 | 141 | -0.0165 | 8.69 | 141 | -0.0165 | 8.69 |  |  | 1 |  | RB-Appl-EffCW-med-ElecDHW-GasCDryer-Tier2-TopAnySFm1975CZ07rDXGF
RB-Appl-EffCW-med-ElecDHW-GasCDryer-Tier2-Top | DEER2016 | D16v1 | 2015-05-16 | Any | SFm | 1975 | CZ07 | rDXHP | Each | 1 | 764 | None | 136 | 0.0193 | 9.54 | 136 | 0.0193 | 9.54 | 136 | 0.0193 | 9.54 | 136 | 0.0193 | 9.54 |  |  | 1 |  | RB-Appl-EffCW-med-ElecDHW-GasCDryer-Tier2-TopAnySFm1975CZ07rDXHP
RB-Appl-EffCW-med-ElecDHW-GasCDryer-Tier2-Top | DEER2016 | D16v1 | 2015-05-16 | Any | SFm | 1975 | CZ07 | rNCEH | Each | 1 | 764 | None | 128 | 0.0183 | 9.54 | 128 | 0.0183 | 9.54 | 128 | 0.0183 | 9.54 | 128 | 0.0183 | 9.54 |  |  | 1 |  | RB-Appl-EffCW-med-ElecDHW-GasCDryer-Tier2-TopAnySFm1975CZ07rNCEH
RB-Appl-EffCW-med-ElecDHW-GasCDryer-Tier2-Top | DEER2016 | D16v1 | 2015-05-16 | Any | SFm | 1975 | CZ07 | rNCGF | Each | 1 | 764 | None | 136 | 0.0181 | 8.61 | 136 | 0.0181 | 8.61 | 136 | 0.0181 | 8.61 | 136 | 0.0181 | 8.61 |  |  | 1 |  | RB-Appl-EffCW-med-ElecDHW-GasCDryer-Tier2-TopAnySFm1975CZ07rNCGF
RB-Appl-EffCW-med-ElecDHW-GasCDryer-Tier2-Top | DEER2016 | D16v1 | 2015-05-16 | Any | SFm | 1975 | CZ08 | rDXGF | Each | 1 | 764 | None | 141 | 0.0213 | 8.6 | 141 | 0.0213 | 8.6 | 141 | 0.0213 | 8.6 | 141 | 0.0213 | 8.6 |  |  | 1 |  | RB-Appl-EffCW-med-ElecDHW-GasCDryer-Tier2-TopAnySFm1975CZ08rDXGF
RB-Appl-EffCW-med-ElecDHW-GasCDryer-Tier2-Top | DEER2016 | D16v1 | 2015-05-16 | Any | SFm | 1975 | CZ08 | rDXHP | Each | 1 | 764 | None | 132 | 0.0209 | 9.54 | 132 | 0.0209 | 9.54 | 132 | 0.0209 | 9.54 | 132 | 0.0209 | 9.54 |  |  | 1 |  | RB-Appl-EffCW-med-ElecDHW-GasCDryer-Tier2-TopAnySFm1975CZ08rDXHP
RB-Appl-EffCW-med-ElecDHW-GasCDryer-Tier2-Top | DEER2016 | D16v1 | 2015-05-16 | Any | SFm | 1975 | CZ08 | rNCEH | Each | 1 | 764 | None | 126 | 0.0179 | 9.54 | 126 | 0.0179 | 9.54 | 126 | 0.0179 | 9.54 | 126 | 0.0179 | 9.54 |  |  | 1 |  | RB-Appl-EffCW-med-ElecDHW-GasCDryer-Tier2-TopAnySFm1975CZ08rNCEH
RB-Appl-EffCW-med-ElecDHW-GasCDryer-Tier2-Top | DEER2016 | D16v1 | 2015-05-16 | Any | SFm | 1975 | CZ08 | rNCGF | Each | 1 | 764 | None | 134 | 0.0179 | 8.55 | 134 | 0.0179 | 8.55 | 134 | 0.0179 | 8.55 | 134 | 0.0179 | 8.55 |  |  | 1 |  | RB-Appl-EffCW-med-ElecDHW-GasCDryer-Tier2-TopAnySFm1975CZ08rNCGF
RB-Appl-EffCW-med-ElecDHW-GasCDryer-Tier2-Top | DEER2016 | D16v1 | 2015-05-16 | Any | SFm | 1975 | CZ09 | rDXGF | Each | 1 | 818 | None | 146 | 0.0219 | 8.27 | 146 | 0.0219 | 8.27 | 146 | 0.0219 | 8.27 | 146 | 0.0219 | 8.27 |  |  | 1 |  | RB-Appl-EffCW-med-ElecDHW-GasCDryer-Tier2-TopAnySFm1975CZ09rDXGF
RB-Appl-EffCW-med-ElecDHW-GasCDryer-Tier2-Top | DEER2016 | D16v1 | 2015-05-16 | Any | SFm | 1975 | CZ09 | rDXHP | Each | 1 | 818 | None | 134 | 0.0219 | 9.54 | 134 | 0.0219 | 9.54 | 134 | 0.0219 | 9.54 | 134 | 0.0219 | 9.54 |  |  | 1 |  | RB-Appl-EffCW-med-ElecDHW-GasCDryer-Tier2-TopAnySFm1975CZ09rDXHP
RB-Appl-EffCW-med-ElecDHW-GasCDryer-Tier2-Top | DEER2016 | D16v1 | 2015-05-16 | Any | SFm | 1975 | CZ09 | rNCEH | Each | 1 | 818 | None | 123 | 0.0177 | 9.54 | 123 | 0.0177 | 9.54 | 123 | 0.0177 | 9.54 | 123 | 0.0177 | 9.54 |  |  | 1 |  | RB-Appl-EffCW-med-ElecDHW-GasCDryer-Tier2-TopAnySFm1975CZ09rNCEH
RB-Appl-EffCW-med-ElecDHW-GasCDryer-Tier2-Top | DEER2016 | D16v1 | 2015-05-16 | Any | SFm | 1975 | CZ09 | rNCGF | Each | 1 | 818 | None | 134 | 0.0177 | 8.19 | 134 | 0.0177 | 8.19 | 134 | 0.0177 | 8.19 | 134 | 0.0177 | 8.19 |  |  | 1 |  | RB-Appl-EffCW-med-ElecDHW-GasCDryer-Tier2-TopAnySFm1975CZ09rNCGF
RB-Appl-EffCW-med-ElecDHW-GasCDryer-Tier2-Top | DEER2016 | D16v1 | 2015-05-16 | Any | SFm | 1975 | CZ10 | rDXGF | Each | 1 | 818 | None | 142 | 0.0235 | 8.26 | 142 | 0.0235 | 8.26 | 142 | 0.0235 | 8.26 | 142 | 0.0235 | 8.26 |  |  | 1 |  | RB-Appl-EffCW-med-ElecDHW-GasCDryer-Tier2-TopAnySFm1975CZ10rDXGF
RB-Appl-EffCW-med-ElecDHW-GasCDryer-Tier2-Top | DEER2016 | D16v1 | 2015-05-16 | Any | SFm | 1975 | CZ10 | rDXHP | Each | 1 | 818 | None | 134 | 0.025 | 9.54 | 134 | 0.025 | 9.54 | 134 | 0.025 | 9.54 | 134 | 0.025 | 9.54 |  |  | 1 |  | RB-Appl-EffCW-med-ElecDHW-GasCDryer-Tier2-TopAnySFm1975CZ10rDXHP
RB-Appl-EffCW-med-ElecDHW-GasCDryer-Tier2-Top | DEER2016 | D16v1 | 2015-05-16 | Any | SFm | 1975 | CZ10 | rNCEH | Each | 1 | 818 | None | 122 | 0.0175 | 9.54 | 122 | 0.0175 | 9.54 | 122 | 0.0175 | 9.54 | 122 | 0.0175 | 9.54 |  |  | 1 |  | RB-Appl-EffCW-med-ElecDHW-GasCDryer-Tier2-TopAnySFm1975CZ10rNCEH
RB-Appl-EffCW-med-ElecDHW-GasCDryer-Tier2-Top | DEER2016 | D16v1 | 2015-05-16 | Any | SFm | 1975 | CZ10 | rNCGF | Each | 1 | 818 | None | 134 | 0.0175 | 8.23 | 134 | 0.0175 | 8.23 | 134 | 0.0175 | 8.23 | 134 | 0.0175 | 8.23 |  |  | 1 |  | RB-Appl-EffCW-med-ElecDHW-GasCDryer-Tier2-TopAnySFm1975CZ10rNCGF
RB-Appl-EffCW-med-ElecDHW-GasCDryer-Tier2-Top | DEER2016 | D16v1 | 2015-05-16 | Any | SFm | 1975 | CZ11 | rDXGF | Each | 1 | 764 | None | 143 | 0.024 | 8.3 | 143 | 0.024 | 8.3 | 143 | 0.024 | 8.3 | 143 | 0.024 | 8.3 |  |  | 1 |  | RB-Appl-EffCW-med-ElecDHW-GasCDryer-Tier2-TopAnySFm1975CZ11rDXGF
RB-Appl-EffCW-med-ElecDHW-GasCDryer-Tier2-Top | DEER2016 | D16v1 | 2015-05-16 | Any | SFm | 1975 | CZ11 | rDXHP | Each | 1 | 764 | None | 132 | 0.0267 | 9.54 | 132 | 0.0267 | 9.54 | 132 | 0.0267 | 9.54 | 132 | 0.0267 | 9.54 |  |  | 1 |  | RB-Appl-EffCW-med-ElecDHW-GasCDryer-Tier2-TopAnySFm1975CZ11rDXHP
RB-Appl-EffCW-med-ElecDHW-GasCDryer-Tier2-Top | DEER2016 | D16v1 | 2015-05-16 | Any | SFm | 1975 | CZ11 | rNCEH | Each | 1 | 764 | None | 123 | 0.0174 | 9.54 | 123 | 0.0174 | 9.54 | 123 | 0.0174 | 9.54 | 123 | 0.0174 | 9.54 |  |  | 1 |  | RB-Appl-EffCW-med-ElecDHW-GasCDryer-Tier2-TopAnySFm1975CZ11rNCEH
RB-Appl-EffCW-med-ElecDHW-GasCDryer-Tier2-Top | DEER2016 | D16v1 | 2015-05-16 | Any | SFm | 1975 | CZ11 | rNCGF | Each | 1 | 764 | None | 135 | 0.0174 | 8.26 | 135 | 0.0174 | 8.26 | 135 | 0.0174 | 8.26 | 135 | 0.0174 | 8.26 |  |  | 1 |  | RB-Appl-EffCW-med-ElecDHW-GasCDryer-Tier2-TopAnySFm1975CZ11rNCGF
RB-Appl-EffCW-med-ElecDHW-GasCDryer-Tier2-Top | DEER2016 | D16v1 | 2015-05-16 | Any | SFm | 1975 | CZ12 | rDXGF | Each | 1 | 764 | None | 143 | 0.0242 | 8.01 | 143 | 0.0242 | 8.01 | 143 | 0.0242 | 8.01 | 143 | 0.0242 | 8.01 |  |  | 1 |  | RB-Appl-EffCW-med-ElecDHW-GasCDryer-Tier2-TopAnySFm1975CZ12rDXGF
RB-Appl-EffCW-med-ElecDHW-GasCDryer-Tier2-Top | DEER2016 | D16v1 | 2015-05-16 | Any | SFm | 1975 | CZ12 | rDXHP | Each | 1 | 764 | None | 132 | 0.0271 | 9.54 | 132 | 0.0271 | 9.54 | 132 | 0.0271 | 9.54 | 132 | 0.0271 | 9.54 |  |  | 1 |  | RB-Appl-EffCW-med-ElecDHW-GasCDryer-Tier2-TopAnySFm1975CZ12rDXHP
RB-Appl-EffCW-med-ElecDHW-GasCDryer-Tier2-Top | DEER2016 | D16v1 | 2015-05-16 | Any | SFm | 1975 | CZ12 | rNCEH | Each | 1 | 764 | None | 124 | 0.0182 | 9.54 | 124 | 0.0182 | 9.54 | 124 | 0.0182 | 9.54 | 124 | 0.0182 | 9.54 |  |  | 1 |  | RB-Appl-EffCW-med-ElecDHW-GasCDryer-Tier2-TopAnySFm1975CZ12rNCEH
RB-Appl-EffCW-med-ElecDHW-GasCDryer-Tier2-Top | DEER2016 | D16v1 | 2015-05-16 | Any | SFm | 1975 | CZ12 | rNCGF | Each | 1 | 764 | None | 138 | 0.0182 | 7.99 | 138 | 0.0182 | 7.99 | 138 | 0.0182 | 7.99 | 138 | 0.0182 | 7.99 |  |  | 1 |  | RB-Appl-EffCW-med-ElecDHW-GasCDryer-Tier2-TopAnySFm1975CZ12rNCGF
RB-Appl-EffCW-med-ElecDHW-GasCDryer-Tier2-Top | DEER2016 | D16v1 | 2015-05-16 | Any | SFm | 1975 | CZ13 | rDXGF | Each | 1 | 764 | None | 144 | 0.0235 | 8.14 | 144 | 0.0235 | 8.14 | 144 | 0.0235 | 8.14 | 144 | 0.0235 | 8.14 |  |  | 1 |  | RB-Appl-EffCW-med-ElecDHW-GasCDryer-Tier2-TopAnySFm1975CZ13rDXGF
RB-Appl-EffCW-med-ElecDHW-GasCDryer-Tier2-Top | DEER2016 | D16v1 | 2015-05-16 | Any | SFm | 1975 | CZ13 | rDXHP | Each | 1 | 764 | None | 133 | 0.0231 | 9.54 | 133 | 0.0231 | 9.54 | 133 | 0.0231 | 9.54 | 133 | 0.0231 | 9.54 |  |  | 1 |  | RB-Appl-EffCW-med-ElecDHW-GasCDryer-Tier2-TopAnySFm1975CZ13rDXHP
RB-Appl-EffCW-med-ElecDHW-GasCDryer-Tier2-Top | DEER2016 | D16v1 | 2015-05-16 | Any | SFm | 1975 | CZ13 | rNCEH | Each | 1 | 764 | None | 120 | 0.0173 | 9.54 | 120 | 0.0173 | 9.54 | 120 | 0.0173 | 9.54 | 120 | 0.0173 | 9.54 |  |  | 1 |  | RB-Appl-EffCW-med-ElecDHW-GasCDryer-Tier2-TopAnySFm1975CZ13rNCEH
RB-Appl-EffCW-med-ElecDHW-GasCDryer-Tier2-Top | DEER2016 | D16v1 | 2015-05-16 | Any | SFm | 1975 | CZ13 | rNCGF | Each | 1 | 764 | None | 134 | 0.0173 | 8.13 | 134 | 0.0173 | 8.13 | 134 | 0.0173 | 8.13 | 134 | 0.0173 | 8.13 |  |  | 1 |  | RB-Appl-EffCW-med-ElecDHW-GasCDryer-Tier2-TopAnySFm1975CZ13rNCGF
RB-Appl-EffCW-med-ElecDHW-GasCDryer-Tier2-Top | DEER2016 | D16v1 | 2015-05-16 | Any | SFm | 1975 | CZ14 | rDXGF | Each | 1 | 778 | None | 151 | 0.0232 | 8.34 | 151 | 0.0232 | 8.34 | 151 | 0.0232 | 8.34 | 151 | 0.0232 | 8.34 |  |  | 1 |  | RB-Appl-EffCW-med-ElecDHW-GasCDryer-Tier2-TopAnySFm1975CZ14rDXGF
RB-Appl-EffCW-med-ElecDHW-GasCDryer-Tier2-Top | DEER2016 | D16v1 | 2015-05-16 | Any | SFm | 1975 | CZ14 | rDXHP | Each | 1 | 778 | None | 140 | 0.0241 | 9.54 | 140 | 0.0241 | 9.54 | 140 | 0.0241 | 9.54 | 140 | 0.0241 | 9.54 |  |  | 1 |  | RB-Appl-EffCW-med-ElecDHW-GasCDryer-Tier2-TopAnySFm1975CZ14rDXHP
RB-Appl-EffCW-med-ElecDHW-GasCDryer-Tier2-Top | DEER2016 | D16v1 | 2015-05-16 | Any | SFm | 1975 | CZ14 | rNCEH | Each | 1 | 778 | None | 125 | 0.0169 | 9.54 | 125 | 0.0169 | 9.54 | 125 | 0.0169 | 9.54 | 125 | 0.0169 | 9.54 |  |  | 1 |  | RB-Appl-EffCW-med-ElecDHW-GasCDryer-Tier2-TopAnySFm1975CZ14rNCEH
RB-Appl-EffCW-med-ElecDHW-GasCDryer-Tier2-Top | DEER2016 | D16v1 | 2015-05-16 | Any | SFm | 1975 | CZ14 | rNCGF | Each | 1 | 778 | None | 135 | 0.0169 | 8.31 | 135 | 0.0169 | 8.31 | 135 | 0.0169 | 8.31 | 135 | 0.0169 | 8.31 |  |  | 1 |  | RB-Appl-EffCW-med-ElecDHW-GasCDryer-Tier2-TopAnySFm1975CZ14rNCGF
RB-Appl-EffCW-med-ElecDHW-GasCDryer-Tier2-Top | DEER2016 | D16v1 | 2015-05-16 | Any | SFm | 1975 | CZ15 | rDXGF | Each | 1 | 778 | None | 138 | 0.0205 | 8.81 | 138 | 0.0205 | 8.81 | 138 | 0.0205 | 8.81 | 138 | 0.0205 | 8.81 |  |  | 1 |  | RB-Appl-EffCW-med-ElecDHW-GasCDryer-Tier2-TopAnySFm1975CZ15rDXGF
RB-Appl-EffCW-med-ElecDHW-GasCDryer-Tier2-Top | DEER2016 | D16v1 | 2015-05-16 | Any | SFm | 1975 | CZ15 | rDXHP | Each | 1 | 778 | None | 134 | 0.0213 | 9.54 | 134 | 0.0213 | 9.54 | 134 | 0.0213 | 9.54 | 134 | 0.0213 | 9.54 |  |  | 1 |  | RB-Appl-EffCW-med-ElecDHW-GasCDryer-Tier2-TopAnySFm1975CZ15rDXHP
RB-Appl-EffCW-med-ElecDHW-GasCDryer-Tier2-Top | DEER2016 | D16v1 | 2015-05-16 | Any | SFm | 1975 | CZ15 | rNCEH | Each | 1 | 778 | None | 113 | 0.0148 | 9.54 | 113 | 0.0148 | 9.54 | 113 | 0.0148 | 9.54 | 113 | 0.0148 | 9.54 |  |  | 1 |  | RB-Appl-EffCW-med-ElecDHW-GasCDryer-Tier2-TopAnySFm1975CZ15rNCEH
RB-Appl-EffCW-med-ElecDHW-GasCDryer-Tier2-Top | DEER2016 | D16v1 | 2015-05-16 | Any | SFm | 1975 | CZ15 | rNCGF | Each | 1 | 778 | None | 119 | 0.0147 | 8.78 | 119 | 0.0147 | 8.78 | 119 | 0.0147 | 8.78 | 119 | 0.0147 | 8.78 |  |  | 1 |  | RB-Appl-EffCW-med-ElecDHW-GasCDryer-Tier2-TopAnySFm1975CZ15rNCGF
RB-Appl-EffCW-med-ElecDHW-GasCDryer-Tier2-Top | DEER2016 | D16v1 | 2015-05-16 | Any | SFm | 1975 | CZ16 | rDXGF | Each | 1 | 796 | None | 160 | 0.0273 | 8.14 | 160 | 0.0273 | 8.14 | 160 | 0.0273 | 8.14 | 160 | 0.0273 | 8.14 |  |  | 1 |  | RB-Appl-EffCW-med-ElecDHW-GasCDryer-Tier2-TopAnySFm1975CZ16rDXGF
RB-Appl-EffCW-med-ElecDHW-GasCDryer-Tier2-Top | DEER2016 | D16v1 | 2015-05-16 | Any | SFm | 1975 | CZ16 | rDXHP | Each | 1 | 796 | None | 140 | 0.0224 | 9.54 | 140 | 0.0224 | 9.54 | 140 | 0.0224 | 9.54 | 140 | 0.0224 | 9.54 |  |  | 1 |  | RB-Appl-EffCW-med-ElecDHW-GasCDryer-Tier2-TopAnySFm1975CZ16rDXHP
RB-Appl-EffCW-med-ElecDHW-GasCDryer-Tier2-Top | DEER2016 | D16v1 | 2015-05-16 | Any | SFm | 1975 | CZ16 | rNCEH | Each | 1 | 796 | None | 135 | 0.0196 | 9.54 | 135 | 0.0196 | 9.54 | 135 | 0.0196 | 9.54 | 135 | 0.0196 | 9.54 |  |  | 1 |  | RB-Appl-EffCW-med-ElecDHW-GasCDryer-Tier2-TopAnySFm1975CZ16rNCEH
RB-Appl-EffCW-med-ElecDHW-GasCDryer-Tier2-Top | DEER2016 | D16v1 | 2015-05-16 | Any | SFm | 1975 | CZ16 | rNCGF | Each | 1 | 796 | None | 149 | 0.0196 | 8.12 | 149 | 0.0196 | 8.12 | 149 | 0.0196 | 8.12 | 149 | 0.0196 | 8.12 |  |  | 1 |  | RB-Appl-EffCW-med-ElecDHW-GasCDryer-Tier2-TopAnySFm1975CZ16rNCGF
RB-Appl-EffCW-med-ElecDHW-GasCDryer-Tier2-Top | DEER2016 | D16v1 | 2015-05-16 | Any | SFm | 1985 | CZ01 | rDXGF | Each | 1 | 952 | None | 149 | 0.0267 | 7.25 | 149 | 0.0267 | 7.25 | 149 | 0.0267 | 7.25 | 149 | 0.0267 | 7.25 |  |  | 1 |  | RB-Appl-EffCW-med-ElecDHW-GasCDryer-Tier2-TopAnySFm1985CZ01rDXGF
RB-Appl-EffCW-med-ElecDHW-GasCDryer-Tier2-Top | DEER2016 | D16v1 | 2015-05-16 | Any | SFm | 1985 | CZ01 | rDXHP | Each | 1 | 952 | None | 129 | 0.0194 | 9.54 | 129 | 0.0194 | 9.54 | 129 | 0.0194 | 9.54 | 129 | 0.0194 | 9.54 |  |  | 1 |  | RB-Appl-EffCW-med-ElecDHW-GasCDryer-Tier2-TopAnySFm1985CZ01rDXHP
RB-Appl-EffCW-med-ElecDHW-GasCDryer-Tier2-Top | DEER2016 | D16v1 | 2015-05-16 | Any | SFm | 1985 | CZ01 | rNCEH | Each | 1 | 952 | None | 129 | 0.0202 | 9.54 | 129 | 0.0202 | 9.54 | 129 | 0.0202 | 9.54 | 129 | 0.0202 | 9.54 |  |  | 1 |  | RB-Appl-EffCW-med-ElecDHW-GasCDryer-Tier2-TopAnySFm1985CZ01rNCEH
RB-Appl-EffCW-med-ElecDHW-GasCDryer-Tier2-Top | DEER2016 | D16v1 | 2015-05-16 | Any | SFm | 1985 | CZ01 | rNCGF | Each | 1 | 952 | None | 149 | 0.0203 | 7.15 | 149 | 0.0203 | 7.15 | 149 | 0.0203 | 7.15 | 149 | 0.0203 | 7.15 |  |  | 1 |  | RB-Appl-EffCW-med-ElecDHW-GasCDryer-Tier2-TopAnySFm1985CZ01rNCGF
RB-Appl-EffCW-med-ElecDHW-GasCDryer-Tier2-Top | DEER2016 | D16v1 | 2015-05-16 | Any | SFm | 1985 | CZ02 | rDXGF | Each | 1 | 952 | None | 146 | 0.0302 | 7.15 | 146 | 0.0302 | 7.15 | 146 | 0.0302 | 7.15 | 146 | 0.0302 | 7.15 |  |  | 1 |  | RB-Appl-EffCW-med-ElecDHW-GasCDryer-Tier2-TopAnySFm1985CZ02rDXGF
RB-Appl-EffCW-med-ElecDHW-GasCDryer-Tier2-Top | DEER2016 | D16v1 | 2015-05-16 | Any | SFm | 1985 | CZ02 | rDXHP | Each | 1 | 952 | None | 125 | 0.0284 | 9.54 | 125 | 0.0284 | 9.54 | 125 | 0.0284 | 9.54 | 125 | 0.0284 | 9.54 |  |  | 1 |  | RB-Appl-EffCW-med-ElecDHW-GasCDryer-Tier2-TopAnySFm1985CZ02rDXHP
RB-Appl-EffCW-med-ElecDHW-GasCDryer-Tier2-Top | DEER2016 | D16v1 | 2015-05-16 | Any | SFm | 1985 | CZ02 | rNCEH | Each | 1 | 952 | None | 120 | 0.0191 | 9.54 | 120 | 0.0191 | 9.54 | 120 | 0.0191 | 9.54 | 120 | 0.0191 | 9.54 |  |  | 1 |  | RB-Appl-EffCW-med-ElecDHW-GasCDryer-Tier2-TopAnySFm1985CZ02rNCEH
RB-Appl-EffCW-med-ElecDHW-GasCDryer-Tier2-Top | DEER2016 | D16v1 | 2015-05-16 | Any | SFm | 1985 | CZ02 | rNCGF | Each | 1 | 952 | None | 142 | 0.0191 | 7.2 | 142 | 0.0191 | 7.2 | 142 | 0.0191 | 7.2 | 142 | 0.0191 | 7.2 |  |  | 1 |  | RB-Appl-EffCW-med-ElecDHW-GasCDryer-Tier2-TopAnySFm1985CZ02rNCGF
RB-Appl-EffCW-med-ElecDHW-GasCDryer-Tier2-Top | DEER2016 | D16v1 | 2015-05-16 | Any | SFm | 1985 | CZ03 | rDXGF | Each | 1 | 952 | None | 142 | 0.0251 | 7.28 | 142 | 0.0251 | 7.28 | 142 | 0.0251 | 7.28 | 142 | 0.0251 | 7.28 |  |  | 1 |  | RB-Appl-EffCW-med-ElecDHW-GasCDryer-Tier2-TopAnySFm1985CZ03rDXGF
RB-Appl-EffCW-med-ElecDHW-GasCDryer-Tier2-Top | DEER2016 | D16v1 | 2015-05-16 | Any | SFm | 1985 | CZ03 | rDXHP | Each | 1 | 952 | None | 126 | 0.0277 | 9.54 | 126 | 0.0277 | 9.54 | 126 | 0.0277 | 9.54 | 126 | 0.0277 | 9.54 |  |  | 1 |  | RB-Appl-EffCW-med-ElecDHW-GasCDryer-Tier2-TopAnySFm1985CZ03rDXHP
RB-Appl-EffCW-med-ElecDHW-GasCDryer-Tier2-Top | DEER2016 | D16v1 | 2015-05-16 | Any | SFm | 1985 | CZ03 | rNCEH | Each | 1 | 952 | None | 121 | 0.0193 | 9.54 | 121 | 0.0193 | 9.54 | 121 | 0.0193 | 9.54 | 121 | 0.0193 | 9.54 |  |  | 1 |  | RB-Appl-EffCW-med-ElecDHW-GasCDryer-Tier2-TopAnySFm1985CZ03rNCEH
RB-Appl-EffCW-med-ElecDHW-GasCDryer-Tier2-Top | DEER2016 | D16v1 | 2015-05-16 | Any | SFm | 1985 | CZ03 | rNCGF | Each | 1 | 952 | None | 142 | 0.0194 | 7.13 | 142 | 0.0194 | 7.13 | 142 | 0.0194 | 7.13 | 142 | 0.0194 | 7.13 |  |  | 1 |  | RB-Appl-EffCW-med-ElecDHW-GasCDryer-Tier2-TopAnySFm1985CZ03rNCGF
RB-Appl-EffCW-med-ElecDHW-GasCDryer-Tier2-Top | DEER2016 | D16v1 | 2015-05-16 | Any | SFm | 1985 | CZ04 | rDXGF | Each | 1 | 952 | None | 144 | 0.0241 | 7.51 | 144 | 0.0241 | 7.51 | 144 | 0.0241 | 7.51 | 144 | 0.0241 | 7.51 |  |  | 1 |  | RB-Appl-EffCW-med-ElecDHW-GasCDryer-Tier2-TopAnySFm1985CZ04rDXGF
RB-Appl-EffCW-med-ElecDHW-GasCDryer-Tier2-Top | DEER2016 | D16v1 | 2015-05-16 | Any | SFm | 1985 | CZ04 | rDXHP | Each | 1 | 952 | None | 132 | 0.0336 | 9.54 | 132 | 0.0336 | 9.54 | 132 | 0.0336 | 9.54 | 132 | 0.0336 | 9.54 |  |  | 1 |  | RB-Appl-EffCW-med-ElecDHW-GasCDryer-Tier2-TopAnySFm1985CZ04rDXHP
RB-Appl-EffCW-med-ElecDHW-GasCDryer-Tier2-Top | DEER2016 | D16v1 | 2015-05-16 | Any | SFm | 1985 | CZ04 | rNCEH | Each | 1 | 952 | None | 121 | 0.0184 | 9.54 | 121 | 0.0184 | 9.54 | 121 | 0.0184 | 9.54 | 121 | 0.0184 | 9.54 |  |  | 1 |  | RB-Appl-EffCW-med-ElecDHW-GasCDryer-Tier2-TopAnySFm1985CZ04rNCEH
RB-Appl-EffCW-med-ElecDHW-GasCDryer-Tier2-Top | DEER2016 | D16v1 | 2015-05-16 | Any | SFm | 1985 | CZ04 | rNCGF | Each | 1 | 952 | None | 139 | 0.0183 | 7.45 | 139 | 0.0183 | 7.45 | 139 | 0.0183 | 7.45 | 139 | 0.0183 | 7.45 |  |  | 1 |  | RB-Appl-EffCW-med-ElecDHW-GasCDryer-Tier2-TopAnySFm1985CZ04rNCGF
RB-Appl-EffCW-med-ElecDHW-GasCDryer-Tier2-Top | DEER2016 | D16v1 | 2015-05-16 | Any | SFm | 1985 | CZ05 | rDXGF | Each | 1 | 952 | None | 146 | 0.0276 | 6.65 | 146 | 0.0276 | 6.65 | 146 | 0.0276 | 6.65 | 146 | 0.0276 | 6.65 |  |  | 1 |  | RB-Appl-EffCW-med-ElecDHW-GasCDryer-Tier2-TopAnySFm1985CZ05rDXGF
RB-Appl-EffCW-med-ElecDHW-GasCDryer-Tier2-Top | DEER2016 | D16v1 | 2015-05-16 | Any | SFm | 1985 | CZ05 | rDXHP | Each | 1 | 952 | None | 123 | 0.0265 | 9.54 | 123 | 0.0265 | 9.54 | 123 | 0.0265 | 9.54 | 123 | 0.0265 | 9.54 |  |  | 1 |  | RB-Appl-EffCW-med-ElecDHW-GasCDryer-Tier2-TopAnySFm1985CZ05rDXHP
RB-Appl-EffCW-med-ElecDHW-GasCDryer-Tier2-Top | DEER2016 | D16v1 | 2015-05-16 | Any | SFm | 1985 | CZ05 | rNCEH | Each | 1 | 952 | None | 120 | 0.0194 | 9.54 | 120 | 0.0194 | 9.54 | 120 | 0.0194 | 9.54 | 120 | 0.0194 | 9.54 |  |  | 1 |  | RB-Appl-EffCW-med-ElecDHW-GasCDryer-Tier2-TopAnySFm1985CZ05rNCEH
RB-Appl-EffCW-med-ElecDHW-GasCDryer-Tier2-Top | DEER2016 | D16v1 | 2015-05-16 | Any | SFm | 1985 | CZ05 | rNCGF | Each | 1 | 952 | None | 143 | 0.0194 | 6.63 | 143 | 0.0194 | 6.63 | 143 | 0.0194 | 6.63 | 143 | 0.0194 | 6.63 |  |  | 1 |  | RB-Appl-EffCW-med-ElecDHW-GasCDryer-Tier2-TopAnySFm1985CZ05rNCGF
RB-Appl-EffCW-med-ElecDHW-GasCDryer-Tier2-Top | DEER2016 | D16v1 | 2015-05-16 | Any | SFm | 1985 | CZ06 | rDXGF | Each | 1 | 1030 | None | 143 | 0.0413 | 8.78 | 143 | 0.0413 | 8.78 | 143 | 0.0413 | 8.78 | 143 | 0.0413 | 8.78 |  |  | 1 |  | RB-Appl-EffCW-med-ElecDHW-GasCDryer-Tier2-TopAnySFm1985CZ06rDXGF
RB-Appl-EffCW-med-ElecDHW-GasCDryer-Tier2-Top | DEER2016 | D16v1 | 2015-05-16 | Any | SFm | 1985 | CZ06 | rDXHP | Each | 1 | 1030 | None | 137 | 0.0376 | 9.54 | 137 | 0.0376 | 9.54 | 137 | 0.0376 | 9.54 | 137 | 0.0376 | 9.54 |  |  | 1 |  | RB-Appl-EffCW-med-ElecDHW-GasCDryer-Tier2-TopAnySFm1985CZ06rDXHP
RB-Appl-EffCW-med-ElecDHW-GasCDryer-Tier2-Top | DEER2016 | D16v1 | 2015-05-16 | Any | SFm | 1985 | CZ06 | rNCEH | Each | 1 | 1030 | None | 129 | 0.0183 | 9.54 | 129 | 0.0183 | 9.54 | 129 | 0.0183 | 9.54 | 129 | 0.0183 | 9.54 |  |  | 1 |  | RB-Appl-EffCW-med-ElecDHW-GasCDryer-Tier2-TopAnySFm1985CZ06rNCEH
RB-Appl-EffCW-med-ElecDHW-GasCDryer-Tier2-Top | DEER2016 | D16v1 | 2015-05-16 | Any | SFm | 1985 | CZ06 | rNCGF | Each | 1 | 1030 | None | 137 | 0.0185 | 8.76 | 137 | 0.0185 | 8.76 | 137 | 0.0185 | 8.76 | 137 | 0.0185 | 8.76 |  |  | 1 |  | RB-Appl-EffCW-med-ElecDHW-GasCDryer-Tier2-TopAnySFm1985CZ06rNCGF
RB-Appl-EffCW-med-ElecDHW-GasCDryer-Tier2-Top | DEER2016 | D16v1 | 2015-05-16 | Any | SFm | 1985 | CZ07 | rDXGF | Each | 1 | 1030 | None | 141 | 0.0595 | 8.79 | 141 | 0.0595 | 8.79 | 141 | 0.0595 | 8.79 | 141 | 0.0595 | 8.79 |  |  | 1 |  | RB-Appl-EffCW-med-ElecDHW-GasCDryer-Tier2-TopAnySFm1985CZ07rDXGF
RB-Appl-EffCW-med-ElecDHW-GasCDryer-Tier2-Top | DEER2016 | D16v1 | 2015-05-16 | Any | SFm | 1985 | CZ07 | rDXHP | Each | 1 | 1030 | None | 139 | 0.0743 | 9.54 | 139 | 0.0743 | 9.54 | 139 | 0.0743 | 9.54 | 139 | 0.0743 | 9.54 |  |  | 1 |  | RB-Appl-EffCW-med-ElecDHW-GasCDryer-Tier2-TopAnySFm1985CZ07rDXHP
RB-Appl-EffCW-med-ElecDHW-GasCDryer-Tier2-Top | DEER2016 | D16v1 | 2015-05-16 | Any | SFm | 1985 | CZ07 | rNCEH | Each | 1 | 1030 | None | 129 | 0.0183 | 9.54 | 129 | 0.0183 | 9.54 | 129 | 0.0183 | 9.54 | 129 | 0.0183 | 9.54 |  |  | 1 |  | RB-Appl-EffCW-med-ElecDHW-GasCDryer-Tier2-TopAnySFm1985CZ07rNCEH
RB-Appl-EffCW-med-ElecDHW-GasCDryer-Tier2-Top | DEER2016 | D16v1 | 2015-05-16 | Any | SFm | 1985 | CZ07 | rNCGF | Each | 1 | 1030 | None | 136 | 0.0182 | 8.7 | 136 | 0.0182 | 8.7 | 136 | 0.0182 | 8.7 | 136 | 0.0182 | 8.7 |  |  | 1 |  | RB-Appl-EffCW-med-ElecDHW-GasCDryer-Tier2-TopAnySFm1985CZ07rNCGF
RB-Appl-EffCW-med-ElecDHW-GasCDryer-Tier2-Top | DEER2016 | D16v1 | 2015-05-16 | Any | SFm | 1985 | CZ08 | rDXGF | Each | 1 | 1030 | None | 142 | 0.0223 | 8.73 | 142 | 0.0223 | 8.73 | 142 | 0.0223 | 8.73 | 142 | 0.0223 | 8.73 |  |  | 1 |  | RB-Appl-EffCW-med-ElecDHW-GasCDryer-Tier2-TopAnySFm1985CZ08rDXGF
RB-Appl-EffCW-med-ElecDHW-GasCDryer-Tier2-Top | DEER2016 | D16v1 | 2015-05-16 | Any | SFm | 1985 | CZ08 | rDXHP | Each | 1 | 1030 | None | 139 | 0.0216 | 9.54 | 139 | 0.0216 | 9.54 | 139 | 0.0216 | 9.54 | 139 | 0.0216 | 9.54 |  |  | 1 |  | RB-Appl-EffCW-med-ElecDHW-GasCDryer-Tier2-TopAnySFm1985CZ08rDXHP
RB-Appl-EffCW-med-ElecDHW-GasCDryer-Tier2-Top | DEER2016 | D16v1 | 2015-05-16 | Any | SFm | 1985 | CZ08 | rNCEH | Each | 1 | 1030 | None | 127 | 0.0179 | 9.54 | 127 | 0.0179 | 9.54 | 127 | 0.0179 | 9.54 | 127 | 0.0179 | 9.54 |  |  | 1 |  | RB-Appl-EffCW-med-ElecDHW-GasCDryer-Tier2-TopAnySFm1985CZ08rNCEH
RB-Appl-EffCW-med-ElecDHW-GasCDryer-Tier2-Top | DEER2016 | D16v1 | 2015-05-16 | Any | SFm | 1985 | CZ08 | rNCGF | Each | 1 | 1030 | None | 134 | 0.0178 | 8.65 | 134 | 0.0178 | 8.65 | 134 | 0.0178 | 8.65 | 134 | 0.0178 | 8.65 |  |  | 1 |  | RB-Appl-EffCW-med-ElecDHW-GasCDryer-Tier2-TopAnySFm1985CZ08rNCGF
RB-Appl-EffCW-med-ElecDHW-GasCDryer-Tier2-Top | DEER2016 | D16v1 | 2015-05-16 | Any | SFm | 1985 | CZ09 | rDXGF | Each | 1 | 906 | None | 143 | 0.0228 | 8.55 | 143 | 0.0228 | 8.55 | 143 | 0.0228 | 8.55 | 143 | 0.0228 | 8.55 |  |  | 1 |  | RB-Appl-EffCW-med-ElecDHW-GasCDryer-Tier2-TopAnySFm1985CZ09rDXGF
RB-Appl-EffCW-med-ElecDHW-GasCDryer-Tier2-Top | DEER2016 | D16v1 | 2015-05-16 | Any | SFm | 1985 | CZ09 | rDXHP | Each | 1 | 906 | None | 131 | 0.0242 | 9.54 | 131 | 0.0242 | 9.54 | 131 | 0.0242 | 9.54 | 131 | 0.0242 | 9.54 |  |  | 1 |  | RB-Appl-EffCW-med-ElecDHW-GasCDryer-Tier2-TopAnySFm1985CZ09rDXHP
RB-Appl-EffCW-med-ElecDHW-GasCDryer-Tier2-Top | DEER2016 | D16v1 | 2015-05-16 | Any | SFm | 1985 | CZ09 | rNCEH | Each | 1 | 906 | None | 124 | 0.0177 | 9.54 | 124 | 0.0177 | 9.54 | 124 | 0.0177 | 9.54 | 124 | 0.0177 | 9.54 |  |  | 1 |  | RB-Appl-EffCW-med-ElecDHW-GasCDryer-Tier2-TopAnySFm1985CZ09rNCEH
RB-Appl-EffCW-med-ElecDHW-GasCDryer-Tier2-Top | DEER2016 | D16v1 | 2015-05-16 | Any | SFm | 1985 | CZ09 | rNCGF | Each | 1 | 906 | None | 134 | 0.0177 | 8.43 | 134 | 0.0177 | 8.43 | 134 | 0.0177 | 8.43 | 134 | 0.0177 | 8.43 |  |  | 1 |  | RB-Appl-EffCW-med-ElecDHW-GasCDryer-Tier2-TopAnySFm1985CZ09rNCGF
RB-Appl-EffCW-med-ElecDHW-GasCDryer-Tier2-Top | DEER2016 | D16v1 | 2015-05-16 | Any | SFm | 1985 | CZ10 | rDXGF | Each | 1 | 906 | None | 141 | 0.0243 | 8.37 | 141 | 0.0243 | 8.37 | 141 | 0.0243 | 8.37 | 141 | 0.0243 | 8.37 |  |  | 1 |  | RB-Appl-EffCW-med-ElecDHW-GasCDryer-Tier2-TopAnySFm1985CZ10rDXGF
RB-Appl-EffCW-med-ElecDHW-GasCDryer-Tier2-Top | DEER2016 | D16v1 | 2015-05-16 | Any | SFm | 1985 | CZ10 | rDXHP | Each | 1 | 906 | None | 133 | 0.0233 | 9.54 | 133 | 0.0233 | 9.54 | 133 | 0.0233 | 9.54 | 133 | 0.0233 | 9.54 |  |  | 1 |  | RB-Appl-EffCW-med-ElecDHW-GasCDryer-Tier2-TopAnySFm1985CZ10rDXHP
RB-Appl-EffCW-med-ElecDHW-GasCDryer-Tier2-Top | DEER2016 | D16v1 | 2015-05-16 | Any | SFm | 1985 | CZ10 | rNCEH | Each | 1 | 906 | None | 123 | 0.0175 | 9.54 | 123 | 0.0175 | 9.54 | 123 | 0.0175 | 9.54 | 123 | 0.0175 | 9.54 |  |  | 1 |  | RB-Appl-EffCW-med-ElecDHW-GasCDryer-Tier2-TopAnySFm1985CZ10rNCEH
RB-Appl-EffCW-med-ElecDHW-GasCDryer-Tier2-Top | DEER2016 | D16v1 | 2015-05-16 | Any | SFm | 1985 | CZ10 | rNCGF | Each | 1 | 906 | None | 134 | 0.0174 | 8.33 | 134 | 0.0174 | 8.33 | 134 | 0.0174 | 8.33 | 134 | 0.0174 | 8.33 |  |  | 1 |  | RB-Appl-EffCW-med-ElecDHW-GasCDryer-Tier2-TopAnySFm1985CZ10rNCGF
RB-Appl-EffCW-med-ElecDHW-GasCDryer-Tier2-Top | DEER2016 | D16v1 | 2015-05-16 | Any | SFm | 1985 | CZ11 | rDXGF | Each | 1 | 852 | None | 144 | 0.0264 | 7.74 | 144 | 0.0264 | 7.74 | 144 | 0.0264 | 7.74 | 144 | 0.0264 | 7.74 |  |  | 1 |  | RB-Appl-EffCW-med-ElecDHW-GasCDryer-Tier2-TopAnySFm1985CZ11rDXGF
RB-Appl-EffCW-med-ElecDHW-GasCDryer-Tier2-Top | DEER2016 | D16v1 | 2015-05-16 | Any | SFm | 1985 | CZ11 | rDXHP | Each | 1 | 852 | None | 132 | 0.0253 | 9.54 | 132 | 0.0253 | 9.54 | 132 | 0.0253 | 9.54 | 132 | 0.0253 | 9.54 |  |  | 1 |  | RB-Appl-EffCW-med-ElecDHW-GasCDryer-Tier2-TopAnySFm1985CZ11rDXHP
RB-Appl-EffCW-med-ElecDHW-GasCDryer-Tier2-Top | DEER2016 | D16v1 | 2015-05-16 | Any | SFm | 1985 | CZ11 | rNCEH | Each | 1 | 852 | None | 118 | 0.0175 | 9.54 | 118 | 0.0175 | 9.54 | 118 | 0.0175 | 9.54 | 118 | 0.0175 | 9.54 |  |  | 1 |  | RB-Appl-EffCW-med-ElecDHW-GasCDryer-Tier2-TopAnySFm1985CZ11rNCEH
RB-Appl-EffCW-med-ElecDHW-GasCDryer-Tier2-Top | DEER2016 | D16v1 | 2015-05-16 | Any | SFm | 1985 | CZ11 | rNCGF | Each | 1 | 852 | None | 134 | 0.0174 | 7.72 | 134 | 0.0174 | 7.72 | 134 | 0.0174 | 7.72 | 134 | 0.0174 | 7.72 |  |  | 1 |  | RB-Appl-EffCW-med-ElecDHW-GasCDryer-Tier2-TopAnySFm1985CZ11rNCGF
RB-Appl-EffCW-med-ElecDHW-GasCDryer-Tier2-Top | DEER2016 | D16v1 | 2015-05-16 | Any | SFm | 1985 | CZ12 | rDXGF | Each | 1 | 852 | None | 145 | 0.0267 | 7.68 | 145 | 0.0267 | 7.68 | 145 | 0.0267 | 7.68 | 145 | 0.0267 | 7.68 |  |  | 1 |  | RB-Appl-EffCW-med-ElecDHW-GasCDryer-Tier2-TopAnySFm1985CZ12rDXGF
RB-Appl-EffCW-med-ElecDHW-GasCDryer-Tier2-Top | DEER2016 | D16v1 | 2015-05-16 | Any | SFm | 1985 | CZ12 | rDXHP | Each | 1 | 852 | None | 129 | 0.0275 | 9.54 | 129 | 0.0275 | 9.54 | 129 | 0.0275 | 9.54 | 129 | 0.0275 | 9.54 |  |  | 1 |  | RB-Appl-EffCW-med-ElecDHW-GasCDryer-Tier2-TopAnySFm1985CZ12rDXHP
RB-Appl-EffCW-med-ElecDHW-GasCDryer-Tier2-Top | DEER2016 | D16v1 | 2015-05-16 | Any | SFm | 1985 | CZ12 | rNCEH | Each | 1 | 852 | None | 120 | 0.0182 | 9.54 | 120 | 0.0182 | 9.54 | 120 | 0.0182 | 9.54 | 120 | 0.0182 | 9.54 |  |  | 1 |  | RB-Appl-EffCW-med-ElecDHW-GasCDryer-Tier2-TopAnySFm1985CZ12rNCEH
RB-Appl-EffCW-med-ElecDHW-GasCDryer-Tier2-Top | DEER2016 | D16v1 | 2015-05-16 | Any | SFm | 1985 | CZ12 | rNCGF | Each | 1 | 852 | None | 137 | 0.0182 | 7.66 | 137 | 0.0182 | 7.66 | 137 | 0.0182 | 7.66 | 137 | 0.0182 | 7.66 |  |  | 1 |  | RB-Appl-EffCW-med-ElecDHW-GasCDryer-Tier2-TopAnySFm1985CZ12rNCGF
RB-Appl-EffCW-med-ElecDHW-GasCDryer-Tier2-Top | DEER2016 | D16v1 | 2015-05-16 | Any | SFm | 1985 | CZ13 | rDXGF | Each | 1 | 852 | None | 145 | 0.0293 | 7.87 | 145 | 0.0293 | 7.87 | 145 | 0.0293 | 7.87 | 145 | 0.0293 | 7.87 |  |  | 1 |  | RB-Appl-EffCW-med-ElecDHW-GasCDryer-Tier2-TopAnySFm1985CZ13rDXGF
RB-Appl-EffCW-med-ElecDHW-GasCDryer-Tier2-Top | DEER2016 | D16v1 | 2015-05-16 | Any | SFm | 1985 | CZ13 | rDXHP | Each | 1 | 852 | None | 129 | 0.0257 | 9.54 | 129 | 0.0257 | 9.54 | 129 | 0.0257 | 9.54 | 129 | 0.0257 | 9.54 |  |  | 1 |  | RB-Appl-EffCW-med-ElecDHW-GasCDryer-Tier2-TopAnySFm1985CZ13rDXHP
RB-Appl-EffCW-med-ElecDHW-GasCDryer-Tier2-Top | DEER2016 | D16v1 | 2015-05-16 | Any | SFm | 1985 | CZ13 | rNCEH | Each | 1 | 852 | None | 117 | 0.0173 | 9.54 | 117 | 0.0173 | 9.54 | 117 | 0.0173 | 9.54 | 117 | 0.0173 | 9.54 |  |  | 1 |  | RB-Appl-EffCW-med-ElecDHW-GasCDryer-Tier2-TopAnySFm1985CZ13rNCEH
RB-Appl-EffCW-med-ElecDHW-GasCDryer-Tier2-Top | DEER2016 | D16v1 | 2015-05-16 | Any | SFm | 1985 | CZ13 | rNCGF | Each | 1 | 852 | None | 133 | 0.0173 | 7.85 | 133 | 0.0173 | 7.85 | 133 | 0.0173 | 7.85 | 133 | 0.0173 | 7.85 |  |  | 1 |  | RB-Appl-EffCW-med-ElecDHW-GasCDryer-Tier2-TopAnySFm1985CZ13rNCGF
RB-Appl-EffCW-med-ElecDHW-GasCDryer-Tier2-Top | DEER2016 | D16v1 | 2015-05-16 | Any | SFm | 1985 | CZ14 | rDXGF | Each | 1 | 870 | None | 151 | 0.0229 | 7.81 | 151 | 0.0229 | 7.81 | 151 | 0.0229 | 7.81 | 151 | 0.0229 | 7.81 |  |  | 1 |  | RB-Appl-EffCW-med-ElecDHW-GasCDryer-Tier2-TopAnySFm1985CZ14rDXGF
RB-Appl-EffCW-med-ElecDHW-GasCDryer-Tier2-Top | DEER2016 | D16v1 | 2015-05-16 | Any | SFm | 1985 | CZ14 | rDXHP | Each | 1 | 870 | None | 135 | 0.0246 | 9.54 | 135 | 0.0246 | 9.54 | 135 | 0.0246 | 9.54 | 135 | 0.0246 | 9.54 |  |  | 1 |  | RB-Appl-EffCW-med-ElecDHW-GasCDryer-Tier2-TopAnySFm1985CZ14rDXHP
RB-Appl-EffCW-med-ElecDHW-GasCDryer-Tier2-Top | DEER2016 | D16v1 | 2015-05-16 | Any | SFm | 1985 | CZ14 | rNCEH | Each | 1 | 870 | None | 119 | 0.017 | 9.54 | 119 | 0.017 | 9.54 | 119 | 0.017 | 9.54 | 119 | 0.017 | 9.54 |  |  | 1 |  | RB-Appl-EffCW-med-ElecDHW-GasCDryer-Tier2-TopAnySFm1985CZ14rNCEH
RB-Appl-EffCW-med-ElecDHW-GasCDryer-Tier2-Top | DEER2016 | D16v1 | 2015-05-16 | Any | SFm | 1985 | CZ14 | rNCGF | Each | 1 | 870 | None | 135 | 0.017 | 7.8 | 135 | 0.017 | 7.8 | 135 | 0.017 | 7.8 | 135 | 0.017 | 7.8 |  |  | 1 |  | RB-Appl-EffCW-med-ElecDHW-GasCDryer-Tier2-TopAnySFm1985CZ14rNCGF
RB-Appl-EffCW-med-ElecDHW-GasCDryer-Tier2-Top | DEER2016 | D16v1 | 2015-05-16 | Any | SFm | 1985 | CZ15 | rDXGF | Each | 1 | 870 | None | 138 | 0.0205 | 8.5 | 138 | 0.0205 | 8.5 | 138 | 0.0205 | 8.5 | 138 | 0.0205 | 8.5 |  |  | 1 |  | RB-Appl-EffCW-med-ElecDHW-GasCDryer-Tier2-TopAnySFm1985CZ15rDXGF
RB-Appl-EffCW-med-ElecDHW-GasCDryer-Tier2-Top | DEER2016 | D16v1 | 2015-05-16 | Any | SFm | 1985 | CZ15 | rDXHP | Each | 1 | 870 | None | 127 | 0.0216 | 9.54 | 127 | 0.0216 | 9.54 | 127 | 0.0216 | 9.54 | 127 | 0.0216 | 9.54 |  |  | 1 |  | RB-Appl-EffCW-med-ElecDHW-GasCDryer-Tier2-TopAnySFm1985CZ15rDXHP
RB-Appl-EffCW-med-ElecDHW-GasCDryer-Tier2-Top | DEER2016 | D16v1 | 2015-05-16 | Any | SFm | 1985 | CZ15 | rNCEH | Each | 1 | 870 | None | 110 | 0.0148 | 9.54 | 110 | 0.0148 | 9.54 | 110 | 0.0148 | 9.54 | 110 | 0.0148 | 9.54 |  |  | 1 |  | RB-Appl-EffCW-med-ElecDHW-GasCDryer-Tier2-TopAnySFm1985CZ15rNCEH
RB-Appl-EffCW-med-ElecDHW-GasCDryer-Tier2-Top | DEER2016 | D16v1 | 2015-05-16 | Any | SFm | 1985 | CZ15 | rNCGF | Each | 1 | 870 | None | 119 | 0.0148 | 8.48 | 119 | 0.0148 | 8.48 | 119 | 0.0148 | 8.48 | 119 | 0.0148 | 8.48 |  |  | 1 |  | RB-Appl-EffCW-med-ElecDHW-GasCDryer-Tier2-TopAnySFm1985CZ15rNCGF
RB-Appl-EffCW-med-ElecDHW-GasCDryer-Tier2-Top | DEER2016 | D16v1 | 2015-05-16 | Any | SFm | 1985 | CZ16 | rDXGF | Each | 1 | 952 | None | 153 | 0.0241 | 7.31 | 153 | 0.0241 | 7.31 | 153 | 0.0241 | 7.31 | 153 | 0.0241 | 7.31 |  |  | 1 |  | RB-Appl-EffCW-med-ElecDHW-GasCDryer-Tier2-TopAnySFm1985CZ16rDXGF
RB-Appl-EffCW-med-ElecDHW-GasCDryer-Tier2-Top | DEER2016 | D16v1 | 2015-05-16 | Any | SFm | 1985 | CZ16 | rDXHP | Each | 1 | 952 | None | 130 | 0.0288 | 9.54 | 130 | 0.0288 | 9.54 | 130 | 0.0288 | 9.54 | 130 | 0.0288 | 9.54 |  |  | 1 |  | RB-Appl-EffCW-med-ElecDHW-GasCDryer-Tier2-TopAnySFm1985CZ16rDXHP
RB-Appl-EffCW-med-ElecDHW-GasCDryer-Tier2-Top | DEER2016 | D16v1 | 2015-05-16 | Any | SFm | 1985 | CZ16 | rNCEH | Each | 1 | 952 | None | 128 | 0.0196 | 9.54 | 128 | 0.0196 | 9.54 | 128 | 0.0196 | 9.54 | 128 | 0.0196 | 9.54 |  |  | 1 |  | RB-Appl-EffCW-med-ElecDHW-GasCDryer-Tier2-TopAnySFm1985CZ16rNCEH
RB-Appl-EffCW-med-ElecDHW-GasCDryer-Tier2-Top | DEER2016 | D16v1 | 2015-05-16 | Any | SFm | 1985 | CZ16 | rNCGF | Each | 1 | 952 | None | 149 | 0.0196 | 7.26 | 149 | 0.0196 | 7.26 | 149 | 0.0196 | 7.26 | 149 | 0.0196 | 7.26 |  |  | 1 |  | RB-Appl-EffCW-med-ElecDHW-GasCDryer-Tier2-TopAnySFm1985CZ16rNCGF
RB-Appl-EffCW-med-ElecDHW-GasCDryer-Tier2-Top | DEER2016 | D16v1 | 2015-05-16 | Any | SFm | 1996 | CZ01 | rDXGF | Each | 1 | 1100 | None | 151 | 0.0189 | 8.33 | 151 | 0.0189 | 8.33 | 151 | 0.0189 | 8.33 | 151 | 0.0189 | 8.33 |  |  | 1 |  | RB-Appl-EffCW-med-ElecDHW-GasCDryer-Tier2-TopAnySFm1996CZ01rDXGF
RB-Appl-EffCW-med-ElecDHW-GasCDryer-Tier2-Top | DEER2016 | D16v1 | 2015-05-16 | Any | SFm | 1996 | CZ01 | rDXHP | Each | 1 | 1100 | None | 140 | 0.0219 | 9.54 | 140 | 0.0219 | 9.54 | 140 | 0.0219 | 9.54 | 140 | 0.0219 | 9.54 |  |  | 1 |  | RB-Appl-EffCW-med-ElecDHW-GasCDryer-Tier2-TopAnySFm1996CZ01rDXHP
RB-Appl-EffCW-med-ElecDHW-GasCDryer-Tier2-Top | DEER2016 | D16v1 | 2015-05-16 | Any | SFm | 1996 | CZ01 | rNCEH | Each | 1 | 1100 | None | 138 | 0.0202 | 9.54 | 138 | 0.0202 | 9.54 | 138 | 0.0202 | 9.54 | 138 | 0.0202 | 9.54 |  |  | 1 |  | RB-Appl-EffCW-med-ElecDHW-GasCDryer-Tier2-TopAnySFm1996CZ01rNCEH
RB-Appl-EffCW-med-ElecDHW-GasCDryer-Tier2-Top | DEER2016 | D16v1 | 2015-05-16 | Any | SFm | 1996 | CZ01 | rNCGF | Each | 1 | 1100 | None | 150 | 0.0203 | 8.29 | 150 | 0.0203 | 8.29 | 150 | 0.0203 | 8.29 | 150 | 0.0203 | 8.29 |  |  | 1 |  | RB-Appl-EffCW-med-ElecDHW-GasCDryer-Tier2-TopAnySFm1996CZ01rNCGF
RB-Appl-EffCW-med-ElecDHW-GasCDryer-Tier2-Top | DEER2016 | D16v1 | 2015-05-16 | Any | SFm | 1996 | CZ02 | rDXGF | Each | 1 | 1100 | None | 146 | 0.0246 | 8.31 | 146 | 0.0246 | 8.31 | 146 | 0.0246 | 8.31 | 146 | 0.0246 | 8.31 |  |  | 1 |  | RB-Appl-EffCW-med-ElecDHW-GasCDryer-Tier2-TopAnySFm1996CZ02rDXGF
RB-Appl-EffCW-med-ElecDHW-GasCDryer-Tier2-Top | DEER2016 | D16v1 | 2015-05-16 | Any | SFm | 1996 | CZ02 | rDXHP | Each | 1 | 1100 | None | 135 | 0.0169 | 9.54 | 135 | 0.0169 | 9.54 | 135 | 0.0169 | 9.54 | 135 | 0.0169 | 9.54 |  |  | 1 |  | RB-Appl-EffCW-med-ElecDHW-GasCDryer-Tier2-TopAnySFm1996CZ02rDXHP
RB-Appl-EffCW-med-ElecDHW-GasCDryer-Tier2-Top | DEER2016 | D16v1 | 2015-05-16 | Any | SFm | 1996 | CZ02 | rNCEH | Each | 1 | 1100 | None | 132 | 0.0191 | 9.54 | 132 | 0.0191 | 9.54 | 132 | 0.0191 | 9.54 | 132 | 0.0191 | 9.54 |  |  | 1 |  | RB-Appl-EffCW-med-ElecDHW-GasCDryer-Tier2-TopAnySFm1996CZ02rNCEH
RB-Appl-EffCW-med-ElecDHW-GasCDryer-Tier2-Top | DEER2016 | D16v1 | 2015-05-16 | Any | SFm | 1996 | CZ02 | rNCGF | Each | 1 | 1100 | None | 142 | 0.0191 | 8.39 | 142 | 0.0191 | 8.39 | 142 | 0.0191 | 8.39 | 142 | 0.0191 | 8.39 |  |  | 1 |  | RB-Appl-EffCW-med-ElecDHW-GasCDryer-Tier2-TopAnySFm1996CZ02rNCGF
RB-Appl-EffCW-med-ElecDHW-GasCDryer-Tier2-Top | DEER2016 | D16v1 | 2015-05-16 | Any | SFm | 1996 | CZ03 | rDXGF | Each | 1 | 1100 | None | 142 | 0.0124 | 8.28 | 142 | 0.0124 | 8.28 | 142 | 0.0124 | 8.28 | 142 | 0.0124 | 8.28 |  |  | 1 |  | RB-Appl-EffCW-med-ElecDHW-GasCDryer-Tier2-TopAnySFm1996CZ03rDXGF
RB-Appl-EffCW-med-ElecDHW-GasCDryer-Tier2-Top | DEER2016 | D16v1 | 2015-05-16 | Any | SFm | 1996 | CZ03 | rDXHP | Each | 1 | 1100 | None | 132 | 0.0111 | 9.54 | 132 | 0.0111 | 9.54 | 132 | 0.0111 | 9.54 | 132 | 0.0111 | 9.54 |  |  | 1 |  | RB-Appl-EffCW-med-ElecDHW-GasCDryer-Tier2-TopAnySFm1996CZ03rDXHP
RB-Appl-EffCW-med-ElecDHW-GasCDryer-Tier2-Top | DEER2016 | D16v1 | 2015-05-16 | Any | SFm | 1996 | CZ03 | rNCEH | Each | 1 | 1100 | None | 130 | 0.0194 | 9.54 | 130 | 0.0194 | 9.54 | 130 | 0.0194 | 9.54 | 130 | 0.0194 | 9.54 |  |  | 1 |  | RB-Appl-EffCW-med-ElecDHW-GasCDryer-Tier2-TopAnySFm1996CZ03rNCEH
RB-Appl-EffCW-med-ElecDHW-GasCDryer-Tier2-Top | DEER2016 | D16v1 | 2015-05-16 | Any | SFm | 1996 | CZ03 | rNCGF | Each | 1 | 1100 | None | 142 | 0.0193 | 8.15 | 142 | 0.0193 | 8.15 | 142 | 0.0193 | 8.15 | 142 | 0.0193 | 8.15 |  |  | 1 |  | RB-Appl-EffCW-med-ElecDHW-GasCDryer-Tier2-TopAnySFm1996CZ03rNCGF
RB-Appl-EffCW-med-ElecDHW-GasCDryer-Tier2-Top | DEER2016 | D16v1 | 2015-05-16 | Any | SFm | 1996 | CZ04 | rDXGF | Each | 1 | 1100 | None | 145 | 0.0245 | 8.6 | 145 | 0.0245 | 8.6 | 145 | 0.0245 | 8.6 | 145 | 0.0245 | 8.6 |  |  | 1 |  | RB-Appl-EffCW-med-ElecDHW-GasCDryer-Tier2-TopAnySFm1996CZ04rDXGF
RB-Appl-EffCW-med-ElecDHW-GasCDryer-Tier2-Top | DEER2016 | D16v1 | 2015-05-16 | Any | SFm | 1996 | CZ04 | rDXHP | Each | 1 | 1100 | None | 136 | 0.0235 | 9.54 | 136 | 0.0235 | 9.54 | 136 | 0.0235 | 9.54 | 136 | 0.0235 | 9.54 |  |  | 1 |  | RB-Appl-EffCW-med-ElecDHW-GasCDryer-Tier2-TopAnySFm1996CZ04rDXHP
RB-Appl-EffCW-med-ElecDHW-GasCDryer-Tier2-Top | DEER2016 | D16v1 | 2015-05-16 | Any | SFm | 1996 | CZ04 | rNCEH | Each | 1 | 1100 | None | 131 | 0.0184 | 9.54 | 131 | 0.0184 | 9.54 | 131 | 0.0184 | 9.54 | 131 | 0.0184 | 9.54 |  |  | 1 |  | RB-Appl-EffCW-med-ElecDHW-GasCDryer-Tier2-TopAnySFm1996CZ04rNCEH
RB-Appl-EffCW-med-ElecDHW-GasCDryer-Tier2-Top | DEER2016 | D16v1 | 2015-05-16 | Any | SFm | 1996 | CZ04 | rNCGF | Each | 1 | 1100 | None | 139 | 0.0184 | 8.56 | 139 | 0.0184 | 8.56 | 139 | 0.0184 | 8.56 | 139 | 0.0184 | 8.56 |  |  | 1 |  | RB-Appl-EffCW-med-ElecDHW-GasCDryer-Tier2-TopAnySFm1996CZ04rNCGF
RB-Appl-EffCW-med-ElecDHW-GasCDryer-Tier2-Top | DEER2016 | D16v1 | 2015-05-16 | Any | SFm | 1996 | CZ05 | rDXGF | Each | 1 | 1100 | None | 145 | 0.0204 | 7.66 | 145 | 0.0204 | 7.66 | 145 | 0.0204 | 7.66 | 145 | 0.0204 | 7.66 |  |  | 1 |  | RB-Appl-EffCW-med-ElecDHW-GasCDryer-Tier2-TopAnySFm1996CZ05rDXGF
RB-Appl-EffCW-med-ElecDHW-GasCDryer-Tier2-Top | DEER2016 | D16v1 | 2015-05-16 | Any | SFm | 1996 | CZ05 | rDXHP | Each | 1 | 1100 | None | 134 | 0.0243 | 9.54 | 134 | 0.0243 | 9.54 | 134 | 0.0243 | 9.54 | 134 | 0.0243 | 9.54 |  |  | 1 |  | RB-Appl-EffCW-med-ElecDHW-GasCDryer-Tier2-TopAnySFm1996CZ05rDXHP
RB-Appl-EffCW-med-ElecDHW-GasCDryer-Tier2-Top | DEER2016 | D16v1 | 2015-05-16 | Any | SFm | 1996 | CZ05 | rNCEH | Each | 1 | 1100 | None | 129 | 0.0195 | 9.54 | 129 | 0.0195 | 9.54 | 129 | 0.0195 | 9.54 | 129 | 0.0195 | 9.54 |  |  | 1 |  | RB-Appl-EffCW-med-ElecDHW-GasCDryer-Tier2-TopAnySFm1996CZ05rNCEH
RB-Appl-EffCW-med-ElecDHW-GasCDryer-Tier2-Top | DEER2016 | D16v1 | 2015-05-16 | Any | SFm | 1996 | CZ05 | rNCGF | Each | 1 | 1100 | None | 144 | 0.0195 | 7.66 | 144 | 0.0195 | 7.66 | 144 | 0.0195 | 7.66 | 144 | 0.0195 | 7.66 |  |  | 1 |  | RB-Appl-EffCW-med-ElecDHW-GasCDryer-Tier2-TopAnySFm1996CZ05rNCGF
RB-Appl-EffCW-med-ElecDHW-GasCDryer-Tier2-Top | DEER2016 | D16v1 | 2015-05-16 | Any | SFm | 1996 | CZ06 | rDXGF | Each | 1 | 1150 | None | 139 | -0.00312 | 8.88 | 139 | -0.00312 | 8.88 | 139 | -0.00312 | 8.88 | 139 | -0.00312 | 8.88 |  |  | 1 |  | RB-Appl-EffCW-med-ElecDHW-GasCDryer-Tier2-TopAnySFm1996CZ06rDXGF
RB-Appl-EffCW-med-ElecDHW-GasCDryer-Tier2-Top | DEER2016 | D16v1 | 2015-05-16 | Any | SFm | 1996 | CZ06 | rDXHP | Each | 1 | 1150 | None | 133 | 0.0124 | 9.54 | 133 | 0.0124 | 9.54 | 133 | 0.0124 | 9.54 | 133 | 0.0124 | 9.54 |  |  | 1 |  | RB-Appl-EffCW-med-ElecDHW-GasCDryer-Tier2-TopAnySFm1996CZ06rDXHP
RB-Appl-EffCW-med-ElecDHW-GasCDryer-Tier2-Top | DEER2016 | D16v1 | 2015-05-16 | Any | SFm | 1996 | CZ06 | rNCEH | Each | 1 | 1150 | None | 130 | 0.0182 | 9.54 | 130 | 0.0182 | 9.54 | 130 | 0.0182 | 9.54 | 130 | 0.0182 | 9.54 |  |  | 1 |  | RB-Appl-EffCW-med-ElecDHW-GasCDryer-Tier2-TopAnySFm1996CZ06rNCEH
RB-Appl-EffCW-med-ElecDHW-GasCDryer-Tier2-Top | DEER2016 | D16v1 | 2015-05-16 | Any | SFm | 1996 | CZ06 | rNCGF | Each | 1 | 1150 | None | 137 | 0.0179 | 8.75 | 137 | 0.0179 | 8.75 | 137 | 0.0179 | 8.75 | 137 | 0.0179 | 8.75 |  |  | 1 |  | RB-Appl-EffCW-med-ElecDHW-GasCDryer-Tier2-TopAnySFm1996CZ06rNCGF
RB-Appl-EffCW-med-ElecDHW-GasCDryer-Tier2-Top | DEER2016 | D16v1 | 2015-05-16 | Any | SFm | 1996 | CZ07 | rDXGF | Each | 1 | 1150 | None | 139 | -0.0512 | 8.94 | 139 | -0.0512 | 8.94 | 139 | -0.0512 | 8.94 | 139 | -0.0512 | 8.94 |  |  | 1 |  | RB-Appl-EffCW-med-ElecDHW-GasCDryer-Tier2-TopAnySFm1996CZ07rDXGF
RB-Appl-EffCW-med-ElecDHW-GasCDryer-Tier2-Top | DEER2016 | D16v1 | 2015-05-16 | Any | SFm | 1996 | CZ07 | rDXHP | Each | 1 | 1150 | None | 131 | -0.121 | 9.54 | 131 | -0.121 | 9.54 | 131 | -0.121 | 9.54 | 131 | -0.121 | 9.54 |  |  | 1 |  | RB-Appl-EffCW-med-ElecDHW-GasCDryer-Tier2-TopAnySFm1996CZ07rDXHP
RB-Appl-EffCW-med-ElecDHW-GasCDryer-Tier2-Top | DEER2016 | D16v1 | 2015-05-16 | Any | SFm | 1996 | CZ07 | rNCEH | Each | 1 | 1150 | None | 130 | 0.0182 | 9.54 | 130 | 0.0182 | 9.54 | 130 | 0.0182 | 9.54 | 130 | 0.0182 | 9.54 |  |  | 1 |  | RB-Appl-EffCW-med-ElecDHW-GasCDryer-Tier2-TopAnySFm1996CZ07rNCEH
RB-Appl-EffCW-med-ElecDHW-GasCDryer-Tier2-Top | DEER2016 | D16v1 | 2015-05-16 | Any | SFm | 1996 | CZ07 | rNCGF | Each | 1 | 1150 | None | 136 | 0.0182 | 8.89 | 136 | 0.0182 | 8.89 | 136 | 0.0182 | 8.89 | 136 | 0.0182 | 8.89 |  |  | 1 |  | RB-Appl-EffCW-med-ElecDHW-GasCDryer-Tier2-TopAnySFm1996CZ07rNCGF
RB-Appl-EffCW-med-ElecDHW-GasCDryer-Tier2-Top | DEER2016 | D16v1 | 2015-05-16 | Any | SFm | 1996 | CZ08 | rDXGF | Each | 1 | 1150 | None | 145 | 0.0182 | 8.86 | 145 | 0.0182 | 8.86 | 145 | 0.0182 | 8.86 | 145 | 0.0182 | 8.86 |  |  | 1 |  | RB-Appl-EffCW-med-ElecDHW-GasCDryer-Tier2-TopAnySFm1996CZ08rDXGF
RB-Appl-EffCW-med-ElecDHW-GasCDryer-Tier2-Top | DEER2016 | D16v1 | 2015-05-16 | Any | SFm | 1996 | CZ08 | rDXHP | Each | 1 | 1150 | None | 134 | 0.0231 | 9.54 | 134 | 0.0231 | 9.54 | 134 | 0.0231 | 9.54 | 134 | 0.0231 | 9.54 |  |  | 1 |  | RB-Appl-EffCW-med-ElecDHW-GasCDryer-Tier2-TopAnySFm1996CZ08rDXHP
RB-Appl-EffCW-med-ElecDHW-GasCDryer-Tier2-Top | DEER2016 | D16v1 | 2015-05-16 | Any | SFm | 1996 | CZ08 | rNCEH | Each | 1 | 1150 | None | 128 | 0.0178 | 9.54 | 128 | 0.0178 | 9.54 | 128 | 0.0178 | 9.54 | 128 | 0.0178 | 9.54 |  |  | 1 |  | RB-Appl-EffCW-med-ElecDHW-GasCDryer-Tier2-TopAnySFm1996CZ08rNCEH
RB-Appl-EffCW-med-ElecDHW-GasCDryer-Tier2-Top | DEER2016 | D16v1 | 2015-05-16 | Any | SFm | 1996 | CZ08 | rNCGF | Each | 1 | 1150 | None | 134 | 0.0178 | 8.72 | 134 | 0.0178 | 8.72 | 134 | 0.0178 | 8.72 | 134 | 0.0178 | 8.72 |  |  | 1 |  | RB-Appl-EffCW-med-ElecDHW-GasCDryer-Tier2-TopAnySFm1996CZ08rNCGF
RB-Appl-EffCW-med-ElecDHW-GasCDryer-Tier2-Top | DEER2016 | D16v1 | 2015-05-16 | Any | SFm | 1996 | CZ09 | rDXGF | Each | 1 | 1090 | None | 141 | 0.0198 | 8.7 | 141 | 0.0198 | 8.7 | 141 | 0.0198 | 8.7 | 141 | 0.0198 | 8.7 |  |  | 1 |  | RB-Appl-EffCW-med-ElecDHW-GasCDryer-Tier2-TopAnySFm1996CZ09rDXGF
RB-Appl-EffCW-med-ElecDHW-GasCDryer-Tier2-Top | DEER2016 | D16v1 | 2015-05-16 | Any | SFm | 1996 | CZ09 | rDXHP | Each | 1 | 1090 | None | 135 | 0.0214 | 9.54 | 135 | 0.0214 | 9.54 | 135 | 0.0214 | 9.54 | 135 | 0.0214 | 9.54 |  |  | 1 |  | RB-Appl-EffCW-med-ElecDHW-GasCDryer-Tier2-TopAnySFm1996CZ09rDXHP
RB-Appl-EffCW-med-ElecDHW-GasCDryer-Tier2-Top | DEER2016 | D16v1 | 2015-05-16 | Any | SFm | 1996 | CZ09 | rNCEH | Each | 1 | 1090 | None | 127 | 0.0177 | 9.54 | 127 | 0.0177 | 9.54 | 127 | 0.0177 | 9.54 | 127 | 0.0177 | 9.54 |  |  | 1 |  | RB-Appl-EffCW-med-ElecDHW-GasCDryer-Tier2-TopAnySFm1996CZ09rNCEH
RB-Appl-EffCW-med-ElecDHW-GasCDryer-Tier2-Top | DEER2016 | D16v1 | 2015-05-16 | Any | SFm | 1996 | CZ09 | rNCGF | Each | 1 | 1090 | None | 134 | 0.0177 | 8.65 | 134 | 0.0177 | 8.65 | 134 | 0.0177 | 8.65 | 134 | 0.0177 | 8.65 |  |  | 1 |  | RB-Appl-EffCW-med-ElecDHW-GasCDryer-Tier2-TopAnySFm1996CZ09rNCGF
RB-Appl-EffCW-med-ElecDHW-GasCDryer-Tier2-Top | DEER2016 | D16v1 | 2015-05-16 | Any | SFm | 1996 | CZ10 | rDXGF | Each | 1 | 1090 | None | 142 | 0.0207 | 8.66 | 142 | 0.0207 | 8.66 | 142 | 0.0207 | 8.66 | 142 | 0.0207 | 8.66 |  |  | 1 |  | RB-Appl-EffCW-med-ElecDHW-GasCDryer-Tier2-TopAnySFm1996CZ10rDXGF
RB-Appl-EffCW-med-ElecDHW-GasCDryer-Tier2-Top | DEER2016 | D16v1 | 2015-05-16 | Any | SFm | 1996 | CZ10 | rDXHP | Each | 1 | 1090 | None | 139 | 0.022 | 9.54 | 139 | 0.022 | 9.54 | 139 | 0.022 | 9.54 | 139 | 0.022 | 9.54 |  |  | 1 |  | RB-Appl-EffCW-med-ElecDHW-GasCDryer-Tier2-TopAnySFm1996CZ10rDXHP
RB-Appl-EffCW-med-ElecDHW-GasCDryer-Tier2-Top | DEER2016 | D16v1 | 2015-05-16 | Any | SFm | 1996 | CZ10 | rNCEH | Each | 1 | 1090 | None | 126 | 0.0175 | 9.54 | 126 | 0.0175 | 9.54 | 126 | 0.0175 | 9.54 | 126 | 0.0175 | 9.54 |  |  | 1 |  | RB-Appl-EffCW-med-ElecDHW-GasCDryer-Tier2-TopAnySFm1996CZ10rNCEH
RB-Appl-EffCW-med-ElecDHW-GasCDryer-Tier2-Top | DEER2016 | D16v1 | 2015-05-16 | Any | SFm | 1996 | CZ10 | rNCGF | Each | 1 | 1090 | None | 134 | 0.0175 | 8.67 | 134 | 0.0175 | 8.67 | 134 | 0.0175 | 8.67 | 134 | 0.0175 | 8.67 |  |  | 1 |  | RB-Appl-EffCW-med-ElecDHW-GasCDryer-Tier2-TopAnySFm1996CZ10rNCGF
RB-Appl-EffCW-med-ElecDHW-GasCDryer-Tier2-Top | DEER2016 | D16v1 | 2015-05-16 | Any | SFm | 1996 | CZ11 | rDXGF | Each | 1 | 1020 | None | 148 | 0.0241 | 7.78 | 148 | 0.0241 | 7.78 | 148 | 0.0241 | 7.78 | 148 | 0.0241 | 7.78 |  |  | 1 |  | RB-Appl-EffCW-med-ElecDHW-GasCDryer-Tier2-TopAnySFm1996CZ11rDXGF
RB-Appl-EffCW-med-ElecDHW-GasCDryer-Tier2-Top | DEER2016 | D16v1 | 2015-05-16 | Any | SFm | 1996 | CZ11 | rDXHP | Each | 1 | 1020 | None | 131 | 0.0239 | 9.54 | 131 | 0.0239 | 9.54 | 131 | 0.0239 | 9.54 | 131 | 0.0239 | 9.54 |  |  | 1 |  | RB-Appl-EffCW-med-ElecDHW-GasCDryer-Tier2-TopAnySFm1996CZ11rDXHP
RB-Appl-EffCW-med-ElecDHW-GasCDryer-Tier2-Top | DEER2016 | D16v1 | 2015-05-16 | Any | SFm | 1996 | CZ11 | rNCEH | Each | 1 | 1020 | None | 117 | 0.0174 | 9.54 | 117 | 0.0174 | 9.54 | 117 | 0.0174 | 9.54 | 117 | 0.0174 | 9.54 |  |  | 1 |  | RB-Appl-EffCW-med-ElecDHW-GasCDryer-Tier2-TopAnySFm1996CZ11rNCEH
RB-Appl-EffCW-med-ElecDHW-GasCDryer-Tier2-Top | DEER2016 | D16v1 | 2015-05-16 | Any | SFm | 1996 | CZ11 | rNCGF | Each | 1 | 1020 | None | 135 | 0.0174 | 7.75 | 135 | 0.0174 | 7.75 | 135 | 0.0174 | 7.75 | 135 | 0.0174 | 7.75 |  |  | 1 |  | RB-Appl-EffCW-med-ElecDHW-GasCDryer-Tier2-TopAnySFm1996CZ11rNCGF
RB-Appl-EffCW-med-ElecDHW-GasCDryer-Tier2-Top | DEER2016 | D16v1 | 2015-05-16 | Any | SFm | 1996 | CZ12 | rDXGF | Each | 1 | 1020 | None | 146 | 0.0316 | 7.73 | 146 | 0.0316 | 7.73 | 146 | 0.0316 | 7.73 | 146 | 0.0316 | 7.73 |  |  | 1 |  | RB-Appl-EffCW-med-ElecDHW-GasCDryer-Tier2-TopAnySFm1996CZ12rDXGF
RB-Appl-EffCW-med-ElecDHW-GasCDryer-Tier2-Top | DEER2016 | D16v1 | 2015-05-16 | Any | SFm | 1996 | CZ12 | rDXHP | Each | 1 | 1020 | None | 132 | 0.0286 | 9.54 | 132 | 0.0286 | 9.54 | 132 | 0.0286 | 9.54 | 132 | 0.0286 | 9.54 |  |  | 1 |  | RB-Appl-EffCW-med-ElecDHW-GasCDryer-Tier2-TopAnySFm1996CZ12rDXHP
RB-Appl-EffCW-med-ElecDHW-GasCDryer-Tier2-Top | DEER2016 | D16v1 | 2015-05-16 | Any | SFm | 1996 | CZ12 | rNCEH | Each | 1 | 1020 | None | 119 | 0.0182 | 9.54 | 119 | 0.0182 | 9.54 | 119 | 0.0182 | 9.54 | 119 | 0.0182 | 9.54 |  |  | 1 |  | RB-Appl-EffCW-med-ElecDHW-GasCDryer-Tier2-TopAnySFm1996CZ12rNCEH
RB-Appl-EffCW-med-ElecDHW-GasCDryer-Tier2-Top | DEER2016 | D16v1 | 2015-05-16 | Any | SFm | 1996 | CZ12 | rNCGF | Each | 1 | 1020 | None | 137 | 0.0182 | 7.69 | 137 | 0.0182 | 7.69 | 137 | 0.0182 | 7.69 | 137 | 0.0182 | 7.69 |  |  | 1 |  | RB-Appl-EffCW-med-ElecDHW-GasCDryer-Tier2-TopAnySFm1996CZ12rNCGF
RB-Appl-EffCW-med-ElecDHW-GasCDryer-Tier2-Top | DEER2016 | D16v1 | 2015-05-16 | Any | SFm | 1996 | CZ13 | rDXGF | Each | 1 | 1020 | None | 146 | 0.0238 | 7.78 | 146 | 0.0238 | 7.78 | 146 | 0.0238 | 7.78 | 146 | 0.0238 | 7.78 |  |  | 1 |  | RB-Appl-EffCW-med-ElecDHW-GasCDryer-Tier2-TopAnySFm1996CZ13rDXGF
RB-Appl-EffCW-med-ElecDHW-GasCDryer-Tier2-Top | DEER2016 | D16v1 | 2015-05-16 | Any | SFm | 1996 | CZ13 | rDXHP | Each | 1 | 1020 | None | 130 | 0.0228 | 9.54 | 130 | 0.0228 | 9.54 | 130 | 0.0228 | 9.54 | 130 | 0.0228 | 9.54 |  |  | 1 |  | RB-Appl-EffCW-med-ElecDHW-GasCDryer-Tier2-TopAnySFm1996CZ13rDXHP
RB-Appl-EffCW-med-ElecDHW-GasCDryer-Tier2-Top | DEER2016 | D16v1 | 2015-05-16 | Any | SFm | 1996 | CZ13 | rNCEH | Each | 1 | 1020 | None | 115 | 0.0173 | 9.54 | 115 | 0.0173 | 9.54 | 115 | 0.0173 | 9.54 | 115 | 0.0173 | 9.54 |  |  | 1 |  | RB-Appl-EffCW-med-ElecDHW-GasCDryer-Tier2-TopAnySFm1996CZ13rNCEH
RB-Appl-EffCW-med-ElecDHW-GasCDryer-Tier2-Top | DEER2016 | D16v1 | 2015-05-16 | Any | SFm | 1996 | CZ13 | rNCGF | Each | 1 | 1020 | None | 133 | 0.0173 | 7.78 | 133 | 0.0173 | 7.78 | 133 | 0.0173 | 7.78 | 133 | 0.0173 | 7.78 |  |  | 1 |  | RB-Appl-EffCW-med-ElecDHW-GasCDryer-Tier2-TopAnySFm1996CZ13rNCGF
RB-Appl-EffCW-med-ElecDHW-GasCDryer-Tier2-Top | DEER2016 | D16v1 | 2015-05-16 | Any | SFm | 1996 | CZ14 | rDXGF | Each | 1 | 879 | None | 149 | 0.0219 | 8 | 149 | 0.0219 | 8 | 149 | 0.0219 | 8 | 149 | 0.0219 | 8 |  |  | 1 |  | RB-Appl-EffCW-med-ElecDHW-GasCDryer-Tier2-TopAnySFm1996CZ14rDXGF
RB-Appl-EffCW-med-ElecDHW-GasCDryer-Tier2-Top | DEER2016 | D16v1 | 2015-05-16 | Any | SFm | 1996 | CZ14 | rDXHP | Each | 1 | 879 | None | 137 | 0.0227 | 9.54 | 137 | 0.0227 | 9.54 | 137 | 0.0227 | 9.54 | 137 | 0.0227 | 9.54 |  |  | 1 |  | RB-Appl-EffCW-med-ElecDHW-GasCDryer-Tier2-TopAnySFm1996CZ14rDXHP
RB-Appl-EffCW-med-ElecDHW-GasCDryer-Tier2-Top | DEER2016 | D16v1 | 2015-05-16 | Any | SFm | 1996 | CZ14 | rNCEH | Each | 1 | 879 | None | 121 | 0.017 | 9.54 | 121 | 0.017 | 9.54 | 121 | 0.017 | 9.54 | 121 | 0.017 | 9.54 |  |  | 1 |  | RB-Appl-EffCW-med-ElecDHW-GasCDryer-Tier2-TopAnySFm1996CZ14rNCEH
RB-Appl-EffCW-med-ElecDHW-GasCDryer-Tier2-Top | DEER2016 | D16v1 | 2015-05-16 | Any | SFm | 1996 | CZ14 | rNCGF | Each | 1 | 879 | None | 135 | 0.017 | 7.97 | 135 | 0.017 | 7.97 | 135 | 0.017 | 7.97 | 135 | 0.017 | 7.97 |  |  | 1 |  | RB-Appl-EffCW-med-ElecDHW-GasCDryer-Tier2-TopAnySFm1996CZ14rNCGF
RB-Appl-EffCW-med-ElecDHW-GasCDryer-Tier2-Top | DEER2016 | D16v1 | 2015-05-16 | Any | SFm | 1996 | CZ15 | rDXGF | Each | 1 | 879 | None | 139 | 0.0189 | 8.49 | 139 | 0.0189 | 8.49 | 139 | 0.0189 | 8.49 | 139 | 0.0189 | 8.49 |  |  | 1 |  | RB-Appl-EffCW-med-ElecDHW-GasCDryer-Tier2-TopAnySFm1996CZ15rDXGF
RB-Appl-EffCW-med-ElecDHW-GasCDryer-Tier2-Top | DEER2016 | D16v1 | 2015-05-16 | Any | SFm | 1996 | CZ15 | rDXHP | Each | 1 | 879 | None | 129 | 0.0187 | 9.54 | 129 | 0.0187 | 9.54 | 129 | 0.0187 | 9.54 | 129 | 0.0187 | 9.54 |  |  | 1 |  | RB-Appl-EffCW-med-ElecDHW-GasCDryer-Tier2-TopAnySFm1996CZ15rDXHP
RB-Appl-EffCW-med-ElecDHW-GasCDryer-Tier2-Top | DEER2016 | D16v1 | 2015-05-16 | Any | SFm | 1996 | CZ15 | rNCEH | Each | 1 | 879 | None | 110 | 0.0148 | 9.54 | 110 | 0.0148 | 9.54 | 110 | 0.0148 | 9.54 | 110 | 0.0148 | 9.54 |  |  | 1 |  | RB-Appl-EffCW-med-ElecDHW-GasCDryer-Tier2-TopAnySFm1996CZ15rNCEH
RB-Appl-EffCW-med-ElecDHW-GasCDryer-Tier2-Top | DEER2016 | D16v1 | 2015-05-16 | Any | SFm | 1996 | CZ15 | rNCGF | Each | 1 | 879 | None | 119 | 0.0148 | 8.49 | 119 | 0.0148 | 8.49 | 119 | 0.0148 | 8.49 | 119 | 0.0148 | 8.49 |  |  | 1 |  | RB-Appl-EffCW-med-ElecDHW-GasCDryer-Tier2-TopAnySFm1996CZ15rNCGF
RB-Appl-EffCW-med-ElecDHW-GasCDryer-Tier2-Top | DEER2016 | D16v1 | 2015-05-16 | Any | SFm | 1996 | CZ16 | rDXGF | Each | 1 | 1100 | None | 157 | 0.0232 | 8.49 | 157 | 0.0232 | 8.49 | 157 | 0.0232 | 8.49 | 157 | 0.0232 | 8.49 |  |  | 1 |  | RB-Appl-EffCW-med-ElecDHW-GasCDryer-Tier2-TopAnySFm1996CZ16rDXGF
RB-Appl-EffCW-med-ElecDHW-GasCDryer-Tier2-Top | DEER2016 | D16v1 | 2015-05-16 | Any | SFm | 1996 | CZ16 | rDXHP | Each | 1 | 1100 | None | 139 | 0.0353 | 9.54 | 139 | 0.0353 | 9.54 | 139 | 0.0353 | 9.54 | 139 | 0.0353 | 9.54 |  |  | 1 |  | RB-Appl-EffCW-med-ElecDHW-GasCDryer-Tier2-TopAnySFm1996CZ16rDXHP
RB-Appl-EffCW-med-ElecDHW-GasCDryer-Tier2-Top | DEER2016 | D16v1 | 2015-05-16 | Any | SFm | 1996 | CZ16 | rNCEH | Each | 1 | 1100 | None | 140 | 0.0196 | 9.54 | 140 | 0.0196 | 9.54 | 140 | 0.0196 | 9.54 | 140 | 0.0196 | 9.54 |  |  | 1 |  | RB-Appl-EffCW-med-ElecDHW-GasCDryer-Tier2-TopAnySFm1996CZ16rNCEH
RB-Appl-EffCW-med-ElecDHW-GasCDryer-Tier2-Top | DEER2016 | D16v1 | 2015-05-16 | Any | SFm | 1996 | CZ16 | rNCGF | Each | 1 | 1100 | None | 149 | 0.0196 | 8.48 | 149 | 0.0196 | 8.48 | 149 | 0.0196 | 8.48 | 149 | 0.0196 | 8.48 |  |  | 1 |  | RB-Appl-EffCW-med-ElecDHW-GasCDryer-Tier2-TopAnySFm1996CZ16rNCGF
RB-Appl-EffCW-med-ElecDHW-GasCDryer-Tier2-Top | DEER2016 | D16v1 | 2015-05-16 | Any | SFm | 2003 | CZ01 | rDXGF | Each | 1 | 1150 | None | 150 | 0.0235 | 7.49 | 150 | 0.0235 | 7.49 | 150 | 0.0235 | 7.49 | 150 | 0.0235 | 7.49 |  |  | 1 |  | RB-Appl-EffCW-med-ElecDHW-GasCDryer-Tier2-TopAnySFm2003CZ01rDXGF
RB-Appl-EffCW-med-ElecDHW-GasCDryer-Tier2-Top | DEER2016 | D16v1 | 2015-05-16 | Any | SFm | 2003 | CZ01 | rDXHP | Each | 1 | 1150 | None | 133 | 0.0219 | 9.54 | 133 | 0.0219 | 9.54 | 133 | 0.0219 | 9.54 | 133 | 0.0219 | 9.54 |  |  | 1 |  | RB-Appl-EffCW-med-ElecDHW-GasCDryer-Tier2-TopAnySFm2003CZ01rDXHP
RB-Appl-EffCW-med-ElecDHW-GasCDryer-Tier2-Top | DEER2016 | D16v1 | 2015-05-16 | Any | SFm | 2003 | CZ01 | rNCEH | Each | 1 | 1150 | None | 130 | 0.0203 | 9.54 | 130 | 0.0203 | 9.54 | 130 | 0.0203 | 9.54 | 130 | 0.0203 | 9.54 |  |  | 1 |  | RB-Appl-EffCW-med-ElecDHW-GasCDryer-Tier2-TopAnySFm2003CZ01rNCEH
RB-Appl-EffCW-med-ElecDHW-GasCDryer-Tier2-Top | DEER2016 | D16v1 | 2015-05-16 | Any | SFm | 2003 | CZ01 | rNCGF | Each | 1 | 1150 | None | 150 | 0.0203 | 7.49 | 150 | 0.0203 | 7.49 | 150 | 0.0203 | 7.49 | 150 | 0.0203 | 7.49 |  |  | 1 |  | RB-Appl-EffCW-med-ElecDHW-GasCDryer-Tier2-TopAnySFm2003CZ01rNCGF
RB-Appl-EffCW-med-ElecDHW-GasCDryer-Tier2-Top | DEER2016 | D16v1 | 2015-05-16 | Any | SFm | 2003 | CZ02 | rDXGF | Each | 1 | 974 | None | 145 | 0.0263 | 7.62 | 145 | 0.0263 | 7.62 | 145 | 0.0263 | 7.62 | 145 | 0.0263 | 7.62 |  |  | 1 |  | RB-Appl-EffCW-med-ElecDHW-GasCDryer-Tier2-TopAnySFm2003CZ02rDXGF
RB-Appl-EffCW-med-ElecDHW-GasCDryer-Tier2-Top | DEER2016 | D16v1 | 2015-05-16 | Any | SFm | 2003 | CZ02 | rDXHP | Each | 1 | 974 | None | 130 | 0.0255 | 9.54 | 130 | 0.0255 | 9.54 | 130 | 0.0255 | 9.54 | 130 | 0.0255 | 9.54 |  |  | 1 |  | RB-Appl-EffCW-med-ElecDHW-GasCDryer-Tier2-TopAnySFm2003CZ02rDXHP
RB-Appl-EffCW-med-ElecDHW-GasCDryer-Tier2-Top | DEER2016 | D16v1 | 2015-05-16 | Any | SFm | 2003 | CZ02 | rNCEH | Each | 1 | 974 | None | 122 | 0.0192 | 9.54 | 122 | 0.0192 | 9.54 | 122 | 0.0192 | 9.54 | 122 | 0.0192 | 9.54 |  |  | 1 |  | RB-Appl-EffCW-med-ElecDHW-GasCDryer-Tier2-TopAnySFm2003CZ02rNCEH
RB-Appl-EffCW-med-ElecDHW-GasCDryer-Tier2-Top | DEER2016 | D16v1 | 2015-05-16 | Any | SFm | 2003 | CZ02 | rNCGF | Each | 1 | 974 | None | 142 | 0.0191 | 7.53 | 142 | 0.0191 | 7.53 | 142 | 0.0191 | 7.53 | 142 | 0.0191 | 7.53 |  |  | 1 |  | RB-Appl-EffCW-med-ElecDHW-GasCDryer-Tier2-TopAnySFm2003CZ02rNCGF
RB-Appl-EffCW-med-ElecDHW-GasCDryer-Tier2-Top | DEER2016 | D16v1 | 2015-05-16 | Any | SFm | 2003 | CZ03 | rDXGF | Each | 1 | 1150 | None | 144 | 0.0256 | 7.31 | 144 | 0.0256 | 7.31 | 144 | 0.0256 | 7.31 | 144 | 0.0256 | 7.31 |  |  | 1 |  | RB-Appl-EffCW-med-ElecDHW-GasCDryer-Tier2-TopAnySFm2003CZ03rDXGF
RB-Appl-EffCW-med-ElecDHW-GasCDryer-Tier2-Top | DEER2016 | D16v1 | 2015-05-16 | Any | SFm | 2003 | CZ03 | rDXHP | Each | 1 | 1150 | None | 128 | 0.0278 | 9.54 | 128 | 0.0278 | 9.54 | 128 | 0.0278 | 9.54 | 128 | 0.0278 | 9.54 |  |  | 1 |  | RB-Appl-EffCW-med-ElecDHW-GasCDryer-Tier2-TopAnySFm2003CZ03rDXHP
RB-Appl-EffCW-med-ElecDHW-GasCDryer-Tier2-Top | DEER2016 | D16v1 | 2015-05-16 | Any | SFm | 2003 | CZ03 | rNCEH | Each | 1 | 1150 | None | 122 | 0.0194 | 9.54 | 122 | 0.0194 | 9.54 | 122 | 0.0194 | 9.54 | 122 | 0.0194 | 9.54 |  |  | 1 |  | RB-Appl-EffCW-med-ElecDHW-GasCDryer-Tier2-TopAnySFm2003CZ03rNCEH
RB-Appl-EffCW-med-ElecDHW-GasCDryer-Tier2-Top | DEER2016 | D16v1 | 2015-05-16 | Any | SFm | 2003 | CZ03 | rNCGF | Each | 1 | 1150 | None | 142 | 0.0194 | 7.34 | 142 | 0.0194 | 7.34 | 142 | 0.0194 | 7.34 | 142 | 0.0194 | 7.34 |  |  | 1 |  | RB-Appl-EffCW-med-ElecDHW-GasCDryer-Tier2-TopAnySFm2003CZ03rNCGF
RB-Appl-EffCW-med-ElecDHW-GasCDryer-Tier2-Top | DEER2016 | D16v1 | 2015-05-16 | Any | SFm | 2003 | CZ04 | rDXGF | Each | 1 | 1150 | None | 148 | 0.0227 | 7.81 | 148 | 0.0227 | 7.81 | 148 | 0.0227 | 7.81 | 148 | 0.0227 | 7.81 |  |  | 1 |  | RB-Appl-EffCW-med-ElecDHW-GasCDryer-Tier2-TopAnySFm2003CZ04rDXGF
RB-Appl-EffCW-med-ElecDHW-GasCDryer-Tier2-Top | DEER2016 | D16v1 | 2015-05-16 | Any | SFm | 2003 | CZ04 | rDXHP | Each | 1 | 1150 | None | 131 | 0.0262 | 9.54 | 131 | 0.0262 | 9.54 | 131 | 0.0262 | 9.54 | 131 | 0.0262 | 9.54 |  |  | 1 |  | RB-Appl-EffCW-med-ElecDHW-GasCDryer-Tier2-TopAnySFm2003CZ04rDXHP
RB-Appl-EffCW-med-ElecDHW-GasCDryer-Tier2-Top | DEER2016 | D16v1 | 2015-05-16 | Any | SFm | 2003 | CZ04 | rNCEH | Each | 1 | 1150 | None | 123 | 0.0184 | 9.54 | 123 | 0.0184 | 9.54 | 123 | 0.0184 | 9.54 | 123 | 0.0184 | 9.54 |  |  | 1 |  | RB-Appl-EffCW-med-ElecDHW-GasCDryer-Tier2-TopAnySFm2003CZ04rNCEH
RB-Appl-EffCW-med-ElecDHW-GasCDryer-Tier2-Top | DEER2016 | D16v1 | 2015-05-16 | Any | SFm | 2003 | CZ04 | rNCGF | Each | 1 | 1150 | None | 139 | 0.0184 | 7.75 | 139 | 0.0184 | 7.75 | 139 | 0.0184 | 7.75 | 139 | 0.0184 | 7.75 |  |  | 1 |  | RB-Appl-EffCW-med-ElecDHW-GasCDryer-Tier2-TopAnySFm2003CZ04rNCGF
RB-Appl-EffCW-med-ElecDHW-GasCDryer-Tier2-Top | DEER2016 | D16v1 | 2015-05-16 | Any | SFm | 2003 | CZ05 | rDXGF | Each | 1 | 1150 | None | 145 | -0.0042 | 6.56 | 145 | -0.0042 | 6.56 | 145 | -0.0042 | 6.56 | 145 | -0.0042 | 6.56 |  |  | 1 |  | RB-Appl-EffCW-med-ElecDHW-GasCDryer-Tier2-TopAnySFm2003CZ05rDXGF
RB-Appl-EffCW-med-ElecDHW-GasCDryer-Tier2-Top | DEER2016 | D16v1 | 2015-05-16 | Any | SFm | 2003 | CZ05 | rDXHP | Each | 1 | 1150 | None | 124 | 0.0274 | 9.54 | 124 | 0.0274 | 9.54 | 124 | 0.0274 | 9.54 | 124 | 0.0274 | 9.54 |  |  | 1 |  | RB-Appl-EffCW-med-ElecDHW-GasCDryer-Tier2-TopAnySFm2003CZ05rDXHP
RB-Appl-EffCW-med-ElecDHW-GasCDryer-Tier2-Top | DEER2016 | D16v1 | 2015-05-16 | Any | SFm | 2003 | CZ05 | rNCEH | Each | 1 | 1150 | None | 118 | 0.0195 | 9.54 | 118 | 0.0195 | 9.54 | 118 | 0.0195 | 9.54 | 118 | 0.0195 | 9.54 |  |  | 1 |  | RB-Appl-EffCW-med-ElecDHW-GasCDryer-Tier2-TopAnySFm2003CZ05rNCEH
RB-Appl-EffCW-med-ElecDHW-GasCDryer-Tier2-Top | DEER2016 | D16v1 | 2015-05-16 | Any | SFm | 2003 | CZ05 | rNCGF | Each | 1 | 1150 | None | 143 | 0.0194 | 6.44 | 143 | 0.0194 | 6.44 | 143 | 0.0194 | 6.44 | 143 | 0.0194 | 6.44 |  |  | 1 |  | RB-Appl-EffCW-med-ElecDHW-GasCDryer-Tier2-TopAnySFm2003CZ05rNCGF
RB-Appl-EffCW-med-ElecDHW-GasCDryer-Tier2-Top | DEER2016 | D16v1 | 2015-05-16 | Any | SFm | 2003 | CZ06 | rDXGF | Each | 1 | 1200 | None | 145 | 0.0211 | 8.19 | 145 | 0.0211 | 8.19 | 145 | 0.0211 | 8.19 | 145 | 0.0211 | 8.19 |  |  | 1 |  | RB-Appl-EffCW-med-ElecDHW-GasCDryer-Tier2-TopAnySFm2003CZ06rDXGF
RB-Appl-EffCW-med-ElecDHW-GasCDryer-Tier2-Top | DEER2016 | D16v1 | 2015-05-16 | Any | SFm | 2003 | CZ06 | rDXHP | Each | 1 | 1200 | None | 133 | 0.0366 | 9.54 | 133 | 0.0366 | 9.54 | 133 | 0.0366 | 9.54 | 133 | 0.0366 | 9.54 |  |  | 1 |  | RB-Appl-EffCW-med-ElecDHW-GasCDryer-Tier2-TopAnySFm2003CZ06rDXHP
RB-Appl-EffCW-med-ElecDHW-GasCDryer-Tier2-Top | DEER2016 | D16v1 | 2015-05-16 | Any | SFm | 2003 | CZ06 | rNCEH | Each | 1 | 1200 | None | 124 | 0.0182 | 9.54 | 124 | 0.0182 | 9.54 | 124 | 0.0182 | 9.54 | 124 | 0.0182 | 9.54 |  |  | 1 |  | RB-Appl-EffCW-med-ElecDHW-GasCDryer-Tier2-TopAnySFm2003CZ06rNCEH
RB-Appl-EffCW-med-ElecDHW-GasCDryer-Tier2-Top | DEER2016 | D16v1 | 2015-05-16 | Any | SFm | 2003 | CZ06 | rNCGF | Each | 1 | 1200 | None | 136 | 0.0181 | 8.06 | 136 | 0.0181 | 8.06 | 136 | 0.0181 | 8.06 | 136 | 0.0181 | 8.06 |  |  | 1 |  | RB-Appl-EffCW-med-ElecDHW-GasCDryer-Tier2-TopAnySFm2003CZ06rNCGF
RB-Appl-EffCW-med-ElecDHW-GasCDryer-Tier2-Top | DEER2016 | D16v1 | 2015-05-16 | Any | SFm | 2003 | CZ07 | rDXGF | Each | 1 | 1200 | None | 154 | 0.0255 | 8.14 | 154 | 0.0255 | 8.14 | 154 | 0.0255 | 8.14 | 154 | 0.0255 | 8.14 |  |  | 1 |  | RB-Appl-EffCW-med-ElecDHW-GasCDryer-Tier2-TopAnySFm2003CZ07rDXGF
RB-Appl-EffCW-med-ElecDHW-GasCDryer-Tier2-Top | DEER2016 | D16v1 | 2015-05-16 | Any | SFm | 2003 | CZ07 | rDXHP | Each | 1 | 1200 | None | 138 | 0.0955 | 9.54 | 138 | 0.0955 | 9.54 | 138 | 0.0955 | 9.54 | 138 | 0.0955 | 9.54 |  |  | 1 |  | RB-Appl-EffCW-med-ElecDHW-GasCDryer-Tier2-TopAnySFm2003CZ07rDXHP
RB-Appl-EffCW-med-ElecDHW-GasCDryer-Tier2-Top | DEER2016 | D16v1 | 2015-05-16 | Any | SFm | 2003 | CZ07 | rNCEH | Each | 1 | 1200 | None | 121 | 0.0182 | 9.54 | 121 | 0.0182 | 9.54 | 121 | 0.0182 | 9.54 | 121 | 0.0182 | 9.54 |  |  | 1 |  | RB-Appl-EffCW-med-ElecDHW-GasCDryer-Tier2-TopAnySFm2003CZ07rNCEH
RB-Appl-EffCW-med-ElecDHW-GasCDryer-Tier2-Top | DEER2016 | D16v1 | 2015-05-16 | Any | SFm | 2003 | CZ07 | rNCGF | Each | 1 | 1200 | None | 135 | 0.0181 | 8.02 | 135 | 0.0181 | 8.02 | 135 | 0.0181 | 8.02 | 135 | 0.0181 | 8.02 |  |  | 1 |  | RB-Appl-EffCW-med-ElecDHW-GasCDryer-Tier2-TopAnySFm2003CZ07rNCGF
RB-Appl-EffCW-med-ElecDHW-GasCDryer-Tier2-Top | DEER2016 | D16v1 | 2015-05-16 | Any | SFm | 2003 | CZ08 | rDXGF | Each | 1 | 1200 | None | 148 | 0.0213 | 8.03 | 148 | 0.0213 | 8.03 | 148 | 0.0213 | 8.03 | 148 | 0.0213 | 8.03 |  |  | 1 |  | RB-Appl-EffCW-med-ElecDHW-GasCDryer-Tier2-TopAnySFm2003CZ08rDXGF
RB-Appl-EffCW-med-ElecDHW-GasCDryer-Tier2-Top | DEER2016 | D16v1 | 2015-05-16 | Any | SFm | 2003 | CZ08 | rDXHP | Each | 1 | 1200 | None | 137 | 0.0247 | 9.54 | 137 | 0.0247 | 9.54 | 137 | 0.0247 | 9.54 | 137 | 0.0247 | 9.54 |  |  | 1 |  | RB-Appl-EffCW-med-ElecDHW-GasCDryer-Tier2-TopAnySFm2003CZ08rDXHP
RB-Appl-EffCW-med-ElecDHW-GasCDryer-Tier2-Top | DEER2016 | D16v1 | 2015-05-16 | Any | SFm | 2003 | CZ08 | rNCEH | Each | 1 | 1200 | None | 119 | 0.0178 | 9.54 | 119 | 0.0178 | 9.54 | 119 | 0.0178 | 9.54 | 119 | 0.0178 | 9.54 |  |  | 1 |  | RB-Appl-EffCW-med-ElecDHW-GasCDryer-Tier2-TopAnySFm2003CZ08rNCEH
RB-Appl-EffCW-med-ElecDHW-GasCDryer-Tier2-Top | DEER2016 | D16v1 | 2015-05-16 | Any | SFm | 2003 | CZ08 | rNCGF | Each | 1 | 1200 | None | 134 | 0.018 | 7.95 | 134 | 0.018 | 7.95 | 134 | 0.018 | 7.95 | 134 | 0.018 | 7.95 |  |  | 1 |  | RB-Appl-EffCW-med-ElecDHW-GasCDryer-Tier2-TopAnySFm2003CZ08rNCGF
RB-Appl-EffCW-med-ElecDHW-GasCDryer-Tier2-Top | DEER2016 | D16v1 | 2015-05-16 | Any | SFm | 2003 | CZ09 | rDXGF | Each | 1 | 1210 | None | 149 | 0.0208 | 7.88 | 149 | 0.0208 | 7.88 | 149 | 0.0208 | 7.88 | 149 | 0.0208 | 7.88 |  |  | 1 |  | RB-Appl-EffCW-med-ElecDHW-GasCDryer-Tier2-TopAnySFm2003CZ09rDXGF
RB-Appl-EffCW-med-ElecDHW-GasCDryer-Tier2-Top | DEER2016 | D16v1 | 2015-05-16 | Any | SFm | 2003 | CZ09 | rDXHP | Each | 1 | 1210 | None | 138 | 0.0216 | 9.54 | 138 | 0.0216 | 9.54 | 138 | 0.0216 | 9.54 | 138 | 0.0216 | 9.54 |  |  | 1 |  | RB-Appl-EffCW-med-ElecDHW-GasCDryer-Tier2-TopAnySFm2003CZ09rDXHP
RB-Appl-EffCW-med-ElecDHW-GasCDryer-Tier2-Top | DEER2016 | D16v1 | 2015-05-16 | Any | SFm | 2003 | CZ09 | rNCEH | Each | 1 | 1210 | None | 118 | 0.0177 | 9.54 | 118 | 0.0177 | 9.54 | 118 | 0.0177 | 9.54 | 118 | 0.0177 | 9.54 |  |  | 1 |  | RB-Appl-EffCW-med-ElecDHW-GasCDryer-Tier2-TopAnySFm2003CZ09rNCEH
RB-Appl-EffCW-med-ElecDHW-GasCDryer-Tier2-Top | DEER2016 | D16v1 | 2015-05-16 | Any | SFm | 2003 | CZ09 | rNCGF | Each | 1 | 1210 | None | 134 | 0.0177 | 7.83 | 134 | 0.0177 | 7.83 | 134 | 0.0177 | 7.83 | 134 | 0.0177 | 7.83 |  |  | 1 |  | RB-Appl-EffCW-med-ElecDHW-GasCDryer-Tier2-TopAnySFm2003CZ09rNCGF
RB-Appl-EffCW-med-ElecDHW-GasCDryer-Tier2-Top | DEER2016 | D16v1 | 2015-05-16 | Any | SFm | 2003 | CZ10 | rDXGF | Each | 1 | 974 | None | 146 | 0.019 | 8.09 | 146 | 0.019 | 8.09 | 146 | 0.019 | 8.09 | 146 | 0.019 | 8.09 |  |  | 1 |  | RB-Appl-EffCW-med-ElecDHW-GasCDryer-Tier2-TopAnySFm2003CZ10rDXGF
RB-Appl-EffCW-med-ElecDHW-GasCDryer-Tier2-Top | DEER2016 | D16v1 | 2015-05-16 | Any | SFm | 2003 | CZ10 | rDXHP | Each | 1 | 974 | None | 135 | 0.0197 | 9.54 | 135 | 0.0197 | 9.54 | 135 | 0.0197 | 9.54 | 135 | 0.0197 | 9.54 |  |  | 1 |  | RB-Appl-EffCW-med-ElecDHW-GasCDryer-Tier2-TopAnySFm2003CZ10rDXHP
RB-Appl-EffCW-med-ElecDHW-GasCDryer-Tier2-Top | DEER2016 | D16v1 | 2015-05-16 | Any | SFm | 2003 | CZ10 | rNCEH | Each | 1 | 974 | None | 118 | 0.0175 | 9.54 | 118 | 0.0175 | 9.54 | 118 | 0.0175 | 9.54 | 118 | 0.0175 | 9.54 |  |  | 1 |  | RB-Appl-EffCW-med-ElecDHW-GasCDryer-Tier2-TopAnySFm2003CZ10rNCEH
RB-Appl-EffCW-med-ElecDHW-GasCDryer-Tier2-Top | DEER2016 | D16v1 | 2015-05-16 | Any | SFm | 2003 | CZ10 | rNCGF | Each | 1 | 974 | None | 133 | 0.0175 | 8.05 | 133 | 0.0175 | 8.05 | 133 | 0.0175 | 8.05 | 133 | 0.0175 | 8.05 |  |  | 1 |  | RB-Appl-EffCW-med-ElecDHW-GasCDryer-Tier2-TopAnySFm2003CZ10rNCGF
RB-Appl-EffCW-med-ElecDHW-GasCDryer-Tier2-Top | DEER2016 | D16v1 | 2015-05-16 | Any | SFm | 2003 | CZ11 | rDXGF | Each | 1 | 974 | None | 145 | 0.0223 | 7.82 | 145 | 0.0223 | 7.82 | 145 | 0.0223 | 7.82 | 145 | 0.0223 | 7.82 |  |  | 1 |  | RB-Appl-EffCW-med-ElecDHW-GasCDryer-Tier2-TopAnySFm2003CZ11rDXGF
RB-Appl-EffCW-med-ElecDHW-GasCDryer-Tier2-Top | DEER2016 | D16v1 | 2015-05-16 | Any | SFm | 2003 | CZ11 | rDXHP | Each | 1 | 974 | None | 132 | 0.0257 | 9.54 | 132 | 0.0257 | 9.54 | 132 | 0.0257 | 9.54 | 132 | 0.0257 | 9.54 |  |  | 1 |  | RB-Appl-EffCW-med-ElecDHW-GasCDryer-Tier2-TopAnySFm2003CZ11rDXHP
RB-Appl-EffCW-med-ElecDHW-GasCDryer-Tier2-Top | DEER2016 | D16v1 | 2015-05-16 | Any | SFm | 2003 | CZ11 | rNCEH | Each | 1 | 974 | None | 117 | 0.0174 | 9.54 | 117 | 0.0174 | 9.54 | 117 | 0.0174 | 9.54 | 117 | 0.0174 | 9.54 |  |  | 1 |  | RB-Appl-EffCW-med-ElecDHW-GasCDryer-Tier2-TopAnySFm2003CZ11rNCEH
RB-Appl-EffCW-med-ElecDHW-GasCDryer-Tier2-Top | DEER2016 | D16v1 | 2015-05-16 | Any | SFm | 2003 | CZ11 | rNCGF | Each | 1 | 974 | None | 135 | 0.0174 | 7.79 | 135 | 0.0174 | 7.79 | 135 | 0.0174 | 7.79 | 135 | 0.0174 | 7.79 |  |  | 1 |  | RB-Appl-EffCW-med-ElecDHW-GasCDryer-Tier2-TopAnySFm2003CZ11rNCGF
RB-Appl-EffCW-med-ElecDHW-GasCDryer-Tier2-Top | DEER2016 | D16v1 | 2015-05-16 | Any | SFm | 2003 | CZ12 | rDXGF | Each | 1 | 974 | None | 146 | 0.0299 | 7.76 | 146 | 0.0299 | 7.76 | 146 | 0.0299 | 7.76 | 146 | 0.0299 | 7.76 |  |  | 1 |  | RB-Appl-EffCW-med-ElecDHW-GasCDryer-Tier2-TopAnySFm2003CZ12rDXGF
RB-Appl-EffCW-med-ElecDHW-GasCDryer-Tier2-Top | DEER2016 | D16v1 | 2015-05-16 | Any | SFm | 2003 | CZ12 | rDXHP | Each | 1 | 974 | None | 131 | 0.0243 | 9.54 | 131 | 0.0243 | 9.54 | 131 | 0.0243 | 9.54 | 131 | 0.0243 | 9.54 |  |  | 1 |  | RB-Appl-EffCW-med-ElecDHW-GasCDryer-Tier2-TopAnySFm2003CZ12rDXHP
RB-Appl-EffCW-med-ElecDHW-GasCDryer-Tier2-Top | DEER2016 | D16v1 | 2015-05-16 | Any | SFm | 2003 | CZ12 | rNCEH | Each | 1 | 974 | None | 119 | 0.0182 | 9.54 | 119 | 0.0182 | 9.54 | 119 | 0.0182 | 9.54 | 119 | 0.0182 | 9.54 |  |  | 1 |  | RB-Appl-EffCW-med-ElecDHW-GasCDryer-Tier2-TopAnySFm2003CZ12rNCEH
RB-Appl-EffCW-med-ElecDHW-GasCDryer-Tier2-Top | DEER2016 | D16v1 | 2015-05-16 | Any | SFm | 2003 | CZ12 | rNCGF | Each | 1 | 974 | None | 137 | 0.0182 | 7.72 | 137 | 0.0182 | 7.72 | 137 | 0.0182 | 7.72 | 137 | 0.0182 | 7.72 |  |  | 1 |  | RB-Appl-EffCW-med-ElecDHW-GasCDryer-Tier2-TopAnySFm2003CZ12rNCGF
RB-Appl-EffCW-med-ElecDHW-GasCDryer-Tier2-Top | DEER2016 | D16v1 | 2015-05-16 | Any | SFm | 2003 | CZ13 | rDXGF | Each | 1 | 974 | None | 147 | 0.0242 | 7.9 | 147 | 0.0242 | 7.9 | 147 | 0.0242 | 7.9 | 147 | 0.0242 | 7.9 |  |  | 1 |  | RB-Appl-EffCW-med-ElecDHW-GasCDryer-Tier2-TopAnySFm2003CZ13rDXGF
RB-Appl-EffCW-med-ElecDHW-GasCDryer-Tier2-Top | DEER2016 | D16v1 | 2015-05-16 | Any | SFm | 2003 | CZ13 | rDXHP | Each | 1 | 974 | None | 132 | 0.0249 | 9.54 | 132 | 0.0249 | 9.54 | 132 | 0.0249 | 9.54 | 132 | 0.0249 | 9.54 |  |  | 1 |  | RB-Appl-EffCW-med-ElecDHW-GasCDryer-Tier2-TopAnySFm2003CZ13rDXHP
RB-Appl-EffCW-med-ElecDHW-GasCDryer-Tier2-Top | DEER2016 | D16v1 | 2015-05-16 | Any | SFm | 2003 | CZ13 | rNCEH | Each | 1 | 974 | None | 117 | 0.0173 | 9.54 | 117 | 0.0173 | 9.54 | 117 | 0.0173 | 9.54 | 117 | 0.0173 | 9.54 |  |  | 1 |  | RB-Appl-EffCW-med-ElecDHW-GasCDryer-Tier2-TopAnySFm2003CZ13rNCEH
RB-Appl-EffCW-med-ElecDHW-GasCDryer-Tier2-Top | DEER2016 | D16v1 | 2015-05-16 | Any | SFm | 2003 | CZ13 | rNCGF | Each | 1 | 974 | None | 133 | 0.0173 | 7.88 | 133 | 0.0173 | 7.88 | 133 | 0.0173 | 7.88 | 133 | 0.0173 | 7.88 |  |  | 1 |  | RB-Appl-EffCW-med-ElecDHW-GasCDryer-Tier2-TopAnySFm2003CZ13rNCGF
RB-Appl-EffCW-med-ElecDHW-GasCDryer-Tier2-Top | DEER2016 | D16v1 | 2015-05-16 | Any | SFm | 2003 | CZ14 | rDXGF | Each | 1 | 1080 | None | 148 | 0.0177 | 8.06 | 148 | 0.0177 | 8.06 | 148 | 0.0177 | 8.06 | 148 | 0.0177 | 8.06 |  |  | 1 |  | RB-Appl-EffCW-med-ElecDHW-GasCDryer-Tier2-TopAnySFm2003CZ14rDXGF
RB-Appl-EffCW-med-ElecDHW-GasCDryer-Tier2-Top | DEER2016 | D16v1 | 2015-05-16 | Any | SFm | 2003 | CZ14 | rDXHP | Each | 1 | 1080 | None | 138 | 0.0181 | 9.54 | 138 | 0.0181 | 9.54 | 138 | 0.0181 | 9.54 | 138 | 0.0181 | 9.54 |  |  | 1 |  | RB-Appl-EffCW-med-ElecDHW-GasCDryer-Tier2-TopAnySFm2003CZ14rDXHP
RB-Appl-EffCW-med-ElecDHW-GasCDryer-Tier2-Top | DEER2016 | D16v1 | 2015-05-16 | Any | SFm | 2003 | CZ14 | rNCEH | Each | 1 | 1080 | None | 121 | 0.017 | 9.54 | 121 | 0.017 | 9.54 | 121 | 0.017 | 9.54 | 121 | 0.017 | 9.54 |  |  | 1 |  | RB-Appl-EffCW-med-ElecDHW-GasCDryer-Tier2-TopAnySFm2003CZ14rNCEH
RB-Appl-EffCW-med-ElecDHW-GasCDryer-Tier2-Top | DEER2016 | D16v1 | 2015-05-16 | Any | SFm | 2003 | CZ14 | rNCGF | Each | 1 | 1080 | None | 135 | 0.017 | 8.04 | 135 | 0.017 | 8.04 | 135 | 0.017 | 8.04 | 135 | 0.017 | 8.04 |  |  | 1 |  | RB-Appl-EffCW-med-ElecDHW-GasCDryer-Tier2-TopAnySFm2003CZ14rNCGF
RB-Appl-EffCW-med-ElecDHW-GasCDryer-Tier2-Top | DEER2016 | D16v1 | 2015-05-16 | Any | SFm | 2003 | CZ15 | rDXGF | Each | 1 | 1080 | None | 138 | 0.0205 | 8.72 | 138 | 0.0205 | 8.72 | 138 | 0.0205 | 8.72 | 138 | 0.0205 | 8.72 |  |  | 1 |  | RB-Appl-EffCW-med-ElecDHW-GasCDryer-Tier2-TopAnySFm2003CZ15rDXGF
RB-Appl-EffCW-med-ElecDHW-GasCDryer-Tier2-Top | DEER2016 | D16v1 | 2015-05-16 | Any | SFm | 2003 | CZ15 | rDXHP | Each | 1 | 1080 | None | 128 | 0.0171 | 9.54 | 128 | 0.0171 | 9.54 | 128 | 0.0171 | 9.54 | 128 | 0.0171 | 9.54 |  |  | 1 |  | RB-Appl-EffCW-med-ElecDHW-GasCDryer-Tier2-TopAnySFm2003CZ15rDXHP
RB-Appl-EffCW-med-ElecDHW-GasCDryer-Tier2-Top | DEER2016 | D16v1 | 2015-05-16 | Any | SFm | 2003 | CZ15 | rNCEH | Each | 1 | 1080 | None | 112 | 0.0148 | 9.54 | 112 | 0.0148 | 9.54 | 112 | 0.0148 | 9.54 | 112 | 0.0148 | 9.54 |  |  | 1 |  | RB-Appl-EffCW-med-ElecDHW-GasCDryer-Tier2-TopAnySFm2003CZ15rNCEH
RB-Appl-EffCW-med-ElecDHW-GasCDryer-Tier2-Top | DEER2016 | D16v1 | 2015-05-16 | Any | SFm | 2003 | CZ15 | rNCGF | Each | 1 | 1080 | None | 119 | 0.0148 | 8.73 | 119 | 0.0148 | 8.73 | 119 | 0.0148 | 8.73 | 119 | 0.0148 | 8.73 |  |  | 1 |  | RB-Appl-EffCW-med-ElecDHW-GasCDryer-Tier2-TopAnySFm2003CZ15rNCGF
RB-Appl-EffCW-med-ElecDHW-GasCDryer-Tier2-Top | DEER2016 | D16v1 | 2015-05-16 | Any | SFm | 2003 | CZ16 | rDXGF | Each | 1 | 1150 | None | 156 | 0.043 | 7.75 | 156 | 0.043 | 7.75 | 156 | 0.043 | 7.75 | 156 | 0.043 | 7.75 |  |  | 1 |  | RB-Appl-EffCW-med-ElecDHW-GasCDryer-Tier2-TopAnySFm2003CZ16rDXGF
RB-Appl-EffCW-med-ElecDHW-GasCDryer-Tier2-Top | DEER2016 | D16v1 | 2015-05-16 | Any | SFm | 2003 | CZ16 | rDXHP | Each | 1 | 1150 | None | 137 | 0.0257 | 9.54 | 137 | 0.0257 | 9.54 | 137 | 0.0257 | 9.54 | 137 | 0.0257 | 9.54 |  |  | 1 |  | RB-Appl-EffCW-med-ElecDHW-GasCDryer-Tier2-TopAnySFm2003CZ16rDXHP
RB-Appl-EffCW-med-ElecDHW-GasCDryer-Tier2-Top | DEER2016 | D16v1 | 2015-05-16 | Any | SFm | 2003 | CZ16 | rNCEH | Each | 1 | 1150 | None | 132 | 0.0196 | 9.54 | 132 | 0.0196 | 9.54 | 132 | 0.0196 | 9.54 | 132 | 0.0196 | 9.54 |  |  | 1 |  | RB-Appl-EffCW-med-ElecDHW-GasCDryer-Tier2-TopAnySFm2003CZ16rNCEH
RB-Appl-EffCW-med-ElecDHW-GasCDryer-Tier2-Top | DEER2016 | D16v1 | 2015-05-16 | Any | SFm | 2003 | CZ16 | rNCGF | Each | 1 | 1150 | None | 149 | 0.0197 | 7.76 | 149 | 0.0197 | 7.76 | 149 | 0.0197 | 7.76 | 149 | 0.0197 | 7.76 |  |  | 1 |  | RB-Appl-EffCW-med-ElecDHW-GasCDryer-Tier2-TopAnySFm2003CZ16rNCGF
RB-Appl-EffCW-med-ElecDHW-GasCDryer-Tier2-Top | DEER2016 | D16v1 | 2015-05-16 | Any | SFm | 2007 | CZ01 | rDXGF | Each | 1 | 1150 | None | 149 | 0.0148 | 7.35 | 149 | 0.0148 | 7.35 | 149 | 0.0148 | 7.35 | 149 | 0.0148 | 7.35 |  |  | 1 |  | RB-Appl-EffCW-med-ElecDHW-GasCDryer-Tier2-TopAnySFm2007CZ01rDXGF
RB-Appl-EffCW-med-ElecDHW-GasCDryer-Tier2-Top | DEER2016 | D16v1 | 2015-05-16 | Any | SFm | 2007 | CZ01 | rDXHP | Each | 1 | 1150 | None | 134 | 0.0217 | 9.54 | 134 | 0.0217 | 9.54 | 134 | 0.0217 | 9.54 | 134 | 0.0217 | 9.54 |  |  | 1 |  | RB-Appl-EffCW-med-ElecDHW-GasCDryer-Tier2-TopAnySFm2007CZ01rDXHP
RB-Appl-EffCW-med-ElecDHW-GasCDryer-Tier2-Top | DEER2016 | D16v1 | 2015-05-16 | Any | SFm | 2007 | CZ01 | rNCEH | Each | 1 | 1150 | None | 129 | 0.0203 | 9.54 | 129 | 0.0203 | 9.54 | 129 | 0.0203 | 9.54 | 129 | 0.0203 | 9.54 |  |  | 1 |  | RB-Appl-EffCW-med-ElecDHW-GasCDryer-Tier2-TopAnySFm2007CZ01rNCEH
RB-Appl-EffCW-med-ElecDHW-GasCDryer-Tier2-Top | DEER2016 | D16v1 | 2015-05-16 | Any | SFm | 2007 | CZ01 | rNCGF | Each | 1 | 1150 | None | 150 | 0.0202 | 7.34 | 150 | 0.0202 | 7.34 | 150 | 0.0202 | 7.34 | 150 | 0.0202 | 7.34 |  |  | 1 |  | RB-Appl-EffCW-med-ElecDHW-GasCDryer-Tier2-TopAnySFm2007CZ01rNCGF
RB-Appl-EffCW-med-ElecDHW-GasCDryer-Tier2-Top | DEER2016 | D16v1 | 2015-05-16 | Any | SFm | 2007 | CZ02 | rDXGF | Each | 1 | 974 | None | 146 | 0.0231 | 7.22 | 146 | 0.0231 | 7.22 | 146 | 0.0231 | 7.22 | 146 | 0.0231 | 7.22 |  |  | 1 |  | RB-Appl-EffCW-med-ElecDHW-GasCDryer-Tier2-TopAnySFm2007CZ02rDXGF
RB-Appl-EffCW-med-ElecDHW-GasCDryer-Tier2-Top | DEER2016 | D16v1 | 2015-05-16 | Any | SFm | 2007 | CZ02 | rDXHP | Each | 1 | 974 | None | 129 | 0.0254 | 9.54 | 129 | 0.0254 | 9.54 | 129 | 0.0254 | 9.54 | 129 | 0.0254 | 9.54 |  |  | 1 |  | RB-Appl-EffCW-med-ElecDHW-GasCDryer-Tier2-TopAnySFm2007CZ02rDXHP
RB-Appl-EffCW-med-ElecDHW-GasCDryer-Tier2-Top | DEER2016 | D16v1 | 2015-05-16 | Any | SFm | 2007 | CZ02 | rNCEH | Each | 1 | 974 | None | 118 | 0.0192 | 9.54 | 118 | 0.0192 | 9.54 | 118 | 0.0192 | 9.54 | 118 | 0.0192 | 9.54 |  |  | 1 |  | RB-Appl-EffCW-med-ElecDHW-GasCDryer-Tier2-TopAnySFm2007CZ02rNCEH
RB-Appl-EffCW-med-ElecDHW-GasCDryer-Tier2-Top | DEER2016 | D16v1 | 2015-05-16 | Any | SFm | 2007 | CZ02 | rNCGF | Each | 1 | 974 | None | 142 | 0.0192 | 7.13 | 142 | 0.0192 | 7.13 | 142 | 0.0192 | 7.13 | 142 | 0.0192 | 7.13 |  |  | 1 |  | RB-Appl-EffCW-med-ElecDHW-GasCDryer-Tier2-TopAnySFm2007CZ02rNCGF
RB-Appl-EffCW-med-ElecDHW-GasCDryer-Tier2-Top | DEER2016 | D16v1 | 2015-05-16 | Any | SFm | 2007 | CZ03 | rDXGF | Each | 1 | 1150 | None | 142 | 0.0262 | 7.02 | 142 | 0.0262 | 7.02 | 142 | 0.0262 | 7.02 | 142 | 0.0262 | 7.02 |  |  | 1 |  | RB-Appl-EffCW-med-ElecDHW-GasCDryer-Tier2-TopAnySFm2007CZ03rDXGF
RB-Appl-EffCW-med-ElecDHW-GasCDryer-Tier2-Top | DEER2016 | D16v1 | 2015-05-16 | Any | SFm | 2007 | CZ03 | rDXHP | Each | 1 | 1150 | None | 128 | 0.0347 | 9.54 | 128 | 0.0347 | 9.54 | 128 | 0.0347 | 9.54 | 128 | 0.0347 | 9.54 |  |  | 1 |  | RB-Appl-EffCW-med-ElecDHW-GasCDryer-Tier2-TopAnySFm2007CZ03rDXHP
RB-Appl-EffCW-med-ElecDHW-GasCDryer-Tier2-Top | DEER2016 | D16v1 | 2015-05-16 | Any | SFm | 2007 | CZ03 | rNCEH | Each | 1 | 1150 | None | 119 | 0.0194 | 9.54 | 119 | 0.0194 | 9.54 | 119 | 0.0194 | 9.54 | 119 | 0.0194 | 9.54 |  |  | 1 |  | RB-Appl-EffCW-med-ElecDHW-GasCDryer-Tier2-TopAnySFm2007CZ03rNCEH
RB-Appl-EffCW-med-ElecDHW-GasCDryer-Tier2-Top | DEER2016 | D16v1 | 2015-05-16 | Any | SFm | 2007 | CZ03 | rNCGF | Each | 1 | 1150 | None | 142 | 0.0195 | 6.94 | 142 | 0.0195 | 6.94 | 142 | 0.0195 | 6.94 | 142 | 0.0195 | 6.94 |  |  | 1 |  | RB-Appl-EffCW-med-ElecDHW-GasCDryer-Tier2-TopAnySFm2007CZ03rNCGF
RB-Appl-EffCW-med-ElecDHW-GasCDryer-Tier2-Top | DEER2016 | D16v1 | 2015-05-16 | Any | SFm | 2007 | CZ04 | rDXGF | Each | 1 | 1150 | None | 145 | 0.0249 | 7.58 | 145 | 0.0249 | 7.58 | 145 | 0.0249 | 7.58 | 145 | 0.0249 | 7.58 |  |  | 1 |  | RB-Appl-EffCW-med-ElecDHW-GasCDryer-Tier2-TopAnySFm2007CZ04rDXGF
RB-Appl-EffCW-med-ElecDHW-GasCDryer-Tier2-Top | DEER2016 | D16v1 | 2015-05-16 | Any | SFm | 2007 | CZ04 | rDXHP | Each | 1 | 1150 | None | 134 | 0.0205 | 9.54 | 134 | 0.0205 | 9.54 | 134 | 0.0205 | 9.54 | 134 | 0.0205 | 9.54 |  |  | 1 |  | RB-Appl-EffCW-med-ElecDHW-GasCDryer-Tier2-TopAnySFm2007CZ04rDXHP
RB-Appl-EffCW-med-ElecDHW-GasCDryer-Tier2-Top | DEER2016 | D16v1 | 2015-05-16 | Any | SFm | 2007 | CZ04 | rNCEH | Each | 1 | 1150 | None | 120 | 0.0184 | 9.54 | 120 | 0.0184 | 9.54 | 120 | 0.0184 | 9.54 | 120 | 0.0184 | 9.54 |  |  | 1 |  | RB-Appl-EffCW-med-ElecDHW-GasCDryer-Tier2-TopAnySFm2007CZ04rNCEH
RB-Appl-EffCW-med-ElecDHW-GasCDryer-Tier2-Top | DEER2016 | D16v1 | 2015-05-16 | Any | SFm | 2007 | CZ04 | rNCGF | Each | 1 | 1150 | None | 139 | 0.0184 | 7.54 | 139 | 0.0184 | 7.54 | 139 | 0.0184 | 7.54 | 139 | 0.0184 | 7.54 |  |  | 1 |  | RB-Appl-EffCW-med-ElecDHW-GasCDryer-Tier2-TopAnySFm2007CZ04rNCGF
RB-Appl-EffCW-med-ElecDHW-GasCDryer-Tier2-Top | DEER2016 | D16v1 | 2015-05-16 | Any | SFm | 2007 | CZ05 | rDXGF | Each | 1 | 1150 | None | 144 | 0.025 | 6.87 | 144 | 0.025 | 6.87 | 144 | 0.025 | 6.87 | 144 | 0.025 | 6.87 |  |  | 1 |  | RB-Appl-EffCW-med-ElecDHW-GasCDryer-Tier2-TopAnySFm2007CZ05rDXGF
RB-Appl-EffCW-med-ElecDHW-GasCDryer-Tier2-Top | DEER2016 | D16v1 | 2015-05-16 | Any | SFm | 2007 | CZ05 | rDXHP | Each | 1 | 1150 | None | 130 | 0.0237 | 9.54 | 130 | 0.0237 | 9.54 | 130 | 0.0237 | 9.54 | 130 | 0.0237 | 9.54 |  |  | 1 |  | RB-Appl-EffCW-med-ElecDHW-GasCDryer-Tier2-TopAnySFm2007CZ05rDXHP
RB-Appl-EffCW-med-ElecDHW-GasCDryer-Tier2-Top | DEER2016 | D16v1 | 2015-05-16 | Any | SFm | 2007 | CZ05 | rNCEH | Each | 1 | 1150 | None | 120 | 0.0195 | 9.54 | 120 | 0.0195 | 9.54 | 120 | 0.0195 | 9.54 | 120 | 0.0195 | 9.54 |  |  | 1 |  | RB-Appl-EffCW-med-ElecDHW-GasCDryer-Tier2-TopAnySFm2007CZ05rNCEH
RB-Appl-EffCW-med-ElecDHW-GasCDryer-Tier2-Top | DEER2016 | D16v1 | 2015-05-16 | Any | SFm | 2007 | CZ05 | rNCGF | Each | 1 | 1150 | None | 144 | 0.0195 | 6.91 | 144 | 0.0195 | 6.91 | 144 | 0.0195 | 6.91 | 144 | 0.0195 | 6.91 |  |  | 1 |  | RB-Appl-EffCW-med-ElecDHW-GasCDryer-Tier2-TopAnySFm2007CZ05rNCGF
RB-Appl-EffCW-med-ElecDHW-GasCDryer-Tier2-Top | DEER2016 | D16v1 | 2015-05-16 | Any | SFm | 2007 | CZ06 | rDXGF | Each | 1 | 1200 | None | 145 | 0.0221 | 8.28 | 145 | 0.0221 | 8.28 | 145 | 0.0221 | 8.28 | 145 | 0.0221 | 8.28 |  |  | 1 |  | RB-Appl-EffCW-med-ElecDHW-GasCDryer-Tier2-TopAnySFm2007CZ06rDXGF
RB-Appl-EffCW-med-ElecDHW-GasCDryer-Tier2-Top | DEER2016 | D16v1 | 2015-05-16 | Any | SFm | 2007 | CZ06 | rDXHP | Each | 1 | 1200 | None | 135 | 0.00915 | 9.54 | 135 | 0.00915 | 9.54 | 135 | 0.00915 | 9.54 | 135 | 0.00915 | 9.54 |  |  | 1 |  | RB-Appl-EffCW-med-ElecDHW-GasCDryer-Tier2-TopAnySFm2007CZ06rDXHP
RB-Appl-EffCW-med-ElecDHW-GasCDryer-Tier2-Top | DEER2016 | D16v1 | 2015-05-16 | Any | SFm | 2007 | CZ06 | rNCEH | Each | 1 | 1200 | None | 125 | 0.0183 | 9.54 | 125 | 0.0183 | 9.54 | 125 | 0.0183 | 9.54 | 125 | 0.0183 | 9.54 |  |  | 1 |  | RB-Appl-EffCW-med-ElecDHW-GasCDryer-Tier2-TopAnySFm2007CZ06rNCEH
RB-Appl-EffCW-med-ElecDHW-GasCDryer-Tier2-Top | DEER2016 | D16v1 | 2015-05-16 | Any | SFm | 2007 | CZ06 | rNCGF | Each | 1 | 1200 | None | 137 | 0.0182 | 8.2 | 137 | 0.0182 | 8.2 | 137 | 0.0182 | 8.2 | 137 | 0.0182 | 8.2 |  |  | 1 |  | RB-Appl-EffCW-med-ElecDHW-GasCDryer-Tier2-TopAnySFm2007CZ06rNCGF
RB-Appl-EffCW-med-ElecDHW-GasCDryer-Tier2-Top | DEER2016 | D16v1 | 2015-05-16 | Any | SFm | 2007 | CZ07 | rDXGF | Each | 1 | 1200 | None | 141 | 0.0202 | 8 | 141 | 0.0202 | 8 | 141 | 0.0202 | 8 | 141 | 0.0202 | 8 |  |  | 1 |  | RB-Appl-EffCW-med-ElecDHW-GasCDryer-Tier2-TopAnySFm2007CZ07rDXGF
RB-Appl-EffCW-med-ElecDHW-GasCDryer-Tier2-Top | DEER2016 | D16v1 | 2015-05-16 | Any | SFm | 2007 | CZ07 | rDXHP | Each | 1 | 1200 | None | 137 | 0.0572 | 9.54 | 137 | 0.0572 | 9.54 | 137 | 0.0572 | 9.54 | 137 | 0.0572 | 9.54 |  |  | 1 |  | RB-Appl-EffCW-med-ElecDHW-GasCDryer-Tier2-TopAnySFm2007CZ07rDXHP
RB-Appl-EffCW-med-ElecDHW-GasCDryer-Tier2-Top | DEER2016 | D16v1 | 2015-05-16 | Any | SFm | 2007 | CZ07 | rNCEH | Each | 1 | 1200 | None | 121 | 0.0183 | 9.54 | 121 | 0.0183 | 9.54 | 121 | 0.0183 | 9.54 | 121 | 0.0183 | 9.54 |  |  | 1 |  | RB-Appl-EffCW-med-ElecDHW-GasCDryer-Tier2-TopAnySFm2007CZ07rNCEH
RB-Appl-EffCW-med-ElecDHW-GasCDryer-Tier2-Top | DEER2016 | D16v1 | 2015-05-16 | Any | SFm | 2007 | CZ07 | rNCGF | Each | 1 | 1200 | None | 136 | 0.0183 | 8 | 136 | 0.0183 | 8 | 136 | 0.0183 | 8 | 136 | 0.0183 | 8 |  |  | 1 |  | RB-Appl-EffCW-med-ElecDHW-GasCDryer-Tier2-TopAnySFm2007CZ07rNCGF
RB-Appl-EffCW-med-ElecDHW-GasCDryer-Tier2-Top | DEER2016 | D16v1 | 2015-05-16 | Any | SFm | 2007 | CZ08 | rDXGF | Each | 1 | 1200 | None | 145 | 0.0197 | 8.14 | 145 | 0.0197 | 8.14 | 145 | 0.0197 | 8.14 | 145 | 0.0197 | 8.14 |  |  | 1 |  | RB-Appl-EffCW-med-ElecDHW-GasCDryer-Tier2-TopAnySFm2007CZ08rDXGF
RB-Appl-EffCW-med-ElecDHW-GasCDryer-Tier2-Top | DEER2016 | D16v1 | 2015-05-16 | Any | SFm | 2007 | CZ08 | rDXHP | Each | 1 | 1200 | None | 138 | 0.0231 | 9.54 | 138 | 0.0231 | 9.54 | 138 | 0.0231 | 9.54 | 138 | 0.0231 | 9.54 |  |  | 1 |  | RB-Appl-EffCW-med-ElecDHW-GasCDryer-Tier2-TopAnySFm2007CZ08rDXHP
RB-Appl-EffCW-med-ElecDHW-GasCDryer-Tier2-Top | DEER2016 | D16v1 | 2015-05-16 | Any | SFm | 2007 | CZ08 | rNCEH | Each | 1 | 1200 | None | 120 | 0.0179 | 9.54 | 120 | 0.0179 | 9.54 | 120 | 0.0179 | 9.54 | 120 | 0.0179 | 9.54 |  |  | 1 |  | RB-Appl-EffCW-med-ElecDHW-GasCDryer-Tier2-TopAnySFm2007CZ08rNCEH
RB-Appl-EffCW-med-ElecDHW-GasCDryer-Tier2-Top | DEER2016 | D16v1 | 2015-05-16 | Any | SFm | 2007 | CZ08 | rNCGF | Each | 1 | 1200 | None | 134 | 0.018 | 8.07 | 134 | 0.018 | 8.07 | 134 | 0.018 | 8.07 | 134 | 0.018 | 8.07 |  |  | 1 |  | RB-Appl-EffCW-med-ElecDHW-GasCDryer-Tier2-TopAnySFm2007CZ08rNCGF
RB-Appl-EffCW-med-ElecDHW-GasCDryer-Tier2-Top | DEER2016 | D16v1 | 2015-05-16 | Any | SFm | 2007 | CZ09 | rDXGF | Each | 1 | 1210 | None | 149 | 0.0195 | 7.9 | 149 | 0.0195 | 7.9 | 149 | 0.0195 | 7.9 | 149 | 0.0195 | 7.9 |  |  | 1 |  | RB-Appl-EffCW-med-ElecDHW-GasCDryer-Tier2-TopAnySFm2007CZ09rDXGF
RB-Appl-EffCW-med-ElecDHW-GasCDryer-Tier2-Top | DEER2016 | D16v1 | 2015-05-16 | Any | SFm | 2007 | CZ09 | rDXHP | Each | 1 | 1210 | None | 139 | 0.0198 | 9.54 | 139 | 0.0198 | 9.54 | 139 | 0.0198 | 9.54 | 139 | 0.0198 | 9.54 |  |  | 1 |  | RB-Appl-EffCW-med-ElecDHW-GasCDryer-Tier2-TopAnySFm2007CZ09rDXHP
RB-Appl-EffCW-med-ElecDHW-GasCDryer-Tier2-Top | DEER2016 | D16v1 | 2015-05-16 | Any | SFm | 2007 | CZ09 | rNCEH | Each | 1 | 1210 | None | 118 | 0.0177 | 9.54 | 118 | 0.0177 | 9.54 | 118 | 0.0177 | 9.54 | 118 | 0.0177 | 9.54 |  |  | 1 |  | RB-Appl-EffCW-med-ElecDHW-GasCDryer-Tier2-TopAnySFm2007CZ09rNCEH
RB-Appl-EffCW-med-ElecDHW-GasCDryer-Tier2-Top | DEER2016 | D16v1 | 2015-05-16 | Any | SFm | 2007 | CZ09 | rNCGF | Each | 1 | 1210 | None | 134 | 0.0177 | 7.85 | 134 | 0.0177 | 7.85 | 134 | 0.0177 | 7.85 | 134 | 0.0177 | 7.85 |  |  | 1 |  | RB-Appl-EffCW-med-ElecDHW-GasCDryer-Tier2-TopAnySFm2007CZ09rNCGF
RB-Appl-EffCW-med-ElecDHW-GasCDryer-Tier2-Top | DEER2016 | D16v1 | 2015-05-16 | Any | SFm | 2007 | CZ10 | rDXGF | Each | 1 | 974 | None | 143 | 0.0186 | 8.1 | 143 | 0.0186 | 8.1 | 143 | 0.0186 | 8.1 | 143 | 0.0186 | 8.1 |  |  | 1 |  | RB-Appl-EffCW-med-ElecDHW-GasCDryer-Tier2-TopAnySFm2007CZ10rDXGF
RB-Appl-EffCW-med-ElecDHW-GasCDryer-Tier2-Top | DEER2016 | D16v1 | 2015-05-16 | Any | SFm | 2007 | CZ10 | rDXHP | Each | 1 | 974 | None | 136 | 0.0183 | 9.54 | 136 | 0.0183 | 9.54 | 136 | 0.0183 | 9.54 | 136 | 0.0183 | 9.54 |  |  | 1 |  | RB-Appl-EffCW-med-ElecDHW-GasCDryer-Tier2-TopAnySFm2007CZ10rDXHP
RB-Appl-EffCW-med-ElecDHW-GasCDryer-Tier2-Top | DEER2016 | D16v1 | 2015-05-16 | Any | SFm | 2007 | CZ10 | rNCEH | Each | 1 | 974 | None | 118 | 0.0175 | 9.54 | 118 | 0.0175 | 9.54 | 118 | 0.0175 | 9.54 | 118 | 0.0175 | 9.54 |  |  | 1 |  | RB-Appl-EffCW-med-ElecDHW-GasCDryer-Tier2-TopAnySFm2007CZ10rNCEH
RB-Appl-EffCW-med-ElecDHW-GasCDryer-Tier2-Top | DEER2016 | D16v1 | 2015-05-16 | Any | SFm | 2007 | CZ10 | rNCGF | Each | 1 | 974 | None | 134 | 0.0175 | 7.99 | 134 | 0.0175 | 7.99 | 134 | 0.0175 | 7.99 | 134 | 0.0175 | 7.99 |  |  | 1 |  | RB-Appl-EffCW-med-ElecDHW-GasCDryer-Tier2-TopAnySFm2007CZ10rNCGF
RB-Appl-EffCW-med-ElecDHW-GasCDryer-Tier2-Top | DEER2016 | D16v1 | 2015-05-16 | Any | SFm | 2007 | CZ11 | rDXGF | Each | 1 | 974 | None | 145 | 0.0199 | 7.9 | 145 | 0.0199 | 7.9 | 145 | 0.0199 | 7.9 | 145 | 0.0199 | 7.9 |  |  | 1 |  | RB-Appl-EffCW-med-ElecDHW-GasCDryer-Tier2-TopAnySFm2007CZ11rDXGF
RB-Appl-EffCW-med-ElecDHW-GasCDryer-Tier2-Top | DEER2016 | D16v1 | 2015-05-16 | Any | SFm | 2007 | CZ11 | rDXHP | Each | 1 | 974 | None | 133 | 0.0217 | 9.54 | 133 | 0.0217 | 9.54 | 133 | 0.0217 | 9.54 | 133 | 0.0217 | 9.54 |  |  | 1 |  | RB-Appl-EffCW-med-ElecDHW-GasCDryer-Tier2-TopAnySFm2007CZ11rDXHP
RB-Appl-EffCW-med-ElecDHW-GasCDryer-Tier2-Top | DEER2016 | D16v1 | 2015-05-16 | Any | SFm | 2007 | CZ11 | rNCEH | Each | 1 | 974 | None | 118 | 0.0175 | 9.54 | 118 | 0.0175 | 9.54 | 118 | 0.0175 | 9.54 | 118 | 0.0175 | 9.54 |  |  | 1 |  | RB-Appl-EffCW-med-ElecDHW-GasCDryer-Tier2-TopAnySFm2007CZ11rNCEH
RB-Appl-EffCW-med-ElecDHW-GasCDryer-Tier2-Top | DEER2016 | D16v1 | 2015-05-16 | Any | SFm | 2007 | CZ11 | rNCGF | Each | 1 | 974 | None | 135 | 0.0175 | 7.89 | 135 | 0.0175 | 7.89 | 135 | 0.0175 | 7.89 | 135 | 0.0175 | 7.89 |  |  | 1 |  | RB-Appl-EffCW-med-ElecDHW-GasCDryer-Tier2-TopAnySFm2007CZ11rNCGF
RB-Appl-EffCW-med-ElecDHW-GasCDryer-Tier2-Top | DEER2016 | D16v1 | 2015-05-16 | Any | SFm | 2007 | CZ12 | rDXGF | Each | 1 | 974 | None | 144 | 0.0204 | 7.87 | 144 | 0.0204 | 7.87 | 144 | 0.0204 | 7.87 | 144 | 0.0204 | 7.87 |  |  | 1 |  | RB-Appl-EffCW-med-ElecDHW-GasCDryer-Tier2-TopAnySFm2007CZ12rDXGF
RB-Appl-EffCW-med-ElecDHW-GasCDryer-Tier2-Top | DEER2016 | D16v1 | 2015-05-16 | Any | SFm | 2007 | CZ12 | rDXHP | Each | 1 | 974 | None | 132 | 0.0211 | 9.54 | 132 | 0.0211 | 9.54 | 132 | 0.0211 | 9.54 | 132 | 0.0211 | 9.54 |  |  | 1 |  | RB-Appl-EffCW-med-ElecDHW-GasCDryer-Tier2-TopAnySFm2007CZ12rDXHP
RB-Appl-EffCW-med-ElecDHW-GasCDryer-Tier2-Top | DEER2016 | D16v1 | 2015-05-16 | Any | SFm | 2007 | CZ12 | rNCEH | Each | 1 | 974 | None | 120 | 0.0182 | 9.54 | 120 | 0.0182 | 9.54 | 120 | 0.0182 | 9.54 | 120 | 0.0182 | 9.54 |  |  | 1 |  | RB-Appl-EffCW-med-ElecDHW-GasCDryer-Tier2-TopAnySFm2007CZ12rNCEH
RB-Appl-EffCW-med-ElecDHW-GasCDryer-Tier2-Top | DEER2016 | D16v1 | 2015-05-16 | Any | SFm | 2007 | CZ12 | rNCGF | Each | 1 | 974 | None | 138 | 0.0182 | 7.88 | 138 | 0.0182 | 7.88 | 138 | 0.0182 | 7.88 | 138 | 0.0182 | 7.88 |  |  | 1 |  | RB-Appl-EffCW-med-ElecDHW-GasCDryer-Tier2-TopAnySFm2007CZ12rNCGF
RB-Appl-EffCW-med-ElecDHW-GasCDryer-Tier2-Top | DEER2016 | D16v1 | 2015-05-16 | Any | SFm | 2007 | CZ13 | rDXGF | Each | 1 | 974 | None | 145 | 0.0224 | 7.79 | 145 | 0.0224 | 7.79 | 145 | 0.0224 | 7.79 | 145 | 0.0224 | 7.79 |  |  | 1 |  | RB-Appl-EffCW-med-ElecDHW-GasCDryer-Tier2-TopAnySFm2007CZ13rDXGF
RB-Appl-EffCW-med-ElecDHW-GasCDryer-Tier2-Top | DEER2016 | D16v1 | 2015-05-16 | Any | SFm | 2007 | CZ13 | rDXHP | Each | 1 | 974 | None | 132 | 0.0211 | 9.54 | 132 | 0.0211 | 9.54 | 132 | 0.0211 | 9.54 | 132 | 0.0211 | 9.54 |  |  | 1 |  | RB-Appl-EffCW-med-ElecDHW-GasCDryer-Tier2-TopAnySFm2007CZ13rDXHP
RB-Appl-EffCW-med-ElecDHW-GasCDryer-Tier2-Top | DEER2016 | D16v1 | 2015-05-16 | Any | SFm | 2007 | CZ13 | rNCEH | Each | 1 | 974 | None | 115 | 0.0173 | 9.54 | 115 | 0.0173 | 9.54 | 115 | 0.0173 | 9.54 | 115 | 0.0173 | 9.54 |  |  | 1 |  | RB-Appl-EffCW-med-ElecDHW-GasCDryer-Tier2-TopAnySFm2007CZ13rNCEH
RB-Appl-EffCW-med-ElecDHW-GasCDryer-Tier2-Top | DEER2016 | D16v1 | 2015-05-16 | Any | SFm | 2007 | CZ13 | rNCGF | Each | 1 | 974 | None | 133 | 0.0173 | 7.77 | 133 | 0.0173 | 7.77 | 133 | 0.0173 | 7.77 | 133 | 0.0173 | 7.77 |  |  | 1 |  | RB-Appl-EffCW-med-ElecDHW-GasCDryer-Tier2-TopAnySFm2007CZ13rNCGF
RB-Appl-EffCW-med-ElecDHW-GasCDryer-Tier2-Top | DEER2016 | D16v1 | 2015-05-16 | Any | SFm | 2007 | CZ14 | rDXGF | Each | 1 | 1080 | None | 148 | 0.0195 | 7.95 | 148 | 0.0195 | 7.95 | 148 | 0.0195 | 7.95 | 148 | 0.0195 | 7.95 |  |  | 1 |  | RB-Appl-EffCW-med-ElecDHW-GasCDryer-Tier2-TopAnySFm2007CZ14rDXGF
RB-Appl-EffCW-med-ElecDHW-GasCDryer-Tier2-Top | DEER2016 | D16v1 | 2015-05-16 | Any | SFm | 2007 | CZ14 | rDXHP | Each | 1 | 1080 | None | 136 | 0.0187 | 9.54 | 136 | 0.0187 | 9.54 | 136 | 0.0187 | 9.54 | 136 | 0.0187 | 9.54 |  |  | 1 |  | RB-Appl-EffCW-med-ElecDHW-GasCDryer-Tier2-TopAnySFm2007CZ14rDXHP
RB-Appl-EffCW-med-ElecDHW-GasCDryer-Tier2-Top | DEER2016 | D16v1 | 2015-05-16 | Any | SFm | 2007 | CZ14 | rNCEH | Each | 1 | 1080 | None | 119 | 0.017 | 9.54 | 119 | 0.017 | 9.54 | 119 | 0.017 | 9.54 | 119 | 0.017 | 9.54 |  |  | 1 |  | RB-Appl-EffCW-med-ElecDHW-GasCDryer-Tier2-TopAnySFm2007CZ14rNCEH
RB-Appl-EffCW-med-ElecDHW-GasCDryer-Tier2-Top | DEER2016 | D16v1 | 2015-05-16 | Any | SFm | 2007 | CZ14 | rNCGF | Each | 1 | 1080 | None | 135 | 0.017 | 7.91 | 135 | 0.017 | 7.91 | 135 | 0.017 | 7.91 | 135 | 0.017 | 7.91 |  |  | 1 |  | RB-Appl-EffCW-med-ElecDHW-GasCDryer-Tier2-TopAnySFm2007CZ14rNCGF
RB-Appl-EffCW-med-ElecDHW-GasCDryer-Tier2-Top | DEER2016 | D16v1 | 2015-05-16 | Any | SFm | 2007 | CZ15 | rDXGF | Each | 1 | 1080 | None | 135 | 0.0182 | 8.7 | 135 | 0.0182 | 8.7 | 135 | 0.0182 | 8.7 | 135 | 0.0182 | 8.7 |  |  | 1 |  | RB-Appl-EffCW-med-ElecDHW-GasCDryer-Tier2-TopAnySFm2007CZ15rDXGF
RB-Appl-EffCW-med-ElecDHW-GasCDryer-Tier2-Top | DEER2016 | D16v1 | 2015-05-16 | Any | SFm | 2007 | CZ15 | rDXHP | Each | 1 | 1080 | None | 127 | 0.0196 | 9.54 | 127 | 0.0196 | 9.54 | 127 | 0.0196 | 9.54 | 127 | 0.0196 | 9.54 |  |  | 1 |  | RB-Appl-EffCW-med-ElecDHW-GasCDryer-Tier2-TopAnySFm2007CZ15rDXHP
RB-Appl-EffCW-med-ElecDHW-GasCDryer-Tier2-Top | DEER2016 | D16v1 | 2015-05-16 | Any | SFm | 2007 | CZ15 | rNCEH | Each | 1 | 1080 | None | 112 | 0.0148 | 9.54 | 112 | 0.0148 | 9.54 | 112 | 0.0148 | 9.54 | 112 | 0.0148 | 9.54 |  |  | 1 |  | RB-Appl-EffCW-med-ElecDHW-GasCDryer-Tier2-TopAnySFm2007CZ15rNCEH
RB-Appl-EffCW-med-ElecDHW-GasCDryer-Tier2-Top | DEER2016 | D16v1 | 2015-05-16 | Any | SFm | 2007 | CZ15 | rNCGF | Each | 1 | 1080 | None | 120 | 0.0148 | 8.66 | 120 | 0.0148 | 8.66 | 120 | 0.0148 | 8.66 | 120 | 0.0148 | 8.66 |  |  | 1 |  | RB-Appl-EffCW-med-ElecDHW-GasCDryer-Tier2-TopAnySFm2007CZ15rNCGF
RB-Appl-EffCW-med-ElecDHW-GasCDryer-Tier2-Top | DEER2016 | D16v1 | 2015-05-16 | Any | SFm | 2007 | CZ16 | rDXGF | Each | 1 | 1150 | None | 154 | 0.0193 | 7.91 | 154 | 0.0193 | 7.91 | 154 | 0.0193 | 7.91 | 154 | 0.0193 | 7.91 |  |  | 1 |  | RB-Appl-EffCW-med-ElecDHW-GasCDryer-Tier2-TopAnySFm2007CZ16rDXGF
RB-Appl-EffCW-med-ElecDHW-GasCDryer-Tier2-Top | DEER2016 | D16v1 | 2015-05-16 | Any | SFm | 2007 | CZ16 | rDXHP | Each | 1 | 1150 | None | 143 | 0.00369 | 9.54 | 143 | 0.00369 | 9.54 | 143 | 0.00369 | 9.54 | 143 | 0.00369 | 9.54 |  |  | 1 |  | RB-Appl-EffCW-med-ElecDHW-GasCDryer-Tier2-TopAnySFm2007CZ16rDXHP
RB-Appl-EffCW-med-ElecDHW-GasCDryer-Tier2-Top | DEER2016 | D16v1 | 2015-05-16 | Any | SFm | 2007 | CZ16 | rNCEH | Each | 1 | 1150 | None | 133 | 0.0197 | 9.54 | 133 | 0.0197 | 9.54 | 133 | 0.0197 | 9.54 | 133 | 0.0197 | 9.54 |  |  | 1 |  | RB-Appl-EffCW-med-ElecDHW-GasCDryer-Tier2-TopAnySFm2007CZ16rNCEH
RB-Appl-EffCW-med-ElecDHW-GasCDryer-Tier2-Top | DEER2016 | D16v1 | 2015-05-16 | Any | SFm | 2007 | CZ16 | rNCGF | Each | 1 | 1150 | None | 150 | 0.0197 | 7.88 | 150 | 0.0197 | 7.88 | 150 | 0.0197 | 7.88 | 150 | 0.0197 | 7.88 |  |  | 1 |  | RB-Appl-EffCW-med-ElecDHW-GasCDryer-Tier2-TopAnySFm2007CZ16rNCGF
RB-Appl-EffCW-med-ElecDHW-GasCDryer-Tier2-Top | DEER2016 | D16v1 | 2015-05-16 | Any | SFm | 2011 | CZ01 | rDXGF | Each | 1 | 1150 | None | 152 | 0.0386 | 7.56 | 152 | 0.0386 | 7.56 | 152 | 0.0386 | 7.56 | 152 | 0.0386 | 7.56 |  |  | 1 |  | RB-Appl-EffCW-med-ElecDHW-GasCDryer-Tier2-TopAnySFm2011CZ01rDXGF
RB-Appl-EffCW-med-ElecDHW-GasCDryer-Tier2-Top | DEER2016 | D16v1 | 2015-05-16 | Any | SFm | 2011 | CZ01 | rDXHP | Each | 1 | 1150 | None | 136 | 0.0242 | 9.54 | 136 | 0.0242 | 9.54 | 136 | 0.0242 | 9.54 | 136 | 0.0242 | 9.54 |  |  | 1 |  | RB-Appl-EffCW-med-ElecDHW-GasCDryer-Tier2-TopAnySFm2011CZ01rDXHP
RB-Appl-EffCW-med-ElecDHW-GasCDryer-Tier2-Top | DEER2016 | D16v1 | 2015-05-16 | Any | SFm | 2011 | CZ01 | rNCEH | Each | 1 | 1150 | None | 131 | 0.0203 | 9.54 | 131 | 0.0203 | 9.54 | 131 | 0.0203 | 9.54 | 131 | 0.0203 | 9.54 |  |  | 1 |  | RB-Appl-EffCW-med-ElecDHW-GasCDryer-Tier2-TopAnySFm2011CZ01rNCEH
RB-Appl-EffCW-med-ElecDHW-GasCDryer-Tier2-Top | DEER2016 | D16v1 | 2015-05-16 | Any | SFm | 2011 | CZ01 | rNCGF | Each | 1 | 1150 | None | 150 | 0.0204 | 7.49 | 150 | 0.0204 | 7.49 | 150 | 0.0204 | 7.49 | 150 | 0.0204 | 7.49 |  |  | 1 |  | RB-Appl-EffCW-med-ElecDHW-GasCDryer-Tier2-TopAnySFm2011CZ01rNCGF
RB-Appl-EffCW-med-ElecDHW-GasCDryer-Tier2-Top | DEER2016 | D16v1 | 2015-05-16 | Any | SFm | 2011 | CZ02 | rDXGF | Each | 1 | 974 | None | 147 | 0.0281 | 7.34 | 147 | 0.0281 | 7.34 | 147 | 0.0281 | 7.34 | 147 | 0.0281 | 7.34 |  |  | 1 |  | RB-Appl-EffCW-med-ElecDHW-GasCDryer-Tier2-TopAnySFm2011CZ02rDXGF
RB-Appl-EffCW-med-ElecDHW-GasCDryer-Tier2-Top | DEER2016 | D16v1 | 2015-05-16 | Any | SFm | 2011 | CZ02 | rDXHP | Each | 1 | 974 | None | 130 | 0.0298 | 9.54 | 130 | 0.0298 | 9.54 | 130 | 0.0298 | 9.54 | 130 | 0.0298 | 9.54 |  |  | 1 |  | RB-Appl-EffCW-med-ElecDHW-GasCDryer-Tier2-TopAnySFm2011CZ02rDXHP
RB-Appl-EffCW-med-ElecDHW-GasCDryer-Tier2-Top | DEER2016 | D16v1 | 2015-05-16 | Any | SFm | 2011 | CZ02 | rNCEH | Each | 1 | 974 | None | 120 | 0.0192 | 9.54 | 120 | 0.0192 | 9.54 | 120 | 0.0192 | 9.54 | 120 | 0.0192 | 9.54 |  |  | 1 |  | RB-Appl-EffCW-med-ElecDHW-GasCDryer-Tier2-TopAnySFm2011CZ02rNCEH
RB-Appl-EffCW-med-ElecDHW-GasCDryer-Tier2-Top | DEER2016 | D16v1 | 2015-05-16 | Any | SFm | 2011 | CZ02 | rNCGF | Each | 1 | 974 | None | 142 | 0.0192 | 7.36 | 142 | 0.0192 | 7.36 | 142 | 0.0192 | 7.36 | 142 | 0.0192 | 7.36 |  |  | 1 |  | RB-Appl-EffCW-med-ElecDHW-GasCDryer-Tier2-TopAnySFm2011CZ02rNCGF
RB-Appl-EffCW-med-ElecDHW-GasCDryer-Tier2-Top | DEER2016 | D16v1 | 2015-05-16 | Any | SFm | 2011 | CZ03 | rDXGF | Each | 1 | 1150 | None | 146 | 0.0128 | 7.39 | 146 | 0.0128 | 7.39 | 146 | 0.0128 | 7.39 | 146 | 0.0128 | 7.39 |  |  | 1 |  | RB-Appl-EffCW-med-ElecDHW-GasCDryer-Tier2-TopAnySFm2011CZ03rDXGF
RB-Appl-EffCW-med-ElecDHW-GasCDryer-Tier2-Top | DEER2016 | D16v1 | 2015-05-16 | Any | SFm | 2011 | CZ03 | rDXHP | Each | 1 | 1150 | None | 133 | 0.0194 | 9.54 | 133 | 0.0194 | 9.54 | 133 | 0.0194 | 9.54 | 133 | 0.0194 | 9.54 |  |  | 1 |  | RB-Appl-EffCW-med-ElecDHW-GasCDryer-Tier2-TopAnySFm2011CZ03rDXHP
RB-Appl-EffCW-med-ElecDHW-GasCDryer-Tier2-Top | DEER2016 | D16v1 | 2015-05-16 | Any | SFm | 2011 | CZ03 | rNCEH | Each | 1 | 1150 | None | 123 | 0.0194 | 9.54 | 123 | 0.0194 | 9.54 | 123 | 0.0194 | 9.54 | 123 | 0.0194 | 9.54 |  |  | 1 |  | RB-Appl-EffCW-med-ElecDHW-GasCDryer-Tier2-TopAnySFm2011CZ03rNCEH
RB-Appl-EffCW-med-ElecDHW-GasCDryer-Tier2-Top | DEER2016 | D16v1 | 2015-05-16 | Any | SFm | 2011 | CZ03 | rNCGF | Each | 1 | 1150 | None | 142 | 0.0193 | 7.31 | 142 | 0.0193 | 7.31 | 142 | 0.0193 | 7.31 | 142 | 0.0193 | 7.31 |  |  | 1 |  | RB-Appl-EffCW-med-ElecDHW-GasCDryer-Tier2-TopAnySFm2011CZ03rNCGF
RB-Appl-EffCW-med-ElecDHW-GasCDryer-Tier2-Top | DEER2016 | D16v1 | 2015-05-16 | Any | SFm | 2011 | CZ04 | rDXGF | Each | 1 | 1150 | None | 148 | 0.0223 | 7.78 | 148 | 0.0223 | 7.78 | 148 | 0.0223 | 7.78 | 148 | 0.0223 | 7.78 |  |  | 1 |  | RB-Appl-EffCW-med-ElecDHW-GasCDryer-Tier2-TopAnySFm2011CZ04rDXGF
RB-Appl-EffCW-med-ElecDHW-GasCDryer-Tier2-Top | DEER2016 | D16v1 | 2015-05-16 | Any | SFm | 2011 | CZ04 | rDXHP | Each | 1 | 1150 | None | 136 | 0.0261 | 9.54 | 136 | 0.0261 | 9.54 | 136 | 0.0261 | 9.54 | 136 | 0.0261 | 9.54 |  |  | 1 |  | RB-Appl-EffCW-med-ElecDHW-GasCDryer-Tier2-TopAnySFm2011CZ04rDXHP
RB-Appl-EffCW-med-ElecDHW-GasCDryer-Tier2-Top | DEER2016 | D16v1 | 2015-05-16 | Any | SFm | 2011 | CZ04 | rNCEH | Each | 1 | 1150 | None | 122 | 0.0184 | 9.54 | 122 | 0.0184 | 9.54 | 122 | 0.0184 | 9.54 | 122 | 0.0184 | 9.54 |  |  | 1 |  | RB-Appl-EffCW-med-ElecDHW-GasCDryer-Tier2-TopAnySFm2011CZ04rNCEH
RB-Appl-EffCW-med-ElecDHW-GasCDryer-Tier2-Top | DEER2016 | D16v1 | 2015-05-16 | Any | SFm | 2011 | CZ04 | rNCGF | Each | 1 | 1150 | None | 139 | 0.0184 | 7.72 | 139 | 0.0184 | 7.72 | 139 | 0.0184 | 7.72 | 139 | 0.0184 | 7.72 |  |  | 1 |  | RB-Appl-EffCW-med-ElecDHW-GasCDryer-Tier2-TopAnySFm2011CZ04rNCGF
RB-Appl-EffCW-med-ElecDHW-GasCDryer-Tier2-Top | DEER2016 | D16v1 | 2015-05-16 | Any | SFm | 2011 | CZ05 | rDXGF | Each | 1 | 1150 | None | 144 | 0.0242 | 6.56 | 144 | 0.0242 | 6.56 | 144 | 0.0242 | 6.56 | 144 | 0.0242 | 6.56 |  |  | 1 |  | RB-Appl-EffCW-med-ElecDHW-GasCDryer-Tier2-TopAnySFm2011CZ05rDXGF
RB-Appl-EffCW-med-ElecDHW-GasCDryer-Tier2-Top | DEER2016 | D16v1 | 2015-05-16 | Any | SFm | 2011 | CZ05 | rDXHP | Each | 1 | 1150 | None | 125 | 0.0244 | 9.54 | 125 | 0.0244 | 9.54 | 125 | 0.0244 | 9.54 | 125 | 0.0244 | 9.54 |  |  | 1 |  | RB-Appl-EffCW-med-ElecDHW-GasCDryer-Tier2-TopAnySFm2011CZ05rDXHP
RB-Appl-EffCW-med-ElecDHW-GasCDryer-Tier2-Top | DEER2016 | D16v1 | 2015-05-16 | Any | SFm | 2011 | CZ05 | rNCEH | Each | 1 | 1150 | None | 115 | 0.0195 | 9.54 | 115 | 0.0195 | 9.54 | 115 | 0.0195 | 9.54 | 115 | 0.0195 | 9.54 |  |  | 1 |  | RB-Appl-EffCW-med-ElecDHW-GasCDryer-Tier2-TopAnySFm2011CZ05rNCEH
RB-Appl-EffCW-med-ElecDHW-GasCDryer-Tier2-Top | DEER2016 | D16v1 | 2015-05-16 | Any | SFm | 2011 | CZ05 | rNCGF | Each | 1 | 1150 | None | 144 | 0.0194 | 6.47 | 144 | 0.0194 | 6.47 | 144 | 0.0194 | 6.47 | 144 | 0.0194 | 6.47 |  |  | 1 |  | RB-Appl-EffCW-med-ElecDHW-GasCDryer-Tier2-TopAnySFm2011CZ05rNCGF
RB-Appl-EffCW-med-ElecDHW-GasCDryer-Tier2-Top | DEER2016 | D16v1 | 2015-05-16 | Any | SFm | 2011 | CZ06 | rDXGF | Each | 1 | 1200 | None | 141 | 0.0222 | 8.16 | 141 | 0.0222 | 8.16 | 141 | 0.0222 | 8.16 | 141 | 0.0222 | 8.16 |  |  | 1 |  | RB-Appl-EffCW-med-ElecDHW-GasCDryer-Tier2-TopAnySFm2011CZ06rDXGF
RB-Appl-EffCW-med-ElecDHW-GasCDryer-Tier2-Top | DEER2016 | D16v1 | 2015-05-16 | Any | SFm | 2011 | CZ06 | rDXHP | Each | 1 | 1200 | None | 136 | 0.00236 | 9.54 | 136 | 0.00236 | 9.54 | 136 | 0.00236 | 9.54 | 136 | 0.00236 | 9.54 |  |  | 1 |  | RB-Appl-EffCW-med-ElecDHW-GasCDryer-Tier2-TopAnySFm2011CZ06rDXHP
RB-Appl-EffCW-med-ElecDHW-GasCDryer-Tier2-Top | DEER2016 | D16v1 | 2015-05-16 | Any | SFm | 2011 | CZ06 | rNCEH | Each | 1 | 1200 | None | 123 | 0.0183 | 9.54 | 123 | 0.0183 | 9.54 | 123 | 0.0183 | 9.54 | 123 | 0.0183 | 9.54 |  |  | 1 |  | RB-Appl-EffCW-med-ElecDHW-GasCDryer-Tier2-TopAnySFm2011CZ06rNCEH
RB-Appl-EffCW-med-ElecDHW-GasCDryer-Tier2-Top | DEER2016 | D16v1 | 2015-05-16 | Any | SFm | 2011 | CZ06 | rNCGF | Each | 1 | 1200 | None | 137 | 0.0182 | 8 | 137 | 0.0182 | 8 | 137 | 0.0182 | 8 | 137 | 0.0182 | 8 |  |  | 1 |  | RB-Appl-EffCW-med-ElecDHW-GasCDryer-Tier2-TopAnySFm2011CZ06rNCGF
RB-Appl-EffCW-med-ElecDHW-GasCDryer-Tier2-Top | DEER2016 | D16v1 | 2015-05-16 | Any | SFm | 2011 | CZ07 | rDXGF | Each | 1 | 1200 | None | 148 | 0.0292 | 8.3 | 148 | 0.0292 | 8.3 | 148 | 0.0292 | 8.3 | 148 | 0.0292 | 8.3 |  |  | 1 |  | RB-Appl-EffCW-med-ElecDHW-GasCDryer-Tier2-TopAnySFm2011CZ07rDXGF
RB-Appl-EffCW-med-ElecDHW-GasCDryer-Tier2-Top | DEER2016 | D16v1 | 2015-05-16 | Any | SFm | 2011 | CZ07 | rDXHP | Each | 1 | 1200 | None | 147 | 0.0335 | 9.54 | 147 | 0.0335 | 9.54 | 147 | 0.0335 | 9.54 | 147 | 0.0335 | 9.54 |  |  | 1 |  | RB-Appl-EffCW-med-ElecDHW-GasCDryer-Tier2-TopAnySFm2011CZ07rDXHP
RB-Appl-EffCW-med-ElecDHW-GasCDryer-Tier2-Top | DEER2016 | D16v1 | 2015-05-16 | Any | SFm | 2011 | CZ07 | rNCEH | Each | 1 | 1200 | None | 125 | 0.0183 | 9.54 | 125 | 0.0183 | 9.54 | 125 | 0.0183 | 9.54 | 125 | 0.0183 | 9.54 |  |  | 1 |  | RB-Appl-EffCW-med-ElecDHW-GasCDryer-Tier2-TopAnySFm2011CZ07rNCEH
RB-Appl-EffCW-med-ElecDHW-GasCDryer-Tier2-Top | DEER2016 | D16v1 | 2015-05-16 | Any | SFm | 2011 | CZ07 | rNCGF | Each | 1 | 1200 | None | 136 | 0.0183 | 8.17 | 136 | 0.0183 | 8.17 | 136 | 0.0183 | 8.17 | 136 | 0.0183 | 8.17 |  |  | 1 |  | RB-Appl-EffCW-med-ElecDHW-GasCDryer-Tier2-TopAnySFm2011CZ07rNCGF
RB-Appl-EffCW-med-ElecDHW-GasCDryer-Tier2-Top | DEER2016 | D16v1 | 2015-05-16 | Any | SFm | 2011 | CZ08 | rDXGF | Each | 1 | 1200 | None | 160 | 0.0203 | 8.31 | 160 | 0.0203 | 8.31 | 160 | 0.0203 | 8.31 | 160 | 0.0203 | 8.31 |  |  | 1 |  | RB-Appl-EffCW-med-ElecDHW-GasCDryer-Tier2-TopAnySFm2011CZ08rDXGF
RB-Appl-EffCW-med-ElecDHW-GasCDryer-Tier2-Top | DEER2016 | D16v1 | 2015-05-16 | Any | SFm | 2011 | CZ08 | rDXHP | Each | 1 | 1200 | None | 145 | 0.0247 | 9.54 | 145 | 0.0247 | 9.54 | 145 | 0.0247 | 9.54 | 145 | 0.0247 | 9.54 |  |  | 1 |  | RB-Appl-EffCW-med-ElecDHW-GasCDryer-Tier2-TopAnySFm2011CZ08rDXHP
RB-Appl-EffCW-med-ElecDHW-GasCDryer-Tier2-Top | DEER2016 | D16v1 | 2015-05-16 | Any | SFm | 2011 | CZ08 | rNCEH | Each | 1 | 1200 | None | 122 | 0.0179 | 9.54 | 122 | 0.0179 | 9.54 | 122 | 0.0179 | 9.54 | 122 | 0.0179 | 9.54 |  |  | 1 |  | RB-Appl-EffCW-med-ElecDHW-GasCDryer-Tier2-TopAnySFm2011CZ08rNCEH
RB-Appl-EffCW-med-ElecDHW-GasCDryer-Tier2-Top | DEER2016 | D16v1 | 2015-05-16 | Any | SFm | 2011 | CZ08 | rNCGF | Each | 1 | 1200 | None | 134 | 0.018 | 8.2 | 134 | 0.018 | 8.2 | 134 | 0.018 | 8.2 | 134 | 0.018 | 8.2 |  |  | 1 |  | RB-Appl-EffCW-med-ElecDHW-GasCDryer-Tier2-TopAnySFm2011CZ08rNCGF
RB-Appl-EffCW-med-ElecDHW-GasCDryer-Tier2-Top | DEER2016 | D16v1 | 2015-05-16 | Any | SFm | 2011 | CZ09 | rDXGF | Each | 1 | 1210 | None | 152 | 0.0202 | 8.17 | 152 | 0.0202 | 8.17 | 152 | 0.0202 | 8.17 | 152 | 0.0202 | 8.17 |  |  | 1 |  | RB-Appl-EffCW-med-ElecDHW-GasCDryer-Tier2-TopAnySFm2011CZ09rDXGF
RB-Appl-EffCW-med-ElecDHW-GasCDryer-Tier2-Top | DEER2016 | D16v1 | 2015-05-16 | Any | SFm | 2011 | CZ09 | rDXHP | Each | 1 | 1210 | None | 137 | 0.02 | 9.54 | 137 | 0.02 | 9.54 | 137 | 0.02 | 9.54 | 137 | 0.02 | 9.54 |  |  | 1 |  | RB-Appl-EffCW-med-ElecDHW-GasCDryer-Tier2-TopAnySFm2011CZ09rDXHP
RB-Appl-EffCW-med-ElecDHW-GasCDryer-Tier2-Top | DEER2016 | D16v1 | 2015-05-16 | Any | SFm | 2011 | CZ09 | rNCEH | Each | 1 | 1210 | None | 120 | 0.0177 | 9.54 | 120 | 0.0177 | 9.54 | 120 | 0.0177 | 9.54 | 120 | 0.0177 | 9.54 |  |  | 1 |  | RB-Appl-EffCW-med-ElecDHW-GasCDryer-Tier2-TopAnySFm2011CZ09rNCEH
RB-Appl-EffCW-med-ElecDHW-GasCDryer-Tier2-Top | DEER2016 | D16v1 | 2015-05-16 | Any | SFm | 2011 | CZ09 | rNCGF | Each | 1 | 1210 | None | 134 | 0.0177 | 8.11 | 134 | 0.0177 | 8.11 | 134 | 0.0177 | 8.11 | 134 | 0.0177 | 8.11 |  |  | 1 |  | RB-Appl-EffCW-med-ElecDHW-GasCDryer-Tier2-TopAnySFm2011CZ09rNCGF
RB-Appl-EffCW-med-ElecDHW-GasCDryer-Tier2-Top | DEER2016 | D16v1 | 2015-05-16 | Any | SFm | 2011 | CZ10 | rDXGF | Each | 1 | 974 | None | 144 | 0.0192 | 8.2 | 144 | 0.0192 | 8.2 | 144 | 0.0192 | 8.2 | 144 | 0.0192 | 8.2 |  |  | 1 |  | RB-Appl-EffCW-med-ElecDHW-GasCDryer-Tier2-TopAnySFm2011CZ10rDXGF
RB-Appl-EffCW-med-ElecDHW-GasCDryer-Tier2-Top | DEER2016 | D16v1 | 2015-05-16 | Any | SFm | 2011 | CZ10 | rDXHP | Each | 1 | 974 | None | 136 | 0.0199 | 9.54 | 136 | 0.0199 | 9.54 | 136 | 0.0199 | 9.54 | 136 | 0.0199 | 9.54 |  |  | 1 |  | RB-Appl-EffCW-med-ElecDHW-GasCDryer-Tier2-TopAnySFm2011CZ10rDXHP
RB-Appl-EffCW-med-ElecDHW-GasCDryer-Tier2-Top | DEER2016 | D16v1 | 2015-05-16 | Any | SFm | 2011 | CZ10 | rNCEH | Each | 1 | 974 | None | 119 | 0.0175 | 9.54 | 119 | 0.0175 | 9.54 | 119 | 0.0175 | 9.54 | 119 | 0.0175 | 9.54 |  |  | 1 |  | RB-Appl-EffCW-med-ElecDHW-GasCDryer-Tier2-TopAnySFm2011CZ10rNCEH
RB-Appl-EffCW-med-ElecDHW-GasCDryer-Tier2-Top | DEER2016 | D16v1 | 2015-05-16 | Any | SFm | 2011 | CZ10 | rNCGF | Each | 1 | 974 | None | 134 | 0.0175 | 8.13 | 134 | 0.0175 | 8.13 | 134 | 0.0175 | 8.13 | 134 | 0.0175 | 8.13 |  |  | 1 |  | RB-Appl-EffCW-med-ElecDHW-GasCDryer-Tier2-TopAnySFm2011CZ10rNCGF
RB-Appl-EffCW-med-ElecDHW-GasCDryer-Tier2-Top | DEER2016 | D16v1 | 2015-05-16 | Any | SFm | 2011 | CZ11 | rDXGF | Each | 1 | 974 | None | 143 | 0.0242 | 7.98 | 143 | 0.0242 | 7.98 | 143 | 0.0242 | 7.98 | 143 | 0.0242 | 7.98 |  |  | 1 |  | RB-Appl-EffCW-med-ElecDHW-GasCDryer-Tier2-TopAnySFm2011CZ11rDXGF
RB-Appl-EffCW-med-ElecDHW-GasCDryer-Tier2-Top | DEER2016 | D16v1 | 2015-05-16 | Any | SFm | 2011 | CZ11 | rDXHP | Each | 1 | 974 | None | 134 | 0.0215 | 9.54 | 134 | 0.0215 | 9.54 | 134 | 0.0215 | 9.54 | 134 | 0.0215 | 9.54 |  |  | 1 |  | RB-Appl-EffCW-med-ElecDHW-GasCDryer-Tier2-TopAnySFm2011CZ11rDXHP
RB-Appl-EffCW-med-ElecDHW-GasCDryer-Tier2-Top | DEER2016 | D16v1 | 2015-05-16 | Any | SFm | 2011 | CZ11 | rNCEH | Each | 1 | 974 | None | 119 | 0.0175 | 9.54 | 119 | 0.0175 | 9.54 | 119 | 0.0175 | 9.54 | 119 | 0.0175 | 9.54 |  |  | 1 |  | RB-Appl-EffCW-med-ElecDHW-GasCDryer-Tier2-TopAnySFm2011CZ11rNCEH
RB-Appl-EffCW-med-ElecDHW-GasCDryer-Tier2-Top | DEER2016 | D16v1 | 2015-05-16 | Any | SFm | 2011 | CZ11 | rNCGF | Each | 1 | 974 | None | 135 | 0.0175 | 7.96 | 135 | 0.0175 | 7.96 | 135 | 0.0175 | 7.96 | 135 | 0.0175 | 7.96 |  |  | 1 |  | RB-Appl-EffCW-med-ElecDHW-GasCDryer-Tier2-TopAnySFm2011CZ11rNCGF
RB-Appl-EffCW-med-ElecDHW-GasCDryer-Tier2-Top | DEER2016 | D16v1 | 2015-05-16 | Any | SFm | 2011 | CZ12 | rDXGF | Each | 1 | 974 | None | 146 | 0.0217 | 7.99 | 146 | 0.0217 | 7.99 | 146 | 0.0217 | 7.99 | 146 | 0.0217 | 7.99 |  |  | 1 |  | RB-Appl-EffCW-med-ElecDHW-GasCDryer-Tier2-TopAnySFm2011CZ12rDXGF
RB-Appl-EffCW-med-ElecDHW-GasCDryer-Tier2-Top | DEER2016 | D16v1 | 2015-05-16 | Any | SFm | 2011 | CZ12 | rDXHP | Each | 1 | 974 | None | 134 | 0.0233 | 9.54 | 134 | 0.0233 | 9.54 | 134 | 0.0233 | 9.54 | 134 | 0.0233 | 9.54 |  |  | 1 |  | RB-Appl-EffCW-med-ElecDHW-GasCDryer-Tier2-TopAnySFm2011CZ12rDXHP
RB-Appl-EffCW-med-ElecDHW-GasCDryer-Tier2-Top | DEER2016 | D16v1 | 2015-05-16 | Any | SFm | 2011 | CZ12 | rNCEH | Each | 1 | 974 | None | 121 | 0.0183 | 9.54 | 121 | 0.0183 | 9.54 | 121 | 0.0183 | 9.54 | 121 | 0.0183 | 9.54 |  |  | 1 |  | RB-Appl-EffCW-med-ElecDHW-GasCDryer-Tier2-TopAnySFm2011CZ12rNCEH
RB-Appl-EffCW-med-ElecDHW-GasCDryer-Tier2-Top | DEER2016 | D16v1 | 2015-05-16 | Any | SFm | 2011 | CZ12 | rNCGF | Each | 1 | 974 | None | 138 | 0.0182 | 7.96 | 138 | 0.0182 | 7.96 | 138 | 0.0182 | 7.96 | 138 | 0.0182 | 7.96 |  |  | 1 |  | RB-Appl-EffCW-med-ElecDHW-GasCDryer-Tier2-TopAnySFm2011CZ12rNCGF
RB-Appl-EffCW-med-ElecDHW-GasCDryer-Tier2-Top | DEER2016 | D16v1 | 2015-05-16 | Any | SFm | 2011 | CZ13 | rDXGF | Each | 1 | 974 | None | 144 | 0.0229 | 7.82 | 144 | 0.0229 | 7.82 | 144 | 0.0229 | 7.82 | 144 | 0.0229 | 7.82 |  |  | 1 |  | RB-Appl-EffCW-med-ElecDHW-GasCDryer-Tier2-TopAnySFm2011CZ13rDXGF
RB-Appl-EffCW-med-ElecDHW-GasCDryer-Tier2-Top | DEER2016 | D16v1 | 2015-05-16 | Any | SFm | 2011 | CZ13 | rDXHP | Each | 1 | 974 | None | 134 | 0.0227 | 9.54 | 134 | 0.0227 | 9.54 | 134 | 0.0227 | 9.54 | 134 | 0.0227 | 9.54 |  |  | 1 |  | RB-Appl-EffCW-med-ElecDHW-GasCDryer-Tier2-TopAnySFm2011CZ13rDXHP
RB-Appl-EffCW-med-ElecDHW-GasCDryer-Tier2-Top | DEER2016 | D16v1 | 2015-05-16 | Any | SFm | 2011 | CZ13 | rNCEH | Each | 1 | 974 | None | 116 | 0.0174 | 9.54 | 116 | 0.0174 | 9.54 | 116 | 0.0174 | 9.54 | 116 | 0.0174 | 9.54 |  |  | 1 |  | RB-Appl-EffCW-med-ElecDHW-GasCDryer-Tier2-TopAnySFm2011CZ13rNCEH
RB-Appl-EffCW-med-ElecDHW-GasCDryer-Tier2-Top | DEER2016 | D16v1 | 2015-05-16 | Any | SFm | 2011 | CZ13 | rNCGF | Each | 1 | 974 | None | 134 | 0.0173 | 7.82 | 134 | 0.0173 | 7.82 | 134 | 0.0173 | 7.82 | 134 | 0.0173 | 7.82 |  |  | 1 |  | RB-Appl-EffCW-med-ElecDHW-GasCDryer-Tier2-TopAnySFm2011CZ13rNCGF
RB-Appl-EffCW-med-ElecDHW-GasCDryer-Tier2-Top | DEER2016 | D16v1 | 2015-05-16 | Any | SFm | 2011 | CZ14 | rDXGF | Each | 1 | 1080 | None | 146 | 0.0216 | 8.01 | 146 | 0.0216 | 8.01 | 146 | 0.0216 | 8.01 | 146 | 0.0216 | 8.01 |  |  | 1 |  | RB-Appl-EffCW-med-ElecDHW-GasCDryer-Tier2-TopAnySFm2011CZ14rDXGF
RB-Appl-EffCW-med-ElecDHW-GasCDryer-Tier2-Top | DEER2016 | D16v1 | 2015-05-16 | Any | SFm | 2011 | CZ14 | rDXHP | Each | 1 | 1080 | None | 138 | 0.0212 | 9.54 | 138 | 0.0212 | 9.54 | 138 | 0.0212 | 9.54 | 138 | 0.0212 | 9.54 |  |  | 1 |  | RB-Appl-EffCW-med-ElecDHW-GasCDryer-Tier2-TopAnySFm2011CZ14rDXHP
RB-Appl-EffCW-med-ElecDHW-GasCDryer-Tier2-Top | DEER2016 | D16v1 | 2015-05-16 | Any | SFm | 2011 | CZ14 | rNCEH | Each | 1 | 1080 | None | 120 | 0.017 | 9.54 | 120 | 0.017 | 9.54 | 120 | 0.017 | 9.54 | 120 | 0.017 | 9.54 |  |  | 1 |  | RB-Appl-EffCW-med-ElecDHW-GasCDryer-Tier2-TopAnySFm2011CZ14rNCEH
RB-Appl-EffCW-med-ElecDHW-GasCDryer-Tier2-Top | DEER2016 | D16v1 | 2015-05-16 | Any | SFm | 2011 | CZ14 | rNCGF | Each | 1 | 1080 | None | 136 | 0.017 | 8.03 | 136 | 0.017 | 8.03 | 136 | 0.017 | 8.03 | 136 | 0.017 | 8.03 |  |  | 1 |  | RB-Appl-EffCW-med-ElecDHW-GasCDryer-Tier2-TopAnySFm2011CZ14rNCGF
RB-Appl-EffCW-med-ElecDHW-GasCDryer-Tier2-Top | DEER2016 | D16v1 | 2015-05-16 | Any | SFm | 2011 | CZ15 | rDXGF | Each | 1 | 1080 | None | 135 | 0.0195 | 8.84 | 135 | 0.0195 | 8.84 | 135 | 0.0195 | 8.84 | 135 | 0.0195 | 8.84 |  |  | 1 |  | RB-Appl-EffCW-med-ElecDHW-GasCDryer-Tier2-TopAnySFm2011CZ15rDXGF
RB-Appl-EffCW-med-ElecDHW-GasCDryer-Tier2-Top | DEER2016 | D16v1 | 2015-05-16 | Any | SFm | 2011 | CZ15 | rDXHP | Each | 1 | 1080 | None | 128 | 0.0187 | 9.54 | 128 | 0.0187 | 9.54 | 128 | 0.0187 | 9.54 | 128 | 0.0187 | 9.54 |  |  | 1 |  | RB-Appl-EffCW-med-ElecDHW-GasCDryer-Tier2-TopAnySFm2011CZ15rDXHP
RB-Appl-EffCW-med-ElecDHW-GasCDryer-Tier2-Top | DEER2016 | D16v1 | 2015-05-16 | Any | SFm | 2011 | CZ15 | rNCEH | Each | 1 | 1080 | None | 113 | 0.0148 | 9.54 | 113 | 0.0148 | 9.54 | 113 | 0.0148 | 9.54 | 113 | 0.0148 | 9.54 |  |  | 1 |  | RB-Appl-EffCW-med-ElecDHW-GasCDryer-Tier2-TopAnySFm2011CZ15rNCEH
RB-Appl-EffCW-med-ElecDHW-GasCDryer-Tier2-Top | DEER2016 | D16v1 | 2015-05-16 | Any | SFm | 2011 | CZ15 | rNCGF | Each | 1 | 1080 | None | 120 | 0.0148 | 8.82 | 120 | 0.0148 | 8.82 | 120 | 0.0148 | 8.82 | 120 | 0.0148 | 8.82 |  |  | 1 |  | RB-Appl-EffCW-med-ElecDHW-GasCDryer-Tier2-TopAnySFm2011CZ15rNCGF
RB-Appl-EffCW-med-ElecDHW-GasCDryer-Tier2-Top | DEER2016 | D16v1 | 2015-05-16 | Any | SFm | 2011 | CZ16 | rDXGF | Each | 1 | 1150 | None | 155 | 0.0506 | 8.1 | 155 | 0.0506 | 8.1 | 155 | 0.0506 | 8.1 | 155 | 0.0506 | 8.1 |  |  | 1 |  | RB-Appl-EffCW-med-ElecDHW-GasCDryer-Tier2-TopAnySFm2011CZ16rDXGF
RB-Appl-EffCW-med-ElecDHW-GasCDryer-Tier2-Top | DEER2016 | D16v1 | 2015-05-16 | Any | SFm | 2011 | CZ16 | rDXHP | Each | 1 | 1150 | None | 140 | 0.0266 | 9.54 | 140 | 0.0266 | 9.54 | 140 | 0.0266 | 9.54 | 140 | 0.0266 | 9.54 |  |  | 1 |  | RB-Appl-EffCW-med-ElecDHW-GasCDryer-Tier2-TopAnySFm2011CZ16rDXHP
RB-Appl-EffCW-med-ElecDHW-GasCDryer-Tier2-Top | DEER2016 | D16v1 | 2015-05-16 | Any | SFm | 2011 | CZ16 | rNCEH | Each | 1 | 1150 | None | 135 | 0.0197 | 9.54 | 135 | 0.0197 | 9.54 | 135 | 0.0197 | 9.54 | 135 | 0.0197 | 9.54 |  |  | 1 |  | RB-Appl-EffCW-med-ElecDHW-GasCDryer-Tier2-TopAnySFm2011CZ16rNCEH
RB-Appl-EffCW-med-ElecDHW-GasCDryer-Tier2-Top | DEER2016 | D16v1 | 2015-05-16 | Any | SFm | 2011 | CZ16 | rNCGF | Each | 1 | 1150 | None | 150 | 0.0195 | 8.09 | 150 | 0.0195 | 8.09 | 150 | 0.0195 | 8.09 | 150 | 0.0195 | 8.09 |  |  | 1 |  | RB-Appl-EffCW-med-ElecDHW-GasCDryer-Tier2-TopAnySFm2011CZ16rNCGF
RB-Appl-EffCW-med-ElecDHW-GasCDryer-Tier2-Top | DEER2016 | D16v1 | 2015-05-16 | Any | SFm | 2014 | CZ01 | rDXGF | Each | 1 | 1150 | None | 150 | 0.00934 | 7.77 | 150 | 0.00934 | 7.77 | 150 | 0.00934 | 7.77 | 150 | 0.00934 | 7.77 |  |  | 1 |  | RB-Appl-EffCW-med-ElecDHW-GasCDryer-Tier2-TopAnySFm2014CZ01rDXGF
RB-Appl-EffCW-med-ElecDHW-GasCDryer-Tier2-Top | DEER2016 | D16v1 | 2015-05-16 | Any | SFm | 2014 | CZ01 | rDXHP | Each | 1 | 1150 | None | 139 | 0.036 | 9.54 | 139 | 0.036 | 9.54 | 139 | 0.036 | 9.54 | 139 | 0.036 | 9.54 |  |  | 1 |  | RB-Appl-EffCW-med-ElecDHW-GasCDryer-Tier2-TopAnySFm2014CZ01rDXHP
RB-Appl-EffCW-med-ElecDHW-GasCDryer-Tier2-Top | DEER2016 | D16v1 | 2015-05-16 | Any | SFm | 2014 | CZ01 | rNCEH | Each | 1 | 1150 | None | 133 | 0.0203 | 9.54 | 133 | 0.0203 | 9.54 | 133 | 0.0203 | 9.54 | 133 | 0.0203 | 9.54 |  |  | 1 |  | RB-Appl-EffCW-med-ElecDHW-GasCDryer-Tier2-TopAnySFm2014CZ01rNCEH
RB-Appl-EffCW-med-ElecDHW-GasCDryer-Tier2-Top | DEER2016 | D16v1 | 2015-05-16 | Any | SFm | 2014 | CZ01 | rNCGF | Each | 1 | 1150 | None | 150 | 0.0204 | 7.7 | 150 | 0.0204 | 7.7 | 150 | 0.0204 | 7.7 | 150 | 0.0204 | 7.7 |  |  | 1 |  | RB-Appl-EffCW-med-ElecDHW-GasCDryer-Tier2-TopAnySFm2014CZ01rNCGF
RB-Appl-EffCW-med-ElecDHW-GasCDryer-Tier2-Top | DEER2016 | D16v1 | 2015-05-16 | Any | SFm | 2014 | CZ02 | rDXGF | Each | 1 | 974 | None | 146 | 0.0256 | 7.33 | 146 | 0.0256 | 7.33 | 146 | 0.0256 | 7.33 | 146 | 0.0256 | 7.33 |  |  | 1 |  | RB-Appl-EffCW-med-ElecDHW-GasCDryer-Tier2-TopAnySFm2014CZ02rDXGF
RB-Appl-EffCW-med-ElecDHW-GasCDryer-Tier2-Top | DEER2016 | D16v1 | 2015-05-16 | Any | SFm | 2014 | CZ02 | rDXHP | Each | 1 | 974 | None | 130 | 0.0232 | 9.54 | 130 | 0.0232 | 9.54 | 130 | 0.0232 | 9.54 | 130 | 0.0232 | 9.54 |  |  | 1 |  | RB-Appl-EffCW-med-ElecDHW-GasCDryer-Tier2-TopAnySFm2014CZ02rDXHP
RB-Appl-EffCW-med-ElecDHW-GasCDryer-Tier2-Top | DEER2016 | D16v1 | 2015-05-16 | Any | SFm | 2014 | CZ02 | rNCEH | Each | 1 | 974 | None | 120 | 0.0192 | 9.54 | 120 | 0.0192 | 9.54 | 120 | 0.0192 | 9.54 | 120 | 0.0192 | 9.54 |  |  | 1 |  | RB-Appl-EffCW-med-ElecDHW-GasCDryer-Tier2-TopAnySFm2014CZ02rNCEH
RB-Appl-EffCW-med-ElecDHW-GasCDryer-Tier2-Top | DEER2016 | D16v1 | 2015-05-16 | Any | SFm | 2014 | CZ02 | rNCGF | Each | 1 | 974 | None | 142 | 0.0192 | 7.31 | 142 | 0.0192 | 7.31 | 142 | 0.0192 | 7.31 | 142 | 0.0192 | 7.31 |  |  | 1 |  | RB-Appl-EffCW-med-ElecDHW-GasCDryer-Tier2-TopAnySFm2014CZ02rNCGF
RB-Appl-EffCW-med-ElecDHW-GasCDryer-Tier2-Top | DEER2016 | D16v1 | 2015-05-16 | Any | SFm | 2014 | CZ03 | rDXGF | Each | 1 | 1150 | None | 145 | 0.0314 | 7.75 | 145 | 0.0314 | 7.75 | 145 | 0.0314 | 7.75 | 145 | 0.0314 | 7.75 |  |  | 1 |  | RB-Appl-EffCW-med-ElecDHW-GasCDryer-Tier2-TopAnySFm2014CZ03rDXGF
RB-Appl-EffCW-med-ElecDHW-GasCDryer-Tier2-Top | DEER2016 | D16v1 | 2015-05-16 | Any | SFm | 2014 | CZ03 | rDXHP | Each | 1 | 1150 | None | 133 | 0.0087 | 9.54 | 133 | 0.0087 | 9.54 | 133 | 0.0087 | 9.54 | 133 | 0.0087 | 9.54 |  |  | 1 |  | RB-Appl-EffCW-med-ElecDHW-GasCDryer-Tier2-TopAnySFm2014CZ03rDXHP
RB-Appl-EffCW-med-ElecDHW-GasCDryer-Tier2-Top | DEER2016 | D16v1 | 2015-05-16 | Any | SFm | 2014 | CZ03 | rNCEH | Each | 1 | 1150 | None | 127 | 0.0194 | 9.54 | 127 | 0.0194 | 9.54 | 127 | 0.0194 | 9.54 | 127 | 0.0194 | 9.54 |  |  | 1 |  | RB-Appl-EffCW-med-ElecDHW-GasCDryer-Tier2-TopAnySFm2014CZ03rNCEH
RB-Appl-EffCW-med-ElecDHW-GasCDryer-Tier2-Top | DEER2016 | D16v1 | 2015-05-16 | Any | SFm | 2014 | CZ03 | rNCGF | Each | 1 | 1150 | None | 143 | 0.0195 | 7.7 | 143 | 0.0195 | 7.7 | 143 | 0.0195 | 7.7 | 143 | 0.0195 | 7.7 |  |  | 1 |  | RB-Appl-EffCW-med-ElecDHW-GasCDryer-Tier2-TopAnySFm2014CZ03rNCGF
RB-Appl-EffCW-med-ElecDHW-GasCDryer-Tier2-Top | DEER2016 | D16v1 | 2015-05-16 | Any | SFm | 2014 | CZ04 | rDXGF | Each | 1 | 1150 | None | 147 | 0.021 | 7.74 | 147 | 0.021 | 7.74 | 147 | 0.021 | 7.74 | 147 | 0.021 | 7.74 |  |  | 1 |  | RB-Appl-EffCW-med-ElecDHW-GasCDryer-Tier2-TopAnySFm2014CZ04rDXGF
RB-Appl-EffCW-med-ElecDHW-GasCDryer-Tier2-Top | DEER2016 | D16v1 | 2015-05-16 | Any | SFm | 2014 | CZ04 | rDXHP | Each | 1 | 1150 | None | 131 | 0.0274 | 9.54 | 131 | 0.0274 | 9.54 | 131 | 0.0274 | 9.54 | 131 | 0.0274 | 9.54 |  |  | 1 |  | RB-Appl-EffCW-med-ElecDHW-GasCDryer-Tier2-TopAnySFm2014CZ04rDXHP
RB-Appl-EffCW-med-ElecDHW-GasCDryer-Tier2-Top | DEER2016 | D16v1 | 2015-05-16 | Any | SFm | 2014 | CZ04 | rNCEH | Each | 1 | 1150 | None | 122 | 0.0185 | 9.54 | 122 | 0.0185 | 9.54 | 122 | 0.0185 | 9.54 | 122 | 0.0185 | 9.54 |  |  | 1 |  | RB-Appl-EffCW-med-ElecDHW-GasCDryer-Tier2-TopAnySFm2014CZ04rNCEH
RB-Appl-EffCW-med-ElecDHW-GasCDryer-Tier2-Top | DEER2016 | D16v1 | 2015-05-16 | Any | SFm | 2014 | CZ04 | rNCGF | Each | 1 | 1150 | None | 140 | 0.0184 | 7.74 | 140 | 0.0184 | 7.74 | 140 | 0.0184 | 7.74 | 140 | 0.0184 | 7.74 |  |  | 1 |  | RB-Appl-EffCW-med-ElecDHW-GasCDryer-Tier2-TopAnySFm2014CZ04rNCGF
RB-Appl-EffCW-med-ElecDHW-GasCDryer-Tier2-Top | DEER2016 | D16v1 | 2015-05-16 | Any | SFm | 2014 | CZ05 | rDXGF | Each | 1 | 1150 | None | 149 | 0.0134 | 7.8 | 149 | 0.0134 | 7.8 | 149 | 0.0134 | 7.8 | 149 | 0.0134 | 7.8 |  |  | 1 |  | RB-Appl-EffCW-med-ElecDHW-GasCDryer-Tier2-TopAnySFm2014CZ05rDXGF
RB-Appl-EffCW-med-ElecDHW-GasCDryer-Tier2-Top | DEER2016 | D16v1 | 2015-05-16 | Any | SFm | 2014 | CZ05 | rDXHP | Each | 1 | 1150 | None | 135 | 0.0269 | 9.54 | 135 | 0.0269 | 9.54 | 135 | 0.0269 | 9.54 | 135 | 0.0269 | 9.54 |  |  | 1 |  | RB-Appl-EffCW-med-ElecDHW-GasCDryer-Tier2-TopAnySFm2014CZ05rDXHP
RB-Appl-EffCW-med-ElecDHW-GasCDryer-Tier2-Top | DEER2016 | D16v1 | 2015-05-16 | Any | SFm | 2014 | CZ05 | rNCEH | Each | 1 | 1150 | None | 129 | 0.0195 | 9.54 | 129 | 0.0195 | 9.54 | 129 | 0.0195 | 9.54 | 129 | 0.0195 | 9.54 |  |  | 1 |  | RB-Appl-EffCW-med-ElecDHW-GasCDryer-Tier2-TopAnySFm2014CZ05rNCEH
RB-Appl-EffCW-med-ElecDHW-GasCDryer-Tier2-Top | DEER2016 | D16v1 | 2015-05-16 | Any | SFm | 2014 | CZ05 | rNCGF | Each | 1 | 1150 | None | 144 | 0.0194 | 7.78 | 144 | 0.0194 | 7.78 | 144 | 0.0194 | 7.78 | 144 | 0.0194 | 7.78 |  |  | 1 |  | RB-Appl-EffCW-med-ElecDHW-GasCDryer-Tier2-TopAnySFm2014CZ05rNCGF
RB-Appl-EffCW-med-ElecDHW-GasCDryer-Tier2-Top | DEER2016 | D16v1 | 2015-05-16 | Any | SFm | 2014 | CZ06 | rDXGF | Each | 1 | 1200 | None | 142 | 0.0196 | 8.17 | 142 | 0.0196 | 8.17 | 142 | 0.0196 | 8.17 | 142 | 0.0196 | 8.17 |  |  | 1 |  | RB-Appl-EffCW-med-ElecDHW-GasCDryer-Tier2-TopAnySFm2014CZ06rDXGF
RB-Appl-EffCW-med-ElecDHW-GasCDryer-Tier2-Top | DEER2016 | D16v1 | 2015-05-16 | Any | SFm | 2014 | CZ06 | rDXHP | Each | 1 | 1200 | None | 131 | 0.00524 | 9.54 | 131 | 0.00524 | 9.54 | 131 | 0.00524 | 9.54 | 131 | 0.00524 | 9.54 |  |  | 1 |  | RB-Appl-EffCW-med-ElecDHW-GasCDryer-Tier2-TopAnySFm2014CZ06rDXHP
RB-Appl-EffCW-med-ElecDHW-GasCDryer-Tier2-Top | DEER2016 | D16v1 | 2015-05-16 | Any | SFm | 2014 | CZ06 | rNCEH | Each | 1 | 1200 | None | 122 | 0.0183 | 9.54 | 122 | 0.0183 | 9.54 | 122 | 0.0183 | 9.54 | 122 | 0.0183 | 9.54 |  |  | 1 |  | RB-Appl-EffCW-med-ElecDHW-GasCDryer-Tier2-TopAnySFm2014CZ06rNCEH
RB-Appl-EffCW-med-ElecDHW-GasCDryer-Tier2-Top | DEER2016 | D16v1 | 2015-05-16 | Any | SFm | 2014 | CZ06 | rNCGF | Each | 1 | 1200 | None | 137 | 0.0183 | 8.15 | 137 | 0.0183 | 8.15 | 137 | 0.0183 | 8.15 | 137 | 0.0183 | 8.15 |  |  | 1 |  | RB-Appl-EffCW-med-ElecDHW-GasCDryer-Tier2-TopAnySFm2014CZ06rNCGF
RB-Appl-EffCW-med-ElecDHW-GasCDryer-Tier2-Top | DEER2016 | D16v1 | 2015-05-16 | Any | SFm | 2014 | CZ07 | rDXGF | Each | 1 | 1200 | None | 142 | -0.0504 | 8.29 | 142 | -0.0504 | 8.29 | 142 | -0.0504 | 8.29 | 142 | -0.0504 | 8.29 |  |  | 1 |  | RB-Appl-EffCW-med-ElecDHW-GasCDryer-Tier2-TopAnySFm2014CZ07rDXGF
RB-Appl-EffCW-med-ElecDHW-GasCDryer-Tier2-Top | DEER2016 | D16v1 | 2015-05-16 | Any | SFm | 2014 | CZ07 | rDXHP | Each | 1 | 1200 | None | 143 | 0.078 | 9.54 | 143 | 0.078 | 9.54 | 143 | 0.078 | 9.54 | 143 | 0.078 | 9.54 |  |  | 1 |  | RB-Appl-EffCW-med-ElecDHW-GasCDryer-Tier2-TopAnySFm2014CZ07rDXHP
RB-Appl-EffCW-med-ElecDHW-GasCDryer-Tier2-Top | DEER2016 | D16v1 | 2015-05-16 | Any | SFm | 2014 | CZ07 | rNCEH | Each | 1 | 1200 | None | 125 | 0.0183 | 9.54 | 125 | 0.0183 | 9.54 | 125 | 0.0183 | 9.54 | 125 | 0.0183 | 9.54 |  |  | 1 |  | RB-Appl-EffCW-med-ElecDHW-GasCDryer-Tier2-TopAnySFm2014CZ07rNCEH
RB-Appl-EffCW-med-ElecDHW-GasCDryer-Tier2-Top | DEER2016 | D16v1 | 2015-05-16 | Any | SFm | 2014 | CZ07 | rNCGF | Each | 1 | 1200 | None | 136 | 0.0182 | 8.18 | 136 | 0.0182 | 8.18 | 136 | 0.0182 | 8.18 | 136 | 0.0182 | 8.18 |  |  | 1 |  | RB-Appl-EffCW-med-ElecDHW-GasCDryer-Tier2-TopAnySFm2014CZ07rNCGF
RB-Appl-EffCW-med-ElecDHW-GasCDryer-Tier2-Top | DEER2016 | D16v1 | 2015-05-16 | Any | SFm | 2014 | CZ08 | rDXGF | Each | 1 | 1200 | None | 140 | 0.0233 | 8.34 | 140 | 0.0233 | 8.34 | 140 | 0.0233 | 8.34 | 140 | 0.0233 | 8.34 |  |  | 1 |  | RB-Appl-EffCW-med-ElecDHW-GasCDryer-Tier2-TopAnySFm2014CZ08rDXGF
RB-Appl-EffCW-med-ElecDHW-GasCDryer-Tier2-Top | DEER2016 | D16v1 | 2015-05-16 | Any | SFm | 2014 | CZ08 | rDXHP | Each | 1 | 1200 | None | 147 | 0.0227 | 9.54 | 147 | 0.0227 | 9.54 | 147 | 0.0227 | 9.54 | 147 | 0.0227 | 9.54 |  |  | 1 |  | RB-Appl-EffCW-med-ElecDHW-GasCDryer-Tier2-TopAnySFm2014CZ08rDXHP
RB-Appl-EffCW-med-ElecDHW-GasCDryer-Tier2-Top | DEER2016 | D16v1 | 2015-05-16 | Any | SFm | 2014 | CZ08 | rNCEH | Each | 1 | 1200 | None | 122 | 0.0179 | 9.54 | 122 | 0.0179 | 9.54 | 122 | 0.0179 | 9.54 | 122 | 0.0179 | 9.54 |  |  | 1 |  | RB-Appl-EffCW-med-ElecDHW-GasCDryer-Tier2-TopAnySFm2014CZ08rNCEH
RB-Appl-EffCW-med-ElecDHW-GasCDryer-Tier2-Top | DEER2016 | D16v1 | 2015-05-16 | Any | SFm | 2014 | CZ08 | rNCGF | Each | 1 | 1200 | None | 134 | 0.018 | 8.29 | 134 | 0.018 | 8.29 | 134 | 0.018 | 8.29 | 134 | 0.018 | 8.29 |  |  | 1 |  | RB-Appl-EffCW-med-ElecDHW-GasCDryer-Tier2-TopAnySFm2014CZ08rNCGF
RB-Appl-EffCW-med-ElecDHW-GasCDryer-Tier2-Top | DEER2016 | D16v1 | 2015-05-16 | Any | SFm | 2014 | CZ09 | rDXGF | Each | 1 | 1210 | None | 143 | 0.0216 | 8.15 | 143 | 0.0216 | 8.15 | 143 | 0.0216 | 8.15 | 143 | 0.0216 | 8.15 |  |  | 1 |  | RB-Appl-EffCW-med-ElecDHW-GasCDryer-Tier2-TopAnySFm2014CZ09rDXGF
RB-Appl-EffCW-med-ElecDHW-GasCDryer-Tier2-Top | DEER2016 | D16v1 | 2015-05-16 | Any | SFm | 2014 | CZ09 | rDXHP | Each | 1 | 1210 | None | 138 | 0.0229 | 9.54 | 138 | 0.0229 | 9.54 | 138 | 0.0229 | 9.54 | 138 | 0.0229 | 9.54 |  |  | 1 |  | RB-Appl-EffCW-med-ElecDHW-GasCDryer-Tier2-TopAnySFm2014CZ09rDXHP
RB-Appl-EffCW-med-ElecDHW-GasCDryer-Tier2-Top | DEER2016 | D16v1 | 2015-05-16 | Any | SFm | 2014 | CZ09 | rNCEH | Each | 1 | 1210 | None | 120 | 0.0177 | 9.54 | 120 | 0.0177 | 9.54 | 120 | 0.0177 | 9.54 | 120 | 0.0177 | 9.54 |  |  | 1 |  | RB-Appl-EffCW-med-ElecDHW-GasCDryer-Tier2-TopAnySFm2014CZ09rNCEH
RB-Appl-EffCW-med-ElecDHW-GasCDryer-Tier2-Top | DEER2016 | D16v1 | 2015-05-16 | Any | SFm | 2014 | CZ09 | rNCGF | Each | 1 | 1210 | None | 134 | 0.0178 | 8.13 | 134 | 0.0178 | 8.13 | 134 | 0.0178 | 8.13 | 134 | 0.0178 | 8.13 |  |  | 1 |  | RB-Appl-EffCW-med-ElecDHW-GasCDryer-Tier2-TopAnySFm2014CZ09rNCGF
RB-Appl-EffCW-med-ElecDHW-GasCDryer-Tier2-Top | DEER2016 | D16v1 | 2015-05-16 | Any | SFm | 2014 | CZ10 | rDXGF | Each | 1 | 974 | None | 144 | 0.0213 | 8.21 | 144 | 0.0213 | 8.21 | 144 | 0.0213 | 8.21 | 144 | 0.0213 | 8.21 |  |  | 1 |  | RB-Appl-EffCW-med-ElecDHW-GasCDryer-Tier2-TopAnySFm2014CZ10rDXGF
RB-Appl-EffCW-med-ElecDHW-GasCDryer-Tier2-Top | DEER2016 | D16v1 | 2015-05-16 | Any | SFm | 2014 | CZ10 | rDXHP | Each | 1 | 974 | None | 136 | 0.0199 | 9.54 | 136 | 0.0199 | 9.54 | 136 | 0.0199 | 9.54 | 136 | 0.0199 | 9.54 |  |  | 1 |  | RB-Appl-EffCW-med-ElecDHW-GasCDryer-Tier2-TopAnySFm2014CZ10rDXHP
RB-Appl-EffCW-med-ElecDHW-GasCDryer-Tier2-Top | DEER2016 | D16v1 | 2015-05-16 | Any | SFm | 2014 | CZ10 | rNCEH | Each | 1 | 974 | None | 119 | 0.0175 | 9.54 | 119 | 0.0175 | 9.54 | 119 | 0.0175 | 9.54 | 119 | 0.0175 | 9.54 |  |  | 1 |  | RB-Appl-EffCW-med-ElecDHW-GasCDryer-Tier2-TopAnySFm2014CZ10rNCEH
RB-Appl-EffCW-med-ElecDHW-GasCDryer-Tier2-Top | DEER2016 | D16v1 | 2015-05-16 | Any | SFm | 2014 | CZ10 | rNCGF | Each | 1 | 974 | None | 134 | 0.0175 | 8.1 | 134 | 0.0175 | 8.1 | 134 | 0.0175 | 8.1 | 134 | 0.0175 | 8.1 |  |  | 1 |  | RB-Appl-EffCW-med-ElecDHW-GasCDryer-Tier2-TopAnySFm2014CZ10rNCGF
RB-Appl-EffCW-med-ElecDHW-GasCDryer-Tier2-Top | DEER2016 | D16v1 | 2015-05-16 | Any | SFm | 2014 | CZ11 | rDXGF | Each | 1 | 974 | None | 143 | 0.0231 | 7.95 | 143 | 0.0231 | 7.95 | 143 | 0.0231 | 7.95 | 143 | 0.0231 | 7.95 |  |  | 1 |  | RB-Appl-EffCW-med-ElecDHW-GasCDryer-Tier2-TopAnySFm2014CZ11rDXGF
RB-Appl-EffCW-med-ElecDHW-GasCDryer-Tier2-Top | DEER2016 | D16v1 | 2015-05-16 | Any | SFm | 2014 | CZ11 | rDXHP | Each | 1 | 974 | None | 133 | 0.022 | 9.54 | 133 | 0.022 | 9.54 | 133 | 0.022 | 9.54 | 133 | 0.022 | 9.54 |  |  | 1 |  | RB-Appl-EffCW-med-ElecDHW-GasCDryer-Tier2-TopAnySFm2014CZ11rDXHP
RB-Appl-EffCW-med-ElecDHW-GasCDryer-Tier2-Top | DEER2016 | D16v1 | 2015-05-16 | Any | SFm | 2014 | CZ11 | rNCEH | Each | 1 | 974 | None | 118 | 0.0175 | 9.54 | 118 | 0.0175 | 9.54 | 118 | 0.0175 | 9.54 | 118 | 0.0175 | 9.54 |  |  | 1 |  | RB-Appl-EffCW-med-ElecDHW-GasCDryer-Tier2-TopAnySFm2014CZ11rNCEH
RB-Appl-EffCW-med-ElecDHW-GasCDryer-Tier2-Top | DEER2016 | D16v1 | 2015-05-16 | Any | SFm | 2014 | CZ11 | rNCGF | Each | 1 | 974 | None | 135 | 0.0175 | 7.95 | 135 | 0.0175 | 7.95 | 135 | 0.0175 | 7.95 | 135 | 0.0175 | 7.95 |  |  | 1 |  | RB-Appl-EffCW-med-ElecDHW-GasCDryer-Tier2-TopAnySFm2014CZ11rNCGF
RB-Appl-EffCW-med-ElecDHW-GasCDryer-Tier2-Top | DEER2016 | D16v1 | 2015-05-16 | Any | SFm | 2014 | CZ12 | rDXGF | Each | 1 | 974 | None | 146 | 0.0216 | 7.95 | 146 | 0.0216 | 7.95 | 146 | 0.0216 | 7.95 | 146 | 0.0216 | 7.95 |  |  | 1 |  | RB-Appl-EffCW-med-ElecDHW-GasCDryer-Tier2-TopAnySFm2014CZ12rDXGF
RB-Appl-EffCW-med-ElecDHW-GasCDryer-Tier2-Top | DEER2016 | D16v1 | 2015-05-16 | Any | SFm | 2014 | CZ12 | rDXHP | Each | 1 | 974 | None | 133 | 0.0229 | 9.54 | 133 | 0.0229 | 9.54 | 133 | 0.0229 | 9.54 | 133 | 0.0229 | 9.54 |  |  | 1 |  | RB-Appl-EffCW-med-ElecDHW-GasCDryer-Tier2-TopAnySFm2014CZ12rDXHP
RB-Appl-EffCW-med-ElecDHW-GasCDryer-Tier2-Top | DEER2016 | D16v1 | 2015-05-16 | Any | SFm | 2014 | CZ12 | rNCEH | Each | 1 | 974 | None | 121 | 0.0183 | 9.54 | 121 | 0.0183 | 9.54 | 121 | 0.0183 | 9.54 | 121 | 0.0183 | 9.54 |  |  | 1 |  | RB-Appl-EffCW-med-ElecDHW-GasCDryer-Tier2-TopAnySFm2014CZ12rNCEH
RB-Appl-EffCW-med-ElecDHW-GasCDryer-Tier2-Top | DEER2016 | D16v1 | 2015-05-16 | Any | SFm | 2014 | CZ12 | rNCGF | Each | 1 | 974 | None | 138 | 0.0182 | 7.99 | 138 | 0.0182 | 7.99 | 138 | 0.0182 | 7.99 | 138 | 0.0182 | 7.99 |  |  | 1 |  | RB-Appl-EffCW-med-ElecDHW-GasCDryer-Tier2-TopAnySFm2014CZ12rNCGF
RB-Appl-EffCW-med-ElecDHW-GasCDryer-Tier2-Top | DEER2016 | D16v1 | 2015-05-16 | Any | SFm | 2014 | CZ13 | rDXGF | Each | 1 | 974 | None | 140 | 0.0208 | 7.81 | 140 | 0.0208 | 7.81 | 140 | 0.0208 | 7.81 | 140 | 0.0208 | 7.81 |  |  | 1 |  | RB-Appl-EffCW-med-ElecDHW-GasCDryer-Tier2-TopAnySFm2014CZ13rDXGF
RB-Appl-EffCW-med-ElecDHW-GasCDryer-Tier2-Top | DEER2016 | D16v1 | 2015-05-16 | Any | SFm | 2014 | CZ13 | rDXHP | Each | 1 | 974 | None | 133 | 0.0231 | 9.54 | 133 | 0.0231 | 9.54 | 133 | 0.0231 | 9.54 | 133 | 0.0231 | 9.54 |  |  | 1 |  | RB-Appl-EffCW-med-ElecDHW-GasCDryer-Tier2-TopAnySFm2014CZ13rDXHP
RB-Appl-EffCW-med-ElecDHW-GasCDryer-Tier2-Top | DEER2016 | D16v1 | 2015-05-16 | Any | SFm | 2014 | CZ13 | rNCEH | Each | 1 | 974 | None | 115 | 0.0174 | 9.54 | 115 | 0.0174 | 9.54 | 115 | 0.0174 | 9.54 | 115 | 0.0174 | 9.54 |  |  | 1 |  | RB-Appl-EffCW-med-ElecDHW-GasCDryer-Tier2-TopAnySFm2014CZ13rNCEH
RB-Appl-EffCW-med-ElecDHW-GasCDryer-Tier2-Top | DEER2016 | D16v1 | 2015-05-16 | Any | SFm | 2014 | CZ13 | rNCGF | Each | 1 | 974 | None | 134 | 0.0174 | 7.83 | 134 | 0.0174 | 7.83 | 134 | 0.0174 | 7.83 | 134 | 0.0174 | 7.83 |  |  | 1 |  | RB-Appl-EffCW-med-ElecDHW-GasCDryer-Tier2-TopAnySFm2014CZ13rNCGF
RB-Appl-EffCW-med-ElecDHW-GasCDryer-Tier2-Top | DEER2016 | D16v1 | 2015-05-16 | Any | SFm | 2014 | CZ14 | rDXGF | Each | 1 | 1080 | None | 147 | 0.0211 | 7.98 | 147 | 0.0211 | 7.98 | 147 | 0.0211 | 7.98 | 147 | 0.0211 | 7.98 |  |  | 1 |  | RB-Appl-EffCW-med-ElecDHW-GasCDryer-Tier2-TopAnySFm2014CZ14rDXGF
RB-Appl-EffCW-med-ElecDHW-GasCDryer-Tier2-Top | DEER2016 | D16v1 | 2015-05-16 | Any | SFm | 2014 | CZ14 | rDXHP | Each | 1 | 1080 | None | 136 | 0.0216 | 9.54 | 136 | 0.0216 | 9.54 | 136 | 0.0216 | 9.54 | 136 | 0.0216 | 9.54 |  |  | 1 |  | RB-Appl-EffCW-med-ElecDHW-GasCDryer-Tier2-TopAnySFm2014CZ14rDXHP
RB-Appl-EffCW-med-ElecDHW-GasCDryer-Tier2-Top | DEER2016 | D16v1 | 2015-05-16 | Any | SFm | 2014 | CZ14 | rNCEH | Each | 1 | 1080 | None | 119 | 0.017 | 9.54 | 119 | 0.017 | 9.54 | 119 | 0.017 | 9.54 | 119 | 0.017 | 9.54 |  |  | 1 |  | RB-Appl-EffCW-med-ElecDHW-GasCDryer-Tier2-TopAnySFm2014CZ14rNCEH
RB-Appl-EffCW-med-ElecDHW-GasCDryer-Tier2-Top | DEER2016 | D16v1 | 2015-05-16 | Any | SFm | 2014 | CZ14 | rNCGF | Each | 1 | 1080 | None | 135 | 0.017 | 8 | 135 | 0.017 | 8 | 135 | 0.017 | 8 | 135 | 0.017 | 8 |  |  | 1 |  | RB-Appl-EffCW-med-ElecDHW-GasCDryer-Tier2-TopAnySFm2014CZ14rNCGF
RB-Appl-EffCW-med-ElecDHW-GasCDryer-Tier2-Top | DEER2016 | D16v1 | 2015-05-16 | Any | SFm | 2014 | CZ15 | rDXGF | Each | 1 | 1080 | None | 135 | 0.0189 | 8.79 | 135 | 0.0189 | 8.79 | 135 | 0.0189 | 8.79 | 135 | 0.0189 | 8.79 |  |  | 1 |  | RB-Appl-EffCW-med-ElecDHW-GasCDryer-Tier2-TopAnySFm2014CZ15rDXGF
RB-Appl-EffCW-med-ElecDHW-GasCDryer-Tier2-Top | DEER2016 | D16v1 | 2015-05-16 | Any | SFm | 2014 | CZ15 | rDXHP | Each | 1 | 1080 | None | 129 | 0.019 | 9.54 | 129 | 0.019 | 9.54 | 129 | 0.019 | 9.54 | 129 | 0.019 | 9.54 |  |  | 1 |  | RB-Appl-EffCW-med-ElecDHW-GasCDryer-Tier2-TopAnySFm2014CZ15rDXHP
RB-Appl-EffCW-med-ElecDHW-GasCDryer-Tier2-Top | DEER2016 | D16v1 | 2015-05-16 | Any | SFm | 2014 | CZ15 | rNCEH | Each | 1 | 1080 | None | 112 | 0.0148 | 9.54 | 112 | 0.0148 | 9.54 | 112 | 0.0148 | 9.54 | 112 | 0.0148 | 9.54 |  |  | 1 |  | RB-Appl-EffCW-med-ElecDHW-GasCDryer-Tier2-TopAnySFm2014CZ15rNCEH
RB-Appl-EffCW-med-ElecDHW-GasCDryer-Tier2-Top | DEER2016 | D16v1 | 2015-05-16 | Any | SFm | 2014 | CZ15 | rNCGF | Each | 1 | 1080 | None | 120 | 0.0148 | 8.76 | 120 | 0.0148 | 8.76 | 120 | 0.0148 | 8.76 | 120 | 0.0148 | 8.76 |  |  | 1 |  | RB-Appl-EffCW-med-ElecDHW-GasCDryer-Tier2-TopAnySFm2014CZ15rNCGF
RB-Appl-EffCW-med-ElecDHW-GasCDryer-Tier2-Top | DEER2016 | D16v1 | 2015-05-16 | Any | SFm | 2014 | CZ16 | rDXGF | Each | 1 | 1150 | None | 154 | 0.0234 | 7.59 | 154 | 0.0234 | 7.59 | 154 | 0.0234 | 7.59 | 154 | 0.0234 | 7.59 |  |  | 1 |  | RB-Appl-EffCW-med-ElecDHW-GasCDryer-Tier2-TopAnySFm2014CZ16rDXGF
RB-Appl-EffCW-med-ElecDHW-GasCDryer-Tier2-Top | DEER2016 | D16v1 | 2015-05-16 | Any | SFm | 2014 | CZ16 | rDXHP | Each | 1 | 1150 | None | 132 | 0.025 | 9.54 | 132 | 0.025 | 9.54 | 132 | 0.025 | 9.54 | 132 | 0.025 | 9.54 |  |  | 1 |  | RB-Appl-EffCW-med-ElecDHW-GasCDryer-Tier2-TopAnySFm2014CZ16rDXHP
RB-Appl-EffCW-med-ElecDHW-GasCDryer-Tier2-Top | DEER2016 | D16v1 | 2015-05-16 | Any | SFm | 2014 | CZ16 | rNCEH | Each | 1 | 1150 | None | 129 | 0.0197 | 9.54 | 129 | 0.0197 | 9.54 | 129 | 0.0197 | 9.54 | 129 | 0.0197 | 9.54 |  |  | 1 |  | RB-Appl-EffCW-med-ElecDHW-GasCDryer-Tier2-TopAnySFm2014CZ16rNCEH
RB-Appl-EffCW-med-ElecDHW-GasCDryer-Tier2-Top | DEER2016 | D16v1 | 2015-05-16 | Any | SFm | 2014 | CZ16 | rNCGF | Each | 1 | 1150 | None | 149 | 0.0196 | 7.6 | 149 | 0.0196 | 7.6 | 149 | 0.0196 | 7.6 | 149 | 0.0196 | 7.6 |  |  | 1 |  | RB-Appl-EffCW-med-ElecDHW-GasCDryer-Tier2-TopAnySFm2014CZ16rNCGF
RB-Appl-EffCW-med-ElecDHW-GasCDryer-Tier2-Top | DEER2016 | D16v1 | 2015-05-14 08:10 | PGE | DMo | Ex | CZ01 | rWtd | Each | 1 | 606 | None | 118 | 0.014 | 6.46 | 118 | 0.014 | 6.46 | 118 | 0.014 | 6.46 | 118 | 0.014 | 6.46 |  |  | 2 |  | RB-Appl-EffCW-med-ElecDHW-GasCDryer-Tier2-TopPGEDMoExCZ01rWtd
RB-Appl-EffCW-med-ElecDHW-GasCDryer-Tier2-Top | DEER2016 | D16v1 | 2015-05-14 08:10 | PGE | DMo | Ex | CZ02 | rWtd | Each | 1 | 606 | None | 117 | 0.0197 | 6.45 | 117 | 0.0197 | 6.45 | 117 | 0.0197 | 6.45 | 117 | 0.0197 | 6.45 |  |  | 2 |  | RB-Appl-EffCW-med-ElecDHW-GasCDryer-Tier2-TopPGEDMoExCZ02rWtd
RB-Appl-EffCW-med-ElecDHW-GasCDryer-Tier2-Top | DEER2016 | D16v1 | 2015-05-14 08:10 | PGE | DMo | Ex | CZ03 | rWtd | Each | 1 | 606 | None | 115 | 0.0178 | 6.49 | 115 | 0.0178 | 6.49 | 115 | 0.0178 | 6.49 | 115 | 0.0178 | 6.49 |  |  | 2 |  | RB-Appl-EffCW-med-ElecDHW-GasCDryer-Tier2-TopPGEDMoExCZ03rWtd
RB-Appl-EffCW-med-ElecDHW-GasCDryer-Tier2-Top | DEER2016 | D16v1 | 2015-05-14 08:10 | PGE | DMo | Ex | CZ04 | rWtd | Each | 1 | 608 | None | 115 | 0.0178 | 6.65 | 115 | 0.0178 | 6.65 | 115 | 0.0178 | 6.65 | 115 | 0.0178 | 6.65 |  |  | 2 |  | RB-Appl-EffCW-med-ElecDHW-GasCDryer-Tier2-TopPGEDMoExCZ04rWtd
RB-Appl-EffCW-med-ElecDHW-GasCDryer-Tier2-Top | DEER2016 | D16v1 | 2015-05-14 08:10 | PGE | DMo | Ex | CZ05 | rWtd | Each | 1 | 607 | None | 114 | 0.0159 | 6.37 | 114 | 0.0159 | 6.37 | 114 | 0.0159 | 6.37 | 114 | 0.0159 | 6.37 |  |  | 2 |  | RB-Appl-EffCW-med-ElecDHW-GasCDryer-Tier2-TopPGEDMoExCZ05rWtd
RB-Appl-EffCW-med-ElecDHW-GasCDryer-Tier2-Top | DEER2016 | D16v1 | 2015-05-14 08:10 | PGE | DMo | Ex | CZ11 | rWtd | Each | 1 | 610 | None | 114 | 0.0176 | 6.58 | 114 | 0.0176 | 6.58 | 114 | 0.0176 | 6.58 | 114 | 0.0176 | 6.58 |  |  | 2 |  | RB-Appl-EffCW-med-ElecDHW-GasCDryer-Tier2-TopPGEDMoExCZ11rWtd
RB-Appl-EffCW-med-ElecDHW-GasCDryer-Tier2-Top | DEER2016 | D16v1 | 2015-05-14 08:10 | PGE | DMo | Ex | CZ12 | rWtd | Each | 1 | 606 | None | 115 | 0.0183 | 6.47 | 115 | 0.0183 | 6.47 | 115 | 0.0183 | 6.47 | 115 | 0.0183 | 6.47 |  |  | 2 |  | RB-Appl-EffCW-med-ElecDHW-GasCDryer-Tier2-TopPGEDMoExCZ12rWtd
RB-Appl-EffCW-med-ElecDHW-GasCDryer-Tier2-Top | DEER2016 | D16v1 | 2015-05-14 08:10 | PGE | DMo | Ex | CZ13 | rWtd | Each | 1 | 604 | None | 113 | 0.017 | 6.63 | 113 | 0.017 | 6.63 | 113 | 0.017 | 6.63 | 113 | 0.017 | 6.63 |  |  | 2 |  | RB-Appl-EffCW-med-ElecDHW-GasCDryer-Tier2-TopPGEDMoExCZ13rWtd
RB-Appl-EffCW-med-ElecDHW-GasCDryer-Tier2-Top | DEER2016 | D16v1 | 2015-05-14 08:10 | PGE | DMo | Ex | CZ16 | rWtd | Each | 1 | 614 | None | 120 | 0.0176 | 6.35 | 120 | 0.0176 | 6.35 | 120 | 0.0176 | 6.35 | 120 | 0.0176 | 6.35 |  |  | 2 |  | RB-Appl-EffCW-med-ElecDHW-GasCDryer-Tier2-TopPGEDMoExCZ16rWtd
RB-Appl-EffCW-med-ElecDHW-GasCDryer-Tier2-Top | DEER2016 | D16v1 | 2015-05-14 08:10 | PGE | DMo | Ex | IOU | rWtd | Each | 1 | 608 | None | 115 | 0.0177 | 6.53 | 115 | 0.0177 | 6.53 | 115 | 0.0177 | 6.53 | 115 | 0.0177 | 6.53 |  |  | 2 |  | RB-Appl-EffCW-med-ElecDHW-GasCDryer-Tier2-TopPGEDMoExIOUrWtd
RB-Appl-EffCW-med-ElecDHW-GasCDryer-Tier2-Top | DEER2016 | D16v1 | 2015-05-14 08:10 | PGE | DMo | MH00 | CZ01 | rWtd | Each | 1 | 621 | None | 118 | 0.0161 | 6.51 | 118 | 0.0161 | 6.51 | 118 | 0.0161 | 6.51 | 118 | 0.0161 | 6.51 |  |  | 2 |  | RB-Appl-EffCW-med-ElecDHW-GasCDryer-Tier2-TopPGEDMoMH00CZ01rWtd
RB-Appl-EffCW-med-ElecDHW-GasCDryer-Tier2-Top | DEER2016 | D16v1 | 2015-05-14 08:10 | PGE | DMo | MH00 | CZ02 | rWtd | Each | 1 | 621 | None | 114 | 0.0203 | 6.45 | 114 | 0.0203 | 6.45 | 114 | 0.0203 | 6.45 | 114 | 0.0203 | 6.45 |  |  | 2 |  | RB-Appl-EffCW-med-ElecDHW-GasCDryer-Tier2-TopPGEDMoMH00CZ02rWtd
RB-Appl-EffCW-med-ElecDHW-GasCDryer-Tier2-Top | DEER2016 | D16v1 | 2015-05-14 08:10 | PGE | DMo | MH00 | CZ03 | rWtd | Each | 1 | 621 | None | 114 | 0.0171 | 6.46 | 114 | 0.0171 | 6.46 | 114 | 0.0171 | 6.46 | 114 | 0.0171 | 6.46 |  |  | 2 |  | RB-Appl-EffCW-med-ElecDHW-GasCDryer-Tier2-TopPGEDMoMH00CZ03rWtd
RB-Appl-EffCW-med-ElecDHW-GasCDryer-Tier2-Top | DEER2016 | D16v1 | 2015-05-14 08:10 | PGE | DMo | MH00 | CZ04 | rWtd | Each | 1 | 621 | None | 116 | 0.0178 | 6.72 | 116 | 0.0178 | 6.72 | 116 | 0.0178 | 6.72 | 116 | 0.0178 | 6.72 |  |  | 2 |  | RB-Appl-EffCW-med-ElecDHW-GasCDryer-Tier2-TopPGEDMoMH00CZ04rWtd
RB-Appl-EffCW-med-ElecDHW-GasCDryer-Tier2-Top | DEER2016 | D16v1 | 2015-05-14 08:10 | PGE | DMo | MH00 | CZ05 | rWtd | Each | 1 | 621 | None | 113 | 0.0165 | 6.35 | 113 | 0.0165 | 6.35 | 113 | 0.0165 | 6.35 | 113 | 0.0165 | 6.35 |  |  | 2 |  | RB-Appl-EffCW-med-ElecDHW-GasCDryer-Tier2-TopPGEDMoMH00CZ05rWtd
RB-Appl-EffCW-med-ElecDHW-GasCDryer-Tier2-Top | DEER2016 | D16v1 | 2015-05-14 08:10 | PGE | DMo | MH00 | CZ11 | rWtd | Each | 1 | 621 | None | 115 | 0.0175 | 6.55 | 115 | 0.0175 | 6.55 | 115 | 0.0175 | 6.55 | 115 | 0.0175 | 6.55 |  |  | 2 |  | RB-Appl-EffCW-med-ElecDHW-GasCDryer-Tier2-TopPGEDMoMH00CZ11rWtd
RB-Appl-EffCW-med-ElecDHW-GasCDryer-Tier2-Top | DEER2016 | D16v1 | 2015-05-14 08:10 | PGE | DMo | MH00 | CZ12 | rWtd | Each | 1 | 621 | None | 117 | 0.0181 | 6.53 | 117 | 0.0181 | 6.53 | 117 | 0.0181 | 6.53 | 117 | 0.0181 | 6.53 |  |  | 2 |  | RB-Appl-EffCW-med-ElecDHW-GasCDryer-Tier2-TopPGEDMoMH00CZ12rWtd
RB-Appl-EffCW-med-ElecDHW-GasCDryer-Tier2-Top | DEER2016 | D16v1 | 2015-05-14 08:10 | PGE | DMo | MH00 | CZ13 | rWtd | Each | 1 | 621 | None | 115 | 0.0175 | 6.58 | 115 | 0.0175 | 6.58 | 115 | 0.0175 | 6.58 | 115 | 0.0175 | 6.58 |  |  | 2 |  | RB-Appl-EffCW-med-ElecDHW-GasCDryer-Tier2-TopPGEDMoMH00CZ13rWtd
RB-Appl-EffCW-med-ElecDHW-GasCDryer-Tier2-Top | DEER2016 | D16v1 | 2015-05-14 08:10 | PGE | DMo | MH00 | CZ16 | rWtd | Each | 1 | 621 | None | 123 | 0.0177 | 6.55 | 123 | 0.0177 | 6.55 | 123 | 0.0177 | 6.55 | 123 | 0.0177 | 6.55 |  |  | 2 |  | RB-Appl-EffCW-med-ElecDHW-GasCDryer-Tier2-TopPGEDMoMH00CZ16rWtd
RB-Appl-EffCW-med-ElecDHW-GasCDryer-Tier2-Top | DEER2016 | D16v1 | 2015-05-14 08:10 | PGE | DMo | MH06 | CZ01 | rWtd | Each | 1 | 621 | None | 118 | 0.0162 | 6.47 | 118 | 0.0162 | 6.47 | 118 | 0.0162 | 6.47 | 118 | 0.0162 | 6.47 |  |  | 2 |  | RB-Appl-EffCW-med-ElecDHW-GasCDryer-Tier2-TopPGEDMoMH06CZ01rWtd
RB-Appl-EffCW-med-ElecDHW-GasCDryer-Tier2-Top | DEER2016 | D16v1 | 2015-05-14 08:10 | PGE | DMo | MH06 | CZ02 | rWtd | Each | 1 | 621 | None | 117 | 0.0184 | 6.36 | 117 | 0.0184 | 6.36 | 117 | 0.0184 | 6.36 | 117 | 0.0184 | 6.36 |  |  | 2 |  | RB-Appl-EffCW-med-ElecDHW-GasCDryer-Tier2-TopPGEDMoMH06CZ02rWtd
RB-Appl-EffCW-med-ElecDHW-GasCDryer-Tier2-Top | DEER2016 | D16v1 | 2015-05-14 08:10 | PGE | DMo | MH06 | CZ03 | rWtd | Each | 1 | 621 | None | 111 | 0.0186 | 6.2 | 111 | 0.0186 | 6.2 | 111 | 0.0186 | 6.2 | 111 | 0.0186 | 6.2 |  |  | 2 |  | RB-Appl-EffCW-med-ElecDHW-GasCDryer-Tier2-TopPGEDMoMH06CZ03rWtd
RB-Appl-EffCW-med-ElecDHW-GasCDryer-Tier2-Top | DEER2016 | D16v1 | 2015-05-14 08:10 | PGE | DMo | MH06 | CZ04 | rWtd | Each | 1 | 621 | None | 117 | 0.0172 | 6.66 | 117 | 0.0172 | 6.66 | 117 | 0.0172 | 6.66 | 117 | 0.0172 | 6.66 |  |  | 2 |  | RB-Appl-EffCW-med-ElecDHW-GasCDryer-Tier2-TopPGEDMoMH06CZ04rWtd
RB-Appl-EffCW-med-ElecDHW-GasCDryer-Tier2-Top | DEER2016 | D16v1 | 2015-05-14 08:10 | PGE | DMo | MH06 | CZ05 | rWtd | Each | 1 | 621 | None | 114 | 0.016 | 6.36 | 114 | 0.016 | 6.36 | 114 | 0.016 | 6.36 | 114 | 0.016 | 6.36 |  |  | 2 |  | RB-Appl-EffCW-med-ElecDHW-GasCDryer-Tier2-TopPGEDMoMH06CZ05rWtd
RB-Appl-EffCW-med-ElecDHW-GasCDryer-Tier2-Top | DEER2016 | D16v1 | 2015-05-14 08:10 | PGE | DMo | MH06 | CZ11 | rWtd | Each | 1 | 621 | None | 115 | 0.0161 | 6.63 | 115 | 0.0161 | 6.63 | 115 | 0.0161 | 6.63 | 115 | 0.0161 | 6.63 |  |  | 2 |  | RB-Appl-EffCW-med-ElecDHW-GasCDryer-Tier2-TopPGEDMoMH06CZ11rWtd
RB-Appl-EffCW-med-ElecDHW-GasCDryer-Tier2-Top | DEER2016 | D16v1 | 2015-05-14 08:10 | PGE | DMo | MH06 | CZ12 | rWtd | Each | 1 | 621 | None | 116 | 0.0178 | 6.59 | 116 | 0.0178 | 6.59 | 116 | 0.0178 | 6.59 | 116 | 0.0178 | 6.59 |  |  | 2 |  | RB-Appl-EffCW-med-ElecDHW-GasCDryer-Tier2-TopPGEDMoMH06CZ12rWtd
RB-Appl-EffCW-med-ElecDHW-GasCDryer-Tier2-Top | DEER2016 | D16v1 | 2015-05-14 08:10 | PGE | DMo | MH06 | CZ13 | rWtd | Each | 1 | 621 | None | 113 | 0.0169 | 6.53 | 113 | 0.0169 | 6.53 | 113 | 0.0169 | 6.53 | 113 | 0.0169 | 6.53 |  |  | 2 |  | RB-Appl-EffCW-med-ElecDHW-GasCDryer-Tier2-TopPGEDMoMH06CZ13rWtd
RB-Appl-EffCW-med-ElecDHW-GasCDryer-Tier2-Top | DEER2016 | D16v1 | 2015-05-14 08:10 | PGE | DMo | MH06 | CZ16 | rWtd | Each | 1 | 621 | None | 121 | 0.0173 | 6.52 | 121 | 0.0173 | 6.52 | 121 | 0.0173 | 6.52 | 121 | 0.0173 | 6.52 |  |  | 2 |  | RB-Appl-EffCW-med-ElecDHW-GasCDryer-Tier2-TopPGEDMoMH06CZ16rWtd
RB-Appl-EffCW-med-ElecDHW-GasCDryer-Tier2-Top | DEER2016 | D16v1 | 2015-05-14 08:10 | PGE | DMo | MH72 | CZ01 | rWtd | Each | 1 | 598 | None | 118 | 0.0126 | 6.49 | 118 | 0.0126 | 6.49 | 118 | 0.0126 | 6.49 | 118 | 0.0126 | 6.49 |  |  | 2 |  | RB-Appl-EffCW-med-ElecDHW-GasCDryer-Tier2-TopPGEDMoMH72CZ01rWtd
RB-Appl-EffCW-med-ElecDHW-GasCDryer-Tier2-Top | DEER2016 | D16v1 | 2015-05-14 08:10 | PGE | DMo | MH72 | CZ02 | rWtd | Each | 1 | 598 | None | 118 | 0.0197 | 6.48 | 118 | 0.0197 | 6.48 | 118 | 0.0197 | 6.48 | 118 | 0.0197 | 6.48 |  |  | 2 |  | RB-Appl-EffCW-med-ElecDHW-GasCDryer-Tier2-TopPGEDMoMH72CZ02rWtd
RB-Appl-EffCW-med-ElecDHW-GasCDryer-Tier2-Top | DEER2016 | D16v1 | 2015-05-14 08:10 | PGE | DMo | MH72 | CZ03 | rWtd | Each | 1 | 598 | None | 115 | 0.0176 | 6.54 | 115 | 0.0176 | 6.54 | 115 | 0.0176 | 6.54 | 115 | 0.0176 | 6.54 |  |  | 2 |  | RB-Appl-EffCW-med-ElecDHW-GasCDryer-Tier2-TopPGEDMoMH72CZ03rWtd
RB-Appl-EffCW-med-ElecDHW-GasCDryer-Tier2-Top | DEER2016 | D16v1 | 2015-05-14 08:10 | PGE | DMo | MH72 | CZ04 | rWtd | Each | 1 | 598 | None | 114 | 0.0177 | 6.71 | 114 | 0.0177 | 6.71 | 114 | 0.0177 | 6.71 | 114 | 0.0177 | 6.71 |  |  | 2 |  | RB-Appl-EffCW-med-ElecDHW-GasCDryer-Tier2-TopPGEDMoMH72CZ04rWtd
RB-Appl-EffCW-med-ElecDHW-GasCDryer-Tier2-Top | DEER2016 | D16v1 | 2015-05-14 08:10 | PGE | DMo | MH72 | CZ05 | rWtd | Each | 1 | 598 | None | 114 | 0.016 | 6.45 | 114 | 0.016 | 6.45 | 114 | 0.016 | 6.45 | 114 | 0.016 | 6.45 |  |  | 2 |  | RB-Appl-EffCW-med-ElecDHW-GasCDryer-Tier2-TopPGEDMoMH72CZ05rWtd
RB-Appl-EffCW-med-ElecDHW-GasCDryer-Tier2-Top | DEER2016 | D16v1 | 2015-05-14 08:10 | PGE | DMo | MH72 | CZ11 | rWtd | Each | 1 | 598 | None | 113 | 0.0184 | 6.73 | 113 | 0.0184 | 6.73 | 113 | 0.0184 | 6.73 | 113 | 0.0184 | 6.73 |  |  | 2 |  | RB-Appl-EffCW-med-ElecDHW-GasCDryer-Tier2-TopPGEDMoMH72CZ11rWtd
RB-Appl-EffCW-med-ElecDHW-GasCDryer-Tier2-Top | DEER2016 | D16v1 | 2015-05-14 08:10 | PGE | DMo | MH72 | CZ12 | rWtd | Each | 1 | 598 | None | 115 | 0.019 | 6.53 | 115 | 0.019 | 6.53 | 115 | 0.019 | 6.53 | 115 | 0.019 | 6.53 |  |  | 2 |  | RB-Appl-EffCW-med-ElecDHW-GasCDryer-Tier2-TopPGEDMoMH72CZ12rWtd
RB-Appl-EffCW-med-ElecDHW-GasCDryer-Tier2-Top | DEER2016 | D16v1 | 2015-05-14 08:10 | PGE | DMo | MH72 | CZ13 | rWtd | Each | 1 | 598 | None | 113 | 0.0168 | 6.66 | 113 | 0.0168 | 6.66 | 113 | 0.0168 | 6.66 | 113 | 0.0168 | 6.66 |  |  | 2 |  | RB-Appl-EffCW-med-ElecDHW-GasCDryer-Tier2-TopPGEDMoMH72CZ13rWtd
RB-Appl-EffCW-med-ElecDHW-GasCDryer-Tier2-Top | DEER2016 | D16v1 | 2015-05-14 08:10 | PGE | DMo | MH72 | CZ16 | rWtd | Each | 1 | 598 | None | 122 | 0.0176 | 6.48 | 122 | 0.0176 | 6.48 | 122 | 0.0176 | 6.48 | 122 | 0.0176 | 6.48 |  |  | 2 |  | RB-Appl-EffCW-med-ElecDHW-GasCDryer-Tier2-TopPGEDMoMH72CZ16rWtd
RB-Appl-EffCW-med-ElecDHW-GasCDryer-Tier2-Top | DEER2016 | D16v1 | 2015-05-14 08:10 | PGE | DMo | MH85 | CZ01 | rWtd | Each | 1 | 621 | None | 118 | 0.0167 | 6.41 | 118 | 0.0167 | 6.41 | 118 | 0.0167 | 6.41 | 118 | 0.0167 | 6.41 |  |  | 2 |  | RB-Appl-EffCW-med-ElecDHW-GasCDryer-Tier2-TopPGEDMoMH85CZ01rWtd
RB-Appl-EffCW-med-ElecDHW-GasCDryer-Tier2-Top | DEER2016 | D16v1 | 2015-05-14 08:10 | PGE | DMo | MH85 | CZ02 | rWtd | Each | 1 | 621 | None | 115 | 0.0195 | 6.37 | 115 | 0.0195 | 6.37 | 115 | 0.0195 | 6.37 | 115 | 0.0195 | 6.37 |  |  | 2 |  | RB-Appl-EffCW-med-ElecDHW-GasCDryer-Tier2-TopPGEDMoMH85CZ02rWtd
RB-Appl-EffCW-med-ElecDHW-GasCDryer-Tier2-Top | DEER2016 | D16v1 | 2015-05-14 08:10 | PGE | DMo | MH85 | CZ03 | rWtd | Each | 1 | 621 | None | 114 | 0.0181 | 6.4 | 114 | 0.0181 | 6.4 | 114 | 0.0181 | 6.4 | 114 | 0.0181 | 6.4 |  |  | 2 |  | RB-Appl-EffCW-med-ElecDHW-GasCDryer-Tier2-TopPGEDMoMH85CZ03rWtd
RB-Appl-EffCW-med-ElecDHW-GasCDryer-Tier2-Top | DEER2016 | D16v1 | 2015-05-14 08:10 | PGE | DMo | MH85 | CZ04 | rWtd | Each | 1 | 621 | None | 114 | 0.018 | 6.4 | 114 | 0.018 | 6.4 | 114 | 0.018 | 6.4 | 114 | 0.018 | 6.4 |  |  | 2 |  | RB-Appl-EffCW-med-ElecDHW-GasCDryer-Tier2-TopPGEDMoMH85CZ04rWtd
RB-Appl-EffCW-med-ElecDHW-GasCDryer-Tier2-Top | DEER2016 | D16v1 | 2015-05-14 08:10 | PGE | DMo | MH85 | CZ05 | rWtd | Each | 1 | 621 | None | 114 | 0.0155 | 6.22 | 114 | 0.0155 | 6.22 | 114 | 0.0155 | 6.22 | 114 | 0.0155 | 6.22 |  |  | 2 |  | RB-Appl-EffCW-med-ElecDHW-GasCDryer-Tier2-TopPGEDMoMH85CZ05rWtd
RB-Appl-EffCW-med-ElecDHW-GasCDryer-Tier2-Top | DEER2016 | D16v1 | 2015-05-14 08:10 | PGE | DMo | MH85 | CZ11 | rWtd | Each | 1 | 621 | None | 115 | 0.0169 | 6.44 | 115 | 0.0169 | 6.44 | 115 | 0.0169 | 6.44 | 115 | 0.0169 | 6.44 |  |  | 2 |  | RB-Appl-EffCW-med-ElecDHW-GasCDryer-Tier2-TopPGEDMoMH85CZ11rWtd
RB-Appl-EffCW-med-ElecDHW-GasCDryer-Tier2-Top | DEER2016 | D16v1 | 2015-05-14 08:10 | PGE | DMo | MH85 | CZ12 | rWtd | Each | 1 | 621 | None | 114 | 0.0169 | 6.32 | 114 | 0.0169 | 6.32 | 114 | 0.0169 | 6.32 | 114 | 0.0169 | 6.32 |  |  | 2 |  | RB-Appl-EffCW-med-ElecDHW-GasCDryer-Tier2-TopPGEDMoMH85CZ12rWtd
RB-Appl-EffCW-med-ElecDHW-GasCDryer-Tier2-Top | DEER2016 | D16v1 | 2015-05-14 08:10 | PGE | DMo | MH85 | CZ13 | rWtd | Each | 1 | 621 | None | 114 | 0.0176 | 6.57 | 114 | 0.0176 | 6.57 | 114 | 0.0176 | 6.57 | 114 | 0.0176 | 6.57 |  |  | 2 |  | RB-Appl-EffCW-med-ElecDHW-GasCDryer-Tier2-TopPGEDMoMH85CZ13rWtd
RB-Appl-EffCW-med-ElecDHW-GasCDryer-Tier2-Top | DEER2016 | D16v1 | 2015-05-14 08:10 | PGE | DMo | MH85 | CZ16 | rWtd | Each | 1 | 621 | None | 120 | 0.0177 | 6.27 | 120 | 0.0177 | 6.27 | 120 | 0.0177 | 6.27 | 120 | 0.0177 | 6.27 |  |  | 2 |  | RB-Appl-EffCW-med-ElecDHW-GasCDryer-Tier2-TopPGEDMoMH85CZ16rWtd
RB-Appl-EffCW-med-ElecDHW-GasCDryer-Tier2-Top | DEER2016 | D16v1 | 2015-05-14 08:10 | PGE | MFm | 1975 | CZ01 | rWtd | Each | 1 | 474 | None | 117 | 0.0165 | 6.07 | 117 | 0.0165 | 6.07 | 117 | 0.0165 | 6.07 | 117 | 0.0165 | 6.07 |  |  | 2 |  | RB-Appl-EffCW-med-ElecDHW-GasCDryer-Tier2-TopPGEMFm1975CZ01rWtd
RB-Appl-EffCW-med-ElecDHW-GasCDryer-Tier2-Top | DEER2016 | D16v1 | 2015-05-14 08:10 | PGE | MFm | 1975 | CZ02 | rWtd | Each | 1 | 474 | None | 114 | 0.0178 | 6.7 | 114 | 0.0178 | 6.7 | 114 | 0.0178 | 6.7 | 114 | 0.0178 | 6.7 |  |  | 2 |  | RB-Appl-EffCW-med-ElecDHW-GasCDryer-Tier2-TopPGEMFm1975CZ02rWtd
RB-Appl-EffCW-med-ElecDHW-GasCDryer-Tier2-Top | DEER2016 | D16v1 | 2015-05-14 08:10 | PGE | MFm | 1975 | CZ03 | rWtd | Each | 1 | 474 | None | 113 | 0.0162 | 6.56 | 113 | 0.0162 | 6.56 | 113 | 0.0162 | 6.56 | 113 | 0.0162 | 6.56 |  |  | 2 |  | RB-Appl-EffCW-med-ElecDHW-GasCDryer-Tier2-TopPGEMFm1975CZ03rWtd
RB-Appl-EffCW-med-ElecDHW-GasCDryer-Tier2-Top | DEER2016 | D16v1 | 2015-05-14 08:10 | PGE | MFm | 1975 | CZ04 | rWtd | Each | 1 | 474 | None | 113 | 0.0166 | 6.85 | 113 | 0.0166 | 6.85 | 113 | 0.0166 | 6.85 | 113 | 0.0166 | 6.85 |  |  | 2 |  | RB-Appl-EffCW-med-ElecDHW-GasCDryer-Tier2-TopPGEMFm1975CZ04rWtd
RB-Appl-EffCW-med-ElecDHW-GasCDryer-Tier2-Top | DEER2016 | D16v1 | 2015-05-14 08:10 | PGE | MFm | 1975 | CZ05 | rWtd | Each | 1 | 474 | None | 114 | 0.016 | 6.41 | 114 | 0.016 | 6.41 | 114 | 0.016 | 6.41 | 114 | 0.016 | 6.41 |  |  | 2 |  | RB-Appl-EffCW-med-ElecDHW-GasCDryer-Tier2-TopPGEMFm1975CZ05rWtd
RB-Appl-EffCW-med-ElecDHW-GasCDryer-Tier2-Top | DEER2016 | D16v1 | 2015-05-14 08:10 | PGE | MFm | 1975 | CZ11 | rWtd | Each | 1 | 487 | None | 114 | 0.0178 | 6.81 | 114 | 0.0178 | 6.81 | 114 | 0.0178 | 6.81 | 114 | 0.0178 | 6.81 |  |  | 2 |  | RB-Appl-EffCW-med-ElecDHW-GasCDryer-Tier2-TopPGEMFm1975CZ11rWtd
RB-Appl-EffCW-med-ElecDHW-GasCDryer-Tier2-Top | DEER2016 | D16v1 | 2015-05-14 08:10 | PGE | MFm | 1975 | CZ12 | rWtd | Each | 1 | 487 | None | 115 | 0.0195 | 6.79 | 115 | 0.0195 | 6.79 | 115 | 0.0195 | 6.79 | 115 | 0.0195 | 6.79 |  |  | 2 |  | RB-Appl-EffCW-med-ElecDHW-GasCDryer-Tier2-TopPGEMFm1975CZ12rWtd
RB-Appl-EffCW-med-ElecDHW-GasCDryer-Tier2-Top | DEER2016 | D16v1 | 2015-05-14 08:10 | PGE | MFm | 1975 | CZ13 | rWtd | Each | 1 | 487 | None | 115 | 0.0172 | 6.86 | 115 | 0.0172 | 6.86 | 115 | 0.0172 | 6.86 | 115 | 0.0172 | 6.86 |  |  | 2 |  | RB-Appl-EffCW-med-ElecDHW-GasCDryer-Tier2-TopPGEMFm1975CZ13rWtd
RB-Appl-EffCW-med-ElecDHW-GasCDryer-Tier2-Top | DEER2016 | D16v1 | 2015-05-14 08:10 | PGE | MFm | 1975 | CZ16 | rWtd | Each | 1 | 474 | None | 122 | 0.018 | 6.53 | 122 | 0.018 | 6.53 | 122 | 0.018 | 6.53 | 122 | 0.018 | 6.53 |  |  | 2 |  | RB-Appl-EffCW-med-ElecDHW-GasCDryer-Tier2-TopPGEMFm1975CZ16rWtd
RB-Appl-EffCW-med-ElecDHW-GasCDryer-Tier2-Top | DEER2016 | D16v1 | 2015-05-14 08:10 | PGE | MFm | 1985 | CZ01 | rWtd | Each | 1 | 512 | None | 118 | 0.0165 | 6.36 | 118 | 0.0165 | 6.36 | 118 | 0.0165 | 6.36 | 118 | 0.0165 | 6.36 |  |  | 2 |  | RB-Appl-EffCW-med-ElecDHW-GasCDryer-Tier2-TopPGEMFm1985CZ01rWtd
RB-Appl-EffCW-med-ElecDHW-GasCDryer-Tier2-Top | DEER2016 | D16v1 | 2015-05-14 08:10 | PGE | MFm | 1985 | CZ02 | rWtd | Each | 1 | 512 | None | 114 | 0.0166 | 6.68 | 114 | 0.0166 | 6.68 | 114 | 0.0166 | 6.68 | 114 | 0.0166 | 6.68 |  |  | 2 |  | RB-Appl-EffCW-med-ElecDHW-GasCDryer-Tier2-TopPGEMFm1985CZ02rWtd
RB-Appl-EffCW-med-ElecDHW-GasCDryer-Tier2-Top | DEER2016 | D16v1 | 2015-05-14 08:10 | PGE | MFm | 1985 | CZ03 | rWtd | Each | 1 | 512 | None | 113 | 0.0158 | 6.53 | 113 | 0.0158 | 6.53 | 113 | 0.0158 | 6.53 | 113 | 0.0158 | 6.53 |  |  | 2 |  | RB-Appl-EffCW-med-ElecDHW-GasCDryer-Tier2-TopPGEMFm1985CZ03rWtd
RB-Appl-EffCW-med-ElecDHW-GasCDryer-Tier2-Top | DEER2016 | D16v1 | 2015-05-14 08:10 | PGE | MFm | 1985 | CZ04 | rWtd | Each | 1 | 512 | None | 112 | 0.0157 | 6.89 | 112 | 0.0157 | 6.89 | 112 | 0.0157 | 6.89 | 112 | 0.0157 | 6.89 |  |  | 2 |  | RB-Appl-EffCW-med-ElecDHW-GasCDryer-Tier2-TopPGEMFm1985CZ04rWtd
RB-Appl-EffCW-med-ElecDHW-GasCDryer-Tier2-Top | DEER2016 | D16v1 | 2015-05-14 08:10 | PGE | MFm | 1985 | CZ05 | rWtd | Each | 1 | 512 | None | 114 | 0.0153 | 6.52 | 114 | 0.0153 | 6.52 | 114 | 0.0153 | 6.52 | 114 | 0.0153 | 6.52 |  |  | 2 |  | RB-Appl-EffCW-med-ElecDHW-GasCDryer-Tier2-TopPGEMFm1985CZ05rWtd
RB-Appl-EffCW-med-ElecDHW-GasCDryer-Tier2-Top | DEER2016 | D16v1 | 2015-05-14 08:10 | PGE | MFm | 1985 | CZ11 | rWtd | Each | 1 | 512 | None | 114 | 0.0178 | 6.84 | 114 | 0.0178 | 6.84 | 114 | 0.0178 | 6.84 | 114 | 0.0178 | 6.84 |  |  | 2 |  | RB-Appl-EffCW-med-ElecDHW-GasCDryer-Tier2-TopPGEMFm1985CZ11rWtd
RB-Appl-EffCW-med-ElecDHW-GasCDryer-Tier2-Top | DEER2016 | D16v1 | 2015-05-14 08:10 | PGE | MFm | 1985 | CZ12 | rWtd | Each | 1 | 512 | None | 114 | 0.0187 | 6.8 | 114 | 0.0187 | 6.8 | 114 | 0.0187 | 6.8 | 114 | 0.0187 | 6.8 |  |  | 2 |  | RB-Appl-EffCW-med-ElecDHW-GasCDryer-Tier2-TopPGEMFm1985CZ12rWtd
RB-Appl-EffCW-med-ElecDHW-GasCDryer-Tier2-Top | DEER2016 | D16v1 | 2015-05-14 08:10 | PGE | MFm | 1985 | CZ13 | rWtd | Each | 1 | 512 | None | 114 | 0.0179 | 6.88 | 114 | 0.0179 | 6.88 | 114 | 0.0179 | 6.88 | 114 | 0.0179 | 6.88 |  |  | 2 |  | RB-Appl-EffCW-med-ElecDHW-GasCDryer-Tier2-TopPGEMFm1985CZ13rWtd
RB-Appl-EffCW-med-ElecDHW-GasCDryer-Tier2-Top | DEER2016 | D16v1 | 2015-05-14 08:10 | PGE | MFm | 1985 | CZ16 | rWtd | Each | 1 | 512 | None | 123 | 0.0175 | 6.59 | 123 | 0.0175 | 6.59 | 123 | 0.0175 | 6.59 | 123 | 0.0175 | 6.59 |  |  | 2 |  | RB-Appl-EffCW-med-ElecDHW-GasCDryer-Tier2-TopPGEMFm1985CZ16rWtd
RB-Appl-EffCW-med-ElecDHW-GasCDryer-Tier2-Top | DEER2016 | D16v1 | 2015-05-14 08:10 | PGE | MFm | 1996 | CZ01 | rWtd | Each | 1 | 432 | None | 118 | 0.0165 | 6.31 | 118 | 0.0165 | 6.31 | 118 | 0.0165 | 6.31 | 118 | 0.0165 | 6.31 |  |  | 2 |  | RB-Appl-EffCW-med-ElecDHW-GasCDryer-Tier2-TopPGEMFm1996CZ01rWtd
RB-Appl-EffCW-med-ElecDHW-GasCDryer-Tier2-Top | DEER2016 | D16v1 | 2015-05-14 08:10 | PGE | MFm | 1996 | CZ02 | rWtd | Each | 1 | 432 | None | 115 | 0.0184 | 6.82 | 115 | 0.0184 | 6.82 | 115 | 0.0184 | 6.82 | 115 | 0.0184 | 6.82 |  |  | 2 |  | RB-Appl-EffCW-med-ElecDHW-GasCDryer-Tier2-TopPGEMFm1996CZ02rWtd
RB-Appl-EffCW-med-ElecDHW-GasCDryer-Tier2-Top | DEER2016 | D16v1 | 2015-05-14 08:10 | PGE | MFm | 1996 | CZ03 | rWtd | Each | 1 | 432 | None | 114 | 0.0156 | 6.75 | 114 | 0.0156 | 6.75 | 114 | 0.0156 | 6.75 | 114 | 0.0156 | 6.75 |  |  | 2 |  | RB-Appl-EffCW-med-ElecDHW-GasCDryer-Tier2-TopPGEMFm1996CZ03rWtd
RB-Appl-EffCW-med-ElecDHW-GasCDryer-Tier2-Top | DEER2016 | D16v1 | 2015-05-14 08:10 | PGE | MFm | 1996 | CZ04 | rWtd | Each | 1 | 432 | None | 113 | 0.0167 | 7.01 | 113 | 0.0167 | 7.01 | 113 | 0.0167 | 7.01 | 113 | 0.0167 | 7.01 |  |  | 2 |  | RB-Appl-EffCW-med-ElecDHW-GasCDryer-Tier2-TopPGEMFm1996CZ04rWtd
RB-Appl-EffCW-med-ElecDHW-GasCDryer-Tier2-Top | DEER2016 | D16v1 | 2015-05-14 08:10 | PGE | MFm | 1996 | CZ05 | rWtd | Each | 1 | 432 | None | 115 | 0.0161 | 6.66 | 115 | 0.0161 | 6.66 | 115 | 0.0161 | 6.66 | 115 | 0.0161 | 6.66 |  |  | 2 |  | RB-Appl-EffCW-med-ElecDHW-GasCDryer-Tier2-TopPGEMFm1996CZ05rWtd
RB-Appl-EffCW-med-ElecDHW-GasCDryer-Tier2-Top | DEER2016 | D16v1 | 2015-05-14 08:10 | PGE | MFm | 1996 | CZ11 | rWtd | Each | 1 | 456 | None | 116 | 0.0171 | 7 | 116 | 0.0171 | 7 | 116 | 0.0171 | 7 | 116 | 0.0171 | 7 |  |  | 2 |  | RB-Appl-EffCW-med-ElecDHW-GasCDryer-Tier2-TopPGEMFm1996CZ11rWtd
RB-Appl-EffCW-med-ElecDHW-GasCDryer-Tier2-Top | DEER2016 | D16v1 | 2015-05-14 08:10 | PGE | MFm | 1996 | CZ12 | rWtd | Each | 1 | 456 | None | 115 | 0.0209 | 6.77 | 115 | 0.0209 | 6.77 | 115 | 0.0209 | 6.77 | 115 | 0.0209 | 6.77 |  |  | 2 |  | RB-Appl-EffCW-med-ElecDHW-GasCDryer-Tier2-TopPGEMFm1996CZ12rWtd
RB-Appl-EffCW-med-ElecDHW-GasCDryer-Tier2-Top | DEER2016 | D16v1 | 2015-05-14 08:10 | PGE | MFm | 1996 | CZ13 | rWtd | Each | 1 | 456 | None | 115 | 0.0171 | 6.91 | 115 | 0.0171 | 6.91 | 115 | 0.0171 | 6.91 | 115 | 0.0171 | 6.91 |  |  | 2 |  | RB-Appl-EffCW-med-ElecDHW-GasCDryer-Tier2-TopPGEMFm1996CZ13rWtd
RB-Appl-EffCW-med-ElecDHW-GasCDryer-Tier2-Top | DEER2016 | D16v1 | 2015-05-14 08:10 | PGE | MFm | 1996 | CZ16 | rWtd | Each | 1 | 432 | None | 123 | 0.0167 | 6.58 | 123 | 0.0167 | 6.58 | 123 | 0.0167 | 6.58 | 123 | 0.0167 | 6.58 |  |  | 2 |  | RB-Appl-EffCW-med-ElecDHW-GasCDryer-Tier2-TopPGEMFm1996CZ16rWtd
RB-Appl-EffCW-med-ElecDHW-GasCDryer-Tier2-Top | DEER2016 | D16v1 | 2015-05-14 08:10 | PGE | MFm | 2003 | CZ01 | rWtd | Each | 1 | 441 | None | 118 | 0.0165 | 6.63 | 118 | 0.0165 | 6.63 | 118 | 0.0165 | 6.63 | 118 | 0.0165 | 6.63 |  |  | 2 |  | RB-Appl-EffCW-med-ElecDHW-GasCDryer-Tier2-TopPGEMFm2003CZ01rWtd
RB-Appl-EffCW-med-ElecDHW-GasCDryer-Tier2-Top | DEER2016 | D16v1 | 2015-05-14 08:10 | PGE | MFm | 2003 | CZ02 | rWtd | Each | 1 | 474 | None | 114 | 0.0184 | 6.73 | 114 | 0.0184 | 6.73 | 114 | 0.0184 | 6.73 | 114 | 0.0184 | 6.73 |  |  | 2 |  | RB-Appl-EffCW-med-ElecDHW-GasCDryer-Tier2-TopPGEMFm2003CZ02rWtd
RB-Appl-EffCW-med-ElecDHW-GasCDryer-Tier2-Top | DEER2016 | D16v1 | 2015-05-14 08:10 | PGE | MFm | 2003 | CZ03 | rWtd | Each | 1 | 441 | None | 113 | 0.0156 | 6.5 | 113 | 0.0156 | 6.5 | 113 | 0.0156 | 6.5 | 113 | 0.0156 | 6.5 |  |  | 2 |  | RB-Appl-EffCW-med-ElecDHW-GasCDryer-Tier2-TopPGEMFm2003CZ03rWtd
RB-Appl-EffCW-med-ElecDHW-GasCDryer-Tier2-Top | DEER2016 | D16v1 | 2015-05-14 08:10 | PGE | MFm | 2003 | CZ04 | rWtd | Each | 1 | 441 | None | 113 | 0.0167 | 6.92 | 113 | 0.0167 | 6.92 | 113 | 0.0167 | 6.92 | 113 | 0.0167 | 6.92 |  |  | 2 |  | RB-Appl-EffCW-med-ElecDHW-GasCDryer-Tier2-TopPGEMFm2003CZ04rWtd
RB-Appl-EffCW-med-ElecDHW-GasCDryer-Tier2-Top | DEER2016 | D16v1 | 2015-05-14 08:10 | PGE | MFm | 2003 | CZ05 | rWtd | Each | 1 | 441 | None | 114 | 0.0168 | 6.61 | 114 | 0.0168 | 6.61 | 114 | 0.0168 | 6.61 | 114 | 0.0168 | 6.61 |  |  | 2 |  | RB-Appl-EffCW-med-ElecDHW-GasCDryer-Tier2-TopPGEMFm2003CZ05rWtd
RB-Appl-EffCW-med-ElecDHW-GasCDryer-Tier2-Top | DEER2016 | D16v1 | 2015-05-14 08:10 | PGE | MFm | 2003 | CZ11 | rWtd | Each | 1 | 474 | None | 116 | 0.016 | 6.87 | 116 | 0.016 | 6.87 | 116 | 0.016 | 6.87 | 116 | 0.016 | 6.87 |  |  | 2 |  | RB-Appl-EffCW-med-ElecDHW-GasCDryer-Tier2-TopPGEMFm2003CZ11rWtd
RB-Appl-EffCW-med-ElecDHW-GasCDryer-Tier2-Top | DEER2016 | D16v1 | 2015-05-14 08:10 | PGE | MFm | 2003 | CZ12 | rWtd | Each | 1 | 474 | None | 116 | 0.0192 | 6.92 | 116 | 0.0192 | 6.92 | 116 | 0.0192 | 6.92 | 116 | 0.0192 | 6.92 |  |  | 2 |  | RB-Appl-EffCW-med-ElecDHW-GasCDryer-Tier2-TopPGEMFm2003CZ12rWtd
RB-Appl-EffCW-med-ElecDHW-GasCDryer-Tier2-Top | DEER2016 | D16v1 | 2015-05-14 08:10 | PGE | MFm | 2003 | CZ13 | rWtd | Each | 1 | 474 | None | 116 | 0.0166 | 7.04 | 116 | 0.0166 | 7.04 | 116 | 0.0166 | 7.04 | 116 | 0.0166 | 7.04 |  |  | 2 |  | RB-Appl-EffCW-med-ElecDHW-GasCDryer-Tier2-TopPGEMFm2003CZ13rWtd
RB-Appl-EffCW-med-ElecDHW-GasCDryer-Tier2-Top | DEER2016 | D16v1 | 2015-05-14 08:10 | PGE | MFm | 2003 | CZ16 | rWtd | Each | 1 | 441 | None | 123 | 0.0179 | 6.68 | 123 | 0.0179 | 6.68 | 123 | 0.0179 | 6.68 | 123 | 0.0179 | 6.68 |  |  | 2 |  | RB-Appl-EffCW-med-ElecDHW-GasCDryer-Tier2-TopPGEMFm2003CZ16rWtd
RB-Appl-EffCW-med-ElecDHW-GasCDryer-Tier2-Top | DEER2016 | D16v1 | 2015-05-14 08:10 | PGE | MFm | 2007 | CZ01 | rWtd | Each | 1 | 441 | None | 118 | 0.0164 | 6.34 | 118 | 0.0164 | 6.34 | 118 | 0.0164 | 6.34 | 118 | 0.0164 | 6.34 |  |  | 2 |  | RB-Appl-EffCW-med-ElecDHW-GasCDryer-Tier2-TopPGEMFm2007CZ01rWtd
RB-Appl-EffCW-med-ElecDHW-GasCDryer-Tier2-Top | DEER2016 | D16v1 | 2015-05-14 08:10 | PGE | MFm | 2007 | CZ02 | rWtd | Each | 1 | 474 | None | 114 | 0.0167 | 6.85 | 114 | 0.0167 | 6.85 | 114 | 0.0167 | 6.85 | 114 | 0.0167 | 6.85 |  |  | 2 |  | RB-Appl-EffCW-med-ElecDHW-GasCDryer-Tier2-TopPGEMFm2007CZ02rWtd
RB-Appl-EffCW-med-ElecDHW-GasCDryer-Tier2-Top | DEER2016 | D16v1 | 2015-05-14 08:10 | PGE | MFm | 2007 | CZ03 | rWtd | Each | 1 | 441 | None | 113 | 0.0156 | 6.57 | 113 | 0.0156 | 6.57 | 113 | 0.0156 | 6.57 | 113 | 0.0156 | 6.57 |  |  | 2 |  | RB-Appl-EffCW-med-ElecDHW-GasCDryer-Tier2-TopPGEMFm2007CZ03rWtd
RB-Appl-EffCW-med-ElecDHW-GasCDryer-Tier2-Top | DEER2016 | D16v1 | 2015-05-14 08:10 | PGE | MFm | 2007 | CZ04 | rWtd | Each | 1 | 441 | None | 113 | 0.0163 | 6.92 | 113 | 0.0163 | 6.92 | 113 | 0.0163 | 6.92 | 113 | 0.0163 | 6.92 |  |  | 2 |  | RB-Appl-EffCW-med-ElecDHW-GasCDryer-Tier2-TopPGEMFm2007CZ04rWtd
RB-Appl-EffCW-med-ElecDHW-GasCDryer-Tier2-Top | DEER2016 | D16v1 | 2015-05-14 08:10 | PGE | MFm | 2007 | CZ05 | rWtd | Each | 1 | 441 | None | 115 | 0.0162 | 6.77 | 115 | 0.0162 | 6.77 | 115 | 0.0162 | 6.77 | 115 | 0.0162 | 6.77 |  |  | 2 |  | RB-Appl-EffCW-med-ElecDHW-GasCDryer-Tier2-TopPGEMFm2007CZ05rWtd
RB-Appl-EffCW-med-ElecDHW-GasCDryer-Tier2-Top | DEER2016 | D16v1 | 2015-05-14 08:10 | PGE | MFm | 2007 | CZ11 | rWtd | Each | 1 | 474 | None | 116 | 0.0158 | 7.05 | 116 | 0.0158 | 7.05 | 116 | 0.0158 | 7.05 | 116 | 0.0158 | 7.05 |  |  | 2 |  | RB-Appl-EffCW-med-ElecDHW-GasCDryer-Tier2-TopPGEMFm2007CZ11rWtd
RB-Appl-EffCW-med-ElecDHW-GasCDryer-Tier2-Top | DEER2016 | D16v1 | 2015-05-14 08:10 | PGE | MFm | 2007 | CZ12 | rWtd | Each | 1 | 474 | None | 116 | 0.0175 | 6.98 | 116 | 0.0175 | 6.98 | 116 | 0.0175 | 6.98 | 116 | 0.0175 | 6.98 |  |  | 2 |  | RB-Appl-EffCW-med-ElecDHW-GasCDryer-Tier2-TopPGEMFm2007CZ12rWtd
RB-Appl-EffCW-med-ElecDHW-GasCDryer-Tier2-Top | DEER2016 | D16v1 | 2015-05-14 08:10 | PGE | MFm | 2007 | CZ13 | rWtd | Each | 1 | 474 | None | 115 | 0.0155 | 6.98 | 115 | 0.0155 | 6.98 | 115 | 0.0155 | 6.98 | 115 | 0.0155 | 6.98 |  |  | 2 |  | RB-Appl-EffCW-med-ElecDHW-GasCDryer-Tier2-TopPGEMFm2007CZ13rWtd
RB-Appl-EffCW-med-ElecDHW-GasCDryer-Tier2-Top | DEER2016 | D16v1 | 2015-05-14 08:10 | PGE | MFm | 2007 | CZ16 | rWtd | Each | 1 | 441 | None | 124 | 0.0174 | 6.77 | 124 | 0.0174 | 6.77 | 124 | 0.0174 | 6.77 | 124 | 0.0174 | 6.77 |  |  | 2 |  | RB-Appl-EffCW-med-ElecDHW-GasCDryer-Tier2-TopPGEMFm2007CZ16rWtd
RB-Appl-EffCW-med-ElecDHW-GasCDryer-Tier2-Top | DEER2016 | D16v1 | 2015-05-14 08:10 | PGE | MFm | 2011 | CZ01 | rWtd | Each | 1 | 441 | None | 118 | 0.0165 | 6.38 | 118 | 0.0165 | 6.38 | 118 | 0.0165 | 6.38 | 118 | 0.0165 | 6.38 |  |  | 2 |  | RB-Appl-EffCW-med-ElecDHW-GasCDryer-Tier2-TopPGEMFm2011CZ01rWtd
RB-Appl-EffCW-med-ElecDHW-GasCDryer-Tier2-Top | DEER2016 | D16v1 | 2015-05-14 08:10 | PGE | MFm | 2011 | CZ02 | rWtd | Each | 1 | 474 | None | 115 | 0.0174 | 6.92 | 115 | 0.0174 | 6.92 | 115 | 0.0174 | 6.92 | 115 | 0.0174 | 6.92 |  |  | 2 |  | RB-Appl-EffCW-med-ElecDHW-GasCDryer-Tier2-TopPGEMFm2011CZ02rWtd
RB-Appl-EffCW-med-ElecDHW-GasCDryer-Tier2-Top | DEER2016 | D16v1 | 2015-05-14 08:10 | PGE | MFm | 2011 | CZ03 | rWtd | Each | 1 | 441 | None | 114 | 0.0157 | 6.78 | 114 | 0.0157 | 6.78 | 114 | 0.0157 | 6.78 | 114 | 0.0157 | 6.78 |  |  | 2 |  | RB-Appl-EffCW-med-ElecDHW-GasCDryer-Tier2-TopPGEMFm2011CZ03rWtd
RB-Appl-EffCW-med-ElecDHW-GasCDryer-Tier2-Top | DEER2016 | D16v1 | 2015-05-14 08:10 | PGE | MFm | 2011 | CZ04 | rWtd | Each | 1 | 441 | None | 114 | 0.0162 | 7.07 | 114 | 0.0162 | 7.07 | 114 | 0.0162 | 7.07 | 114 | 0.0162 | 7.07 |  |  | 2 |  | RB-Appl-EffCW-med-ElecDHW-GasCDryer-Tier2-TopPGEMFm2011CZ04rWtd
RB-Appl-EffCW-med-ElecDHW-GasCDryer-Tier2-Top | DEER2016 | D16v1 | 2015-05-14 08:10 | PGE | MFm | 2011 | CZ05 | rWtd | Each | 1 | 441 | None | 115 | 0.0162 | 6.79 | 115 | 0.0162 | 6.79 | 115 | 0.0162 | 6.79 | 115 | 0.0162 | 6.79 |  |  | 2 |  | RB-Appl-EffCW-med-ElecDHW-GasCDryer-Tier2-TopPGEMFm2011CZ05rWtd
RB-Appl-EffCW-med-ElecDHW-GasCDryer-Tier2-Top | DEER2016 | D16v1 | 2015-05-14 08:10 | PGE | MFm | 2011 | CZ11 | rWtd | Each | 1 | 474 | None | 116 | 0.0155 | 7.1 | 116 | 0.0155 | 7.1 | 116 | 0.0155 | 7.1 | 116 | 0.0155 | 7.1 |  |  | 2 |  | RB-Appl-EffCW-med-ElecDHW-GasCDryer-Tier2-TopPGEMFm2011CZ11rWtd
RB-Appl-EffCW-med-ElecDHW-GasCDryer-Tier2-Top | DEER2016 | D16v1 | 2015-05-14 08:10 | PGE | MFm | 2011 | CZ12 | rWtd | Each | 1 | 474 | None | 116 | 0.0165 | 7.05 | 116 | 0.0165 | 7.05 | 116 | 0.0165 | 7.05 | 116 | 0.0165 | 7.05 |  |  | 2 |  | RB-Appl-EffCW-med-ElecDHW-GasCDryer-Tier2-TopPGEMFm2011CZ12rWtd
RB-Appl-EffCW-med-ElecDHW-GasCDryer-Tier2-Top | DEER2016 | D16v1 | 2015-05-14 08:10 | PGE | MFm | 2011 | CZ13 | rWtd | Each | 1 | 474 | None | 115 | 0.0156 | 7.05 | 115 | 0.0156 | 7.05 | 115 | 0.0156 | 7.05 | 115 | 0.0156 | 7.05 |  |  | 2 |  | RB-Appl-EffCW-med-ElecDHW-GasCDryer-Tier2-TopPGEMFm2011CZ13rWtd
RB-Appl-EffCW-med-ElecDHW-GasCDryer-Tier2-Top | DEER2016 | D16v1 | 2015-05-14 08:10 | PGE | MFm | 2011 | CZ16 | rWtd | Each | 1 | 441 | None | 125 | 0.0171 | 6.83 | 125 | 0.0171 | 6.83 | 125 | 0.0171 | 6.83 | 125 | 0.0171 | 6.83 |  |  | 2 |  | RB-Appl-EffCW-med-ElecDHW-GasCDryer-Tier2-TopPGEMFm2011CZ16rWtd
RB-Appl-EffCW-med-ElecDHW-GasCDryer-Tier2-Top | DEER2016 | D16v1 | 2015-05-14 08:10 | PGE | MFm | 2014 | CZ01 | rWtd | Each | 1 | 441 | None | 118 | 0.0165 | 6.55 | 118 | 0.0165 | 6.55 | 118 | 0.0165 | 6.55 | 118 | 0.0165 | 6.55 |  |  | 2 |  | RB-Appl-EffCW-med-ElecDHW-GasCDryer-Tier2-TopPGEMFm2014CZ01rWtd
RB-Appl-EffCW-med-ElecDHW-GasCDryer-Tier2-Top | DEER2016 | D16v1 | 2015-05-14 08:10 | PGE | MFm | 2014 | CZ02 | rWtd | Each | 1 | 474 | None | 115 | 0.0179 | 6.98 | 115 | 0.0179 | 6.98 | 115 | 0.0179 | 6.98 | 115 | 0.0179 | 6.98 |  |  | 2 |  | RB-Appl-EffCW-med-ElecDHW-GasCDryer-Tier2-TopPGEMFm2014CZ02rWtd
RB-Appl-EffCW-med-ElecDHW-GasCDryer-Tier2-Top | DEER2016 | D16v1 | 2015-05-14 08:10 | PGE | MFm | 2014 | CZ03 | rWtd | Each | 1 | 441 | None | 114 | 0.0158 | 6.98 | 114 | 0.0158 | 6.98 | 114 | 0.0158 | 6.98 | 114 | 0.0158 | 6.98 |  |  | 2 |  | RB-Appl-EffCW-med-ElecDHW-GasCDryer-Tier2-TopPGEMFm2014CZ03rWtd
RB-Appl-EffCW-med-ElecDHW-GasCDryer-Tier2-Top | DEER2016 | D16v1 | 2015-05-14 08:10 | PGE | MFm | 2014 | CZ04 | rWtd | Each | 1 | 441 | None | 114 | 0.0166 | 7.15 | 114 | 0.0166 | 7.15 | 114 | 0.0166 | 7.15 | 114 | 0.0166 | 7.15 |  |  | 2 |  | RB-Appl-EffCW-med-ElecDHW-GasCDryer-Tier2-TopPGEMFm2014CZ04rWtd
RB-Appl-EffCW-med-ElecDHW-GasCDryer-Tier2-Top | DEER2016 | D16v1 | 2015-05-14 08:10 | PGE | MFm | 2014 | CZ05 | rWtd | Each | 1 | 441 | None | 117 | 0.0158 | 7.22 | 117 | 0.0158 | 7.22 | 117 | 0.0158 | 7.22 | 117 | 0.0158 | 7.22 |  |  | 2 |  | RB-Appl-EffCW-med-ElecDHW-GasCDryer-Tier2-TopPGEMFm2014CZ05rWtd
RB-Appl-EffCW-med-ElecDHW-GasCDryer-Tier2-Top | DEER2016 | D16v1 | 2015-05-14 08:10 | PGE | MFm | 2014 | CZ11 | rWtd | Each | 1 | 474 | None | 116 | 0.0158 | 7.11 | 116 | 0.0158 | 7.11 | 116 | 0.0158 | 7.11 | 116 | 0.0158 | 7.11 |  |  | 2 |  | RB-Appl-EffCW-med-ElecDHW-GasCDryer-Tier2-TopPGEMFm2014CZ11rWtd
RB-Appl-EffCW-med-ElecDHW-GasCDryer-Tier2-Top | DEER2016 | D16v1 | 2015-05-14 08:10 | PGE | MFm | 2014 | CZ12 | rWtd | Each | 1 | 474 | None | 117 | 0.0172 | 7.08 | 117 | 0.0172 | 7.08 | 117 | 0.0172 | 7.08 | 117 | 0.0172 | 7.08 |  |  | 2 |  | RB-Appl-EffCW-med-ElecDHW-GasCDryer-Tier2-TopPGEMFm2014CZ12rWtd
RB-Appl-EffCW-med-ElecDHW-GasCDryer-Tier2-Top | DEER2016 | D16v1 | 2015-05-14 08:10 | PGE | MFm | 2014 | CZ13 | rWtd | Each | 1 | 474 | None | 115 | 0.0158 | 7.08 | 115 | 0.0158 | 7.08 | 115 | 0.0158 | 7.08 | 115 | 0.0158 | 7.08 |  |  | 2 |  | RB-Appl-EffCW-med-ElecDHW-GasCDryer-Tier2-TopPGEMFm2014CZ13rWtd
RB-Appl-EffCW-med-ElecDHW-GasCDryer-Tier2-Top | DEER2016 | D16v1 | 2015-05-14 08:10 | PGE | MFm | 2014 | CZ16 | rWtd | Each | 1 | 441 | None | 124 | 0.0175 | 6.74 | 124 | 0.0175 | 6.74 | 124 | 0.0175 | 6.74 | 124 | 0.0175 | 6.74 |  |  | 2 |  | RB-Appl-EffCW-med-ElecDHW-GasCDryer-Tier2-TopPGEMFm2014CZ16rWtd
RB-Appl-EffCW-med-ElecDHW-GasCDryer-Tier2-Top | DEER2016 | D16v1 | 2015-05-14 08:10 | PGE | MFm | Ex | CZ01 | rWtd | Each | 1 | 456 | None | 118 | 0.0165 | 6.29 | 118 | 0.0165 | 6.29 | 118 | 0.0165 | 6.29 | 118 | 0.0165 | 6.29 |  |  | 2 |  | RB-Appl-EffCW-med-ElecDHW-GasCDryer-Tier2-TopPGEMFmExCZ01rWtd
RB-Appl-EffCW-med-ElecDHW-GasCDryer-Tier2-Top | DEER2016 | D16v1 | 2015-05-14 08:10 | PGE | MFm | Ex | CZ02 | rWtd | Each | 1 | 478 | None | 114 | 0.0176 | 6.73 | 114 | 0.0176 | 6.73 | 114 | 0.0176 | 6.73 | 114 | 0.0176 | 6.73 |  |  | 2 |  | RB-Appl-EffCW-med-ElecDHW-GasCDryer-Tier2-TopPGEMFmExCZ02rWtd
RB-Appl-EffCW-med-ElecDHW-GasCDryer-Tier2-Top | DEER2016 | D16v1 | 2015-05-14 08:10 | PGE | MFm | Ex | CZ03 | rWtd | Each | 1 | 477 | None | 113 | 0.0161 | 6.57 | 113 | 0.0161 | 6.57 | 113 | 0.0161 | 6.57 | 113 | 0.0161 | 6.57 |  |  | 2 |  | RB-Appl-EffCW-med-ElecDHW-GasCDryer-Tier2-TopPGEMFmExCZ03rWtd
RB-Appl-EffCW-med-ElecDHW-GasCDryer-Tier2-Top | DEER2016 | D16v1 | 2015-05-14 08:10 | PGE | MFm | Ex | CZ04 | rWtd | Each | 1 | 480 | None | 113 | 0.0163 | 6.89 | 113 | 0.0163 | 6.89 | 113 | 0.0163 | 6.89 | 113 | 0.0163 | 6.89 |  |  | 2 |  | RB-Appl-EffCW-med-ElecDHW-GasCDryer-Tier2-TopPGEMFmExCZ04rWtd
RB-Appl-EffCW-med-ElecDHW-GasCDryer-Tier2-Top | DEER2016 | D16v1 | 2015-05-14 08:10 | PGE | MFm | Ex | CZ05 | rWtd | Each | 1 | 468 | None | 114 | 0.0159 | 6.49 | 114 | 0.0159 | 6.49 | 114 | 0.0159 | 6.49 | 114 | 0.0159 | 6.49 |  |  | 2 |  | RB-Appl-EffCW-med-ElecDHW-GasCDryer-Tier2-TopPGEMFmExCZ05rWtd
RB-Appl-EffCW-med-ElecDHW-GasCDryer-Tier2-Top | DEER2016 | D16v1 | 2015-05-14 08:10 | PGE | MFm | Ex | CZ11 | rWtd | Each | 1 | 499 | None | 114 | 0.0177 | 6.83 | 114 | 0.0177 | 6.83 | 114 | 0.0177 | 6.83 | 114 | 0.0177 | 6.83 |  |  | 2 |  | RB-Appl-EffCW-med-ElecDHW-GasCDryer-Tier2-TopPGEMFmExCZ11rWtd
RB-Appl-EffCW-med-ElecDHW-GasCDryer-Tier2-Top | DEER2016 | D16v1 | 2015-05-14 08:10 | PGE | MFm | Ex | CZ12 | rWtd | Each | 1 | 495 | None | 114 | 0.0191 | 6.81 | 114 | 0.0191 | 6.81 | 114 | 0.0191 | 6.81 | 114 | 0.0191 | 6.81 |  |  | 2 |  | RB-Appl-EffCW-med-ElecDHW-GasCDryer-Tier2-TopPGEMFmExCZ12rWtd
RB-Appl-EffCW-med-ElecDHW-GasCDryer-Tier2-Top | DEER2016 | D16v1 | 2015-05-14 08:10 | PGE | MFm | Ex | CZ13 | rWtd | Each | 1 | 493 | None | 115 | 0.0174 | 6.88 | 115 | 0.0174 | 6.88 | 115 | 0.0174 | 6.88 | 115 | 0.0174 | 6.88 |  |  | 2 |  | RB-Appl-EffCW-med-ElecDHW-GasCDryer-Tier2-TopPGEMFmExCZ13rWtd
RB-Appl-EffCW-med-ElecDHW-GasCDryer-Tier2-Top | DEER2016 | D16v1 | 2015-05-14 08:10 | PGE | MFm | Ex | CZ16 | rWtd | Each | 1 | 501 | None | 122 | 0.0177 | 6.57 | 122 | 0.0177 | 6.57 | 122 | 0.0177 | 6.57 | 122 | 0.0177 | 6.57 |  |  | 2 |  | RB-Appl-EffCW-med-ElecDHW-GasCDryer-Tier2-TopPGEMFmExCZ16rWtd
RB-Appl-EffCW-med-ElecDHW-GasCDryer-Tier2-Top | DEER2016 | D16v1 | 2015-05-14 08:10 | PGE | MFm | Ex | IOU | rWtd | Each | 1 | 483 | None | 113 | 0.0169 | 6.71 | 113 | 0.0169 | 6.71 | 113 | 0.0169 | 6.71 | 113 | 0.0169 | 6.71 |  |  | 2 |  | RB-Appl-EffCW-med-ElecDHW-GasCDryer-Tier2-TopPGEMFmExIOUrWtd
RB-Appl-EffCW-med-ElecDHW-GasCDryer-Tier2-Top | DEER2016 | D16v1 | 2015-05-14 08:10 | PGE | SFm | 1975 | CZ01 | rWtd | Each | 1 | 796 | None | 149 | 0.0203 | 7.8 | 149 | 0.0203 | 7.8 | 149 | 0.0203 | 7.8 | 149 | 0.0203 | 7.8 |  |  | 2 |  | RB-Appl-EffCW-med-ElecDHW-GasCDryer-Tier2-TopPGESFm1975CZ01rWtd
RB-Appl-EffCW-med-ElecDHW-GasCDryer-Tier2-Top | DEER2016 | D16v1 | 2015-05-14 08:10 | PGE | SFm | 1975 | CZ02 | rWtd | Each | 1 | 796 | None | 143 | 0.0232 | 8.03 | 143 | 0.0232 | 8.03 | 143 | 0.0232 | 8.03 | 143 | 0.0232 | 8.03 |  |  | 2 |  | RB-Appl-EffCW-med-ElecDHW-GasCDryer-Tier2-TopPGESFm1975CZ02rWtd
RB-Appl-EffCW-med-ElecDHW-GasCDryer-Tier2-Top | DEER2016 | D16v1 | 2015-05-14 08:10 | PGE | SFm | 1975 | CZ03 | rWtd | Each | 1 | 796 | None | 142 | 0.0202 | 7.98 | 142 | 0.0202 | 7.98 | 142 | 0.0202 | 7.98 | 142 | 0.0202 | 7.98 |  |  | 2 |  | RB-Appl-EffCW-med-ElecDHW-GasCDryer-Tier2-TopPGESFm1975CZ03rWtd
RB-Appl-EffCW-med-ElecDHW-GasCDryer-Tier2-Top | DEER2016 | D16v1 | 2015-05-14 08:10 | PGE | SFm | 1975 | CZ04 | rWtd | Each | 1 | 796 | None | 139 | 0.0217 | 8.28 | 139 | 0.0217 | 8.28 | 139 | 0.0217 | 8.28 | 139 | 0.0217 | 8.28 |  |  | 2 |  | RB-Appl-EffCW-med-ElecDHW-GasCDryer-Tier2-TopPGESFm1975CZ04rWtd
RB-Appl-EffCW-med-ElecDHW-GasCDryer-Tier2-Top | DEER2016 | D16v1 | 2015-05-14 08:10 | PGE | SFm | 1975 | CZ05 | rWtd | Each | 1 | 796 | None | 143 | 0.0202 | 7.68 | 143 | 0.0202 | 7.68 | 143 | 0.0202 | 7.68 | 143 | 0.0202 | 7.68 |  |  | 2 |  | RB-Appl-EffCW-med-ElecDHW-GasCDryer-Tier2-TopPGESFm1975CZ05rWtd
RB-Appl-EffCW-med-ElecDHW-GasCDryer-Tier2-Top | DEER2016 | D16v1 | 2015-05-14 08:10 | PGE | SFm | 1975 | CZ11 | rWtd | Each | 1 | 764 | None | 142 | 0.0236 | 8.37 | 142 | 0.0236 | 8.37 | 142 | 0.0236 | 8.37 | 142 | 0.0236 | 8.37 |  |  | 2 |  | RB-Appl-EffCW-med-ElecDHW-GasCDryer-Tier2-TopPGESFm1975CZ11rWtd
RB-Appl-EffCW-med-ElecDHW-GasCDryer-Tier2-Top | DEER2016 | D16v1 | 2015-05-14 08:10 | PGE | SFm | 1975 | CZ12 | rWtd | Each | 1 | 764 | None | 142 | 0.0235 | 8.09 | 142 | 0.0235 | 8.09 | 142 | 0.0235 | 8.09 | 142 | 0.0235 | 8.09 |  |  | 2 |  | RB-Appl-EffCW-med-ElecDHW-GasCDryer-Tier2-TopPGESFm1975CZ12rWtd
RB-Appl-EffCW-med-ElecDHW-GasCDryer-Tier2-Top | DEER2016 | D16v1 | 2015-05-14 08:10 | PGE | SFm | 1975 | CZ13 | rWtd | Each | 1 | 764 | None | 143 | 0.0232 | 8.22 | 143 | 0.0232 | 8.22 | 143 | 0.0232 | 8.22 | 143 | 0.0232 | 8.22 |  |  | 2 |  | RB-Appl-EffCW-med-ElecDHW-GasCDryer-Tier2-TopPGESFm1975CZ13rWtd
RB-Appl-EffCW-med-ElecDHW-GasCDryer-Tier2-Top | DEER2016 | D16v1 | 2015-05-14 08:10 | PGE | SFm | 1975 | CZ16 | rWtd | Each | 1 | 796 | None | 154 | 0.0237 | 8.21 | 154 | 0.0237 | 8.21 | 154 | 0.0237 | 8.21 | 154 | 0.0237 | 8.21 |  |  | 2 |  | RB-Appl-EffCW-med-ElecDHW-GasCDryer-Tier2-TopPGESFm1975CZ16rWtd
RB-Appl-EffCW-med-ElecDHW-GasCDryer-Tier2-Top | DEER2016 | D16v1 | 2015-05-14 08:10 | PGE | SFm | 1985 | CZ01 | rWtd | Each | 1 | 952 | None | 148 | 0.0204 | 7.28 | 148 | 0.0204 | 7.28 | 148 | 0.0204 | 7.28 | 148 | 0.0204 | 7.28 |  |  | 2 |  | RB-Appl-EffCW-med-ElecDHW-GasCDryer-Tier2-TopPGESFm1985CZ01rWtd
RB-Appl-EffCW-med-ElecDHW-GasCDryer-Tier2-Top | DEER2016 | D16v1 | 2015-05-14 08:10 | PGE | SFm | 1985 | CZ02 | rWtd | Each | 1 | 952 | None | 142 | 0.0233 | 7.31 | 142 | 0.0233 | 7.31 | 142 | 0.0233 | 7.31 | 142 | 0.0233 | 7.31 |  |  | 2 |  | RB-Appl-EffCW-med-ElecDHW-GasCDryer-Tier2-TopPGESFm1985CZ02rWtd
RB-Appl-EffCW-med-ElecDHW-GasCDryer-Tier2-Top | DEER2016 | D16v1 | 2015-05-14 08:10 | PGE | SFm | 1985 | CZ03 | rWtd | Each | 1 | 952 | None | 141 | 0.0201 | 7.28 | 141 | 0.0201 | 7.28 | 141 | 0.0201 | 7.28 | 141 | 0.0201 | 7.28 |  |  | 2 |  | RB-Appl-EffCW-med-ElecDHW-GasCDryer-Tier2-TopPGESFm1985CZ03rWtd
RB-Appl-EffCW-med-ElecDHW-GasCDryer-Tier2-Top | DEER2016 | D16v1 | 2015-05-14 08:10 | PGE | SFm | 1985 | CZ04 | rWtd | Each | 1 | 952 | None | 141 | 0.0215 | 7.59 | 141 | 0.0215 | 7.59 | 141 | 0.0215 | 7.59 | 141 | 0.0215 | 7.59 |  |  | 2 |  | RB-Appl-EffCW-med-ElecDHW-GasCDryer-Tier2-TopPGESFm1985CZ04rWtd
RB-Appl-EffCW-med-ElecDHW-GasCDryer-Tier2-Top | DEER2016 | D16v1 | 2015-05-14 08:10 | PGE | SFm | 1985 | CZ05 | rWtd | Each | 1 | 952 | None | 143 | 0.021 | 6.79 | 143 | 0.021 | 6.79 | 143 | 0.021 | 6.79 | 143 | 0.021 | 6.79 |  |  | 2 |  | RB-Appl-EffCW-med-ElecDHW-GasCDryer-Tier2-TopPGESFm1985CZ05rWtd
RB-Appl-EffCW-med-ElecDHW-GasCDryer-Tier2-Top | DEER2016 | D16v1 | 2015-05-14 08:10 | PGE | SFm | 1985 | CZ11 | rWtd | Each | 1 | 852 | None | 143 | 0.0257 | 7.83 | 143 | 0.0257 | 7.83 | 143 | 0.0257 | 7.83 | 143 | 0.0257 | 7.83 |  |  | 2 |  | RB-Appl-EffCW-med-ElecDHW-GasCDryer-Tier2-TopPGESFm1985CZ11rWtd
RB-Appl-EffCW-med-ElecDHW-GasCDryer-Tier2-Top | DEER2016 | D16v1 | 2015-05-14 08:10 | PGE | SFm | 1985 | CZ12 | rWtd | Each | 1 | 852 | None | 143 | 0.0257 | 7.78 | 143 | 0.0257 | 7.78 | 143 | 0.0257 | 7.78 | 143 | 0.0257 | 7.78 |  |  | 2 |  | RB-Appl-EffCW-med-ElecDHW-GasCDryer-Tier2-TopPGESFm1985CZ12rWtd
RB-Appl-EffCW-med-ElecDHW-GasCDryer-Tier2-Top | DEER2016 | D16v1 | 2015-05-14 08:10 | PGE | SFm | 1985 | CZ13 | rWtd | Each | 1 | 852 | None | 144 | 0.0286 | 7.96 | 144 | 0.0286 | 7.96 | 144 | 0.0286 | 7.96 | 144 | 0.0286 | 7.96 |  |  | 2 |  | RB-Appl-EffCW-med-ElecDHW-GasCDryer-Tier2-TopPGESFm1985CZ13rWtd
RB-Appl-EffCW-med-ElecDHW-GasCDryer-Tier2-Top | DEER2016 | D16v1 | 2015-05-14 08:10 | PGE | SFm | 1985 | CZ16 | rWtd | Each | 1 | 952 | None | 150 | 0.0222 | 7.41 | 150 | 0.0222 | 7.41 | 150 | 0.0222 | 7.41 | 150 | 0.0222 | 7.41 |  |  | 2 |  | RB-Appl-EffCW-med-ElecDHW-GasCDryer-Tier2-TopPGESFm1985CZ16rWtd
RB-Appl-EffCW-med-ElecDHW-GasCDryer-Tier2-Top | DEER2016 | D16v1 | 2015-05-14 08:10 | PGE | SFm | 1996 | CZ01 | rWtd | Each | 1 | 1100 | None | 149 | 0.0203 | 8.35 | 149 | 0.0203 | 8.35 | 149 | 0.0203 | 8.35 | 149 | 0.0203 | 8.35 |  |  | 2 |  | RB-Appl-EffCW-med-ElecDHW-GasCDryer-Tier2-TopPGESFm1996CZ01rWtd
RB-Appl-EffCW-med-ElecDHW-GasCDryer-Tier2-Top | DEER2016 | D16v1 | 2015-05-14 08:10 | PGE | SFm | 1996 | CZ02 | rWtd | Each | 1 | 1100 | None | 143 | 0.0211 | 8.43 | 143 | 0.0211 | 8.43 | 143 | 0.0211 | 8.43 | 143 | 0.0211 | 8.43 |  |  | 2 |  | RB-Appl-EffCW-med-ElecDHW-GasCDryer-Tier2-TopPGESFm1996CZ02rWtd
RB-Appl-EffCW-med-ElecDHW-GasCDryer-Tier2-Top | DEER2016 | D16v1 | 2015-05-14 08:10 | PGE | SFm | 1996 | CZ03 | rWtd | Each | 1 | 1100 | None | 142 | 0.0185 | 8.24 | 142 | 0.0185 | 8.24 | 142 | 0.0185 | 8.24 | 142 | 0.0185 | 8.24 |  |  | 2 |  | RB-Appl-EffCW-med-ElecDHW-GasCDryer-Tier2-TopPGESFm1996CZ03rWtd
RB-Appl-EffCW-med-ElecDHW-GasCDryer-Tier2-Top | DEER2016 | D16v1 | 2015-05-14 08:10 | PGE | SFm | 1996 | CZ04 | rWtd | Each | 1 | 1100 | None | 142 | 0.0214 | 8.63 | 142 | 0.0214 | 8.63 | 142 | 0.0214 | 8.63 | 142 | 0.0214 | 8.63 |  |  | 2 |  | RB-Appl-EffCW-med-ElecDHW-GasCDryer-Tier2-TopPGESFm1996CZ04rWtd
RB-Appl-EffCW-med-ElecDHW-GasCDryer-Tier2-Top | DEER2016 | D16v1 | 2015-05-14 08:10 | PGE | SFm | 1996 | CZ05 | rWtd | Each | 1 | 1100 | None | 143 | 0.0197 | 7.76 | 143 | 0.0197 | 7.76 | 143 | 0.0197 | 7.76 | 143 | 0.0197 | 7.76 |  |  | 2 |  | RB-Appl-EffCW-med-ElecDHW-GasCDryer-Tier2-TopPGESFm1996CZ05rWtd
RB-Appl-EffCW-med-ElecDHW-GasCDryer-Tier2-Top | DEER2016 | D16v1 | 2015-05-14 08:10 | PGE | SFm | 1996 | CZ11 | rWtd | Each | 1 | 1020 | None | 146 | 0.0236 | 7.87 | 146 | 0.0236 | 7.87 | 146 | 0.0236 | 7.87 | 146 | 0.0236 | 7.87 |  |  | 2 |  | RB-Appl-EffCW-med-ElecDHW-GasCDryer-Tier2-TopPGESFm1996CZ11rWtd
RB-Appl-EffCW-med-ElecDHW-GasCDryer-Tier2-Top | DEER2016 | D16v1 | 2015-05-14 08:10 | PGE | SFm | 1996 | CZ12 | rWtd | Each | 1 | 1020 | None | 144 | 0.0298 | 7.82 | 144 | 0.0298 | 7.82 | 144 | 0.0298 | 7.82 | 144 | 0.0298 | 7.82 |  |  | 2 |  | RB-Appl-EffCW-med-ElecDHW-GasCDryer-Tier2-TopPGESFm1996CZ12rWtd
RB-Appl-EffCW-med-ElecDHW-GasCDryer-Tier2-Top | DEER2016 | D16v1 | 2015-05-14 08:10 | PGE | SFm | 1996 | CZ13 | rWtd | Each | 1 | 1020 | None | 145 | 0.0235 | 7.87 | 145 | 0.0235 | 7.87 | 145 | 0.0235 | 7.87 | 145 | 0.0235 | 7.87 |  |  | 2 |  | RB-Appl-EffCW-med-ElecDHW-GasCDryer-Tier2-TopPGESFm1996CZ13rWtd
RB-Appl-EffCW-med-ElecDHW-GasCDryer-Tier2-Top | DEER2016 | D16v1 | 2015-05-14 08:10 | PGE | SFm | 1996 | CZ16 | rWtd | Each | 1 | 1100 | None | 153 | 0.0219 | 8.54 | 153 | 0.0219 | 8.54 | 153 | 0.0219 | 8.54 | 153 | 0.0219 | 8.54 |  |  | 2 |  | RB-Appl-EffCW-med-ElecDHW-GasCDryer-Tier2-TopPGESFm1996CZ16rWtd
RB-Appl-EffCW-med-ElecDHW-GasCDryer-Tier2-Top | DEER2016 | D16v1 | 2015-05-14 08:10 | PGE | SFm | 2003 | CZ01 | rWtd | Each | 1 | 1150 | None | 149 | 0.0204 | 7.6 | 149 | 0.0204 | 7.6 | 149 | 0.0204 | 7.6 | 149 | 0.0204 | 7.6 |  |  | 2 |  | RB-Appl-EffCW-med-ElecDHW-GasCDryer-Tier2-TopPGESFm2003CZ01rWtd
RB-Appl-EffCW-med-ElecDHW-GasCDryer-Tier2-Top | DEER2016 | D16v1 | 2015-05-14 08:10 | PGE | SFm | 2003 | CZ02 | rWtd | Each | 1 | 974 | None | 142 | 0.0218 | 7.67 | 142 | 0.0218 | 7.67 | 142 | 0.0218 | 7.67 | 142 | 0.0218 | 7.67 |  |  | 2 |  | RB-Appl-EffCW-med-ElecDHW-GasCDryer-Tier2-TopPGESFm2003CZ02rWtd
RB-Appl-EffCW-med-ElecDHW-GasCDryer-Tier2-Top | DEER2016 | D16v1 | 2015-05-14 08:10 | PGE | SFm | 2003 | CZ03 | rWtd | Each | 1 | 1150 | None | 141 | 0.0202 | 7.46 | 141 | 0.0202 | 7.46 | 141 | 0.0202 | 7.46 | 141 | 0.0202 | 7.46 |  |  | 2 |  | RB-Appl-EffCW-med-ElecDHW-GasCDryer-Tier2-TopPGESFm2003CZ03rWtd
RB-Appl-EffCW-med-ElecDHW-GasCDryer-Tier2-Top | DEER2016 | D16v1 | 2015-05-14 08:10 | PGE | SFm | 2003 | CZ04 | rWtd | Each | 1 | 1150 | None | 143 | 0.0206 | 7.88 | 143 | 0.0206 | 7.88 | 143 | 0.0206 | 7.88 | 143 | 0.0206 | 7.88 |  |  | 2 |  | RB-Appl-EffCW-med-ElecDHW-GasCDryer-Tier2-TopPGESFm2003CZ04rWtd
RB-Appl-EffCW-med-ElecDHW-GasCDryer-Tier2-Top | DEER2016 | D16v1 | 2015-05-14 08:10 | PGE | SFm | 2003 | CZ05 | rWtd | Each | 1 | 1150 | None | 142 | 0.0151 | 6.63 | 142 | 0.0151 | 6.63 | 142 | 0.0151 | 6.63 | 142 | 0.0151 | 6.63 |  |  | 2 |  | RB-Appl-EffCW-med-ElecDHW-GasCDryer-Tier2-TopPGESFm2003CZ05rWtd
RB-Appl-EffCW-med-ElecDHW-GasCDryer-Tier2-Top | DEER2016 | D16v1 | 2015-05-14 08:10 | PGE | SFm | 2003 | CZ11 | rWtd | Each | 1 | 974 | None | 143 | 0.0221 | 7.91 | 143 | 0.0221 | 7.91 | 143 | 0.0221 | 7.91 | 143 | 0.0221 | 7.91 |  |  | 2 |  | RB-Appl-EffCW-med-ElecDHW-GasCDryer-Tier2-TopPGESFm2003CZ11rWtd
RB-Appl-EffCW-med-ElecDHW-GasCDryer-Tier2-Top | DEER2016 | D16v1 | 2015-05-14 08:10 | PGE | SFm | 2003 | CZ12 | rWtd | Each | 1 | 974 | None | 144 | 0.0281 | 7.85 | 144 | 0.0281 | 7.85 | 144 | 0.0281 | 7.85 | 144 | 0.0281 | 7.85 |  |  | 2 |  | RB-Appl-EffCW-med-ElecDHW-GasCDryer-Tier2-TopPGESFm2003CZ12rWtd
RB-Appl-EffCW-med-ElecDHW-GasCDryer-Tier2-Top | DEER2016 | D16v1 | 2015-05-14 08:10 | PGE | SFm | 2003 | CZ13 | rWtd | Each | 1 | 974 | None | 146 | 0.0239 | 7.99 | 146 | 0.0239 | 7.99 | 146 | 0.0239 | 7.99 | 146 | 0.0239 | 7.99 |  |  | 2 |  | RB-Appl-EffCW-med-ElecDHW-GasCDryer-Tier2-TopPGESFm2003CZ13rWtd
RB-Appl-EffCW-med-ElecDHW-GasCDryer-Tier2-Top | DEER2016 | D16v1 | 2015-05-14 08:10 | PGE | SFm | 2003 | CZ16 | rWtd | Each | 1 | 1150 | None | 152 | 0.0318 | 7.85 | 152 | 0.0318 | 7.85 | 152 | 0.0318 | 7.85 | 152 | 0.0318 | 7.85 |  |  | 2 |  | RB-Appl-EffCW-med-ElecDHW-GasCDryer-Tier2-TopPGESFm2003CZ16rWtd
RB-Appl-EffCW-med-ElecDHW-GasCDryer-Tier2-Top | DEER2016 | D16v1 | 2015-05-14 08:10 | PGE | SFm | 2007 | CZ01 | rWtd | Each | 1 | 1150 | None | 149 | 0.0202 | 7.46 | 149 | 0.0202 | 7.46 | 149 | 0.0202 | 7.46 | 149 | 0.0202 | 7.46 |  |  | 2 |  | RB-Appl-EffCW-med-ElecDHW-GasCDryer-Tier2-TopPGESFm2007CZ01rWtd
RB-Appl-EffCW-med-ElecDHW-GasCDryer-Tier2-Top | DEER2016 | D16v1 | 2015-05-14 08:10 | PGE | SFm | 2007 | CZ02 | rWtd | Each | 1 | 974 | None | 142 | 0.0207 | 7.29 | 142 | 0.0207 | 7.29 | 142 | 0.0207 | 7.29 | 142 | 0.0207 | 7.29 |  |  | 2 |  | RB-Appl-EffCW-med-ElecDHW-GasCDryer-Tier2-TopPGESFm2007CZ02rWtd
RB-Appl-EffCW-med-ElecDHW-GasCDryer-Tier2-Top | DEER2016 | D16v1 | 2015-05-14 08:10 | PGE | SFm | 2007 | CZ03 | rWtd | Each | 1 | 1150 | None | 141 | 0.0204 | 7.09 | 141 | 0.0204 | 7.09 | 141 | 0.0204 | 7.09 | 141 | 0.0204 | 7.09 |  |  | 2 |  | RB-Appl-EffCW-med-ElecDHW-GasCDryer-Tier2-TopPGESFm2007CZ03rWtd
RB-Appl-EffCW-med-ElecDHW-GasCDryer-Tier2-Top | DEER2016 | D16v1 | 2015-05-14 08:10 | PGE | SFm | 2007 | CZ04 | rWtd | Each | 1 | 1150 | None | 141 | 0.0215 | 7.67 | 141 | 0.0215 | 7.67 | 141 | 0.0215 | 7.67 | 141 | 0.0215 | 7.67 |  |  | 2 |  | RB-Appl-EffCW-med-ElecDHW-GasCDryer-Tier2-TopPGESFm2007CZ04rWtd
RB-Appl-EffCW-med-ElecDHW-GasCDryer-Tier2-Top | DEER2016 | D16v1 | 2015-05-14 08:10 | PGE | SFm | 2007 | CZ05 | rWtd | Each | 1 | 1150 | None | 143 | 0.0206 | 7.04 | 143 | 0.0206 | 7.04 | 143 | 0.0206 | 7.04 | 143 | 0.0206 | 7.04 |  |  | 2 |  | RB-Appl-EffCW-med-ElecDHW-GasCDryer-Tier2-TopPGESFm2007CZ05rWtd
RB-Appl-EffCW-med-ElecDHW-GasCDryer-Tier2-Top | DEER2016 | D16v1 | 2015-05-14 08:10 | PGE | SFm | 2007 | CZ11 | rWtd | Each | 1 | 974 | None | 143 | 0.0198 | 7.99 | 143 | 0.0198 | 7.99 | 143 | 0.0198 | 7.99 | 143 | 0.0198 | 7.99 |  |  | 2 |  | RB-Appl-EffCW-med-ElecDHW-GasCDryer-Tier2-TopPGESFm2007CZ11rWtd
RB-Appl-EffCW-med-ElecDHW-GasCDryer-Tier2-Top | DEER2016 | D16v1 | 2015-05-14 08:10 | PGE | SFm | 2007 | CZ12 | rWtd | Each | 1 | 974 | None | 143 | 0.0201 | 7.96 | 143 | 0.0201 | 7.96 | 143 | 0.0201 | 7.96 | 143 | 0.0201 | 7.96 |  |  | 2 |  | RB-Appl-EffCW-med-ElecDHW-GasCDryer-Tier2-TopPGESFm2007CZ12rWtd
RB-Appl-EffCW-med-ElecDHW-GasCDryer-Tier2-Top | DEER2016 | D16v1 | 2015-05-14 08:10 | PGE | SFm | 2007 | CZ13 | rWtd | Each | 1 | 974 | None | 144 | 0.0221 | 7.89 | 144 | 0.0221 | 7.89 | 144 | 0.0221 | 7.89 | 144 | 0.0221 | 7.89 |  |  | 2 |  | RB-Appl-EffCW-med-ElecDHW-GasCDryer-Tier2-TopPGESFm2007CZ13rWtd
RB-Appl-EffCW-med-ElecDHW-GasCDryer-Tier2-Top | DEER2016 | D16v1 | 2015-05-14 08:10 | PGE | SFm | 2007 | CZ16 | rWtd | Each | 1 | 1150 | None | 151 | 0.019 | 7.99 | 151 | 0.019 | 7.99 | 151 | 0.019 | 7.99 | 151 | 0.019 | 7.99 |  |  | 2 |  | RB-Appl-EffCW-med-ElecDHW-GasCDryer-Tier2-TopPGESFm2007CZ16rWtd
RB-Appl-EffCW-med-ElecDHW-GasCDryer-Tier2-Top | DEER2016 | D16v1 | 2015-05-14 08:10 | PGE | SFm | 2011 | CZ01 | rWtd | Each | 1 | 1150 | None | 149 | 0.0206 | 7.6 | 149 | 0.0206 | 7.6 | 149 | 0.0206 | 7.6 | 149 | 0.0206 | 7.6 |  |  | 2 |  | RB-Appl-EffCW-med-ElecDHW-GasCDryer-Tier2-TopPGESFm2011CZ01rWtd
RB-Appl-EffCW-med-ElecDHW-GasCDryer-Tier2-Top | DEER2016 | D16v1 | 2015-05-14 08:10 | PGE | SFm | 2011 | CZ02 | rWtd | Each | 1 | 974 | None | 143 | 0.0226 | 7.47 | 143 | 0.0226 | 7.47 | 143 | 0.0226 | 7.47 | 143 | 0.0226 | 7.47 |  |  | 2 |  | RB-Appl-EffCW-med-ElecDHW-GasCDryer-Tier2-TopPGESFm2011CZ02rWtd
RB-Appl-EffCW-med-ElecDHW-GasCDryer-Tier2-Top | DEER2016 | D16v1 | 2015-05-14 08:10 | PGE | SFm | 2011 | CZ03 | rWtd | Each | 1 | 1150 | None | 142 | 0.0185 | 7.44 | 142 | 0.0185 | 7.44 | 142 | 0.0185 | 7.44 | 142 | 0.0185 | 7.44 |  |  | 2 |  | RB-Appl-EffCW-med-ElecDHW-GasCDryer-Tier2-TopPGESFm2011CZ03rWtd
RB-Appl-EffCW-med-ElecDHW-GasCDryer-Tier2-Top | DEER2016 | D16v1 | 2015-05-14 08:10 | PGE | SFm | 2011 | CZ04 | rWtd | Each | 1 | 1150 | None | 143 | 0.0205 | 7.85 | 143 | 0.0205 | 7.85 | 143 | 0.0205 | 7.85 | 143 | 0.0205 | 7.85 |  |  | 2 |  | RB-Appl-EffCW-med-ElecDHW-GasCDryer-Tier2-TopPGESFm2011CZ04rWtd
RB-Appl-EffCW-med-ElecDHW-GasCDryer-Tier2-Top | DEER2016 | D16v1 | 2015-05-14 08:10 | PGE | SFm | 2011 | CZ05 | rWtd | Each | 1 | 1150 | None | 142 | 0.0204 | 6.65 | 142 | 0.0204 | 6.65 | 142 | 0.0204 | 6.65 | 142 | 0.0204 | 6.65 |  |  | 2 |  | RB-Appl-EffCW-med-ElecDHW-GasCDryer-Tier2-TopPGESFm2011CZ05rWtd
RB-Appl-EffCW-med-ElecDHW-GasCDryer-Tier2-Top | DEER2016 | D16v1 | 2015-05-14 08:10 | PGE | SFm | 2011 | CZ11 | rWtd | Each | 1 | 974 | None | 142 | 0.0235 | 8.06 | 142 | 0.0235 | 8.06 | 142 | 0.0235 | 8.06 | 142 | 0.0235 | 8.06 |  |  | 2 |  | RB-Appl-EffCW-med-ElecDHW-GasCDryer-Tier2-TopPGESFm2011CZ11rWtd
RB-Appl-EffCW-med-ElecDHW-GasCDryer-Tier2-Top | DEER2016 | D16v1 | 2015-05-14 08:10 | PGE | SFm | 2011 | CZ12 | rWtd | Each | 1 | 974 | None | 144 | 0.0213 | 8.07 | 144 | 0.0213 | 8.07 | 144 | 0.0213 | 8.07 | 144 | 0.0213 | 8.07 |  |  | 2 |  | RB-Appl-EffCW-med-ElecDHW-GasCDryer-Tier2-TopPGESFm2011CZ12rWtd
RB-Appl-EffCW-med-ElecDHW-GasCDryer-Tier2-Top | DEER2016 | D16v1 | 2015-05-14 08:10 | PGE | SFm | 2011 | CZ13 | rWtd | Each | 1 | 974 | None | 143 | 0.0227 | 7.92 | 143 | 0.0227 | 7.92 | 143 | 0.0227 | 7.92 | 143 | 0.0227 | 7.92 |  |  | 2 |  | RB-Appl-EffCW-med-ElecDHW-GasCDryer-Tier2-TopPGESFm2011CZ13rWtd
RB-Appl-EffCW-med-ElecDHW-GasCDryer-Tier2-Top | DEER2016 | D16v1 | 2015-05-14 08:10 | PGE | SFm | 2011 | CZ16 | rWtd | Each | 1 | 1150 | None | 152 | 0.0357 | 8.17 | 152 | 0.0357 | 8.17 | 152 | 0.0357 | 8.17 | 152 | 0.0357 | 8.17 |  |  | 2 |  | RB-Appl-EffCW-med-ElecDHW-GasCDryer-Tier2-TopPGESFm2011CZ16rWtd
RB-Appl-EffCW-med-ElecDHW-GasCDryer-Tier2-Top | DEER2016 | D16v1 | 2015-05-14 08:10 | PGE | SFm | 2014 | CZ01 | rWtd | Each | 1 | 1150 | None | 149 | 0.0202 | 7.8 | 149 | 0.0202 | 7.8 | 149 | 0.0202 | 7.8 | 149 | 0.0202 | 7.8 |  |  | 2 |  | RB-Appl-EffCW-med-ElecDHW-GasCDryer-Tier2-TopPGESFm2014CZ01rWtd
RB-Appl-EffCW-med-ElecDHW-GasCDryer-Tier2-Top | DEER2016 | D16v1 | 2015-05-14 08:10 | PGE | SFm | 2014 | CZ02 | rWtd | Each | 1 | 974 | None | 143 | 0.0216 | 7.44 | 143 | 0.0216 | 7.44 | 143 | 0.0216 | 7.44 | 143 | 0.0216 | 7.44 |  |  | 2 |  | RB-Appl-EffCW-med-ElecDHW-GasCDryer-Tier2-TopPGESFm2014CZ02rWtd
RB-Appl-EffCW-med-ElecDHW-GasCDryer-Tier2-Top | DEER2016 | D16v1 | 2015-05-14 08:10 | PGE | SFm | 2014 | CZ03 | rWtd | Each | 1 | 1150 | None | 142 | 0.0208 | 7.81 | 142 | 0.0208 | 7.81 | 142 | 0.0208 | 7.81 | 142 | 0.0208 | 7.81 |  |  | 2 |  | RB-Appl-EffCW-med-ElecDHW-GasCDryer-Tier2-TopPGESFm2014CZ03rWtd
RB-Appl-EffCW-med-ElecDHW-GasCDryer-Tier2-Top | DEER2016 | D16v1 | 2015-05-14 08:10 | PGE | SFm | 2014 | CZ04 | rWtd | Each | 1 | 1150 | None | 143 | 0.0199 | 7.84 | 143 | 0.0199 | 7.84 | 143 | 0.0199 | 7.84 | 143 | 0.0199 | 7.84 |  |  | 2 |  | RB-Appl-EffCW-med-ElecDHW-GasCDryer-Tier2-TopPGESFm2014CZ04rWtd
RB-Appl-EffCW-med-ElecDHW-GasCDryer-Tier2-Top | DEER2016 | D16v1 | 2015-05-14 08:10 | PGE | SFm | 2014 | CZ05 | rWtd | Each | 1 | 1150 | None | 144 | 0.0184 | 7.88 | 144 | 0.0184 | 7.88 | 144 | 0.0184 | 7.88 | 144 | 0.0184 | 7.88 |  |  | 2 |  | RB-Appl-EffCW-med-ElecDHW-GasCDryer-Tier2-TopPGESFm2014CZ05rWtd
RB-Appl-EffCW-med-ElecDHW-GasCDryer-Tier2-Top | DEER2016 | D16v1 | 2015-05-14 08:10 | PGE | SFm | 2014 | CZ11 | rWtd | Each | 1 | 974 | None | 142 | 0.0226 | 8.04 | 142 | 0.0226 | 8.04 | 142 | 0.0226 | 8.04 | 142 | 0.0226 | 8.04 |  |  | 2 |  | RB-Appl-EffCW-med-ElecDHW-GasCDryer-Tier2-TopPGESFm2014CZ11rWtd
RB-Appl-EffCW-med-ElecDHW-GasCDryer-Tier2-Top | DEER2016 | D16v1 | 2015-05-14 08:10 | PGE | SFm | 2014 | CZ12 | rWtd | Each | 1 | 974 | None | 144 | 0.0212 | 8.04 | 144 | 0.0212 | 8.04 | 144 | 0.0212 | 8.04 | 144 | 0.0212 | 8.04 |  |  | 2 |  | RB-Appl-EffCW-med-ElecDHW-GasCDryer-Tier2-TopPGESFm2014CZ12rWtd
RB-Appl-EffCW-med-ElecDHW-GasCDryer-Tier2-Top | DEER2016 | D16v1 | 2015-05-14 08:10 | PGE | SFm | 2014 | CZ13 | rWtd | Each | 1 | 974 | None | 139 | 0.0208 | 7.91 | 139 | 0.0208 | 7.91 | 139 | 0.0208 | 7.91 | 139 | 0.0208 | 7.91 |  |  | 2 |  | RB-Appl-EffCW-med-ElecDHW-GasCDryer-Tier2-TopPGESFm2014CZ13rWtd
RB-Appl-EffCW-med-ElecDHW-GasCDryer-Tier2-Top | DEER2016 | D16v1 | 2015-05-14 08:10 | PGE | SFm | 2014 | CZ16 | rWtd | Each | 1 | 1150 | None | 151 | 0.0217 | 7.7 | 151 | 0.0217 | 7.7 | 151 | 0.0217 | 7.7 | 151 | 0.0217 | 7.7 |  |  | 2 |  | RB-Appl-EffCW-med-ElecDHW-GasCDryer-Tier2-TopPGESFm2014CZ16rWtd
RB-Appl-EffCW-med-ElecDHW-GasCDryer-Tier2-Top | DEER2016 | D16v1 | 2015-05-14 08:10 | PGE | SFm | Ex | CZ01 | rWtd | Each | 1 | 982 | None | 149 | 0.0203 | 7.74 | 149 | 0.0203 | 7.74 | 149 | 0.0203 | 7.74 | 149 | 0.0203 | 7.74 |  |  | 2 |  | RB-Appl-EffCW-med-ElecDHW-GasCDryer-Tier2-TopPGESFmExCZ01rWtd
RB-Appl-EffCW-med-ElecDHW-GasCDryer-Tier2-Top | DEER2016 | D16v1 | 2015-05-14 08:10 | PGE | SFm | Ex | CZ02 | rWtd | Each | 1 | 867 | None | 143 | 0.023 | 7.81 | 143 | 0.023 | 7.81 | 143 | 0.023 | 7.81 | 143 | 0.023 | 7.81 |  |  | 2 |  | RB-Appl-EffCW-med-ElecDHW-GasCDryer-Tier2-TopPGESFmExCZ02rWtd
RB-Appl-EffCW-med-ElecDHW-GasCDryer-Tier2-Top | DEER2016 | D16v1 | 2015-05-14 08:10 | PGE | SFm | Ex | CZ03 | rWtd | Each | 1 | 859 | None | 142 | 0.02 | 7.87 | 142 | 0.02 | 7.87 | 142 | 0.02 | 7.87 | 142 | 0.02 | 7.87 |  |  | 2 |  | RB-Appl-EffCW-med-ElecDHW-GasCDryer-Tier2-TopPGESFmExCZ03rWtd
RB-Appl-EffCW-med-ElecDHW-GasCDryer-Tier2-Top | DEER2016 | D16v1 | 2015-05-14 08:10 | PGE | SFm | Ex | CZ04 | rWtd | Each | 1 | 862 | None | 140 | 0.0216 | 8.17 | 140 | 0.0216 | 8.17 | 140 | 0.0216 | 8.17 | 140 | 0.0216 | 8.17 |  |  | 2 |  | RB-Appl-EffCW-med-ElecDHW-GasCDryer-Tier2-TopPGESFmExCZ04rWtd
RB-Appl-EffCW-med-ElecDHW-GasCDryer-Tier2-Top | DEER2016 | D16v1 | 2015-05-14 08:10 | PGE | SFm | Ex | CZ05 | rWtd | Each | 1 | 884 | None | 143 | 0.0201 | 7.49 | 143 | 0.0201 | 7.49 | 143 | 0.0201 | 7.49 | 143 | 0.0201 | 7.49 |  |  | 2 |  | RB-Appl-EffCW-med-ElecDHW-GasCDryer-Tier2-TopPGESFmExCZ05rWtd
RB-Appl-EffCW-med-ElecDHW-GasCDryer-Tier2-Top | DEER2016 | D16v1 | 2015-05-14 08:10 | PGE | SFm | Ex | CZ11 | rWtd | Each | 1 | 860 | None | 143 | 0.0239 | 8.09 | 143 | 0.0239 | 8.09 | 143 | 0.0239 | 8.09 | 143 | 0.0239 | 8.09 |  |  | 2 |  | RB-Appl-EffCW-med-ElecDHW-GasCDryer-Tier2-TopPGESFmExCZ11rWtd
RB-Appl-EffCW-med-ElecDHW-GasCDryer-Tier2-Top | DEER2016 | D16v1 | 2015-05-14 08:10 | PGE | SFm | Ex | CZ12 | rWtd | Each | 1 | 847 | None | 143 | 0.0249 | 7.96 | 143 | 0.0249 | 7.96 | 143 | 0.0249 | 7.96 | 143 | 0.0249 | 7.96 |  |  | 2 |  | RB-Appl-EffCW-med-ElecDHW-GasCDryer-Tier2-TopPGESFmExCZ12rWtd
RB-Appl-EffCW-med-ElecDHW-GasCDryer-Tier2-Top | DEER2016 | D16v1 | 2015-05-14 08:10 | PGE | SFm | Ex | CZ13 | rWtd | Each | 1 | 852 | None | 144 | 0.0246 | 8.06 | 144 | 0.0246 | 8.06 | 144 | 0.0246 | 8.06 | 144 | 0.0246 | 8.06 |  |  | 2 |  | RB-Appl-EffCW-med-ElecDHW-GasCDryer-Tier2-TopPGESFmExCZ13rWtd
RB-Appl-EffCW-med-ElecDHW-GasCDryer-Tier2-Top | DEER2016 | D16v1 | 2015-05-14 08:10 | PGE | SFm | Ex | CZ16 | rWtd | Each | 1 | 898 | None | 152 | 0.023 | 7.95 | 152 | 0.023 | 7.95 | 152 | 0.023 | 7.95 | 152 | 0.023 | 7.95 |  |  | 2 |  | RB-Appl-EffCW-med-ElecDHW-GasCDryer-Tier2-TopPGESFmExCZ16rWtd
RB-Appl-EffCW-med-ElecDHW-GasCDryer-Tier2-Top | DEER2016 | D16v1 | 2015-05-14 08:10 | PGE | SFm | Ex | IOU | rWtd | Each | 1 | 859 | None | 142 | 0.0227 | 7.96 | 142 | 0.0227 | 7.96 | 142 | 0.0227 | 7.96 | 142 | 0.0227 | 7.96 |  |  | 2 |  | RB-Appl-EffCW-med-ElecDHW-GasCDryer-Tier2-TopPGESFmExIOUrWtd
RB-Appl-EffCW-med-ElecDHW-GasCDryer-Tier2-Top | DEER2016 | D16v1 | 2015-05-14 08:10 | SCE | DMo | Ex | CZ06 | rWtd | Each | 1 | 610 | None | 111 | 0.0157 | 6.96 | 111 | 0.0157 | 6.96 | 111 | 0.0157 | 6.96 | 111 | 0.0157 | 6.96 |  |  | 2 |  | RB-Appl-EffCW-med-ElecDHW-GasCDryer-Tier2-TopSCEDMoExCZ06rWtd
RB-Appl-EffCW-med-ElecDHW-GasCDryer-Tier2-Top | DEER2016 | D16v1 | 2015-05-14 08:10 | SCE | DMo | Ex | CZ08 | rWtd | Each | 1 | 607 | None | 113 | 0.0167 | 6.88 | 113 | 0.0167 | 6.88 | 113 | 0.0167 | 6.88 | 113 | 0.0167 | 6.88 |  |  | 2 |  | RB-Appl-EffCW-med-ElecDHW-GasCDryer-Tier2-TopSCEDMoExCZ08rWtd
RB-Appl-EffCW-med-ElecDHW-GasCDryer-Tier2-Top | DEER2016 | D16v1 | 2015-05-14 08:10 | SCE | DMo | Ex | CZ09 | rWtd | Each | 1 | 608 | None | 114 | 0.0169 | 6.84 | 114 | 0.0169 | 6.84 | 114 | 0.0169 | 6.84 | 114 | 0.0169 | 6.84 |  |  | 2 |  | RB-Appl-EffCW-med-ElecDHW-GasCDryer-Tier2-TopSCEDMoExCZ09rWtd
RB-Appl-EffCW-med-ElecDHW-GasCDryer-Tier2-Top | DEER2016 | D16v1 | 2015-05-14 08:10 | SCE | DMo | Ex | CZ10 | rWtd | Each | 1 | 610 | None | 113 | 0.0175 | 6.79 | 113 | 0.0175 | 6.79 | 113 | 0.0175 | 6.79 | 113 | 0.0175 | 6.79 |  |  | 2 |  | RB-Appl-EffCW-med-ElecDHW-GasCDryer-Tier2-TopSCEDMoExCZ10rWtd
RB-Appl-EffCW-med-ElecDHW-GasCDryer-Tier2-Top | DEER2016 | D16v1 | 2015-05-14 08:10 | SCE | DMo | Ex | CZ13 | rWtd | Each | 1 | 604 | None | 114 | 0.0172 | 6.63 | 114 | 0.0172 | 6.63 | 114 | 0.0172 | 6.63 | 114 | 0.0172 | 6.63 |  |  | 2 |  | RB-Appl-EffCW-med-ElecDHW-GasCDryer-Tier2-TopSCEDMoExCZ13rWtd
RB-Appl-EffCW-med-ElecDHW-GasCDryer-Tier2-Top | DEER2016 | D16v1 | 2015-05-14 08:10 | SCE | DMo | Ex | CZ14 | rWtd | Each | 1 | 608 | None | 118 | 0.0169 | 6.71 | 118 | 0.0169 | 6.71 | 118 | 0.0169 | 6.71 | 118 | 0.0169 | 6.71 |  |  | 2 |  | RB-Appl-EffCW-med-ElecDHW-GasCDryer-Tier2-TopSCEDMoExCZ14rWtd
RB-Appl-EffCW-med-ElecDHW-GasCDryer-Tier2-Top | DEER2016 | D16v1 | 2015-05-14 08:10 | SCE | DMo | Ex | CZ15 | rWtd | Each | 1 | 612 | None | 110 | 0.0151 | 7.14 | 110 | 0.0151 | 7.14 | 110 | 0.0151 | 7.14 | 110 | 0.0151 | 7.14 |  |  | 2 |  | RB-Appl-EffCW-med-ElecDHW-GasCDryer-Tier2-TopSCEDMoExCZ15rWtd
RB-Appl-EffCW-med-ElecDHW-GasCDryer-Tier2-Top | DEER2016 | D16v1 | 2015-05-14 08:10 | SCE | DMo | Ex | CZ16 | rWtd | Each | 1 | 613 | None | 123 | 0.019 | 6.34 | 123 | 0.019 | 6.34 | 123 | 0.019 | 6.34 | 123 | 0.019 | 6.34 |  |  | 2 |  | RB-Appl-EffCW-med-ElecDHW-GasCDryer-Tier2-TopSCEDMoExCZ16rWtd
RB-Appl-EffCW-med-ElecDHW-GasCDryer-Tier2-Top | DEER2016 | D16v1 | 2015-05-14 08:10 | SCE | DMo | Ex | IOU | rWtd | Each | 1 | 609 | None | 114 | 0.017 | 6.79 | 114 | 0.017 | 6.79 | 114 | 0.017 | 6.79 | 114 | 0.017 | 6.79 |  |  | 2 |  | RB-Appl-EffCW-med-ElecDHW-GasCDryer-Tier2-TopSCEDMoExIOUrWtd
RB-Appl-EffCW-med-ElecDHW-GasCDryer-Tier2-Top | DEER2016 | D16v1 | 2015-05-14 08:10 | SCE | DMo | MH00 | CZ05 | rWtd | Each | 1 | 621 | None | 113 | 0.0174 | 6.48 | 113 | 0.0174 | 6.48 | 113 | 0.0174 | 6.48 | 113 | 0.0174 | 6.48 |  |  | 2 |  | RB-Appl-EffCW-med-ElecDHW-GasCDryer-Tier2-TopSCEDMoMH00CZ05rWtd
RB-Appl-EffCW-med-ElecDHW-GasCDryer-Tier2-Top | DEER2016 | D16v1 | 2015-05-14 08:10 | SCE | DMo | MH00 | CZ06 | rWtd | Each | 1 | 621 | None | 111 | 0.0153 | 6.93 | 111 | 0.0153 | 6.93 | 111 | 0.0153 | 6.93 | 111 | 0.0153 | 6.93 |  |  | 2 |  | RB-Appl-EffCW-med-ElecDHW-GasCDryer-Tier2-TopSCEDMoMH00CZ06rWtd
RB-Appl-EffCW-med-ElecDHW-GasCDryer-Tier2-Top | DEER2016 | D16v1 | 2015-05-14 08:10 | SCE | DMo | MH00 | CZ08 | rWtd | Each | 1 | 621 | None | 115 | 0.0169 | 6.95 | 115 | 0.0169 | 6.95 | 115 | 0.0169 | 6.95 | 115 | 0.0169 | 6.95 |  |  | 2 |  | RB-Appl-EffCW-med-ElecDHW-GasCDryer-Tier2-TopSCEDMoMH00CZ08rWtd
RB-Appl-EffCW-med-ElecDHW-GasCDryer-Tier2-Top | DEER2016 | D16v1 | 2015-05-14 08:10 | SCE | DMo | MH00 | CZ09 | rWtd | Each | 1 | 621 | None | 115 | 0.0172 | 6.92 | 115 | 0.0172 | 6.92 | 115 | 0.0172 | 6.92 | 115 | 0.0172 | 6.92 |  |  | 2 |  | RB-Appl-EffCW-med-ElecDHW-GasCDryer-Tier2-TopSCEDMoMH00CZ09rWtd
RB-Appl-EffCW-med-ElecDHW-GasCDryer-Tier2-Top | DEER2016 | D16v1 | 2015-05-14 08:10 | SCE | DMo | MH00 | CZ10 | rWtd | Each | 1 | 621 | None | 117 | 0.0179 | 6.93 | 117 | 0.0179 | 6.93 | 117 | 0.0179 | 6.93 | 117 | 0.0179 | 6.93 |  |  | 2 |  | RB-Appl-EffCW-med-ElecDHW-GasCDryer-Tier2-TopSCEDMoMH00CZ10rWtd
RB-Appl-EffCW-med-ElecDHW-GasCDryer-Tier2-Top | DEER2016 | D16v1 | 2015-05-14 08:10 | SCE | DMo | MH00 | CZ13 | rWtd | Each | 1 | 621 | None | 116 | 0.0178 | 6.58 | 116 | 0.0178 | 6.58 | 116 | 0.0178 | 6.58 | 116 | 0.0178 | 6.58 |  |  | 2 |  | RB-Appl-EffCW-med-ElecDHW-GasCDryer-Tier2-TopSCEDMoMH00CZ13rWtd
RB-Appl-EffCW-med-ElecDHW-GasCDryer-Tier2-Top | DEER2016 | D16v1 | 2015-05-14 08:10 | SCE | DMo | MH00 | CZ14 | rWtd | Each | 1 | 621 | None | 120 | 0.0177 | 6.7 | 120 | 0.0177 | 6.7 | 120 | 0.0177 | 6.7 | 120 | 0.0177 | 6.7 |  |  | 2 |  | RB-Appl-EffCW-med-ElecDHW-GasCDryer-Tier2-TopSCEDMoMH00CZ14rWtd
RB-Appl-EffCW-med-ElecDHW-GasCDryer-Tier2-Top | DEER2016 | D16v1 | 2015-05-14 08:10 | SCE | DMo | MH00 | CZ15 | rWtd | Each | 1 | 621 | None | 112 | 0.0147 | 7.09 | 112 | 0.0147 | 7.09 | 112 | 0.0147 | 7.09 | 112 | 0.0147 | 7.09 |  |  | 2 |  | RB-Appl-EffCW-med-ElecDHW-GasCDryer-Tier2-TopSCEDMoMH00CZ15rWtd
RB-Appl-EffCW-med-ElecDHW-GasCDryer-Tier2-Top | DEER2016 | D16v1 | 2015-05-14 08:10 | SCE | DMo | MH00 | CZ16 | rWtd | Each | 1 | 621 | None | 126 | 0.0192 | 6.53 | 126 | 0.0192 | 6.53 | 126 | 0.0192 | 6.53 | 126 | 0.0192 | 6.53 |  |  | 2 |  | RB-Appl-EffCW-med-ElecDHW-GasCDryer-Tier2-TopSCEDMoMH00CZ16rWtd
RB-Appl-EffCW-med-ElecDHW-GasCDryer-Tier2-Top | DEER2016 | D16v1 | 2015-05-14 08:10 | SCE | DMo | MH06 | CZ05 | rWtd | Each | 1 | 621 | None | 116 | 0.0169 | 6.44 | 116 | 0.0169 | 6.44 | 116 | 0.0169 | 6.44 | 116 | 0.0169 | 6.44 |  |  | 2 |  | RB-Appl-EffCW-med-ElecDHW-GasCDryer-Tier2-TopSCEDMoMH06CZ05rWtd
RB-Appl-EffCW-med-ElecDHW-GasCDryer-Tier2-Top | DEER2016 | D16v1 | 2015-05-14 08:10 | SCE | DMo | MH06 | CZ06 | rWtd | Each | 1 | 621 | None | 111 | 0.0145 | 7 | 111 | 0.0145 | 7 | 111 | 0.0145 | 7 | 111 | 0.0145 | 7 |  |  | 2 |  | RB-Appl-EffCW-med-ElecDHW-GasCDryer-Tier2-TopSCEDMoMH06CZ06rWtd
RB-Appl-EffCW-med-ElecDHW-GasCDryer-Tier2-Top | DEER2016 | D16v1 | 2015-05-14 08:10 | SCE | DMo | MH06 | CZ08 | rWtd | Each | 1 | 621 | None | 115 | 0.016 | 7.03 | 115 | 0.016 | 7.03 | 115 | 0.016 | 7.03 | 115 | 0.016 | 7.03 |  |  | 2 |  | RB-Appl-EffCW-med-ElecDHW-GasCDryer-Tier2-TopSCEDMoMH06CZ08rWtd
RB-Appl-EffCW-med-ElecDHW-GasCDryer-Tier2-Top | DEER2016 | D16v1 | 2015-05-14 08:10 | SCE | DMo | MH06 | CZ09 | rWtd | Each | 1 | 621 | None | 115 | 0.0162 | 6.94 | 115 | 0.0162 | 6.94 | 115 | 0.0162 | 6.94 | 115 | 0.0162 | 6.94 |  |  | 2 |  | RB-Appl-EffCW-med-ElecDHW-GasCDryer-Tier2-TopSCEDMoMH06CZ09rWtd
RB-Appl-EffCW-med-ElecDHW-GasCDryer-Tier2-Top | DEER2016 | D16v1 | 2015-05-14 08:10 | SCE | DMo | MH06 | CZ10 | rWtd | Each | 1 | 621 | None | 117 | 0.0155 | 6.91 | 117 | 0.0155 | 6.91 | 117 | 0.0155 | 6.91 | 117 | 0.0155 | 6.91 |  |  | 2 |  | RB-Appl-EffCW-med-ElecDHW-GasCDryer-Tier2-TopSCEDMoMH06CZ10rWtd
RB-Appl-EffCW-med-ElecDHW-GasCDryer-Tier2-Top | DEER2016 | D16v1 | 2015-05-14 08:10 | SCE | DMo | MH06 | CZ13 | rWtd | Each | 1 | 621 | None | 114 | 0.0171 | 6.53 | 114 | 0.0171 | 6.53 | 114 | 0.0171 | 6.53 | 114 | 0.0171 | 6.53 |  |  | 2 |  | RB-Appl-EffCW-med-ElecDHW-GasCDryer-Tier2-TopSCEDMoMH06CZ13rWtd
RB-Appl-EffCW-med-ElecDHW-GasCDryer-Tier2-Top | DEER2016 | D16v1 | 2015-05-14 08:10 | SCE | DMo | MH06 | CZ14 | rWtd | Each | 1 | 621 | None | 117 | 0.0139 | 6.57 | 117 | 0.0139 | 6.57 | 117 | 0.0139 | 6.57 | 117 | 0.0139 | 6.57 |  |  | 2 |  | RB-Appl-EffCW-med-ElecDHW-GasCDryer-Tier2-TopSCEDMoMH06CZ14rWtd
RB-Appl-EffCW-med-ElecDHW-GasCDryer-Tier2-Top | DEER2016 | D16v1 | 2015-05-14 08:10 | SCE | DMo | MH06 | CZ15 | rWtd | Each | 1 | 621 | None | 109 | 0.0138 | 7.09 | 109 | 0.0138 | 7.09 | 109 | 0.0138 | 7.09 | 109 | 0.0138 | 7.09 |  |  | 2 |  | RB-Appl-EffCW-med-ElecDHW-GasCDryer-Tier2-TopSCEDMoMH06CZ15rWtd
RB-Appl-EffCW-med-ElecDHW-GasCDryer-Tier2-Top | DEER2016 | D16v1 | 2015-05-14 08:10 | SCE | DMo | MH06 | CZ16 | rWtd | Each | 1 | 621 | None | 124 | 0.0185 | 6.5 | 124 | 0.0185 | 6.5 | 124 | 0.0185 | 6.5 | 124 | 0.0185 | 6.5 |  |  | 2 |  | RB-Appl-EffCW-med-ElecDHW-GasCDryer-Tier2-TopSCEDMoMH06CZ16rWtd
RB-Appl-EffCW-med-ElecDHW-GasCDryer-Tier2-Top | DEER2016 | D16v1 | 2015-05-14 08:10 | SCE | DMo | MH72 | CZ05 | rWtd | Each | 1 | 598 | None | 116 | 0.0183 | 6.45 | 116 | 0.0183 | 6.45 | 116 | 0.0183 | 6.45 | 116 | 0.0183 | 6.45 |  |  | 2 |  | RB-Appl-EffCW-med-ElecDHW-GasCDryer-Tier2-TopSCEDMoMH72CZ05rWtd
RB-Appl-EffCW-med-ElecDHW-GasCDryer-Tier2-Top | DEER2016 | D16v1 | 2015-05-14 08:10 | SCE | DMo | MH72 | CZ06 | rWtd | Each | 1 | 598 | None | 111 | 0.0161 | 6.97 | 111 | 0.0161 | 6.97 | 111 | 0.0161 | 6.97 | 111 | 0.0161 | 6.97 |  |  | 2 |  | RB-Appl-EffCW-med-ElecDHW-GasCDryer-Tier2-TopSCEDMoMH72CZ06rWtd
RB-Appl-EffCW-med-ElecDHW-GasCDryer-Tier2-Top | DEER2016 | D16v1 | 2015-05-14 08:10 | SCE | DMo | MH72 | CZ08 | rWtd | Each | 1 | 598 | None | 112 | 0.0166 | 6.86 | 112 | 0.0166 | 6.86 | 112 | 0.0166 | 6.86 | 112 | 0.0166 | 6.86 |  |  | 2 |  | RB-Appl-EffCW-med-ElecDHW-GasCDryer-Tier2-TopSCEDMoMH72CZ08rWtd
RB-Appl-EffCW-med-ElecDHW-GasCDryer-Tier2-Top | DEER2016 | D16v1 | 2015-05-14 08:10 | SCE | DMo | MH72 | CZ09 | rWtd | Each | 1 | 598 | None | 113 | 0.0169 | 6.79 | 113 | 0.0169 | 6.79 | 113 | 0.0169 | 6.79 | 113 | 0.0169 | 6.79 |  |  | 2 |  | RB-Appl-EffCW-med-ElecDHW-GasCDryer-Tier2-TopSCEDMoMH72CZ09rWtd
RB-Appl-EffCW-med-ElecDHW-GasCDryer-Tier2-Top | DEER2016 | D16v1 | 2015-05-14 08:10 | SCE | DMo | MH72 | CZ10 | rWtd | Each | 1 | 598 | None | 114 | 0.0177 | 6.72 | 114 | 0.0177 | 6.72 | 114 | 0.0177 | 6.72 | 114 | 0.0177 | 6.72 |  |  | 2 |  | RB-Appl-EffCW-med-ElecDHW-GasCDryer-Tier2-TopSCEDMoMH72CZ10rWtd
RB-Appl-EffCW-med-ElecDHW-GasCDryer-Tier2-Top | DEER2016 | D16v1 | 2015-05-14 08:10 | SCE | DMo | MH72 | CZ13 | rWtd | Each | 1 | 598 | None | 113 | 0.0169 | 6.66 | 113 | 0.0169 | 6.66 | 113 | 0.0169 | 6.66 | 113 | 0.0169 | 6.66 |  |  | 2 |  | RB-Appl-EffCW-med-ElecDHW-GasCDryer-Tier2-TopSCEDMoMH72CZ13rWtd
RB-Appl-EffCW-med-ElecDHW-GasCDryer-Tier2-Top | DEER2016 | D16v1 | 2015-05-14 08:10 | SCE | DMo | MH72 | CZ14 | rWtd | Each | 1 | 598 | None | 118 | 0.0171 | 6.84 | 118 | 0.0171 | 6.84 | 118 | 0.0171 | 6.84 | 118 | 0.0171 | 6.84 |  |  | 2 |  | RB-Appl-EffCW-med-ElecDHW-GasCDryer-Tier2-TopSCEDMoMH72CZ14rWtd
RB-Appl-EffCW-med-ElecDHW-GasCDryer-Tier2-Top | DEER2016 | D16v1 | 2015-05-14 08:10 | SCE | DMo | MH72 | CZ15 | rWtd | Each | 1 | 598 | None | 112 | 0.0153 | 7.25 | 112 | 0.0153 | 7.25 | 112 | 0.0153 | 7.25 | 112 | 0.0153 | 7.25 |  |  | 2 |  | RB-Appl-EffCW-med-ElecDHW-GasCDryer-Tier2-TopSCEDMoMH72CZ15rWtd
RB-Appl-EffCW-med-ElecDHW-GasCDryer-Tier2-Top | DEER2016 | D16v1 | 2015-05-14 08:10 | SCE | DMo | MH72 | CZ16 | rWtd | Each | 1 | 598 | None | 124 | 0.0189 | 6.49 | 124 | 0.0189 | 6.49 | 124 | 0.0189 | 6.49 | 124 | 0.0189 | 6.49 |  |  | 2 |  | RB-Appl-EffCW-med-ElecDHW-GasCDryer-Tier2-TopSCEDMoMH72CZ16rWtd
RB-Appl-EffCW-med-ElecDHW-GasCDryer-Tier2-Top | DEER2016 | D16v1 | 2015-05-14 08:10 | SCE | DMo | MH85 | CZ05 | rWtd | Each | 1 | 621 | None | 118 | 0.0197 | 6.28 | 118 | 0.0197 | 6.28 | 118 | 0.0197 | 6.28 | 118 | 0.0197 | 6.28 |  |  | 2 |  | RB-Appl-EffCW-med-ElecDHW-GasCDryer-Tier2-TopSCEDMoMH85CZ05rWtd
RB-Appl-EffCW-med-ElecDHW-GasCDryer-Tier2-Top | DEER2016 | D16v1 | 2015-05-14 08:10 | SCE | DMo | MH85 | CZ06 | rWtd | Each | 1 | 621 | None | 111 | 0.0154 | 6.94 | 111 | 0.0154 | 6.94 | 111 | 0.0154 | 6.94 | 111 | 0.0154 | 6.94 |  |  | 2 |  | RB-Appl-EffCW-med-ElecDHW-GasCDryer-Tier2-TopSCEDMoMH85CZ06rWtd
RB-Appl-EffCW-med-ElecDHW-GasCDryer-Tier2-Top | DEER2016 | D16v1 | 2015-05-14 08:10 | SCE | DMo | MH85 | CZ08 | rWtd | Each | 1 | 621 | None | 113 | 0.0167 | 6.88 | 113 | 0.0167 | 6.88 | 113 | 0.0167 | 6.88 | 113 | 0.0167 | 6.88 |  |  | 2 |  | RB-Appl-EffCW-med-ElecDHW-GasCDryer-Tier2-TopSCEDMoMH85CZ08rWtd
RB-Appl-EffCW-med-ElecDHW-GasCDryer-Tier2-Top | DEER2016 | D16v1 | 2015-05-14 08:10 | SCE | DMo | MH85 | CZ09 | rWtd | Each | 1 | 621 | None | 115 | 0.017 | 6.88 | 115 | 0.017 | 6.88 | 115 | 0.017 | 6.88 | 115 | 0.017 | 6.88 |  |  | 2 |  | RB-Appl-EffCW-med-ElecDHW-GasCDryer-Tier2-TopSCEDMoMH85CZ09rWtd
RB-Appl-EffCW-med-ElecDHW-GasCDryer-Tier2-Top | DEER2016 | D16v1 | 2015-05-14 08:10 | SCE | DMo | MH85 | CZ10 | rWtd | Each | 1 | 621 | None | 112 | 0.0173 | 6.85 | 112 | 0.0173 | 6.85 | 112 | 0.0173 | 6.85 | 112 | 0.0173 | 6.85 |  |  | 2 |  | RB-Appl-EffCW-med-ElecDHW-GasCDryer-Tier2-TopSCEDMoMH85CZ10rWtd
RB-Appl-EffCW-med-ElecDHW-GasCDryer-Tier2-Top | DEER2016 | D16v1 | 2015-05-14 08:10 | SCE | DMo | MH85 | CZ13 | rWtd | Each | 1 | 621 | None | 114 | 0.0178 | 6.57 | 114 | 0.0178 | 6.57 | 114 | 0.0178 | 6.57 | 114 | 0.0178 | 6.57 |  |  | 2 |  | RB-Appl-EffCW-med-ElecDHW-GasCDryer-Tier2-TopSCEDMoMH85CZ13rWtd
RB-Appl-EffCW-med-ElecDHW-GasCDryer-Tier2-Top | DEER2016 | D16v1 | 2015-05-14 08:10 | SCE | DMo | MH85 | CZ14 | rWtd | Each | 1 | 621 | None | 117 | 0.0164 | 6.53 | 117 | 0.0164 | 6.53 | 117 | 0.0164 | 6.53 | 117 | 0.0164 | 6.53 |  |  | 2 |  | RB-Appl-EffCW-med-ElecDHW-GasCDryer-Tier2-TopSCEDMoMH85CZ14rWtd
RB-Appl-EffCW-med-ElecDHW-GasCDryer-Tier2-Top | DEER2016 | D16v1 | 2015-05-14 08:10 | SCE | DMo | MH85 | CZ15 | rWtd | Each | 1 | 621 | None | 108 | 0.0153 | 7.06 | 108 | 0.0153 | 7.06 | 108 | 0.0153 | 7.06 | 108 | 0.0153 | 7.06 |  |  | 2 |  | RB-Appl-EffCW-med-ElecDHW-GasCDryer-Tier2-TopSCEDMoMH85CZ15rWtd
RB-Appl-EffCW-med-ElecDHW-GasCDryer-Tier2-Top | DEER2016 | D16v1 | 2015-05-14 08:10 | SCE | DMo | MH85 | CZ16 | rWtd | Each | 1 | 621 | None | 122 | 0.0191 | 6.26 | 122 | 0.0191 | 6.26 | 122 | 0.0191 | 6.26 | 122 | 0.0191 | 6.26 |  |  | 2 |  | RB-Appl-EffCW-med-ElecDHW-GasCDryer-Tier2-TopSCEDMoMH85CZ16rWtd
RB-Appl-EffCW-med-ElecDHW-GasCDryer-Tier2-Top | DEER2016 | D16v1 | 2015-05-14 08:10 | SCE | MFm | 1975 | CZ05 | rWtd | Each | 1 | 474 | None | 116 | 0.0158 | 6.21 | 116 | 0.0158 | 6.21 | 116 | 0.0158 | 6.21 | 116 | 0.0158 | 6.21 |  |  | 2 |  | RB-Appl-EffCW-med-ElecDHW-GasCDryer-Tier2-TopSCEMFm1975CZ05rWtd
RB-Appl-EffCW-med-ElecDHW-GasCDryer-Tier2-Top | DEER2016 | D16v1 | 2015-05-14 08:10 | SCE | MFm | 1975 | CZ06 | rWtd | Each | 1 | 465 | None | 112 | 0.0152 | 7.1 | 112 | 0.0152 | 7.1 | 112 | 0.0152 | 7.1 | 112 | 0.0152 | 7.1 |  |  | 2 |  | RB-Appl-EffCW-med-ElecDHW-GasCDryer-Tier2-TopSCEMFm1975CZ06rWtd
RB-Appl-EffCW-med-ElecDHW-GasCDryer-Tier2-Top | DEER2016 | D16v1 | 2015-05-14 08:10 | SCE | MFm | 1975 | CZ08 | rWtd | Each | 1 | 465 | None | 111 | 0.0161 | 7.02 | 111 | 0.0161 | 7.02 | 111 | 0.0161 | 7.02 | 111 | 0.0161 | 7.02 |  |  | 2 |  | RB-Appl-EffCW-med-ElecDHW-GasCDryer-Tier2-TopSCEMFm1975CZ08rWtd
RB-Appl-EffCW-med-ElecDHW-GasCDryer-Tier2-Top | DEER2016 | D16v1 | 2015-05-14 08:10 | SCE | MFm | 1975 | CZ09 | rWtd | Each | 1 | 544 | None | 113 | 0.0165 | 7.02 | 113 | 0.0165 | 7.02 | 113 | 0.0165 | 7.02 | 113 | 0.0165 | 7.02 |  |  | 2 |  | RB-Appl-EffCW-med-ElecDHW-GasCDryer-Tier2-TopSCEMFm1975CZ09rWtd
RB-Appl-EffCW-med-ElecDHW-GasCDryer-Tier2-Top | DEER2016 | D16v1 | 2015-05-14 08:10 | SCE | MFm | 1975 | CZ10 | rWtd | Each | 1 | 544 | None | 113 | 0.0174 | 7.07 | 113 | 0.0174 | 7.07 | 113 | 0.0174 | 7.07 | 113 | 0.0174 | 7.07 |  |  | 2 |  | RB-Appl-EffCW-med-ElecDHW-GasCDryer-Tier2-TopSCEMFm1975CZ10rWtd
RB-Appl-EffCW-med-ElecDHW-GasCDryer-Tier2-Top | DEER2016 | D16v1 | 2015-05-14 08:10 | SCE | MFm | 1975 | CZ13 | rWtd | Each | 1 | 487 | None | 114 | 0.017 | 6.86 | 114 | 0.017 | 6.86 | 114 | 0.017 | 6.86 | 114 | 0.017 | 6.86 |  |  | 2 |  | RB-Appl-EffCW-med-ElecDHW-GasCDryer-Tier2-TopSCEMFm1975CZ13rWtd
RB-Appl-EffCW-med-ElecDHW-GasCDryer-Tier2-Top | DEER2016 | D16v1 | 2015-05-14 08:10 | SCE | MFm | 1975 | CZ14 | rWtd | Each | 1 | 634 | None | 118 | 0.0161 | 6.89 | 118 | 0.0161 | 6.89 | 118 | 0.0161 | 6.89 | 118 | 0.0161 | 6.89 |  |  | 2 |  | RB-Appl-EffCW-med-ElecDHW-GasCDryer-Tier2-TopSCEMFm1975CZ14rWtd
RB-Appl-EffCW-med-ElecDHW-GasCDryer-Tier2-Top | DEER2016 | D16v1 | 2015-05-14 08:10 | SCE | MFm | 1975 | CZ15 | rWtd | Each | 1 | 634 | None | 109 | 0.0142 | 7.39 | 109 | 0.0142 | 7.39 | 109 | 0.0142 | 7.39 | 109 | 0.0142 | 7.39 |  |  | 2 |  | RB-Appl-EffCW-med-ElecDHW-GasCDryer-Tier2-TopSCEMFm1975CZ15rWtd
RB-Appl-EffCW-med-ElecDHW-GasCDryer-Tier2-Top | DEER2016 | D16v1 | 2015-05-14 08:10 | SCE | MFm | 1975 | CZ16 | rWtd | Each | 1 | 474 | None | 122 | 0.0181 | 6.53 | 122 | 0.0181 | 6.53 | 122 | 0.0181 | 6.53 | 122 | 0.0181 | 6.53 |  |  | 2 |  | RB-Appl-EffCW-med-ElecDHW-GasCDryer-Tier2-TopSCEMFm1975CZ16rWtd
RB-Appl-EffCW-med-ElecDHW-GasCDryer-Tier2-Top | DEER2016 | D16v1 | 2015-05-14 08:10 | SCE | MFm | 1985 | CZ05 | rWtd | Each | 1 | 512 | None | 116 | 0.0157 | 6.35 | 116 | 0.0157 | 6.35 | 116 | 0.0157 | 6.35 | 116 | 0.0157 | 6.35 |  |  | 2 |  | RB-Appl-EffCW-med-ElecDHW-GasCDryer-Tier2-TopSCEMFm1985CZ05rWtd
RB-Appl-EffCW-med-ElecDHW-GasCDryer-Tier2-Top | DEER2016 | D16v1 | 2015-05-14 08:10 | SCE | MFm | 1985 | CZ06 | rWtd | Each | 1 | 578 | None | 111 | 0.0161 | 7.09 | 111 | 0.0161 | 7.09 | 111 | 0.0161 | 7.09 | 111 | 0.0161 | 7.09 |  |  | 2 |  | RB-Appl-EffCW-med-ElecDHW-GasCDryer-Tier2-TopSCEMFm1985CZ06rWtd
RB-Appl-EffCW-med-ElecDHW-GasCDryer-Tier2-Top | DEER2016 | D16v1 | 2015-05-14 08:10 | SCE | MFm | 1985 | CZ08 | rWtd | Each | 1 | 578 | None | 111 | 0.0146 | 7.19 | 111 | 0.0146 | 7.19 | 111 | 0.0146 | 7.19 | 111 | 0.0146 | 7.19 |  |  | 2 |  | RB-Appl-EffCW-med-ElecDHW-GasCDryer-Tier2-TopSCEMFm1985CZ08rWtd
RB-Appl-EffCW-med-ElecDHW-GasCDryer-Tier2-Top | DEER2016 | D16v1 | 2015-05-14 08:10 | SCE | MFm | 1985 | CZ09 | rWtd | Each | 1 | 648 | None | 114 | 0.0165 | 7.1 | 114 | 0.0165 | 7.1 | 114 | 0.0165 | 7.1 | 114 | 0.0165 | 7.1 |  |  | 2 |  | RB-Appl-EffCW-med-ElecDHW-GasCDryer-Tier2-TopSCEMFm1985CZ09rWtd
RB-Appl-EffCW-med-ElecDHW-GasCDryer-Tier2-Top | DEER2016 | D16v1 | 2015-05-14 08:10 | SCE | MFm | 1985 | CZ10 | rWtd | Each | 1 | 648 | None | 113 | 0.0174 | 7.13 | 113 | 0.0174 | 7.13 | 113 | 0.0174 | 7.13 | 113 | 0.0174 | 7.13 |  |  | 2 |  | RB-Appl-EffCW-med-ElecDHW-GasCDryer-Tier2-TopSCEMFm1985CZ10rWtd
RB-Appl-EffCW-med-ElecDHW-GasCDryer-Tier2-Top | DEER2016 | D16v1 | 2015-05-14 08:10 | SCE | MFm | 1985 | CZ13 | rWtd | Each | 1 | 512 | None | 113 | 0.0176 | 6.88 | 113 | 0.0176 | 6.88 | 113 | 0.0176 | 6.88 | 113 | 0.0176 | 6.88 |  |  | 2 |  | RB-Appl-EffCW-med-ElecDHW-GasCDryer-Tier2-TopSCEMFm1985CZ13rWtd
RB-Appl-EffCW-med-ElecDHW-GasCDryer-Tier2-Top | DEER2016 | D16v1 | 2015-05-14 08:10 | SCE | MFm | 1985 | CZ14 | rWtd | Each | 1 | 630 | None | 118 | 0.0156 | 6.98 | 118 | 0.0156 | 6.98 | 118 | 0.0156 | 6.98 | 118 | 0.0156 | 6.98 |  |  | 2 |  | RB-Appl-EffCW-med-ElecDHW-GasCDryer-Tier2-TopSCEMFm1985CZ14rWtd
RB-Appl-EffCW-med-ElecDHW-GasCDryer-Tier2-Top | DEER2016 | D16v1 | 2015-05-14 08:10 | SCE | MFm | 1985 | CZ15 | rWtd | Each | 1 | 630 | None | 109 | 0.0143 | 7.4 | 109 | 0.0143 | 7.4 | 109 | 0.0143 | 7.4 | 109 | 0.0143 | 7.4 |  |  | 2 |  | RB-Appl-EffCW-med-ElecDHW-GasCDryer-Tier2-TopSCEMFm1985CZ15rWtd
RB-Appl-EffCW-med-ElecDHW-GasCDryer-Tier2-Top | DEER2016 | D16v1 | 2015-05-14 08:10 | SCE | MFm | 1985 | CZ16 | rWtd | Each | 1 | 512 | None | 123 | 0.0176 | 6.59 | 123 | 0.0176 | 6.59 | 123 | 0.0176 | 6.59 | 123 | 0.0176 | 6.59 |  |  | 2 |  | RB-Appl-EffCW-med-ElecDHW-GasCDryer-Tier2-TopSCEMFm1985CZ16rWtd
RB-Appl-EffCW-med-ElecDHW-GasCDryer-Tier2-Top | DEER2016 | D16v1 | 2015-05-14 08:10 | SCE | MFm | 1996 | CZ05 | rWtd | Each | 1 | 432 | None | 116 | 0.0157 | 6.5 | 116 | 0.0157 | 6.5 | 116 | 0.0157 | 6.5 | 116 | 0.0157 | 6.5 |  |  | 2 |  | RB-Appl-EffCW-med-ElecDHW-GasCDryer-Tier2-TopSCEMFm1996CZ05rWtd
RB-Appl-EffCW-med-ElecDHW-GasCDryer-Tier2-Top | DEER2016 | D16v1 | 2015-05-14 08:10 | SCE | MFm | 1996 | CZ06 | rWtd | Each | 1 | 518 | None | 111 | 0.0158 | 7.12 | 111 | 0.0158 | 7.12 | 111 | 0.0158 | 7.12 | 111 | 0.0158 | 7.12 |  |  | 2 |  | RB-Appl-EffCW-med-ElecDHW-GasCDryer-Tier2-TopSCEMFm1996CZ06rWtd
RB-Appl-EffCW-med-ElecDHW-GasCDryer-Tier2-Top | DEER2016 | D16v1 | 2015-05-14 08:10 | SCE | MFm | 1996 | CZ08 | rWtd | Each | 1 | 518 | None | 112 | 0.0172 | 7.22 | 112 | 0.0172 | 7.22 | 112 | 0.0172 | 7.22 | 112 | 0.0172 | 7.22 |  |  | 2 |  | RB-Appl-EffCW-med-ElecDHW-GasCDryer-Tier2-TopSCEMFm1996CZ08rWtd
RB-Appl-EffCW-med-ElecDHW-GasCDryer-Tier2-Top | DEER2016 | D16v1 | 2015-05-14 08:10 | SCE | MFm | 1996 | CZ09 | rWtd | Each | 1 | 487 | None | 116 | 0.0164 | 7.1 | 116 | 0.0164 | 7.1 | 116 | 0.0164 | 7.1 | 116 | 0.0164 | 7.1 |  |  | 2 |  | RB-Appl-EffCW-med-ElecDHW-GasCDryer-Tier2-TopSCEMFm1996CZ09rWtd
RB-Appl-EffCW-med-ElecDHW-GasCDryer-Tier2-Top | DEER2016 | D16v1 | 2015-05-14 08:10 | SCE | MFm | 1996 | CZ10 | rWtd | Each | 1 | 487 | None | 112 | 0.0205 | 7.05 | 112 | 0.0205 | 7.05 | 112 | 0.0205 | 7.05 | 112 | 0.0205 | 7.05 |  |  | 2 |  | RB-Appl-EffCW-med-ElecDHW-GasCDryer-Tier2-TopSCEMFm1996CZ10rWtd
RB-Appl-EffCW-med-ElecDHW-GasCDryer-Tier2-Top | DEER2016 | D16v1 | 2015-05-14 08:10 | SCE | MFm | 1996 | CZ13 | rWtd | Each | 1 | 456 | None | 114 | 0.0169 | 6.9 | 114 | 0.0169 | 6.9 | 114 | 0.0169 | 6.9 | 114 | 0.0169 | 6.9 |  |  | 2 |  | RB-Appl-EffCW-med-ElecDHW-GasCDryer-Tier2-TopSCEMFm1996CZ13rWtd
RB-Appl-EffCW-med-ElecDHW-GasCDryer-Tier2-Top | DEER2016 | D16v1 | 2015-05-14 08:10 | SCE | MFm | 1996 | CZ14 | rWtd | Each | 1 | 480 | None | 119 | 0.0155 | 7.07 | 119 | 0.0155 | 7.07 | 119 | 0.0155 | 7.07 | 119 | 0.0155 | 7.07 |  |  | 2 |  | RB-Appl-EffCW-med-ElecDHW-GasCDryer-Tier2-TopSCEMFm1996CZ14rWtd
RB-Appl-EffCW-med-ElecDHW-GasCDryer-Tier2-Top | DEER2016 | D16v1 | 2015-05-14 08:10 | SCE | MFm | 1996 | CZ15 | rWtd | Each | 1 | 480 | None | 108 | 0.0149 | 7.44 | 108 | 0.0149 | 7.44 | 108 | 0.0149 | 7.44 | 108 | 0.0149 | 7.44 |  |  | 2 |  | RB-Appl-EffCW-med-ElecDHW-GasCDryer-Tier2-TopSCEMFm1996CZ15rWtd
RB-Appl-EffCW-med-ElecDHW-GasCDryer-Tier2-Top | DEER2016 | D16v1 | 2015-05-14 08:10 | SCE | MFm | 1996 | CZ16 | rWtd | Each | 1 | 432 | None | 124 | 0.0167 | 6.58 | 124 | 0.0167 | 6.58 | 124 | 0.0167 | 6.58 | 124 | 0.0167 | 6.58 |  |  | 2 |  | RB-Appl-EffCW-med-ElecDHW-GasCDryer-Tier2-TopSCEMFm1996CZ16rWtd
RB-Appl-EffCW-med-ElecDHW-GasCDryer-Tier2-Top | DEER2016 | D16v1 | 2015-05-14 08:10 | SCE | MFm | 2003 | CZ05 | rWtd | Each | 1 | 441 | None | 116 | 0.0157 | 6.44 | 116 | 0.0157 | 6.44 | 116 | 0.0157 | 6.44 | 116 | 0.0157 | 6.44 |  |  | 2 |  | RB-Appl-EffCW-med-ElecDHW-GasCDryer-Tier2-TopSCEMFm2003CZ05rWtd
RB-Appl-EffCW-med-ElecDHW-GasCDryer-Tier2-Top | DEER2016 | D16v1 | 2015-05-14 08:10 | SCE | MFm | 2003 | CZ06 | rWtd | Each | 1 | 538 | None | 111 | 0.0168 | 7.12 | 111 | 0.0168 | 7.12 | 111 | 0.0168 | 7.12 | 111 | 0.0168 | 7.12 |  |  | 2 |  | RB-Appl-EffCW-med-ElecDHW-GasCDryer-Tier2-TopSCEMFm2003CZ06rWtd
RB-Appl-EffCW-med-ElecDHW-GasCDryer-Tier2-Top | DEER2016 | D16v1 | 2015-05-14 08:10 | SCE | MFm | 2003 | CZ08 | rWtd | Each | 1 | 538 | None | 111 | 0.0157 | 7.18 | 111 | 0.0157 | 7.18 | 111 | 0.0157 | 7.18 | 111 | 0.0157 | 7.18 |  |  | 2 |  | RB-Appl-EffCW-med-ElecDHW-GasCDryer-Tier2-TopSCEMFm2003CZ08rWtd
RB-Appl-EffCW-med-ElecDHW-GasCDryer-Tier2-Top | DEER2016 | D16v1 | 2015-05-14 08:10 | SCE | MFm | 2003 | CZ09 | rWtd | Each | 1 | 499 | None | 112 | 0.0169 | 7.06 | 112 | 0.0169 | 7.06 | 112 | 0.0169 | 7.06 | 112 | 0.0169 | 7.06 |  |  | 2 |  | RB-Appl-EffCW-med-ElecDHW-GasCDryer-Tier2-TopSCEMFm2003CZ09rWtd
RB-Appl-EffCW-med-ElecDHW-GasCDryer-Tier2-Top | DEER2016 | D16v1 | 2015-05-14 08:10 | SCE | MFm | 2003 | CZ10 | rWtd | Each | 1 | 474 | None | 113 | 0.0175 | 7.19 | 113 | 0.0175 | 7.19 | 113 | 0.0175 | 7.19 | 113 | 0.0175 | 7.19 |  |  | 2 |  | RB-Appl-EffCW-med-ElecDHW-GasCDryer-Tier2-TopSCEMFm2003CZ10rWtd
RB-Appl-EffCW-med-ElecDHW-GasCDryer-Tier2-Top | DEER2016 | D16v1 | 2015-05-14 08:10 | SCE | MFm | 2003 | CZ13 | rWtd | Each | 1 | 474 | None | 115 | 0.0164 | 7.04 | 115 | 0.0164 | 7.04 | 115 | 0.0164 | 7.04 | 115 | 0.0164 | 7.04 |  |  | 2 |  | RB-Appl-EffCW-med-ElecDHW-GasCDryer-Tier2-TopSCEMFm2003CZ13rWtd
RB-Appl-EffCW-med-ElecDHW-GasCDryer-Tier2-Top | DEER2016 | D16v1 | 2015-05-14 08:10 | SCE | MFm | 2003 | CZ14 | rWtd | Each | 1 | 487 | None | 119 | 0.0154 | 7.03 | 119 | 0.0154 | 7.03 | 119 | 0.0154 | 7.03 | 119 | 0.0154 | 7.03 |  |  | 2 |  | RB-Appl-EffCW-med-ElecDHW-GasCDryer-Tier2-TopSCEMFm2003CZ14rWtd
RB-Appl-EffCW-med-ElecDHW-GasCDryer-Tier2-Top | DEER2016 | D16v1 | 2015-05-14 08:10 | SCE | MFm | 2003 | CZ15 | rWtd | Each | 1 | 487 | None | 108 | 0.015 | 7.42 | 108 | 0.015 | 7.42 | 108 | 0.015 | 7.42 | 108 | 0.015 | 7.42 |  |  | 2 |  | RB-Appl-EffCW-med-ElecDHW-GasCDryer-Tier2-TopSCEMFm2003CZ15rWtd
RB-Appl-EffCW-med-ElecDHW-GasCDryer-Tier2-Top | DEER2016 | D16v1 | 2015-05-14 08:10 | SCE | MFm | 2003 | CZ16 | rWtd | Each | 1 | 441 | None | 124 | 0.018 | 6.68 | 124 | 0.018 | 6.68 | 124 | 0.018 | 6.68 | 124 | 0.018 | 6.68 |  |  | 2 |  | RB-Appl-EffCW-med-ElecDHW-GasCDryer-Tier2-TopSCEMFm2003CZ16rWtd
RB-Appl-EffCW-med-ElecDHW-GasCDryer-Tier2-Top | DEER2016 | D16v1 | 2015-05-14 08:10 | SCE | MFm | 2007 | CZ05 | rWtd | Each | 1 | 441 | None | 117 | 0.0158 | 6.62 | 117 | 0.0158 | 6.62 | 117 | 0.0158 | 6.62 | 117 | 0.0158 | 6.62 |  |  | 2 |  | RB-Appl-EffCW-med-ElecDHW-GasCDryer-Tier2-TopSCEMFm2007CZ05rWtd
RB-Appl-EffCW-med-ElecDHW-GasCDryer-Tier2-Top | DEER2016 | D16v1 | 2015-05-14 08:10 | SCE | MFm | 2007 | CZ06 | rWtd | Each | 1 | 538 | None | 112 | 0.0175 | 7.1 | 112 | 0.0175 | 7.1 | 112 | 0.0175 | 7.1 | 112 | 0.0175 | 7.1 |  |  | 2 |  | RB-Appl-EffCW-med-ElecDHW-GasCDryer-Tier2-TopSCEMFm2007CZ06rWtd
RB-Appl-EffCW-med-ElecDHW-GasCDryer-Tier2-Top | DEER2016 | D16v1 | 2015-05-14 08:10 | SCE | MFm | 2007 | CZ08 | rWtd | Each | 1 | 538 | None | 112 | 0.0158 | 7.17 | 112 | 0.0158 | 7.17 | 112 | 0.0158 | 7.17 | 112 | 0.0158 | 7.17 |  |  | 2 |  | RB-Appl-EffCW-med-ElecDHW-GasCDryer-Tier2-TopSCEMFm2007CZ08rWtd
RB-Appl-EffCW-med-ElecDHW-GasCDryer-Tier2-Top | DEER2016 | D16v1 | 2015-05-14 08:10 | SCE | MFm | 2007 | CZ09 | rWtd | Each | 1 | 499 | None | 113 | 0.0164 | 7.11 | 113 | 0.0164 | 7.11 | 113 | 0.0164 | 7.11 | 113 | 0.0164 | 7.11 |  |  | 2 |  | RB-Appl-EffCW-med-ElecDHW-GasCDryer-Tier2-TopSCEMFm2007CZ09rWtd
RB-Appl-EffCW-med-ElecDHW-GasCDryer-Tier2-Top | DEER2016 | D16v1 | 2015-05-14 08:10 | SCE | MFm | 2007 | CZ10 | rWtd | Each | 1 | 474 | None | 113 | 0.0161 | 7.22 | 113 | 0.0161 | 7.22 | 113 | 0.0161 | 7.22 | 113 | 0.0161 | 7.22 |  |  | 2 |  | RB-Appl-EffCW-med-ElecDHW-GasCDryer-Tier2-TopSCEMFm2007CZ10rWtd
RB-Appl-EffCW-med-ElecDHW-GasCDryer-Tier2-Top | DEER2016 | D16v1 | 2015-05-14 08:10 | SCE | MFm | 2007 | CZ13 | rWtd | Each | 1 | 474 | None | 114 | 0.0154 | 6.98 | 114 | 0.0154 | 6.98 | 114 | 0.0154 | 6.98 | 114 | 0.0154 | 6.98 |  |  | 2 |  | RB-Appl-EffCW-med-ElecDHW-GasCDryer-Tier2-TopSCEMFm2007CZ13rWtd
RB-Appl-EffCW-med-ElecDHW-GasCDryer-Tier2-Top | DEER2016 | D16v1 | 2015-05-14 08:10 | SCE | MFm | 2007 | CZ14 | rWtd | Each | 1 | 487 | None | 117 | 0.0153 | 7.04 | 117 | 0.0153 | 7.04 | 117 | 0.0153 | 7.04 | 117 | 0.0153 | 7.04 |  |  | 2 |  | RB-Appl-EffCW-med-ElecDHW-GasCDryer-Tier2-TopSCEMFm2007CZ14rWtd
RB-Appl-EffCW-med-ElecDHW-GasCDryer-Tier2-Top | DEER2016 | D16v1 | 2015-05-14 08:10 | SCE | MFm | 2007 | CZ15 | rWtd | Each | 1 | 487 | None | 107 | 0.0143 | 7.49 | 107 | 0.0143 | 7.49 | 107 | 0.0143 | 7.49 | 107 | 0.0143 | 7.49 |  |  | 2 |  | RB-Appl-EffCW-med-ElecDHW-GasCDryer-Tier2-TopSCEMFm2007CZ15rWtd
RB-Appl-EffCW-med-ElecDHW-GasCDryer-Tier2-Top | DEER2016 | D16v1 | 2015-05-14 08:10 | SCE | MFm | 2007 | CZ16 | rWtd | Each | 1 | 441 | None | 125 | 0.0175 | 6.77 | 125 | 0.0175 | 6.77 | 125 | 0.0175 | 6.77 | 125 | 0.0175 | 6.77 |  |  | 2 |  | RB-Appl-EffCW-med-ElecDHW-GasCDryer-Tier2-TopSCEMFm2007CZ16rWtd
RB-Appl-EffCW-med-ElecDHW-GasCDryer-Tier2-Top | DEER2016 | D16v1 | 2015-05-14 08:10 | SCE | MFm | 2011 | CZ05 | rWtd | Each | 1 | 441 | None | 117 | 0.0158 | 6.66 | 117 | 0.0158 | 6.66 | 117 | 0.0158 | 6.66 | 117 | 0.0158 | 6.66 |  |  | 2 |  | RB-Appl-EffCW-med-ElecDHW-GasCDryer-Tier2-TopSCEMFm2011CZ05rWtd
RB-Appl-EffCW-med-ElecDHW-GasCDryer-Tier2-Top | DEER2016 | D16v1 | 2015-05-14 08:10 | SCE | MFm | 2011 | CZ06 | rWtd | Each | 1 | 538 | None | 111 | 0.0172 | 7.14 | 111 | 0.0172 | 7.14 | 111 | 0.0172 | 7.14 | 111 | 0.0172 | 7.14 |  |  | 2 |  | RB-Appl-EffCW-med-ElecDHW-GasCDryer-Tier2-TopSCEMFm2011CZ06rWtd
RB-Appl-EffCW-med-ElecDHW-GasCDryer-Tier2-Top | DEER2016 | D16v1 | 2015-05-14 08:10 | SCE | MFm | 2011 | CZ08 | rWtd | Each | 1 | 538 | None | 113 | 0.0157 | 7.29 | 113 | 0.0157 | 7.29 | 113 | 0.0157 | 7.29 | 113 | 0.0157 | 7.29 |  |  | 2 |  | RB-Appl-EffCW-med-ElecDHW-GasCDryer-Tier2-TopSCEMFm2011CZ08rWtd
RB-Appl-EffCW-med-ElecDHW-GasCDryer-Tier2-Top | DEER2016 | D16v1 | 2015-05-14 08:10 | SCE | MFm | 2011 | CZ09 | rWtd | Each | 1 | 499 | None | 113 | 0.0163 | 7.24 | 113 | 0.0163 | 7.24 | 113 | 0.0163 | 7.24 | 113 | 0.0163 | 7.24 |  |  | 2 |  | RB-Appl-EffCW-med-ElecDHW-GasCDryer-Tier2-TopSCEMFm2011CZ09rWtd
RB-Appl-EffCW-med-ElecDHW-GasCDryer-Tier2-Top | DEER2016 | D16v1 | 2015-05-14 08:10 | SCE | MFm | 2011 | CZ10 | rWtd | Each | 1 | 474 | None | 114 | 0.0164 | 7.3 | 114 | 0.0164 | 7.3 | 114 | 0.0164 | 7.3 | 114 | 0.0164 | 7.3 |  |  | 2 |  | RB-Appl-EffCW-med-ElecDHW-GasCDryer-Tier2-TopSCEMFm2011CZ10rWtd
RB-Appl-EffCW-med-ElecDHW-GasCDryer-Tier2-Top | DEER2016 | D16v1 | 2015-05-14 08:10 | SCE | MFm | 2011 | CZ13 | rWtd | Each | 1 | 474 | None | 115 | 0.0155 | 7.05 | 115 | 0.0155 | 7.05 | 115 | 0.0155 | 7.05 | 115 | 0.0155 | 7.05 |  |  | 2 |  | RB-Appl-EffCW-med-ElecDHW-GasCDryer-Tier2-TopSCEMFm2011CZ13rWtd
RB-Appl-EffCW-med-ElecDHW-GasCDryer-Tier2-Top | DEER2016 | D16v1 | 2015-05-14 08:10 | SCE | MFm | 2011 | CZ14 | rWtd | Each | 1 | 487 | None | 118 | 0.0153 | 7.12 | 118 | 0.0153 | 7.12 | 118 | 0.0153 | 7.12 | 118 | 0.0153 | 7.12 |  |  | 2 |  | RB-Appl-EffCW-med-ElecDHW-GasCDryer-Tier2-TopSCEMFm2011CZ14rWtd
RB-Appl-EffCW-med-ElecDHW-GasCDryer-Tier2-Top | DEER2016 | D16v1 | 2015-05-14 08:10 | SCE | MFm | 2011 | CZ15 | rWtd | Each | 1 | 487 | None | 107 | 0.0145 | 7.54 | 107 | 0.0145 | 7.54 | 107 | 0.0145 | 7.54 | 107 | 0.0145 | 7.54 |  |  | 2 |  | RB-Appl-EffCW-med-ElecDHW-GasCDryer-Tier2-TopSCEMFm2011CZ15rWtd
RB-Appl-EffCW-med-ElecDHW-GasCDryer-Tier2-Top | DEER2016 | D16v1 | 2015-05-14 08:10 | SCE | MFm | 2011 | CZ16 | rWtd | Each | 1 | 441 | None | 125 | 0.0172 | 6.83 | 125 | 0.0172 | 6.83 | 125 | 0.0172 | 6.83 | 125 | 0.0172 | 6.83 |  |  | 2 |  | RB-Appl-EffCW-med-ElecDHW-GasCDryer-Tier2-TopSCEMFm2011CZ16rWtd
RB-Appl-EffCW-med-ElecDHW-GasCDryer-Tier2-Top | DEER2016 | D16v1 | 2015-05-14 08:10 | SCE | MFm | 2014 | CZ05 | rWtd | Each | 1 | 441 | None | 117 | 0.0158 | 7.15 | 117 | 0.0158 | 7.15 | 117 | 0.0158 | 7.15 | 117 | 0.0158 | 7.15 |  |  | 2 |  | RB-Appl-EffCW-med-ElecDHW-GasCDryer-Tier2-TopSCEMFm2014CZ05rWtd
RB-Appl-EffCW-med-ElecDHW-GasCDryer-Tier2-Top | DEER2016 | D16v1 | 2015-05-14 08:10 | SCE | MFm | 2014 | CZ06 | rWtd | Each | 1 | 538 | None | 112 | 0.0162 | 7.22 | 112 | 0.0162 | 7.22 | 112 | 0.0162 | 7.22 | 112 | 0.0162 | 7.22 |  |  | 2 |  | RB-Appl-EffCW-med-ElecDHW-GasCDryer-Tier2-TopSCEMFm2014CZ06rWtd
RB-Appl-EffCW-med-ElecDHW-GasCDryer-Tier2-Top | DEER2016 | D16v1 | 2015-05-14 08:10 | SCE | MFm | 2014 | CZ08 | rWtd | Each | 1 | 538 | None | 113 | 0.0158 | 7.38 | 113 | 0.0158 | 7.38 | 113 | 0.0158 | 7.38 | 113 | 0.0158 | 7.38 |  |  | 2 |  | RB-Appl-EffCW-med-ElecDHW-GasCDryer-Tier2-TopSCEMFm2014CZ08rWtd
RB-Appl-EffCW-med-ElecDHW-GasCDryer-Tier2-Top | DEER2016 | D16v1 | 2015-05-14 08:10 | SCE | MFm | 2014 | CZ09 | rWtd | Each | 1 | 499 | None | 114 | 0.0165 | 7.31 | 114 | 0.0165 | 7.31 | 114 | 0.0165 | 7.31 | 114 | 0.0165 | 7.31 |  |  | 2 |  | RB-Appl-EffCW-med-ElecDHW-GasCDryer-Tier2-TopSCEMFm2014CZ09rWtd
RB-Appl-EffCW-med-ElecDHW-GasCDryer-Tier2-Top | DEER2016 | D16v1 | 2015-05-14 08:10 | SCE | MFm | 2014 | CZ10 | rWtd | Each | 1 | 474 | None | 114 | 0.0167 | 7.36 | 114 | 0.0167 | 7.36 | 114 | 0.0167 | 7.36 | 114 | 0.0167 | 7.36 |  |  | 2 |  | RB-Appl-EffCW-med-ElecDHW-GasCDryer-Tier2-TopSCEMFm2014CZ10rWtd
RB-Appl-EffCW-med-ElecDHW-GasCDryer-Tier2-Top | DEER2016 | D16v1 | 2015-05-14 08:10 | SCE | MFm | 2014 | CZ13 | rWtd | Each | 1 | 474 | None | 115 | 0.0157 | 7.08 | 115 | 0.0157 | 7.08 | 115 | 0.0157 | 7.08 | 115 | 0.0157 | 7.08 |  |  | 2 |  | RB-Appl-EffCW-med-ElecDHW-GasCDryer-Tier2-TopSCEMFm2014CZ13rWtd
RB-Appl-EffCW-med-ElecDHW-GasCDryer-Tier2-Top | DEER2016 | D16v1 | 2015-05-14 08:10 | SCE | MFm | 2014 | CZ14 | rWtd | Each | 1 | 487 | None | 118 | 0.0158 | 7.11 | 118 | 0.0158 | 7.11 | 118 | 0.0158 | 7.11 | 118 | 0.0158 | 7.11 |  |  | 2 |  | RB-Appl-EffCW-med-ElecDHW-GasCDryer-Tier2-TopSCEMFm2014CZ14rWtd
RB-Appl-EffCW-med-ElecDHW-GasCDryer-Tier2-Top | DEER2016 | D16v1 | 2015-05-14 08:10 | SCE | MFm | 2014 | CZ15 | rWtd | Each | 1 | 487 | None | 107 | 0.0143 | 7.55 | 107 | 0.0143 | 7.55 | 107 | 0.0143 | 7.55 | 107 | 0.0143 | 7.55 |  |  | 2 |  | RB-Appl-EffCW-med-ElecDHW-GasCDryer-Tier2-TopSCEMFm2014CZ15rWtd
RB-Appl-EffCW-med-ElecDHW-GasCDryer-Tier2-Top | DEER2016 | D16v1 | 2015-05-14 08:10 | SCE | MFm | 2014 | CZ16 | rWtd | Each | 1 | 441 | None | 124 | 0.0176 | 6.74 | 124 | 0.0176 | 6.74 | 124 | 0.0176 | 6.74 | 124 | 0.0176 | 6.74 |  |  | 2 |  | RB-Appl-EffCW-med-ElecDHW-GasCDryer-Tier2-TopSCEMFm2014CZ16rWtd
RB-Appl-EffCW-med-ElecDHW-GasCDryer-Tier2-Top | DEER2016 | D16v1 | 2015-05-14 08:10 | SCE | MFm | Ex | CZ05 | rWtd | Each | 1 | 474 | None | 116 | 0.0158 | 6.21 | 116 | 0.0158 | 6.21 | 116 | 0.0158 | 6.21 | 116 | 0.0158 | 6.21 |  |  | 2 |  | RB-Appl-EffCW-med-ElecDHW-GasCDryer-Tier2-TopSCEMFmExCZ05rWtd
RB-Appl-EffCW-med-ElecDHW-GasCDryer-Tier2-Top | DEER2016 | D16v1 | 2015-05-14 08:10 | SCE | MFm | Ex | CZ06 | rWtd | Each | 1 | 502 | None | 111 | 0.0156 | 7.1 | 111 | 0.0156 | 7.1 | 111 | 0.0156 | 7.1 | 111 | 0.0156 | 7.1 |  |  | 2 |  | RB-Appl-EffCW-med-ElecDHW-GasCDryer-Tier2-TopSCEMFmExCZ06rWtd
RB-Appl-EffCW-med-ElecDHW-GasCDryer-Tier2-Top | DEER2016 | D16v1 | 2015-05-14 08:10 | SCE | MFm | Ex | CZ08 | rWtd | Each | 1 | 511 | None | 111 | 0.0157 | 7.11 | 111 | 0.0157 | 7.11 | 111 | 0.0157 | 7.11 | 111 | 0.0157 | 7.11 |  |  | 2 |  | RB-Appl-EffCW-med-ElecDHW-GasCDryer-Tier2-TopSCEMFmExCZ08rWtd
RB-Appl-EffCW-med-ElecDHW-GasCDryer-Tier2-Top | DEER2016 | D16v1 | 2015-05-14 08:10 | SCE | MFm | Ex | CZ09 | rWtd | Each | 1 | 571 | None | 113 | 0.0165 | 7.06 | 113 | 0.0165 | 7.06 | 113 | 0.0165 | 7.06 | 113 | 0.0165 | 7.06 |  |  | 2 |  | RB-Appl-EffCW-med-ElecDHW-GasCDryer-Tier2-TopSCEMFmExCZ09rWtd
RB-Appl-EffCW-med-ElecDHW-GasCDryer-Tier2-Top | DEER2016 | D16v1 | 2015-05-14 08:10 | SCE | MFm | Ex | CZ10 | rWtd | Each | 1 | 586 | None | 113 | 0.0175 | 7.09 | 113 | 0.0175 | 7.09 | 113 | 0.0175 | 7.09 | 113 | 0.0175 | 7.09 |  |  | 2 |  | RB-Appl-EffCW-med-ElecDHW-GasCDryer-Tier2-TopSCEMFmExCZ10rWtd
RB-Appl-EffCW-med-ElecDHW-GasCDryer-Tier2-Top | DEER2016 | D16v1 | 2015-05-14 08:10 | SCE | MFm | Ex | CZ13 | rWtd | Each | 1 | 490 | None | 114 | 0.0171 | 6.88 | 114 | 0.0171 | 6.88 | 114 | 0.0171 | 6.88 | 114 | 0.0171 | 6.88 |  |  | 2 |  | RB-Appl-EffCW-med-ElecDHW-GasCDryer-Tier2-TopSCEMFmExCZ13rWtd
RB-Appl-EffCW-med-ElecDHW-GasCDryer-Tier2-Top | DEER2016 | D16v1 | 2015-05-14 08:10 | SCE | MFm | Ex | CZ14 | rWtd | Each | 1 | 624 | None | 118 | 0.0158 | 6.95 | 118 | 0.0158 | 6.95 | 118 | 0.0158 | 6.95 | 118 | 0.0158 | 6.95 |  |  | 2 |  | RB-Appl-EffCW-med-ElecDHW-GasCDryer-Tier2-TopSCEMFmExCZ14rWtd
RB-Appl-EffCW-med-ElecDHW-GasCDryer-Tier2-Top | DEER2016 | D16v1 | 2015-05-14 08:10 | SCE | MFm | Ex | CZ15 | rWtd | Each | 1 | 621 | None | 109 | 0.0143 | 7.4 | 109 | 0.0143 | 7.4 | 109 | 0.0143 | 7.4 | 109 | 0.0143 | 7.4 |  |  | 2 |  | RB-Appl-EffCW-med-ElecDHW-GasCDryer-Tier2-TopSCEMFmExCZ15rWtd
RB-Appl-EffCW-med-ElecDHW-GasCDryer-Tier2-Top | DEER2016 | D16v1 | 2015-05-14 08:10 | SCE | MFm | Ex | CZ16 | rWtd | Each | 1 | 491 | None | 123 | 0.0178 | 6.56 | 123 | 0.0178 | 6.56 | 123 | 0.0178 | 6.56 | 123 | 0.0178 | 6.56 |  |  | 2 |  | RB-Appl-EffCW-med-ElecDHW-GasCDryer-Tier2-TopSCEMFmExCZ16rWtd
RB-Appl-EffCW-med-ElecDHW-GasCDryer-Tier2-Top | DEER2016 | D16v1 | 2015-05-14 08:10 | SCE | MFm | Ex | IOU | rWtd | Each | 1 | 535 | None | 112 | 0.0159 | 7.09 | 112 | 0.0159 | 7.09 | 112 | 0.0159 | 7.09 | 112 | 0.0159 | 7.09 |  |  | 2 |  | RB-Appl-EffCW-med-ElecDHW-GasCDryer-Tier2-TopSCEMFmExIOUrWtd
RB-Appl-EffCW-med-ElecDHW-GasCDryer-Tier2-Top | DEER2016 | D16v1 | 2015-05-14 08:10 | SCE | SFm | 1975 | CZ05 | rWtd | Each | 1 | 796 | None | 143 | 0.021 | 7.7 | 143 | 0.021 | 7.7 | 143 | 0.021 | 7.7 | 143 | 0.021 | 7.7 |  |  | 2 |  | RB-Appl-EffCW-med-ElecDHW-GasCDryer-Tier2-TopSCESFm1975CZ05rWtd
RB-Appl-EffCW-med-ElecDHW-GasCDryer-Tier2-Top | DEER2016 | D16v1 | 2015-05-14 08:10 | SCE | SFm | 1975 | CZ06 | rWtd | Each | 1 | 764 | None | 138 | 0.02 | 8.85 | 138 | 0.02 | 8.85 | 138 | 0.02 | 8.85 | 138 | 0.02 | 8.85 |  |  | 2 |  | RB-Appl-EffCW-med-ElecDHW-GasCDryer-Tier2-TopSCESFm1975CZ06rWtd
RB-Appl-EffCW-med-ElecDHW-GasCDryer-Tier2-Top | DEER2016 | D16v1 | 2015-05-14 08:10 | SCE | SFm | 1975 | CZ08 | rWtd | Each | 1 | 764 | None | 137 | 0.0197 | 8.63 | 137 | 0.0197 | 8.63 | 137 | 0.0197 | 8.63 | 137 | 0.0197 | 8.63 |  |  | 2 |  | RB-Appl-EffCW-med-ElecDHW-GasCDryer-Tier2-TopSCESFm1975CZ08rWtd
RB-Appl-EffCW-med-ElecDHW-GasCDryer-Tier2-Top | DEER2016 | D16v1 | 2015-05-14 08:10 | SCE | SFm | 1975 | CZ09 | rWtd | Each | 1 | 818 | None | 143 | 0.0211 | 8.32 | 143 | 0.0211 | 8.32 | 143 | 0.0211 | 8.32 | 143 | 0.0211 | 8.32 |  |  | 2 |  | RB-Appl-EffCW-med-ElecDHW-GasCDryer-Tier2-TopSCESFm1975CZ09rWtd
RB-Appl-EffCW-med-ElecDHW-GasCDryer-Tier2-Top | DEER2016 | D16v1 | 2015-05-14 08:10 | SCE | SFm | 1975 | CZ10 | rWtd | Each | 1 | 818 | None | 141 | 0.0233 | 8.32 | 141 | 0.0233 | 8.32 | 141 | 0.0233 | 8.32 | 141 | 0.0233 | 8.32 |  |  | 2 |  | RB-Appl-EffCW-med-ElecDHW-GasCDryer-Tier2-TopSCESFm1975CZ10rWtd
RB-Appl-EffCW-med-ElecDHW-GasCDryer-Tier2-Top | DEER2016 | D16v1 | 2015-05-14 08:10 | SCE | SFm | 1975 | CZ13 | rWtd | Each | 1 | 764 | None | 143 | 0.0233 | 8.22 | 143 | 0.0233 | 8.22 | 143 | 0.0233 | 8.22 | 143 | 0.0233 | 8.22 |  |  | 2 |  | RB-Appl-EffCW-med-ElecDHW-GasCDryer-Tier2-TopSCESFm1975CZ13rWtd
RB-Appl-EffCW-med-ElecDHW-GasCDryer-Tier2-Top | DEER2016 | D16v1 | 2015-05-14 08:10 | SCE | SFm | 1975 | CZ14 | rWtd | Each | 1 | 778 | None | 150 | 0.023 | 8.4 | 150 | 0.023 | 8.4 | 150 | 0.023 | 8.4 | 150 | 0.023 | 8.4 |  |  | 2 |  | RB-Appl-EffCW-med-ElecDHW-GasCDryer-Tier2-TopSCESFm1975CZ14rWtd
RB-Appl-EffCW-med-ElecDHW-GasCDryer-Tier2-Top | DEER2016 | D16v1 | 2015-05-14 08:10 | SCE | SFm | 1975 | CZ15 | rWtd | Each | 1 | 778 | None | 138 | 0.0205 | 8.85 | 138 | 0.0205 | 8.85 | 138 | 0.0205 | 8.85 | 138 | 0.0205 | 8.85 |  |  | 2 |  | RB-Appl-EffCW-med-ElecDHW-GasCDryer-Tier2-TopSCESFm1975CZ15rWtd
RB-Appl-EffCW-med-ElecDHW-GasCDryer-Tier2-Top | DEER2016 | D16v1 | 2015-05-14 08:10 | SCE | SFm | 1975 | CZ16 | rWtd | Each | 1 | 796 | None | 155 | 0.0245 | 8.21 | 155 | 0.0245 | 8.21 | 155 | 0.0245 | 8.21 | 155 | 0.0245 | 8.21 |  |  | 2 |  | RB-Appl-EffCW-med-ElecDHW-GasCDryer-Tier2-TopSCESFm1975CZ16rWtd
RB-Appl-EffCW-med-ElecDHW-GasCDryer-Tier2-Top | DEER2016 | D16v1 | 2015-05-14 08:10 | SCE | SFm | 1985 | CZ05 | rWtd | Each | 1 | 952 | None | 143 | 0.0226 | 6.8 | 143 | 0.0226 | 6.8 | 143 | 0.0226 | 6.8 | 143 | 0.0226 | 6.8 |  |  | 2 |  | RB-Appl-EffCW-med-ElecDHW-GasCDryer-Tier2-TopSCESFm1985CZ05rWtd
RB-Appl-EffCW-med-ElecDHW-GasCDryer-Tier2-Top | DEER2016 | D16v1 | 2015-05-14 08:10 | SCE | SFm | 1985 | CZ06 | rWtd | Each | 1 | 1030 | None | 139 | 0.0269 | 8.81 | 139 | 0.0269 | 8.81 | 139 | 0.0269 | 8.81 | 139 | 0.0269 | 8.81 |  |  | 2 |  | RB-Appl-EffCW-med-ElecDHW-GasCDryer-Tier2-TopSCESFm1985CZ06rWtd
RB-Appl-EffCW-med-ElecDHW-GasCDryer-Tier2-Top | DEER2016 | D16v1 | 2015-05-14 08:10 | SCE | SFm | 1985 | CZ08 | rWtd | Each | 1 | 1030 | None | 138 | 0.0201 | 8.74 | 138 | 0.0201 | 8.74 | 138 | 0.0201 | 8.74 | 138 | 0.0201 | 8.74 |  |  | 2 |  | RB-Appl-EffCW-med-ElecDHW-GasCDryer-Tier2-TopSCESFm1985CZ08rWtd
RB-Appl-EffCW-med-ElecDHW-GasCDryer-Tier2-Top | DEER2016 | D16v1 | 2015-05-14 08:10 | SCE | SFm | 1985 | CZ09 | rWtd | Each | 1 | 906 | None | 141 | 0.0219 | 8.58 | 141 | 0.0219 | 8.58 | 141 | 0.0219 | 8.58 | 141 | 0.0219 | 8.58 |  |  | 2 |  | RB-Appl-EffCW-med-ElecDHW-GasCDryer-Tier2-TopSCESFm1985CZ09rWtd
RB-Appl-EffCW-med-ElecDHW-GasCDryer-Tier2-Top | DEER2016 | D16v1 | 2015-05-14 08:10 | SCE | SFm | 1985 | CZ10 | rWtd | Each | 1 | 906 | None | 140 | 0.0239 | 8.43 | 140 | 0.0239 | 8.43 | 140 | 0.0239 | 8.43 | 140 | 0.0239 | 8.43 |  |  | 2 |  | RB-Appl-EffCW-med-ElecDHW-GasCDryer-Tier2-TopSCESFm1985CZ10rWtd
RB-Appl-EffCW-med-ElecDHW-GasCDryer-Tier2-Top | DEER2016 | D16v1 | 2015-05-14 08:10 | SCE | SFm | 1985 | CZ13 | rWtd | Each | 1 | 852 | None | 144 | 0.0289 | 7.96 | 144 | 0.0289 | 7.96 | 144 | 0.0289 | 7.96 | 144 | 0.0289 | 7.96 |  |  | 2 |  | RB-Appl-EffCW-med-ElecDHW-GasCDryer-Tier2-TopSCESFm1985CZ13rWtd
RB-Appl-EffCW-med-ElecDHW-GasCDryer-Tier2-Top | DEER2016 | D16v1 | 2015-05-14 08:10 | SCE | SFm | 1985 | CZ14 | rWtd | Each | 1 | 870 | None | 150 | 0.0227 | 7.91 | 150 | 0.0227 | 7.91 | 150 | 0.0227 | 7.91 | 150 | 0.0227 | 7.91 |  |  | 2 |  | RB-Appl-EffCW-med-ElecDHW-GasCDryer-Tier2-TopSCESFm1985CZ14rWtd
RB-Appl-EffCW-med-ElecDHW-GasCDryer-Tier2-Top | DEER2016 | D16v1 | 2015-05-14 08:10 | SCE | SFm | 1985 | CZ15 | rWtd | Each | 1 | 870 | None | 138 | 0.0206 | 8.56 | 138 | 0.0206 | 8.56 | 138 | 0.0206 | 8.56 | 138 | 0.0206 | 8.56 |  |  | 2 |  | RB-Appl-EffCW-med-ElecDHW-GasCDryer-Tier2-TopSCESFm1985CZ15rWtd
RB-Appl-EffCW-med-ElecDHW-GasCDryer-Tier2-Top | DEER2016 | D16v1 | 2015-05-14 08:10 | SCE | SFm | 1985 | CZ16 | rWtd | Each | 1 | 952 | None | 150 | 0.0227 | 7.41 | 150 | 0.0227 | 7.41 | 150 | 0.0227 | 7.41 | 150 | 0.0227 | 7.41 |  |  | 2 |  | RB-Appl-EffCW-med-ElecDHW-GasCDryer-Tier2-TopSCESFm1985CZ16rWtd
RB-Appl-EffCW-med-ElecDHW-GasCDryer-Tier2-Top | DEER2016 | D16v1 | 2015-05-14 08:10 | SCE | SFm | 1996 | CZ05 | rWtd | Each | 1 | 1100 | None | 143 | 0.0199 | 7.76 | 143 | 0.0199 | 7.76 | 143 | 0.0199 | 7.76 | 143 | 0.0199 | 7.76 |  |  | 2 |  | RB-Appl-EffCW-med-ElecDHW-GasCDryer-Tier2-TopSCESFm1996CZ05rWtd
RB-Appl-EffCW-med-ElecDHW-GasCDryer-Tier2-Top | DEER2016 | D16v1 | 2015-05-14 08:10 | SCE | SFm | 1996 | CZ06 | rWtd | Each | 1 | 1150 | None | 137 | 0.0104 | 8.84 | 137 | 0.0104 | 8.84 | 137 | 0.0104 | 8.84 | 137 | 0.0104 | 8.84 |  |  | 2 |  | RB-Appl-EffCW-med-ElecDHW-GasCDryer-Tier2-TopSCESFm1996CZ06rWtd
RB-Appl-EffCW-med-ElecDHW-GasCDryer-Tier2-Top | DEER2016 | D16v1 | 2015-05-14 08:10 | SCE | SFm | 1996 | CZ08 | rWtd | Each | 1 | 1150 | None | 139 | 0.0181 | 8.83 | 139 | 0.0181 | 8.83 | 139 | 0.0181 | 8.83 | 139 | 0.0181 | 8.83 |  |  | 2 |  | RB-Appl-EffCW-med-ElecDHW-GasCDryer-Tier2-TopSCESFm1996CZ08rWtd
RB-Appl-EffCW-med-ElecDHW-GasCDryer-Tier2-Top | DEER2016 | D16v1 | 2015-05-14 08:10 | SCE | SFm | 1996 | CZ09 | rWtd | Each | 1 | 1090 | None | 139 | 0.0195 | 8.74 | 139 | 0.0195 | 8.74 | 139 | 0.0195 | 8.74 | 139 | 0.0195 | 8.74 |  |  | 2 |  | RB-Appl-EffCW-med-ElecDHW-GasCDryer-Tier2-TopSCESFm1996CZ09rWtd
RB-Appl-EffCW-med-ElecDHW-GasCDryer-Tier2-Top | DEER2016 | D16v1 | 2015-05-14 08:10 | SCE | SFm | 1996 | CZ10 | rWtd | Each | 1 | 1090 | None | 141 | 0.0206 | 8.7 | 141 | 0.0206 | 8.7 | 141 | 0.0206 | 8.7 | 141 | 0.0206 | 8.7 |  |  | 2 |  | RB-Appl-EffCW-med-ElecDHW-GasCDryer-Tier2-TopSCESFm1996CZ10rWtd
RB-Appl-EffCW-med-ElecDHW-GasCDryer-Tier2-Top | DEER2016 | D16v1 | 2015-05-14 08:10 | SCE | SFm | 1996 | CZ13 | rWtd | Each | 1 | 1020 | None | 145 | 0.0236 | 7.87 | 145 | 0.0236 | 7.87 | 145 | 0.0236 | 7.87 | 145 | 0.0236 | 7.87 |  |  | 2 |  | RB-Appl-EffCW-med-ElecDHW-GasCDryer-Tier2-TopSCESFm1996CZ13rWtd
RB-Appl-EffCW-med-ElecDHW-GasCDryer-Tier2-Top | DEER2016 | D16v1 | 2015-05-14 08:10 | SCE | SFm | 1996 | CZ14 | rWtd | Each | 1 | 879 | None | 148 | 0.0217 | 8.08 | 148 | 0.0217 | 8.08 | 148 | 0.0217 | 8.08 | 148 | 0.0217 | 8.08 |  |  | 2 |  | RB-Appl-EffCW-med-ElecDHW-GasCDryer-Tier2-TopSCESFm1996CZ14rWtd
RB-Appl-EffCW-med-ElecDHW-GasCDryer-Tier2-Top | DEER2016 | D16v1 | 2015-05-14 08:10 | SCE | SFm | 1996 | CZ15 | rWtd | Each | 1 | 879 | None | 138 | 0.0189 | 8.55 | 138 | 0.0189 | 8.55 | 138 | 0.0189 | 8.55 | 138 | 0.0189 | 8.55 |  |  | 2 |  | RB-Appl-EffCW-med-ElecDHW-GasCDryer-Tier2-TopSCESFm1996CZ15rWtd
RB-Appl-EffCW-med-ElecDHW-GasCDryer-Tier2-Top | DEER2016 | D16v1 | 2015-05-14 08:10 | SCE | SFm | 1996 | CZ16 | rWtd | Each | 1 | 1100 | None | 153 | 0.0224 | 8.54 | 153 | 0.0224 | 8.54 | 153 | 0.0224 | 8.54 | 153 | 0.0224 | 8.54 |  |  | 2 |  | RB-Appl-EffCW-med-ElecDHW-GasCDryer-Tier2-TopSCESFm1996CZ16rWtd
RB-Appl-EffCW-med-ElecDHW-GasCDryer-Tier2-Top | DEER2016 | D16v1 | 2015-05-14 08:10 | SCE | SFm | 2003 | CZ05 | rWtd | Each | 1 | 1150 | None | 143 | 0.0109 | 6.65 | 143 | 0.0109 | 6.65 | 143 | 0.0109 | 6.65 | 143 | 0.0109 | 6.65 |  |  | 2 |  | RB-Appl-EffCW-med-ElecDHW-GasCDryer-Tier2-TopSCESFm2003CZ05rWtd
RB-Appl-EffCW-med-ElecDHW-GasCDryer-Tier2-Top | DEER2016 | D16v1 | 2015-05-14 08:10 | SCE | SFm | 2003 | CZ06 | rWtd | Each | 1 | 1200 | None | 139 | 0.0196 | 8.18 | 139 | 0.0196 | 8.18 | 139 | 0.0196 | 8.18 | 139 | 0.0196 | 8.18 |  |  | 2 |  | RB-Appl-EffCW-med-ElecDHW-GasCDryer-Tier2-TopSCESFm2003CZ06rWtd
RB-Appl-EffCW-med-ElecDHW-GasCDryer-Tier2-Top | DEER2016 | D16v1 | 2015-05-14 08:10 | SCE | SFm | 2003 | CZ08 | rWtd | Each | 1 | 1200 | None | 141 | 0.0198 | 8.08 | 141 | 0.0198 | 8.08 | 141 | 0.0198 | 8.08 | 141 | 0.0198 | 8.08 |  |  | 2 |  | RB-Appl-EffCW-med-ElecDHW-GasCDryer-Tier2-TopSCESFm2003CZ08rWtd
RB-Appl-EffCW-med-ElecDHW-GasCDryer-Tier2-Top | DEER2016 | D16v1 | 2015-05-14 08:10 | SCE | SFm | 2003 | CZ09 | rWtd | Each | 1 | 1210 | None | 146 | 0.0202 | 7.96 | 146 | 0.0202 | 7.96 | 146 | 0.0202 | 7.96 | 146 | 0.0202 | 7.96 |  |  | 2 |  | RB-Appl-EffCW-med-ElecDHW-GasCDryer-Tier2-TopSCESFm2003CZ09rWtd
RB-Appl-EffCW-med-ElecDHW-GasCDryer-Tier2-Top | DEER2016 | D16v1 | 2015-05-14 08:10 | SCE | SFm | 2003 | CZ10 | rWtd | Each | 1 | 974 | None | 145 | 0.0189 | 8.16 | 145 | 0.0189 | 8.16 | 145 | 0.0189 | 8.16 | 145 | 0.0189 | 8.16 |  |  | 2 |  | RB-Appl-EffCW-med-ElecDHW-GasCDryer-Tier2-TopSCESFm2003CZ10rWtd
RB-Appl-EffCW-med-ElecDHW-GasCDryer-Tier2-Top | DEER2016 | D16v1 | 2015-05-14 08:10 | SCE | SFm | 2003 | CZ13 | rWtd | Each | 1 | 974 | None | 146 | 0.0241 | 7.99 | 146 | 0.0241 | 7.99 | 146 | 0.0241 | 7.99 | 146 | 0.0241 | 7.99 |  |  | 2 |  | RB-Appl-EffCW-med-ElecDHW-GasCDryer-Tier2-TopSCESFm2003CZ13rWtd
RB-Appl-EffCW-med-ElecDHW-GasCDryer-Tier2-Top | DEER2016 | D16v1 | 2015-05-14 08:10 | SCE | SFm | 2003 | CZ14 | rWtd | Each | 1 | 1080 | None | 147 | 0.0177 | 8.14 | 147 | 0.0177 | 8.14 | 147 | 0.0177 | 8.14 | 147 | 0.0177 | 8.14 |  |  | 2 |  | RB-Appl-EffCW-med-ElecDHW-GasCDryer-Tier2-TopSCESFm2003CZ14rWtd
RB-Appl-EffCW-med-ElecDHW-GasCDryer-Tier2-Top | DEER2016 | D16v1 | 2015-05-14 08:10 | SCE | SFm | 2003 | CZ15 | rWtd | Each | 1 | 1080 | None | 137 | 0.0203 | 8.77 | 137 | 0.0203 | 8.77 | 137 | 0.0203 | 8.77 | 137 | 0.0203 | 8.77 |  |  | 2 |  | RB-Appl-EffCW-med-ElecDHW-GasCDryer-Tier2-TopSCESFm2003CZ15rWtd
RB-Appl-EffCW-med-ElecDHW-GasCDryer-Tier2-Top | DEER2016 | D16v1 | 2015-05-14 08:10 | SCE | SFm | 2003 | CZ16 | rWtd | Each | 1 | 1150 | None | 153 | 0.0345 | 7.85 | 153 | 0.0345 | 7.85 | 153 | 0.0345 | 7.85 | 153 | 0.0345 | 7.85 |  |  | 2 |  | RB-Appl-EffCW-med-ElecDHW-GasCDryer-Tier2-TopSCESFm2003CZ16rWtd
RB-Appl-EffCW-med-ElecDHW-GasCDryer-Tier2-Top | DEER2016 | D16v1 | 2015-05-14 08:10 | SCE | SFm | 2007 | CZ05 | rWtd | Each | 1 | 1150 | None | 143 | 0.0216 | 7.04 | 143 | 0.0216 | 7.04 | 143 | 0.0216 | 7.04 | 143 | 0.0216 | 7.04 |  |  | 2 |  | RB-Appl-EffCW-med-ElecDHW-GasCDryer-Tier2-TopSCESFm2007CZ05rWtd
RB-Appl-EffCW-med-ElecDHW-GasCDryer-Tier2-Top | DEER2016 | D16v1 | 2015-05-14 08:10 | SCE | SFm | 2007 | CZ06 | rWtd | Each | 1 | 1200 | None | 139 | 0.0194 | 8.3 | 139 | 0.0194 | 8.3 | 139 | 0.0194 | 8.3 | 139 | 0.0194 | 8.3 |  |  | 2 |  | RB-Appl-EffCW-med-ElecDHW-GasCDryer-Tier2-TopSCESFm2007CZ06rWtd
RB-Appl-EffCW-med-ElecDHW-GasCDryer-Tier2-Top | DEER2016 | D16v1 | 2015-05-14 08:10 | SCE | SFm | 2007 | CZ08 | rWtd | Each | 1 | 1200 | None | 140 | 0.019 | 8.19 | 140 | 0.019 | 8.19 | 140 | 0.019 | 8.19 | 140 | 0.019 | 8.19 |  |  | 2 |  | RB-Appl-EffCW-med-ElecDHW-GasCDryer-Tier2-TopSCESFm2007CZ08rWtd
RB-Appl-EffCW-med-ElecDHW-GasCDryer-Tier2-Top | DEER2016 | D16v1 | 2015-05-14 08:10 | SCE | SFm | 2007 | CZ09 | rWtd | Each | 1 | 1210 | None | 145 | 0.0192 | 7.98 | 145 | 0.0192 | 7.98 | 145 | 0.0192 | 7.98 | 145 | 0.0192 | 7.98 |  |  | 2 |  | RB-Appl-EffCW-med-ElecDHW-GasCDryer-Tier2-TopSCESFm2007CZ09rWtd
RB-Appl-EffCW-med-ElecDHW-GasCDryer-Tier2-Top | DEER2016 | D16v1 | 2015-05-14 08:10 | SCE | SFm | 2007 | CZ10 | rWtd | Each | 1 | 974 | None | 142 | 0.0185 | 8.17 | 142 | 0.0185 | 8.17 | 142 | 0.0185 | 8.17 | 142 | 0.0185 | 8.17 |  |  | 2 |  | RB-Appl-EffCW-med-ElecDHW-GasCDryer-Tier2-TopSCESFm2007CZ10rWtd
RB-Appl-EffCW-med-ElecDHW-GasCDryer-Tier2-Top | DEER2016 | D16v1 | 2015-05-14 08:10 | SCE | SFm | 2007 | CZ13 | rWtd | Each | 1 | 974 | None | 144 | 0.0222 | 7.89 | 144 | 0.0222 | 7.89 | 144 | 0.0222 | 7.89 | 144 | 0.0222 | 7.89 |  |  | 2 |  | RB-Appl-EffCW-med-ElecDHW-GasCDryer-Tier2-TopSCESFm2007CZ13rWtd
RB-Appl-EffCW-med-ElecDHW-GasCDryer-Tier2-Top | DEER2016 | D16v1 | 2015-05-14 08:10 | SCE | SFm | 2007 | CZ14 | rWtd | Each | 1 | 1080 | None | 147 | 0.0193 | 8.03 | 147 | 0.0193 | 8.03 | 147 | 0.0193 | 8.03 | 147 | 0.0193 | 8.03 |  |  | 2 |  | RB-Appl-EffCW-med-ElecDHW-GasCDryer-Tier2-TopSCESFm2007CZ14rWtd
RB-Appl-EffCW-med-ElecDHW-GasCDryer-Tier2-Top | DEER2016 | D16v1 | 2015-05-14 08:10 | SCE | SFm | 2007 | CZ15 | rWtd | Each | 1 | 1080 | None | 135 | 0.0182 | 8.75 | 135 | 0.0182 | 8.75 | 135 | 0.0182 | 8.75 | 135 | 0.0182 | 8.75 |  |  | 2 |  | RB-Appl-EffCW-med-ElecDHW-GasCDryer-Tier2-TopSCESFm2007CZ15rWtd
RB-Appl-EffCW-med-ElecDHW-GasCDryer-Tier2-Top | DEER2016 | D16v1 | 2015-05-14 08:10 | SCE | SFm | 2007 | CZ16 | rWtd | Each | 1 | 1150 | None | 152 | 0.0189 | 7.99 | 152 | 0.0189 | 7.99 | 152 | 0.0189 | 7.99 | 152 | 0.0189 | 7.99 |  |  | 2 |  | RB-Appl-EffCW-med-ElecDHW-GasCDryer-Tier2-TopSCESFm2007CZ16rWtd
RB-Appl-EffCW-med-ElecDHW-GasCDryer-Tier2-Top | DEER2016 | D16v1 | 2015-05-14 08:10 | SCE | SFm | 2011 | CZ05 | rWtd | Each | 1 | 1150 | None | 142 | 0.0213 | 6.67 | 142 | 0.0213 | 6.67 | 142 | 0.0213 | 6.67 | 142 | 0.0213 | 6.67 |  |  | 2 |  | RB-Appl-EffCW-med-ElecDHW-GasCDryer-Tier2-TopSCESFm2011CZ05rWtd
RB-Appl-EffCW-med-ElecDHW-GasCDryer-Tier2-Top | DEER2016 | D16v1 | 2015-05-14 08:10 | SCE | SFm | 2011 | CZ06 | rWtd | Each | 1 | 1200 | None | 138 | 0.0193 | 8.14 | 138 | 0.0193 | 8.14 | 138 | 0.0193 | 8.14 | 138 | 0.0193 | 8.14 |  |  | 2 |  | RB-Appl-EffCW-med-ElecDHW-GasCDryer-Tier2-TopSCESFm2011CZ06rWtd
RB-Appl-EffCW-med-ElecDHW-GasCDryer-Tier2-Top | DEER2016 | D16v1 | 2015-05-14 08:10 | SCE | SFm | 2011 | CZ08 | rWtd | Each | 1 | 1200 | None | 147 | 0.0193 | 8.32 | 147 | 0.0193 | 8.32 | 147 | 0.0193 | 8.32 | 147 | 0.0193 | 8.32 |  |  | 2 |  | RB-Appl-EffCW-med-ElecDHW-GasCDryer-Tier2-TopSCESFm2011CZ08rWtd
RB-Appl-EffCW-med-ElecDHW-GasCDryer-Tier2-Top | DEER2016 | D16v1 | 2015-05-14 08:10 | SCE | SFm | 2011 | CZ09 | rWtd | Each | 1 | 1210 | None | 148 | 0.0197 | 8.23 | 148 | 0.0197 | 8.23 | 148 | 0.0197 | 8.23 | 148 | 0.0197 | 8.23 |  |  | 2 |  | RB-Appl-EffCW-med-ElecDHW-GasCDryer-Tier2-TopSCESFm2011CZ09rWtd
RB-Appl-EffCW-med-ElecDHW-GasCDryer-Tier2-Top | DEER2016 | D16v1 | 2015-05-14 08:10 | SCE | SFm | 2011 | CZ10 | rWtd | Each | 1 | 974 | None | 143 | 0.0191 | 8.27 | 143 | 0.0191 | 8.27 | 143 | 0.0191 | 8.27 | 143 | 0.0191 | 8.27 |  |  | 2 |  | RB-Appl-EffCW-med-ElecDHW-GasCDryer-Tier2-TopSCESFm2011CZ10rWtd
RB-Appl-EffCW-med-ElecDHW-GasCDryer-Tier2-Top | DEER2016 | D16v1 | 2015-05-14 08:10 | SCE | SFm | 2011 | CZ13 | rWtd | Each | 1 | 974 | None | 143 | 0.0228 | 7.92 | 143 | 0.0228 | 7.92 | 143 | 0.0228 | 7.92 | 143 | 0.0228 | 7.92 |  |  | 2 |  | RB-Appl-EffCW-med-ElecDHW-GasCDryer-Tier2-TopSCESFm2011CZ13rWtd
RB-Appl-EffCW-med-ElecDHW-GasCDryer-Tier2-Top | DEER2016 | D16v1 | 2015-05-14 08:10 | SCE | SFm | 2011 | CZ14 | rWtd | Each | 1 | 1080 | None | 146 | 0.0214 | 8.09 | 146 | 0.0214 | 8.09 | 146 | 0.0214 | 8.09 | 146 | 0.0214 | 8.09 |  |  | 2 |  | RB-Appl-EffCW-med-ElecDHW-GasCDryer-Tier2-TopSCESFm2011CZ14rWtd
RB-Appl-EffCW-med-ElecDHW-GasCDryer-Tier2-Top | DEER2016 | D16v1 | 2015-05-14 08:10 | SCE | SFm | 2011 | CZ15 | rWtd | Each | 1 | 1080 | None | 135 | 0.0195 | 8.88 | 135 | 0.0195 | 8.88 | 135 | 0.0195 | 8.88 | 135 | 0.0195 | 8.88 |  |  | 2 |  | RB-Appl-EffCW-med-ElecDHW-GasCDryer-Tier2-TopSCESFm2011CZ15rWtd
RB-Appl-EffCW-med-ElecDHW-GasCDryer-Tier2-Top | DEER2016 | D16v1 | 2015-05-14 08:10 | SCE | SFm | 2011 | CZ16 | rWtd | Each | 1 | 1150 | None | 152 | 0.0393 | 8.17 | 152 | 0.0393 | 8.17 | 152 | 0.0393 | 8.17 | 152 | 0.0393 | 8.17 |  |  | 2 |  | RB-Appl-EffCW-med-ElecDHW-GasCDryer-Tier2-TopSCESFm2011CZ16rWtd
RB-Appl-EffCW-med-ElecDHW-GasCDryer-Tier2-Top | DEER2016 | D16v1 | 2015-05-14 08:10 | SCE | SFm | 2014 | CZ05 | rWtd | Each | 1 | 1150 | None | 145 | 0.0173 | 7.88 | 145 | 0.0173 | 7.88 | 145 | 0.0173 | 7.88 | 145 | 0.0173 | 7.88 |  |  | 2 |  | RB-Appl-EffCW-med-ElecDHW-GasCDryer-Tier2-TopSCESFm2014CZ05rWtd
RB-Appl-EffCW-med-ElecDHW-GasCDryer-Tier2-Top | DEER2016 | D16v1 | 2015-05-14 08:10 | SCE | SFm | 2014 | CZ06 | rWtd | Each | 1 | 1200 | None | 138 | 0.0185 | 8.23 | 138 | 0.0185 | 8.23 | 138 | 0.0185 | 8.23 | 138 | 0.0185 | 8.23 |  |  | 2 |  | RB-Appl-EffCW-med-ElecDHW-GasCDryer-Tier2-TopSCESFm2014CZ06rWtd
RB-Appl-EffCW-med-ElecDHW-GasCDryer-Tier2-Top | DEER2016 | D16v1 | 2015-05-14 08:10 | SCE | SFm | 2014 | CZ08 | rWtd | Each | 1 | 1200 | None | 137 | 0.0208 | 8.38 | 137 | 0.0208 | 8.38 | 137 | 0.0208 | 8.38 | 137 | 0.0208 | 8.38 |  |  | 2 |  | RB-Appl-EffCW-med-ElecDHW-GasCDryer-Tier2-TopSCESFm2014CZ08rWtd
RB-Appl-EffCW-med-ElecDHW-GasCDryer-Tier2-Top | DEER2016 | D16v1 | 2015-05-14 08:10 | SCE | SFm | 2014 | CZ09 | rWtd | Each | 1 | 1210 | None | 141 | 0.0209 | 8.22 | 141 | 0.0209 | 8.22 | 141 | 0.0209 | 8.22 | 141 | 0.0209 | 8.22 |  |  | 2 |  | RB-Appl-EffCW-med-ElecDHW-GasCDryer-Tier2-TopSCESFm2014CZ09rWtd
RB-Appl-EffCW-med-ElecDHW-GasCDryer-Tier2-Top | DEER2016 | D16v1 | 2015-05-14 08:10 | SCE | SFm | 2014 | CZ10 | rWtd | Each | 1 | 974 | None | 143 | 0.021 | 8.27 | 143 | 0.021 | 8.27 | 143 | 0.021 | 8.27 | 143 | 0.021 | 8.27 |  |  | 2 |  | RB-Appl-EffCW-med-ElecDHW-GasCDryer-Tier2-TopSCESFm2014CZ10rWtd
RB-Appl-EffCW-med-ElecDHW-GasCDryer-Tier2-Top | DEER2016 | D16v1 | 2015-05-14 08:10 | SCE | SFm | 2014 | CZ13 | rWtd | Each | 1 | 974 | None | 140 | 0.0209 | 7.91 | 140 | 0.0209 | 7.91 | 140 | 0.0209 | 7.91 | 140 | 0.0209 | 7.91 |  |  | 2 |  | RB-Appl-EffCW-med-ElecDHW-GasCDryer-Tier2-TopSCESFm2014CZ13rWtd
RB-Appl-EffCW-med-ElecDHW-GasCDryer-Tier2-Top | DEER2016 | D16v1 | 2015-05-14 08:10 | SCE | SFm | 2014 | CZ14 | rWtd | Each | 1 | 1080 | None | 146 | 0.021 | 8.07 | 146 | 0.021 | 8.07 | 146 | 0.021 | 8.07 | 146 | 0.021 | 8.07 |  |  | 2 |  | RB-Appl-EffCW-med-ElecDHW-GasCDryer-Tier2-TopSCESFm2014CZ14rWtd
RB-Appl-EffCW-med-ElecDHW-GasCDryer-Tier2-Top | DEER2016 | D16v1 | 2015-05-14 08:10 | SCE | SFm | 2014 | CZ15 | rWtd | Each | 1 | 1080 | None | 135 | 0.0189 | 8.83 | 135 | 0.0189 | 8.83 | 135 | 0.0189 | 8.83 | 135 | 0.0189 | 8.83 |  |  | 2 |  | RB-Appl-EffCW-med-ElecDHW-GasCDryer-Tier2-TopSCESFm2014CZ15rWtd
RB-Appl-EffCW-med-ElecDHW-GasCDryer-Tier2-Top | DEER2016 | D16v1 | 2015-05-14 08:10 | SCE | SFm | 2014 | CZ16 | rWtd | Each | 1 | 1150 | None | 151 | 0.0222 | 7.7 | 151 | 0.0222 | 7.7 | 151 | 0.0222 | 7.7 | 151 | 0.0222 | 7.7 |  |  | 2 |  | RB-Appl-EffCW-med-ElecDHW-GasCDryer-Tier2-TopSCESFm2014CZ16rWtd
RB-Appl-EffCW-med-ElecDHW-GasCDryer-Tier2-Top | DEER2016 | D16v1 | 2015-05-14 08:10 | SCE | SFm | Ex | CZ05 | rWtd | Each | 1 | 844 | None | 143 | 0.0207 | 7.58 | 143 | 0.0207 | 7.58 | 143 | 0.0207 | 7.58 | 143 | 0.0207 | 7.58 |  |  | 2 |  | RB-Appl-EffCW-med-ElecDHW-GasCDryer-Tier2-TopSCESFmExCZ05rWtd
RB-Appl-EffCW-med-ElecDHW-GasCDryer-Tier2-Top | DEER2016 | D16v1 | 2015-05-14 08:10 | SCE | SFm | Ex | CZ06 | rWtd | Each | 1 | 865 | None | 138 | 0.0198 | 8.78 | 138 | 0.0198 | 8.78 | 138 | 0.0198 | 8.78 | 138 | 0.0198 | 8.78 |  |  | 2 |  | RB-Appl-EffCW-med-ElecDHW-GasCDryer-Tier2-TopSCESFmExCZ06rWtd
RB-Appl-EffCW-med-ElecDHW-GasCDryer-Tier2-Top | DEER2016 | D16v1 | 2015-05-14 08:10 | SCE | SFm | Ex | CZ08 | rWtd | Each | 1 | 834 | None | 138 | 0.0197 | 8.62 | 138 | 0.0197 | 8.62 | 138 | 0.0197 | 8.62 | 138 | 0.0197 | 8.62 |  |  | 2 |  | RB-Appl-EffCW-med-ElecDHW-GasCDryer-Tier2-TopSCESFmExCZ08rWtd
RB-Appl-EffCW-med-ElecDHW-GasCDryer-Tier2-Top | DEER2016 | D16v1 | 2015-05-14 08:10 | SCE | SFm | Ex | CZ09 | rWtd | Each | 1 | 868 | None | 142 | 0.021 | 8.37 | 142 | 0.021 | 8.37 | 142 | 0.021 | 8.37 | 142 | 0.021 | 8.37 |  |  | 2 |  | RB-Appl-EffCW-med-ElecDHW-GasCDryer-Tier2-TopSCESFmExCZ09rWtd
RB-Appl-EffCW-med-ElecDHW-GasCDryer-Tier2-Top | DEER2016 | D16v1 | 2015-05-14 08:10 | SCE | SFm | Ex | CZ10 | rWtd | Each | 1 | 925 | None | 141 | 0.0222 | 8.4 | 141 | 0.0222 | 8.4 | 141 | 0.0222 | 8.4 | 141 | 0.0222 | 8.4 |  |  | 2 |  | RB-Appl-EffCW-med-ElecDHW-GasCDryer-Tier2-TopSCESFmExCZ10rWtd
RB-Appl-EffCW-med-ElecDHW-GasCDryer-Tier2-Top | DEER2016 | D16v1 | 2015-05-14 08:10 | SCE | SFm | Ex | CZ13 | rWtd | Each | 1 | 868 | None | 144 | 0.0245 | 8.05 | 144 | 0.0245 | 8.05 | 144 | 0.0245 | 8.05 | 144 | 0.0245 | 8.05 |  |  | 2 |  | RB-Appl-EffCW-med-ElecDHW-GasCDryer-Tier2-TopSCESFmExCZ13rWtd
RB-Appl-EffCW-med-ElecDHW-GasCDryer-Tier2-Top | DEER2016 | D16v1 | 2015-05-14 08:10 | SCE | SFm | Ex | CZ14 | rWtd | Each | 1 | 864 | None | 149 | 0.0224 | 8.07 | 149 | 0.0224 | 8.07 | 149 | 0.0224 | 8.07 | 149 | 0.0224 | 8.07 |  |  | 2 |  | RB-Appl-EffCW-med-ElecDHW-GasCDryer-Tier2-TopSCESFmExCZ14rWtd
RB-Appl-EffCW-med-ElecDHW-GasCDryer-Tier2-Top | DEER2016 | D16v1 | 2015-05-14 08:10 | SCE | SFm | Ex | CZ15 | rWtd | Each | 1 | 857 | None | 138 | 0.0201 | 8.66 | 138 | 0.0201 | 8.66 | 138 | 0.0201 | 8.66 | 138 | 0.0201 | 8.66 |  |  | 2 |  | RB-Appl-EffCW-med-ElecDHW-GasCDryer-Tier2-TopSCESFmExCZ15rWtd
RB-Appl-EffCW-med-ElecDHW-GasCDryer-Tier2-Top | DEER2016 | D16v1 | 2015-05-14 08:10 | SCE | SFm | Ex | CZ16 | rWtd | Each | 1 | 865 | None | 154 | 0.0244 | 8.03 | 154 | 0.0244 | 8.03 | 154 | 0.0244 | 8.03 | 154 | 0.0244 | 8.03 |  |  | 2 |  | RB-Appl-EffCW-med-ElecDHW-GasCDryer-Tier2-TopSCESFmExCZ16rWtd
RB-Appl-EffCW-med-ElecDHW-GasCDryer-Tier2-Top | DEER2016 | D16v1 | 2015-05-14 08:10 | SCE | SFm | Ex | IOU | rWtd | Each | 1 | 873 | None | 142 | 0.0212 | 8.45 | 142 | 0.0212 | 8.45 | 142 | 0.0212 | 8.45 | 142 | 0.0212 | 8.45 |  |  | 2 |  | RB-Appl-EffCW-med-ElecDHW-GasCDryer-Tier2-TopSCESFmExIOUrWtd
RB-Appl-EffCW-med-ElecDHW-GasCDryer-Tier2-Top | DEER2016 | D16v1 | 2015-05-14 08:10 | SCG | DMo | Ex | CZ04 | rWtd | Each | 1 | 621 | None | 115 | 0.0185 | 6.4 | 115 | 0.0185 | 6.4 | 115 | 0.0185 | 6.4 | 115 | 0.0185 | 6.4 |  |  | 2 |  | RB-Appl-EffCW-med-ElecDHW-GasCDryer-Tier2-TopSCGDMoExCZ04rWtd
RB-Appl-EffCW-med-ElecDHW-GasCDryer-Tier2-Top | DEER2016 | D16v1 | 2015-05-14 08:10 | SCG | DMo | Ex | CZ05 | rWtd | Each | 1 | 612 | None | 115 | 0.0165 | 6.34 | 115 | 0.0165 | 6.34 | 115 | 0.0165 | 6.34 | 115 | 0.0165 | 6.34 |  |  | 2 |  | RB-Appl-EffCW-med-ElecDHW-GasCDryer-Tier2-TopSCGDMoExCZ05rWtd
RB-Appl-EffCW-med-ElecDHW-GasCDryer-Tier2-Top | DEER2016 | D16v1 | 2015-05-14 08:10 | SCG | DMo | Ex | CZ06 | rWtd | Each | 1 | 613 | None | 110 | 0.0151 | 6.94 | 110 | 0.0151 | 6.94 | 110 | 0.0151 | 6.94 | 110 | 0.0151 | 6.94 |  |  | 2 |  | RB-Appl-EffCW-med-ElecDHW-GasCDryer-Tier2-TopSCGDMoExCZ06rWtd
RB-Appl-EffCW-med-ElecDHW-GasCDryer-Tier2-Top | DEER2016 | D16v1 | 2015-05-14 08:10 | SCG | DMo | Ex | CZ08 | rWtd | Each | 1 | 610 | None | 112 | 0.0163 | 6.88 | 112 | 0.0163 | 6.88 | 112 | 0.0163 | 6.88 | 112 | 0.0163 | 6.88 |  |  | 2 |  | RB-Appl-EffCW-med-ElecDHW-GasCDryer-Tier2-TopSCGDMoExCZ08rWtd
RB-Appl-EffCW-med-ElecDHW-GasCDryer-Tier2-Top | DEER2016 | D16v1 | 2015-05-14 08:10 | SCG | DMo | Ex | CZ09 | rWtd | Each | 1 | 609 | None | 113 | 0.0166 | 6.84 | 113 | 0.0166 | 6.84 | 113 | 0.0166 | 6.84 | 113 | 0.0166 | 6.84 |  |  | 2 |  | RB-Appl-EffCW-med-ElecDHW-GasCDryer-Tier2-TopSCGDMoExCZ09rWtd
RB-Appl-EffCW-med-ElecDHW-GasCDryer-Tier2-Top | DEER2016 | D16v1 | 2015-05-14 08:10 | SCG | DMo | Ex | CZ10 | rWtd | Each | 1 | 610 | None | 113 | 0.0176 | 6.79 | 113 | 0.0176 | 6.79 | 113 | 0.0176 | 6.79 | 113 | 0.0176 | 6.79 |  |  | 2 |  | RB-Appl-EffCW-med-ElecDHW-GasCDryer-Tier2-TopSCGDMoExCZ10rWtd
RB-Appl-EffCW-med-ElecDHW-GasCDryer-Tier2-Top | DEER2016 | D16v1 | 2015-05-14 08:10 | SCG | DMo | Ex | CZ13 | rWtd | Each | 1 | 605 | None | 114 | 0.0172 | 6.63 | 114 | 0.0172 | 6.63 | 114 | 0.0172 | 6.63 | 114 | 0.0172 | 6.63 |  |  | 2 |  | RB-Appl-EffCW-med-ElecDHW-GasCDryer-Tier2-TopSCGDMoExCZ13rWtd
RB-Appl-EffCW-med-ElecDHW-GasCDryer-Tier2-Top | DEER2016 | D16v1 | 2015-05-14 08:10 | SCG | DMo | Ex | CZ14 | rWtd | Each | 1 | 617 | None | 115 | 0.0158 | 6.57 | 115 | 0.0158 | 6.57 | 115 | 0.0158 | 6.57 | 115 | 0.0158 | 6.57 |  |  | 2 |  | RB-Appl-EffCW-med-ElecDHW-GasCDryer-Tier2-TopSCGDMoExCZ14rWtd
RB-Appl-EffCW-med-ElecDHW-GasCDryer-Tier2-Top | DEER2016 | D16v1 | 2015-05-14 08:10 | SCG | DMo | Ex | CZ15 | rWtd | Each | 1 | 615 | None | 109 | 0.0152 | 7.11 | 109 | 0.0152 | 7.11 | 109 | 0.0152 | 7.11 | 109 | 0.0152 | 7.11 |  |  | 2 |  | RB-Appl-EffCW-med-ElecDHW-GasCDryer-Tier2-TopSCGDMoExCZ15rWtd
RB-Appl-EffCW-med-ElecDHW-GasCDryer-Tier2-Top | DEER2016 | D16v1 | 2015-05-14 08:10 | SCG | DMo | Ex | CZ16 | rWtd | Each | 1 | 621 | None | 125 | 0.0191 | 6.5 | 125 | 0.0191 | 6.5 | 125 | 0.0191 | 6.5 | 125 | 0.0191 | 6.5 |  |  | 2 |  | RB-Appl-EffCW-med-ElecDHW-GasCDryer-Tier2-TopSCGDMoExCZ16rWtd
RB-Appl-EffCW-med-ElecDHW-GasCDryer-Tier2-Top | DEER2016 | D16v1 | 2015-05-14 08:10 | SCG | DMo | Ex | IOU | rWtd | Each | 1 | 611 | None | 113 | 0.0167 | 6.81 | 113 | 0.0167 | 6.81 | 113 | 0.0167 | 6.81 | 113 | 0.0167 | 6.81 |  |  | 2 |  | RB-Appl-EffCW-med-ElecDHW-GasCDryer-Tier2-TopSCGDMoExIOUrWtd
RB-Appl-EffCW-med-ElecDHW-GasCDryer-Tier2-Top | DEER2016 | D16v1 | 2015-05-14 08:10 | SCG | DMo | MH00 | CZ04 | rWtd | Each | 1 | 621 | None | 117 | 0.0182 | 6.73 | 117 | 0.0182 | 6.73 | 117 | 0.0182 | 6.73 | 117 | 0.0182 | 6.73 |  |  | 2 |  | RB-Appl-EffCW-med-ElecDHW-GasCDryer-Tier2-TopSCGDMoMH00CZ04rWtd
RB-Appl-EffCW-med-ElecDHW-GasCDryer-Tier2-Top | DEER2016 | D16v1 | 2015-05-14 08:10 | SCG | DMo | MH00 | CZ05 | rWtd | Each | 1 | 621 | None | 113 | 0.0167 | 6.38 | 113 | 0.0167 | 6.38 | 113 | 0.0167 | 6.38 | 113 | 0.0167 | 6.38 |  |  | 2 |  | RB-Appl-EffCW-med-ElecDHW-GasCDryer-Tier2-TopSCGDMoMH00CZ05rWtd
RB-Appl-EffCW-med-ElecDHW-GasCDryer-Tier2-Top | DEER2016 | D16v1 | 2015-05-14 08:10 | SCG | DMo | MH00 | CZ06 | rWtd | Each | 1 | 621 | None | 110 | 0.0149 | 6.92 | 110 | 0.0149 | 6.92 | 110 | 0.0149 | 6.92 | 110 | 0.0149 | 6.92 |  |  | 2 |  | RB-Appl-EffCW-med-ElecDHW-GasCDryer-Tier2-TopSCGDMoMH00CZ06rWtd
RB-Appl-EffCW-med-ElecDHW-GasCDryer-Tier2-Top | DEER2016 | D16v1 | 2015-05-14 08:10 | SCG | DMo | MH00 | CZ08 | rWtd | Each | 1 | 621 | None | 114 | 0.0165 | 6.94 | 114 | 0.0165 | 6.94 | 114 | 0.0165 | 6.94 | 114 | 0.0165 | 6.94 |  |  | 2 |  | RB-Appl-EffCW-med-ElecDHW-GasCDryer-Tier2-TopSCGDMoMH00CZ08rWtd
RB-Appl-EffCW-med-ElecDHW-GasCDryer-Tier2-Top | DEER2016 | D16v1 | 2015-05-14 08:10 | SCG | DMo | MH00 | CZ09 | rWtd | Each | 1 | 621 | None | 114 | 0.0169 | 6.91 | 114 | 0.0169 | 6.91 | 114 | 0.0169 | 6.91 | 114 | 0.0169 | 6.91 |  |  | 2 |  | RB-Appl-EffCW-med-ElecDHW-GasCDryer-Tier2-TopSCGDMoMH00CZ09rWtd
RB-Appl-EffCW-med-ElecDHW-GasCDryer-Tier2-Top | DEER2016 | D16v1 | 2015-05-14 08:10 | SCG | DMo | MH00 | CZ10 | rWtd | Each | 1 | 621 | None | 117 | 0.018 | 6.94 | 117 | 0.018 | 6.94 | 117 | 0.018 | 6.94 | 117 | 0.018 | 6.94 |  |  | 2 |  | RB-Appl-EffCW-med-ElecDHW-GasCDryer-Tier2-TopSCGDMoMH00CZ10rWtd
RB-Appl-EffCW-med-ElecDHW-GasCDryer-Tier2-Top | DEER2016 | D16v1 | 2015-05-14 08:10 | SCG | DMo | MH00 | CZ13 | rWtd | Each | 1 | 621 | None | 116 | 0.0178 | 6.58 | 116 | 0.0178 | 6.58 | 116 | 0.0178 | 6.58 | 116 | 0.0178 | 6.58 |  |  | 2 |  | RB-Appl-EffCW-med-ElecDHW-GasCDryer-Tier2-TopSCGDMoMH00CZ13rWtd
RB-Appl-EffCW-med-ElecDHW-GasCDryer-Tier2-Top | DEER2016 | D16v1 | 2015-05-14 08:10 | SCG | DMo | MH00 | CZ14 | rWtd | Each | 1 | 621 | None | 117 | 0.0167 | 6.69 | 117 | 0.0167 | 6.69 | 117 | 0.0167 | 6.69 | 117 | 0.0167 | 6.69 |  |  | 2 |  | RB-Appl-EffCW-med-ElecDHW-GasCDryer-Tier2-TopSCGDMoMH00CZ14rWtd
RB-Appl-EffCW-med-ElecDHW-GasCDryer-Tier2-Top | DEER2016 | D16v1 | 2015-05-14 08:10 | SCG | DMo | MH00 | CZ15 | rWtd | Each | 1 | 621 | None | 112 | 0.0147 | 7.09 | 112 | 0.0147 | 7.09 | 112 | 0.0147 | 7.09 | 112 | 0.0147 | 7.09 |  |  | 2 |  | RB-Appl-EffCW-med-ElecDHW-GasCDryer-Tier2-TopSCGDMoMH00CZ15rWtd
RB-Appl-EffCW-med-ElecDHW-GasCDryer-Tier2-Top | DEER2016 | D16v1 | 2015-05-14 08:10 | SCG | DMo | MH00 | CZ16 | rWtd | Each | 1 | 621 | None | 126 | 0.0192 | 6.53 | 126 | 0.0192 | 6.53 | 126 | 0.0192 | 6.53 | 126 | 0.0192 | 6.53 |  |  | 2 |  | RB-Appl-EffCW-med-ElecDHW-GasCDryer-Tier2-TopSCGDMoMH00CZ16rWtd
RB-Appl-EffCW-med-ElecDHW-GasCDryer-Tier2-Top | DEER2016 | D16v1 | 2015-05-14 08:10 | SCG | DMo | MH06 | CZ04 | rWtd | Each | 1 | 621 | None | 118 | 0.0176 | 6.66 | 118 | 0.0176 | 6.66 | 118 | 0.0176 | 6.66 | 118 | 0.0176 | 6.66 |  |  | 2 |  | RB-Appl-EffCW-med-ElecDHW-GasCDryer-Tier2-TopSCGDMoMH06CZ04rWtd
RB-Appl-EffCW-med-ElecDHW-GasCDryer-Tier2-Top | DEER2016 | D16v1 | 2015-05-14 08:10 | SCG | DMo | MH06 | CZ05 | rWtd | Each | 1 | 621 | None | 114 | 0.0162 | 6.38 | 114 | 0.0162 | 6.38 | 114 | 0.0162 | 6.38 | 114 | 0.0162 | 6.38 |  |  | 2 |  | RB-Appl-EffCW-med-ElecDHW-GasCDryer-Tier2-TopSCGDMoMH06CZ05rWtd
RB-Appl-EffCW-med-ElecDHW-GasCDryer-Tier2-Top | DEER2016 | D16v1 | 2015-05-14 08:10 | SCG | DMo | MH06 | CZ06 | rWtd | Each | 1 | 621 | None | 110 | 0.0141 | 6.99 | 110 | 0.0141 | 6.99 | 110 | 0.0141 | 6.99 | 110 | 0.0141 | 6.99 |  |  | 2 |  | RB-Appl-EffCW-med-ElecDHW-GasCDryer-Tier2-TopSCGDMoMH06CZ06rWtd
RB-Appl-EffCW-med-ElecDHW-GasCDryer-Tier2-Top | DEER2016 | D16v1 | 2015-05-14 08:10 | SCG | DMo | MH06 | CZ08 | rWtd | Each | 1 | 621 | None | 114 | 0.0158 | 7.02 | 114 | 0.0158 | 7.02 | 114 | 0.0158 | 7.02 | 114 | 0.0158 | 7.02 |  |  | 2 |  | RB-Appl-EffCW-med-ElecDHW-GasCDryer-Tier2-TopSCGDMoMH06CZ08rWtd
RB-Appl-EffCW-med-ElecDHW-GasCDryer-Tier2-Top | DEER2016 | D16v1 | 2015-05-14 08:10 | SCG | DMo | MH06 | CZ09 | rWtd | Each | 1 | 621 | None | 114 | 0.016 | 6.93 | 114 | 0.016 | 6.93 | 114 | 0.016 | 6.93 | 114 | 0.016 | 6.93 |  |  | 2 |  | RB-Appl-EffCW-med-ElecDHW-GasCDryer-Tier2-TopSCGDMoMH06CZ09rWtd
RB-Appl-EffCW-med-ElecDHW-GasCDryer-Tier2-Top | DEER2016 | D16v1 | 2015-05-14 08:10 | SCG | DMo | MH06 | CZ10 | rWtd | Each | 1 | 621 | None | 117 | 0.0156 | 6.91 | 117 | 0.0156 | 6.91 | 117 | 0.0156 | 6.91 | 117 | 0.0156 | 6.91 |  |  | 2 |  | RB-Appl-EffCW-med-ElecDHW-GasCDryer-Tier2-TopSCGDMoMH06CZ10rWtd
RB-Appl-EffCW-med-ElecDHW-GasCDryer-Tier2-Top | DEER2016 | D16v1 | 2015-05-14 08:10 | SCG | DMo | MH06 | CZ13 | rWtd | Each | 1 | 621 | None | 114 | 0.0171 | 6.53 | 114 | 0.0171 | 6.53 | 114 | 0.0171 | 6.53 | 114 | 0.0171 | 6.53 |  |  | 2 |  | RB-Appl-EffCW-med-ElecDHW-GasCDryer-Tier2-TopSCGDMoMH06CZ13rWtd
RB-Appl-EffCW-med-ElecDHW-GasCDryer-Tier2-Top | DEER2016 | D16v1 | 2015-05-14 08:10 | SCG | DMo | MH06 | CZ14 | rWtd | Each | 1 | 621 | None | 115 | 0.0138 | 6.56 | 115 | 0.0138 | 6.56 | 115 | 0.0138 | 6.56 | 115 | 0.0138 | 6.56 |  |  | 2 |  | RB-Appl-EffCW-med-ElecDHW-GasCDryer-Tier2-TopSCGDMoMH06CZ14rWtd
RB-Appl-EffCW-med-ElecDHW-GasCDryer-Tier2-Top | DEER2016 | D16v1 | 2015-05-14 08:10 | SCG | DMo | MH06 | CZ15 | rWtd | Each | 1 | 621 | None | 109 | 0.0138 | 7.09 | 109 | 0.0138 | 7.09 | 109 | 0.0138 | 7.09 | 109 | 0.0138 | 7.09 |  |  | 2 |  | RB-Appl-EffCW-med-ElecDHW-GasCDryer-Tier2-TopSCGDMoMH06CZ15rWtd
RB-Appl-EffCW-med-ElecDHW-GasCDryer-Tier2-Top | DEER2016 | D16v1 | 2015-05-14 08:10 | SCG | DMo | MH06 | CZ16 | rWtd | Each | 1 | 621 | None | 124 | 0.0185 | 6.5 | 124 | 0.0185 | 6.5 | 124 | 0.0185 | 6.5 | 124 | 0.0185 | 6.5 |  |  | 2 |  | RB-Appl-EffCW-med-ElecDHW-GasCDryer-Tier2-TopSCGDMoMH06CZ16rWtd
RB-Appl-EffCW-med-ElecDHW-GasCDryer-Tier2-Top | DEER2016 | D16v1 | 2015-05-14 08:10 | SCG | DMo | MH72 | CZ04 | rWtd | Each | 1 | 598 | None | 115 | 0.0181 | 6.71 | 115 | 0.0181 | 6.71 | 115 | 0.0181 | 6.71 | 115 | 0.0181 | 6.71 |  |  | 2 |  | RB-Appl-EffCW-med-ElecDHW-GasCDryer-Tier2-TopSCGDMoMH72CZ04rWtd
RB-Appl-EffCW-med-ElecDHW-GasCDryer-Tier2-Top | DEER2016 | D16v1 | 2015-05-14 08:10 | SCG | DMo | MH72 | CZ05 | rWtd | Each | 1 | 598 | None | 115 | 0.0165 | 6.45 | 115 | 0.0165 | 6.45 | 115 | 0.0165 | 6.45 | 115 | 0.0165 | 6.45 |  |  | 2 |  | RB-Appl-EffCW-med-ElecDHW-GasCDryer-Tier2-TopSCGDMoMH72CZ05rWtd
RB-Appl-EffCW-med-ElecDHW-GasCDryer-Tier2-Top | DEER2016 | D16v1 | 2015-05-14 08:10 | SCG | DMo | MH72 | CZ06 | rWtd | Each | 1 | 598 | None | 110 | 0.0158 | 6.97 | 110 | 0.0158 | 6.97 | 110 | 0.0158 | 6.97 | 110 | 0.0158 | 6.97 |  |  | 2 |  | RB-Appl-EffCW-med-ElecDHW-GasCDryer-Tier2-TopSCGDMoMH72CZ06rWtd
RB-Appl-EffCW-med-ElecDHW-GasCDryer-Tier2-Top | DEER2016 | D16v1 | 2015-05-14 08:10 | SCG | DMo | MH72 | CZ08 | rWtd | Each | 1 | 598 | None | 111 | 0.0163 | 6.85 | 111 | 0.0163 | 6.85 | 111 | 0.0163 | 6.85 | 111 | 0.0163 | 6.85 |  |  | 2 |  | RB-Appl-EffCW-med-ElecDHW-GasCDryer-Tier2-TopSCGDMoMH72CZ08rWtd
RB-Appl-EffCW-med-ElecDHW-GasCDryer-Tier2-Top | DEER2016 | D16v1 | 2015-05-14 08:10 | SCG | DMo | MH72 | CZ09 | rWtd | Each | 1 | 598 | None | 112 | 0.0165 | 6.79 | 112 | 0.0165 | 6.79 | 112 | 0.0165 | 6.79 | 112 | 0.0165 | 6.79 |  |  | 2 |  | RB-Appl-EffCW-med-ElecDHW-GasCDryer-Tier2-TopSCGDMoMH72CZ09rWtd
RB-Appl-EffCW-med-ElecDHW-GasCDryer-Tier2-Top | DEER2016 | D16v1 | 2015-05-14 08:10 | SCG | DMo | MH72 | CZ10 | rWtd | Each | 1 | 598 | None | 114 | 0.0178 | 6.72 | 114 | 0.0178 | 6.72 | 114 | 0.0178 | 6.72 | 114 | 0.0178 | 6.72 |  |  | 2 |  | RB-Appl-EffCW-med-ElecDHW-GasCDryer-Tier2-TopSCGDMoMH72CZ10rWtd
RB-Appl-EffCW-med-ElecDHW-GasCDryer-Tier2-Top | DEER2016 | D16v1 | 2015-05-14 08:10 | SCG | DMo | MH72 | CZ13 | rWtd | Each | 1 | 598 | None | 113 | 0.0169 | 6.66 | 113 | 0.0169 | 6.66 | 113 | 0.0169 | 6.66 | 113 | 0.0169 | 6.66 |  |  | 2 |  | RB-Appl-EffCW-med-ElecDHW-GasCDryer-Tier2-TopSCGDMoMH72CZ13rWtd
RB-Appl-EffCW-med-ElecDHW-GasCDryer-Tier2-Top | DEER2016 | D16v1 | 2015-05-14 08:10 | SCG | DMo | MH72 | CZ14 | rWtd | Each | 1 | 598 | None | 116 | 0.0163 | 6.84 | 116 | 0.0163 | 6.84 | 116 | 0.0163 | 6.84 | 116 | 0.0163 | 6.84 |  |  | 2 |  | RB-Appl-EffCW-med-ElecDHW-GasCDryer-Tier2-TopSCGDMoMH72CZ14rWtd
RB-Appl-EffCW-med-ElecDHW-GasCDryer-Tier2-Top | DEER2016 | D16v1 | 2015-05-14 08:10 | SCG | DMo | MH72 | CZ15 | rWtd | Each | 1 | 598 | None | 112 | 0.0153 | 7.25 | 112 | 0.0153 | 7.25 | 112 | 0.0153 | 7.25 | 112 | 0.0153 | 7.25 |  |  | 2 |  | RB-Appl-EffCW-med-ElecDHW-GasCDryer-Tier2-TopSCGDMoMH72CZ15rWtd
RB-Appl-EffCW-med-ElecDHW-GasCDryer-Tier2-Top | DEER2016 | D16v1 | 2015-05-14 08:10 | SCG | DMo | MH72 | CZ16 | rWtd | Each | 1 | 598 | None | 124 | 0.0189 | 6.49 | 124 | 0.0189 | 6.49 | 124 | 0.0189 | 6.49 | 124 | 0.0189 | 6.49 |  |  | 2 |  | RB-Appl-EffCW-med-ElecDHW-GasCDryer-Tier2-TopSCGDMoMH72CZ16rWtd
RB-Appl-EffCW-med-ElecDHW-GasCDryer-Tier2-Top | DEER2016 | D16v1 | 2015-05-14 08:10 | SCG | DMo | MH85 | CZ04 | rWtd | Each | 1 | 621 | None | 115 | 0.0185 | 6.4 | 115 | 0.0185 | 6.4 | 115 | 0.0185 | 6.4 | 115 | 0.0185 | 6.4 |  |  | 2 |  | RB-Appl-EffCW-med-ElecDHW-GasCDryer-Tier2-TopSCGDMoMH85CZ04rWtd
RB-Appl-EffCW-med-ElecDHW-GasCDryer-Tier2-Top | DEER2016 | D16v1 | 2015-05-14 08:10 | SCG | DMo | MH85 | CZ05 | rWtd | Each | 1 | 621 | None | 115 | 0.0165 | 6.23 | 115 | 0.0165 | 6.23 | 115 | 0.0165 | 6.23 | 115 | 0.0165 | 6.23 |  |  | 2 |  | RB-Appl-EffCW-med-ElecDHW-GasCDryer-Tier2-TopSCGDMoMH85CZ05rWtd
RB-Appl-EffCW-med-ElecDHW-GasCDryer-Tier2-Top | DEER2016 | D16v1 | 2015-05-14 08:10 | SCG | DMo | MH85 | CZ06 | rWtd | Each | 1 | 621 | None | 110 | 0.0149 | 6.94 | 110 | 0.0149 | 6.94 | 110 | 0.0149 | 6.94 | 110 | 0.0149 | 6.94 |  |  | 2 |  | RB-Appl-EffCW-med-ElecDHW-GasCDryer-Tier2-TopSCGDMoMH85CZ06rWtd
RB-Appl-EffCW-med-ElecDHW-GasCDryer-Tier2-Top | DEER2016 | D16v1 | 2015-05-14 08:10 | SCG | DMo | MH85 | CZ08 | rWtd | Each | 1 | 621 | None | 112 | 0.0163 | 6.88 | 112 | 0.0163 | 6.88 | 112 | 0.0163 | 6.88 | 112 | 0.0163 | 6.88 |  |  | 2 |  | RB-Appl-EffCW-med-ElecDHW-GasCDryer-Tier2-TopSCGDMoMH85CZ08rWtd
RB-Appl-EffCW-med-ElecDHW-GasCDryer-Tier2-Top | DEER2016 | D16v1 | 2015-05-14 08:10 | SCG | DMo | MH85 | CZ09 | rWtd | Each | 1 | 621 | None | 114 | 0.0166 | 6.87 | 114 | 0.0166 | 6.87 | 114 | 0.0166 | 6.87 | 114 | 0.0166 | 6.87 |  |  | 2 |  | RB-Appl-EffCW-med-ElecDHW-GasCDryer-Tier2-TopSCGDMoMH85CZ09rWtd
RB-Appl-EffCW-med-ElecDHW-GasCDryer-Tier2-Top | DEER2016 | D16v1 | 2015-05-14 08:10 | SCG | DMo | MH85 | CZ10 | rWtd | Each | 1 | 621 | None | 112 | 0.0174 | 6.85 | 112 | 0.0174 | 6.85 | 112 | 0.0174 | 6.85 | 112 | 0.0174 | 6.85 |  |  | 2 |  | RB-Appl-EffCW-med-ElecDHW-GasCDryer-Tier2-TopSCGDMoMH85CZ10rWtd
RB-Appl-EffCW-med-ElecDHW-GasCDryer-Tier2-Top | DEER2016 | D16v1 | 2015-05-14 08:10 | SCG | DMo | MH85 | CZ13 | rWtd | Each | 1 | 621 | None | 114 | 0.0178 | 6.57 | 114 | 0.0178 | 6.57 | 114 | 0.0178 | 6.57 | 114 | 0.0178 | 6.57 |  |  | 2 |  | RB-Appl-EffCW-med-ElecDHW-GasCDryer-Tier2-TopSCGDMoMH85CZ13rWtd
RB-Appl-EffCW-med-ElecDHW-GasCDryer-Tier2-Top | DEER2016 | D16v1 | 2015-05-14 08:10 | SCG | DMo | MH85 | CZ14 | rWtd | Each | 1 | 621 | None | 115 | 0.0157 | 6.52 | 115 | 0.0157 | 6.52 | 115 | 0.0157 | 6.52 | 115 | 0.0157 | 6.52 |  |  | 2 |  | RB-Appl-EffCW-med-ElecDHW-GasCDryer-Tier2-TopSCGDMoMH85CZ14rWtd
RB-Appl-EffCW-med-ElecDHW-GasCDryer-Tier2-Top | DEER2016 | D16v1 | 2015-05-14 08:10 | SCG | DMo | MH85 | CZ15 | rWtd | Each | 1 | 621 | None | 108 | 0.0153 | 7.06 | 108 | 0.0153 | 7.06 | 108 | 0.0153 | 7.06 | 108 | 0.0153 | 7.06 |  |  | 2 |  | RB-Appl-EffCW-med-ElecDHW-GasCDryer-Tier2-TopSCGDMoMH85CZ15rWtd
RB-Appl-EffCW-med-ElecDHW-GasCDryer-Tier2-Top | DEER2016 | D16v1 | 2015-05-14 08:10 | SCG | DMo | MH85 | CZ16 | rWtd | Each | 1 | 621 | None | 122 | 0.0191 | 6.26 | 122 | 0.0191 | 6.26 | 122 | 0.0191 | 6.26 | 122 | 0.0191 | 6.26 |  |  | 2 |  | RB-Appl-EffCW-med-ElecDHW-GasCDryer-Tier2-TopSCGDMoMH85CZ16rWtd
RB-Appl-EffCW-med-ElecDHW-GasCDryer-Tier2-Top | DEER2016 | D16v1 | 2015-05-14 08:10 | SCG | MFm | 1975 | CZ04 | rWtd | Each | 1 | 474 | None | 114 | 0.0183 | 6.86 | 114 | 0.0183 | 6.86 | 114 | 0.0183 | 6.86 | 114 | 0.0183 | 6.86 |  |  | 2 |  | RB-Appl-EffCW-med-ElecDHW-GasCDryer-Tier2-TopSCGMFm1975CZ04rWtd
RB-Appl-EffCW-med-ElecDHW-GasCDryer-Tier2-Top | DEER2016 | D16v1 | 2015-05-14 08:10 | SCG | MFm | 1975 | CZ05 | rWtd | Each | 1 | 474 | None | 114 | 0.0158 | 6.4 | 114 | 0.0158 | 6.4 | 114 | 0.0158 | 6.4 | 114 | 0.0158 | 6.4 |  |  | 2 |  | RB-Appl-EffCW-med-ElecDHW-GasCDryer-Tier2-TopSCGMFm1975CZ05rWtd
RB-Appl-EffCW-med-ElecDHW-GasCDryer-Tier2-Top | DEER2016 | D16v1 | 2015-05-14 08:10 | SCG | MFm | 1975 | CZ06 | rWtd | Each | 1 | 465 | None | 112 | 0.0154 | 7.1 | 112 | 0.0154 | 7.1 | 112 | 0.0154 | 7.1 | 112 | 0.0154 | 7.1 |  |  | 2 |  | RB-Appl-EffCW-med-ElecDHW-GasCDryer-Tier2-TopSCGMFm1975CZ06rWtd
RB-Appl-EffCW-med-ElecDHW-GasCDryer-Tier2-Top | DEER2016 | D16v1 | 2015-05-14 08:10 | SCG | MFm | 1975 | CZ07 | rWtd | Each | 1 | 465 | None | 111 | 0.0159 | 7.28 | 111 | 0.0159 | 7.28 | 111 | 0.0159 | 7.28 | 111 | 0.0159 | 7.28 |  |  | 2 |  | RB-Appl-EffCW-med-ElecDHW-GasCDryer-Tier2-TopSCGMFm1975CZ07rWtd
RB-Appl-EffCW-med-ElecDHW-GasCDryer-Tier2-Top | DEER2016 | D16v1 | 2015-05-14 08:10 | SCG | MFm | 1975 | CZ08 | rWtd | Each | 1 | 465 | None | 110 | 0.0158 | 7.02 | 110 | 0.0158 | 7.02 | 110 | 0.0158 | 7.02 | 110 | 0.0158 | 7.02 |  |  | 2 |  | RB-Appl-EffCW-med-ElecDHW-GasCDryer-Tier2-TopSCGMFm1975CZ08rWtd
RB-Appl-EffCW-med-ElecDHW-GasCDryer-Tier2-Top | DEER2016 | D16v1 | 2015-05-14 08:10 | SCG | MFm | 1975 | CZ09 | rWtd | Each | 1 | 544 | None | 112 | 0.0162 | 7.01 | 112 | 0.0162 | 7.01 | 112 | 0.0162 | 7.01 | 112 | 0.0162 | 7.01 |  |  | 2 |  | RB-Appl-EffCW-med-ElecDHW-GasCDryer-Tier2-TopSCGMFm1975CZ09rWtd
RB-Appl-EffCW-med-ElecDHW-GasCDryer-Tier2-Top | DEER2016 | D16v1 | 2015-05-14 08:10 | SCG | MFm | 1975 | CZ10 | rWtd | Each | 1 | 544 | None | 113 | 0.0174 | 7.07 | 113 | 0.0174 | 7.07 | 113 | 0.0174 | 7.07 | 113 | 0.0174 | 7.07 |  |  | 2 |  | RB-Appl-EffCW-med-ElecDHW-GasCDryer-Tier2-TopSCGMFm1975CZ10rWtd
RB-Appl-EffCW-med-ElecDHW-GasCDryer-Tier2-Top | DEER2016 | D16v1 | 2015-05-14 08:10 | SCG | MFm | 1975 | CZ13 | rWtd | Each | 1 | 487 | None | 115 | 0.017 | 6.86 | 115 | 0.017 | 6.86 | 115 | 0.017 | 6.86 | 115 | 0.017 | 6.86 |  |  | 2 |  | RB-Appl-EffCW-med-ElecDHW-GasCDryer-Tier2-TopSCGMFm1975CZ13rWtd
RB-Appl-EffCW-med-ElecDHW-GasCDryer-Tier2-Top | DEER2016 | D16v1 | 2015-05-14 08:10 | SCG | MFm | 1975 | CZ14 | rWtd | Each | 1 | 634 | None | 118 | 0.0161 | 6.89 | 118 | 0.0161 | 6.89 | 118 | 0.0161 | 6.89 | 118 | 0.0161 | 6.89 |  |  | 2 |  | RB-Appl-EffCW-med-ElecDHW-GasCDryer-Tier2-TopSCGMFm1975CZ14rWtd
RB-Appl-EffCW-med-ElecDHW-GasCDryer-Tier2-Top | DEER2016 | D16v1 | 2015-05-14 08:10 | SCG | MFm | 1975 | CZ15 | rWtd | Each | 1 | 634 | None | 109 | 0.0142 | 7.39 | 109 | 0.0142 | 7.39 | 109 | 0.0142 | 7.39 | 109 | 0.0142 | 7.39 |  |  | 2 |  | RB-Appl-EffCW-med-ElecDHW-GasCDryer-Tier2-TopSCGMFm1975CZ15rWtd
RB-Appl-EffCW-med-ElecDHW-GasCDryer-Tier2-Top | DEER2016 | D16v1 | 2015-05-14 08:10 | SCG | MFm | 1975 | CZ16 | rWtd | Each | 1 | 474 | None | 123 | 0.0189 | 6.54 | 123 | 0.0189 | 6.54 | 123 | 0.0189 | 6.54 | 123 | 0.0189 | 6.54 |  |  | 2 |  | RB-Appl-EffCW-med-ElecDHW-GasCDryer-Tier2-TopSCGMFm1975CZ16rWtd
RB-Appl-EffCW-med-ElecDHW-GasCDryer-Tier2-Top | DEER2016 | D16v1 | 2015-05-14 08:10 | SCG | MFm | 1985 | CZ04 | rWtd | Each | 1 | 512 | None | 114 | 0.0164 | 6.9 | 114 | 0.0164 | 6.9 | 114 | 0.0164 | 6.9 | 114 | 0.0164 | 6.9 |  |  | 2 |  | RB-Appl-EffCW-med-ElecDHW-GasCDryer-Tier2-TopSCGMFm1985CZ04rWtd
RB-Appl-EffCW-med-ElecDHW-GasCDryer-Tier2-Top | DEER2016 | D16v1 | 2015-05-14 08:10 | SCG | MFm | 1985 | CZ05 | rWtd | Each | 1 | 512 | None | 114 | 0.0157 | 6.52 | 114 | 0.0157 | 6.52 | 114 | 0.0157 | 6.52 | 114 | 0.0157 | 6.52 |  |  | 2 |  | RB-Appl-EffCW-med-ElecDHW-GasCDryer-Tier2-TopSCGMFm1985CZ05rWtd
RB-Appl-EffCW-med-ElecDHW-GasCDryer-Tier2-Top | DEER2016 | D16v1 | 2015-05-14 08:10 | SCG | MFm | 1985 | CZ06 | rWtd | Each | 1 | 578 | None | 112 | 0.0165 | 7.1 | 112 | 0.0165 | 7.1 | 112 | 0.0165 | 7.1 | 112 | 0.0165 | 7.1 |  |  | 2 |  | RB-Appl-EffCW-med-ElecDHW-GasCDryer-Tier2-TopSCGMFm1985CZ06rWtd
RB-Appl-EffCW-med-ElecDHW-GasCDryer-Tier2-Top | DEER2016 | D16v1 | 2015-05-14 08:10 | SCG | MFm | 1985 | CZ07 | rWtd | Each | 1 | 578 | None | 111 | 0.0144 | 7.28 | 111 | 0.0144 | 7.28 | 111 | 0.0144 | 7.28 | 111 | 0.0144 | 7.28 |  |  | 2 |  | RB-Appl-EffCW-med-ElecDHW-GasCDryer-Tier2-TopSCGMFm1985CZ07rWtd
RB-Appl-EffCW-med-ElecDHW-GasCDryer-Tier2-Top | DEER2016 | D16v1 | 2015-05-14 08:10 | SCG | MFm | 1985 | CZ08 | rWtd | Each | 1 | 578 | None | 111 | 0.0146 | 7.19 | 111 | 0.0146 | 7.19 | 111 | 0.0146 | 7.19 | 111 | 0.0146 | 7.19 |  |  | 2 |  | RB-Appl-EffCW-med-ElecDHW-GasCDryer-Tier2-TopSCGMFm1985CZ08rWtd
RB-Appl-EffCW-med-ElecDHW-GasCDryer-Tier2-Top | DEER2016 | D16v1 | 2015-05-14 08:10 | SCG | MFm | 1985 | CZ09 | rWtd | Each | 1 | 648 | None | 113 | 0.0162 | 7.09 | 113 | 0.0162 | 7.09 | 113 | 0.0162 | 7.09 | 113 | 0.0162 | 7.09 |  |  | 2 |  | RB-Appl-EffCW-med-ElecDHW-GasCDryer-Tier2-TopSCGMFm1985CZ09rWtd
RB-Appl-EffCW-med-ElecDHW-GasCDryer-Tier2-Top | DEER2016 | D16v1 | 2015-05-14 08:10 | SCG | MFm | 1985 | CZ10 | rWtd | Each | 1 | 648 | None | 113 | 0.0175 | 7.13 | 113 | 0.0175 | 7.13 | 113 | 0.0175 | 7.13 | 113 | 0.0175 | 7.13 |  |  | 2 |  | RB-Appl-EffCW-med-ElecDHW-GasCDryer-Tier2-TopSCGMFm1985CZ10rWtd
RB-Appl-EffCW-med-ElecDHW-GasCDryer-Tier2-Top | DEER2016 | D16v1 | 2015-05-14 08:10 | SCG | MFm | 1985 | CZ13 | rWtd | Each | 1 | 512 | None | 113 | 0.0177 | 6.88 | 113 | 0.0177 | 6.88 | 113 | 0.0177 | 6.88 | 113 | 0.0177 | 6.88 |  |  | 2 |  | RB-Appl-EffCW-med-ElecDHW-GasCDryer-Tier2-TopSCGMFm1985CZ13rWtd
RB-Appl-EffCW-med-ElecDHW-GasCDryer-Tier2-Top | DEER2016 | D16v1 | 2015-05-14 08:10 | SCG | MFm | 1985 | CZ14 | rWtd | Each | 1 | 630 | None | 118 | 0.0156 | 6.98 | 118 | 0.0156 | 6.98 | 118 | 0.0156 | 6.98 | 118 | 0.0156 | 6.98 |  |  | 2 |  | RB-Appl-EffCW-med-ElecDHW-GasCDryer-Tier2-TopSCGMFm1985CZ14rWtd
RB-Appl-EffCW-med-ElecDHW-GasCDryer-Tier2-Top | DEER2016 | D16v1 | 2015-05-14 08:10 | SCG | MFm | 1985 | CZ15 | rWtd | Each | 1 | 630 | None | 109 | 0.0143 | 7.4 | 109 | 0.0143 | 7.4 | 109 | 0.0143 | 7.4 | 109 | 0.0143 | 7.4 |  |  | 2 |  | RB-Appl-EffCW-med-ElecDHW-GasCDryer-Tier2-TopSCGMFm1985CZ15rWtd
RB-Appl-EffCW-med-ElecDHW-GasCDryer-Tier2-Top | DEER2016 | D16v1 | 2015-05-14 08:10 | SCG | MFm | 1985 | CZ16 | rWtd | Each | 1 | 512 | None | 125 | 0.0182 | 6.6 | 125 | 0.0182 | 6.6 | 125 | 0.0182 | 6.6 | 125 | 0.0182 | 6.6 |  |  | 2 |  | RB-Appl-EffCW-med-ElecDHW-GasCDryer-Tier2-TopSCGMFm1985CZ16rWtd
RB-Appl-EffCW-med-ElecDHW-GasCDryer-Tier2-Top | DEER2016 | D16v1 | 2015-05-14 08:10 | SCG | MFm | 1996 | CZ04 | rWtd | Each | 1 | 432 | None | 114 | 0.0185 | 7.02 | 114 | 0.0185 | 7.02 | 114 | 0.0185 | 7.02 | 114 | 0.0185 | 7.02 |  |  | 2 |  | RB-Appl-EffCW-med-ElecDHW-GasCDryer-Tier2-TopSCGMFm1996CZ04rWtd
RB-Appl-EffCW-med-ElecDHW-GasCDryer-Tier2-Top | DEER2016 | D16v1 | 2015-05-14 08:10 | SCG | MFm | 1996 | CZ05 | rWtd | Each | 1 | 432 | None | 114 | 0.0157 | 6.65 | 114 | 0.0157 | 6.65 | 114 | 0.0157 | 6.65 | 114 | 0.0157 | 6.65 |  |  | 2 |  | RB-Appl-EffCW-med-ElecDHW-GasCDryer-Tier2-TopSCGMFm1996CZ05rWtd
RB-Appl-EffCW-med-ElecDHW-GasCDryer-Tier2-Top | DEER2016 | D16v1 | 2015-05-14 08:10 | SCG | MFm | 1996 | CZ06 | rWtd | Each | 1 | 518 | None | 112 | 0.0161 | 7.13 | 112 | 0.0161 | 7.13 | 112 | 0.0161 | 7.13 | 112 | 0.0161 | 7.13 |  |  | 2 |  | RB-Appl-EffCW-med-ElecDHW-GasCDryer-Tier2-TopSCGMFm1996CZ06rWtd
RB-Appl-EffCW-med-ElecDHW-GasCDryer-Tier2-Top | DEER2016 | D16v1 | 2015-05-14 08:10 | SCG | MFm | 1996 | CZ07 | rWtd | Each | 1 | 518 | None | 112 | 0.0187 | 7.33 | 112 | 0.0187 | 7.33 | 112 | 0.0187 | 7.33 | 112 | 0.0187 | 7.33 |  |  | 2 |  | RB-Appl-EffCW-med-ElecDHW-GasCDryer-Tier2-TopSCGMFm1996CZ07rWtd
RB-Appl-EffCW-med-ElecDHW-GasCDryer-Tier2-Top | DEER2016 | D16v1 | 2015-05-14 08:10 | SCG | MFm | 1996 | CZ08 | rWtd | Each | 1 | 518 | None | 112 | 0.0168 | 7.21 | 112 | 0.0168 | 7.21 | 112 | 0.0168 | 7.21 | 112 | 0.0168 | 7.21 |  |  | 2 |  | RB-Appl-EffCW-med-ElecDHW-GasCDryer-Tier2-TopSCGMFm1996CZ08rWtd
RB-Appl-EffCW-med-ElecDHW-GasCDryer-Tier2-Top | DEER2016 | D16v1 | 2015-05-14 08:10 | SCG | MFm | 1996 | CZ09 | rWtd | Each | 1 | 487 | None | 115 | 0.0161 | 7.09 | 115 | 0.0161 | 7.09 | 115 | 0.0161 | 7.09 | 115 | 0.0161 | 7.09 |  |  | 2 |  | RB-Appl-EffCW-med-ElecDHW-GasCDryer-Tier2-TopSCGMFm1996CZ09rWtd
RB-Appl-EffCW-med-ElecDHW-GasCDryer-Tier2-Top | DEER2016 | D16v1 | 2015-05-14 08:10 | SCG | MFm | 1996 | CZ10 | rWtd | Each | 1 | 487 | None | 112 | 0.0206 | 7.05 | 112 | 0.0206 | 7.05 | 112 | 0.0206 | 7.05 | 112 | 0.0206 | 7.05 |  |  | 2 |  | RB-Appl-EffCW-med-ElecDHW-GasCDryer-Tier2-TopSCGMFm1996CZ10rWtd
RB-Appl-EffCW-med-ElecDHW-GasCDryer-Tier2-Top | DEER2016 | D16v1 | 2015-05-14 08:10 | SCG | MFm | 1996 | CZ13 | rWtd | Each | 1 | 456 | None | 115 | 0.0169 | 6.9 | 115 | 0.0169 | 6.9 | 115 | 0.0169 | 6.9 | 115 | 0.0169 | 6.9 |  |  | 2 |  | RB-Appl-EffCW-med-ElecDHW-GasCDryer-Tier2-TopSCGMFm1996CZ13rWtd
RB-Appl-EffCW-med-ElecDHW-GasCDryer-Tier2-Top | DEER2016 | D16v1 | 2015-05-14 08:10 | SCG | MFm | 1996 | CZ14 | rWtd | Each | 1 | 480 | None | 119 | 0.0155 | 7.07 | 119 | 0.0155 | 7.07 | 119 | 0.0155 | 7.07 | 119 | 0.0155 | 7.07 |  |  | 2 |  | RB-Appl-EffCW-med-ElecDHW-GasCDryer-Tier2-TopSCGMFm1996CZ14rWtd
RB-Appl-EffCW-med-ElecDHW-GasCDryer-Tier2-Top | DEER2016 | D16v1 | 2015-05-14 08:10 | SCG | MFm | 1996 | CZ15 | rWtd | Each | 1 | 480 | None | 108 | 0.0149 | 7.44 | 108 | 0.0149 | 7.44 | 108 | 0.0149 | 7.44 | 108 | 0.0149 | 7.44 |  |  | 2 |  | RB-Appl-EffCW-med-ElecDHW-GasCDryer-Tier2-TopSCGMFm1996CZ15rWtd
RB-Appl-EffCW-med-ElecDHW-GasCDryer-Tier2-Top | DEER2016 | D16v1 | 2015-05-14 08:10 | SCG | MFm | 1996 | CZ16 | rWtd | Each | 1 | 432 | None | 125 | 0.017 | 6.59 | 125 | 0.017 | 6.59 | 125 | 0.017 | 6.59 | 125 | 0.017 | 6.59 |  |  | 2 |  | RB-Appl-EffCW-med-ElecDHW-GasCDryer-Tier2-TopSCGMFm1996CZ16rWtd
RB-Appl-EffCW-med-ElecDHW-GasCDryer-Tier2-Top | DEER2016 | D16v1 | 2015-05-14 08:10 | SCG | MFm | 2003 | CZ04 | rWtd | Each | 1 | 441 | None | 115 | 0.0184 | 6.92 | 115 | 0.0184 | 6.92 | 115 | 0.0184 | 6.92 | 115 | 0.0184 | 6.92 |  |  | 2 |  | RB-Appl-EffCW-med-ElecDHW-GasCDryer-Tier2-TopSCGMFm2003CZ04rWtd
RB-Appl-EffCW-med-ElecDHW-GasCDryer-Tier2-Top | DEER2016 | D16v1 | 2015-05-14 08:10 | SCG | MFm | 2003 | CZ05 | rWtd | Each | 1 | 441 | None | 114 | 0.0158 | 6.59 | 114 | 0.0158 | 6.59 | 114 | 0.0158 | 6.59 | 114 | 0.0158 | 6.59 |  |  | 2 |  | RB-Appl-EffCW-med-ElecDHW-GasCDryer-Tier2-TopSCGMFm2003CZ05rWtd
RB-Appl-EffCW-med-ElecDHW-GasCDryer-Tier2-Top | DEER2016 | D16v1 | 2015-05-14 08:10 | SCG | MFm | 2003 | CZ06 | rWtd | Each | 1 | 538 | None | 112 | 0.0174 | 7.13 | 112 | 0.0174 | 7.13 | 112 | 0.0174 | 7.13 | 112 | 0.0174 | 7.13 |  |  | 2 |  | RB-Appl-EffCW-med-ElecDHW-GasCDryer-Tier2-TopSCGMFm2003CZ06rWtd
RB-Appl-EffCW-med-ElecDHW-GasCDryer-Tier2-Top | DEER2016 | D16v1 | 2015-05-14 08:10 | SCG | MFm | 2003 | CZ07 | rWtd | Each | 1 | 538 | None | 111 | 0.0158 | 7.28 | 111 | 0.0158 | 7.28 | 111 | 0.0158 | 7.28 | 111 | 0.0158 | 7.28 |  |  | 2 |  | RB-Appl-EffCW-med-ElecDHW-GasCDryer-Tier2-TopSCGMFm2003CZ07rWtd
RB-Appl-EffCW-med-ElecDHW-GasCDryer-Tier2-Top | DEER2016 | D16v1 | 2015-05-14 08:10 | SCG | MFm | 2003 | CZ08 | rWtd | Each | 1 | 538 | None | 111 | 0.0155 | 7.18 | 111 | 0.0155 | 7.18 | 111 | 0.0155 | 7.18 | 111 | 0.0155 | 7.18 |  |  | 2 |  | RB-Appl-EffCW-med-ElecDHW-GasCDryer-Tier2-TopSCGMFm2003CZ08rWtd
RB-Appl-EffCW-med-ElecDHW-GasCDryer-Tier2-Top | DEER2016 | D16v1 | 2015-05-14 08:10 | SCG | MFm | 2003 | CZ09 | rWtd | Each | 1 | 499 | None | 112 | 0.0165 | 7.05 | 112 | 0.0165 | 7.05 | 112 | 0.0165 | 7.05 | 112 | 0.0165 | 7.05 |  |  | 2 |  | RB-Appl-EffCW-med-ElecDHW-GasCDryer-Tier2-TopSCGMFm2003CZ09rWtd
RB-Appl-EffCW-med-ElecDHW-GasCDryer-Tier2-Top | DEER2016 | D16v1 | 2015-05-14 08:10 | SCG | MFm | 2003 | CZ10 | rWtd | Each | 1 | 474 | None | 113 | 0.0176 | 7.19 | 113 | 0.0176 | 7.19 | 113 | 0.0176 | 7.19 | 113 | 0.0176 | 7.19 |  |  | 2 |  | RB-Appl-EffCW-med-ElecDHW-GasCDryer-Tier2-TopSCGMFm2003CZ10rWtd
RB-Appl-EffCW-med-ElecDHW-GasCDryer-Tier2-Top | DEER2016 | D16v1 | 2015-05-14 08:10 | SCG | MFm | 2003 | CZ13 | rWtd | Each | 1 | 474 | None | 115 | 0.0164 | 7.04 | 115 | 0.0164 | 7.04 | 115 | 0.0164 | 7.04 | 115 | 0.0164 | 7.04 |  |  | 2 |  | RB-Appl-EffCW-med-ElecDHW-GasCDryer-Tier2-TopSCGMFm2003CZ13rWtd
RB-Appl-EffCW-med-ElecDHW-GasCDryer-Tier2-Top | DEER2016 | D16v1 | 2015-05-14 08:10 | SCG | MFm | 2003 | CZ14 | rWtd | Each | 1 | 487 | None | 119 | 0.0154 | 7.03 | 119 | 0.0154 | 7.03 | 119 | 0.0154 | 7.03 | 119 | 0.0154 | 7.03 |  |  | 2 |  | RB-Appl-EffCW-med-ElecDHW-GasCDryer-Tier2-TopSCGMFm2003CZ14rWtd
RB-Appl-EffCW-med-ElecDHW-GasCDryer-Tier2-Top | DEER2016 | D16v1 | 2015-05-14 08:10 | SCG | MFm | 2003 | CZ15 | rWtd | Each | 1 | 487 | None | 108 | 0.015 | 7.42 | 108 | 0.015 | 7.42 | 108 | 0.015 | 7.42 | 108 | 0.015 | 7.42 |  |  | 2 |  | RB-Appl-EffCW-med-ElecDHW-GasCDryer-Tier2-TopSCGMFm2003CZ15rWtd
RB-Appl-EffCW-med-ElecDHW-GasCDryer-Tier2-Top | DEER2016 | D16v1 | 2015-05-14 08:10 | SCG | MFm | 2003 | CZ16 | rWtd | Each | 1 | 441 | None | 126 | 0.0187 | 6.69 | 126 | 0.0187 | 6.69 | 126 | 0.0187 | 6.69 | 126 | 0.0187 | 6.69 |  |  | 2 |  | RB-Appl-EffCW-med-ElecDHW-GasCDryer-Tier2-TopSCGMFm2003CZ16rWtd
RB-Appl-EffCW-med-ElecDHW-GasCDryer-Tier2-Top | DEER2016 | D16v1 | 2015-05-14 08:10 | SCG | MFm | 2007 | CZ04 | rWtd | Each | 1 | 441 | None | 116 | 0.0176 | 6.93 | 116 | 0.0176 | 6.93 | 116 | 0.0176 | 6.93 | 116 | 0.0176 | 6.93 |  |  | 2 |  | RB-Appl-EffCW-med-ElecDHW-GasCDryer-Tier2-TopSCGMFm2007CZ04rWtd
RB-Appl-EffCW-med-ElecDHW-GasCDryer-Tier2-Top | DEER2016 | D16v1 | 2015-05-14 08:10 | SCG | MFm | 2007 | CZ05 | rWtd | Each | 1 | 441 | None | 115 | 0.0158 | 6.76 | 115 | 0.0158 | 6.76 | 115 | 0.0158 | 6.76 | 115 | 0.0158 | 6.76 |  |  | 2 |  | RB-Appl-EffCW-med-ElecDHW-GasCDryer-Tier2-TopSCGMFm2007CZ05rWtd
RB-Appl-EffCW-med-ElecDHW-GasCDryer-Tier2-Top | DEER2016 | D16v1 | 2015-05-14 08:10 | SCG | MFm | 2007 | CZ06 | rWtd | Each | 1 | 538 | None | 112 | 0.0182 | 7.11 | 112 | 0.0182 | 7.11 | 112 | 0.0182 | 7.11 | 112 | 0.0182 | 7.11 |  |  | 2 |  | RB-Appl-EffCW-med-ElecDHW-GasCDryer-Tier2-TopSCGMFm2007CZ06rWtd
RB-Appl-EffCW-med-ElecDHW-GasCDryer-Tier2-Top | DEER2016 | D16v1 | 2015-05-14 08:10 | SCG | MFm | 2007 | CZ07 | rWtd | Each | 1 | 538 | None | 112 | 0.0173 | 7.41 | 112 | 0.0173 | 7.41 | 112 | 0.0173 | 7.41 | 112 | 0.0173 | 7.41 |  |  | 2 |  | RB-Appl-EffCW-med-ElecDHW-GasCDryer-Tier2-TopSCGMFm2007CZ07rWtd
RB-Appl-EffCW-med-ElecDHW-GasCDryer-Tier2-Top | DEER2016 | D16v1 | 2015-05-14 08:10 | SCG | MFm | 2007 | CZ08 | rWtd | Each | 1 | 538 | None | 111 | 0.0156 | 7.17 | 111 | 0.0156 | 7.17 | 111 | 0.0156 | 7.17 | 111 | 0.0156 | 7.17 |  |  | 2 |  | RB-Appl-EffCW-med-ElecDHW-GasCDryer-Tier2-TopSCGMFm2007CZ08rWtd
RB-Appl-EffCW-med-ElecDHW-GasCDryer-Tier2-Top | DEER2016 | D16v1 | 2015-05-14 08:10 | SCG | MFm | 2007 | CZ09 | rWtd | Each | 1 | 499 | None | 112 | 0.0161 | 7.1 | 112 | 0.0161 | 7.1 | 112 | 0.0161 | 7.1 | 112 | 0.0161 | 7.1 |  |  | 2 |  | RB-Appl-EffCW-med-ElecDHW-GasCDryer-Tier2-TopSCGMFm2007CZ09rWtd
RB-Appl-EffCW-med-ElecDHW-GasCDryer-Tier2-Top | DEER2016 | D16v1 | 2015-05-14 08:10 | SCG | MFm | 2007 | CZ10 | rWtd | Each | 1 | 474 | None | 113 | 0.0162 | 7.22 | 113 | 0.0162 | 7.22 | 113 | 0.0162 | 7.22 | 113 | 0.0162 | 7.22 |  |  | 2 |  | RB-Appl-EffCW-med-ElecDHW-GasCDryer-Tier2-TopSCGMFm2007CZ10rWtd
RB-Appl-EffCW-med-ElecDHW-GasCDryer-Tier2-Top | DEER2016 | D16v1 | 2015-05-14 08:10 | SCG | MFm | 2007 | CZ13 | rWtd | Each | 1 | 474 | None | 114 | 0.0154 | 6.98 | 114 | 0.0154 | 6.98 | 114 | 0.0154 | 6.98 | 114 | 0.0154 | 6.98 |  |  | 2 |  | RB-Appl-EffCW-med-ElecDHW-GasCDryer-Tier2-TopSCGMFm2007CZ13rWtd
RB-Appl-EffCW-med-ElecDHW-GasCDryer-Tier2-Top | DEER2016 | D16v1 | 2015-05-14 08:10 | SCG | MFm | 2007 | CZ14 | rWtd | Each | 1 | 487 | None | 117 | 0.0153 | 7.04 | 117 | 0.0153 | 7.04 | 117 | 0.0153 | 7.04 | 117 | 0.0153 | 7.04 |  |  | 2 |  | RB-Appl-EffCW-med-ElecDHW-GasCDryer-Tier2-TopSCGMFm2007CZ14rWtd
RB-Appl-EffCW-med-ElecDHW-GasCDryer-Tier2-Top | DEER2016 | D16v1 | 2015-05-14 08:10 | SCG | MFm | 2007 | CZ15 | rWtd | Each | 1 | 487 | None | 107 | 0.0143 | 7.49 | 107 | 0.0143 | 7.49 | 107 | 0.0143 | 7.49 | 107 | 0.0143 | 7.49 |  |  | 2 |  | RB-Appl-EffCW-med-ElecDHW-GasCDryer-Tier2-TopSCGMFm2007CZ15rWtd
RB-Appl-EffCW-med-ElecDHW-GasCDryer-Tier2-Top | DEER2016 | D16v1 | 2015-05-14 08:10 | SCG | MFm | 2007 | CZ16 | rWtd | Each | 1 | 441 | None | 127 | 0.0181 | 6.8 | 127 | 0.0181 | 6.8 | 127 | 0.0181 | 6.8 | 127 | 0.0181 | 6.8 |  |  | 2 |  | RB-Appl-EffCW-med-ElecDHW-GasCDryer-Tier2-TopSCGMFm2007CZ16rWtd
RB-Appl-EffCW-med-ElecDHW-GasCDryer-Tier2-Top | DEER2016 | D16v1 | 2015-05-14 08:10 | SCG | MFm | 2011 | CZ04 | rWtd | Each | 1 | 441 | None | 116 | 0.0175 | 7.08 | 116 | 0.0175 | 7.08 | 116 | 0.0175 | 7.08 | 116 | 0.0175 | 7.08 |  |  | 2 |  | RB-Appl-EffCW-med-ElecDHW-GasCDryer-Tier2-TopSCGMFm2011CZ04rWtd
RB-Appl-EffCW-med-ElecDHW-GasCDryer-Tier2-Top | DEER2016 | D16v1 | 2015-05-14 08:10 | SCG | MFm | 2011 | CZ05 | rWtd | Each | 1 | 441 | None | 115 | 0.0158 | 6.79 | 115 | 0.0158 | 6.79 | 115 | 0.0158 | 6.79 | 115 | 0.0158 | 6.79 |  |  | 2 |  | RB-Appl-EffCW-med-ElecDHW-GasCDryer-Tier2-TopSCGMFm2011CZ05rWtd
RB-Appl-EffCW-med-ElecDHW-GasCDryer-Tier2-Top | DEER2016 | D16v1 | 2015-05-14 08:10 | SCG | MFm | 2011 | CZ06 | rWtd | Each | 1 | 538 | None | 112 | 0.0179 | 7.15 | 112 | 0.0179 | 7.15 | 112 | 0.0179 | 7.15 | 112 | 0.0179 | 7.15 |  |  | 2 |  | RB-Appl-EffCW-med-ElecDHW-GasCDryer-Tier2-TopSCGMFm2011CZ06rWtd
RB-Appl-EffCW-med-ElecDHW-GasCDryer-Tier2-Top | DEER2016 | D16v1 | 2015-05-14 08:10 | SCG | MFm | 2011 | CZ07 | rWtd | Each | 1 | 538 | None | 113 | 0.0179 | 7.55 | 113 | 0.0179 | 7.55 | 113 | 0.0179 | 7.55 | 113 | 0.0179 | 7.55 |  |  | 2 |  | RB-Appl-EffCW-med-ElecDHW-GasCDryer-Tier2-TopSCGMFm2011CZ07rWtd
RB-Appl-EffCW-med-ElecDHW-GasCDryer-Tier2-Top | DEER2016 | D16v1 | 2015-05-14 08:10 | SCG | MFm | 2011 | CZ08 | rWtd | Each | 1 | 538 | None | 112 | 0.0155 | 7.29 | 112 | 0.0155 | 7.29 | 112 | 0.0155 | 7.29 | 112 | 0.0155 | 7.29 |  |  | 2 |  | RB-Appl-EffCW-med-ElecDHW-GasCDryer-Tier2-TopSCGMFm2011CZ08rWtd
RB-Appl-EffCW-med-ElecDHW-GasCDryer-Tier2-Top | DEER2016 | D16v1 | 2015-05-14 08:10 | SCG | MFm | 2011 | CZ09 | rWtd | Each | 1 | 499 | None | 113 | 0.0161 | 7.24 | 113 | 0.0161 | 7.24 | 113 | 0.0161 | 7.24 | 113 | 0.0161 | 7.24 |  |  | 2 |  | RB-Appl-EffCW-med-ElecDHW-GasCDryer-Tier2-TopSCGMFm2011CZ09rWtd
RB-Appl-EffCW-med-ElecDHW-GasCDryer-Tier2-Top | DEER2016 | D16v1 | 2015-05-14 08:10 | SCG | MFm | 2011 | CZ10 | rWtd | Each | 1 | 474 | None | 114 | 0.0164 | 7.3 | 114 | 0.0164 | 7.3 | 114 | 0.0164 | 7.3 | 114 | 0.0164 | 7.3 |  |  | 2 |  | RB-Appl-EffCW-med-ElecDHW-GasCDryer-Tier2-TopSCGMFm2011CZ10rWtd
RB-Appl-EffCW-med-ElecDHW-GasCDryer-Tier2-Top | DEER2016 | D16v1 | 2015-05-14 08:10 | SCG | MFm | 2011 | CZ13 | rWtd | Each | 1 | 474 | None | 115 | 0.0155 | 7.05 | 115 | 0.0155 | 7.05 | 115 | 0.0155 | 7.05 | 115 | 0.0155 | 7.05 |  |  | 2 |  | RB-Appl-EffCW-med-ElecDHW-GasCDryer-Tier2-TopSCGMFm2011CZ13rWtd
RB-Appl-EffCW-med-ElecDHW-GasCDryer-Tier2-Top | DEER2016 | D16v1 | 2015-05-14 08:10 | SCG | MFm | 2011 | CZ14 | rWtd | Each | 1 | 487 | None | 118 | 0.0153 | 7.12 | 118 | 0.0153 | 7.12 | 118 | 0.0153 | 7.12 | 118 | 0.0153 | 7.12 |  |  | 2 |  | RB-Appl-EffCW-med-ElecDHW-GasCDryer-Tier2-TopSCGMFm2011CZ14rWtd
RB-Appl-EffCW-med-ElecDHW-GasCDryer-Tier2-Top | DEER2016 | D16v1 | 2015-05-14 08:10 | SCG | MFm | 2011 | CZ15 | rWtd | Each | 1 | 487 | None | 107 | 0.0145 | 7.54 | 107 | 0.0145 | 7.54 | 107 | 0.0145 | 7.54 | 107 | 0.0145 | 7.54 |  |  | 2 |  | RB-Appl-EffCW-med-ElecDHW-GasCDryer-Tier2-TopSCGMFm2011CZ15rWtd
RB-Appl-EffCW-med-ElecDHW-GasCDryer-Tier2-Top | DEER2016 | D16v1 | 2015-05-14 08:10 | SCG | MFm | 2011 | CZ16 | rWtd | Each | 1 | 441 | None | 127 | 0.0176 | 6.86 | 127 | 0.0176 | 6.86 | 127 | 0.0176 | 6.86 | 127 | 0.0176 | 6.86 |  |  | 2 |  | RB-Appl-EffCW-med-ElecDHW-GasCDryer-Tier2-TopSCGMFm2011CZ16rWtd
RB-Appl-EffCW-med-ElecDHW-GasCDryer-Tier2-Top | DEER2016 | D16v1 | 2015-05-14 08:10 | SCG | MFm | 2014 | CZ04 | rWtd | Each | 1 | 441 | None | 117 | 0.0182 | 7.16 | 117 | 0.0182 | 7.16 | 117 | 0.0182 | 7.16 | 117 | 0.0182 | 7.16 |  |  | 2 |  | RB-Appl-EffCW-med-ElecDHW-GasCDryer-Tier2-TopSCGMFm2014CZ04rWtd
RB-Appl-EffCW-med-ElecDHW-GasCDryer-Tier2-Top | DEER2016 | D16v1 | 2015-05-14 08:10 | SCG | MFm | 2014 | CZ05 | rWtd | Each | 1 | 441 | None | 116 | 0.0158 | 7.22 | 116 | 0.0158 | 7.22 | 116 | 0.0158 | 7.22 | 116 | 0.0158 | 7.22 |  |  | 2 |  | RB-Appl-EffCW-med-ElecDHW-GasCDryer-Tier2-TopSCGMFm2014CZ05rWtd
RB-Appl-EffCW-med-ElecDHW-GasCDryer-Tier2-Top | DEER2016 | D16v1 | 2015-05-14 08:10 | SCG | MFm | 2014 | CZ06 | rWtd | Each | 1 | 538 | None | 112 | 0.0166 | 7.23 | 112 | 0.0166 | 7.23 | 112 | 0.0166 | 7.23 | 112 | 0.0166 | 7.23 |  |  | 2 |  | RB-Appl-EffCW-med-ElecDHW-GasCDryer-Tier2-TopSCGMFm2014CZ06rWtd
RB-Appl-EffCW-med-ElecDHW-GasCDryer-Tier2-Top | DEER2016 | D16v1 | 2015-05-14 08:10 | SCG | MFm | 2014 | CZ07 | rWtd | Each | 1 | 538 | None | 113 | 0.016 | 7.6 | 113 | 0.016 | 7.6 | 113 | 0.016 | 7.6 | 113 | 0.016 | 7.6 |  |  | 2 |  | RB-Appl-EffCW-med-ElecDHW-GasCDryer-Tier2-TopSCGMFm2014CZ07rWtd
RB-Appl-EffCW-med-ElecDHW-GasCDryer-Tier2-Top | DEER2016 | D16v1 | 2015-05-14 08:10 | SCG | MFm | 2014 | CZ08 | rWtd | Each | 1 | 538 | None | 112 | 0.0156 | 7.38 | 112 | 0.0156 | 7.38 | 112 | 0.0156 | 7.38 | 112 | 0.0156 | 7.38 |  |  | 2 |  | RB-Appl-EffCW-med-ElecDHW-GasCDryer-Tier2-TopSCGMFm2014CZ08rWtd
RB-Appl-EffCW-med-ElecDHW-GasCDryer-Tier2-Top | DEER2016 | D16v1 | 2015-05-14 08:10 | SCG | MFm | 2014 | CZ09 | rWtd | Each | 1 | 499 | None | 113 | 0.0162 | 7.3 | 113 | 0.0162 | 7.3 | 113 | 0.0162 | 7.3 | 113 | 0.0162 | 7.3 |  |  | 2 |  | RB-Appl-EffCW-med-ElecDHW-GasCDryer-Tier2-TopSCGMFm2014CZ09rWtd
RB-Appl-EffCW-med-ElecDHW-GasCDryer-Tier2-Top | DEER2016 | D16v1 | 2015-05-14 08:10 | SCG | MFm | 2014 | CZ10 | rWtd | Each | 1 | 474 | None | 114 | 0.0167 | 7.36 | 114 | 0.0167 | 7.36 | 114 | 0.0167 | 7.36 | 114 | 0.0167 | 7.36 |  |  | 2 |  | RB-Appl-EffCW-med-ElecDHW-GasCDryer-Tier2-TopSCGMFm2014CZ10rWtd
RB-Appl-EffCW-med-ElecDHW-GasCDryer-Tier2-Top | DEER2016 | D16v1 | 2015-05-14 08:10 | SCG | MFm | 2014 | CZ13 | rWtd | Each | 1 | 474 | None | 115 | 0.0157 | 7.08 | 115 | 0.0157 | 7.08 | 115 | 0.0157 | 7.08 | 115 | 0.0157 | 7.08 |  |  | 2 |  | RB-Appl-EffCW-med-ElecDHW-GasCDryer-Tier2-TopSCGMFm2014CZ13rWtd
RB-Appl-EffCW-med-ElecDHW-GasCDryer-Tier2-Top | DEER2016 | D16v1 | 2015-05-14 08:10 | SCG | MFm | 2014 | CZ14 | rWtd | Each | 1 | 487 | None | 118 | 0.0158 | 7.11 | 118 | 0.0158 | 7.11 | 118 | 0.0158 | 7.11 | 118 | 0.0158 | 7.11 |  |  | 2 |  | RB-Appl-EffCW-med-ElecDHW-GasCDryer-Tier2-TopSCGMFm2014CZ14rWtd
RB-Appl-EffCW-med-ElecDHW-GasCDryer-Tier2-Top | DEER2016 | D16v1 | 2015-05-14 08:10 | SCG | MFm | 2014 | CZ15 | rWtd | Each | 1 | 487 | None | 107 | 0.0143 | 7.55 | 107 | 0.0143 | 7.55 | 107 | 0.0143 | 7.55 | 107 | 0.0143 | 7.55 |  |  | 2 |  | RB-Appl-EffCW-med-ElecDHW-GasCDryer-Tier2-TopSCGMFm2014CZ15rWtd
RB-Appl-EffCW-med-ElecDHW-GasCDryer-Tier2-Top | DEER2016 | D16v1 | 2015-05-14 08:10 | SCG | MFm | 2014 | CZ16 | rWtd | Each | 1 | 441 | None | 126 | 0.0182 | 6.77 | 126 | 0.0182 | 6.77 | 126 | 0.0182 | 6.77 | 126 | 0.0182 | 6.77 |  |  | 2 |  | RB-Appl-EffCW-med-ElecDHW-GasCDryer-Tier2-TopSCGMFm2014CZ16rWtd
RB-Appl-EffCW-med-ElecDHW-GasCDryer-Tier2-Top | DEER2016 | D16v1 | 2015-05-14 08:10 | SCG | MFm | Ex | CZ04 | rWtd | Each | 1 | 508 | None | 114 | 0.0166 | 6.89 | 114 | 0.0166 | 6.89 | 114 | 0.0166 | 6.89 | 114 | 0.0166 | 6.89 |  |  | 2 |  | RB-Appl-EffCW-med-ElecDHW-GasCDryer-Tier2-TopSCGMFmExCZ04rWtd
RB-Appl-EffCW-med-ElecDHW-GasCDryer-Tier2-Top | DEER2016 | D16v1 | 2015-05-14 08:10 | SCG | MFm | Ex | CZ05 | rWtd | Each | 1 | 464 | None | 114 | 0.0157 | 6.5 | 114 | 0.0157 | 6.5 | 114 | 0.0157 | 6.5 | 114 | 0.0157 | 6.5 |  |  | 2 |  | RB-Appl-EffCW-med-ElecDHW-GasCDryer-Tier2-TopSCGMFmExCZ05rWtd
RB-Appl-EffCW-med-ElecDHW-GasCDryer-Tier2-Top | DEER2016 | D16v1 | 2015-05-14 08:10 | SCG | MFm | Ex | CZ06 | rWtd | Each | 1 | 511 | None | 112 | 0.016 | 7.11 | 112 | 0.016 | 7.11 | 112 | 0.016 | 7.11 | 112 | 0.016 | 7.11 |  |  | 2 |  | RB-Appl-EffCW-med-ElecDHW-GasCDryer-Tier2-TopSCGMFmExCZ06rWtd
RB-Appl-EffCW-med-ElecDHW-GasCDryer-Tier2-Top | DEER2016 | D16v1 | 2015-05-14 08:10 | SCG | MFm | Ex | CZ07 | rWtd | Each | 1 | 520 | None | 111 | 0.0152 | 7.28 | 111 | 0.0152 | 7.28 | 111 | 0.0152 | 7.28 | 111 | 0.0152 | 7.28 |  |  | 2 |  | RB-Appl-EffCW-med-ElecDHW-GasCDryer-Tier2-TopSCGMFmExCZ07rWtd
RB-Appl-EffCW-med-ElecDHW-GasCDryer-Tier2-Top | DEER2016 | D16v1 | 2015-05-14 08:10 | SCG | MFm | Ex | CZ08 | rWtd | Each | 1 | 506 | None | 111 | 0.0155 | 7.1 | 111 | 0.0155 | 7.1 | 111 | 0.0155 | 7.1 | 111 | 0.0155 | 7.1 |  |  | 2 |  | RB-Appl-EffCW-med-ElecDHW-GasCDryer-Tier2-TopSCGMFmExCZ08rWtd
RB-Appl-EffCW-med-ElecDHW-GasCDryer-Tier2-Top | DEER2016 | D16v1 | 2015-05-14 08:10 | SCG | MFm | Ex | CZ09 | rWtd | Each | 1 | 561 | None | 112 | 0.0162 | 7.03 | 112 | 0.0162 | 7.03 | 112 | 0.0162 | 7.03 | 112 | 0.0162 | 7.03 |  |  | 2 |  | RB-Appl-EffCW-med-ElecDHW-GasCDryer-Tier2-TopSCGMFmExCZ09rWtd
RB-Appl-EffCW-med-ElecDHW-GasCDryer-Tier2-Top | DEER2016 | D16v1 | 2015-05-14 08:10 | SCG | MFm | Ex | CZ10 | rWtd | Each | 1 | 587 | None | 113 | 0.0175 | 7.1 | 113 | 0.0175 | 7.1 | 113 | 0.0175 | 7.1 | 113 | 0.0175 | 7.1 |  |  | 2 |  | RB-Appl-EffCW-med-ElecDHW-GasCDryer-Tier2-TopSCGMFmExCZ10rWtd
RB-Appl-EffCW-med-ElecDHW-GasCDryer-Tier2-Top | DEER2016 | D16v1 | 2015-05-14 08:10 | SCG | MFm | Ex | CZ13 | rWtd | Each | 1 | 488 | None | 114 | 0.0171 | 6.87 | 114 | 0.0171 | 6.87 | 114 | 0.0171 | 6.87 | 114 | 0.0171 | 6.87 |  |  | 2 |  | RB-Appl-EffCW-med-ElecDHW-GasCDryer-Tier2-TopSCGMFmExCZ13rWtd
RB-Appl-EffCW-med-ElecDHW-GasCDryer-Tier2-Top | DEER2016 | D16v1 | 2015-05-14 08:10 | SCG | MFm | Ex | CZ14 | rWtd | Each | 1 | 623 | None | 118 | 0.0158 | 6.95 | 118 | 0.0158 | 6.95 | 118 | 0.0158 | 6.95 | 118 | 0.0158 | 6.95 |  |  | 2 |  | RB-Appl-EffCW-med-ElecDHW-GasCDryer-Tier2-TopSCGMFmExCZ14rWtd
RB-Appl-EffCW-med-ElecDHW-GasCDryer-Tier2-Top | DEER2016 | D16v1 | 2015-05-14 08:10 | SCG | MFm | Ex | CZ15 | rWtd | Each | 1 | 631 | None | 109 | 0.0143 | 7.39 | 109 | 0.0143 | 7.39 | 109 | 0.0143 | 7.39 | 109 | 0.0143 | 7.39 |  |  | 2 |  | RB-Appl-EffCW-med-ElecDHW-GasCDryer-Tier2-TopSCGMFmExCZ15rWtd
RB-Appl-EffCW-med-ElecDHW-GasCDryer-Tier2-Top | DEER2016 | D16v1 | 2015-05-14 08:10 | SCG | MFm | Ex | CZ16 | rWtd | Each | 1 | 502 | None | 124 | 0.0183 | 6.59 | 124 | 0.0183 | 6.59 | 124 | 0.0183 | 6.59 | 124 | 0.0183 | 6.59 |  |  | 2 |  | RB-Appl-EffCW-med-ElecDHW-GasCDryer-Tier2-TopSCGMFmExCZ16rWtd
RB-Appl-EffCW-med-ElecDHW-GasCDryer-Tier2-Top | DEER2016 | D16v1 | 2015-05-14 08:10 | SCG | MFm | Ex | IOU | rWtd | Each | 1 | 540 | None | 112 | 0.016 | 7.06 | 112 | 0.016 | 7.06 | 112 | 0.016 | 7.06 | 112 | 0.016 | 7.06 |  |  | 2 |  | RB-Appl-EffCW-med-ElecDHW-GasCDryer-Tier2-TopSCGMFmExIOUrWtd
RB-Appl-EffCW-med-ElecDHW-GasCDryer-Tier2-Top | DEER2016 | D16v1 | 2015-05-14 08:10 | SCG | SFm | 1975 | CZ04 | rWtd | Each | 1 | 796 | None | 140 | 0.0251 | 8.29 | 140 | 0.0251 | 8.29 | 140 | 0.0251 | 8.29 | 140 | 0.0251 | 8.29 |  |  | 2 |  | RB-Appl-EffCW-med-ElecDHW-GasCDryer-Tier2-TopSCGSFm1975CZ04rWtd
RB-Appl-EffCW-med-ElecDHW-GasCDryer-Tier2-Top | DEER2016 | D16v1 | 2015-05-14 08:10 | SCG | SFm | 1975 | CZ05 | rWtd | Each | 1 | 796 | None | 143 | 0.0199 | 7.68 | 143 | 0.0199 | 7.68 | 143 | 0.0199 | 7.68 | 143 | 0.0199 | 7.68 |  |  | 2 |  | RB-Appl-EffCW-med-ElecDHW-GasCDryer-Tier2-TopSCGSFm1975CZ05rWtd
RB-Appl-EffCW-med-ElecDHW-GasCDryer-Tier2-Top | DEER2016 | D16v1 | 2015-05-14 08:10 | SCG | SFm | 1975 | CZ06 | rWtd | Each | 1 | 764 | None | 138 | 0.0201 | 8.85 | 138 | 0.0201 | 8.85 | 138 | 0.0201 | 8.85 | 138 | 0.0201 | 8.85 |  |  | 2 |  | RB-Appl-EffCW-med-ElecDHW-GasCDryer-Tier2-TopSCGSFm1975CZ06rWtd
RB-Appl-EffCW-med-ElecDHW-GasCDryer-Tier2-Top | DEER2016 | D16v1 | 2015-05-14 08:10 | SCG | SFm | 1975 | CZ07 | rWtd | Each | 1 | 764 | None | 137 | 0.0117 | 8.67 | 137 | 0.0117 | 8.67 | 137 | 0.0117 | 8.67 | 137 | 0.0117 | 8.67 |  |  | 2 |  | RB-Appl-EffCW-med-ElecDHW-GasCDryer-Tier2-TopSCGSFm1975CZ07rWtd
RB-Appl-EffCW-med-ElecDHW-GasCDryer-Tier2-Top | DEER2016 | D16v1 | 2015-05-14 08:10 | SCG | SFm | 1975 | CZ08 | rWtd | Each | 1 | 764 | None | 137 | 0.0196 | 8.63 | 137 | 0.0196 | 8.63 | 137 | 0.0196 | 8.63 | 137 | 0.0196 | 8.63 |  |  | 2 |  | RB-Appl-EffCW-med-ElecDHW-GasCDryer-Tier2-TopSCGSFm1975CZ08rWtd
RB-Appl-EffCW-med-ElecDHW-GasCDryer-Tier2-Top | DEER2016 | D16v1 | 2015-05-14 08:10 | SCG | SFm | 1975 | CZ09 | rWtd | Each | 1 | 818 | None | 142 | 0.0209 | 8.32 | 142 | 0.0209 | 8.32 | 142 | 0.0209 | 8.32 | 142 | 0.0209 | 8.32 |  |  | 2 |  | RB-Appl-EffCW-med-ElecDHW-GasCDryer-Tier2-TopSCGSFm1975CZ09rWtd
RB-Appl-EffCW-med-ElecDHW-GasCDryer-Tier2-Top | DEER2016 | D16v1 | 2015-05-14 08:10 | SCG | SFm | 1975 | CZ10 | rWtd | Each | 1 | 818 | None | 141 | 0.0232 | 8.32 | 141 | 0.0232 | 8.32 | 141 | 0.0232 | 8.32 | 141 | 0.0232 | 8.32 |  |  | 2 |  | RB-Appl-EffCW-med-ElecDHW-GasCDryer-Tier2-TopSCGSFm1975CZ10rWtd
RB-Appl-EffCW-med-ElecDHW-GasCDryer-Tier2-Top | DEER2016 | D16v1 | 2015-05-14 08:10 | SCG | SFm | 1975 | CZ13 | rWtd | Each | 1 | 764 | None | 143 | 0.0233 | 8.22 | 143 | 0.0233 | 8.22 | 143 | 0.0233 | 8.22 | 143 | 0.0233 | 8.22 |  |  | 2 |  | RB-Appl-EffCW-med-ElecDHW-GasCDryer-Tier2-TopSCGSFm1975CZ13rWtd
RB-Appl-EffCW-med-ElecDHW-GasCDryer-Tier2-Top | DEER2016 | D16v1 | 2015-05-14 08:10 | SCG | SFm | 1975 | CZ14 | rWtd | Each | 1 | 778 | None | 150 | 0.0232 | 8.4 | 150 | 0.0232 | 8.4 | 150 | 0.0232 | 8.4 | 150 | 0.0232 | 8.4 |  |  | 2 |  | RB-Appl-EffCW-med-ElecDHW-GasCDryer-Tier2-TopSCGSFm1975CZ14rWtd
RB-Appl-EffCW-med-ElecDHW-GasCDryer-Tier2-Top | DEER2016 | D16v1 | 2015-05-14 08:10 | SCG | SFm | 1975 | CZ15 | rWtd | Each | 1 | 778 | None | 138 | 0.0204 | 8.85 | 138 | 0.0204 | 8.85 | 138 | 0.0204 | 8.85 | 138 | 0.0204 | 8.85 |  |  | 2 |  | RB-Appl-EffCW-med-ElecDHW-GasCDryer-Tier2-TopSCGSFm1975CZ15rWtd
RB-Appl-EffCW-med-ElecDHW-GasCDryer-Tier2-Top | DEER2016 | D16v1 | 2015-05-14 08:10 | SCG | SFm | 1975 | CZ16 | rWtd | Each | 1 | 796 | None | 155 | 0.0245 | 8.21 | 155 | 0.0245 | 8.21 | 155 | 0.0245 | 8.21 | 155 | 0.0245 | 8.21 |  |  | 2 |  | RB-Appl-EffCW-med-ElecDHW-GasCDryer-Tier2-TopSCGSFm1975CZ16rWtd
RB-Appl-EffCW-med-ElecDHW-GasCDryer-Tier2-Top | DEER2016 | D16v1 | 2015-05-14 08:10 | SCG | SFm | 1985 | CZ04 | rWtd | Each | 1 | 952 | None | 143 | 0.0246 | 7.62 | 143 | 0.0246 | 7.62 | 143 | 0.0246 | 7.62 | 143 | 0.0246 | 7.62 |  |  | 2 |  | RB-Appl-EffCW-med-ElecDHW-GasCDryer-Tier2-TopSCGSFm1985CZ04rWtd
RB-Appl-EffCW-med-ElecDHW-GasCDryer-Tier2-Top | DEER2016 | D16v1 | 2015-05-14 08:10 | SCG | SFm | 1985 | CZ05 | rWtd | Each | 1 | 952 | None | 142 | 0.0204 | 6.79 | 142 | 0.0204 | 6.79 | 142 | 0.0204 | 6.79 | 142 | 0.0204 | 6.79 |  |  | 2 |  | RB-Appl-EffCW-med-ElecDHW-GasCDryer-Tier2-TopSCGSFm1985CZ05rWtd
RB-Appl-EffCW-med-ElecDHW-GasCDryer-Tier2-Top | DEER2016 | D16v1 | 2015-05-14 08:10 | SCG | SFm | 1985 | CZ06 | rWtd | Each | 1 | 1030 | None | 139 | 0.0276 | 8.81 | 139 | 0.0276 | 8.81 | 139 | 0.0276 | 8.81 | 139 | 0.0276 | 8.81 |  |  | 2 |  | RB-Appl-EffCW-med-ElecDHW-GasCDryer-Tier2-TopSCGSFm1985CZ06rWtd
RB-Appl-EffCW-med-ElecDHW-GasCDryer-Tier2-Top | DEER2016 | D16v1 | 2015-05-14 08:10 | SCG | SFm | 1985 | CZ07 | rWtd | Each | 1 | 1030 | None | 137 | 0.0264 | 8.76 | 137 | 0.0264 | 8.76 | 137 | 0.0264 | 8.76 | 137 | 0.0264 | 8.76 |  |  | 2 |  | RB-Appl-EffCW-med-ElecDHW-GasCDryer-Tier2-TopSCGSFm1985CZ07rWtd
RB-Appl-EffCW-med-ElecDHW-GasCDryer-Tier2-Top | DEER2016 | D16v1 | 2015-05-14 08:10 | SCG | SFm | 1985 | CZ08 | rWtd | Each | 1 | 1030 | None | 138 | 0.02 | 8.74 | 138 | 0.02 | 8.74 | 138 | 0.02 | 8.74 | 138 | 0.02 | 8.74 |  |  | 2 |  | RB-Appl-EffCW-med-ElecDHW-GasCDryer-Tier2-TopSCGSFm1985CZ08rWtd
RB-Appl-EffCW-med-ElecDHW-GasCDryer-Tier2-Top | DEER2016 | D16v1 | 2015-05-14 08:10 | SCG | SFm | 1985 | CZ09 | rWtd | Each | 1 | 906 | None | 141 | 0.0217 | 8.58 | 141 | 0.0217 | 8.58 | 141 | 0.0217 | 8.58 | 141 | 0.0217 | 8.58 |  |  | 2 |  | RB-Appl-EffCW-med-ElecDHW-GasCDryer-Tier2-TopSCGSFm1985CZ09rWtd
RB-Appl-EffCW-med-ElecDHW-GasCDryer-Tier2-Top | DEER2016 | D16v1 | 2015-05-14 08:10 | SCG | SFm | 1985 | CZ10 | rWtd | Each | 1 | 906 | None | 140 | 0.0238 | 8.43 | 140 | 0.0238 | 8.43 | 140 | 0.0238 | 8.43 | 140 | 0.0238 | 8.43 |  |  | 2 |  | RB-Appl-EffCW-med-ElecDHW-GasCDryer-Tier2-TopSCGSFm1985CZ10rWtd
RB-Appl-EffCW-med-ElecDHW-GasCDryer-Tier2-Top | DEER2016 | D16v1 | 2015-05-14 08:10 | SCG | SFm | 1985 | CZ13 | rWtd | Each | 1 | 852 | None | 144 | 0.0288 | 7.96 | 144 | 0.0288 | 7.96 | 144 | 0.0288 | 7.96 | 144 | 0.0288 | 7.96 |  |  | 2 |  | RB-Appl-EffCW-med-ElecDHW-GasCDryer-Tier2-TopSCGSFm1985CZ13rWtd
RB-Appl-EffCW-med-ElecDHW-GasCDryer-Tier2-Top | DEER2016 | D16v1 | 2015-05-14 08:10 | SCG | SFm | 1985 | CZ14 | rWtd | Each | 1 | 870 | None | 150 | 0.0229 | 7.91 | 150 | 0.0229 | 7.91 | 150 | 0.0229 | 7.91 | 150 | 0.0229 | 7.91 |  |  | 2 |  | RB-Appl-EffCW-med-ElecDHW-GasCDryer-Tier2-TopSCGSFm1985CZ14rWtd
RB-Appl-EffCW-med-ElecDHW-GasCDryer-Tier2-Top | DEER2016 | D16v1 | 2015-05-14 08:10 | SCG | SFm | 1985 | CZ15 | rWtd | Each | 1 | 870 | None | 137 | 0.0205 | 8.56 | 137 | 0.0205 | 8.56 | 137 | 0.0205 | 8.56 | 137 | 0.0205 | 8.56 |  |  | 2 |  | RB-Appl-EffCW-med-ElecDHW-GasCDryer-Tier2-TopSCGSFm1985CZ15rWtd
RB-Appl-EffCW-med-ElecDHW-GasCDryer-Tier2-Top | DEER2016 | D16v1 | 2015-05-14 08:10 | SCG | SFm | 1985 | CZ16 | rWtd | Each | 1 | 952 | None | 150 | 0.0227 | 7.41 | 150 | 0.0227 | 7.41 | 150 | 0.0227 | 7.41 | 150 | 0.0227 | 7.41 |  |  | 2 |  | RB-Appl-EffCW-med-ElecDHW-GasCDryer-Tier2-TopSCGSFm1985CZ16rWtd
RB-Appl-EffCW-med-ElecDHW-GasCDryer-Tier2-Top | DEER2016 | D16v1 | 2015-05-14 08:10 | SCG | SFm | 1996 | CZ04 | rWtd | Each | 1 | 1100 | None | 144 | 0.0244 | 8.65 | 144 | 0.0244 | 8.65 | 144 | 0.0244 | 8.65 | 144 | 0.0244 | 8.65 |  |  | 2 |  | RB-Appl-EffCW-med-ElecDHW-GasCDryer-Tier2-TopSCGSFm1996CZ04rWtd
RB-Appl-EffCW-med-ElecDHW-GasCDryer-Tier2-Top | DEER2016 | D16v1 | 2015-05-14 08:10 | SCG | SFm | 1996 | CZ05 | rWtd | Each | 1 | 1100 | None | 143 | 0.0196 | 7.76 | 143 | 0.0196 | 7.76 | 143 | 0.0196 | 7.76 | 143 | 0.0196 | 7.76 |  |  | 2 |  | RB-Appl-EffCW-med-ElecDHW-GasCDryer-Tier2-TopSCGSFm1996CZ05rWtd
RB-Appl-EffCW-med-ElecDHW-GasCDryer-Tier2-Top | DEER2016 | D16v1 | 2015-05-14 08:10 | SCG | SFm | 1996 | CZ06 | rWtd | Each | 1 | 1150 | None | 137 | 0.00984 | 8.85 | 137 | 0.00984 | 8.85 | 137 | 0.00984 | 8.85 | 137 | 0.00984 | 8.85 |  |  | 2 |  | RB-Appl-EffCW-med-ElecDHW-GasCDryer-Tier2-TopSCGSFm1996CZ06rWtd
RB-Appl-EffCW-med-ElecDHW-GasCDryer-Tier2-Top | DEER2016 | D16v1 | 2015-05-14 08:10 | SCG | SFm | 1996 | CZ07 | rWtd | Each | 1 | 1150 | None | 136 | 0.00389 | 8.93 | 136 | 0.00389 | 8.93 | 136 | 0.00389 | 8.93 | 136 | 0.00389 | 8.93 |  |  | 2 |  | RB-Appl-EffCW-med-ElecDHW-GasCDryer-Tier2-TopSCGSFm1996CZ07rWtd
RB-Appl-EffCW-med-ElecDHW-GasCDryer-Tier2-Top | DEER2016 | D16v1 | 2015-05-14 08:10 | SCG | SFm | 1996 | CZ08 | rWtd | Each | 1 | 1150 | None | 139 | 0.0181 | 8.83 | 139 | 0.0181 | 8.83 | 139 | 0.0181 | 8.83 | 139 | 0.0181 | 8.83 |  |  | 2 |  | RB-Appl-EffCW-med-ElecDHW-GasCDryer-Tier2-TopSCGSFm1996CZ08rWtd
RB-Appl-EffCW-med-ElecDHW-GasCDryer-Tier2-Top | DEER2016 | D16v1 | 2015-05-14 08:10 | SCG | SFm | 1996 | CZ09 | rWtd | Each | 1 | 1090 | None | 139 | 0.0194 | 8.74 | 139 | 0.0194 | 8.74 | 139 | 0.0194 | 8.74 | 139 | 0.0194 | 8.74 |  |  | 2 |  | RB-Appl-EffCW-med-ElecDHW-GasCDryer-Tier2-TopSCGSFm1996CZ09rWtd
RB-Appl-EffCW-med-ElecDHW-GasCDryer-Tier2-Top | DEER2016 | D16v1 | 2015-05-14 08:10 | SCG | SFm | 1996 | CZ10 | rWtd | Each | 1 | 1090 | None | 141 | 0.0206 | 8.7 | 141 | 0.0206 | 8.7 | 141 | 0.0206 | 8.7 | 141 | 0.0206 | 8.7 |  |  | 2 |  | RB-Appl-EffCW-med-ElecDHW-GasCDryer-Tier2-TopSCGSFm1996CZ10rWtd
RB-Appl-EffCW-med-ElecDHW-GasCDryer-Tier2-Top | DEER2016 | D16v1 | 2015-05-14 08:10 | SCG | SFm | 1996 | CZ13 | rWtd | Each | 1 | 1020 | None | 145 | 0.0236 | 7.87 | 145 | 0.0236 | 7.87 | 145 | 0.0236 | 7.87 | 145 | 0.0236 | 7.87 |  |  | 2 |  | RB-Appl-EffCW-med-ElecDHW-GasCDryer-Tier2-TopSCGSFm1996CZ13rWtd
RB-Appl-EffCW-med-ElecDHW-GasCDryer-Tier2-Top | DEER2016 | D16v1 | 2015-05-14 08:10 | SCG | SFm | 1996 | CZ14 | rWtd | Each | 1 | 879 | None | 149 | 0.0219 | 8.09 | 149 | 0.0219 | 8.09 | 149 | 0.0219 | 8.09 | 149 | 0.0219 | 8.09 |  |  | 2 |  | RB-Appl-EffCW-med-ElecDHW-GasCDryer-Tier2-TopSCGSFm1996CZ14rWtd
RB-Appl-EffCW-med-ElecDHW-GasCDryer-Tier2-Top | DEER2016 | D16v1 | 2015-05-14 08:10 | SCG | SFm | 1996 | CZ15 | rWtd | Each | 1 | 879 | None | 138 | 0.0188 | 8.55 | 138 | 0.0188 | 8.55 | 138 | 0.0188 | 8.55 | 138 | 0.0188 | 8.55 |  |  | 2 |  | RB-Appl-EffCW-med-ElecDHW-GasCDryer-Tier2-TopSCGSFm1996CZ15rWtd
RB-Appl-EffCW-med-ElecDHW-GasCDryer-Tier2-Top | DEER2016 | D16v1 | 2015-05-14 08:10 | SCG | SFm | 1996 | CZ16 | rWtd | Each | 1 | 1100 | None | 153 | 0.0224 | 8.54 | 153 | 0.0224 | 8.54 | 153 | 0.0224 | 8.54 | 153 | 0.0224 | 8.54 |  |  | 2 |  | RB-Appl-EffCW-med-ElecDHW-GasCDryer-Tier2-TopSCGSFm1996CZ16rWtd
RB-Appl-EffCW-med-ElecDHW-GasCDryer-Tier2-Top | DEER2016 | D16v1 | 2015-05-14 08:10 | SCG | SFm | 2003 | CZ04 | rWtd | Each | 1 | 1150 | None | 147 | 0.0229 | 7.91 | 147 | 0.0229 | 7.91 | 147 | 0.0229 | 7.91 | 147 | 0.0229 | 7.91 |  |  | 2 |  | RB-Appl-EffCW-med-ElecDHW-GasCDryer-Tier2-TopSCGSFm2003CZ04rWtd
RB-Appl-EffCW-med-ElecDHW-GasCDryer-Tier2-Top | DEER2016 | D16v1 | 2015-05-14 08:10 | SCG | SFm | 2003 | CZ05 | rWtd | Each | 1 | 1150 | None | 142 | 0.0166 | 6.63 | 142 | 0.0166 | 6.63 | 142 | 0.0166 | 6.63 | 142 | 0.0166 | 6.63 |  |  | 2 |  | RB-Appl-EffCW-med-ElecDHW-GasCDryer-Tier2-TopSCGSFm2003CZ05rWtd
RB-Appl-EffCW-med-ElecDHW-GasCDryer-Tier2-Top | DEER2016 | D16v1 | 2015-05-14 08:10 | SCG | SFm | 2003 | CZ06 | rWtd | Each | 1 | 1200 | None | 139 | 0.0197 | 8.19 | 139 | 0.0197 | 8.19 | 139 | 0.0197 | 8.19 | 139 | 0.0197 | 8.19 |  |  | 2 |  | RB-Appl-EffCW-med-ElecDHW-GasCDryer-Tier2-TopSCGSFm2003CZ06rWtd
RB-Appl-EffCW-med-ElecDHW-GasCDryer-Tier2-Top | DEER2016 | D16v1 | 2015-05-14 08:10 | SCG | SFm | 2003 | CZ07 | rWtd | Each | 1 | 1200 | None | 138 | 0.0203 | 8.12 | 138 | 0.0203 | 8.12 | 138 | 0.0203 | 8.12 | 138 | 0.0203 | 8.12 |  |  | 2 |  | RB-Appl-EffCW-med-ElecDHW-GasCDryer-Tier2-TopSCGSFm2003CZ07rWtd
RB-Appl-EffCW-med-ElecDHW-GasCDryer-Tier2-Top | DEER2016 | D16v1 | 2015-05-14 08:10 | SCG | SFm | 2003 | CZ08 | rWtd | Each | 1 | 1200 | None | 140 | 0.0197 | 8.07 | 140 | 0.0197 | 8.07 | 140 | 0.0197 | 8.07 | 140 | 0.0197 | 8.07 |  |  | 2 |  | RB-Appl-EffCW-med-ElecDHW-GasCDryer-Tier2-TopSCGSFm2003CZ08rWtd
RB-Appl-EffCW-med-ElecDHW-GasCDryer-Tier2-Top | DEER2016 | D16v1 | 2015-05-14 08:10 | SCG | SFm | 2003 | CZ09 | rWtd | Each | 1 | 1210 | None | 145 | 0.0201 | 7.96 | 145 | 0.0201 | 7.96 | 145 | 0.0201 | 7.96 | 145 | 0.0201 | 7.96 |  |  | 2 |  | RB-Appl-EffCW-med-ElecDHW-GasCDryer-Tier2-TopSCGSFm2003CZ09rWtd
RB-Appl-EffCW-med-ElecDHW-GasCDryer-Tier2-Top | DEER2016 | D16v1 | 2015-05-14 08:10 | SCG | SFm | 2003 | CZ10 | rWtd | Each | 1 | 974 | None | 145 | 0.0189 | 8.16 | 145 | 0.0189 | 8.16 | 145 | 0.0189 | 8.16 | 145 | 0.0189 | 8.16 |  |  | 2 |  | RB-Appl-EffCW-med-ElecDHW-GasCDryer-Tier2-TopSCGSFm2003CZ10rWtd
RB-Appl-EffCW-med-ElecDHW-GasCDryer-Tier2-Top | DEER2016 | D16v1 | 2015-05-14 08:10 | SCG | SFm | 2003 | CZ13 | rWtd | Each | 1 | 974 | None | 146 | 0.024 | 7.99 | 146 | 0.024 | 7.99 | 146 | 0.024 | 7.99 | 146 | 0.024 | 7.99 |  |  | 2 |  | RB-Appl-EffCW-med-ElecDHW-GasCDryer-Tier2-TopSCGSFm2003CZ13rWtd
RB-Appl-EffCW-med-ElecDHW-GasCDryer-Tier2-Top | DEER2016 | D16v1 | 2015-05-14 08:10 | SCG | SFm | 2003 | CZ14 | rWtd | Each | 1 | 1080 | None | 147 | 0.0177 | 8.14 | 147 | 0.0177 | 8.14 | 147 | 0.0177 | 8.14 | 147 | 0.0177 | 8.14 |  |  | 2 |  | RB-Appl-EffCW-med-ElecDHW-GasCDryer-Tier2-TopSCGSFm2003CZ14rWtd
RB-Appl-EffCW-med-ElecDHW-GasCDryer-Tier2-Top | DEER2016 | D16v1 | 2015-05-14 08:10 | SCG | SFm | 2003 | CZ15 | rWtd | Each | 1 | 1080 | None | 137 | 0.0203 | 8.77 | 137 | 0.0203 | 8.77 | 137 | 0.0203 | 8.77 | 137 | 0.0203 | 8.77 |  |  | 2 |  | RB-Appl-EffCW-med-ElecDHW-GasCDryer-Tier2-TopSCGSFm2003CZ15rWtd
RB-Appl-EffCW-med-ElecDHW-GasCDryer-Tier2-Top | DEER2016 | D16v1 | 2015-05-14 08:10 | SCG | SFm | 2003 | CZ16 | rWtd | Each | 1 | 1150 | None | 153 | 0.0343 | 7.85 | 153 | 0.0343 | 7.85 | 153 | 0.0343 | 7.85 | 153 | 0.0343 | 7.85 |  |  | 2 |  | RB-Appl-EffCW-med-ElecDHW-GasCDryer-Tier2-TopSCGSFm2003CZ16rWtd
RB-Appl-EffCW-med-ElecDHW-GasCDryer-Tier2-Top | DEER2016 | D16v1 | 2015-05-14 08:10 | SCG | SFm | 2007 | CZ04 | rWtd | Each | 1 | 1150 | None | 144 | 0.0247 | 7.69 | 144 | 0.0247 | 7.69 | 144 | 0.0247 | 7.69 | 144 | 0.0247 | 7.69 |  |  | 2 |  | RB-Appl-EffCW-med-ElecDHW-GasCDryer-Tier2-TopSCGSFm2007CZ04rWtd
RB-Appl-EffCW-med-ElecDHW-GasCDryer-Tier2-Top | DEER2016 | D16v1 | 2015-05-14 08:10 | SCG | SFm | 2007 | CZ05 | rWtd | Each | 1 | 1150 | None | 143 | 0.0202 | 7.05 | 143 | 0.0202 | 7.05 | 143 | 0.0202 | 7.05 | 143 | 0.0202 | 7.05 |  |  | 2 |  | RB-Appl-EffCW-med-ElecDHW-GasCDryer-Tier2-TopSCGSFm2007CZ05rWtd
RB-Appl-EffCW-med-ElecDHW-GasCDryer-Tier2-Top | DEER2016 | D16v1 | 2015-05-14 08:10 | SCG | SFm | 2007 | CZ06 | rWtd | Each | 1 | 1200 | None | 139 | 0.0195 | 8.31 | 139 | 0.0195 | 8.31 | 139 | 0.0195 | 8.31 | 139 | 0.0195 | 8.31 |  |  | 2 |  | RB-Appl-EffCW-med-ElecDHW-GasCDryer-Tier2-TopSCGSFm2007CZ06rWtd
RB-Appl-EffCW-med-ElecDHW-GasCDryer-Tier2-Top | DEER2016 | D16v1 | 2015-05-14 08:10 | SCG | SFm | 2007 | CZ07 | rWtd | Each | 1 | 1200 | None | 136 | 0.019 | 8.08 | 136 | 0.019 | 8.08 | 136 | 0.019 | 8.08 | 136 | 0.019 | 8.08 |  |  | 2 |  | RB-Appl-EffCW-med-ElecDHW-GasCDryer-Tier2-TopSCGSFm2007CZ07rWtd
RB-Appl-EffCW-med-ElecDHW-GasCDryer-Tier2-Top | DEER2016 | D16v1 | 2015-05-14 08:10 | SCG | SFm | 2007 | CZ08 | rWtd | Each | 1 | 1200 | None | 139 | 0.0189 | 8.18 | 139 | 0.0189 | 8.18 | 139 | 0.0189 | 8.18 | 139 | 0.0189 | 8.18 |  |  | 2 |  | RB-Appl-EffCW-med-ElecDHW-GasCDryer-Tier2-TopSCGSFm2007CZ08rWtd
RB-Appl-EffCW-med-ElecDHW-GasCDryer-Tier2-Top | DEER2016 | D16v1 | 2015-05-14 08:10 | SCG | SFm | 2007 | CZ09 | rWtd | Each | 1 | 1210 | None | 145 | 0.0191 | 7.98 | 145 | 0.0191 | 7.98 | 145 | 0.0191 | 7.98 | 145 | 0.0191 | 7.98 |  |  | 2 |  | RB-Appl-EffCW-med-ElecDHW-GasCDryer-Tier2-TopSCGSFm2007CZ09rWtd
RB-Appl-EffCW-med-ElecDHW-GasCDryer-Tier2-Top | DEER2016 | D16v1 | 2015-05-14 08:10 | SCG | SFm | 2007 | CZ10 | rWtd | Each | 1 | 974 | None | 142 | 0.0185 | 8.17 | 142 | 0.0185 | 8.17 | 142 | 0.0185 | 8.17 | 142 | 0.0185 | 8.17 |  |  | 2 |  | RB-Appl-EffCW-med-ElecDHW-GasCDryer-Tier2-TopSCGSFm2007CZ10rWtd
RB-Appl-EffCW-med-ElecDHW-GasCDryer-Tier2-Top | DEER2016 | D16v1 | 2015-05-14 08:10 | SCG | SFm | 2007 | CZ13 | rWtd | Each | 1 | 974 | None | 144 | 0.0222 | 7.89 | 144 | 0.0222 | 7.89 | 144 | 0.0222 | 7.89 | 144 | 0.0222 | 7.89 |  |  | 2 |  | RB-Appl-EffCW-med-ElecDHW-GasCDryer-Tier2-TopSCGSFm2007CZ13rWtd
RB-Appl-EffCW-med-ElecDHW-GasCDryer-Tier2-Top | DEER2016 | D16v1 | 2015-05-14 08:10 | SCG | SFm | 2007 | CZ14 | rWtd | Each | 1 | 1080 | None | 147 | 0.0194 | 8.03 | 147 | 0.0194 | 8.03 | 147 | 0.0194 | 8.03 | 147 | 0.0194 | 8.03 |  |  | 2 |  | RB-Appl-EffCW-med-ElecDHW-GasCDryer-Tier2-TopSCGSFm2007CZ14rWtd
RB-Appl-EffCW-med-ElecDHW-GasCDryer-Tier2-Top | DEER2016 | D16v1 | 2015-05-14 08:10 | SCG | SFm | 2007 | CZ15 | rWtd | Each | 1 | 1080 | None | 135 | 0.0182 | 8.75 | 135 | 0.0182 | 8.75 | 135 | 0.0182 | 8.75 | 135 | 0.0182 | 8.75 |  |  | 2 |  | RB-Appl-EffCW-med-ElecDHW-GasCDryer-Tier2-TopSCGSFm2007CZ15rWtd
RB-Appl-EffCW-med-ElecDHW-GasCDryer-Tier2-Top | DEER2016 | D16v1 | 2015-05-14 08:10 | SCG | SFm | 2007 | CZ16 | rWtd | Each | 1 | 1150 | None | 152 | 0.0189 | 7.99 | 152 | 0.0189 | 7.99 | 152 | 0.0189 | 7.99 | 152 | 0.0189 | 7.99 |  |  | 2 |  | RB-Appl-EffCW-med-ElecDHW-GasCDryer-Tier2-TopSCGSFm2007CZ16rWtd
RB-Appl-EffCW-med-ElecDHW-GasCDryer-Tier2-Top | DEER2016 | D16v1 | 2015-05-14 08:10 | SCG | SFm | 2011 | CZ04 | rWtd | Each | 1 | 1150 | None | 147 | 0.0225 | 7.88 | 147 | 0.0225 | 7.88 | 147 | 0.0225 | 7.88 | 147 | 0.0225 | 7.88 |  |  | 2 |  | RB-Appl-EffCW-med-ElecDHW-GasCDryer-Tier2-TopSCGSFm2011CZ04rWtd
RB-Appl-EffCW-med-ElecDHW-GasCDryer-Tier2-Top | DEER2016 | D16v1 | 2015-05-14 08:10 | SCG | SFm | 2011 | CZ05 | rWtd | Each | 1 | 1150 | None | 142 | 0.02 | 6.65 | 142 | 0.02 | 6.65 | 142 | 0.02 | 6.65 | 142 | 0.02 | 6.65 |  |  | 2 |  | RB-Appl-EffCW-med-ElecDHW-GasCDryer-Tier2-TopSCGSFm2011CZ05rWtd
RB-Appl-EffCW-med-ElecDHW-GasCDryer-Tier2-Top | DEER2016 | D16v1 | 2015-05-14 08:10 | SCG | SFm | 2011 | CZ06 | rWtd | Each | 1 | 1200 | None | 138 | 0.0194 | 8.14 | 138 | 0.0194 | 8.14 | 138 | 0.0194 | 8.14 | 138 | 0.0194 | 8.14 |  |  | 2 |  | RB-Appl-EffCW-med-ElecDHW-GasCDryer-Tier2-TopSCGSFm2011CZ06rWtd
RB-Appl-EffCW-med-ElecDHW-GasCDryer-Tier2-Top | DEER2016 | D16v1 | 2015-05-14 08:10 | SCG | SFm | 2011 | CZ07 | rWtd | Each | 1 | 1200 | None | 138 | 0.0204 | 8.27 | 138 | 0.0204 | 8.27 | 138 | 0.0204 | 8.27 | 138 | 0.0204 | 8.27 |  |  | 2 |  | RB-Appl-EffCW-med-ElecDHW-GasCDryer-Tier2-TopSCGSFm2011CZ07rWtd
RB-Appl-EffCW-med-ElecDHW-GasCDryer-Tier2-Top | DEER2016 | D16v1 | 2015-05-14 08:10 | SCG | SFm | 2011 | CZ08 | rWtd | Each | 1 | 1200 | None | 146 | 0.0192 | 8.32 | 146 | 0.0192 | 8.32 | 146 | 0.0192 | 8.32 | 146 | 0.0192 | 8.32 |  |  | 2 |  | RB-Appl-EffCW-med-ElecDHW-GasCDryer-Tier2-TopSCGSFm2011CZ08rWtd
RB-Appl-EffCW-med-ElecDHW-GasCDryer-Tier2-Top | DEER2016 | D16v1 | 2015-05-14 08:10 | SCG | SFm | 2011 | CZ09 | rWtd | Each | 1 | 1210 | None | 148 | 0.0197 | 8.23 | 148 | 0.0197 | 8.23 | 148 | 0.0197 | 8.23 | 148 | 0.0197 | 8.23 |  |  | 2 |  | RB-Appl-EffCW-med-ElecDHW-GasCDryer-Tier2-TopSCGSFm2011CZ09rWtd
RB-Appl-EffCW-med-ElecDHW-GasCDryer-Tier2-Top | DEER2016 | D16v1 | 2015-05-14 08:10 | SCG | SFm | 2011 | CZ10 | rWtd | Each | 1 | 974 | None | 143 | 0.0191 | 8.27 | 143 | 0.0191 | 8.27 | 143 | 0.0191 | 8.27 | 143 | 0.0191 | 8.27 |  |  | 2 |  | RB-Appl-EffCW-med-ElecDHW-GasCDryer-Tier2-TopSCGSFm2011CZ10rWtd
RB-Appl-EffCW-med-ElecDHW-GasCDryer-Tier2-Top | DEER2016 | D16v1 | 2015-05-14 08:10 | SCG | SFm | 2011 | CZ13 | rWtd | Each | 1 | 974 | None | 143 | 0.0228 | 7.92 | 143 | 0.0228 | 7.92 | 143 | 0.0228 | 7.92 | 143 | 0.0228 | 7.92 |  |  | 2 |  | RB-Appl-EffCW-med-ElecDHW-GasCDryer-Tier2-TopSCGSFm2011CZ13rWtd
RB-Appl-EffCW-med-ElecDHW-GasCDryer-Tier2-Top | DEER2016 | D16v1 | 2015-05-14 08:10 | SCG | SFm | 2011 | CZ14 | rWtd | Each | 1 | 1080 | None | 146 | 0.0215 | 8.09 | 146 | 0.0215 | 8.09 | 146 | 0.0215 | 8.09 | 146 | 0.0215 | 8.09 |  |  | 2 |  | RB-Appl-EffCW-med-ElecDHW-GasCDryer-Tier2-TopSCGSFm2011CZ14rWtd
RB-Appl-EffCW-med-ElecDHW-GasCDryer-Tier2-Top | DEER2016 | D16v1 | 2015-05-14 08:10 | SCG | SFm | 2011 | CZ15 | rWtd | Each | 1 | 1080 | None | 135 | 0.0194 | 8.88 | 135 | 0.0194 | 8.88 | 135 | 0.0194 | 8.88 | 135 | 0.0194 | 8.88 |  |  | 2 |  | RB-Appl-EffCW-med-ElecDHW-GasCDryer-Tier2-TopSCGSFm2011CZ15rWtd
RB-Appl-EffCW-med-ElecDHW-GasCDryer-Tier2-Top | DEER2016 | D16v1 | 2015-05-14 08:10 | SCG | SFm | 2011 | CZ16 | rWtd | Each | 1 | 1150 | None | 152 | 0.039 | 8.17 | 152 | 0.039 | 8.17 | 152 | 0.039 | 8.17 | 152 | 0.039 | 8.17 |  |  | 2 |  | RB-Appl-EffCW-med-ElecDHW-GasCDryer-Tier2-TopSCGSFm2011CZ16rWtd
RB-Appl-EffCW-med-ElecDHW-GasCDryer-Tier2-Top | DEER2016 | D16v1 | 2015-05-14 08:10 | SCG | SFm | 2014 | CZ04 | rWtd | Each | 1 | 1150 | None | 147 | 0.0213 | 7.84 | 147 | 0.0213 | 7.84 | 147 | 0.0213 | 7.84 | 147 | 0.0213 | 7.84 |  |  | 2 |  | RB-Appl-EffCW-med-ElecDHW-GasCDryer-Tier2-TopSCGSFm2014CZ04rWtd
RB-Appl-EffCW-med-ElecDHW-GasCDryer-Tier2-Top | DEER2016 | D16v1 | 2015-05-14 08:10 | SCG | SFm | 2014 | CZ05 | rWtd | Each | 1 | 1150 | None | 144 | 0.0187 | 7.88 | 144 | 0.0187 | 7.88 | 144 | 0.0187 | 7.88 | 144 | 0.0187 | 7.88 |  |  | 2 |  | RB-Appl-EffCW-med-ElecDHW-GasCDryer-Tier2-TopSCGSFm2014CZ05rWtd
RB-Appl-EffCW-med-ElecDHW-GasCDryer-Tier2-Top | DEER2016 | D16v1 | 2015-05-14 08:10 | SCG | SFm | 2014 | CZ06 | rWtd | Each | 1 | 1200 | None | 138 | 0.0185 | 8.23 | 138 | 0.0185 | 8.23 | 138 | 0.0185 | 8.23 | 138 | 0.0185 | 8.23 |  |  | 2 |  | RB-Appl-EffCW-med-ElecDHW-GasCDryer-Tier2-TopSCGSFm2014CZ06rWtd
RB-Appl-EffCW-med-ElecDHW-GasCDryer-Tier2-Top | DEER2016 | D16v1 | 2015-05-14 08:10 | SCG | SFm | 2014 | CZ07 | rWtd | Each | 1 | 1200 | None | 136 | 0.00617 | 8.27 | 136 | 0.00617 | 8.27 | 136 | 0.00617 | 8.27 | 136 | 0.00617 | 8.27 |  |  | 2 |  | RB-Appl-EffCW-med-ElecDHW-GasCDryer-Tier2-TopSCGSFm2014CZ07rWtd
RB-Appl-EffCW-med-ElecDHW-GasCDryer-Tier2-Top | DEER2016 | D16v1 | 2015-05-14 08:10 | SCG | SFm | 2014 | CZ08 | rWtd | Each | 1 | 1200 | None | 137 | 0.0206 | 8.38 | 137 | 0.0206 | 8.38 | 137 | 0.0206 | 8.38 | 137 | 0.0206 | 8.38 |  |  | 2 |  | RB-Appl-EffCW-med-ElecDHW-GasCDryer-Tier2-TopSCGSFm2014CZ08rWtd
RB-Appl-EffCW-med-ElecDHW-GasCDryer-Tier2-Top | DEER2016 | D16v1 | 2015-05-14 08:10 | SCG | SFm | 2014 | CZ09 | rWtd | Each | 1 | 1210 | None | 141 | 0.0208 | 8.22 | 141 | 0.0208 | 8.22 | 141 | 0.0208 | 8.22 | 141 | 0.0208 | 8.22 |  |  | 2 |  | RB-Appl-EffCW-med-ElecDHW-GasCDryer-Tier2-TopSCGSFm2014CZ09rWtd
RB-Appl-EffCW-med-ElecDHW-GasCDryer-Tier2-Top | DEER2016 | D16v1 | 2015-05-14 08:10 | SCG | SFm | 2014 | CZ10 | rWtd | Each | 1 | 974 | None | 143 | 0.021 | 8.27 | 143 | 0.021 | 8.27 | 143 | 0.021 | 8.27 | 143 | 0.021 | 8.27 |  |  | 2 |  | RB-Appl-EffCW-med-ElecDHW-GasCDryer-Tier2-TopSCGSFm2014CZ10rWtd
RB-Appl-EffCW-med-ElecDHW-GasCDryer-Tier2-Top | DEER2016 | D16v1 | 2015-05-14 08:10 | SCG | SFm | 2014 | CZ13 | rWtd | Each | 1 | 974 | None | 139 | 0.0209 | 7.91 | 139 | 0.0209 | 7.91 | 139 | 0.0209 | 7.91 | 139 | 0.0209 | 7.91 |  |  | 2 |  | RB-Appl-EffCW-med-ElecDHW-GasCDryer-Tier2-TopSCGSFm2014CZ13rWtd
RB-Appl-EffCW-med-ElecDHW-GasCDryer-Tier2-Top | DEER2016 | D16v1 | 2015-05-14 08:10 | SCG | SFm | 2014 | CZ14 | rWtd | Each | 1 | 1080 | None | 147 | 0.0211 | 8.07 | 147 | 0.0211 | 8.07 | 147 | 0.0211 | 8.07 | 147 | 0.0211 | 8.07 |  |  | 2 |  | RB-Appl-EffCW-med-ElecDHW-GasCDryer-Tier2-TopSCGSFm2014CZ14rWtd
RB-Appl-EffCW-med-ElecDHW-GasCDryer-Tier2-Top | DEER2016 | D16v1 | 2015-05-14 08:10 | SCG | SFm | 2014 | CZ15 | rWtd | Each | 1 | 1080 | None | 135 | 0.0189 | 8.83 | 135 | 0.0189 | 8.83 | 135 | 0.0189 | 8.83 | 135 | 0.0189 | 8.83 |  |  | 2 |  | RB-Appl-EffCW-med-ElecDHW-GasCDryer-Tier2-TopSCGSFm2014CZ15rWtd
RB-Appl-EffCW-med-ElecDHW-GasCDryer-Tier2-Top | DEER2016 | D16v1 | 2015-05-14 08:10 | SCG | SFm | 2014 | CZ16 | rWtd | Each | 1 | 1150 | None | 151 | 0.0221 | 7.7 | 151 | 0.0221 | 7.7 | 151 | 0.0221 | 7.7 | 151 | 0.0221 | 7.7 |  |  | 2 |  | RB-Appl-EffCW-med-ElecDHW-GasCDryer-Tier2-TopSCGSFm2014CZ16rWtd
RB-Appl-EffCW-med-ElecDHW-GasCDryer-Tier2-Top | DEER2016 | D16v1 | 2015-05-14 08:10 | SCG | SFm | Ex | CZ04 | rWtd | Each | 1 | 986 | None | 143 | 0.0241 | 8.14 | 143 | 0.0241 | 8.14 | 143 | 0.0241 | 8.14 | 143 | 0.0241 | 8.14 |  |  | 2 |  | RB-Appl-EffCW-med-ElecDHW-GasCDryer-Tier2-TopSCGSFmExCZ04rWtd
RB-Appl-EffCW-med-ElecDHW-GasCDryer-Tier2-Top | DEER2016 | D16v1 | 2015-05-14 08:10 | SCG | SFm | Ex | CZ05 | rWtd | Each | 1 | 893 | None | 143 | 0.0198 | 7.52 | 143 | 0.0198 | 7.52 | 143 | 0.0198 | 7.52 | 143 | 0.0198 | 7.52 |  |  | 2 |  | RB-Appl-EffCW-med-ElecDHW-GasCDryer-Tier2-TopSCGSFmExCZ05rWtd
RB-Appl-EffCW-med-ElecDHW-GasCDryer-Tier2-Top | DEER2016 | D16v1 | 2015-05-14 08:10 | SCG | SFm | Ex | CZ06 | rWtd | Each | 1 | 913 | None | 138 | 0.0198 | 8.75 | 138 | 0.0198 | 8.75 | 138 | 0.0198 | 8.75 | 138 | 0.0198 | 8.75 |  |  | 2 |  | RB-Appl-EffCW-med-ElecDHW-GasCDryer-Tier2-TopSCGSFmExCZ06rWtd
RB-Appl-EffCW-med-ElecDHW-GasCDryer-Tier2-Top | DEER2016 | D16v1 | 2015-05-14 08:10 | SCG | SFm | Ex | CZ07 | rWtd | Each | 1 | 828 | None | 136 | 0.0132 | 8.7 | 136 | 0.0132 | 8.7 | 136 | 0.0132 | 8.7 | 136 | 0.0132 | 8.7 |  |  | 2 |  | RB-Appl-EffCW-med-ElecDHW-GasCDryer-Tier2-TopSCGSFmExCZ07rWtd
RB-Appl-EffCW-med-ElecDHW-GasCDryer-Tier2-Top | DEER2016 | D16v1 | 2015-05-14 08:10 | SCG | SFm | Ex | CZ08 | rWtd | Each | 1 | 832 | None | 137 | 0.0195 | 8.62 | 137 | 0.0195 | 8.62 | 137 | 0.0195 | 8.62 | 137 | 0.0195 | 8.62 |  |  | 2 |  | RB-Appl-EffCW-med-ElecDHW-GasCDryer-Tier2-TopSCGSFmExCZ08rWtd
RB-Appl-EffCW-med-ElecDHW-GasCDryer-Tier2-Top | DEER2016 | D16v1 | 2015-05-14 08:10 | SCG | SFm | Ex | CZ09 | rWtd | Each | 1 | 861 | None | 142 | 0.0209 | 8.36 | 142 | 0.0209 | 8.36 | 142 | 0.0209 | 8.36 | 142 | 0.0209 | 8.36 |  |  | 2 |  | RB-Appl-EffCW-med-ElecDHW-GasCDryer-Tier2-TopSCGSFmExCZ09rWtd
RB-Appl-EffCW-med-ElecDHW-GasCDryer-Tier2-Top | DEER2016 | D16v1 | 2015-05-14 08:10 | SCG | SFm | Ex | CZ10 | rWtd | Each | 1 | 927 | None | 141 | 0.0221 | 8.4 | 141 | 0.0221 | 8.4 | 141 | 0.0221 | 8.4 | 141 | 0.0221 | 8.4 |  |  | 2 |  | RB-Appl-EffCW-med-ElecDHW-GasCDryer-Tier2-TopSCGSFmExCZ10rWtd
RB-Appl-EffCW-med-ElecDHW-GasCDryer-Tier2-Top | DEER2016 | D16v1 | 2015-05-14 08:10 | SCG | SFm | Ex | CZ13 | rWtd | Each | 1 | 873 | None | 144 | 0.0244 | 8.04 | 144 | 0.0244 | 8.04 | 144 | 0.0244 | 8.04 | 144 | 0.0244 | 8.04 |  |  | 2 |  | RB-Appl-EffCW-med-ElecDHW-GasCDryer-Tier2-TopSCGSFmExCZ13rWtd
RB-Appl-EffCW-med-ElecDHW-GasCDryer-Tier2-Top | DEER2016 | D16v1 | 2015-05-14 08:10 | SCG | SFm | Ex | CZ14 | rWtd | Each | 1 | 873 | None | 150 | 0.0225 | 8.03 | 150 | 0.0225 | 8.03 | 150 | 0.0225 | 8.03 | 150 | 0.0225 | 8.03 |  |  | 2 |  | RB-Appl-EffCW-med-ElecDHW-GasCDryer-Tier2-TopSCGSFmExCZ14rWtd
RB-Appl-EffCW-med-ElecDHW-GasCDryer-Tier2-Top | DEER2016 | D16v1 | 2015-05-14 08:10 | SCG | SFm | Ex | CZ15 | rWtd | Each | 1 | 845 | None | 137 | 0.0201 | 8.74 | 137 | 0.0201 | 8.74 | 137 | 0.0201 | 8.74 | 137 | 0.0201 | 8.74 |  |  | 2 |  | RB-Appl-EffCW-med-ElecDHW-GasCDryer-Tier2-TopSCGSFmExCZ15rWtd
RB-Appl-EffCW-med-ElecDHW-GasCDryer-Tier2-Top | DEER2016 | D16v1 | 2015-05-14 08:10 | SCG | SFm | Ex | CZ16 | rWtd | Each | 1 | 855 | None | 154 | 0.0241 | 8 | 154 | 0.0241 | 8 | 154 | 0.0241 | 8 | 154 | 0.0241 | 8 |  |  | 2 |  | RB-Appl-EffCW-med-ElecDHW-GasCDryer-Tier2-TopSCGSFmExCZ16rWtd
RB-Appl-EffCW-med-ElecDHW-GasCDryer-Tier2-Top | DEER2016 | D16v1 | 2015-05-14 08:10 | SCG | SFm | Ex | IOU | rWtd | Each | 1 | 880 | None | 141 | 0.0208 | 8.45 | 141 | 0.0208 | 8.45 | 141 | 0.0208 | 8.45 | 141 | 0.0208 | 8.45 |  |  | 2 |  | RB-Appl-EffCW-med-ElecDHW-GasCDryer-Tier2-TopSCGSFmExIOUrWtd
RB-Appl-EffCW-med-ElecDHW-GasCDryer-Tier2-Top | DEER2016 | D16v1 | 2015-05-14 08:10 | SDG | DMo | Ex | CZ07 | rWtd | Each | 1 | 605 | None | 109 | 0.0165 | 6.9 | 109 | 0.0165 | 6.9 | 109 | 0.0165 | 6.9 | 109 | 0.0165 | 6.9 |  |  | 2 |  | RB-Appl-EffCW-med-ElecDHW-GasCDryer-Tier2-TopSDGDMoExCZ07rWtd
RB-Appl-EffCW-med-ElecDHW-GasCDryer-Tier2-Top | DEER2016 | D16v1 | 2015-05-14 08:10 | SDG | DMo | Ex | CZ08 | rWtd | Each | 1 | 598 | None | 111 | 0.0161 | 6.85 | 111 | 0.0161 | 6.85 | 111 | 0.0161 | 6.85 | 111 | 0.0161 | 6.85 |  |  | 2 |  | RB-Appl-EffCW-med-ElecDHW-GasCDryer-Tier2-TopSDGDMoExCZ08rWtd
RB-Appl-EffCW-med-ElecDHW-GasCDryer-Tier2-Top | DEER2016 | D16v1 | 2015-05-14 08:10 | SDG | DMo | Ex | CZ10 | rWtd | Each | 1 | 609 | None | 113 | 0.0172 | 6.79 | 113 | 0.0172 | 6.79 | 113 | 0.0172 | 6.79 | 113 | 0.0172 | 6.79 |  |  | 2 |  | RB-Appl-EffCW-med-ElecDHW-GasCDryer-Tier2-TopSDGDMoExCZ10rWtd
RB-Appl-EffCW-med-ElecDHW-GasCDryer-Tier2-Top | DEER2016 | D16v1 | 2015-05-14 08:10 | SDG | DMo | Ex | CZ14 | rWtd | Each | 1 | 605 | None | 109 | 0.0142 | 6.73 | 109 | 0.0142 | 6.73 | 109 | 0.0142 | 6.73 | 109 | 0.0142 | 6.73 |  |  | 2 |  | RB-Appl-EffCW-med-ElecDHW-GasCDryer-Tier2-TopSDGDMoExCZ14rWtd
RB-Appl-EffCW-med-ElecDHW-GasCDryer-Tier2-Top | DEER2016 | D16v1 | 2015-05-14 08:10 | SDG | DMo | Ex | IOU | rWtd | Each | 1 | 607 | None | 111 | 0.0168 | 6.85 | 111 | 0.0168 | 6.85 | 111 | 0.0168 | 6.85 | 111 | 0.0168 | 6.85 |  |  | 2 |  | RB-Appl-EffCW-med-ElecDHW-GasCDryer-Tier2-TopSDGDMoExIOUrWtd
RB-Appl-EffCW-med-ElecDHW-GasCDryer-Tier2-Top | DEER2016 | D16v1 | 2015-05-14 08:10 | SDG | DMo | MH00 | CZ07 | rWtd | Each | 1 | 621 | None | 110 | 0.018 | 6.92 | 110 | 0.018 | 6.92 | 110 | 0.018 | 6.92 | 110 | 0.018 | 6.92 |  |  | 2 |  | RB-Appl-EffCW-med-ElecDHW-GasCDryer-Tier2-TopSDGDMoMH00CZ07rWtd
RB-Appl-EffCW-med-ElecDHW-GasCDryer-Tier2-Top | DEER2016 | D16v1 | 2015-05-14 08:10 | SDG | DMo | MH00 | CZ08 | rWtd | Each | 1 | 621 | None | 113 | 0.0163 | 6.93 | 113 | 0.0163 | 6.93 | 113 | 0.0163 | 6.93 | 113 | 0.0163 | 6.93 |  |  | 2 |  | RB-Appl-EffCW-med-ElecDHW-GasCDryer-Tier2-TopSDGDMoMH00CZ08rWtd
RB-Appl-EffCW-med-ElecDHW-GasCDryer-Tier2-Top | DEER2016 | D16v1 | 2015-05-14 08:10 | SDG | DMo | MH00 | CZ10 | rWtd | Each | 1 | 621 | None | 116 | 0.0174 | 6.93 | 116 | 0.0174 | 6.93 | 116 | 0.0174 | 6.93 | 116 | 0.0174 | 6.93 |  |  | 2 |  | RB-Appl-EffCW-med-ElecDHW-GasCDryer-Tier2-TopSDGDMoMH00CZ10rWtd
RB-Appl-EffCW-med-ElecDHW-GasCDryer-Tier2-Top | DEER2016 | D16v1 | 2015-05-14 08:10 | SDG | DMo | MH00 | CZ14 | rWtd | Each | 1 | 621 | None | 109 | 0.0143 | 6.67 | 109 | 0.0143 | 6.67 | 109 | 0.0143 | 6.67 | 109 | 0.0143 | 6.67 |  |  | 2 |  | RB-Appl-EffCW-med-ElecDHW-GasCDryer-Tier2-TopSDGDMoMH00CZ14rWtd
RB-Appl-EffCW-med-ElecDHW-GasCDryer-Tier2-Top | DEER2016 | D16v1 | 2015-05-14 08:10 | SDG | DMo | MH00 | CZ15 | rWtd | Each | 1 | 621 | None | 104 | 0.0134 | 7.07 | 104 | 0.0134 | 7.07 | 104 | 0.0134 | 7.07 | 104 | 0.0134 | 7.07 |  |  | 2 |  | RB-Appl-EffCW-med-ElecDHW-GasCDryer-Tier2-TopSDGDMoMH00CZ15rWtd
RB-Appl-EffCW-med-ElecDHW-GasCDryer-Tier2-Top | DEER2016 | D16v1 | 2015-05-14 08:10 | SDG | DMo | MH06 | CZ07 | rWtd | Each | 1 | 621 | None | 111 | 0.016 | 7.03 | 111 | 0.016 | 7.03 | 111 | 0.016 | 7.03 | 111 | 0.016 | 7.03 |  |  | 2 |  | RB-Appl-EffCW-med-ElecDHW-GasCDryer-Tier2-TopSDGDMoMH06CZ07rWtd
RB-Appl-EffCW-med-ElecDHW-GasCDryer-Tier2-Top | DEER2016 | D16v1 | 2015-05-14 08:10 | SDG | DMo | MH06 | CZ08 | rWtd | Each | 1 | 621 | None | 113 | 0.0156 | 7.01 | 113 | 0.0156 | 7.01 | 113 | 0.0156 | 7.01 | 113 | 0.0156 | 7.01 |  |  | 2 |  | RB-Appl-EffCW-med-ElecDHW-GasCDryer-Tier2-TopSDGDMoMH06CZ08rWtd
RB-Appl-EffCW-med-ElecDHW-GasCDryer-Tier2-Top | DEER2016 | D16v1 | 2015-05-14 08:10 | SDG | DMo | MH06 | CZ10 | rWtd | Each | 1 | 621 | None | 115 | 0.0154 | 6.9 | 115 | 0.0154 | 6.9 | 115 | 0.0154 | 6.9 | 115 | 0.0154 | 6.9 |  |  | 2 |  | RB-Appl-EffCW-med-ElecDHW-GasCDryer-Tier2-TopSDGDMoMH06CZ10rWtd
RB-Appl-EffCW-med-ElecDHW-GasCDryer-Tier2-Top | DEER2016 | D16v1 | 2015-05-14 08:10 | SDG | DMo | MH06 | CZ14 | rWtd | Each | 1 | 621 | None | 109 | 0.0135 | 6.54 | 109 | 0.0135 | 6.54 | 109 | 0.0135 | 6.54 | 109 | 0.0135 | 6.54 |  |  | 2 |  | RB-Appl-EffCW-med-ElecDHW-GasCDryer-Tier2-TopSDGDMoMH06CZ14rWtd
RB-Appl-EffCW-med-ElecDHW-GasCDryer-Tier2-Top | DEER2016 | D16v1 | 2015-05-14 08:10 | SDG | DMo | MH06 | CZ15 | rWtd | Each | 1 | 621 | None | 102 | 0.0129 | 7.06 | 102 | 0.0129 | 7.06 | 102 | 0.0129 | 7.06 | 102 | 0.0129 | 7.06 |  |  | 2 |  | RB-Appl-EffCW-med-ElecDHW-GasCDryer-Tier2-TopSDGDMoMH06CZ15rWtd
RB-Appl-EffCW-med-ElecDHW-GasCDryer-Tier2-Top | DEER2016 | D16v1 | 2015-05-14 08:10 | SDG | DMo | MH72 | CZ07 | rWtd | Each | 1 | 598 | None | 109 | 0.0162 | 6.9 | 109 | 0.0162 | 6.9 | 109 | 0.0162 | 6.9 | 109 | 0.0162 | 6.9 |  |  | 2 |  | RB-Appl-EffCW-med-ElecDHW-GasCDryer-Tier2-TopSDGDMoMH72CZ07rWtd
RB-Appl-EffCW-med-ElecDHW-GasCDryer-Tier2-Top | DEER2016 | D16v1 | 2015-05-14 08:10 | SDG | DMo | MH72 | CZ08 | rWtd | Each | 1 | 598 | None | 111 | 0.0161 | 6.85 | 111 | 0.0161 | 6.85 | 111 | 0.0161 | 6.85 | 111 | 0.0161 | 6.85 |  |  | 2 |  | RB-Appl-EffCW-med-ElecDHW-GasCDryer-Tier2-TopSDGDMoMH72CZ08rWtd
RB-Appl-EffCW-med-ElecDHW-GasCDryer-Tier2-Top | DEER2016 | D16v1 | 2015-05-14 08:10 | SDG | DMo | MH72 | CZ10 | rWtd | Each | 1 | 598 | None | 113 | 0.0173 | 6.72 | 113 | 0.0173 | 6.72 | 113 | 0.0173 | 6.72 | 113 | 0.0173 | 6.72 |  |  | 2 |  | RB-Appl-EffCW-med-ElecDHW-GasCDryer-Tier2-TopSDGDMoMH72CZ10rWtd
RB-Appl-EffCW-med-ElecDHW-GasCDryer-Tier2-Top | DEER2016 | D16v1 | 2015-05-14 08:10 | SDG | DMo | MH72 | CZ14 | rWtd | Each | 1 | 598 | None | 109 | 0.0143 | 6.84 | 109 | 0.0143 | 6.84 | 109 | 0.0143 | 6.84 | 109 | 0.0143 | 6.84 |  |  | 2 |  | RB-Appl-EffCW-med-ElecDHW-GasCDryer-Tier2-TopSDGDMoMH72CZ14rWtd
RB-Appl-EffCW-med-ElecDHW-GasCDryer-Tier2-Top | DEER2016 | D16v1 | 2015-05-14 08:10 | SDG | DMo | MH72 | CZ15 | rWtd | Each | 1 | 598 | None | 104 | 0.0136 | 7.24 | 104 | 0.0136 | 7.24 | 104 | 0.0136 | 7.24 | 104 | 0.0136 | 7.24 |  |  | 2 |  | RB-Appl-EffCW-med-ElecDHW-GasCDryer-Tier2-TopSDGDMoMH72CZ15rWtd
RB-Appl-EffCW-med-ElecDHW-GasCDryer-Tier2-Top | DEER2016 | D16v1 | 2015-05-14 08:10 | SDG | DMo | MH85 | CZ07 | rWtd | Each | 1 | 621 | None | 110 | 0.0172 | 6.91 | 110 | 0.0172 | 6.91 | 110 | 0.0172 | 6.91 | 110 | 0.0172 | 6.91 |  |  | 2 |  | RB-Appl-EffCW-med-ElecDHW-GasCDryer-Tier2-TopSDGDMoMH85CZ07rWtd
RB-Appl-EffCW-med-ElecDHW-GasCDryer-Tier2-Top | DEER2016 | D16v1 | 2015-05-14 08:10 | SDG | DMo | MH85 | CZ08 | rWtd | Each | 1 | 621 | None | 111 | 0.0161 | 6.88 | 111 | 0.0161 | 6.88 | 111 | 0.0161 | 6.88 | 111 | 0.0161 | 6.88 |  |  | 2 |  | RB-Appl-EffCW-med-ElecDHW-GasCDryer-Tier2-TopSDGDMoMH85CZ08rWtd
RB-Appl-EffCW-med-ElecDHW-GasCDryer-Tier2-Top | DEER2016 | D16v1 | 2015-05-14 08:10 | SDG | DMo | MH85 | CZ10 | rWtd | Each | 1 | 621 | None | 111 | 0.0169 | 6.83 | 111 | 0.0169 | 6.83 | 111 | 0.0169 | 6.83 | 111 | 0.0169 | 6.83 |  |  | 2 |  | RB-Appl-EffCW-med-ElecDHW-GasCDryer-Tier2-TopSDGDMoMH85CZ10rWtd
RB-Appl-EffCW-med-ElecDHW-GasCDryer-Tier2-Top | DEER2016 | D16v1 | 2015-05-14 08:10 | SDG | DMo | MH85 | CZ14 | rWtd | Each | 1 | 621 | None | 109 | 0.0141 | 6.49 | 109 | 0.0141 | 6.49 | 109 | 0.0141 | 6.49 | 109 | 0.0141 | 6.49 |  |  | 2 |  | RB-Appl-EffCW-med-ElecDHW-GasCDryer-Tier2-TopSDGDMoMH85CZ14rWtd
RB-Appl-EffCW-med-ElecDHW-GasCDryer-Tier2-Top | DEER2016 | D16v1 | 2015-05-14 08:10 | SDG | DMo | MH85 | CZ15 | rWtd | Each | 1 | 621 | None | 102 | 0.0135 | 7.04 | 102 | 0.0135 | 7.04 | 102 | 0.0135 | 7.04 | 102 | 0.0135 | 7.04 |  |  | 2 |  | RB-Appl-EffCW-med-ElecDHW-GasCDryer-Tier2-TopSDGDMoMH85CZ15rWtd
RB-Appl-EffCW-med-ElecDHW-GasCDryer-Tier2-Top | DEER2016 | D16v1 | 2015-05-14 08:10 | SDG | MFm | 1975 | CZ06 | rWtd | Each | 1 | 465 | None | 112 | 0.0153 | 7.1 | 112 | 0.0153 | 7.1 | 112 | 0.0153 | 7.1 | 112 | 0.0153 | 7.1 |  |  | 2 |  | RB-Appl-EffCW-med-ElecDHW-GasCDryer-Tier2-TopSDGMFm1975CZ06rWtd
RB-Appl-EffCW-med-ElecDHW-GasCDryer-Tier2-Top | DEER2016 | D16v1 | 2015-05-14 08:10 | SDG | MFm | 1975 | CZ07 | rWtd | Each | 1 | 465 | None | 111 | 0.0155 | 7.28 | 111 | 0.0155 | 7.28 | 111 | 0.0155 | 7.28 | 111 | 0.0155 | 7.28 |  |  | 2 |  | RB-Appl-EffCW-med-ElecDHW-GasCDryer-Tier2-TopSDGMFm1975CZ07rWtd
RB-Appl-EffCW-med-ElecDHW-GasCDryer-Tier2-Top | DEER2016 | D16v1 | 2015-05-14 08:10 | SDG | MFm | 1975 | CZ08 | rWtd | Each | 1 | 465 | None | 112 | 0.0166 | 7.04 | 112 | 0.0166 | 7.04 | 112 | 0.0166 | 7.04 | 112 | 0.0166 | 7.04 |  |  | 2 |  | RB-Appl-EffCW-med-ElecDHW-GasCDryer-Tier2-TopSDGMFm1975CZ08rWtd
RB-Appl-EffCW-med-ElecDHW-GasCDryer-Tier2-Top | DEER2016 | D16v1 | 2015-05-14 08:10 | SDG | MFm | 1975 | CZ10 | rWtd | Each | 1 | 544 | None | 112 | 0.017 | 7.06 | 112 | 0.017 | 7.06 | 112 | 0.017 | 7.06 | 112 | 0.017 | 7.06 |  |  | 2 |  | RB-Appl-EffCW-med-ElecDHW-GasCDryer-Tier2-TopSDGMFm1975CZ10rWtd
RB-Appl-EffCW-med-ElecDHW-GasCDryer-Tier2-Top | DEER2016 | D16v1 | 2015-05-14 08:10 | SDG | MFm | 1975 | CZ14 | rWtd | Each | 1 | 634 | None | 118 | 0.0161 | 6.89 | 118 | 0.0161 | 6.89 | 118 | 0.0161 | 6.89 | 118 | 0.0161 | 6.89 |  |  | 2 |  | RB-Appl-EffCW-med-ElecDHW-GasCDryer-Tier2-TopSDGMFm1975CZ14rWtd
RB-Appl-EffCW-med-ElecDHW-GasCDryer-Tier2-Top | DEER2016 | D16v1 | 2015-05-14 08:10 | SDG | MFm | 1975 | CZ15 | rWtd | Each | 1 | 634 | None | 109 | 0.0142 | 7.39 | 109 | 0.0142 | 7.39 | 109 | 0.0142 | 7.39 | 109 | 0.0142 | 7.39 |  |  | 2 |  | RB-Appl-EffCW-med-ElecDHW-GasCDryer-Tier2-TopSDGMFm1975CZ15rWtd
RB-Appl-EffCW-med-ElecDHW-GasCDryer-Tier2-Top | DEER2016 | D16v1 | 2015-05-14 08:10 | SDG | MFm | 1985 | CZ06 | rWtd | Each | 1 | 578 | None | 111 | 0.0163 | 7.09 | 111 | 0.0163 | 7.09 | 111 | 0.0163 | 7.09 | 111 | 0.0163 | 7.09 |  |  | 2 |  | RB-Appl-EffCW-med-ElecDHW-GasCDryer-Tier2-TopSDGMFm1985CZ06rWtd
RB-Appl-EffCW-med-ElecDHW-GasCDryer-Tier2-Top | DEER2016 | D16v1 | 2015-05-14 08:10 | SDG | MFm | 1985 | CZ07 | rWtd | Each | 1 | 578 | None | 110 | 0.0145 | 7.27 | 110 | 0.0145 | 7.27 | 110 | 0.0145 | 7.27 | 110 | 0.0145 | 7.27 |  |  | 2 |  | RB-Appl-EffCW-med-ElecDHW-GasCDryer-Tier2-TopSDGMFm1985CZ07rWtd
RB-Appl-EffCW-med-ElecDHW-GasCDryer-Tier2-Top | DEER2016 | D16v1 | 2015-05-14 08:10 | SDG | MFm | 1985 | CZ08 | rWtd | Each | 1 | 578 | None | 112 | 0.0146 | 7.2 | 112 | 0.0146 | 7.2 | 112 | 0.0146 | 7.2 | 112 | 0.0146 | 7.2 |  |  | 2 |  | RB-Appl-EffCW-med-ElecDHW-GasCDryer-Tier2-TopSDGMFm1985CZ08rWtd
RB-Appl-EffCW-med-ElecDHW-GasCDryer-Tier2-Top | DEER2016 | D16v1 | 2015-05-14 08:10 | SDG | MFm | 1985 | CZ10 | rWtd | Each | 1 | 648 | None | 112 | 0.017 | 7.13 | 112 | 0.017 | 7.13 | 112 | 0.017 | 7.13 | 112 | 0.017 | 7.13 |  |  | 2 |  | RB-Appl-EffCW-med-ElecDHW-GasCDryer-Tier2-TopSDGMFm1985CZ10rWtd
RB-Appl-EffCW-med-ElecDHW-GasCDryer-Tier2-Top | DEER2016 | D16v1 | 2015-05-14 08:10 | SDG | MFm | 1985 | CZ14 | rWtd | Each | 1 | 630 | None | 118 | 0.0156 | 6.98 | 118 | 0.0156 | 6.98 | 118 | 0.0156 | 6.98 | 118 | 0.0156 | 6.98 |  |  | 2 |  | RB-Appl-EffCW-med-ElecDHW-GasCDryer-Tier2-TopSDGMFm1985CZ14rWtd
RB-Appl-EffCW-med-ElecDHW-GasCDryer-Tier2-Top | DEER2016 | D16v1 | 2015-05-14 08:10 | SDG | MFm | 1985 | CZ15 | rWtd | Each | 1 | 630 | None | 109 | 0.0143 | 7.4 | 109 | 0.0143 | 7.4 | 109 | 0.0143 | 7.4 | 109 | 0.0143 | 7.4 |  |  | 2 |  | RB-Appl-EffCW-med-ElecDHW-GasCDryer-Tier2-TopSDGMFm1985CZ15rWtd
RB-Appl-EffCW-med-ElecDHW-GasCDryer-Tier2-Top | DEER2016 | D16v1 | 2015-05-14 08:10 | SDG | MFm | 1996 | CZ06 | rWtd | Each | 1 | 518 | None | 112 | 0.016 | 7.12 | 112 | 0.016 | 7.12 | 112 | 0.016 | 7.12 | 112 | 0.016 | 7.12 |  |  | 2 |  | RB-Appl-EffCW-med-ElecDHW-GasCDryer-Tier2-TopSDGMFm1996CZ06rWtd
RB-Appl-EffCW-med-ElecDHW-GasCDryer-Tier2-Top | DEER2016 | D16v1 | 2015-05-14 08:10 | SDG | MFm | 1996 | CZ07 | rWtd | Each | 1 | 518 | None | 111 | 0.0175 | 7.33 | 111 | 0.0175 | 7.33 | 111 | 0.0175 | 7.33 | 111 | 0.0175 | 7.33 |  |  | 2 |  | RB-Appl-EffCW-med-ElecDHW-GasCDryer-Tier2-TopSDGMFm1996CZ07rWtd
RB-Appl-EffCW-med-ElecDHW-GasCDryer-Tier2-Top | DEER2016 | D16v1 | 2015-05-14 08:10 | SDG | MFm | 1996 | CZ08 | rWtd | Each | 1 | 518 | None | 114 | 0.0181 | 7.23 | 114 | 0.0181 | 7.23 | 114 | 0.0181 | 7.23 | 114 | 0.0181 | 7.23 |  |  | 2 |  | RB-Appl-EffCW-med-ElecDHW-GasCDryer-Tier2-TopSDGMFm1996CZ08rWtd
RB-Appl-EffCW-med-ElecDHW-GasCDryer-Tier2-Top | DEER2016 | D16v1 | 2015-05-14 08:10 | SDG | MFm | 1996 | CZ10 | rWtd | Each | 1 | 487 | None | 111 | 0.0198 | 7.05 | 111 | 0.0198 | 7.05 | 111 | 0.0198 | 7.05 | 111 | 0.0198 | 7.05 |  |  | 2 |  | RB-Appl-EffCW-med-ElecDHW-GasCDryer-Tier2-TopSDGMFm1996CZ10rWtd
RB-Appl-EffCW-med-ElecDHW-GasCDryer-Tier2-Top | DEER2016 | D16v1 | 2015-05-14 08:10 | SDG | MFm | 1996 | CZ14 | rWtd | Each | 1 | 480 | None | 119 | 0.0155 | 7.07 | 119 | 0.0155 | 7.07 | 119 | 0.0155 | 7.07 | 119 | 0.0155 | 7.07 |  |  | 2 |  | RB-Appl-EffCW-med-ElecDHW-GasCDryer-Tier2-TopSDGMFm1996CZ14rWtd
RB-Appl-EffCW-med-ElecDHW-GasCDryer-Tier2-Top | DEER2016 | D16v1 | 2015-05-14 08:10 | SDG | MFm | 1996 | CZ15 | rWtd | Each | 1 | 480 | None | 108 | 0.0149 | 7.44 | 108 | 0.0149 | 7.44 | 108 | 0.0149 | 7.44 | 108 | 0.0149 | 7.44 |  |  | 2 |  | RB-Appl-EffCW-med-ElecDHW-GasCDryer-Tier2-TopSDGMFm1996CZ15rWtd
RB-Appl-EffCW-med-ElecDHW-GasCDryer-Tier2-Top | DEER2016 | D16v1 | 2015-05-14 08:10 | SDG | MFm | 2003 | CZ06 | rWtd | Each | 1 | 538 | None | 112 | 0.0172 | 7.12 | 112 | 0.0172 | 7.12 | 112 | 0.0172 | 7.12 | 112 | 0.0172 | 7.12 |  |  | 2 |  | RB-Appl-EffCW-med-ElecDHW-GasCDryer-Tier2-TopSDGMFm2003CZ06rWtd
RB-Appl-EffCW-med-ElecDHW-GasCDryer-Tier2-Top | DEER2016 | D16v1 | 2015-05-14 08:10 | SDG | MFm | 2003 | CZ07 | rWtd | Each | 1 | 538 | None | 111 | 0.0155 | 7.27 | 111 | 0.0155 | 7.27 | 111 | 0.0155 | 7.27 | 111 | 0.0155 | 7.27 |  |  | 2 |  | RB-Appl-EffCW-med-ElecDHW-GasCDryer-Tier2-TopSDGMFm2003CZ07rWtd
RB-Appl-EffCW-med-ElecDHW-GasCDryer-Tier2-Top | DEER2016 | D16v1 | 2015-05-14 08:10 | SDG | MFm | 2003 | CZ08 | rWtd | Each | 1 | 538 | None | 113 | 0.0161 | 7.19 | 113 | 0.0161 | 7.19 | 113 | 0.0161 | 7.19 | 113 | 0.0161 | 7.19 |  |  | 2 |  | RB-Appl-EffCW-med-ElecDHW-GasCDryer-Tier2-TopSDGMFm2003CZ08rWtd
RB-Appl-EffCW-med-ElecDHW-GasCDryer-Tier2-Top | DEER2016 | D16v1 | 2015-05-14 08:10 | SDG | MFm | 2003 | CZ10 | rWtd | Each | 1 | 474 | None | 112 | 0.0171 | 7.19 | 112 | 0.0171 | 7.19 | 112 | 0.0171 | 7.19 | 112 | 0.0171 | 7.19 |  |  | 2 |  | RB-Appl-EffCW-med-ElecDHW-GasCDryer-Tier2-TopSDGMFm2003CZ10rWtd
RB-Appl-EffCW-med-ElecDHW-GasCDryer-Tier2-Top | DEER2016 | D16v1 | 2015-05-14 08:10 | SDG | MFm | 2003 | CZ14 | rWtd | Each | 1 | 487 | None | 119 | 0.0154 | 7.03 | 119 | 0.0154 | 7.03 | 119 | 0.0154 | 7.03 | 119 | 0.0154 | 7.03 |  |  | 2 |  | RB-Appl-EffCW-med-ElecDHW-GasCDryer-Tier2-TopSDGMFm2003CZ14rWtd
RB-Appl-EffCW-med-ElecDHW-GasCDryer-Tier2-Top | DEER2016 | D16v1 | 2015-05-14 08:10 | SDG | MFm | 2003 | CZ15 | rWtd | Each | 1 | 487 | None | 108 | 0.015 | 7.42 | 108 | 0.015 | 7.42 | 108 | 0.015 | 7.42 | 108 | 0.015 | 7.42 |  |  | 2 |  | RB-Appl-EffCW-med-ElecDHW-GasCDryer-Tier2-TopSDGMFm2003CZ15rWtd
RB-Appl-EffCW-med-ElecDHW-GasCDryer-Tier2-Top | DEER2016 | D16v1 | 2015-05-14 08:10 | SDG | MFm | 2007 | CZ06 | rWtd | Each | 1 | 538 | None | 112 | 0.0179 | 7.11 | 112 | 0.0179 | 7.11 | 112 | 0.0179 | 7.11 | 112 | 0.0179 | 7.11 |  |  | 2 |  | RB-Appl-EffCW-med-ElecDHW-GasCDryer-Tier2-TopSDGMFm2007CZ06rWtd
RB-Appl-EffCW-med-ElecDHW-GasCDryer-Tier2-Top | DEER2016 | D16v1 | 2015-05-14 08:10 | SDG | MFm | 2007 | CZ07 | rWtd | Each | 1 | 538 | None | 111 | 0.0165 | 7.4 | 111 | 0.0165 | 7.4 | 111 | 0.0165 | 7.4 | 111 | 0.0165 | 7.4 |  |  | 2 |  | RB-Appl-EffCW-med-ElecDHW-GasCDryer-Tier2-TopSDGMFm2007CZ07rWtd
RB-Appl-EffCW-med-ElecDHW-GasCDryer-Tier2-Top | DEER2016 | D16v1 | 2015-05-14 08:10 | SDG | MFm | 2007 | CZ08 | rWtd | Each | 1 | 538 | None | 113 | 0.0163 | 7.18 | 113 | 0.0163 | 7.18 | 113 | 0.0163 | 7.18 | 113 | 0.0163 | 7.18 |  |  | 2 |  | RB-Appl-EffCW-med-ElecDHW-GasCDryer-Tier2-TopSDGMFm2007CZ08rWtd
RB-Appl-EffCW-med-ElecDHW-GasCDryer-Tier2-Top | DEER2016 | D16v1 | 2015-05-14 08:10 | SDG | MFm | 2007 | CZ10 | rWtd | Each | 1 | 474 | None | 112 | 0.0159 | 7.22 | 112 | 0.0159 | 7.22 | 112 | 0.0159 | 7.22 | 112 | 0.0159 | 7.22 |  |  | 2 |  | RB-Appl-EffCW-med-ElecDHW-GasCDryer-Tier2-TopSDGMFm2007CZ10rWtd
RB-Appl-EffCW-med-ElecDHW-GasCDryer-Tier2-Top | DEER2016 | D16v1 | 2015-05-14 08:10 | SDG | MFm | 2007 | CZ14 | rWtd | Each | 1 | 487 | None | 117 | 0.0153 | 7.04 | 117 | 0.0153 | 7.04 | 117 | 0.0153 | 7.04 | 117 | 0.0153 | 7.04 |  |  | 2 |  | RB-Appl-EffCW-med-ElecDHW-GasCDryer-Tier2-TopSDGMFm2007CZ14rWtd
RB-Appl-EffCW-med-ElecDHW-GasCDryer-Tier2-Top | DEER2016 | D16v1 | 2015-05-14 08:10 | SDG | MFm | 2007 | CZ15 | rWtd | Each | 1 | 487 | None | 107 | 0.0144 | 7.49 | 107 | 0.0144 | 7.49 | 107 | 0.0144 | 7.49 | 107 | 0.0144 | 7.49 |  |  | 2 |  | RB-Appl-EffCW-med-ElecDHW-GasCDryer-Tier2-TopSDGMFm2007CZ15rWtd
RB-Appl-EffCW-med-ElecDHW-GasCDryer-Tier2-Top | DEER2016 | D16v1 | 2015-05-14 08:10 | SDG | MFm | 2011 | CZ06 | rWtd | Each | 1 | 538 | None | 112 | 0.0176 | 7.15 | 112 | 0.0176 | 7.15 | 112 | 0.0176 | 7.15 | 112 | 0.0176 | 7.15 |  |  | 2 |  | RB-Appl-EffCW-med-ElecDHW-GasCDryer-Tier2-TopSDGMFm2011CZ06rWtd
RB-Appl-EffCW-med-ElecDHW-GasCDryer-Tier2-Top | DEER2016 | D16v1 | 2015-05-14 08:10 | SDG | MFm | 2011 | CZ07 | rWtd | Each | 1 | 538 | None | 112 | 0.0169 | 7.54 | 112 | 0.0169 | 7.54 | 112 | 0.0169 | 7.54 | 112 | 0.0169 | 7.54 |  |  | 2 |  | RB-Appl-EffCW-med-ElecDHW-GasCDryer-Tier2-TopSDGMFm2011CZ07rWtd
RB-Appl-EffCW-med-ElecDHW-GasCDryer-Tier2-Top | DEER2016 | D16v1 | 2015-05-14 08:10 | SDG | MFm | 2011 | CZ08 | rWtd | Each | 1 | 538 | None | 114 | 0.0162 | 7.3 | 114 | 0.0162 | 7.3 | 114 | 0.0162 | 7.3 | 114 | 0.0162 | 7.3 |  |  | 2 |  | RB-Appl-EffCW-med-ElecDHW-GasCDryer-Tier2-TopSDGMFm2011CZ08rWtd
RB-Appl-EffCW-med-ElecDHW-GasCDryer-Tier2-Top | DEER2016 | D16v1 | 2015-05-14 08:10 | SDG | MFm | 2011 | CZ10 | rWtd | Each | 1 | 474 | None | 113 | 0.0161 | 7.3 | 113 | 0.0161 | 7.3 | 113 | 0.0161 | 7.3 | 113 | 0.0161 | 7.3 |  |  | 2 |  | RB-Appl-EffCW-med-ElecDHW-GasCDryer-Tier2-TopSDGMFm2011CZ10rWtd
RB-Appl-EffCW-med-ElecDHW-GasCDryer-Tier2-Top | DEER2016 | D16v1 | 2015-05-14 08:10 | SDG | MFm | 2011 | CZ14 | rWtd | Each | 1 | 487 | None | 118 | 0.0153 | 7.12 | 118 | 0.0153 | 7.12 | 118 | 0.0153 | 7.12 | 118 | 0.0153 | 7.12 |  |  | 2 |  | RB-Appl-EffCW-med-ElecDHW-GasCDryer-Tier2-TopSDGMFm2011CZ14rWtd
RB-Appl-EffCW-med-ElecDHW-GasCDryer-Tier2-Top | DEER2016 | D16v1 | 2015-05-14 08:10 | SDG | MFm | 2011 | CZ15 | rWtd | Each | 1 | 487 | None | 107 | 0.0145 | 7.54 | 107 | 0.0145 | 7.54 | 107 | 0.0145 | 7.54 | 107 | 0.0145 | 7.54 |  |  | 2 |  | RB-Appl-EffCW-med-ElecDHW-GasCDryer-Tier2-TopSDGMFm2011CZ15rWtd
RB-Appl-EffCW-med-ElecDHW-GasCDryer-Tier2-Top | DEER2016 | D16v1 | 2015-05-14 08:10 | SDG | MFm | 2014 | CZ06 | rWtd | Each | 1 | 538 | None | 112 | 0.0164 | 7.23 | 112 | 0.0164 | 7.23 | 112 | 0.0164 | 7.23 | 112 | 0.0164 | 7.23 |  |  | 2 |  | RB-Appl-EffCW-med-ElecDHW-GasCDryer-Tier2-TopSDGMFm2014CZ06rWtd
RB-Appl-EffCW-med-ElecDHW-GasCDryer-Tier2-Top | DEER2016 | D16v1 | 2015-05-14 08:10 | SDG | MFm | 2014 | CZ07 | rWtd | Each | 1 | 538 | None | 112 | 0.0156 | 7.6 | 112 | 0.0156 | 7.6 | 112 | 0.0156 | 7.6 | 112 | 0.0156 | 7.6 |  |  | 2 |  | RB-Appl-EffCW-med-ElecDHW-GasCDryer-Tier2-TopSDGMFm2014CZ07rWtd
RB-Appl-EffCW-med-ElecDHW-GasCDryer-Tier2-Top | DEER2016 | D16v1 | 2015-05-14 08:10 | SDG | MFm | 2014 | CZ08 | rWtd | Each | 1 | 538 | None | 115 | 0.0162 | 7.39 | 115 | 0.0162 | 7.39 | 115 | 0.0162 | 7.39 | 115 | 0.0162 | 7.39 |  |  | 2 |  | RB-Appl-EffCW-med-ElecDHW-GasCDryer-Tier2-TopSDGMFm2014CZ08rWtd
RB-Appl-EffCW-med-ElecDHW-GasCDryer-Tier2-Top | DEER2016 | D16v1 | 2015-05-14 08:10 | SDG | MFm | 2014 | CZ10 | rWtd | Each | 1 | 474 | None | 113 | 0.0164 | 7.36 | 113 | 0.0164 | 7.36 | 113 | 0.0164 | 7.36 | 113 | 0.0164 | 7.36 |  |  | 2 |  | RB-Appl-EffCW-med-ElecDHW-GasCDryer-Tier2-TopSDGMFm2014CZ10rWtd
RB-Appl-EffCW-med-ElecDHW-GasCDryer-Tier2-Top | DEER2016 | D16v1 | 2015-05-14 08:10 | SDG | MFm | 2014 | CZ14 | rWtd | Each | 1 | 487 | None | 118 | 0.0158 | 7.11 | 118 | 0.0158 | 7.11 | 118 | 0.0158 | 7.11 | 118 | 0.0158 | 7.11 |  |  | 2 |  | RB-Appl-EffCW-med-ElecDHW-GasCDryer-Tier2-TopSDGMFm2014CZ14rWtd
RB-Appl-EffCW-med-ElecDHW-GasCDryer-Tier2-Top | DEER2016 | D16v1 | 2015-05-14 08:10 | SDG | MFm | 2014 | CZ15 | rWtd | Each | 1 | 487 | None | 107 | 0.0143 | 7.55 | 107 | 0.0143 | 7.55 | 107 | 0.0143 | 7.55 | 107 | 0.0143 | 7.55 |  |  | 2 |  | RB-Appl-EffCW-med-ElecDHW-GasCDryer-Tier2-TopSDGMFm2014CZ15rWtd
RB-Appl-EffCW-med-ElecDHW-GasCDryer-Tier2-Top | DEER2016 | D16v1 | 2015-05-14 08:10 | SDG | MFm | Ex | CZ06 | rWtd | Each | 1 | 527 | None | 112 | 0.016 | 7.1 | 112 | 0.016 | 7.1 | 112 | 0.016 | 7.1 | 112 | 0.016 | 7.1 |  |  | 2 |  | RB-Appl-EffCW-med-ElecDHW-GasCDryer-Tier2-TopSDGMFmExCZ06rWtd
RB-Appl-EffCW-med-ElecDHW-GasCDryer-Tier2-Top | DEER2016 | D16v1 | 2015-05-14 08:10 | SDG | MFm | Ex | CZ07 | rWtd | Each | 1 | 516 | None | 111 | 0.0153 | 7.29 | 111 | 0.0153 | 7.29 | 111 | 0.0153 | 7.29 | 111 | 0.0153 | 7.29 |  |  | 2 |  | RB-Appl-EffCW-med-ElecDHW-GasCDryer-Tier2-TopSDGMFmExCZ07rWtd
RB-Appl-EffCW-med-ElecDHW-GasCDryer-Tier2-Top | DEER2016 | D16v1 | 2015-05-14 08:10 | SDG | MFm | Ex | CZ08 | rWtd | Each | 1 | 539 | None | 113 | 0.0164 | 7.22 | 113 | 0.0164 | 7.22 | 113 | 0.0164 | 7.22 | 113 | 0.0164 | 7.22 |  |  | 2 |  | RB-Appl-EffCW-med-ElecDHW-GasCDryer-Tier2-TopSDGMFmExCZ08rWtd
RB-Appl-EffCW-med-ElecDHW-GasCDryer-Tier2-Top | DEER2016 | D16v1 | 2015-05-14 08:10 | SDG | MFm | Ex | CZ10 | rWtd | Each | 1 | 580 | None | 112 | 0.0171 | 7.1 | 112 | 0.0171 | 7.1 | 112 | 0.0171 | 7.1 | 112 | 0.0171 | 7.1 |  |  | 2 |  | RB-Appl-EffCW-med-ElecDHW-GasCDryer-Tier2-TopSDGMFmExCZ10rWtd
RB-Appl-EffCW-med-ElecDHW-GasCDryer-Tier2-Top | DEER2016 | D16v1 | 2015-05-14 08:10 | SDG | MFm | Ex | CZ14 | rWtd | Each | 1 | 634 | None | 118 | 0.0161 | 6.89 | 118 | 0.0161 | 6.89 | 118 | 0.0161 | 6.89 | 118 | 0.0161 | 6.89 |  |  | 2 |  | RB-Appl-EffCW-med-ElecDHW-GasCDryer-Tier2-TopSDGMFmExCZ14rWtd
RB-Appl-EffCW-med-ElecDHW-GasCDryer-Tier2-Top | DEER2016 | D16v1 | 2015-05-14 08:10 | SDG | MFm | Ex | CZ15 | rWtd | Each | 1 | 634 | None | 109 | 0.0142 | 7.39 | 109 | 0.0142 | 7.39 | 109 | 0.0142 | 7.39 | 109 | 0.0142 | 7.39 |  |  | 2 |  | RB-Appl-EffCW-med-ElecDHW-GasCDryer-Tier2-TopSDGMFmExCZ15rWtd
RB-Appl-EffCW-med-ElecDHW-GasCDryer-Tier2-Top | DEER2016 | D16v1 | 2015-05-14 08:10 | SDG | MFm | Ex | IOU | rWtd | Each | 1 | 530 | None | 111 | 0.0157 | 7.24 | 111 | 0.0157 | 7.24 | 111 | 0.0157 | 7.24 | 111 | 0.0157 | 7.24 |  |  | 2 |  | RB-Appl-EffCW-med-ElecDHW-GasCDryer-Tier2-TopSDGMFmExIOUrWtd
RB-Appl-EffCW-med-ElecDHW-GasCDryer-Tier2-Top | DEER2016 | D16v1 | 2015-05-14 08:10 | SDG | SFm | 1975 | CZ06 | rWtd | Each | 1 | 764 | None | 138 | 0.0205 | 8.86 | 138 | 0.0205 | 8.86 | 138 | 0.0205 | 8.86 | 138 | 0.0205 | 8.86 |  |  | 2 |  | RB-Appl-EffCW-med-ElecDHW-GasCDryer-Tier2-TopSDGSFm1975CZ06rWtd
RB-Appl-EffCW-med-ElecDHW-GasCDryer-Tier2-Top | DEER2016 | D16v1 | 2015-05-14 08:10 | SDG | SFm | 1975 | CZ07 | rWtd | Each | 1 | 764 | None | 137 | 0.00774 | 8.68 | 137 | 0.00774 | 8.68 | 137 | 0.00774 | 8.68 | 137 | 0.00774 | 8.68 |  |  | 2 |  | RB-Appl-EffCW-med-ElecDHW-GasCDryer-Tier2-TopSDGSFm1975CZ07rWtd
RB-Appl-EffCW-med-ElecDHW-GasCDryer-Tier2-Top | DEER2016 | D16v1 | 2015-05-14 08:10 | SDG | SFm | 1975 | CZ08 | rWtd | Each | 1 | 764 | None | 139 | 0.0208 | 8.65 | 139 | 0.0208 | 8.65 | 139 | 0.0208 | 8.65 | 139 | 0.0208 | 8.65 |  |  | 2 |  | RB-Appl-EffCW-med-ElecDHW-GasCDryer-Tier2-TopSDGSFm1975CZ08rWtd
RB-Appl-EffCW-med-ElecDHW-GasCDryer-Tier2-Top | DEER2016 | D16v1 | 2015-05-14 08:10 | SDG | SFm | 1975 | CZ10 | rWtd | Each | 1 | 818 | None | 139 | 0.0219 | 8.32 | 139 | 0.0219 | 8.32 | 139 | 0.0219 | 8.32 | 139 | 0.0219 | 8.32 |  |  | 2 |  | RB-Appl-EffCW-med-ElecDHW-GasCDryer-Tier2-TopSDGSFm1975CZ10rWtd
RB-Appl-EffCW-med-ElecDHW-GasCDryer-Tier2-Top | DEER2016 | D16v1 | 2015-05-14 08:10 | SDG | SFm | 1975 | CZ14 | rWtd | Each | 1 | 778 | None | 146 | 0.0213 | 8.4 | 146 | 0.0213 | 8.4 | 146 | 0.0213 | 8.4 | 146 | 0.0213 | 8.4 |  |  | 2 |  | RB-Appl-EffCW-med-ElecDHW-GasCDryer-Tier2-TopSDGSFm1975CZ14rWtd
RB-Appl-EffCW-med-ElecDHW-GasCDryer-Tier2-Top | DEER2016 | D16v1 | 2015-05-14 08:10 | SDG | SFm | 1975 | CZ15 | rWtd | Each | 1 | 778 | None | 138 | 0.0205 | 8.85 | 138 | 0.0205 | 8.85 | 138 | 0.0205 | 8.85 | 138 | 0.0205 | 8.85 |  |  | 2 |  | RB-Appl-EffCW-med-ElecDHW-GasCDryer-Tier2-TopSDGSFm1975CZ15rWtd
RB-Appl-EffCW-med-ElecDHW-GasCDryer-Tier2-Top | DEER2016 | D16v1 | 2015-05-14 08:10 | SDG | SFm | 1985 | CZ06 | rWtd | Each | 1 | 1030 | None | 140 | 0.0299 | 8.82 | 140 | 0.0299 | 8.82 | 140 | 0.0299 | 8.82 | 140 | 0.0299 | 8.82 |  |  | 2 |  | RB-Appl-EffCW-med-ElecDHW-GasCDryer-Tier2-TopSDGSFm1985CZ06rWtd
RB-Appl-EffCW-med-ElecDHW-GasCDryer-Tier2-Top | DEER2016 | D16v1 | 2015-05-14 08:10 | SDG | SFm | 1985 | CZ07 | rWtd | Each | 1 | 1030 | None | 137 | 0.0316 | 8.77 | 137 | 0.0316 | 8.77 | 137 | 0.0316 | 8.77 | 137 | 0.0316 | 8.77 |  |  | 2 |  | RB-Appl-EffCW-med-ElecDHW-GasCDryer-Tier2-TopSDGSFm1985CZ07rWtd
RB-Appl-EffCW-med-ElecDHW-GasCDryer-Tier2-Top | DEER2016 | D16v1 | 2015-05-14 08:10 | SDG | SFm | 1985 | CZ08 | rWtd | Each | 1 | 1030 | None | 141 | 0.0216 | 8.77 | 141 | 0.0216 | 8.77 | 141 | 0.0216 | 8.77 | 141 | 0.0216 | 8.77 |  |  | 2 |  | RB-Appl-EffCW-med-ElecDHW-GasCDryer-Tier2-TopSDGSFm1985CZ08rWtd
RB-Appl-EffCW-med-ElecDHW-GasCDryer-Tier2-Top | DEER2016 | D16v1 | 2015-05-14 08:10 | SDG | SFm | 1985 | CZ10 | rWtd | Each | 1 | 906 | None | 138 | 0.0224 | 8.42 | 138 | 0.0224 | 8.42 | 138 | 0.0224 | 8.42 | 138 | 0.0224 | 8.42 |  |  | 2 |  | RB-Appl-EffCW-med-ElecDHW-GasCDryer-Tier2-TopSDGSFm1985CZ10rWtd
RB-Appl-EffCW-med-ElecDHW-GasCDryer-Tier2-Top | DEER2016 | D16v1 | 2015-05-14 08:10 | SDG | SFm | 1985 | CZ14 | rWtd | Each | 1 | 870 | None | 146 | 0.0212 | 7.9 | 146 | 0.0212 | 7.9 | 146 | 0.0212 | 7.9 | 146 | 0.0212 | 7.9 |  |  | 2 |  | RB-Appl-EffCW-med-ElecDHW-GasCDryer-Tier2-TopSDGSFm1985CZ14rWtd
RB-Appl-EffCW-med-ElecDHW-GasCDryer-Tier2-Top | DEER2016 | D16v1 | 2015-05-14 08:10 | SDG | SFm | 1985 | CZ15 | rWtd | Each | 1 | 870 | None | 138 | 0.0206 | 8.56 | 138 | 0.0206 | 8.56 | 138 | 0.0206 | 8.56 | 138 | 0.0206 | 8.56 |  |  | 2 |  | RB-Appl-EffCW-med-ElecDHW-GasCDryer-Tier2-TopSDGSFm1985CZ15rWtd
RB-Appl-EffCW-med-ElecDHW-GasCDryer-Tier2-Top | DEER2016 | D16v1 | 2015-05-14 08:10 | SDG | SFm | 1996 | CZ06 | rWtd | Each | 1 | 1150 | None | 138 | 0.00774 | 8.86 | 138 | 0.00774 | 8.86 | 138 | 0.00774 | 8.86 | 138 | 0.00774 | 8.86 |  |  | 2 |  | RB-Appl-EffCW-med-ElecDHW-GasCDryer-Tier2-TopSDGSFm1996CZ06rWtd
RB-Appl-EffCW-med-ElecDHW-GasCDryer-Tier2-Top | DEER2016 | D16v1 | 2015-05-14 08:10 | SDG | SFm | 1996 | CZ07 | rWtd | Each | 1 | 1150 | None | 136 | -0.00504 | 8.94 | 136 | -0.00504 | 8.94 | 136 | -0.00504 | 8.94 | 136 | -0.00504 | 8.94 |  |  | 2 |  | RB-Appl-EffCW-med-ElecDHW-GasCDryer-Tier2-TopSDGSFm1996CZ07rWtd
RB-Appl-EffCW-med-ElecDHW-GasCDryer-Tier2-Top | DEER2016 | D16v1 | 2015-05-14 08:10 | SDG | SFm | 1996 | CZ08 | rWtd | Each | 1 | 1150 | None | 143 | 0.0183 | 8.88 | 143 | 0.0183 | 8.88 | 143 | 0.0183 | 8.88 | 143 | 0.0183 | 8.88 |  |  | 2 |  | RB-Appl-EffCW-med-ElecDHW-GasCDryer-Tier2-TopSDGSFm1996CZ08rWtd
RB-Appl-EffCW-med-ElecDHW-GasCDryer-Tier2-Top | DEER2016 | D16v1 | 2015-05-14 08:10 | SDG | SFm | 1996 | CZ10 | rWtd | Each | 1 | 1090 | None | 139 | 0.0199 | 8.71 | 139 | 0.0199 | 8.71 | 139 | 0.0199 | 8.71 | 139 | 0.0199 | 8.71 |  |  | 2 |  | RB-Appl-EffCW-med-ElecDHW-GasCDryer-Tier2-TopSDGSFm1996CZ10rWtd
RB-Appl-EffCW-med-ElecDHW-GasCDryer-Tier2-Top | DEER2016 | D16v1 | 2015-05-14 08:10 | SDG | SFm | 1996 | CZ14 | rWtd | Each | 1 | 879 | None | 144 | 0.0204 | 8.08 | 144 | 0.0204 | 8.08 | 144 | 0.0204 | 8.08 | 144 | 0.0204 | 8.08 |  |  | 2 |  | RB-Appl-EffCW-med-ElecDHW-GasCDryer-Tier2-TopSDGSFm1996CZ14rWtd
RB-Appl-EffCW-med-ElecDHW-GasCDryer-Tier2-Top | DEER2016 | D16v1 | 2015-05-14 08:10 | SDG | SFm | 1996 | CZ15 | rWtd | Each | 1 | 879 | None | 138 | 0.0189 | 8.55 | 138 | 0.0189 | 8.55 | 138 | 0.0189 | 8.55 | 138 | 0.0189 | 8.55 |  |  | 2 |  | RB-Appl-EffCW-med-ElecDHW-GasCDryer-Tier2-TopSDGSFm1996CZ15rWtd
RB-Appl-EffCW-med-ElecDHW-GasCDryer-Tier2-Top | DEER2016 | D16v1 | 2015-05-14 08:10 | SDG | SFm | 2003 | CZ06 | rWtd | Each | 1 | 1200 | None | 140 | 0.0201 | 8.2 | 140 | 0.0201 | 8.2 | 140 | 0.0201 | 8.2 | 140 | 0.0201 | 8.2 |  |  | 2 |  | RB-Appl-EffCW-med-ElecDHW-GasCDryer-Tier2-TopSDGSFm2003CZ06rWtd
RB-Appl-EffCW-med-ElecDHW-GasCDryer-Tier2-Top | DEER2016 | D16v1 | 2015-05-14 08:10 | SDG | SFm | 2003 | CZ07 | rWtd | Each | 1 | 1200 | None | 140 | 0.0217 | 8.14 | 140 | 0.0217 | 8.14 | 140 | 0.0217 | 8.14 | 140 | 0.0217 | 8.14 |  |  | 2 |  | RB-Appl-EffCW-med-ElecDHW-GasCDryer-Tier2-TopSDGSFm2003CZ07rWtd
RB-Appl-EffCW-med-ElecDHW-GasCDryer-Tier2-Top | DEER2016 | D16v1 | 2015-05-14 08:10 | SDG | SFm | 2003 | CZ08 | rWtd | Each | 1 | 1200 | None | 145 | 0.021 | 8.1 | 145 | 0.021 | 8.1 | 145 | 0.021 | 8.1 | 145 | 0.021 | 8.1 |  |  | 2 |  | RB-Appl-EffCW-med-ElecDHW-GasCDryer-Tier2-TopSDGSFm2003CZ08rWtd
RB-Appl-EffCW-med-ElecDHW-GasCDryer-Tier2-Top | DEER2016 | D16v1 | 2015-05-14 08:10 | SDG | SFm | 2003 | CZ10 | rWtd | Each | 1 | 974 | None | 142 | 0.0186 | 8.16 | 142 | 0.0186 | 8.16 | 142 | 0.0186 | 8.16 | 142 | 0.0186 | 8.16 |  |  | 2 |  | RB-Appl-EffCW-med-ElecDHW-GasCDryer-Tier2-TopSDGSFm2003CZ10rWtd
RB-Appl-EffCW-med-ElecDHW-GasCDryer-Tier2-Top | DEER2016 | D16v1 | 2015-05-14 08:10 | SDG | SFm | 2003 | CZ14 | rWtd | Each | 1 | 1080 | None | 143 | 0.0175 | 8.13 | 143 | 0.0175 | 8.13 | 143 | 0.0175 | 8.13 | 143 | 0.0175 | 8.13 |  |  | 2 |  | RB-Appl-EffCW-med-ElecDHW-GasCDryer-Tier2-TopSDGSFm2003CZ14rWtd
RB-Appl-EffCW-med-ElecDHW-GasCDryer-Tier2-Top | DEER2016 | D16v1 | 2015-05-14 08:10 | SDG | SFm | 2003 | CZ15 | rWtd | Each | 1 | 1080 | None | 137 | 0.0203 | 8.77 | 137 | 0.0203 | 8.77 | 137 | 0.0203 | 8.77 | 137 | 0.0203 | 8.77 |  |  | 2 |  | RB-Appl-EffCW-med-ElecDHW-GasCDryer-Tier2-TopSDGSFm2003CZ15rWtd
RB-Appl-EffCW-med-ElecDHW-GasCDryer-Tier2-Top | DEER2016 | D16v1 | 2015-05-14 08:10 | SDG | SFm | 2007 | CZ06 | rWtd | Each | 1 | 1200 | None | 140 | 0.0198 | 8.31 | 140 | 0.0198 | 8.31 | 140 | 0.0198 | 8.31 | 140 | 0.0198 | 8.31 |  |  | 2 |  | RB-Appl-EffCW-med-ElecDHW-GasCDryer-Tier2-TopSDGSFm2007CZ06rWtd
RB-Appl-EffCW-med-ElecDHW-GasCDryer-Tier2-Top | DEER2016 | D16v1 | 2015-05-14 08:10 | SDG | SFm | 2007 | CZ07 | rWtd | Each | 1 | 1200 | None | 137 | 0.0195 | 8.08 | 137 | 0.0195 | 8.08 | 137 | 0.0195 | 8.08 | 137 | 0.0195 | 8.08 |  |  | 2 |  | RB-Appl-EffCW-med-ElecDHW-GasCDryer-Tier2-TopSDGSFm2007CZ07rWtd
RB-Appl-EffCW-med-ElecDHW-GasCDryer-Tier2-Top | DEER2016 | D16v1 | 2015-05-14 08:10 | SDG | SFm | 2007 | CZ08 | rWtd | Each | 1 | 1200 | None | 143 | 0.0196 | 8.21 | 143 | 0.0196 | 8.21 | 143 | 0.0196 | 8.21 | 143 | 0.0196 | 8.21 |  |  | 2 |  | RB-Appl-EffCW-med-ElecDHW-GasCDryer-Tier2-TopSDGSFm2007CZ08rWtd
RB-Appl-EffCW-med-ElecDHW-GasCDryer-Tier2-Top | DEER2016 | D16v1 | 2015-05-14 08:10 | SDG | SFm | 2007 | CZ10 | rWtd | Each | 1 | 974 | None | 140 | 0.0183 | 8.15 | 140 | 0.0183 | 8.15 | 140 | 0.0183 | 8.15 | 140 | 0.0183 | 8.15 |  |  | 2 |  | RB-Appl-EffCW-med-ElecDHW-GasCDryer-Tier2-TopSDGSFm2007CZ10rWtd
RB-Appl-EffCW-med-ElecDHW-GasCDryer-Tier2-Top | DEER2016 | D16v1 | 2015-05-14 08:10 | SDG | SFm | 2007 | CZ14 | rWtd | Each | 1 | 1080 | None | 143 | 0.0187 | 8.02 | 143 | 0.0187 | 8.02 | 143 | 0.0187 | 8.02 | 143 | 0.0187 | 8.02 |  |  | 2 |  | RB-Appl-EffCW-med-ElecDHW-GasCDryer-Tier2-TopSDGSFm2007CZ14rWtd
RB-Appl-EffCW-med-ElecDHW-GasCDryer-Tier2-Top | DEER2016 | D16v1 | 2015-05-14 08:10 | SDG | SFm | 2007 | CZ15 | rWtd | Each | 1 | 1080 | None | 135 | 0.0182 | 8.75 | 135 | 0.0182 | 8.75 | 135 | 0.0182 | 8.75 | 135 | 0.0182 | 8.75 |  |  | 2 |  | RB-Appl-EffCW-med-ElecDHW-GasCDryer-Tier2-TopSDGSFm2007CZ15rWtd
RB-Appl-EffCW-med-ElecDHW-GasCDryer-Tier2-Top | DEER2016 | D16v1 | 2015-05-14 08:10 | SDG | SFm | 2011 | CZ06 | rWtd | Each | 1 | 1200 | None | 138 | 0.0197 | 8.16 | 138 | 0.0197 | 8.16 | 138 | 0.0197 | 8.16 | 138 | 0.0197 | 8.16 |  |  | 2 |  | RB-Appl-EffCW-med-ElecDHW-GasCDryer-Tier2-TopSDGSFm2011CZ06rWtd
RB-Appl-EffCW-med-ElecDHW-GasCDryer-Tier2-Top | DEER2016 | D16v1 | 2015-05-14 08:10 | SDG | SFm | 2011 | CZ07 | rWtd | Each | 1 | 1200 | None | 139 | 0.0218 | 8.28 | 139 | 0.0218 | 8.28 | 139 | 0.0218 | 8.28 | 139 | 0.0218 | 8.28 |  |  | 2 |  | RB-Appl-EffCW-med-ElecDHW-GasCDryer-Tier2-TopSDGSFm2011CZ07rWtd
RB-Appl-EffCW-med-ElecDHW-GasCDryer-Tier2-Top | DEER2016 | D16v1 | 2015-05-14 08:10 | SDG | SFm | 2011 | CZ08 | rWtd | Each | 1 | 1200 | None | 156 | 0.0202 | 8.36 | 156 | 0.0202 | 8.36 | 156 | 0.0202 | 8.36 | 156 | 0.0202 | 8.36 |  |  | 2 |  | RB-Appl-EffCW-med-ElecDHW-GasCDryer-Tier2-TopSDGSFm2011CZ08rWtd
RB-Appl-EffCW-med-ElecDHW-GasCDryer-Tier2-Top | DEER2016 | D16v1 | 2015-05-14 08:10 | SDG | SFm | 2011 | CZ10 | rWtd | Each | 1 | 974 | None | 141 | 0.0187 | 8.26 | 141 | 0.0187 | 8.26 | 141 | 0.0187 | 8.26 | 141 | 0.0187 | 8.26 |  |  | 2 |  | RB-Appl-EffCW-med-ElecDHW-GasCDryer-Tier2-TopSDGSFm2011CZ10rWtd
RB-Appl-EffCW-med-ElecDHW-GasCDryer-Tier2-Top | DEER2016 | D16v1 | 2015-05-14 08:10 | SDG | SFm | 2011 | CZ14 | rWtd | Each | 1 | 1080 | None | 143 | 0.0202 | 8.1 | 143 | 0.0202 | 8.1 | 143 | 0.0202 | 8.1 | 143 | 0.0202 | 8.1 |  |  | 2 |  | RB-Appl-EffCW-med-ElecDHW-GasCDryer-Tier2-TopSDGSFm2011CZ14rWtd
RB-Appl-EffCW-med-ElecDHW-GasCDryer-Tier2-Top | DEER2016 | D16v1 | 2015-05-14 08:10 | SDG | SFm | 2011 | CZ15 | rWtd | Each | 1 | 1080 | None | 135 | 0.0195 | 8.88 | 135 | 0.0195 | 8.88 | 135 | 0.0195 | 8.88 | 135 | 0.0195 | 8.88 |  |  | 2 |  | RB-Appl-EffCW-med-ElecDHW-GasCDryer-Tier2-TopSDGSFm2011CZ15rWtd
RB-Appl-EffCW-med-ElecDHW-GasCDryer-Tier2-Top | DEER2016 | D16v1 | 2015-05-14 08:10 | SDG | SFm | 2014 | CZ06 | rWtd | Each | 1 | 1200 | None | 138 | 0.0186 | 8.24 | 138 | 0.0186 | 8.24 | 138 | 0.0186 | 8.24 | 138 | 0.0186 | 8.24 |  |  | 2 |  | RB-Appl-EffCW-med-ElecDHW-GasCDryer-Tier2-TopSDGSFm2014CZ06rWtd
RB-Appl-EffCW-med-ElecDHW-GasCDryer-Tier2-Top | DEER2016 | D16v1 | 2015-05-14 08:10 | SDG | SFm | 2014 | CZ07 | rWtd | Each | 1 | 1200 | None | 137 | -0.00133 | 8.28 | 137 | -0.00133 | 8.28 | 137 | -0.00133 | 8.28 | 137 | -0.00133 | 8.28 |  |  | 2 |  | RB-Appl-EffCW-med-ElecDHW-GasCDryer-Tier2-TopSDGSFm2014CZ07rWtd
RB-Appl-EffCW-med-ElecDHW-GasCDryer-Tier2-Top | DEER2016 | D16v1 | 2015-05-14 08:10 | SDG | SFm | 2014 | CZ08 | rWtd | Each | 1 | 1200 | None | 139 | 0.0226 | 8.39 | 139 | 0.0226 | 8.39 | 139 | 0.0226 | 8.39 | 139 | 0.0226 | 8.39 |  |  | 2 |  | RB-Appl-EffCW-med-ElecDHW-GasCDryer-Tier2-TopSDGSFm2014CZ08rWtd
RB-Appl-EffCW-med-ElecDHW-GasCDryer-Tier2-Top | DEER2016 | D16v1 | 2015-05-14 08:10 | SDG | SFm | 2014 | CZ10 | rWtd | Each | 1 | 974 | None | 141 | 0.0202 | 8.25 | 141 | 0.0202 | 8.25 | 141 | 0.0202 | 8.25 | 141 | 0.0202 | 8.25 |  |  | 2 |  | RB-Appl-EffCW-med-ElecDHW-GasCDryer-Tier2-TopSDGSFm2014CZ10rWtd
RB-Appl-EffCW-med-ElecDHW-GasCDryer-Tier2-Top | DEER2016 | D16v1 | 2015-05-14 08:10 | SDG | SFm | 2014 | CZ14 | rWtd | Each | 1 | 1080 | None | 143 | 0.0199 | 8.07 | 143 | 0.0199 | 8.07 | 143 | 0.0199 | 8.07 | 143 | 0.0199 | 8.07 |  |  | 2 |  | RB-Appl-EffCW-med-ElecDHW-GasCDryer-Tier2-TopSDGSFm2014CZ14rWtd
RB-Appl-EffCW-med-ElecDHW-GasCDryer-Tier2-Top | DEER2016 | D16v1 | 2015-05-14 08:10 | SDG | SFm | 2014 | CZ15 | rWtd | Each | 1 | 1080 | None | 135 | 0.0189 | 8.83 | 135 | 0.0189 | 8.83 | 135 | 0.0189 | 8.83 | 135 | 0.0189 | 8.83 |  |  | 2 |  | RB-Appl-EffCW-med-ElecDHW-GasCDryer-Tier2-TopSDGSFm2014CZ15rWtd
RB-Appl-EffCW-med-ElecDHW-GasCDryer-Tier2-Top | DEER2016 | D16v1 | 2015-05-14 08:10 | SDG | SFm | Ex | CZ06 | rWtd | Each | 1 | 1090 | None | 139 | 0.02 | 8.63 | 139 | 0.02 | 8.63 | 139 | 0.02 | 8.63 | 139 | 0.02 | 8.63 |  |  | 2 |  | RB-Appl-EffCW-med-ElecDHW-GasCDryer-Tier2-TopSDGSFmExCZ06rWtd
RB-Appl-EffCW-med-ElecDHW-GasCDryer-Tier2-Top | DEER2016 | D16v1 | 2015-05-14 08:10 | SDG | SFm | Ex | CZ07 | rWtd | Each | 1 | 932 | None | 137 | 0.0135 | 8.67 | 137 | 0.0135 | 8.67 | 137 | 0.0135 | 8.67 | 137 | 0.0135 | 8.67 |  |  | 2 |  | RB-Appl-EffCW-med-ElecDHW-GasCDryer-Tier2-TopSDGSFmExCZ07rWtd
RB-Appl-EffCW-med-ElecDHW-GasCDryer-Tier2-Top | DEER2016 | D16v1 | 2015-05-14 08:10 | SDG | SFm | Ex | CZ08 | rWtd | Each | 1 | 1030 | None | 142 | 0.02 | 8.69 | 142 | 0.02 | 8.69 | 142 | 0.02 | 8.69 | 142 | 0.02 | 8.69 |  |  | 2 |  | RB-Appl-EffCW-med-ElecDHW-GasCDryer-Tier2-TopSDGSFmExCZ08rWtd
RB-Appl-EffCW-med-ElecDHW-GasCDryer-Tier2-Top | DEER2016 | D16v1 | 2015-05-14 08:10 | SDG | SFm | Ex | CZ10 | rWtd | Each | 1 | 903 | None | 139 | 0.0212 | 8.37 | 139 | 0.0212 | 8.37 | 139 | 0.0212 | 8.37 | 139 | 0.0212 | 8.37 |  |  | 2 |  | RB-Appl-EffCW-med-ElecDHW-GasCDryer-Tier2-TopSDGSFmExCZ10rWtd
RB-Appl-EffCW-med-ElecDHW-GasCDryer-Tier2-Top | DEER2016 | D16v1 | 2015-05-14 08:10 | SDG | SFm | Ex | CZ14 | rWtd | Each | 1 | 841 | None | 145 | 0.021 | 8.21 | 145 | 0.021 | 8.21 | 145 | 0.021 | 8.21 | 145 | 0.021 | 8.21 |  |  | 2 |  | RB-Appl-EffCW-med-ElecDHW-GasCDryer-Tier2-TopSDGSFmExCZ14rWtd
RB-Appl-EffCW-med-ElecDHW-GasCDryer-Tier2-Top | DEER2016 | D16v1 | 2015-05-14 08:10 | SDG | SFm | Ex | CZ15 | rWtd | Each | 1 | 798 | None | 138 | 0.0205 | 8.79 | 138 | 0.0205 | 8.79 | 138 | 0.0205 | 8.79 | 138 | 0.0205 | 8.79 |  |  | 2 |  | RB-Appl-EffCW-med-ElecDHW-GasCDryer-Tier2-TopSDGSFmExCZ15rWtd
RB-Appl-EffCW-med-ElecDHW-GasCDryer-Tier2-Top | DEER2016 | D16v1 | 2015-05-14 08:10 | SDG | SFm | Ex | IOU | rWtd | Each | 1 | 939 | None | 138 | 0.0165 | 8.58 | 138 | 0.0165 | 8.58 | 138 | 0.0165 | 8.58 | 138 | 0.0165 | 8.58 |  |  | 2 |  | RB-Appl-EffCW-med-ElecDHW-GasCDryer-Tier2-TopSDGSFmExIOUrWtd
RB-Appl-EffCW-med-ElecDHW-GasCDryer-Tier3-Front | DEER2016 | D16v1 | 2015-05-16 | Any | DMo | MH00 | CZ01 | rDXGF | Each | 1 | 621 | None | 113 | 0.018 | 8.96 | 2.15 | 0.00132 | 7.48 | 113 | 0.018 | 8.96 | 2.15 | 0.00132 | 7.48 |  |  | 1 |  | RB-Appl-EffCW-med-ElecDHW-GasCDryer-Tier3-FrontAnyDMoMH00CZ01rDXGF
RB-Appl-EffCW-med-ElecDHW-GasCDryer-Tier3-Front | DEER2016 | D16v1 | 2015-05-16 | Any | DMo | MH00 | CZ01 | rDXHP | Each | 1 | 621 | None | 105 | 0.0136 | 9.83 | 0.685 | 0.000524 | 7.52 | 105 | 0.0136 | 9.83 | 0.685 | 0.000524 | 7.52 |  |  | 1 |  | RB-Appl-EffCW-med-ElecDHW-GasCDryer-Tier3-FrontAnyDMoMH00CZ01rDXHP
RB-Appl-EffCW-med-ElecDHW-GasCDryer-Tier3-Front | DEER2016 | D16v1 | 2015-05-16 | Any | DMo | MH00 | CZ01 | rNCEH | Each | 1 | 621 | None | 105 | 0.0153 | 9.83 | 2.12 | 0.000335 | 7.51 | 105 | 0.0153 | 9.83 | 2.12 | 0.000335 | 7.51 |  |  | 1 |  | RB-Appl-EffCW-med-ElecDHW-GasCDryer-Tier3-FrontAnyDMoMH00CZ01rNCEH
RB-Appl-EffCW-med-ElecDHW-GasCDryer-Tier3-Front | DEER2016 | D16v1 | 2015-05-16 | Any | DMo | MH00 | CZ01 | rNCGF | Each | 1 | 621 | None | 114 | 0.0153 | 8.93 | 3.05 | 0.000286 | 7.48 | 114 | 0.0153 | 8.93 | 3.05 | 0.000286 | 7.48 |  |  | 1 |  | RB-Appl-EffCW-med-ElecDHW-GasCDryer-Tier3-FrontAnyDMoMH00CZ01rNCGF
RB-Appl-EffCW-med-ElecDHW-GasCDryer-Tier3-Front | DEER2016 | D16v1 | 2015-05-16 | Any | DMo | MH00 | CZ02 | rDXGF | Each | 1 | 621 | None | 108 | 0.0178 | 8.82 | 0.221 | 0.00105 | 7.38 | 108 | 0.0178 | 8.82 | 0.221 | 0.00105 | 7.38 |  |  | 1 |  | RB-Appl-EffCW-med-ElecDHW-GasCDryer-Tier3-FrontAnyDMoMH00CZ02rDXGF
RB-Appl-EffCW-med-ElecDHW-GasCDryer-Tier3-Front | DEER2016 | D16v1 | 2015-05-16 | Any | DMo | MH00 | CZ02 | rDXHP | Each | 1 | 621 | None | 98.7 | 0.0171 | 9.83 | -1.71 | 0.000178 | 7.52 | 98.7 | 0.0171 | 9.83 | -1.71 | 0.000178 | 7.52 |  |  | 1 |  | RB-Appl-EffCW-med-ElecDHW-GasCDryer-Tier3-FrontAnyDMoMH00CZ02rDXHP
RB-Appl-EffCW-med-ElecDHW-GasCDryer-Tier3-Front | DEER2016 | D16v1 | 2015-05-16 | Any | DMo | MH00 | CZ02 | rNCEH | Each | 1 | 621 | None | 97.1 | 0.014 | 9.83 | 0.621 | 9.49e-05 | 7.51 | 97.1 | 0.014 | 9.83 | 0.621 | 9.49e-05 | 7.51 |  |  | 1 |  | RB-Appl-EffCW-med-ElecDHW-GasCDryer-Tier3-FrontAnyDMoMH00CZ02rNCEH
RB-Appl-EffCW-med-ElecDHW-GasCDryer-Tier3-Front | DEER2016 | D16v1 | 2015-05-16 | Any | DMo | MH00 | CZ02 | rNCGF | Each | 1 | 621 | None | 105 | 0.014 | 8.82 | 1.46 | 0.000121 | 7.42 | 105 | 0.014 | 8.82 | 1.46 | 0.000121 | 7.42 |  |  | 1 |  | RB-Appl-EffCW-med-ElecDHW-GasCDryer-Tier3-FrontAnyDMoMH00CZ02rNCGF
RB-Appl-EffCW-med-ElecDHW-GasCDryer-Tier3-Front | DEER2016 | D16v1 | 2015-05-16 | Any | DMo | MH00 | CZ03 | rDXGF | Each | 1 | 621 | None | 106 | 0.0161 | 8.82 | 1.07 | 0.000308 | 7.38 | 106 | 0.0161 | 8.82 | 1.07 | 0.000308 | 7.38 |  |  | 1 |  | RB-Appl-EffCW-med-ElecDHW-GasCDryer-Tier3-FrontAnyDMoMH00CZ03rDXGF
RB-Appl-EffCW-med-ElecDHW-GasCDryer-Tier3-Front | DEER2016 | D16v1 | 2015-05-16 | Any | DMo | MH00 | CZ03 | rDXHP | Each | 1 | 621 | None | 99.6 | 0.0166 | 9.83 | -0.542 | -0.000127 | 7.52 | 99.6 | 0.0166 | 9.83 | -0.542 | -0.000127 | 7.52 |  |  | 1 |  | RB-Appl-EffCW-med-ElecDHW-GasCDryer-Tier3-FrontAnyDMoMH00CZ03rDXHP
RB-Appl-EffCW-med-ElecDHW-GasCDryer-Tier3-Front | DEER2016 | D16v1 | 2015-05-16 | Any | DMo | MH00 | CZ03 | rNCEH | Each | 1 | 621 | None | 97.5 | 0.0142 | 9.83 | 0.666 | 0.000138 | 7.51 | 97.5 | 0.0142 | 9.83 | 0.666 | 0.000138 | 7.51 |  |  | 1 |  | RB-Appl-EffCW-med-ElecDHW-GasCDryer-Tier3-FrontAnyDMoMH00CZ03rNCEH
RB-Appl-EffCW-med-ElecDHW-GasCDryer-Tier3-Front | DEER2016 | D16v1 | 2015-05-16 | Any | DMo | MH00 | CZ03 | rNCGF | Each | 1 | 621 | None | 106 | 0.014 | 8.84 | 1.53 | 0.000286 | 7.39 | 106 | 0.014 | 8.84 | 1.53 | 0.000286 | 7.39 |  |  | 1 |  | RB-Appl-EffCW-med-ElecDHW-GasCDryer-Tier3-FrontAnyDMoMH00CZ03rNCGF
RB-Appl-EffCW-med-ElecDHW-GasCDryer-Tier3-Front | DEER2016 | D16v1 | 2015-05-16 | Any | DMo | MH00 | CZ04 | rDXGF | Each | 1 | 621 | None | 106 | 0.0159 | 9.08 | 0.109 | 0.00242 | 7.49 | 106 | 0.0159 | 9.08 | 0.109 | 0.00242 | 7.49 |  |  | 1 |  | RB-Appl-EffCW-med-ElecDHW-GasCDryer-Tier3-FrontAnyDMoMH00CZ04rDXGF
RB-Appl-EffCW-med-ElecDHW-GasCDryer-Tier3-Front | DEER2016 | D16v1 | 2015-05-16 | Any | DMo | MH00 | CZ04 | rDXHP | Each | 1 | 621 | None | 99.2 | 0.0154 | 9.83 | -1.96 | -0.000487 | 7.52 | 99.2 | 0.0154 | 9.83 | -1.96 | -0.000487 | 7.52 |  |  | 1 |  | RB-Appl-EffCW-med-ElecDHW-GasCDryer-Tier3-FrontAnyDMoMH00CZ04rDXHP
RB-Appl-EffCW-med-ElecDHW-GasCDryer-Tier3-Front | DEER2016 | D16v1 | 2015-05-16 | Any | DMo | MH00 | CZ04 | rNCEH | Each | 1 | 621 | None | 95.9 | 0.0132 | 9.83 | 0.213 | -5.76e-05 | 7.51 | 95.9 | 0.0132 | 9.83 | 0.213 | -5.76e-05 | 7.51 |  |  | 1 |  | RB-Appl-EffCW-med-ElecDHW-GasCDryer-Tier3-FrontAnyDMoMH00CZ04rNCEH
RB-Appl-EffCW-med-ElecDHW-GasCDryer-Tier3-Front | DEER2016 | D16v1 | 2015-05-16 | Any | DMo | MH00 | CZ04 | rNCGF | Each | 1 | 621 | None | 103 | 0.0132 | 9.04 | 0.909 | -6.27e-05 | 7.45 | 103 | 0.0132 | 9.04 | 0.909 | -6.27e-05 | 7.45 |  |  | 1 |  | RB-Appl-EffCW-med-ElecDHW-GasCDryer-Tier3-FrontAnyDMoMH00CZ04rNCGF
RB-Appl-EffCW-med-ElecDHW-GasCDryer-Tier3-Front | DEER2016 | D16v1 | 2015-05-16 | Any | DMo | MH00 | CZ05 | rDXGF | Each | 1 | 621 | None | 105 | 0.0154 | 8.86 | 1.97 | 0.000212 | 7.44 | 105 | 0.0154 | 8.86 | 1.97 | 0.000212 | 7.44 |  |  | 1 |  | RB-Appl-EffCW-med-ElecDHW-GasCDryer-Tier3-FrontAnyDMoMH00CZ05rDXGF
RB-Appl-EffCW-med-ElecDHW-GasCDryer-Tier3-Front | DEER2016 | D16v1 | 2015-05-16 | Any | DMo | MH00 | CZ05 | rDXHP | Each | 1 | 621 | None | 96.2 | 0.0146 | 9.83 | -3.32 | -0.00114 | 7.52 | 96.2 | 0.0146 | 9.83 | -3.32 | -0.00114 | 7.52 |  |  | 1 |  | RB-Appl-EffCW-med-ElecDHW-GasCDryer-Tier3-FrontAnyDMoMH00CZ05rDXHP
RB-Appl-EffCW-med-ElecDHW-GasCDryer-Tier3-Front | DEER2016 | D16v1 | 2015-05-16 | Any | DMo | MH00 | CZ05 | rNCEH | Each | 1 | 621 | None | 97.1 | 0.0143 | 9.83 | 0.745 | 0.000159 | 7.51 | 97.1 | 0.0143 | 9.83 | 0.745 | 0.000159 | 7.51 |  |  | 1 |  | RB-Appl-EffCW-med-ElecDHW-GasCDryer-Tier3-FrontAnyDMoMH00CZ05rNCEH
RB-Appl-EffCW-med-ElecDHW-GasCDryer-Tier3-Front | DEER2016 | D16v1 | 2015-05-16 | Any | DMo | MH00 | CZ05 | rNCGF | Each | 1 | 621 | None | 107 | 0.0152 | 8.67 | 1.84 | 0.000149 | 7.38 | 107 | 0.0152 | 8.67 | 1.84 | 0.000149 | 7.38 |  |  | 1 |  | RB-Appl-EffCW-med-ElecDHW-GasCDryer-Tier3-FrontAnyDMoMH00CZ05rNCGF
RB-Appl-EffCW-med-ElecDHW-GasCDryer-Tier3-Front | DEER2016 | D16v1 | 2015-05-16 | Any | DMo | MH00 | CZ06 | rDXGF | Each | 1 | 621 | None | 105 | 0.0154 | 9.27 | -1.91 | 0.000147 | 7.51 | 105 | 0.0154 | 9.27 | -1.91 | 0.000147 | 7.51 |  |  | 1 |  | RB-Appl-EffCW-med-ElecDHW-GasCDryer-Tier3-FrontAnyDMoMH00CZ06rDXGF
RB-Appl-EffCW-med-ElecDHW-GasCDryer-Tier3-Front | DEER2016 | D16v1 | 2015-05-16 | Any | DMo | MH00 | CZ06 | rDXHP | Each | 1 | 621 | None | 97.8 | 0.015 | 9.83 | -2.11 | -0.000331 | 7.52 | 97.8 | 0.015 | 9.83 | -2.11 | -0.000331 | 7.52 |  |  | 1 |  | RB-Appl-EffCW-med-ElecDHW-GasCDryer-Tier3-FrontAnyDMoMH00CZ06rDXHP
RB-Appl-EffCW-med-ElecDHW-GasCDryer-Tier3-Front | DEER2016 | D16v1 | 2015-05-16 | Any | DMo | MH00 | CZ06 | rNCEH | Each | 1 | 621 | None | 93.7 | 0.0131 | 9.83 | -0.308 | -8.57e-05 | 7.51 | 93.7 | 0.0131 | 9.83 | -0.308 | -8.57e-05 | 7.51 |  |  | 1 |  | RB-Appl-EffCW-med-ElecDHW-GasCDryer-Tier3-FrontAnyDMoMH00CZ06rNCEH
RB-Appl-EffCW-med-ElecDHW-GasCDryer-Tier3-Front | DEER2016 | D16v1 | 2015-05-16 | Any | DMo | MH00 | CZ06 | rNCGF | Each | 1 | 621 | None | 99.6 | 0.013 | 9.21 | 0.38 | -8.78e-05 | 7.52 | 99.6 | 0.013 | 9.21 | 0.38 | -8.78e-05 | 7.52 |  |  | 1 |  | RB-Appl-EffCW-med-ElecDHW-GasCDryer-Tier3-FrontAnyDMoMH00CZ06rNCGF
RB-Appl-EffCW-med-ElecDHW-GasCDryer-Tier3-Front | DEER2016 | D16v1 | 2015-05-16 | Any | DMo | MH00 | CZ07 | rDXGF | Each | 1 | 621 | None | 105 | 0.0288 | 9.19 | 0.641 | -0.0499 | 7.42 | 105 | 0.0288 | 9.19 | 0.641 | -0.0499 | 7.42 |  |  | 1 |  | RB-Appl-EffCW-med-ElecDHW-GasCDryer-Tier3-FrontAnyDMoMH00CZ07rDXGF
RB-Appl-EffCW-med-ElecDHW-GasCDryer-Tier3-Front | DEER2016 | D16v1 | 2015-05-16 | Any | DMo | MH00 | CZ07 | rDXHP | Each | 1 | 621 | None | 99.3 | 0.0504 | 9.83 | -0.845 | 0.0353 | 7.52 | 99.3 | 0.0504 | 9.83 | -0.845 | 0.0353 | 7.52 |  |  | 1 |  | RB-Appl-EffCW-med-ElecDHW-GasCDryer-Tier3-FrontAnyDMoMH00CZ07rDXHP
RB-Appl-EffCW-med-ElecDHW-GasCDryer-Tier3-Front | DEER2016 | D16v1 | 2015-05-16 | Any | DMo | MH00 | CZ07 | rNCEH | Each | 1 | 621 | None | 93.2 | 0.0131 | 9.83 | -0.446 | -8.66e-05 | 7.51 | 93.2 | 0.0131 | 9.83 | -0.446 | -8.66e-05 | 7.51 |  |  | 1 |  | RB-Appl-EffCW-med-ElecDHW-GasCDryer-Tier3-FrontAnyDMoMH00CZ07rNCEH
RB-Appl-EffCW-med-ElecDHW-GasCDryer-Tier3-Front | DEER2016 | D16v1 | 2015-05-16 | Any | DMo | MH00 | CZ07 | rNCGF | Each | 1 | 621 | None | 98.4 | 0.013 | 9.17 | 0.0794 | -0.000327 | 7.45 | 98.4 | 0.013 | 9.17 | 0.0794 | -0.000327 | 7.45 |  |  | 1 |  | RB-Appl-EffCW-med-ElecDHW-GasCDryer-Tier3-FrontAnyDMoMH00CZ07rNCGF
RB-Appl-EffCW-med-ElecDHW-GasCDryer-Tier3-Front | DEER2016 | D16v1 | 2015-05-16 | Any | DMo | MH00 | CZ08 | rDXGF | Each | 1 | 621 | None | 102 | 0.0144 | 9.23 | -0.0404 | -0.000217 | 7.42 | 102 | 0.0144 | 9.23 | -0.0404 | -0.000217 | 7.42 |  |  | 1 |  | RB-Appl-EffCW-med-ElecDHW-GasCDryer-Tier3-FrontAnyDMoMH00CZ08rDXGF
RB-Appl-EffCW-med-ElecDHW-GasCDryer-Tier3-Front | DEER2016 | D16v1 | 2015-05-16 | Any | DMo | MH00 | CZ08 | rDXHP | Each | 1 | 621 | None | 96 | 0.0149 | 9.83 | -1.67 | -0.000557 | 7.52 | 96 | 0.0149 | 9.83 | -1.67 | -0.000557 | 7.52 |  |  | 1 |  | RB-Appl-EffCW-med-ElecDHW-GasCDryer-Tier3-FrontAnyDMoMH00CZ08rDXHP
RB-Appl-EffCW-med-ElecDHW-GasCDryer-Tier3-Front | DEER2016 | D16v1 | 2015-05-16 | Any | DMo | MH00 | CZ08 | rNCEH | Each | 1 | 621 | None | 91.4 | 0.0126 | 9.83 | -0.76 | -0.000167 | 7.51 | 91.4 | 0.0126 | 9.83 | -0.76 | -0.000167 | 7.51 |  |  | 1 |  | RB-Appl-EffCW-med-ElecDHW-GasCDryer-Tier3-FrontAnyDMoMH00CZ08rNCEH
RB-Appl-EffCW-med-ElecDHW-GasCDryer-Tier3-Front | DEER2016 | D16v1 | 2015-05-16 | Any | DMo | MH00 | CZ08 | rNCGF | Each | 1 | 621 | None | 96.8 | 0.0129 | 9.16 | -0.168 | -3.3e-05 | 7.44 | 96.8 | 0.0129 | 9.16 | -0.168 | -3.3e-05 | 7.44 |  |  | 1 |  | RB-Appl-EffCW-med-ElecDHW-GasCDryer-Tier3-FrontAnyDMoMH00CZ08rNCGF
RB-Appl-EffCW-med-ElecDHW-GasCDryer-Tier3-Front | DEER2016 | D16v1 | 2015-05-16 | Any | DMo | MH00 | CZ09 | rDXGF | Each | 1 | 621 | None | 103 | 0.0149 | 9.2 | 1.02 | 0.000288 | 7.46 | 103 | 0.0149 | 9.2 | 1.02 | 0.000288 | 7.46 |  |  | 1 |  | RB-Appl-EffCW-med-ElecDHW-GasCDryer-Tier3-FrontAnyDMoMH00CZ09rDXGF
RB-Appl-EffCW-med-ElecDHW-GasCDryer-Tier3-Front | DEER2016 | D16v1 | 2015-05-16 | Any | DMo | MH00 | CZ09 | rDXHP | Each | 1 | 621 | None | 94.6 | 0.0148 | 9.83 | -2.91 | -0.00027 | 7.52 | 94.6 | 0.0148 | 9.83 | -2.91 | -0.00027 | 7.52 |  |  | 1 |  | RB-Appl-EffCW-med-ElecDHW-GasCDryer-Tier3-FrontAnyDMoMH00CZ09rDXHP
RB-Appl-EffCW-med-ElecDHW-GasCDryer-Tier3-Front | DEER2016 | D16v1 | 2015-05-16 | Any | DMo | MH00 | CZ09 | rNCEH | Each | 1 | 621 | None | 90.8 | 0.0124 | 9.83 | -0.833 | -0.000201 | 7.51 | 90.8 | 0.0124 | 9.83 | -0.833 | -0.000201 | 7.51 |  |  | 1 |  | RB-Appl-EffCW-med-ElecDHW-GasCDryer-Tier3-FrontAnyDMoMH00CZ09rNCEH
RB-Appl-EffCW-med-ElecDHW-GasCDryer-Tier3-Front | DEER2016 | D16v1 | 2015-05-16 | Any | DMo | MH00 | CZ09 | rNCGF | Each | 1 | 621 | None | 96.7 | 0.0128 | 9.19 | -0.196 | -0.000199 | 7.49 | 96.7 | 0.0128 | 9.19 | -0.196 | -0.000199 | 7.49 |  |  | 1 |  | RB-Appl-EffCW-med-ElecDHW-GasCDryer-Tier3-FrontAnyDMoMH00CZ09rNCGF
RB-Appl-EffCW-med-ElecDHW-GasCDryer-Tier3-Front | DEER2016 | D16v1 | 2015-05-16 | Any | DMo | MH00 | CZ10 | rDXGF | Each | 1 | 621 | None | 104 | 0.0149 | 9.18 | 0.535 | -1.43e-05 | 7.46 | 104 | 0.0149 | 9.18 | 0.535 | -1.43e-05 | 7.46 |  |  | 1 |  | RB-Appl-EffCW-med-ElecDHW-GasCDryer-Tier3-FrontAnyDMoMH00CZ10rDXGF
RB-Appl-EffCW-med-ElecDHW-GasCDryer-Tier3-Front | DEER2016 | D16v1 | 2015-05-16 | Any | DMo | MH00 | CZ10 | rDXHP | Each | 1 | 621 | None | 98.3 | 0.0144 | 9.83 | -1.3 | -0.000433 | 7.52 | 98.3 | 0.0144 | 9.83 | -1.3 | -0.000433 | 7.52 |  |  | 1 |  | RB-Appl-EffCW-med-ElecDHW-GasCDryer-Tier3-FrontAnyDMoMH00CZ10rDXHP
RB-Appl-EffCW-med-ElecDHW-GasCDryer-Tier3-Front | DEER2016 | D16v1 | 2015-05-16 | Any | DMo | MH00 | CZ10 | rNCEH | Each | 1 | 621 | None | 90.2 | 0.0122 | 9.83 | -0.935 | -0.000245 | 7.51 | 90.2 | 0.0122 | 9.83 | -0.935 | -0.000245 | 7.51 |  |  | 1 |  | RB-Appl-EffCW-med-ElecDHW-GasCDryer-Tier3-FrontAnyDMoMH00CZ10rNCEH
RB-Appl-EffCW-med-ElecDHW-GasCDryer-Tier3-Front | DEER2016 | D16v1 | 2015-05-16 | Any | DMo | MH00 | CZ10 | rNCGF | Each | 1 | 621 | None | 96.2 | 0.0122 | 9.19 | -0.33 | -0.000319 | 7.47 | 96.2 | 0.0122 | 9.19 | -0.33 | -0.000319 | 7.47 |  |  | 1 |  | RB-Appl-EffCW-med-ElecDHW-GasCDryer-Tier3-FrontAnyDMoMH00CZ10rNCGF
RB-Appl-EffCW-med-ElecDHW-GasCDryer-Tier3-Front | DEER2016 | D16v1 | 2015-05-16 | Any | DMo | MH00 | CZ11 | rDXGF | Each | 1 | 621 | None | 104 | 0.0144 | 8.95 | 0.217 | -9.99e-05 | 7.44 | 104 | 0.0144 | 8.95 | 0.217 | -9.99e-05 | 7.44 |  |  | 1 |  | RB-Appl-EffCW-med-ElecDHW-GasCDryer-Tier3-FrontAnyDMoMH00CZ11rDXGF
RB-Appl-EffCW-med-ElecDHW-GasCDryer-Tier3-Front | DEER2016 | D16v1 | 2015-05-16 | Any | DMo | MH00 | CZ11 | rDXHP | Each | 1 | 621 | None | 94.9 | 0.0146 | 9.83 | -1.15 | -0.000107 | 7.52 | 94.9 | 0.0146 | 9.83 | -1.15 | -0.000107 | 7.52 |  |  | 1 |  | RB-Appl-EffCW-med-ElecDHW-GasCDryer-Tier3-FrontAnyDMoMH00CZ11rDXHP
RB-Appl-EffCW-med-ElecDHW-GasCDryer-Tier3-Front | DEER2016 | D16v1 | 2015-05-16 | Any | DMo | MH00 | CZ11 | rNCEH | Each | 1 | 621 | None | 89.2 | 0.0122 | 9.83 | -0.93 | -0.000253 | 7.51 | 89.2 | 0.0122 | 9.83 | -0.93 | -0.000253 | 7.51 |  |  | 1 |  | RB-Appl-EffCW-med-ElecDHW-GasCDryer-Tier3-FrontAnyDMoMH00CZ11rNCEH
RB-Appl-EffCW-med-ElecDHW-GasCDryer-Tier3-Front | DEER2016 | D16v1 | 2015-05-16 | Any | DMo | MH00 | CZ11 | rNCGF | Each | 1 | 621 | None | 97.3 | 0.0122 | 8.96 | -0.0723 | -0.00028 | 7.45 | 97.3 | 0.0122 | 8.96 | -0.0723 | -0.00028 | 7.45 |  |  | 1 |  | RB-Appl-EffCW-med-ElecDHW-GasCDryer-Tier3-FrontAnyDMoMH00CZ11rNCGF
RB-Appl-EffCW-med-ElecDHW-GasCDryer-Tier3-Front | DEER2016 | D16v1 | 2015-05-16 | Any | DMo | MH00 | CZ12 | rDXGF | Each | 1 | 621 | None | 106 | 0.015 | 8.9 | 0.776 | 8.66e-05 | 7.45 | 106 | 0.015 | 8.9 | 0.776 | 8.66e-05 | 7.45 |  |  | 1 |  | RB-Appl-EffCW-med-ElecDHW-GasCDryer-Tier3-FrontAnyDMoMH00CZ12rDXGF
RB-Appl-EffCW-med-ElecDHW-GasCDryer-Tier3-Front | DEER2016 | D16v1 | 2015-05-16 | Any | DMo | MH00 | CZ12 | rDXHP | Each | 1 | 621 | None | 97 | 0.015 | 9.83 | -0.795 | -0.000137 | 7.52 | 97 | 0.015 | 9.83 | -0.795 | -0.000137 | 7.52 |  |  | 1 |  | RB-Appl-EffCW-med-ElecDHW-GasCDryer-Tier3-FrontAnyDMoMH00CZ12rDXHP
RB-Appl-EffCW-med-ElecDHW-GasCDryer-Tier3-Front | DEER2016 | D16v1 | 2015-05-16 | Any | DMo | MH00 | CZ12 | rNCEH | Each | 1 | 621 | None | 92.3 | 0.013 | 9.83 | -0.334 | -9.5e-05 | 7.51 | 92.3 | 0.013 | 9.83 | -0.334 | -9.5e-05 | 7.51 |  |  | 1 |  | RB-Appl-EffCW-med-ElecDHW-GasCDryer-Tier3-FrontAnyDMoMH00CZ12rNCEH
RB-Appl-EffCW-med-ElecDHW-GasCDryer-Tier3-Front | DEER2016 | D16v1 | 2015-05-16 | Any | DMo | MH00 | CZ12 | rNCGF | Each | 1 | 621 | None | 100 | 0.013 | 8.93 | 0.472 | -5.49e-05 | 7.46 | 100 | 0.013 | 8.93 | 0.472 | -5.49e-05 | 7.46 |  |  | 1 |  | RB-Appl-EffCW-med-ElecDHW-GasCDryer-Tier3-FrontAnyDMoMH00CZ12rNCGF
RB-Appl-EffCW-med-ElecDHW-GasCDryer-Tier3-Front | DEER2016 | D16v1 | 2015-05-16 | Any | DMo | MH00 | CZ13 | rDXGF | Each | 1 | 621 | None | 103 | 0.0144 | 8.99 | 0.73 | -0.000198 | 7.46 | 103 | 0.0144 | 8.99 | 0.73 | -0.000198 | 7.46 |  |  | 1 |  | RB-Appl-EffCW-med-ElecDHW-GasCDryer-Tier3-FrontAnyDMoMH00CZ13rDXGF
RB-Appl-EffCW-med-ElecDHW-GasCDryer-Tier3-Front | DEER2016 | D16v1 | 2015-05-16 | Any | DMo | MH00 | CZ13 | rDXHP | Each | 1 | 621 | None | 95.1 | 0.0143 | 9.83 | -0.88 | -0.00048 | 7.52 | 95.1 | 0.0143 | 9.83 | -0.88 | -0.00048 | 7.52 |  |  | 1 |  | RB-Appl-EffCW-med-ElecDHW-GasCDryer-Tier3-FrontAnyDMoMH00CZ13rDXHP
RB-Appl-EffCW-med-ElecDHW-GasCDryer-Tier3-Front | DEER2016 | D16v1 | 2015-05-16 | Any | DMo | MH00 | CZ13 | rNCEH | Each | 1 | 621 | None | 87.9 | 0.012 | 9.83 | -1.16 | -0.000276 | 7.51 | 87.9 | 0.012 | 9.83 | -1.16 | -0.000276 | 7.51 |  |  | 1 |  | RB-Appl-EffCW-med-ElecDHW-GasCDryer-Tier3-FrontAnyDMoMH00CZ13rNCEH
RB-Appl-EffCW-med-ElecDHW-GasCDryer-Tier3-Front | DEER2016 | D16v1 | 2015-05-16 | Any | DMo | MH00 | CZ13 | rNCGF | Each | 1 | 621 | None | 96.1 | 0.012 | 8.98 | -0.291 | -0.000275 | 7.47 | 96.1 | 0.012 | 8.98 | -0.291 | -0.000275 | 7.47 |  |  | 1 |  | RB-Appl-EffCW-med-ElecDHW-GasCDryer-Tier3-FrontAnyDMoMH00CZ13rNCGF
RB-Appl-EffCW-med-ElecDHW-GasCDryer-Tier3-Front | DEER2016 | D16v1 | 2015-05-16 | Any | DMo | MH00 | CZ14 | rDXGF | Each | 1 | 621 | None | 105 | 0.0146 | 9.05 | 1.42 | -8.78e-05 | 7.45 | 105 | 0.0146 | 9.05 | 1.42 | -8.78e-05 | 7.45 |  |  | 1 |  | RB-Appl-EffCW-med-ElecDHW-GasCDryer-Tier3-FrontAnyDMoMH00CZ14rDXGF
RB-Appl-EffCW-med-ElecDHW-GasCDryer-Tier3-Front | DEER2016 | D16v1 | 2015-05-16 | Any | DMo | MH00 | CZ14 | rDXHP | Each | 1 | 621 | None | 97.5 | 0.0137 | 9.83 | -1.56 | -0.000837 | 7.52 | 97.5 | 0.0137 | 9.83 | -1.56 | -0.000837 | 7.52 |  |  | 1 |  | RB-Appl-EffCW-med-ElecDHW-GasCDryer-Tier3-FrontAnyDMoMH00CZ14rDXHP
RB-Appl-EffCW-med-ElecDHW-GasCDryer-Tier3-Front | DEER2016 | D16v1 | 2015-05-16 | Any | DMo | MH00 | CZ14 | rNCEH | Each | 1 | 621 | None | 90.9 | 0.0117 | 9.83 | -0.69 | -0.000351 | 7.51 | 90.9 | 0.0117 | 9.83 | -0.69 | -0.000351 | 7.51 |  |  | 1 |  | RB-Appl-EffCW-med-ElecDHW-GasCDryer-Tier3-FrontAnyDMoMH00CZ14rNCEH
RB-Appl-EffCW-med-ElecDHW-GasCDryer-Tier3-Front | DEER2016 | D16v1 | 2015-05-16 | Any | DMo | MH00 | CZ14 | rNCGF | Each | 1 | 621 | None | 98.2 | 0.0117 | 9.06 | 0.101 | -0.000346 | 7.47 | 98.2 | 0.0117 | 9.06 | 0.101 | -0.000346 | 7.47 |  |  | 1 |  | RB-Appl-EffCW-med-ElecDHW-GasCDryer-Tier3-FrontAnyDMoMH00CZ14rNCGF
RB-Appl-EffCW-med-ElecDHW-GasCDryer-Tier3-Front | DEER2016 | D16v1 | 2015-05-16 | Any | DMo | MH00 | CZ15 | rDXGF | Each | 1 | 621 | None | 93 | 0.011 | 9.35 | -1.15 | -0.0007 | 7.48 | 93 | 0.011 | 9.35 | -1.15 | -0.0007 | 7.48 |  |  | 1 |  | RB-Appl-EffCW-med-ElecDHW-GasCDryer-Tier3-FrontAnyDMoMH00CZ15rDXGF
RB-Appl-EffCW-med-ElecDHW-GasCDryer-Tier3-Front | DEER2016 | D16v1 | 2015-05-16 | Any | DMo | MH00 | CZ15 | rDXHP | Each | 1 | 621 | None | 89.1 | 0.0111 | 9.83 | -1.22 | -0.000636 | 7.52 | 89.1 | 0.0111 | 9.83 | -1.22 | -0.000636 | 7.52 |  |  | 1 |  | RB-Appl-EffCW-med-ElecDHW-GasCDryer-Tier3-FrontAnyDMoMH00CZ15rDXHP
RB-Appl-EffCW-med-ElecDHW-GasCDryer-Tier3-Front | DEER2016 | D16v1 | 2015-05-16 | Any | DMo | MH00 | CZ15 | rNCEH | Each | 1 | 621 | None | 76.3 | 0.00933 | 9.83 | -3.71 | -0.00079 | 7.51 | 76.3 | 0.00933 | 9.83 | -3.71 | -0.00079 | 7.51 |  |  | 1 |  | RB-Appl-EffCW-med-ElecDHW-GasCDryer-Tier3-FrontAnyDMoMH00CZ15rNCEH
RB-Appl-EffCW-med-ElecDHW-GasCDryer-Tier3-Front | DEER2016 | D16v1 | 2015-05-16 | Any | DMo | MH00 | CZ15 | rNCGF | Each | 1 | 621 | None | 80.8 | 0.00938 | 9.34 | -3.19 | -0.000788 | 7.5 | 80.8 | 0.00938 | 9.34 | -3.19 | -0.000788 | 7.5 |  |  | 1 |  | RB-Appl-EffCW-med-ElecDHW-GasCDryer-Tier3-FrontAnyDMoMH00CZ15rNCGF
RB-Appl-EffCW-med-ElecDHW-GasCDryer-Tier3-Front | DEER2016 | D16v1 | 2015-05-16 | Any | DMo | MH00 | CZ16 | rDXGF | Each | 1 | 621 | None | 116 | 0.0168 | 8.99 | 3.81 | 0.000494 | 7.48 | 116 | 0.0168 | 8.99 | 3.81 | 0.000494 | 7.48 |  |  | 1 |  | RB-Appl-EffCW-med-ElecDHW-GasCDryer-Tier3-FrontAnyDMoMH00CZ16rDXGF
RB-Appl-EffCW-med-ElecDHW-GasCDryer-Tier3-Front | DEER2016 | D16v1 | 2015-05-16 | Any | DMo | MH00 | CZ16 | rDXHP | Each | 1 | 621 | None | 107 | 0.0162 | 9.83 | 1.67 | -0.000186 | 7.52 | 107 | 0.0162 | 9.83 | 1.67 | -0.000186 | 7.52 |  |  | 1 |  | RB-Appl-EffCW-med-ElecDHW-GasCDryer-Tier3-FrontAnyDMoMH00CZ16rDXHP
RB-Appl-EffCW-med-ElecDHW-GasCDryer-Tier3-Front | DEER2016 | D16v1 | 2015-05-16 | Any | DMo | MH00 | CZ16 | rNCEH | Each | 1 | 621 | None | 105 | 0.0145 | 9.83 | 2.06 | 0.000192 | 7.51 | 105 | 0.0145 | 9.83 | 2.06 | 0.000192 | 7.51 |  |  | 1 |  | RB-Appl-EffCW-med-ElecDHW-GasCDryer-Tier3-FrontAnyDMoMH00CZ16rNCEH
RB-Appl-EffCW-med-ElecDHW-GasCDryer-Tier3-Front | DEER2016 | D16v1 | 2015-05-16 | Any | DMo | MH00 | CZ16 | rNCGF | Each | 1 | 621 | None | 113 | 0.0145 | 9.01 | 2.96 | 0.00019 | 7.5 | 113 | 0.0145 | 9.01 | 2.96 | 0.00019 | 7.5 |  |  | 1 |  | RB-Appl-EffCW-med-ElecDHW-GasCDryer-Tier3-FrontAnyDMoMH00CZ16rNCGF
RB-Appl-EffCW-med-ElecDHW-GasCDryer-Tier3-Front | DEER2016 | D16v1 | 2015-05-16 | Any | DMo | MH06 | CZ01 | rDXGF | Each | 1 | 621 | None | 114 | 0.0155 | 8.9 | 2.32 | 0.000643 | 7.47 | 114 | 0.0155 | 8.9 | 2.32 | 0.000643 | 7.47 |  |  | 1 |  | RB-Appl-EffCW-med-ElecDHW-GasCDryer-Tier3-FrontAnyDMoMH06CZ01rDXGF
RB-Appl-EffCW-med-ElecDHW-GasCDryer-Tier3-Front | DEER2016 | D16v1 | 2015-05-16 | Any | DMo | MH06 | CZ01 | rDXHP | Each | 1 | 621 | None | 106 | 0.0122 | 9.83 | 1.93 | -0.00177 | 7.52 | 106 | 0.0122 | 9.83 | 1.93 | -0.00177 | 7.52 |  |  | 1 |  | RB-Appl-EffCW-med-ElecDHW-GasCDryer-Tier3-FrontAnyDMoMH06CZ01rDXHP
RB-Appl-EffCW-med-ElecDHW-GasCDryer-Tier3-Front | DEER2016 | D16v1 | 2015-05-16 | Any | DMo | MH06 | CZ01 | rNCEH | Each | 1 | 621 | None | 104 | 0.0153 | 9.83 | 2.04 | 0.000335 | 7.51 | 104 | 0.0153 | 9.83 | 2.04 | 0.000335 | 7.51 |  |  | 1 |  | RB-Appl-EffCW-med-ElecDHW-GasCDryer-Tier3-FrontAnyDMoMH06CZ01rNCEH
RB-Appl-EffCW-med-ElecDHW-GasCDryer-Tier3-Front | DEER2016 | D16v1 | 2015-05-16 | Any | DMo | MH06 | CZ01 | rNCGF | Each | 1 | 621 | None | 114 | 0.0153 | 8.89 | 3.06 | 0.000233 | 7.48 | 114 | 0.0153 | 8.89 | 3.06 | 0.000233 | 7.48 |  |  | 1 |  | RB-Appl-EffCW-med-ElecDHW-GasCDryer-Tier3-FrontAnyDMoMH06CZ01rNCGF
RB-Appl-EffCW-med-ElecDHW-GasCDryer-Tier3-Front | DEER2016 | D16v1 | 2015-05-16 | Any | DMo | MH06 | CZ02 | rDXGF | Each | 1 | 621 | None | 109 | 0.0161 | 8.77 | 1.22 | 0.000342 | 7.41 | 109 | 0.0161 | 8.77 | 1.22 | 0.000342 | 7.41 |  |  | 1 |  | RB-Appl-EffCW-med-ElecDHW-GasCDryer-Tier3-FrontAnyDMoMH06CZ02rDXGF
RB-Appl-EffCW-med-ElecDHW-GasCDryer-Tier3-Front | DEER2016 | D16v1 | 2015-05-16 | Any | DMo | MH06 | CZ02 | rDXHP | Each | 1 | 621 | None | 96.4 | 0.0159 | 9.83 | -1.21 | -0.000383 | 7.52 | 96.4 | 0.0159 | 9.83 | -1.21 | -0.000383 | 7.52 |  |  | 1 |  | RB-Appl-EffCW-med-ElecDHW-GasCDryer-Tier3-FrontAnyDMoMH06CZ02rDXHP
RB-Appl-EffCW-med-ElecDHW-GasCDryer-Tier3-Front | DEER2016 | D16v1 | 2015-05-16 | Any | DMo | MH06 | CZ02 | rNCEH | Each | 1 | 621 | None | 95.8 | 0.014 | 9.83 | 0.479 | 9.49e-05 | 7.51 | 95.8 | 0.014 | 9.83 | 0.479 | 9.49e-05 | 7.51 |  |  | 1 |  | RB-Appl-EffCW-med-ElecDHW-GasCDryer-Tier3-FrontAnyDMoMH06CZ02rNCEH
RB-Appl-EffCW-med-ElecDHW-GasCDryer-Tier3-Front | DEER2016 | D16v1 | 2015-05-16 | Any | DMo | MH06 | CZ02 | rNCGF | Each | 1 | 621 | None | 105 | 0.0141 | 8.75 | 1.46 | 0.000103 | 7.43 | 105 | 0.0141 | 8.75 | 1.46 | 0.000103 | 7.43 |  |  | 1 |  | RB-Appl-EffCW-med-ElecDHW-GasCDryer-Tier3-FrontAnyDMoMH06CZ02rNCGF
RB-Appl-EffCW-med-ElecDHW-GasCDryer-Tier3-Front | DEER2016 | D16v1 | 2015-05-16 | Any | DMo | MH06 | CZ03 | rDXGF | Each | 1 | 621 | None | 104 | 0.019 | 8.62 | 0.182 | -0.000106 | 7.32 | 104 | 0.019 | 8.62 | 0.182 | -0.000106 | 7.32 |  |  | 1 |  | RB-Appl-EffCW-med-ElecDHW-GasCDryer-Tier3-FrontAnyDMoMH06CZ03rDXGF
RB-Appl-EffCW-med-ElecDHW-GasCDryer-Tier3-Front | DEER2016 | D16v1 | 2015-05-16 | Any | DMo | MH06 | CZ03 | rDXHP | Each | 1 | 621 | None | 95.2 | 0.0164 | 9.83 | -1.7 | 0.001 | 7.52 | 95.2 | 0.0164 | 9.83 | -1.7 | 0.001 | 7.52 |  |  | 1 |  | RB-Appl-EffCW-med-ElecDHW-GasCDryer-Tier3-FrontAnyDMoMH06CZ03rDXHP
RB-Appl-EffCW-med-ElecDHW-GasCDryer-Tier3-Front | DEER2016 | D16v1 | 2015-05-16 | Any | DMo | MH06 | CZ03 | rNCEH | Each | 1 | 621 | None | 96.4 | 0.0142 | 9.83 | 0.581 | 0.000138 | 7.51 | 96.4 | 0.0142 | 9.83 | 0.581 | 0.000138 | 7.51 |  |  | 1 |  | RB-Appl-EffCW-med-ElecDHW-GasCDryer-Tier3-FrontAnyDMoMH06CZ03rNCEH
RB-Appl-EffCW-med-ElecDHW-GasCDryer-Tier3-Front | DEER2016 | D16v1 | 2015-05-16 | Any | DMo | MH06 | CZ03 | rNCGF | Each | 1 | 621 | None | 106 | 0.0141 | 8.62 | 1.49 | 0.000195 | 7.34 | 106 | 0.0141 | 8.62 | 1.49 | 0.000195 | 7.34 |  |  | 1 |  | RB-Appl-EffCW-med-ElecDHW-GasCDryer-Tier3-FrontAnyDMoMH06CZ03rNCGF
RB-Appl-EffCW-med-ElecDHW-GasCDryer-Tier3-Front | DEER2016 | D16v1 | 2015-05-16 | Any | DMo | MH06 | CZ04 | rDXGF | Each | 1 | 621 | None | 107 | 0.0152 | 8.98 | 1.26 | 0.000336 | 7.43 | 107 | 0.0152 | 8.98 | 1.26 | 0.000336 | 7.43 |  |  | 1 |  | RB-Appl-EffCW-med-ElecDHW-GasCDryer-Tier3-FrontAnyDMoMH06CZ04rDXGF
RB-Appl-EffCW-med-ElecDHW-GasCDryer-Tier3-Front | DEER2016 | D16v1 | 2015-05-16 | Any | DMo | MH06 | CZ04 | rDXHP | Each | 1 | 621 | None | 105 | 0.0164 | 9.83 | -1.09 | -0.0002 | 7.52 | 105 | 0.0164 | 9.83 | -1.09 | -0.0002 | 7.52 |  |  | 1 |  | RB-Appl-EffCW-med-ElecDHW-GasCDryer-Tier3-FrontAnyDMoMH06CZ04rDXHP
RB-Appl-EffCW-med-ElecDHW-GasCDryer-Tier3-Front | DEER2016 | D16v1 | 2015-05-16 | Any | DMo | MH06 | CZ04 | rNCEH | Each | 1 | 621 | None | 95.8 | 0.0132 | 9.83 | 0.202 | -5.71e-05 | 7.51 | 95.8 | 0.0132 | 9.83 | 0.202 | -5.71e-05 | 7.51 |  |  | 1 |  | RB-Appl-EffCW-med-ElecDHW-GasCDryer-Tier3-FrontAnyDMoMH06CZ04rNCEH
RB-Appl-EffCW-med-ElecDHW-GasCDryer-Tier3-Front | DEER2016 | D16v1 | 2015-05-16 | Any | DMo | MH06 | CZ04 | rNCGF | Each | 1 | 621 | None | 103 | 0.0132 | 9.04 | 0.902 | -5.5e-05 | 7.45 | 103 | 0.0132 | 9.04 | 0.902 | -5.5e-05 | 7.45 |  |  | 1 |  | RB-Appl-EffCW-med-ElecDHW-GasCDryer-Tier3-FrontAnyDMoMH06CZ04rNCGF
RB-Appl-EffCW-med-ElecDHW-GasCDryer-Tier3-Front | DEER2016 | D16v1 | 2015-05-16 | Any | DMo | MH06 | CZ05 | rDXGF | Each | 1 | 621 | None | 109 | 0.015 | 8.8 | 1.97 | 0.000351 | 7.39 | 109 | 0.015 | 8.8 | 1.97 | 0.000351 | 7.39 |  |  | 1 |  | RB-Appl-EffCW-med-ElecDHW-GasCDryer-Tier3-FrontAnyDMoMH06CZ05rDXGF
RB-Appl-EffCW-med-ElecDHW-GasCDryer-Tier3-Front | DEER2016 | D16v1 | 2015-05-16 | Any | DMo | MH06 | CZ05 | rDXHP | Each | 1 | 621 | None | 99.9 | 0.0148 | 9.83 | -0.744 | -0.000762 | 7.52 | 99.9 | 0.0148 | 9.83 | -0.744 | -0.000762 | 7.52 |  |  | 1 |  | RB-Appl-EffCW-med-ElecDHW-GasCDryer-Tier3-FrontAnyDMoMH06CZ05rDXHP
RB-Appl-EffCW-med-ElecDHW-GasCDryer-Tier3-Front | DEER2016 | D16v1 | 2015-05-16 | Any | DMo | MH06 | CZ05 | rNCEH | Each | 1 | 621 | None | 97.8 | 0.0143 | 9.83 | 0.835 | 0.000159 | 7.51 | 97.8 | 0.0143 | 9.83 | 0.835 | 0.000159 | 7.51 |  |  | 1 |  | RB-Appl-EffCW-med-ElecDHW-GasCDryer-Tier3-FrontAnyDMoMH06CZ05rNCEH
RB-Appl-EffCW-med-ElecDHW-GasCDryer-Tier3-Front | DEER2016 | D16v1 | 2015-05-16 | Any | DMo | MH06 | CZ05 | rNCGF | Each | 1 | 621 | None | 107 | 0.0146 | 8.72 | 1.82 | -3.81e-05 | 7.39 | 107 | 0.0146 | 8.72 | 1.82 | -3.81e-05 | 7.39 |  |  | 1 |  | RB-Appl-EffCW-med-ElecDHW-GasCDryer-Tier3-FrontAnyDMoMH06CZ05rNCGF
RB-Appl-EffCW-med-ElecDHW-GasCDryer-Tier3-Front | DEER2016 | D16v1 | 2015-05-16 | Any | DMo | MH06 | CZ06 | rDXGF | Each | 1 | 621 | None | 103 | 0.0152 | 9.28 | -1.61 | 0.000619 | 7.44 | 103 | 0.0152 | 9.28 | -1.61 | 0.000619 | 7.44 |  |  | 1 |  | RB-Appl-EffCW-med-ElecDHW-GasCDryer-Tier3-FrontAnyDMoMH06CZ06rDXGF
RB-Appl-EffCW-med-ElecDHW-GasCDryer-Tier3-Front | DEER2016 | D16v1 | 2015-05-16 | Any | DMo | MH06 | CZ06 | rDXHP | Each | 1 | 621 | None | 104 | 0.0142 | 9.83 | 2.56 | -0.000682 | 7.52 | 104 | 0.0142 | 9.83 | 2.56 | -0.000682 | 7.52 |  |  | 1 |  | RB-Appl-EffCW-med-ElecDHW-GasCDryer-Tier3-FrontAnyDMoMH06CZ06rDXHP
RB-Appl-EffCW-med-ElecDHW-GasCDryer-Tier3-Front | DEER2016 | D16v1 | 2015-05-16 | Any | DMo | MH06 | CZ06 | rNCEH | Each | 1 | 621 | None | 94.5 | 0.0131 | 9.83 | -0.22 | -8.59e-05 | 7.51 | 94.5 | 0.0131 | 9.83 | -0.22 | -8.59e-05 | 7.51 |  |  | 1 |  | RB-Appl-EffCW-med-ElecDHW-GasCDryer-Tier3-FrontAnyDMoMH06CZ06rNCEH
RB-Appl-EffCW-med-ElecDHW-GasCDryer-Tier3-Front | DEER2016 | D16v1 | 2015-05-16 | Any | DMo | MH06 | CZ06 | rNCGF | Each | 1 | 621 | None | 99.5 | 0.013 | 9.24 | 0.315 | -0.000145 | 7.47 | 99.5 | 0.013 | 9.24 | 0.315 | -0.000145 | 7.47 |  |  | 1 |  | RB-Appl-EffCW-med-ElecDHW-GasCDryer-Tier3-FrontAnyDMoMH06CZ06rNCGF
RB-Appl-EffCW-med-ElecDHW-GasCDryer-Tier3-Front | DEER2016 | D16v1 | 2015-05-16 | Any | DMo | MH06 | CZ07 | rDXGF | Each | 1 | 621 | None | 107 | 0.0146 | 9.27 | 0.701 | -0.00362 | 7.39 | 107 | 0.0146 | 9.27 | 0.701 | -0.00362 | 7.39 |  |  | 1 |  | RB-Appl-EffCW-med-ElecDHW-GasCDryer-Tier3-FrontAnyDMoMH06CZ07rDXGF
RB-Appl-EffCW-med-ElecDHW-GasCDryer-Tier3-Front | DEER2016 | D16v1 | 2015-05-16 | Any | DMo | MH06 | CZ07 | rDXHP | Each | 1 | 621 | None | 98.4 | 0.0107 | 9.83 | -0.383 | -0.00366 | 7.52 | 98.4 | 0.0107 | 9.83 | -0.383 | -0.00366 | 7.52 |  |  | 1 |  | RB-Appl-EffCW-med-ElecDHW-GasCDryer-Tier3-FrontAnyDMoMH06CZ07rDXHP
RB-Appl-EffCW-med-ElecDHW-GasCDryer-Tier3-Front | DEER2016 | D16v1 | 2015-05-16 | Any | DMo | MH06 | CZ07 | rNCEH | Each | 1 | 621 | None | 94.1 | 0.0131 | 9.83 | -0.339 | -8.63e-05 | 7.51 | 94.1 | 0.0131 | 9.83 | -0.339 | -8.63e-05 | 7.51 |  |  | 1 |  | RB-Appl-EffCW-med-ElecDHW-GasCDryer-Tier3-FrontAnyDMoMH06CZ07rNCEH
RB-Appl-EffCW-med-ElecDHW-GasCDryer-Tier3-Front | DEER2016 | D16v1 | 2015-05-16 | Any | DMo | MH06 | CZ07 | rNCGF | Each | 1 | 621 | None | 98.5 | 0.0131 | 9.26 | 0.155 | -0.000236 | 7.43 | 98.5 | 0.0131 | 9.26 | 0.155 | -0.000236 | 7.43 |  |  | 1 |  | RB-Appl-EffCW-med-ElecDHW-GasCDryer-Tier3-FrontAnyDMoMH06CZ07rNCGF
RB-Appl-EffCW-med-ElecDHW-GasCDryer-Tier3-Front | DEER2016 | D16v1 | 2015-05-16 | Any | DMo | MH06 | CZ08 | rDXGF | Each | 1 | 621 | None | 103 | 0.014 | 9.25 | 0.687 | -0.000228 | 7.41 | 103 | 0.014 | 9.25 | 0.687 | -0.000228 | 7.41 |  |  | 1 |  | RB-Appl-EffCW-med-ElecDHW-GasCDryer-Tier3-FrontAnyDMoMH06CZ08rDXGF
RB-Appl-EffCW-med-ElecDHW-GasCDryer-Tier3-Front | DEER2016 | D16v1 | 2015-05-16 | Any | DMo | MH06 | CZ08 | rDXHP | Each | 1 | 621 | None | 99.5 | 0.014 | 9.83 | -2.08 | -0.000466 | 7.52 | 99.5 | 0.014 | 9.83 | -2.08 | -0.000466 | 7.52 |  |  | 1 |  | RB-Appl-EffCW-med-ElecDHW-GasCDryer-Tier3-FrontAnyDMoMH06CZ08rDXHP
RB-Appl-EffCW-med-ElecDHW-GasCDryer-Tier3-Front | DEER2016 | D16v1 | 2015-05-16 | Any | DMo | MH06 | CZ08 | rNCEH | Each | 1 | 621 | None | 92 | 0.0126 | 9.83 | -0.698 | -0.000167 | 7.51 | 92 | 0.0126 | 9.83 | -0.698 | -0.000167 | 7.51 |  |  | 1 |  | RB-Appl-EffCW-med-ElecDHW-GasCDryer-Tier3-FrontAnyDMoMH06CZ08rNCEH
RB-Appl-EffCW-med-ElecDHW-GasCDryer-Tier3-Front | DEER2016 | D16v1 | 2015-05-16 | Any | DMo | MH06 | CZ08 | rNCGF | Each | 1 | 621 | None | 96.9 | 0.0129 | 9.23 | -0.163 | -2.19e-05 | 7.45 | 96.9 | 0.0129 | 9.23 | -0.163 | -2.19e-05 | 7.45 |  |  | 1 |  | RB-Appl-EffCW-med-ElecDHW-GasCDryer-Tier3-FrontAnyDMoMH06CZ08rNCGF
RB-Appl-EffCW-med-ElecDHW-GasCDryer-Tier3-Front | DEER2016 | D16v1 | 2015-05-16 | Any | DMo | MH06 | CZ09 | rDXGF | Each | 1 | 621 | None | 103 | 0.0142 | 9.19 | 0.715 | 0.000201 | 7.45 | 103 | 0.0142 | 9.19 | 0.715 | 0.000201 | 7.45 |  |  | 1 |  | RB-Appl-EffCW-med-ElecDHW-GasCDryer-Tier3-FrontAnyDMoMH06CZ09rDXGF
RB-Appl-EffCW-med-ElecDHW-GasCDryer-Tier3-Front | DEER2016 | D16v1 | 2015-05-16 | Any | DMo | MH06 | CZ09 | rDXHP | Each | 1 | 621 | None | 99.9 | 0.0139 | 9.83 | -0.32 | -9.11e-05 | 7.52 | 99.9 | 0.0139 | 9.83 | -0.32 | -9.11e-05 | 7.52 |  |  | 1 |  | RB-Appl-EffCW-med-ElecDHW-GasCDryer-Tier3-FrontAnyDMoMH06CZ09rDXHP
RB-Appl-EffCW-med-ElecDHW-GasCDryer-Tier3-Front | DEER2016 | D16v1 | 2015-05-16 | Any | DMo | MH06 | CZ09 | rNCEH | Each | 1 | 621 | None | 91 | 0.0124 | 9.83 | -0.81 | -0.000201 | 7.51 | 91 | 0.0124 | 9.83 | -0.81 | -0.000201 | 7.51 |  |  | 1 |  | RB-Appl-EffCW-med-ElecDHW-GasCDryer-Tier3-FrontAnyDMoMH06CZ09rNCEH
RB-Appl-EffCW-med-ElecDHW-GasCDryer-Tier3-Front | DEER2016 | D16v1 | 2015-05-16 | Any | DMo | MH06 | CZ09 | rNCGF | Each | 1 | 621 | None | 96.7 | 0.0127 | 9.2 | -0.193 | -0.000199 | 7.48 | 96.7 | 0.0127 | 9.2 | -0.193 | -0.000199 | 7.48 |  |  | 1 |  | RB-Appl-EffCW-med-ElecDHW-GasCDryer-Tier3-FrontAnyDMoMH06CZ09rNCGF
RB-Appl-EffCW-med-ElecDHW-GasCDryer-Tier3-Front | DEER2016 | D16v1 | 2015-05-16 | Any | DMo | MH06 | CZ10 | rDXGF | Each | 1 | 621 | None | 103 | 0.0133 | 9.14 | 0.477 | -7.89e-05 | 7.45 | 103 | 0.0133 | 9.14 | 0.477 | -7.89e-05 | 7.45 |  |  | 1 |  | RB-Appl-EffCW-med-ElecDHW-GasCDryer-Tier3-FrontAnyDMoMH06CZ10rDXGF
RB-Appl-EffCW-med-ElecDHW-GasCDryer-Tier3-Front | DEER2016 | D16v1 | 2015-05-16 | Any | DMo | MH06 | CZ10 | rDXHP | Each | 1 | 621 | None | 97.6 | 0.013 | 9.83 | -0.573 | -0.00024 | 7.52 | 97.6 | 0.013 | 9.83 | -0.573 | -0.00024 | 7.52 |  |  | 1 |  | RB-Appl-EffCW-med-ElecDHW-GasCDryer-Tier3-FrontAnyDMoMH06CZ10rDXHP
RB-Appl-EffCW-med-ElecDHW-GasCDryer-Tier3-Front | DEER2016 | D16v1 | 2015-05-16 | Any | DMo | MH06 | CZ10 | rNCEH | Each | 1 | 621 | None | 89.9 | 0.0122 | 9.83 | -0.973 | -0.000245 | 7.51 | 89.9 | 0.0122 | 9.83 | -0.973 | -0.000245 | 7.51 |  |  | 1 |  | RB-Appl-EffCW-med-ElecDHW-GasCDryer-Tier3-FrontAnyDMoMH06CZ10rNCEH
RB-Appl-EffCW-med-ElecDHW-GasCDryer-Tier3-Front | DEER2016 | D16v1 | 2015-05-16 | Any | DMo | MH06 | CZ10 | rNCGF | Each | 1 | 621 | None | 96.2 | 0.0121 | 9.14 | -0.332 | -0.000325 | 7.46 | 96.2 | 0.0121 | 9.14 | -0.332 | -0.000325 | 7.46 |  |  | 1 |  | RB-Appl-EffCW-med-ElecDHW-GasCDryer-Tier3-FrontAnyDMoMH06CZ10rNCGF
RB-Appl-EffCW-med-ElecDHW-GasCDryer-Tier3-Front | DEER2016 | D16v1 | 2015-05-16 | Any | DMo | MH06 | CZ11 | rDXGF | Each | 1 | 621 | None | 103 | 0.0135 | 9.02 | 0.568 | -0.000133 | 7.43 | 103 | 0.0135 | 9.02 | 0.568 | -0.000133 | 7.43 |  |  | 1 |  | RB-Appl-EffCW-med-ElecDHW-GasCDryer-Tier3-FrontAnyDMoMH06CZ11rDXGF
RB-Appl-EffCW-med-ElecDHW-GasCDryer-Tier3-Front | DEER2016 | D16v1 | 2015-05-16 | Any | DMo | MH06 | CZ11 | rDXHP | Each | 1 | 621 | None | 96.1 | 0.0133 | 9.83 | -0.953 | -0.000313 | 7.52 | 96.1 | 0.0133 | 9.83 | -0.953 | -0.000313 | 7.52 |  |  | 1 |  | RB-Appl-EffCW-med-ElecDHW-GasCDryer-Tier3-FrontAnyDMoMH06CZ11rDXHP
RB-Appl-EffCW-med-ElecDHW-GasCDryer-Tier3-Front | DEER2016 | D16v1 | 2015-05-16 | Any | DMo | MH06 | CZ11 | rNCEH | Each | 1 | 621 | None | 90 | 0.0122 | 9.83 | -0.839 | -0.000253 | 7.51 | 90 | 0.0122 | 9.83 | -0.839 | -0.000253 | 7.51 |  |  | 1 |  | RB-Appl-EffCW-med-ElecDHW-GasCDryer-Tier3-FrontAnyDMoMH06CZ11rNCEH
RB-Appl-EffCW-med-ElecDHW-GasCDryer-Tier3-Front | DEER2016 | D16v1 | 2015-05-16 | Any | DMo | MH06 | CZ11 | rNCGF | Each | 1 | 621 | None | 97.4 | 0.0123 | 8.99 | -0.0588 | -0.000273 | 7.44 | 97.4 | 0.0123 | 8.99 | -0.0588 | -0.000273 | 7.44 |  |  | 1 |  | RB-Appl-EffCW-med-ElecDHW-GasCDryer-Tier3-FrontAnyDMoMH06CZ11rNCGF
RB-Appl-EffCW-med-ElecDHW-GasCDryer-Tier3-Front | DEER2016 | D16v1 | 2015-05-16 | Any | DMo | MH06 | CZ12 | rDXGF | Each | 1 | 621 | None | 105 | 0.015 | 8.98 | 0.83 | 9.78e-05 | 7.45 | 105 | 0.015 | 8.98 | 0.83 | 9.78e-05 | 7.45 |  |  | 1 |  | RB-Appl-EffCW-med-ElecDHW-GasCDryer-Tier3-FrontAnyDMoMH06CZ12rDXGF
RB-Appl-EffCW-med-ElecDHW-GasCDryer-Tier3-Front | DEER2016 | D16v1 | 2015-05-16 | Any | DMo | MH06 | CZ12 | rDXHP | Each | 1 | 621 | None | 96.6 | 0.0151 | 9.83 | -0.048 | -3.31e-06 | 7.52 | 96.6 | 0.0151 | 9.83 | -0.048 | -3.31e-06 | 7.52 |  |  | 1 |  | RB-Appl-EffCW-med-ElecDHW-GasCDryer-Tier3-FrontAnyDMoMH06CZ12rDXHP
RB-Appl-EffCW-med-ElecDHW-GasCDryer-Tier3-Front | DEER2016 | D16v1 | 2015-05-16 | Any | DMo | MH06 | CZ12 | rNCEH | Each | 1 | 621 | None | 92.9 | 0.013 | 9.83 | -0.265 | -9.51e-05 | 7.51 | 92.9 | 0.013 | 9.83 | -0.265 | -9.51e-05 | 7.51 |  |  | 1 |  | RB-Appl-EffCW-med-ElecDHW-GasCDryer-Tier3-FrontAnyDMoMH06CZ12rNCEH
RB-Appl-EffCW-med-ElecDHW-GasCDryer-Tier3-Front | DEER2016 | D16v1 | 2015-05-16 | Any | DMo | MH06 | CZ12 | rNCGF | Each | 1 | 621 | None | 101 | 0.013 | 8.99 | 0.487 | -6.81e-05 | 7.46 | 101 | 0.013 | 8.99 | 0.487 | -6.81e-05 | 7.46 |  |  | 1 |  | RB-Appl-EffCW-med-ElecDHW-GasCDryer-Tier3-FrontAnyDMoMH06CZ12rNCGF
RB-Appl-EffCW-med-ElecDHW-GasCDryer-Tier3-Front | DEER2016 | D16v1 | 2015-05-16 | Any | DMo | MH06 | CZ13 | rDXGF | Each | 1 | 621 | None | 104 | 0.0143 | 8.97 | 0.853 | -0.000167 | 7.44 | 104 | 0.0143 | 8.97 | 0.853 | -0.000167 | 7.44 |  |  | 1 |  | RB-Appl-EffCW-med-ElecDHW-GasCDryer-Tier3-FrontAnyDMoMH06CZ13rDXGF
RB-Appl-EffCW-med-ElecDHW-GasCDryer-Tier3-Front | DEER2016 | D16v1 | 2015-05-16 | Any | DMo | MH06 | CZ13 | rDXHP | Each | 1 | 621 | None | 92.8 | 0.0139 | 9.83 | -0.838 | -0.000348 | 7.52 | 92.8 | 0.0139 | 9.83 | -0.838 | -0.000348 | 7.52 |  |  | 1 |  | RB-Appl-EffCW-med-ElecDHW-GasCDryer-Tier3-FrontAnyDMoMH06CZ13rDXHP
RB-Appl-EffCW-med-ElecDHW-GasCDryer-Tier3-Front | DEER2016 | D16v1 | 2015-05-16 | Any | DMo | MH06 | CZ13 | rNCEH | Each | 1 | 621 | None | 88.2 | 0.012 | 9.83 | -1.13 | -0.000276 | 7.51 | 88.2 | 0.012 | 9.83 | -1.13 | -0.000276 | 7.51 |  |  | 1 |  | RB-Appl-EffCW-med-ElecDHW-GasCDryer-Tier3-FrontAnyDMoMH06CZ13rNCEH
RB-Appl-EffCW-med-ElecDHW-GasCDryer-Tier3-Front | DEER2016 | D16v1 | 2015-05-16 | Any | DMo | MH06 | CZ13 | rNCGF | Each | 1 | 621 | None | 96.1 | 0.012 | 8.98 | -0.283 | -0.000273 | 7.45 | 96.1 | 0.012 | 8.98 | -0.283 | -0.000273 | 7.45 |  |  | 1 |  | RB-Appl-EffCW-med-ElecDHW-GasCDryer-Tier3-FrontAnyDMoMH06CZ13rNCGF
RB-Appl-EffCW-med-ElecDHW-GasCDryer-Tier3-Front | DEER2016 | D16v1 | 2015-05-16 | Any | DMo | MH06 | CZ14 | rDXGF | Each | 1 | 621 | None | 106 | 0.0118 | 8.96 | 1.6 | -0.00041 | 7.43 | 106 | 0.0118 | 8.96 | 1.6 | -0.00041 | 7.43 |  |  | 1 |  | RB-Appl-EffCW-med-ElecDHW-GasCDryer-Tier3-FrontAnyDMoMH06CZ14rDXGF
RB-Appl-EffCW-med-ElecDHW-GasCDryer-Tier3-Front | DEER2016 | D16v1 | 2015-05-16 | Any | DMo | MH06 | CZ14 | rDXHP | Each | 1 | 621 | None | 97.6 | 0.0116 | 9.83 | 1.76 | -0.000437 | 7.52 | 97.6 | 0.0116 | 9.83 | 1.76 | -0.000437 | 7.52 |  |  | 1 |  | RB-Appl-EffCW-med-ElecDHW-GasCDryer-Tier3-FrontAnyDMoMH06CZ14rDXHP
RB-Appl-EffCW-med-ElecDHW-GasCDryer-Tier3-Front | DEER2016 | D16v1 | 2015-05-16 | Any | DMo | MH06 | CZ14 | rNCEH | Each | 1 | 621 | None | 90.4 | 0.0117 | 9.83 | -0.716 | -0.00035 | 7.51 | 90.4 | 0.0117 | 9.83 | -0.716 | -0.00035 | 7.51 |  |  | 1 |  | RB-Appl-EffCW-med-ElecDHW-GasCDryer-Tier3-FrontAnyDMoMH06CZ14rNCEH
RB-Appl-EffCW-med-ElecDHW-GasCDryer-Tier3-Front | DEER2016 | D16v1 | 2015-05-16 | Any | DMo | MH06 | CZ14 | rNCGF | Each | 1 | 621 | None | 98.1 | 0.0117 | 8.97 | 0.0787 | -0.000345 | 7.45 | 98.1 | 0.0117 | 8.97 | 0.0787 | -0.000345 | 7.45 |  |  | 1 |  | RB-Appl-EffCW-med-ElecDHW-GasCDryer-Tier3-FrontAnyDMoMH06CZ14rNCGF
RB-Appl-EffCW-med-ElecDHW-GasCDryer-Tier3-Front | DEER2016 | D16v1 | 2015-05-16 | Any | DMo | MH06 | CZ15 | rDXGF | Each | 1 | 621 | None | 90.6 | 0.0105 | 9.34 | -1.3 | -0.000652 | 7.47 | 90.6 | 0.0105 | 9.34 | -1.3 | -0.000652 | 7.47 |  |  | 1 |  | RB-Appl-EffCW-med-ElecDHW-GasCDryer-Tier3-FrontAnyDMoMH06CZ15rDXGF
RB-Appl-EffCW-med-ElecDHW-GasCDryer-Tier3-Front | DEER2016 | D16v1 | 2015-05-16 | Any | DMo | MH06 | CZ15 | rDXHP | Each | 1 | 621 | None | 88.1 | 0.0107 | 9.83 | -2.01 | -0.000141 | 7.52 | 88.1 | 0.0107 | 9.83 | -2.01 | -0.000141 | 7.52 |  |  | 1 |  | RB-Appl-EffCW-med-ElecDHW-GasCDryer-Tier3-FrontAnyDMoMH06CZ15rDXHP
RB-Appl-EffCW-med-ElecDHW-GasCDryer-Tier3-Front | DEER2016 | D16v1 | 2015-05-16 | Any | DMo | MH06 | CZ15 | rNCEH | Each | 1 | 621 | None | 76.3 | 0.00933 | 9.83 | -3.7 | -0.00079 | 7.51 | 76.3 | 0.00933 | 9.83 | -3.7 | -0.00079 | 7.51 |  |  | 1 |  | RB-Appl-EffCW-med-ElecDHW-GasCDryer-Tier3-FrontAnyDMoMH06CZ15rNCEH
RB-Appl-EffCW-med-ElecDHW-GasCDryer-Tier3-Front | DEER2016 | D16v1 | 2015-05-16 | Any | DMo | MH06 | CZ15 | rNCGF | Each | 1 | 621 | None | 80.8 | 0.00938 | 9.34 | -3.2 | -0.000788 | 7.5 | 80.8 | 0.00938 | 9.34 | -3.2 | -0.000788 | 7.5 |  |  | 1 |  | RB-Appl-EffCW-med-ElecDHW-GasCDryer-Tier3-FrontAnyDMoMH06CZ15rNCGF
RB-Appl-EffCW-med-ElecDHW-GasCDryer-Tier3-Front | DEER2016 | D16v1 | 2015-05-16 | Any | DMo | MH06 | CZ16 | rDXGF | Each | 1 | 621 | None | 117 | 0.0163 | 8.96 | 2.75 | 0.000447 | 7.49 | 117 | 0.0163 | 8.96 | 2.75 | 0.000447 | 7.49 |  |  | 1 |  | RB-Appl-EffCW-med-ElecDHW-GasCDryer-Tier3-FrontAnyDMoMH06CZ16rDXGF
RB-Appl-EffCW-med-ElecDHW-GasCDryer-Tier3-Front | DEER2016 | D16v1 | 2015-05-16 | Any | DMo | MH06 | CZ16 | rDXHP | Each | 1 | 621 | None | 109 | 0.016 | 9.83 | 1.26 | -7.56e-05 | 7.52 | 109 | 0.016 | 9.83 | 1.26 | -7.56e-05 | 7.52 |  |  | 1 |  | RB-Appl-EffCW-med-ElecDHW-GasCDryer-Tier3-FrontAnyDMoMH06CZ16rDXHP
RB-Appl-EffCW-med-ElecDHW-GasCDryer-Tier3-Front | DEER2016 | D16v1 | 2015-05-16 | Any | DMo | MH06 | CZ16 | rNCEH | Each | 1 | 621 | None | 105 | 0.0145 | 9.83 | 2.03 | 0.000192 | 7.51 | 105 | 0.0145 | 9.83 | 2.03 | 0.000192 | 7.51 |  |  | 1 |  | RB-Appl-EffCW-med-ElecDHW-GasCDryer-Tier3-FrontAnyDMoMH06CZ16rNCEH
RB-Appl-EffCW-med-ElecDHW-GasCDryer-Tier3-Front | DEER2016 | D16v1 | 2015-05-16 | Any | DMo | MH06 | CZ16 | rNCGF | Each | 1 | 621 | None | 113 | 0.0145 | 9 | 2.97 | 0.00019 | 7.5 | 113 | 0.0145 | 9 | 2.97 | 0.00019 | 7.5 |  |  | 1 |  | RB-Appl-EffCW-med-ElecDHW-GasCDryer-Tier3-FrontAnyDMoMH06CZ16rNCGF
RB-Appl-EffCW-med-ElecDHW-GasCDryer-Tier3-Front | DEER2016 | D16v1 | 2015-05-16 | Any | DMo | MH72 | CZ01 | rDXGF | Each | 1 | 598 | None | 110 | -0.02 | 9.75 | 1.28 | -0.0174 | 7.52 | 110 | -0.02 | 9.75 | 1.28 | -0.0174 | 7.52 |  |  | 1 |  | RB-Appl-EffCW-med-ElecDHW-GasCDryer-Tier3-FrontAnyDMoMH72CZ01rDXGF
RB-Appl-EffCW-med-ElecDHW-GasCDryer-Tier3-Front | DEER2016 | D16v1 | 2015-05-16 | Any | DMo | MH72 | CZ01 | rDXHP | Each | 1 | 598 | None | 108 | 0.00429 | 9.83 | 0.952 | 0.000263 | 7.52 | 108 | 0.00429 | 9.83 | 0.952 | 0.000263 | 7.52 |  |  | 1 |  | RB-Appl-EffCW-med-ElecDHW-GasCDryer-Tier3-FrontAnyDMoMH72CZ01rDXHP
RB-Appl-EffCW-med-ElecDHW-GasCDryer-Tier3-Front | DEER2016 | D16v1 | 2015-05-16 | Any | DMo | MH72 | CZ01 | rNCEH | Each | 1 | 598 | None | 112 | 0.0153 | 9.83 | 2.39 | 0.000356 | 7.51 | 112 | 0.0153 | 9.83 | 2.39 | 0.000356 | 7.51 |  |  | 1 |  | RB-Appl-EffCW-med-ElecDHW-GasCDryer-Tier3-FrontAnyDMoMH72CZ01rNCEH
RB-Appl-EffCW-med-ElecDHW-GasCDryer-Tier3-Front | DEER2016 | D16v1 | 2015-05-16 | Any | DMo | MH72 | CZ01 | rNCGF | Each | 1 | 598 | None | 114 | 0.015 | 9.74 | 3.33 | 0.000228 | 7.51 | 114 | 0.015 | 9.74 | 3.33 | 0.000228 | 7.51 |  |  | 1 |  | RB-Appl-EffCW-med-ElecDHW-GasCDryer-Tier3-FrontAnyDMoMH72CZ01rNCGF
RB-Appl-EffCW-med-ElecDHW-GasCDryer-Tier3-Front | DEER2016 | D16v1 | 2015-05-16 | Any | DMo | MH72 | CZ02 | rDXGF | Each | 1 | 598 | None | 107 | 0.0161 | 9.63 | 1.07 | 0.00103 | 7.44 | 107 | 0.0161 | 9.63 | 1.07 | 0.00103 | 7.44 |  |  | 1 |  | RB-Appl-EffCW-med-ElecDHW-GasCDryer-Tier3-FrontAnyDMoMH72CZ02rDXGF
RB-Appl-EffCW-med-ElecDHW-GasCDryer-Tier3-Front | DEER2016 | D16v1 | 2015-05-16 | Any | DMo | MH72 | CZ02 | rDXHP | Each | 1 | 598 | None | 103 | 0.0141 | 9.83 | -1.4 | -0.00047 | 7.52 | 103 | 0.0141 | 9.83 | -1.4 | -0.00047 | 7.52 |  |  | 1 |  | RB-Appl-EffCW-med-ElecDHW-GasCDryer-Tier3-FrontAnyDMoMH72CZ02rDXHP
RB-Appl-EffCW-med-ElecDHW-GasCDryer-Tier3-Front | DEER2016 | D16v1 | 2015-05-16 | Any | DMo | MH72 | CZ02 | rNCEH | Each | 1 | 598 | None | 104 | 0.014 | 9.83 | 0.896 | 0.000116 | 7.51 | 104 | 0.014 | 9.83 | 0.896 | 0.000116 | 7.51 |  |  | 1 |  | RB-Appl-EffCW-med-ElecDHW-GasCDryer-Tier3-FrontAnyDMoMH72CZ02rNCEH
RB-Appl-EffCW-med-ElecDHW-GasCDryer-Tier3-Front | DEER2016 | D16v1 | 2015-05-16 | Any | DMo | MH72 | CZ02 | rNCGF | Each | 1 | 598 | None | 106 | 0.014 | 9.6 | 1.71 | 0.000122 | 7.41 | 106 | 0.014 | 9.6 | 1.71 | 0.000122 | 7.41 |  |  | 1 |  | RB-Appl-EffCW-med-ElecDHW-GasCDryer-Tier3-FrontAnyDMoMH72CZ02rNCGF
RB-Appl-EffCW-med-ElecDHW-GasCDryer-Tier3-Front | DEER2016 | D16v1 | 2015-05-16 | Any | DMo | MH72 | CZ03 | rDXGF | Each | 1 | 598 | None | 106 | 0.0161 | 9.6 | 0.463 | -0.000246 | 7.38 | 106 | 0.0161 | 9.6 | 0.463 | -0.000246 | 7.38 |  |  | 1 |  | RB-Appl-EffCW-med-ElecDHW-GasCDryer-Tier3-FrontAnyDMoMH72CZ03rDXGF
RB-Appl-EffCW-med-ElecDHW-GasCDryer-Tier3-Front | DEER2016 | D16v1 | 2015-05-16 | Any | DMo | MH72 | CZ03 | rDXHP | Each | 1 | 598 | None | 102 | 0.00908 | 9.83 | -1.6 | -0.000502 | 7.52 | 102 | 0.00908 | 9.83 | -1.6 | -0.000502 | 7.52 |  |  | 1 |  | RB-Appl-EffCW-med-ElecDHW-GasCDryer-Tier3-FrontAnyDMoMH72CZ03rDXHP
RB-Appl-EffCW-med-ElecDHW-GasCDryer-Tier3-Front | DEER2016 | D16v1 | 2015-05-16 | Any | DMo | MH72 | CZ03 | rNCEH | Each | 1 | 598 | None | 105 | 0.0142 | 9.83 | 0.951 | 0.000159 | 7.51 | 105 | 0.0142 | 9.83 | 0.951 | 0.000159 | 7.51 |  |  | 1 |  | RB-Appl-EffCW-med-ElecDHW-GasCDryer-Tier3-FrontAnyDMoMH72CZ03rNCEH
RB-Appl-EffCW-med-ElecDHW-GasCDryer-Tier3-Front | DEER2016 | D16v1 | 2015-05-16 | Any | DMo | MH72 | CZ03 | rNCGF | Each | 1 | 598 | None | 106 | 0.0139 | 9.62 | 1.74 | 9.33e-05 | 7.41 | 106 | 0.0139 | 9.62 | 1.74 | 9.33e-05 | 7.41 |  |  | 1 |  | RB-Appl-EffCW-med-ElecDHW-GasCDryer-Tier3-FrontAnyDMoMH72CZ03rNCGF
RB-Appl-EffCW-med-ElecDHW-GasCDryer-Tier3-Front | DEER2016 | D16v1 | 2015-05-16 | Any | DMo | MH72 | CZ04 | rDXGF | Each | 1 | 598 | None | 104 | 0.0146 | 9.65 | 1 | 0.000353 | 7.45 | 104 | 0.0146 | 9.65 | 1 | 0.000353 | 7.45 |  |  | 1 |  | RB-Appl-EffCW-med-ElecDHW-GasCDryer-Tier3-FrontAnyDMoMH72CZ04rDXGF
RB-Appl-EffCW-med-ElecDHW-GasCDryer-Tier3-Front | DEER2016 | D16v1 | 2015-05-16 | Any | DMo | MH72 | CZ04 | rDXHP | Each | 1 | 598 | None | 101 | 0.0134 | 9.83 | -0.922 | -0.000511 | 7.52 | 101 | 0.0134 | 9.83 | -0.922 | -0.000511 | 7.52 |  |  | 1 |  | RB-Appl-EffCW-med-ElecDHW-GasCDryer-Tier3-FrontAnyDMoMH72CZ04rDXHP
RB-Appl-EffCW-med-ElecDHW-GasCDryer-Tier3-Front | DEER2016 | D16v1 | 2015-05-16 | Any | DMo | MH72 | CZ04 | rNCEH | Each | 1 | 598 | None | 101 | 0.0132 | 9.83 | 0.52 | -3.64e-05 | 7.51 | 101 | 0.0132 | 9.83 | 0.52 | -3.64e-05 | 7.51 |  |  | 1 |  | RB-Appl-EffCW-med-ElecDHW-GasCDryer-Tier3-FrontAnyDMoMH72CZ04rNCEH
RB-Appl-EffCW-med-ElecDHW-GasCDryer-Tier3-Front | DEER2016 | D16v1 | 2015-05-16 | Any | DMo | MH72 | CZ04 | rNCGF | Each | 1 | 598 | None | 103 | 0.0132 | 9.64 | 1.12 | -3.49e-05 | 7.46 | 103 | 0.0132 | 9.64 | 1.12 | -3.49e-05 | 7.46 |  |  | 1 |  | RB-Appl-EffCW-med-ElecDHW-GasCDryer-Tier3-FrontAnyDMoMH72CZ04rNCGF
RB-Appl-EffCW-med-ElecDHW-GasCDryer-Tier3-Front | DEER2016 | D16v1 | 2015-05-16 | Any | DMo | MH72 | CZ05 | rDXGF | Each | 1 | 598 | None | 108 | 0.016 | 9.66 | 2.23 | 0.000368 | 7.4 | 108 | 0.016 | 9.66 | 2.23 | 0.000368 | 7.4 |  |  | 1 |  | RB-Appl-EffCW-med-ElecDHW-GasCDryer-Tier3-FrontAnyDMoMH72CZ05rDXGF
RB-Appl-EffCW-med-ElecDHW-GasCDryer-Tier3-Front | DEER2016 | D16v1 | 2015-05-16 | Any | DMo | MH72 | CZ05 | rDXHP | Each | 1 | 598 | None | 105 | 0.0148 | 9.83 | 0.246 | 2.21e-05 | 7.52 | 105 | 0.0148 | 9.83 | 0.246 | 2.21e-05 | 7.52 |  |  | 1 |  | RB-Appl-EffCW-med-ElecDHW-GasCDryer-Tier3-FrontAnyDMoMH72CZ05rDXHP
RB-Appl-EffCW-med-ElecDHW-GasCDryer-Tier3-Front | DEER2016 | D16v1 | 2015-05-16 | Any | DMo | MH72 | CZ05 | rNCEH | Each | 1 | 598 | None | 106 | 0.0143 | 9.83 | 1.16 | 0.00018 | 7.51 | 106 | 0.0143 | 9.83 | 1.16 | 0.00018 | 7.51 |  |  | 1 |  | RB-Appl-EffCW-med-ElecDHW-GasCDryer-Tier3-FrontAnyDMoMH72CZ05rNCEH
RB-Appl-EffCW-med-ElecDHW-GasCDryer-Tier3-Front | DEER2016 | D16v1 | 2015-05-16 | Any | DMo | MH72 | CZ05 | rNCGF | Each | 1 | 598 | None | 108 | 0.0143 | 9.67 | 2.09 | 0.000168 | 7.39 | 108 | 0.0143 | 9.67 | 2.09 | 0.000168 | 7.39 |  |  | 1 |  | RB-Appl-EffCW-med-ElecDHW-GasCDryer-Tier3-FrontAnyDMoMH72CZ05rNCGF
RB-Appl-EffCW-med-ElecDHW-GasCDryer-Tier3-Front | DEER2016 | D16v1 | 2015-05-16 | Any | DMo | MH72 | CZ06 | rDXGF | Each | 1 | 598 | None | 108 | 0.0144 | 9.79 | 6.97 | 0.000409 | 7.46 | 108 | 0.0144 | 9.79 | 6.97 | 0.000409 | 7.46 |  |  | 1 |  | RB-Appl-EffCW-med-ElecDHW-GasCDryer-Tier3-FrontAnyDMoMH72CZ06rDXGF
RB-Appl-EffCW-med-ElecDHW-GasCDryer-Tier3-Front | DEER2016 | D16v1 | 2015-05-16 | Any | DMo | MH72 | CZ06 | rDXHP | Each | 1 | 598 | None | 107 | 0.0136 | 9.83 | 4.57 | -0.000268 | 7.52 | 107 | 0.0136 | 9.83 | 4.57 | -0.000268 | 7.52 |  |  | 1 |  | RB-Appl-EffCW-med-ElecDHW-GasCDryer-Tier3-FrontAnyDMoMH72CZ06rDXHP
RB-Appl-EffCW-med-ElecDHW-GasCDryer-Tier3-Front | DEER2016 | D16v1 | 2015-05-16 | Any | DMo | MH72 | CZ06 | rNCEH | Each | 1 | 598 | None | 99.2 | 0.013 | 9.83 | 0.0417 | -6.51e-05 | 7.51 | 99.2 | 0.013 | 9.83 | 0.0417 | -6.51e-05 | 7.51 |  |  | 1 |  | RB-Appl-EffCW-med-ElecDHW-GasCDryer-Tier3-FrontAnyDMoMH72CZ06rNCEH
RB-Appl-EffCW-med-ElecDHW-GasCDryer-Tier3-Front | DEER2016 | D16v1 | 2015-05-16 | Any | DMo | MH72 | CZ06 | rNCGF | Each | 1 | 598 | None | 99.7 | 0.0134 | 9.8 | 0.594 | -6.71e-05 | 7.47 | 99.7 | 0.0134 | 9.8 | 0.594 | -6.71e-05 | 7.47 |  |  | 1 |  | RB-Appl-EffCW-med-ElecDHW-GasCDryer-Tier3-FrontAnyDMoMH72CZ06rNCGF
RB-Appl-EffCW-med-ElecDHW-GasCDryer-Tier3-Front | DEER2016 | D16v1 | 2015-05-16 | Any | DMo | MH72 | CZ07 | rDXGF | Each | 1 | 598 | None | 103 | -0.022 | 9.68 | 1.21 | 5.67e-05 | 7.39 | 103 | -0.022 | 9.68 | 1.21 | 5.67e-05 | 7.39 |  |  | 1 |  | RB-Appl-EffCW-med-ElecDHW-GasCDryer-Tier3-FrontAnyDMoMH72CZ07rDXGF
RB-Appl-EffCW-med-ElecDHW-GasCDryer-Tier3-Front | DEER2016 | D16v1 | 2015-05-16 | Any | DMo | MH72 | CZ07 | rDXHP | Each | 1 | 598 | None | 100 | 0.0539 | 9.83 | 1.07 | 0.000208 | 7.52 | 100 | 0.0539 | 9.83 | 1.07 | 0.000208 | 7.52 |  |  | 1 |  | RB-Appl-EffCW-med-ElecDHW-GasCDryer-Tier3-FrontAnyDMoMH72CZ07rDXHP
RB-Appl-EffCW-med-ElecDHW-GasCDryer-Tier3-Front | DEER2016 | D16v1 | 2015-05-16 | Any | DMo | MH72 | CZ07 | rNCEH | Each | 1 | 598 | None | 98 | 0.013 | 9.83 | -0.119 | -6.58e-05 | 7.51 | 98 | 0.013 | 9.83 | -0.119 | -6.58e-05 | 7.51 |  |  | 1 |  | RB-Appl-EffCW-med-ElecDHW-GasCDryer-Tier3-FrontAnyDMoMH72CZ07rNCEH
RB-Appl-EffCW-med-ElecDHW-GasCDryer-Tier3-Front | DEER2016 | D16v1 | 2015-05-16 | Any | DMo | MH72 | CZ07 | rNCGF | Each | 1 | 598 | None | 98.5 | 0.0129 | 9.69 | 0.335 | -0.000109 | 7.42 | 98.5 | 0.0129 | 9.69 | 0.335 | -0.000109 | 7.42 |  |  | 1 |  | RB-Appl-EffCW-med-ElecDHW-GasCDryer-Tier3-FrontAnyDMoMH72CZ07rNCGF
RB-Appl-EffCW-med-ElecDHW-GasCDryer-Tier3-Front | DEER2016 | D16v1 | 2015-05-16 | Any | DMo | MH72 | CZ08 | rDXGF | Each | 1 | 598 | None | 98.3 | 0.0133 | 9.68 | -0.315 | -0.000243 | 7.4 | 98.3 | 0.0133 | 9.68 | -0.315 | -0.000243 | 7.4 |  |  | 1 |  | RB-Appl-EffCW-med-ElecDHW-GasCDryer-Tier3-FrontAnyDMoMH72CZ08rDXGF
RB-Appl-EffCW-med-ElecDHW-GasCDryer-Tier3-Front | DEER2016 | D16v1 | 2015-05-16 | Any | DMo | MH72 | CZ08 | rDXHP | Each | 1 | 598 | None | 97.6 | 0.0128 | 9.83 | -1.03 | -0.000543 | 7.52 | 97.6 | 0.0128 | 9.83 | -1.03 | -0.000543 | 7.52 |  |  | 1 |  | RB-Appl-EffCW-med-ElecDHW-GasCDryer-Tier3-FrontAnyDMoMH72CZ08rDXHP
RB-Appl-EffCW-med-ElecDHW-GasCDryer-Tier3-Front | DEER2016 | D16v1 | 2015-05-16 | Any | DMo | MH72 | CZ08 | rNCEH | Each | 1 | 598 | None | 95.9 | 0.0126 | 9.83 | -0.49 | -0.000146 | 7.51 | 95.9 | 0.0126 | 9.83 | -0.49 | -0.000146 | 7.51 |  |  | 1 |  | RB-Appl-EffCW-med-ElecDHW-GasCDryer-Tier3-FrontAnyDMoMH72CZ08rNCEH
RB-Appl-EffCW-med-ElecDHW-GasCDryer-Tier3-Front | DEER2016 | D16v1 | 2015-05-16 | Any | DMo | MH72 | CZ08 | rNCGF | Each | 1 | 598 | None | 96.8 | 0.013 | 9.66 | -0.00925 | -6.98e-05 | 7.43 | 96.8 | 0.013 | 9.66 | -0.00925 | -6.98e-05 | 7.43 |  |  | 1 |  | RB-Appl-EffCW-med-ElecDHW-GasCDryer-Tier3-FrontAnyDMoMH72CZ08rNCGF
RB-Appl-EffCW-med-ElecDHW-GasCDryer-Tier3-Front | DEER2016 | D16v1 | 2015-05-16 | Any | DMo | MH72 | CZ09 | rDXGF | Each | 1 | 598 | None | 100 | 0.0136 | 9.67 | 0.99 | 0.000378 | 7.42 | 100 | 0.0136 | 9.67 | 0.99 | 0.000378 | 7.42 |  |  | 1 |  | RB-Appl-EffCW-med-ElecDHW-GasCDryer-Tier3-FrontAnyDMoMH72CZ09rDXGF
RB-Appl-EffCW-med-ElecDHW-GasCDryer-Tier3-Front | DEER2016 | D16v1 | 2015-05-16 | Any | DMo | MH72 | CZ09 | rDXHP | Each | 1 | 598 | None | 97.7 | 0.0132 | 9.83 | -0.447 | -9.1e-05 | 7.52 | 97.7 | 0.0132 | 9.83 | -0.447 | -9.1e-05 | 7.52 |  |  | 1 |  | RB-Appl-EffCW-med-ElecDHW-GasCDryer-Tier3-FrontAnyDMoMH72CZ09rDXHP
RB-Appl-EffCW-med-ElecDHW-GasCDryer-Tier3-Front | DEER2016 | D16v1 | 2015-05-16 | Any | DMo | MH72 | CZ09 | rNCEH | Each | 1 | 598 | None | 95.6 | 0.0124 | 9.83 | -0.571 | -0.00018 | 7.51 | 95.6 | 0.0124 | 9.83 | -0.571 | -0.00018 | 7.51 |  |  | 1 |  | RB-Appl-EffCW-med-ElecDHW-GasCDryer-Tier3-FrontAnyDMoMH72CZ09rNCEH
RB-Appl-EffCW-med-ElecDHW-GasCDryer-Tier3-Front | DEER2016 | D16v1 | 2015-05-16 | Any | DMo | MH72 | CZ09 | rNCGF | Each | 1 | 598 | None | 96.8 | 0.0123 | 9.68 | 0.0309 | -0.000236 | 7.45 | 96.8 | 0.0123 | 9.68 | 0.0309 | -0.000236 | 7.45 |  |  | 1 |  | RB-Appl-EffCW-med-ElecDHW-GasCDryer-Tier3-FrontAnyDMoMH72CZ09rNCGF
RB-Appl-EffCW-med-ElecDHW-GasCDryer-Tier3-Front | DEER2016 | D16v1 | 2015-05-16 | Any | DMo | MH72 | CZ10 | rDXGF | Each | 1 | 598 | None | 98.4 | 0.013 | 9.62 | -0.172 | -0.000166 | 7.38 | 98.4 | 0.013 | 9.62 | -0.172 | -0.000166 | 7.38 |  |  | 1 |  | RB-Appl-EffCW-med-ElecDHW-GasCDryer-Tier3-FrontAnyDMoMH72CZ10rDXGF
RB-Appl-EffCW-med-ElecDHW-GasCDryer-Tier3-Front | DEER2016 | D16v1 | 2015-05-16 | Any | DMo | MH72 | CZ10 | rDXHP | Each | 1 | 598 | None | 96.6 | 0.0127 | 9.83 | -0.463 | -0.000441 | 7.52 | 96.6 | 0.0127 | 9.83 | -0.463 | -0.000441 | 7.52 |  |  | 1 |  | RB-Appl-EffCW-med-ElecDHW-GasCDryer-Tier3-FrontAnyDMoMH72CZ10rDXHP
RB-Appl-EffCW-med-ElecDHW-GasCDryer-Tier3-Front | DEER2016 | D16v1 | 2015-05-16 | Any | DMo | MH72 | CZ10 | rNCEH | Each | 1 | 598 | None | 95.1 | 0.0122 | 9.83 | -0.674 | -0.000224 | 7.51 | 95.1 | 0.0122 | 9.83 | -0.674 | -0.000224 | 7.51 |  |  | 1 |  | RB-Appl-EffCW-med-ElecDHW-GasCDryer-Tier3-FrontAnyDMoMH72CZ10rNCEH
RB-Appl-EffCW-med-ElecDHW-GasCDryer-Tier3-Front | DEER2016 | D16v1 | 2015-05-16 | Any | DMo | MH72 | CZ10 | rNCGF | Each | 1 | 598 | None | 96.2 | 0.0125 | 9.6 | -0.108 | -0.000222 | 7.39 | 96.2 | 0.0125 | 9.6 | -0.108 | -0.000222 | 7.39 |  |  | 1 |  | RB-Appl-EffCW-med-ElecDHW-GasCDryer-Tier3-FrontAnyDMoMH72CZ10rNCGF
RB-Appl-EffCW-med-ElecDHW-GasCDryer-Tier3-Front | DEER2016 | D16v1 | 2015-05-16 | Any | DMo | MH72 | CZ11 | rDXGF | Each | 1 | 598 | None | 98.7 | 0.0142 | 9.69 | -0.0523 | 0.0002 | 7.46 | 98.7 | 0.0142 | 9.69 | -0.0523 | 0.0002 | 7.46 |  |  | 1 |  | RB-Appl-EffCW-med-ElecDHW-GasCDryer-Tier3-FrontAnyDMoMH72CZ11rDXGF
RB-Appl-EffCW-med-ElecDHW-GasCDryer-Tier3-Front | DEER2016 | D16v1 | 2015-05-16 | Any | DMo | MH72 | CZ11 | rDXHP | Each | 1 | 598 | None | 95.7 | 0.0129 | 9.83 | -1.95 | -0.00036 | 7.52 | 95.7 | 0.0129 | 9.83 | -1.95 | -0.00036 | 7.52 |  |  | 1 |  | RB-Appl-EffCW-med-ElecDHW-GasCDryer-Tier3-FrontAnyDMoMH72CZ11rDXHP
RB-Appl-EffCW-med-ElecDHW-GasCDryer-Tier3-Front | DEER2016 | D16v1 | 2015-05-16 | Any | DMo | MH72 | CZ11 | rNCEH | Each | 1 | 598 | None | 96.1 | 0.0122 | 9.83 | -0.483 | -0.000232 | 7.51 | 96.1 | 0.0122 | 9.83 | -0.483 | -0.000232 | 7.51 |  |  | 1 |  | RB-Appl-EffCW-med-ElecDHW-GasCDryer-Tier3-FrontAnyDMoMH72CZ11rNCEH
RB-Appl-EffCW-med-ElecDHW-GasCDryer-Tier3-Front | DEER2016 | D16v1 | 2015-05-16 | Any | DMo | MH72 | CZ11 | rNCGF | Each | 1 | 598 | None | 97.6 | 0.0121 | 9.66 | 0.203 | -0.000288 | 7.45 | 97.6 | 0.0121 | 9.66 | 0.203 | -0.000288 | 7.45 |  |  | 1 |  | RB-Appl-EffCW-med-ElecDHW-GasCDryer-Tier3-FrontAnyDMoMH72CZ11rNCGF
RB-Appl-EffCW-med-ElecDHW-GasCDryer-Tier3-Front | DEER2016 | D16v1 | 2015-05-16 | Any | DMo | MH72 | CZ12 | rDXGF | Each | 1 | 598 | None | 102 | 0.0144 | 9.6 | 0.195 | 2.66e-05 | 7.43 | 102 | 0.0144 | 9.6 | 0.195 | 2.66e-05 | 7.43 |  |  | 1 |  | RB-Appl-EffCW-med-ElecDHW-GasCDryer-Tier3-FrontAnyDMoMH72CZ12rDXGF
RB-Appl-EffCW-med-ElecDHW-GasCDryer-Tier3-Front | DEER2016 | D16v1 | 2015-05-16 | Any | DMo | MH72 | CZ12 | rDXHP | Each | 1 | 598 | None | 100 | 0.0138 | 9.83 | -0.435 | -0.000106 | 7.52 | 100 | 0.0138 | 9.83 | -0.435 | -0.000106 | 7.52 |  |  | 1 |  | RB-Appl-EffCW-med-ElecDHW-GasCDryer-Tier3-FrontAnyDMoMH72CZ12rDXHP
RB-Appl-EffCW-med-ElecDHW-GasCDryer-Tier3-Front | DEER2016 | D16v1 | 2015-05-16 | Any | DMo | MH72 | CZ12 | rNCEH | Each | 1 | 598 | None | 98.8 | 0.013 | 9.83 | 0.0216 | -7.41e-05 | 7.51 | 98.8 | 0.013 | 9.83 | 0.0216 | -7.41e-05 | 7.51 |  |  | 1 |  | RB-Appl-EffCW-med-ElecDHW-GasCDryer-Tier3-FrontAnyDMoMH72CZ12rNCEH
RB-Appl-EffCW-med-ElecDHW-GasCDryer-Tier3-Front | DEER2016 | D16v1 | 2015-05-16 | Any | DMo | MH72 | CZ12 | rNCGF | Each | 1 | 598 | None | 101 | 0.013 | 9.63 | 0.799 | -7.18e-05 | 7.46 | 101 | 0.013 | 9.63 | 0.799 | -7.18e-05 | 7.46 |  |  | 1 |  | RB-Appl-EffCW-med-ElecDHW-GasCDryer-Tier3-FrontAnyDMoMH72CZ12rNCGF
RB-Appl-EffCW-med-ElecDHW-GasCDryer-Tier3-Front | DEER2016 | D16v1 | 2015-05-16 | Any | DMo | MH72 | CZ13 | rDXGF | Each | 1 | 598 | None | 98.3 | 0.0123 | 9.64 | 0.396 | -0.000879 | 7.45 | 98.3 | 0.0123 | 9.64 | 0.396 | -0.000879 | 7.45 |  |  | 1 |  | RB-Appl-EffCW-med-ElecDHW-GasCDryer-Tier3-FrontAnyDMoMH72CZ13rDXGF
RB-Appl-EffCW-med-ElecDHW-GasCDryer-Tier3-Front | DEER2016 | D16v1 | 2015-05-16 | Any | DMo | MH72 | CZ13 | rDXHP | Each | 1 | 598 | None | 95.3 | 0.0118 | 9.83 | -1.02 | -0.00117 | 7.52 | 95.3 | 0.0118 | 9.83 | -1.02 | -0.00117 | 7.52 |  |  | 1 |  | RB-Appl-EffCW-med-ElecDHW-GasCDryer-Tier3-FrontAnyDMoMH72CZ13rDXHP
RB-Appl-EffCW-med-ElecDHW-GasCDryer-Tier3-Front | DEER2016 | D16v1 | 2015-05-16 | Any | DMo | MH72 | CZ13 | rNCEH | Each | 1 | 598 | None | 94.5 | 0.012 | 9.83 | -0.765 | -0.000256 | 7.51 | 94.5 | 0.012 | 9.83 | -0.765 | -0.000256 | 7.51 |  |  | 1 |  | RB-Appl-EffCW-med-ElecDHW-GasCDryer-Tier3-FrontAnyDMoMH72CZ13rNCEH
RB-Appl-EffCW-med-ElecDHW-GasCDryer-Tier3-Front | DEER2016 | D16v1 | 2015-05-16 | Any | DMo | MH72 | CZ13 | rNCGF | Each | 1 | 598 | None | 96.3 | 0.0123 | 9.65 | -0.0745 | -7.32e-05 | 7.47 | 96.3 | 0.0123 | 9.65 | -0.0745 | -7.32e-05 | 7.47 |  |  | 1 |  | RB-Appl-EffCW-med-ElecDHW-GasCDryer-Tier3-FrontAnyDMoMH72CZ13rNCGF
RB-Appl-EffCW-med-ElecDHW-GasCDryer-Tier3-Front | DEER2016 | D16v1 | 2015-05-16 | Any | DMo | MH72 | CZ14 | rDXGF | Each | 1 | 598 | None | 102 | 0.013 | 9.73 | 1.45 | -0.000189 | 7.48 | 102 | 0.013 | 9.73 | 1.45 | -0.000189 | 7.48 |  |  | 1 |  | RB-Appl-EffCW-med-ElecDHW-GasCDryer-Tier3-FrontAnyDMoMH72CZ14rDXGF
RB-Appl-EffCW-med-ElecDHW-GasCDryer-Tier3-Front | DEER2016 | D16v1 | 2015-05-16 | Any | DMo | MH72 | CZ14 | rDXHP | Each | 1 | 598 | None | 99.4 | 0.0117 | 9.83 | -0.866 | -0.000844 | 7.52 | 99.4 | 0.0117 | 9.83 | -0.866 | -0.000844 | 7.52 |  |  | 1 |  | RB-Appl-EffCW-med-ElecDHW-GasCDryer-Tier3-FrontAnyDMoMH72CZ14rDXHP
RB-Appl-EffCW-med-ElecDHW-GasCDryer-Tier3-Front | DEER2016 | D16v1 | 2015-05-16 | Any | DMo | MH72 | CZ14 | rNCEH | Each | 1 | 598 | None | 97.3 | 0.0116 | 9.83 | -0.262 | -0.00033 | 7.51 | 97.3 | 0.0116 | 9.83 | -0.262 | -0.00033 | 7.51 |  |  | 1 |  | RB-Appl-EffCW-med-ElecDHW-GasCDryer-Tier3-FrontAnyDMoMH72CZ14rNCEH
RB-Appl-EffCW-med-ElecDHW-GasCDryer-Tier3-Front | DEER2016 | D16v1 | 2015-05-16 | Any | DMo | MH72 | CZ14 | rNCGF | Each | 1 | 598 | None | 98.4 | 0.0117 | 9.71 | 0.356 | -0.000328 | 7.48 | 98.4 | 0.0117 | 9.71 | 0.356 | -0.000328 | 7.48 |  |  | 1 |  | RB-Appl-EffCW-med-ElecDHW-GasCDryer-Tier3-FrontAnyDMoMH72CZ14rNCGF
RB-Appl-EffCW-med-ElecDHW-GasCDryer-Tier3-Front | DEER2016 | D16v1 | 2015-05-16 | Any | DMo | MH72 | CZ15 | rDXGF | Each | 1 | 598 | None | 86.9 | 0.0103 | 9.84 | -1.44 | -0.000662 | 7.5 | 86.9 | 0.0103 | 9.84 | -1.44 | -0.000662 | 7.5 |  |  | 1 |  | RB-Appl-EffCW-med-ElecDHW-GasCDryer-Tier3-FrontAnyDMoMH72CZ15rDXGF
RB-Appl-EffCW-med-ElecDHW-GasCDryer-Tier3-Front | DEER2016 | D16v1 | 2015-05-16 | Any | DMo | MH72 | CZ15 | rDXHP | Each | 1 | 598 | None | 86.5 | 0.0104 | 9.83 | -1.28 | -0.000547 | 7.52 | 86.5 | 0.0104 | 9.83 | -1.28 | -0.000547 | 7.52 |  |  | 1 |  | RB-Appl-EffCW-med-ElecDHW-GasCDryer-Tier3-FrontAnyDMoMH72CZ15rDXHP
RB-Appl-EffCW-med-ElecDHW-GasCDryer-Tier3-Front | DEER2016 | D16v1 | 2015-05-16 | Any | DMo | MH72 | CZ15 | rNCEH | Each | 1 | 598 | None | 80.6 | 0.00931 | 9.83 | -3.31 | -0.000769 | 7.51 | 80.6 | 0.00931 | 9.83 | -3.31 | -0.000769 | 7.51 |  |  | 1 |  | RB-Appl-EffCW-med-ElecDHW-GasCDryer-Tier3-FrontAnyDMoMH72CZ15rNCEH
RB-Appl-EffCW-med-ElecDHW-GasCDryer-Tier3-Front | DEER2016 | D16v1 | 2015-05-16 | Any | DMo | MH72 | CZ15 | rNCGF | Each | 1 | 598 | None | 80.9 | 0.0097 | 9.82 | -2.96 | -0.000404 | 7.49 | 80.9 | 0.0097 | 9.82 | -2.96 | -0.000404 | 7.49 |  |  | 1 |  | RB-Appl-EffCW-med-ElecDHW-GasCDryer-Tier3-FrontAnyDMoMH72CZ15rNCGF
RB-Appl-EffCW-med-ElecDHW-GasCDryer-Tier3-Front | DEER2016 | D16v1 | 2015-05-16 | Any | DMo | MH72 | CZ16 | rDXGF | Each | 1 | 598 | None | 115 | 0.0156 | 9.71 | 3.92 | 0.00054 | 7.53 | 115 | 0.0156 | 9.71 | 3.92 | 0.00054 | 7.53 |  |  | 1 |  | RB-Appl-EffCW-med-ElecDHW-GasCDryer-Tier3-FrontAnyDMoMH72CZ16rDXGF
RB-Appl-EffCW-med-ElecDHW-GasCDryer-Tier3-Front | DEER2016 | D16v1 | 2015-05-16 | Any | DMo | MH72 | CZ16 | rDXHP | Each | 1 | 598 | None | 112 | 0.0146 | 9.83 | 1.81 | -0.00017 | 7.52 | 112 | 0.0146 | 9.83 | 1.81 | -0.00017 | 7.52 |  |  | 1 |  | RB-Appl-EffCW-med-ElecDHW-GasCDryer-Tier3-FrontAnyDMoMH72CZ16rDXHP
RB-Appl-EffCW-med-ElecDHW-GasCDryer-Tier3-Front | DEER2016 | D16v1 | 2015-05-16 | Any | DMo | MH72 | CZ16 | rNCEH | Each | 1 | 598 | None | 111 | 0.0145 | 9.83 | 2.26 | 0.000212 | 7.51 | 111 | 0.0145 | 9.83 | 2.26 | 0.000212 | 7.51 |  |  | 1 |  | RB-Appl-EffCW-med-ElecDHW-GasCDryer-Tier3-FrontAnyDMoMH72CZ16rNCEH
RB-Appl-EffCW-med-ElecDHW-GasCDryer-Tier3-Front | DEER2016 | D16v1 | 2015-05-16 | Any | DMo | MH72 | CZ16 | rNCGF | Each | 1 | 598 | None | 113 | 0.0146 | 9.71 | 3.21 | 0.000209 | 7.54 | 113 | 0.0146 | 9.71 | 3.21 | 0.000209 | 7.54 |  |  | 1 |  | RB-Appl-EffCW-med-ElecDHW-GasCDryer-Tier3-FrontAnyDMoMH72CZ16rNCGF
RB-Appl-EffCW-med-ElecDHW-GasCDryer-Tier3-Front | DEER2016 | D16v1 | 2015-05-16 | Any | DMo | MH85 | CZ01 | rDXGF | Each | 1 | 621 | None | 114 | 0.02 | 8.87 | 2.84 | 0.00175 | 7.53 | 114 | 0.02 | 8.87 | 2.84 | 0.00175 | 7.53 |  |  | 1 |  | RB-Appl-EffCW-med-ElecDHW-GasCDryer-Tier3-FrontAnyDMoMH85CZ01rDXGF
RB-Appl-EffCW-med-ElecDHW-GasCDryer-Tier3-Front | DEER2016 | D16v1 | 2015-05-16 | Any | DMo | MH85 | CZ01 | rDXHP | Each | 1 | 621 | None | 105 | 0.00226 | 9.83 | 0.864 | 0.00152 | 7.52 | 105 | 0.00226 | 9.83 | 0.864 | 0.00152 | 7.52 |  |  | 1 |  | RB-Appl-EffCW-med-ElecDHW-GasCDryer-Tier3-FrontAnyDMoMH85CZ01rDXHP
RB-Appl-EffCW-med-ElecDHW-GasCDryer-Tier3-Front | DEER2016 | D16v1 | 2015-05-16 | Any | DMo | MH85 | CZ01 | rNCEH | Each | 1 | 621 | None | 104 | 0.0153 | 9.83 | 2.13 | 0.000333 | 7.51 | 104 | 0.0153 | 9.83 | 2.13 | 0.000333 | 7.51 |  |  | 1 |  | RB-Appl-EffCW-med-ElecDHW-GasCDryer-Tier3-FrontAnyDMoMH85CZ01rNCEH
RB-Appl-EffCW-med-ElecDHW-GasCDryer-Tier3-Front | DEER2016 | D16v1 | 2015-05-16 | Any | DMo | MH85 | CZ01 | rNCGF | Each | 1 | 621 | None | 114 | 0.0153 | 8.88 | 3.06 | 0.000483 | 7.55 | 114 | 0.0153 | 8.88 | 3.06 | 0.000483 | 7.55 |  |  | 1 |  | RB-Appl-EffCW-med-ElecDHW-GasCDryer-Tier3-FrontAnyDMoMH85CZ01rNCGF
RB-Appl-EffCW-med-ElecDHW-GasCDryer-Tier3-Front | DEER2016 | D16v1 | 2015-05-16 | Any | DMo | MH85 | CZ02 | rDXGF | Each | 1 | 621 | None | 107 | 0.0169 | 8.81 | -1.08 | 0.000786 | 7.53 | 107 | 0.0169 | 8.81 | -1.08 | 0.000786 | 7.53 |  |  | 1 |  | RB-Appl-EffCW-med-ElecDHW-GasCDryer-Tier3-FrontAnyDMoMH85CZ02rDXGF
RB-Appl-EffCW-med-ElecDHW-GasCDryer-Tier3-Front | DEER2016 | D16v1 | 2015-05-16 | Any | DMo | MH85 | CZ02 | rDXHP | Each | 1 | 621 | None | 97 | 0.016 | 9.83 | -0.894 | -0.000548 | 7.52 | 97 | 0.016 | 9.83 | -0.894 | -0.000548 | 7.52 |  |  | 1 |  | RB-Appl-EffCW-med-ElecDHW-GasCDryer-Tier3-FrontAnyDMoMH85CZ02rDXHP
RB-Appl-EffCW-med-ElecDHW-GasCDryer-Tier3-Front | DEER2016 | D16v1 | 2015-05-16 | Any | DMo | MH85 | CZ02 | rNCEH | Each | 1 | 621 | None | 95.1 | 0.014 | 9.83 | 0.509 | 9.31e-05 | 7.51 | 95.1 | 0.014 | 9.83 | 0.509 | 9.31e-05 | 7.51 |  |  | 1 |  | RB-Appl-EffCW-med-ElecDHW-GasCDryer-Tier3-FrontAnyDMoMH85CZ02rNCEH
RB-Appl-EffCW-med-ElecDHW-GasCDryer-Tier3-Front | DEER2016 | D16v1 | 2015-05-16 | Any | DMo | MH85 | CZ02 | rNCGF | Each | 1 | 621 | None | 105 | 0.0139 | 8.67 | 1.43 | -1.96e-05 | 7.4 | 105 | 0.0139 | 8.67 | 1.43 | -1.96e-05 | 7.4 |  |  | 1 |  | RB-Appl-EffCW-med-ElecDHW-GasCDryer-Tier3-FrontAnyDMoMH85CZ02rNCGF
RB-Appl-EffCW-med-ElecDHW-GasCDryer-Tier3-Front | DEER2016 | D16v1 | 2015-05-16 | Any | DMo | MH85 | CZ03 | rDXGF | Each | 1 | 621 | None | 108 | 0.0175 | 8.73 | 1.67 | 0.000666 | 7.37 | 108 | 0.0175 | 8.73 | 1.67 | 0.000666 | 7.37 |  |  | 1 |  | RB-Appl-EffCW-med-ElecDHW-GasCDryer-Tier3-FrontAnyDMoMH85CZ03rDXGF
RB-Appl-EffCW-med-ElecDHW-GasCDryer-Tier3-Front | DEER2016 | D16v1 | 2015-05-16 | Any | DMo | MH85 | CZ03 | rDXHP | Each | 1 | 621 | None | 99 | 0.0186 | 9.83 | -0.717 | -7.78e-05 | 7.52 | 99 | 0.0186 | 9.83 | -0.717 | -7.78e-05 | 7.52 |  |  | 1 |  | RB-Appl-EffCW-med-ElecDHW-GasCDryer-Tier3-FrontAnyDMoMH85CZ03rDXHP
RB-Appl-EffCW-med-ElecDHW-GasCDryer-Tier3-Front | DEER2016 | D16v1 | 2015-05-16 | Any | DMo | MH85 | CZ03 | rNCEH | Each | 1 | 621 | None | 96.2 | 0.0142 | 9.83 | 0.613 | 0.000137 | 7.51 | 96.2 | 0.0142 | 9.83 | 0.613 | 0.000137 | 7.51 |  |  | 1 |  | RB-Appl-EffCW-med-ElecDHW-GasCDryer-Tier3-FrontAnyDMoMH85CZ03rNCEH
RB-Appl-EffCW-med-ElecDHW-GasCDryer-Tier3-Front | DEER2016 | D16v1 | 2015-05-16 | Any | DMo | MH85 | CZ03 | rNCGF | Each | 1 | 621 | None | 106 | 0.014 | 8.73 | 1.5 | 0.000129 | 7.39 | 106 | 0.014 | 8.73 | 1.5 | 0.000129 | 7.39 |  |  | 1 |  | RB-Appl-EffCW-med-ElecDHW-GasCDryer-Tier3-FrontAnyDMoMH85CZ03rNCGF
RB-Appl-EffCW-med-ElecDHW-GasCDryer-Tier3-Front | DEER2016 | D16v1 | 2015-05-16 | Any | DMo | MH85 | CZ04 | rDXGF | Each | 1 | 621 | None | 107 | 0.0159 | 8.79 | 1.21 | 0.000521 | 7.41 | 107 | 0.0159 | 8.79 | 1.21 | 0.000521 | 7.41 |  |  | 1 |  | RB-Appl-EffCW-med-ElecDHW-GasCDryer-Tier3-FrontAnyDMoMH85CZ04rDXGF
RB-Appl-EffCW-med-ElecDHW-GasCDryer-Tier3-Front | DEER2016 | D16v1 | 2015-05-16 | Any | DMo | MH85 | CZ04 | rDXHP | Each | 1 | 621 | None | 96.4 | 0.0153 | 9.83 | -1.71 | -0.000419 | 7.52 | 96.4 | 0.0153 | 9.83 | -1.71 | -0.000419 | 7.52 |  |  | 1 |  | RB-Appl-EffCW-med-ElecDHW-GasCDryer-Tier3-FrontAnyDMoMH85CZ04rDXHP
RB-Appl-EffCW-med-ElecDHW-GasCDryer-Tier3-Front | DEER2016 | D16v1 | 2015-05-16 | Any | DMo | MH85 | CZ04 | rNCEH | Each | 1 | 621 | None | 93.8 | 0.0132 | 9.83 | 0.103 | -5.92e-05 | 7.51 | 93.8 | 0.0132 | 9.83 | 0.103 | -5.92e-05 | 7.51 |  |  | 1 |  | RB-Appl-EffCW-med-ElecDHW-GasCDryer-Tier3-FrontAnyDMoMH85CZ04rNCEH
RB-Appl-EffCW-med-ElecDHW-GasCDryer-Tier3-Front | DEER2016 | D16v1 | 2015-05-16 | Any | DMo | MH85 | CZ04 | rNCGF | Each | 1 | 621 | None | 102 | 0.0132 | 8.8 | 0.881 | -5.69e-05 | 7.44 | 102 | 0.0132 | 8.8 | 0.881 | -5.69e-05 | 7.44 |  |  | 1 |  | RB-Appl-EffCW-med-ElecDHW-GasCDryer-Tier3-FrontAnyDMoMH85CZ04rNCGF
RB-Appl-EffCW-med-ElecDHW-GasCDryer-Tier3-Front | DEER2016 | D16v1 | 2015-05-16 | Any | DMo | MH85 | CZ05 | rDXGF | Each | 1 | 621 | None | 111 | 0.0186 | 8.64 | 3.04 | -1.34e-05 | 7.38 | 111 | 0.0186 | 8.64 | 3.04 | -1.34e-05 | 7.38 |  |  | 1 |  | RB-Appl-EffCW-med-ElecDHW-GasCDryer-Tier3-FrontAnyDMoMH85CZ05rDXGF
RB-Appl-EffCW-med-ElecDHW-GasCDryer-Tier3-Front | DEER2016 | D16v1 | 2015-05-16 | Any | DMo | MH85 | CZ05 | rDXHP | Each | 1 | 621 | None | 99.9 | 0.0183 | 9.83 | 0.283 | -3.22e-05 | 7.52 | 99.9 | 0.0183 | 9.83 | 0.283 | -3.22e-05 | 7.52 |  |  | 1 |  | RB-Appl-EffCW-med-ElecDHW-GasCDryer-Tier3-FrontAnyDMoMH85CZ05rDXHP
RB-Appl-EffCW-med-ElecDHW-GasCDryer-Tier3-Front | DEER2016 | D16v1 | 2015-05-16 | Any | DMo | MH85 | CZ05 | rNCEH | Each | 1 | 621 | None | 96.9 | 0.0143 | 9.83 | 0.864 | 0.000157 | 7.51 | 96.9 | 0.0143 | 9.83 | 0.864 | 0.000157 | 7.51 |  |  | 1 |  | RB-Appl-EffCW-med-ElecDHW-GasCDryer-Tier3-FrontAnyDMoMH85CZ05rNCEH
RB-Appl-EffCW-med-ElecDHW-GasCDryer-Tier3-Front | DEER2016 | D16v1 | 2015-05-16 | Any | DMo | MH85 | CZ05 | rNCGF | Each | 1 | 621 | None | 107 | 0.0134 | 8.62 | 1.81 | -0.00024 | 7.42 | 107 | 0.0134 | 8.62 | 1.81 | -0.00024 | 7.42 |  |  | 1 |  | RB-Appl-EffCW-med-ElecDHW-GasCDryer-Tier3-FrontAnyDMoMH85CZ05rNCGF
RB-Appl-EffCW-med-ElecDHW-GasCDryer-Tier3-Front | DEER2016 | D16v1 | 2015-05-16 | Any | DMo | MH85 | CZ06 | rDXGF | Each | 1 | 621 | None | 106 | 0.0154 | 9.19 | 1.93 | 0.000302 | 7.49 | 106 | 0.0154 | 9.19 | 1.93 | 0.000302 | 7.49 |  |  | 1 |  | RB-Appl-EffCW-med-ElecDHW-GasCDryer-Tier3-FrontAnyDMoMH85CZ06rDXGF
RB-Appl-EffCW-med-ElecDHW-GasCDryer-Tier3-Front | DEER2016 | D16v1 | 2015-05-16 | Any | DMo | MH85 | CZ06 | rDXHP | Each | 1 | 621 | None | 103 | 0.0133 | 9.83 | -0.0316 | -4.78e-05 | 7.52 | 103 | 0.0133 | 9.83 | -0.0316 | -4.78e-05 | 7.52 |  |  | 1 |  | RB-Appl-EffCW-med-ElecDHW-GasCDryer-Tier3-FrontAnyDMoMH85CZ06rDXHP
RB-Appl-EffCW-med-ElecDHW-GasCDryer-Tier3-Front | DEER2016 | D16v1 | 2015-05-16 | Any | DMo | MH85 | CZ06 | rNCEH | Each | 1 | 621 | None | 93.8 | 0.013 | 9.83 | -0.239 | -8.79e-05 | 7.51 | 93.8 | 0.013 | 9.83 | -0.239 | -8.79e-05 | 7.51 |  |  | 1 |  | RB-Appl-EffCW-med-ElecDHW-GasCDryer-Tier3-FrontAnyDMoMH85CZ06rNCEH
RB-Appl-EffCW-med-ElecDHW-GasCDryer-Tier3-Front | DEER2016 | D16v1 | 2015-05-16 | Any | DMo | MH85 | CZ06 | rNCGF | Each | 1 | 621 | None | 99.4 | 0.013 | 9.21 | 0.263 | -8.44e-05 | 7.53 | 99.4 | 0.013 | 9.21 | 0.263 | -8.44e-05 | 7.53 |  |  | 1 |  | RB-Appl-EffCW-med-ElecDHW-GasCDryer-Tier3-FrontAnyDMoMH85CZ06rNCGF
RB-Appl-EffCW-med-ElecDHW-GasCDryer-Tier3-Front | DEER2016 | D16v1 | 2015-05-16 | Any | DMo | MH85 | CZ07 | rDXGF | Each | 1 | 621 | None | 104 | 0.0243 | 9.14 | 0.407 | -0.000178 | 7.39 | 104 | 0.0243 | 9.14 | 0.407 | -0.000178 | 7.39 |  |  | 1 |  | RB-Appl-EffCW-med-ElecDHW-GasCDryer-Tier3-FrontAnyDMoMH85CZ07rDXGF
RB-Appl-EffCW-med-ElecDHW-GasCDryer-Tier3-Front | DEER2016 | D16v1 | 2015-05-16 | Any | DMo | MH85 | CZ07 | rDXHP | Each | 1 | 621 | None | 98.4 | 0.0256 | 9.83 | -2.16 | 0.000221 | 7.52 | 98.4 | 0.0256 | 9.83 | -2.16 | 0.000221 | 7.52 |  |  | 1 |  | RB-Appl-EffCW-med-ElecDHW-GasCDryer-Tier3-FrontAnyDMoMH85CZ07rDXHP
RB-Appl-EffCW-med-ElecDHW-GasCDryer-Tier3-Front | DEER2016 | D16v1 | 2015-05-16 | Any | DMo | MH85 | CZ07 | rNCEH | Each | 1 | 621 | None | 93.1 | 0.013 | 9.83 | -0.406 | -8.86e-05 | 7.51 | 93.1 | 0.013 | 9.83 | -0.406 | -8.86e-05 | 7.51 |  |  | 1 |  | RB-Appl-EffCW-med-ElecDHW-GasCDryer-Tier3-FrontAnyDMoMH85CZ07rNCEH
RB-Appl-EffCW-med-ElecDHW-GasCDryer-Tier3-Front | DEER2016 | D16v1 | 2015-05-16 | Any | DMo | MH85 | CZ07 | rNCGF | Each | 1 | 621 | None | 98.4 | 0.0129 | 9.17 | 0.0919 | -0.000213 | 7.43 | 98.4 | 0.0129 | 9.17 | 0.0919 | -0.000213 | 7.43 |  |  | 1 |  | RB-Appl-EffCW-med-ElecDHW-GasCDryer-Tier3-FrontAnyDMoMH85CZ07rNCGF
RB-Appl-EffCW-med-ElecDHW-GasCDryer-Tier3-Front | DEER2016 | D16v1 | 2015-05-16 | Any | DMo | MH85 | CZ08 | rDXGF | Each | 1 | 621 | None | 102 | 0.0142 | 9.11 | -1.15 | -0.000836 | 7.49 | 102 | 0.0142 | 9.11 | -1.15 | -0.000836 | 7.49 |  |  | 1 |  | RB-Appl-EffCW-med-ElecDHW-GasCDryer-Tier3-FrontAnyDMoMH85CZ08rDXGF
RB-Appl-EffCW-med-ElecDHW-GasCDryer-Tier3-Front | DEER2016 | D16v1 | 2015-05-16 | Any | DMo | MH85 | CZ08 | rDXHP | Each | 1 | 621 | None | 99.5 | 0.0143 | 9.83 | -1.74 | -0.000552 | 7.52 | 99.5 | 0.0143 | 9.83 | -1.74 | -0.000552 | 7.52 |  |  | 1 |  | RB-Appl-EffCW-med-ElecDHW-GasCDryer-Tier3-FrontAnyDMoMH85CZ08rDXHP
RB-Appl-EffCW-med-ElecDHW-GasCDryer-Tier3-Front | DEER2016 | D16v1 | 2015-05-16 | Any | DMo | MH85 | CZ08 | rNCEH | Each | 1 | 621 | None | 91 | 0.0126 | 9.83 | -0.758 | -0.000169 | 7.51 | 91 | 0.0126 | 9.83 | -0.758 | -0.000169 | 7.51 |  |  | 1 |  | RB-Appl-EffCW-med-ElecDHW-GasCDryer-Tier3-FrontAnyDMoMH85CZ08rNCEH
RB-Appl-EffCW-med-ElecDHW-GasCDryer-Tier3-Front | DEER2016 | D16v1 | 2015-05-16 | Any | DMo | MH85 | CZ08 | rNCGF | Each | 1 | 621 | None | 96.7 | 0.0128 | 9.14 | -0.21 | 0.000122 | 7.45 | 96.7 | 0.0128 | 9.14 | -0.21 | 0.000122 | 7.45 |  |  | 1 |  | RB-Appl-EffCW-med-ElecDHW-GasCDryer-Tier3-FrontAnyDMoMH85CZ08rNCGF
RB-Appl-EffCW-med-ElecDHW-GasCDryer-Tier3-Front | DEER2016 | D16v1 | 2015-05-16 | Any | DMo | MH85 | CZ09 | rDXGF | Each | 1 | 621 | None | 101 | 0.015 | 9.19 | -2.96 | 0.000592 | 7.52 | 101 | 0.015 | 9.19 | -2.96 | 0.000592 | 7.52 |  |  | 1 |  | RB-Appl-EffCW-med-ElecDHW-GasCDryer-Tier3-FrontAnyDMoMH85CZ09rDXGF
RB-Appl-EffCW-med-ElecDHW-GasCDryer-Tier3-Front | DEER2016 | D16v1 | 2015-05-16 | Any | DMo | MH85 | CZ09 | rDXHP | Each | 1 | 621 | None | 96.1 | 0.0145 | 9.83 | -2.11 | -2.55e-05 | 7.52 | 96.1 | 0.0145 | 9.83 | -2.11 | -2.55e-05 | 7.52 |  |  | 1 |  | RB-Appl-EffCW-med-ElecDHW-GasCDryer-Tier3-FrontAnyDMoMH85CZ09rDXHP
RB-Appl-EffCW-med-ElecDHW-GasCDryer-Tier3-Front | DEER2016 | D16v1 | 2015-05-16 | Any | DMo | MH85 | CZ09 | rNCEH | Each | 1 | 621 | None | 90.4 | 0.0124 | 9.83 | -0.823 | -0.000203 | 7.51 | 90.4 | 0.0124 | 9.83 | -0.823 | -0.000203 | 7.51 |  |  | 1 |  | RB-Appl-EffCW-med-ElecDHW-GasCDryer-Tier3-FrontAnyDMoMH85CZ09rNCEH
RB-Appl-EffCW-med-ElecDHW-GasCDryer-Tier3-Front | DEER2016 | D16v1 | 2015-05-16 | Any | DMo | MH85 | CZ09 | rNCGF | Each | 1 | 621 | None | 96.6 | 0.0123 | 9.13 | -0.181 | -0.000119 | 7.48 | 96.6 | 0.0123 | 9.13 | -0.181 | -0.000119 | 7.48 |  |  | 1 |  | RB-Appl-EffCW-med-ElecDHW-GasCDryer-Tier3-FrontAnyDMoMH85CZ09rNCGF
RB-Appl-EffCW-med-ElecDHW-GasCDryer-Tier3-Front | DEER2016 | D16v1 | 2015-05-16 | Any | DMo | MH85 | CZ10 | rDXGF | Each | 1 | 621 | None | 99.4 | 0.0142 | 9.15 | 0.281 | -2.28e-06 | 7.46 | 99.4 | 0.0142 | 9.15 | 0.281 | -2.28e-06 | 7.46 |  |  | 1 |  | RB-Appl-EffCW-med-ElecDHW-GasCDryer-Tier3-FrontAnyDMoMH85CZ10rDXGF
RB-Appl-EffCW-med-ElecDHW-GasCDryer-Tier3-Front | DEER2016 | D16v1 | 2015-05-16 | Any | DMo | MH85 | CZ10 | rDXHP | Each | 1 | 621 | None | 95.2 | 0.014 | 9.83 | -0.612 | -0.000407 | 7.52 | 95.2 | 0.014 | 9.83 | -0.612 | -0.000407 | 7.52 |  |  | 1 |  | RB-Appl-EffCW-med-ElecDHW-GasCDryer-Tier3-FrontAnyDMoMH85CZ10rDXHP
RB-Appl-EffCW-med-ElecDHW-GasCDryer-Tier3-Front | DEER2016 | D16v1 | 2015-05-16 | Any | DMo | MH85 | CZ10 | rNCEH | Each | 1 | 621 | None | 89.3 | 0.0122 | 9.83 | -0.958 | -0.000247 | 7.51 | 89.3 | 0.0122 | 9.83 | -0.958 | -0.000247 | 7.51 |  |  | 1 |  | RB-Appl-EffCW-med-ElecDHW-GasCDryer-Tier3-FrontAnyDMoMH85CZ10rNCEH
RB-Appl-EffCW-med-ElecDHW-GasCDryer-Tier3-Front | DEER2016 | D16v1 | 2015-05-16 | Any | DMo | MH85 | CZ10 | rNCGF | Each | 1 | 621 | None | 96.1 | 0.0119 | 9.04 | -0.29 | -0.000257 | 7.48 | 96.1 | 0.0119 | 9.04 | -0.29 | -0.000257 | 7.48 |  |  | 1 |  | RB-Appl-EffCW-med-ElecDHW-GasCDryer-Tier3-FrontAnyDMoMH85CZ10rNCGF
RB-Appl-EffCW-med-ElecDHW-GasCDryer-Tier3-Front | DEER2016 | D16v1 | 2015-05-16 | Any | DMo | MH85 | CZ11 | rDXGF | Each | 1 | 621 | None | 103 | 0.014 | 8.85 | 0.366 | -0.000109 | 7.42 | 103 | 0.014 | 8.85 | 0.366 | -0.000109 | 7.42 |  |  | 1 |  | RB-Appl-EffCW-med-ElecDHW-GasCDryer-Tier3-FrontAnyDMoMH85CZ11rDXGF
RB-Appl-EffCW-med-ElecDHW-GasCDryer-Tier3-Front | DEER2016 | D16v1 | 2015-05-16 | Any | DMo | MH85 | CZ11 | rDXHP | Each | 1 | 621 | None | 93.5 | 0.0142 | 9.83 | -2.44 | 1.22e-05 | 7.52 | 93.5 | 0.0142 | 9.83 | -2.44 | 1.22e-05 | 7.52 |  |  | 1 |  | RB-Appl-EffCW-med-ElecDHW-GasCDryer-Tier3-FrontAnyDMoMH85CZ11rDXHP
RB-Appl-EffCW-med-ElecDHW-GasCDryer-Tier3-Front | DEER2016 | D16v1 | 2015-05-16 | Any | DMo | MH85 | CZ11 | rNCEH | Each | 1 | 621 | None | 89 | 0.0122 | 9.83 | -0.846 | -0.000255 | 7.51 | 89 | 0.0122 | 9.83 | -0.846 | -0.000255 | 7.51 |  |  | 1 |  | RB-Appl-EffCW-med-ElecDHW-GasCDryer-Tier3-FrontAnyDMoMH85CZ11rNCEH
RB-Appl-EffCW-med-ElecDHW-GasCDryer-Tier3-Front | DEER2016 | D16v1 | 2015-05-16 | Any | DMo | MH85 | CZ11 | rNCGF | Each | 1 | 621 | None | 97.2 | 0.0121 | 8.9 | -0.13 | 6.78e-06 | 7.45 | 97.2 | 0.0121 | 8.9 | -0.13 | 6.78e-06 | 7.45 |  |  | 1 |  | RB-Appl-EffCW-med-ElecDHW-GasCDryer-Tier3-FrontAnyDMoMH85CZ11rNCGF
RB-Appl-EffCW-med-ElecDHW-GasCDryer-Tier3-Front | DEER2016 | D16v1 | 2015-05-16 | Any | DMo | MH85 | CZ12 | rDXGF | Each | 1 | 621 | None | 104 | 0.0138 | 8.74 | -0.333 | -0.00142 | 7.33 | 104 | 0.0138 | 8.74 | -0.333 | -0.00142 | 7.33 |  |  | 1 |  | RB-Appl-EffCW-med-ElecDHW-GasCDryer-Tier3-FrontAnyDMoMH85CZ12rDXGF
RB-Appl-EffCW-med-ElecDHW-GasCDryer-Tier3-Front | DEER2016 | D16v1 | 2015-05-16 | Any | DMo | MH85 | CZ12 | rDXHP | Each | 1 | 621 | None | 94 | 0.0138 | 9.83 | -2 | -0.00197 | 7.52 | 94 | 0.0138 | 9.83 | -2 | -0.00197 | 7.52 |  |  | 1 |  | RB-Appl-EffCW-med-ElecDHW-GasCDryer-Tier3-FrontAnyDMoMH85CZ12rDXHP
RB-Appl-EffCW-med-ElecDHW-GasCDryer-Tier3-Front | DEER2016 | D16v1 | 2015-05-16 | Any | DMo | MH85 | CZ12 | rNCEH | Each | 1 | 621 | None | 91.8 | 0.013 | 9.83 | -0.274 | -9.7e-05 | 7.51 | 91.8 | 0.013 | 9.83 | -0.274 | -9.7e-05 | 7.51 |  |  | 1 |  | RB-Appl-EffCW-med-ElecDHW-GasCDryer-Tier3-FrontAnyDMoMH85CZ12rNCEH
RB-Appl-EffCW-med-ElecDHW-GasCDryer-Tier3-Front | DEER2016 | D16v1 | 2015-05-16 | Any | DMo | MH85 | CZ12 | rNCGF | Each | 1 | 621 | None | 100 | 0.013 | 8.85 | 0.508 | -8.95e-05 | 7.44 | 100 | 0.013 | 8.85 | 0.508 | -8.95e-05 | 7.44 |  |  | 1 |  | RB-Appl-EffCW-med-ElecDHW-GasCDryer-Tier3-FrontAnyDMoMH85CZ12rNCGF
RB-Appl-EffCW-med-ElecDHW-GasCDryer-Tier3-Front | DEER2016 | D16v1 | 2015-05-16 | Any | DMo | MH85 | CZ13 | rDXGF | Each | 1 | 621 | None | 102 | 0.0143 | 8.96 | 0.0668 | -0.000229 | 7.46 | 102 | 0.0143 | 8.96 | 0.0668 | -0.000229 | 7.46 |  |  | 1 |  | RB-Appl-EffCW-med-ElecDHW-GasCDryer-Tier3-FrontAnyDMoMH85CZ13rDXGF
RB-Appl-EffCW-med-ElecDHW-GasCDryer-Tier3-Front | DEER2016 | D16v1 | 2015-05-16 | Any | DMo | MH85 | CZ13 | rDXHP | Each | 1 | 621 | None | 94.6 | 0.0143 | 9.83 | -1.09 | -0.000482 | 7.52 | 94.6 | 0.0143 | 9.83 | -1.09 | -0.000482 | 7.52 |  |  | 1 |  | RB-Appl-EffCW-med-ElecDHW-GasCDryer-Tier3-FrontAnyDMoMH85CZ13rDXHP
RB-Appl-EffCW-med-ElecDHW-GasCDryer-Tier3-Front | DEER2016 | D16v1 | 2015-05-16 | Any | DMo | MH85 | CZ13 | rNCEH | Each | 1 | 621 | None | 88.3 | 0.012 | 9.83 | -1.04 | -0.000278 | 7.51 | 88.3 | 0.012 | 9.83 | -1.04 | -0.000278 | 7.51 |  |  | 1 |  | RB-Appl-EffCW-med-ElecDHW-GasCDryer-Tier3-FrontAnyDMoMH85CZ13rNCEH
RB-Appl-EffCW-med-ElecDHW-GasCDryer-Tier3-Front | DEER2016 | D16v1 | 2015-05-16 | Any | DMo | MH85 | CZ13 | rNCGF | Each | 1 | 621 | None | 96.1 | 0.0122 | 9 | -0.279 | -7.31e-05 | 7.49 | 96.1 | 0.0122 | 9 | -0.279 | -7.31e-05 | 7.49 |  |  | 1 |  | RB-Appl-EffCW-med-ElecDHW-GasCDryer-Tier3-FrontAnyDMoMH85CZ13rNCGF
RB-Appl-EffCW-med-ElecDHW-GasCDryer-Tier3-Front | DEER2016 | D16v1 | 2015-05-16 | Any | DMo | MH85 | CZ14 | rDXGF | Each | 1 | 621 | None | 106 | 0.0135 | 8.93 | 1.11 | -0.000162 | 7.45 | 106 | 0.0135 | 8.93 | 1.11 | -0.000162 | 7.45 |  |  | 1 |  | RB-Appl-EffCW-med-ElecDHW-GasCDryer-Tier3-FrontAnyDMoMH85CZ14rDXGF
RB-Appl-EffCW-med-ElecDHW-GasCDryer-Tier3-Front | DEER2016 | D16v1 | 2015-05-16 | Any | DMo | MH85 | CZ14 | rDXHP | Each | 1 | 621 | None | 96.7 | 0.013 | 9.83 | -1.7 | -0.000688 | 7.52 | 96.7 | 0.013 | 9.83 | -1.7 | -0.000688 | 7.52 |  |  | 1 |  | RB-Appl-EffCW-med-ElecDHW-GasCDryer-Tier3-FrontAnyDMoMH85CZ14rDXHP
RB-Appl-EffCW-med-ElecDHW-GasCDryer-Tier3-Front | DEER2016 | D16v1 | 2015-05-16 | Any | DMo | MH85 | CZ14 | rNCEH | Each | 1 | 621 | None | 90 | 0.0116 | 9.83 | -0.683 | -0.000353 | 7.51 | 90 | 0.0116 | 9.83 | -0.683 | -0.000353 | 7.51 |  |  | 1 |  | RB-Appl-EffCW-med-ElecDHW-GasCDryer-Tier3-FrontAnyDMoMH85CZ14rNCEH
RB-Appl-EffCW-med-ElecDHW-GasCDryer-Tier3-Front | DEER2016 | D16v1 | 2015-05-16 | Any | DMo | MH85 | CZ14 | rNCGF | Each | 1 | 621 | None | 98 | 0.0115 | 8.91 | 0.0583 | -0.000397 | 7.47 | 98 | 0.0115 | 8.91 | 0.0583 | -0.000397 | 7.47 |  |  | 1 |  | RB-Appl-EffCW-med-ElecDHW-GasCDryer-Tier3-FrontAnyDMoMH85CZ14rNCGF
RB-Appl-EffCW-med-ElecDHW-GasCDryer-Tier3-Front | DEER2016 | D16v1 | 2015-05-16 | Any | DMo | MH85 | CZ15 | rDXGF | Each | 1 | 621 | None | 89.1 | 0.0113 | 9.35 | -3.89 | -0.000856 | 7.49 | 89.1 | 0.0113 | 9.35 | -3.89 | -0.000856 | 7.49 |  |  | 1 |  | RB-Appl-EffCW-med-ElecDHW-GasCDryer-Tier3-FrontAnyDMoMH85CZ15rDXGF
RB-Appl-EffCW-med-ElecDHW-GasCDryer-Tier3-Front | DEER2016 | D16v1 | 2015-05-16 | Any | DMo | MH85 | CZ15 | rDXHP | Each | 1 | 621 | None | 85.7 | 0.0113 | 9.83 | -3.82 | -0.000797 | 7.52 | 85.7 | 0.0113 | 9.83 | -3.82 | -0.000797 | 7.52 |  |  | 1 |  | RB-Appl-EffCW-med-ElecDHW-GasCDryer-Tier3-FrontAnyDMoMH85CZ15rDXHP
RB-Appl-EffCW-med-ElecDHW-GasCDryer-Tier3-Front | DEER2016 | D16v1 | 2015-05-16 | Any | DMo | MH85 | CZ15 | rNCEH | Each | 1 | 621 | None | 76.3 | 0.00932 | 9.83 | -3.66 | -0.000792 | 7.51 | 76.3 | 0.00932 | 9.83 | -3.66 | -0.000792 | 7.51 |  |  | 1 |  | RB-Appl-EffCW-med-ElecDHW-GasCDryer-Tier3-FrontAnyDMoMH85CZ15rNCEH
RB-Appl-EffCW-med-ElecDHW-GasCDryer-Tier3-Front | DEER2016 | D16v1 | 2015-05-16 | Any | DMo | MH85 | CZ15 | rNCGF | Each | 1 | 621 | None | 80.7 | 0.00909 | 9.33 | -3.2 | -0.000792 | 7.5 | 80.7 | 0.00909 | 9.33 | -3.2 | -0.000792 | 7.5 |  |  | 1 |  | RB-Appl-EffCW-med-ElecDHW-GasCDryer-Tier3-FrontAnyDMoMH85CZ15rNCGF
RB-Appl-EffCW-med-ElecDHW-GasCDryer-Tier3-Front | DEER2016 | D16v1 | 2015-05-16 | Any | DMo | MH85 | CZ16 | rDXGF | Each | 1 | 621 | None | 116 | 0.0166 | 8.81 | 3.35 | 0.000476 | 7.57 | 116 | 0.0166 | 8.81 | 3.35 | 0.000476 | 7.57 |  |  | 1 |  | RB-Appl-EffCW-med-ElecDHW-GasCDryer-Tier3-FrontAnyDMoMH85CZ16rDXGF
RB-Appl-EffCW-med-ElecDHW-GasCDryer-Tier3-Front | DEER2016 | D16v1 | 2015-05-16 | Any | DMo | MH85 | CZ16 | rDXHP | Each | 1 | 621 | None | 103 | 0.0166 | 9.83 | 0.427 | -0.000191 | 7.52 | 103 | 0.0166 | 9.83 | 0.427 | -0.000191 | 7.52 |  |  | 1 |  | RB-Appl-EffCW-med-ElecDHW-GasCDryer-Tier3-FrontAnyDMoMH85CZ16rDXHP
RB-Appl-EffCW-med-ElecDHW-GasCDryer-Tier3-Front | DEER2016 | D16v1 | 2015-05-16 | Any | DMo | MH85 | CZ16 | rNCEH | Each | 1 | 621 | None | 103 | 0.0145 | 9.83 | 1.91 | 0.000189 | 7.51 | 103 | 0.0145 | 9.83 | 1.91 | 0.000189 | 7.51 |  |  | 1 |  | RB-Appl-EffCW-med-ElecDHW-GasCDryer-Tier3-FrontAnyDMoMH85CZ16rNCEH
RB-Appl-EffCW-med-ElecDHW-GasCDryer-Tier3-Front | DEER2016 | D16v1 | 2015-05-16 | Any | DMo | MH85 | CZ16 | rNCGF | Each | 1 | 621 | None | 113 | 0.0145 | 8.85 | 2.96 | 0.000187 | 7.56 | 113 | 0.0145 | 8.85 | 2.96 | 0.000187 | 7.56 |  |  | 1 |  | RB-Appl-EffCW-med-ElecDHW-GasCDryer-Tier3-FrontAnyDMoMH85CZ16rNCGF
RB-Appl-EffCW-med-ElecDHW-GasCDryer-Tier3-Front | DEER2016 | D16v1 | 2015-05-16 | Any | MFm | 1975 | CZ01 | rDXGF | Each | 1 | 474 | None | 115 | 0.0206 | 9.39 | 3.08 | 0.00114 | 8.1 | 115 | 0.0206 | 9.39 | 3.08 | 0.00114 | 8.1 |  |  | 1 |  | RB-Appl-EffCW-med-ElecDHW-GasCDryer-Tier3-FrontAnyMFm1975CZ01rDXGF
RB-Appl-EffCW-med-ElecDHW-GasCDryer-Tier3-Front | DEER2016 | D16v1 | 2015-05-16 | Any | MFm | 1975 | CZ01 | rDXHP | Each | 1 | 474 | None | 110 | 0.0152 | 9.96 | 7.86 | 0.00132 | 7.62 | 110 | 0.0152 | 9.96 | 7.86 | 0.00132 | 7.62 |  |  | 1 |  | RB-Appl-EffCW-med-ElecDHW-GasCDryer-Tier3-FrontAnyMFm1975CZ01rDXHP
RB-Appl-EffCW-med-ElecDHW-GasCDryer-Tier3-Front | DEER2016 | D16v1 | 2015-05-16 | Any | MFm | 1975 | CZ01 | rNCEH | Each | 1 | 474 | None | 107 | 0.0153 | 9.96 | 11 | 0.000364 | 7.62 | 107 | 0.0153 | 9.96 | 11 | 0.000364 | 7.62 |  |  | 1 |  | RB-Appl-EffCW-med-ElecDHW-GasCDryer-Tier3-FrontAnyMFm1975CZ01rNCEH
RB-Appl-EffCW-med-ElecDHW-GasCDryer-Tier3-Front | DEER2016 | D16v1 | 2015-05-16 | Any | MFm | 1975 | CZ01 | rNCGF | Each | 1 | 474 | None | 115 | 0.0155 | 9.37 | 3.4 | 0.000336 | 8.1 | 115 | 0.0155 | 9.37 | 3.4 | 0.000336 | 8.1 |  |  | 1 |  | RB-Appl-EffCW-med-ElecDHW-GasCDryer-Tier3-FrontAnyMFm1975CZ01rNCGF
RB-Appl-EffCW-med-ElecDHW-GasCDryer-Tier3-Front | DEER2016 | D16v1 | 2015-05-16 | Any | MFm | 1975 | CZ02 | rDXGF | Each | 1 | 474 | None | 107 | 0.0157 | 9.67 | 0.0815 | -0.00173 | 7.95 | 107 | 0.0157 | 9.67 | 0.0815 | -0.00173 | 7.95 |  |  | 1 |  | RB-Appl-EffCW-med-ElecDHW-GasCDryer-Tier3-FrontAnyMFm1975CZ02rDXGF
RB-Appl-EffCW-med-ElecDHW-GasCDryer-Tier3-Front | DEER2016 | D16v1 | 2015-05-16 | Any | MFm | 1975 | CZ02 | rDXHP | Each | 1 | 474 | None | 105 | 0.0169 | 9.96 | 4.3 | -0.000754 | 7.62 | 105 | 0.0169 | 9.96 | 4.3 | -0.000754 | 7.62 |  |  | 1 |  | RB-Appl-EffCW-med-ElecDHW-GasCDryer-Tier3-FrontAnyMFm1975CZ02rDXHP
RB-Appl-EffCW-med-ElecDHW-GasCDryer-Tier3-Front | DEER2016 | D16v1 | 2015-05-16 | Any | MFm | 1975 | CZ02 | rNCEH | Each | 1 | 474 | None | 102 | 0.0142 | 9.96 | 6.23 | 8.13e-05 | 7.62 | 102 | 0.0142 | 9.96 | 6.23 | 8.13e-05 | 7.62 |  |  | 1 |  | RB-Appl-EffCW-med-ElecDHW-GasCDryer-Tier3-FrontAnyMFm1975CZ02rNCEH
RB-Appl-EffCW-med-ElecDHW-GasCDryer-Tier3-Front | DEER2016 | D16v1 | 2015-05-16 | Any | MFm | 1975 | CZ02 | rNCGF | Each | 1 | 474 | None | 107 | 0.0141 | 9.65 | 1.76 | 9.04e-05 | 7.98 | 107 | 0.0141 | 9.65 | 1.76 | 9.04e-05 | 7.98 |  |  | 1 |  | RB-Appl-EffCW-med-ElecDHW-GasCDryer-Tier3-FrontAnyMFm1975CZ02rNCGF
RB-Appl-EffCW-med-ElecDHW-GasCDryer-Tier3-Front | DEER2016 | D16v1 | 2015-05-16 | Any | MFm | 1975 | CZ03 | rDXGF | Each | 1 | 474 | None | 107 | 0.02 | 9.6 | 1.43 | 0.000889 | 8.01 | 107 | 0.02 | 9.6 | 1.43 | 0.000889 | 8.01 |  |  | 1 |  | RB-Appl-EffCW-med-ElecDHW-GasCDryer-Tier3-FrontAnyMFm1975CZ03rDXGF
RB-Appl-EffCW-med-ElecDHW-GasCDryer-Tier3-Front | DEER2016 | D16v1 | 2015-05-16 | Any | MFm | 1975 | CZ03 | rDXHP | Each | 1 | 474 | None | 105 | 0.0188 | 9.96 | 5.08 | 0.00146 | 7.62 | 105 | 0.0188 | 9.96 | 5.08 | 0.00146 | 7.62 |  |  | 1 |  | RB-Appl-EffCW-med-ElecDHW-GasCDryer-Tier3-FrontAnyMFm1975CZ03rDXHP
RB-Appl-EffCW-med-ElecDHW-GasCDryer-Tier3-Front | DEER2016 | D16v1 | 2015-05-16 | Any | MFm | 1975 | CZ03 | rNCEH | Each | 1 | 474 | None | 102 | 0.0144 | 9.96 | 6.96 | 0.000126 | 7.62 | 102 | 0.0144 | 9.96 | 6.96 | 0.000126 | 7.62 |  |  | 1 |  | RB-Appl-EffCW-med-ElecDHW-GasCDryer-Tier3-FrontAnyMFm1975CZ03rNCEH
RB-Appl-EffCW-med-ElecDHW-GasCDryer-Tier3-Front | DEER2016 | D16v1 | 2015-05-16 | Any | MFm | 1975 | CZ03 | rNCGF | Each | 1 | 474 | None | 107 | 0.0144 | 9.61 | 1.85 | 0.000136 | 8.02 | 107 | 0.0144 | 9.61 | 1.85 | 0.000136 | 8.02 |  |  | 1 |  | RB-Appl-EffCW-med-ElecDHW-GasCDryer-Tier3-FrontAnyMFm1975CZ03rNCGF
RB-Appl-EffCW-med-ElecDHW-GasCDryer-Tier3-Front | DEER2016 | D16v1 | 2015-05-16 | Any | MFm | 1975 | CZ04 | rDXGF | Each | 1 | 474 | None | 105 | 0.0136 | 9.69 | -0.0854 | -0.00141 | 7.9 | 105 | 0.0136 | 9.69 | -0.0854 | -0.00141 | 7.9 |  |  | 1 |  | RB-Appl-EffCW-med-ElecDHW-GasCDryer-Tier3-FrontAnyMFm1975CZ04rDXGF
RB-Appl-EffCW-med-ElecDHW-GasCDryer-Tier3-Front | DEER2016 | D16v1 | 2015-05-16 | Any | MFm | 1975 | CZ04 | rDXHP | Each | 1 | 474 | None | 104 | 0.0153 | 9.96 | 3.32 | -0.000279 | 7.62 | 104 | 0.0153 | 9.96 | 3.32 | -0.000279 | 7.62 |  |  | 1 |  | RB-Appl-EffCW-med-ElecDHW-GasCDryer-Tier3-FrontAnyMFm1975CZ04rDXHP
RB-Appl-EffCW-med-ElecDHW-GasCDryer-Tier3-Front | DEER2016 | D16v1 | 2015-05-16 | Any | MFm | 1975 | CZ04 | rNCEH | Each | 1 | 474 | None | 100 | 0.0133 | 9.96 | 4.8 | -7.29e-05 | 7.62 | 100 | 0.0133 | 9.96 | 4.8 | -7.29e-05 | 7.62 |  |  | 1 |  | RB-Appl-EffCW-med-ElecDHW-GasCDryer-Tier3-FrontAnyMFm1975CZ04rNCEH
RB-Appl-EffCW-med-ElecDHW-GasCDryer-Tier3-Front | DEER2016 | D16v1 | 2015-05-16 | Any | MFm | 1975 | CZ04 | rNCGF | Each | 1 | 474 | None | 104 | 0.0133 | 9.68 | 1.14 | -8.15e-05 | 7.91 | 104 | 0.0133 | 9.68 | 1.14 | -8.15e-05 | 7.91 |  |  | 1 |  | RB-Appl-EffCW-med-ElecDHW-GasCDryer-Tier3-FrontAnyMFm1975CZ04rNCGF
RB-Appl-EffCW-med-ElecDHW-GasCDryer-Tier3-Front | DEER2016 | D16v1 | 2015-05-16 | Any | MFm | 1975 | CZ05 | rDXGF | Each | 1 | 474 | None | 109 | 0.0125 | 9.52 | 1.94 | -0.00332 | 7.99 | 109 | 0.0125 | 9.52 | 1.94 | -0.00332 | 7.99 |  |  | 1 |  | RB-Appl-EffCW-med-ElecDHW-GasCDryer-Tier3-FrontAnyMFm1975CZ05rDXGF
RB-Appl-EffCW-med-ElecDHW-GasCDryer-Tier3-Front | DEER2016 | D16v1 | 2015-05-16 | Any | MFm | 1975 | CZ05 | rDXHP | Each | 1 | 474 | None | 106 | 0.0175 | 9.96 | 6.07 | 0.00372 | 7.62 | 106 | 0.0175 | 9.96 | 6.07 | 0.00372 | 7.62 |  |  | 1 |  | RB-Appl-EffCW-med-ElecDHW-GasCDryer-Tier3-FrontAnyMFm1975CZ05rDXHP
RB-Appl-EffCW-med-ElecDHW-GasCDryer-Tier3-Front | DEER2016 | D16v1 | 2015-05-16 | Any | MFm | 1975 | CZ05 | rNCEH | Each | 1 | 474 | None | 103 | 0.0145 | 9.96 | 8.06 | 0.000149 | 7.62 | 103 | 0.0145 | 9.96 | 8.06 | 0.000149 | 7.62 |  |  | 1 |  | RB-Appl-EffCW-med-ElecDHW-GasCDryer-Tier3-FrontAnyMFm1975CZ05rNCEH
RB-Appl-EffCW-med-ElecDHW-GasCDryer-Tier3-Front | DEER2016 | D16v1 | 2015-05-16 | Any | MFm | 1975 | CZ05 | rNCGF | Each | 1 | 474 | None | 109 | 0.0145 | 9.52 | 2.19 | 0.000177 | 8.04 | 109 | 0.0145 | 9.52 | 2.19 | 0.000177 | 8.04 |  |  | 1 |  | RB-Appl-EffCW-med-ElecDHW-GasCDryer-Tier3-FrontAnyMFm1975CZ05rNCGF
RB-Appl-EffCW-med-ElecDHW-GasCDryer-Tier3-Front | DEER2016 | D16v1 | 2015-05-16 | Any | MFm | 1975 | CZ06 | rDXGF | Each | 1 | 465 | None | 103 | 0.0131 | 9.8 | -0.947 | -0.00356 | 7.85 | 103 | 0.0131 | 9.8 | -0.947 | -0.00356 | 7.85 |  |  | 1 |  | RB-Appl-EffCW-med-ElecDHW-GasCDryer-Tier3-FrontAnyMFm1975CZ06rDXGF
RB-Appl-EffCW-med-ElecDHW-GasCDryer-Tier3-Front | DEER2016 | D16v1 | 2015-05-16 | Any | MFm | 1975 | CZ06 | rDXHP | Each | 1 | 465 | None | 102 | 0.0146 | 9.96 | 1.47 | 0.00258 | 7.62 | 102 | 0.0146 | 9.96 | 1.47 | 0.00258 | 7.62 |  |  | 1 |  | RB-Appl-EffCW-med-ElecDHW-GasCDryer-Tier3-FrontAnyMFm1975CZ06rDXHP
RB-Appl-EffCW-med-ElecDHW-GasCDryer-Tier3-Front | DEER2016 | D16v1 | 2015-05-16 | Any | MFm | 1975 | CZ06 | rNCEH | Each | 1 | 465 | None | 98.2 | 0.0132 | 9.96 | 3.17 | -0.000143 | 7.62 | 98.2 | 0.0132 | 9.96 | 3.17 | -0.000143 | 7.62 |  |  | 1 |  | RB-Appl-EffCW-med-ElecDHW-GasCDryer-Tier3-FrontAnyMFm1975CZ06rNCEH
RB-Appl-EffCW-med-ElecDHW-GasCDryer-Tier3-Front | DEER2016 | D16v1 | 2015-05-16 | Any | MFm | 1975 | CZ06 | rNCGF | Each | 1 | 465 | None | 101 | 0.0131 | 9.78 | 0.259 | -0.000134 | 7.86 | 101 | 0.0131 | 9.78 | 0.259 | -0.000134 | 7.86 |  |  | 1 |  | RB-Appl-EffCW-med-ElecDHW-GasCDryer-Tier3-FrontAnyMFm1975CZ06rNCGF
RB-Appl-EffCW-med-ElecDHW-GasCDryer-Tier3-Front | DEER2016 | D16v1 | 2015-05-16 | Any | MFm | 1975 | CZ07 | rDXGF | Each | 1 | 465 | None | 101 | 0.0128 | 9.84 | -1.73 | -0.0012 | 7.78 | 101 | 0.0128 | 9.84 | -1.73 | -0.0012 | 7.78 |  |  | 1 |  | RB-Appl-EffCW-med-ElecDHW-GasCDryer-Tier3-FrontAnyMFm1975CZ07rDXGF
RB-Appl-EffCW-med-ElecDHW-GasCDryer-Tier3-Front | DEER2016 | D16v1 | 2015-05-16 | Any | MFm | 1975 | CZ07 | rDXHP | Each | 1 | 465 | None | 100 | 0.0125 | 9.96 | -0.0473 | -0.00073 | 7.62 | 100 | 0.0125 | 9.96 | -0.0473 | -0.00073 | 7.62 |  |  | 1 |  | RB-Appl-EffCW-med-ElecDHW-GasCDryer-Tier3-FrontAnyMFm1975CZ07rDXHP
RB-Appl-EffCW-med-ElecDHW-GasCDryer-Tier3-Front | DEER2016 | D16v1 | 2015-05-16 | Any | MFm | 1975 | CZ07 | rNCEH | Each | 1 | 465 | None | 97.9 | 0.0132 | 9.96 | 2.03 | -0.000143 | 7.62 | 97.9 | 0.0132 | 9.96 | 2.03 | -0.000143 | 7.62 |  |  | 1 |  | RB-Appl-EffCW-med-ElecDHW-GasCDryer-Tier3-FrontAnyMFm1975CZ07rNCEH
RB-Appl-EffCW-med-ElecDHW-GasCDryer-Tier3-Front | DEER2016 | D16v1 | 2015-05-16 | Any | MFm | 1975 | CZ07 | rNCGF | Each | 1 | 465 | None | 99.8 | 0.0131 | 9.83 | 0.00337 | -0.000148 | 7.78 | 99.8 | 0.0131 | 9.83 | 0.00337 | -0.000148 | 7.78 |  |  | 1 |  | RB-Appl-EffCW-med-ElecDHW-GasCDryer-Tier3-FrontAnyMFm1975CZ07rNCGF
RB-Appl-EffCW-med-ElecDHW-GasCDryer-Tier3-Front | DEER2016 | D16v1 | 2015-05-16 | Any | MFm | 1975 | CZ08 | rDXGF | Each | 1 | 465 | None | 99.3 | 0.0163 | 9.73 | -2.96 | 0.0015 | 7.84 | 99.3 | 0.0163 | 9.73 | -2.96 | 0.0015 | 7.84 |  |  | 1 |  | RB-Appl-EffCW-med-ElecDHW-GasCDryer-Tier3-FrontAnyMFm1975CZ08rDXGF
RB-Appl-EffCW-med-ElecDHW-GasCDryer-Tier3-Front | DEER2016 | D16v1 | 2015-05-16 | Any | MFm | 1975 | CZ08 | rDXHP | Each | 1 | 465 | None | 99 | 0.0148 | 9.96 | 0.378 | 0.00041 | 7.62 | 99 | 0.0148 | 9.96 | 0.378 | 0.00041 | 7.62 |  |  | 1 |  | RB-Appl-EffCW-med-ElecDHW-GasCDryer-Tier3-FrontAnyMFm1975CZ08rDXHP
RB-Appl-EffCW-med-ElecDHW-GasCDryer-Tier3-Front | DEER2016 | D16v1 | 2015-05-16 | Any | MFm | 1975 | CZ08 | rNCEH | Each | 1 | 465 | None | 95.2 | 0.0127 | 9.96 | 2.7 | -0.000225 | 7.62 | 95.2 | 0.0127 | 9.96 | 2.7 | -0.000225 | 7.62 |  |  | 1 |  | RB-Appl-EffCW-med-ElecDHW-GasCDryer-Tier3-FrontAnyMFm1975CZ08rNCEH
RB-Appl-EffCW-med-ElecDHW-GasCDryer-Tier3-Front | DEER2016 | D16v1 | 2015-05-16 | Any | MFm | 1975 | CZ08 | rNCGF | Each | 1 | 465 | None | 98.1 | 0.0127 | 9.73 | -0.261 | -0.000204 | 7.86 | 98.1 | 0.0127 | 9.73 | -0.261 | -0.000204 | 7.86 |  |  | 1 |  | RB-Appl-EffCW-med-ElecDHW-GasCDryer-Tier3-FrontAnyMFm1975CZ08rNCGF
RB-Appl-EffCW-med-ElecDHW-GasCDryer-Tier3-Front | DEER2016 | D16v1 | 2015-05-16 | Any | MFm | 1975 | CZ09 | rDXGF | Each | 1 | 544 | None | 98.9 | 0.0131 | 9.77 | -1.29 | -0.000459 | 7.53 | 98.9 | 0.0131 | 9.77 | -1.29 | -0.000459 | 7.53 |  |  | 1 |  | RB-Appl-EffCW-med-ElecDHW-GasCDryer-Tier3-FrontAnyMFm1975CZ09rDXGF
RB-Appl-EffCW-med-ElecDHW-GasCDryer-Tier3-Front | DEER2016 | D16v1 | 2015-05-16 | Any | MFm | 1975 | CZ09 | rDXHP | Each | 1 | 544 | None | 99.2 | 0.0141 | 9.96 | -0.0326 | 0.000148 | 7.62 | 99.2 | 0.0141 | 9.96 | -0.0326 | 0.000148 | 7.62 |  |  | 1 |  | RB-Appl-EffCW-med-ElecDHW-GasCDryer-Tier3-FrontAnyMFm1975CZ09rDXHP
RB-Appl-EffCW-med-ElecDHW-GasCDryer-Tier3-Front | DEER2016 | D16v1 | 2015-05-16 | Any | MFm | 1975 | CZ09 | rNCEH | Each | 1 | 544 | None | 95.3 | 0.0125 | 9.96 | -1.03 | -0.000228 | 7.62 | 95.3 | 0.0125 | 9.96 | -1.03 | -0.000228 | 7.62 |  |  | 1 |  | RB-Appl-EffCW-med-ElecDHW-GasCDryer-Tier3-FrontAnyMFm1975CZ09rNCEH
RB-Appl-EffCW-med-ElecDHW-GasCDryer-Tier3-Front | DEER2016 | D16v1 | 2015-05-16 | Any | MFm | 1975 | CZ09 | rNCGF | Each | 1 | 544 | None | 98 | 0.0125 | 9.74 | -0.215 | -0.000236 | 7.55 | 98 | 0.0125 | 9.74 | -0.215 | -0.000236 | 7.55 |  |  | 1 |  | RB-Appl-EffCW-med-ElecDHW-GasCDryer-Tier3-FrontAnyMFm1975CZ09rNCGF
RB-Appl-EffCW-med-ElecDHW-GasCDryer-Tier3-Front | DEER2016 | D16v1 | 2015-05-16 | Any | MFm | 1975 | CZ10 | rDXGF | Each | 1 | 544 | None | 98.8 | 0.0132 | 9.8 | -0.353 | -0.00108 | 7.55 | 98.8 | 0.0132 | 9.8 | -0.353 | -0.00108 | 7.55 |  |  | 1 |  | RB-Appl-EffCW-med-ElecDHW-GasCDryer-Tier3-FrontAnyMFm1975CZ10rDXGF
RB-Appl-EffCW-med-ElecDHW-GasCDryer-Tier3-Front | DEER2016 | D16v1 | 2015-05-16 | Any | MFm | 1975 | CZ10 | rDXHP | Each | 1 | 544 | None | 98.3 | 0.0141 | 9.96 | -0.1 | -0.000319 | 7.62 | 98.3 | 0.0141 | 9.96 | -0.1 | -0.000319 | 7.62 |  |  | 1 |  | RB-Appl-EffCW-med-ElecDHW-GasCDryer-Tier3-FrontAnyMFm1975CZ10rDXHP
RB-Appl-EffCW-med-ElecDHW-GasCDryer-Tier3-Front | DEER2016 | D16v1 | 2015-05-16 | Any | MFm | 1975 | CZ10 | rNCEH | Each | 1 | 544 | None | 95.1 | 0.0123 | 9.96 | -1.08 | -0.000272 | 7.62 | 95.1 | 0.0123 | 9.96 | -1.08 | -0.000272 | 7.62 |  |  | 1 |  | RB-Appl-EffCW-med-ElecDHW-GasCDryer-Tier3-FrontAnyMFm1975CZ10rNCEH
RB-Appl-EffCW-med-ElecDHW-GasCDryer-Tier3-Front | DEER2016 | D16v1 | 2015-05-16 | Any | MFm | 1975 | CZ10 | rNCGF | Each | 1 | 544 | None | 97.5 | 0.0123 | 9.78 | -0.298 | -0.000274 | 7.57 | 97.5 | 0.0123 | 9.78 | -0.298 | -0.000274 | 7.57 |  |  | 1 |  | RB-Appl-EffCW-med-ElecDHW-GasCDryer-Tier3-FrontAnyMFm1975CZ10rNCGF
RB-Appl-EffCW-med-ElecDHW-GasCDryer-Tier3-Front | DEER2016 | D16v1 | 2015-05-16 | Any | MFm | 1975 | CZ11 | rDXGF | Each | 1 | 487 | None | 101 | 0.0133 | 9.67 | -2.18 | -0.00117 | 7.91 | 101 | 0.0133 | 9.67 | -2.18 | -0.00117 | 7.91 |  |  | 1 |  | RB-Appl-EffCW-med-ElecDHW-GasCDryer-Tier3-FrontAnyMFm1975CZ11rDXGF
RB-Appl-EffCW-med-ElecDHW-GasCDryer-Tier3-Front | DEER2016 | D16v1 | 2015-05-16 | Any | MFm | 1975 | CZ11 | rDXHP | Each | 1 | 487 | None | 98.2 | 0.0139 | 9.96 | 0.67 | -0.00134 | 7.62 | 98.2 | 0.0139 | 9.96 | 0.67 | -0.00134 | 7.62 |  |  | 1 |  | RB-Appl-EffCW-med-ElecDHW-GasCDryer-Tier3-FrontAnyMFm1975CZ11rDXHP
RB-Appl-EffCW-med-ElecDHW-GasCDryer-Tier3-Front | DEER2016 | D16v1 | 2015-05-16 | Any | MFm | 1975 | CZ11 | rNCEH | Each | 1 | 487 | None | 94.7 | 0.0123 | 9.96 | 3.86 | -0.000302 | 7.62 | 94.7 | 0.0123 | 9.96 | 3.86 | -0.000302 | 7.62 |  |  | 1 |  | RB-Appl-EffCW-med-ElecDHW-GasCDryer-Tier3-FrontAnyMFm1975CZ11rNCEH
RB-Appl-EffCW-med-ElecDHW-GasCDryer-Tier3-Front | DEER2016 | D16v1 | 2015-05-16 | Any | MFm | 1975 | CZ11 | rNCGF | Each | 1 | 487 | None | 98.7 | 0.0123 | 9.67 | -0.101 | -0.000308 | 7.92 | 98.7 | 0.0123 | 9.67 | -0.101 | -0.000308 | 7.92 |  |  | 1 |  | RB-Appl-EffCW-med-ElecDHW-GasCDryer-Tier3-FrontAnyMFm1975CZ11rNCGF
RB-Appl-EffCW-med-ElecDHW-GasCDryer-Tier3-Front | DEER2016 | D16v1 | 2015-05-16 | Any | MFm | 1975 | CZ12 | rDXGF | Each | 1 | 487 | None | 104 | 0.0152 | 9.71 | -0.865 | -0.000752 | 7.98 | 104 | 0.0152 | 9.71 | -0.865 | -0.000752 | 7.98 |  |  | 1 |  | RB-Appl-EffCW-med-ElecDHW-GasCDryer-Tier3-FrontAnyMFm1975CZ12rDXGF
RB-Appl-EffCW-med-ElecDHW-GasCDryer-Tier3-Front | DEER2016 | D16v1 | 2015-05-16 | Any | MFm | 1975 | CZ12 | rDXHP | Each | 1 | 487 | None | 101 | 0.0144 | 9.96 | 1.71 | -0.00262 | 7.62 | 101 | 0.0144 | 9.96 | 1.71 | -0.00262 | 7.62 |  |  | 1 |  | RB-Appl-EffCW-med-ElecDHW-GasCDryer-Tier3-FrontAnyMFm1975CZ12rDXHP
RB-Appl-EffCW-med-ElecDHW-GasCDryer-Tier3-Front | DEER2016 | D16v1 | 2015-05-16 | Any | MFm | 1975 | CZ12 | rNCEH | Each | 1 | 487 | None | 97.8 | 0.0131 | 9.96 | 4.82 | -0.000142 | 7.62 | 97.8 | 0.0131 | 9.96 | 4.82 | -0.000142 | 7.62 |  |  | 1 |  | RB-Appl-EffCW-med-ElecDHW-GasCDryer-Tier3-FrontAnyMFm1975CZ12rNCEH
RB-Appl-EffCW-med-ElecDHW-GasCDryer-Tier3-Front | DEER2016 | D16v1 | 2015-05-16 | Any | MFm | 1975 | CZ12 | rNCGF | Each | 1 | 487 | None | 102 | 0.0131 | 9.69 | 0.56 | -0.000143 | 7.97 | 102 | 0.0131 | 9.69 | 0.56 | -0.000143 | 7.97 |  |  | 1 |  | RB-Appl-EffCW-med-ElecDHW-GasCDryer-Tier3-FrontAnyMFm1975CZ12rNCGF
RB-Appl-EffCW-med-ElecDHW-GasCDryer-Tier3-Front | DEER2016 | D16v1 | 2015-05-16 | Any | MFm | 1975 | CZ13 | rDXGF | Each | 1 | 487 | None | 100 | 0.0125 | 9.71 | -2.39 | -0.00143 | 7.92 | 100 | 0.0125 | 9.71 | -2.39 | -0.00143 | 7.92 |  |  | 1 |  | RB-Appl-EffCW-med-ElecDHW-GasCDryer-Tier3-FrontAnyMFm1975CZ13rDXGF
RB-Appl-EffCW-med-ElecDHW-GasCDryer-Tier3-Front | DEER2016 | D16v1 | 2015-05-16 | Any | MFm | 1975 | CZ13 | rDXHP | Each | 1 | 487 | None | 97.8 | 0.0138 | 9.96 | -0.309 | -0.00131 | 7.62 | 97.8 | 0.0138 | 9.96 | -0.309 | -0.00131 | 7.62 |  |  | 1 |  | RB-Appl-EffCW-med-ElecDHW-GasCDryer-Tier3-FrontAnyMFm1975CZ13rDXHP
RB-Appl-EffCW-med-ElecDHW-GasCDryer-Tier3-Front | DEER2016 | D16v1 | 2015-05-16 | Any | MFm | 1975 | CZ13 | rNCEH | Each | 1 | 487 | None | 93.7 | 0.0122 | 9.96 | 3.51 | -0.000326 | 7.62 | 93.7 | 0.0122 | 9.96 | 3.51 | -0.000326 | 7.62 |  |  | 1 |  | RB-Appl-EffCW-med-ElecDHW-GasCDryer-Tier3-FrontAnyMFm1975CZ13rNCEH
RB-Appl-EffCW-med-ElecDHW-GasCDryer-Tier3-Front | DEER2016 | D16v1 | 2015-05-16 | Any | MFm | 1975 | CZ13 | rNCGF | Each | 1 | 487 | None | 97.5 | 0.0121 | 9.7 | -0.331 | -0.000327 | 7.92 | 97.5 | 0.0121 | 9.7 | -0.331 | -0.000327 | 7.92 |  |  | 1 |  | RB-Appl-EffCW-med-ElecDHW-GasCDryer-Tier3-FrontAnyMFm1975CZ13rNCGF
RB-Appl-EffCW-med-ElecDHW-GasCDryer-Tier3-Front | DEER2016 | D16v1 | 2015-05-16 | Any | MFm | 1975 | CZ14 | rDXGF | Each | 1 | 634 | None | 105 | 0.013 | 9.28 | -0.123 | -0.000646 | 7.52 | 105 | 0.013 | 9.28 | -0.123 | -0.000646 | 7.52 |  |  | 1 |  | RB-Appl-EffCW-med-ElecDHW-GasCDryer-Tier3-FrontAnyMFm1975CZ14rDXGF
RB-Appl-EffCW-med-ElecDHW-GasCDryer-Tier3-Front | DEER2016 | D16v1 | 2015-05-16 | Any | MFm | 1975 | CZ14 | rDXHP | Each | 1 | 634 | None | 100 | 0.0136 | 9.96 | -0.233 | -0.000523 | 7.62 | 100 | 0.0136 | 9.96 | -0.233 | -0.000523 | 7.62 |  |  | 1 |  | RB-Appl-EffCW-med-ElecDHW-GasCDryer-Tier3-FrontAnyMFm1975CZ14rDXHP
RB-Appl-EffCW-med-ElecDHW-GasCDryer-Tier3-Front | DEER2016 | D16v1 | 2015-05-16 | Any | MFm | 1975 | CZ14 | rNCEH | Each | 1 | 634 | None | 90.4 | 0.0118 | 9.96 | -0.98 | -0.000361 | 7.62 | 90.4 | 0.0118 | 9.96 | -0.98 | -0.000361 | 7.62 |  |  | 1 |  | RB-Appl-EffCW-med-ElecDHW-GasCDryer-Tier3-FrontAnyMFm1975CZ14rNCEH
RB-Appl-EffCW-med-ElecDHW-GasCDryer-Tier3-Front | DEER2016 | D16v1 | 2015-05-16 | Any | MFm | 1975 | CZ14 | rNCGF | Each | 1 | 634 | None | 99.4 | 0.0118 | 9.29 | -0.0279 | -0.000371 | 7.55 | 99.4 | 0.0118 | 9.29 | -0.0279 | -0.000371 | 7.55 |  |  | 1 |  | RB-Appl-EffCW-med-ElecDHW-GasCDryer-Tier3-FrontAnyMFm1975CZ14rNCGF
RB-Appl-EffCW-med-ElecDHW-GasCDryer-Tier3-Front | DEER2016 | D16v1 | 2015-05-16 | Any | MFm | 1975 | CZ15 | rDXGF | Each | 1 | 634 | None | 90.8 | 0.0101 | 9.68 | -2.43 | -0.00158 | 7.58 | 90.8 | 0.0101 | 9.68 | -2.43 | -0.00158 | 7.58 |  |  | 1 |  | RB-Appl-EffCW-med-ElecDHW-GasCDryer-Tier3-FrontAnyMFm1975CZ15rDXGF
RB-Appl-EffCW-med-ElecDHW-GasCDryer-Tier3-Front | DEER2016 | D16v1 | 2015-05-16 | Any | MFm | 1975 | CZ15 | rDXHP | Each | 1 | 634 | None | 88.4 | 0.0108 | 9.96 | -3.17 | -0.0013 | 7.62 | 88.4 | 0.0108 | 9.96 | -3.17 | -0.0013 | 7.62 |  |  | 1 |  | RB-Appl-EffCW-med-ElecDHW-GasCDryer-Tier3-FrontAnyMFm1975CZ15rDXHP
RB-Appl-EffCW-med-ElecDHW-GasCDryer-Tier3-Front | DEER2016 | D16v1 | 2015-05-16 | Any | MFm | 1975 | CZ15 | rNCEH | Each | 1 | 634 | None | 78.3 | 0.00945 | 9.96 | -3.75 | -0.000806 | 7.62 | 78.3 | 0.00945 | 9.96 | -3.75 | -0.000806 | 7.62 |  |  | 1 |  | RB-Appl-EffCW-med-ElecDHW-GasCDryer-Tier3-FrontAnyMFm1975CZ15rNCEH
RB-Appl-EffCW-med-ElecDHW-GasCDryer-Tier3-Front | DEER2016 | D16v1 | 2015-05-16 | Any | MFm | 1975 | CZ15 | rNCGF | Each | 1 | 634 | None | 81.8 | 0.00944 | 9.69 | -3.36 | -0.000811 | 7.59 | 81.8 | 0.00944 | 9.69 | -3.36 | -0.000811 | 7.59 |  |  | 1 |  | RB-Appl-EffCW-med-ElecDHW-GasCDryer-Tier3-FrontAnyMFm1975CZ15rNCGF
RB-Appl-EffCW-med-ElecDHW-GasCDryer-Tier3-Front | DEER2016 | D16v1 | 2015-05-16 | Any | MFm | 1975 | CZ16 | rDXGF | Each | 1 | 474 | None | 116 | 0.0148 | 9.56 | 2.01 | -0.00256 | 7.96 | 116 | 0.0148 | 9.56 | 2.01 | -0.00256 | 7.96 |  |  | 1 |  | RB-Appl-EffCW-med-ElecDHW-GasCDryer-Tier3-FrontAnyMFm1975CZ16rDXGF
RB-Appl-EffCW-med-ElecDHW-GasCDryer-Tier3-Front | DEER2016 | D16v1 | 2015-05-16 | Any | MFm | 1975 | CZ16 | rDXHP | Each | 1 | 474 | None | 112 | 0.0168 | 9.96 | 5.44 | -0.000911 | 7.62 | 112 | 0.0168 | 9.96 | 5.44 | -0.000911 | 7.62 |  |  | 1 |  | RB-Appl-EffCW-med-ElecDHW-GasCDryer-Tier3-FrontAnyMFm1975CZ16rDXHP
RB-Appl-EffCW-med-ElecDHW-GasCDryer-Tier3-Front | DEER2016 | D16v1 | 2015-05-16 | Any | MFm | 1975 | CZ16 | rNCEH | Each | 1 | 474 | None | 109 | 0.0147 | 9.96 | 7.99 | 0.000178 | 7.62 | 109 | 0.0147 | 9.96 | 7.99 | 0.000178 | 7.62 |  |  | 1 |  | RB-Appl-EffCW-med-ElecDHW-GasCDryer-Tier3-FrontAnyMFm1975CZ16rNCEH
RB-Appl-EffCW-med-ElecDHW-GasCDryer-Tier3-Front | DEER2016 | D16v1 | 2015-05-16 | Any | MFm | 1975 | CZ16 | rNCGF | Each | 1 | 474 | None | 115 | 0.0146 | 9.54 | 3.22 | 0.000174 | 7.97 | 115 | 0.0146 | 9.54 | 3.22 | 0.000174 | 7.97 |  |  | 1 |  | RB-Appl-EffCW-med-ElecDHW-GasCDryer-Tier3-FrontAnyMFm1975CZ16rNCGF
RB-Appl-EffCW-med-ElecDHW-GasCDryer-Tier3-Front | DEER2016 | D16v1 | 2015-05-16 | Any | MFm | 1985 | CZ01 | rDXGF | Each | 1 | 512 | None | 115 | 0.0192 | 9.56 | 3.34 | 0.00119 | 8.1 | 115 | 0.0192 | 9.56 | 3.34 | 0.00119 | 8.1 |  |  | 1 |  | RB-Appl-EffCW-med-ElecDHW-GasCDryer-Tier3-FrontAnyMFm1985CZ01rDXGF
RB-Appl-EffCW-med-ElecDHW-GasCDryer-Tier3-Front | DEER2016 | D16v1 | 2015-05-16 | Any | MFm | 1985 | CZ01 | rDXHP | Each | 1 | 512 | None | 112 | 0.0163 | 9.96 | 7.78 | 0.000672 | 7.62 | 112 | 0.0163 | 9.96 | 7.78 | 0.000672 | 7.62 |  |  | 1 |  | RB-Appl-EffCW-med-ElecDHW-GasCDryer-Tier3-FrontAnyMFm1985CZ01rDXHP
RB-Appl-EffCW-med-ElecDHW-GasCDryer-Tier3-Front | DEER2016 | D16v1 | 2015-05-16 | Any | MFm | 1985 | CZ01 | rNCEH | Each | 1 | 512 | None | 109 | 0.0154 | 9.96 | 11.1 | 0.000329 | 7.62 | 109 | 0.0154 | 9.96 | 11.1 | 0.000329 | 7.62 |  |  | 1 |  | RB-Appl-EffCW-med-ElecDHW-GasCDryer-Tier3-FrontAnyMFm1985CZ01rNCEH
RB-Appl-EffCW-med-ElecDHW-GasCDryer-Tier3-Front | DEER2016 | D16v1 | 2015-05-16 | Any | MFm | 1985 | CZ01 | rNCGF | Each | 1 | 512 | None | 115 | 0.0154 | 9.54 | 3.33 | 0.00035 | 8.15 | 115 | 0.0154 | 9.54 | 3.33 | 0.00035 | 8.15 |  |  | 1 |  | RB-Appl-EffCW-med-ElecDHW-GasCDryer-Tier3-FrontAnyMFm1985CZ01rNCGF
RB-Appl-EffCW-med-ElecDHW-GasCDryer-Tier3-Front | DEER2016 | D16v1 | 2015-05-16 | Any | MFm | 1985 | CZ02 | rDXGF | Each | 1 | 512 | None | 107 | 0.0156 | 9.67 | 0.378 | -0.00181 | 8.01 | 107 | 0.0156 | 9.67 | 0.378 | -0.00181 | 8.01 |  |  | 1 |  | RB-Appl-EffCW-med-ElecDHW-GasCDryer-Tier3-FrontAnyMFm1985CZ02rDXGF
RB-Appl-EffCW-med-ElecDHW-GasCDryer-Tier3-Front | DEER2016 | D16v1 | 2015-05-16 | Any | MFm | 1985 | CZ02 | rDXHP | Each | 1 | 512 | None | 106 | 0.0167 | 9.96 | 5.36 | -0.000296 | 7.62 | 106 | 0.0167 | 9.96 | 5.36 | -0.000296 | 7.62 |  |  | 1 |  | RB-Appl-EffCW-med-ElecDHW-GasCDryer-Tier3-FrontAnyMFm1985CZ02rDXHP
RB-Appl-EffCW-med-ElecDHW-GasCDryer-Tier3-Front | DEER2016 | D16v1 | 2015-05-16 | Any | MFm | 1985 | CZ02 | rNCEH | Each | 1 | 512 | None | 103 | 0.0141 | 9.96 | 6.65 | 6.31e-05 | 7.62 | 103 | 0.0141 | 9.96 | 6.65 | 6.31e-05 | 7.62 |  |  | 1 |  | RB-Appl-EffCW-med-ElecDHW-GasCDryer-Tier3-FrontAnyMFm1985CZ02rNCEH
RB-Appl-EffCW-med-ElecDHW-GasCDryer-Tier3-Front | DEER2016 | D16v1 | 2015-05-16 | Any | MFm | 1985 | CZ02 | rNCGF | Each | 1 | 512 | None | 107 | 0.0141 | 9.66 | 1.66 | 6.29e-05 | 8.04 | 107 | 0.0141 | 9.66 | 1.66 | 6.29e-05 | 8.04 |  |  | 1 |  | RB-Appl-EffCW-med-ElecDHW-GasCDryer-Tier3-FrontAnyMFm1985CZ02rNCGF
RB-Appl-EffCW-med-ElecDHW-GasCDryer-Tier3-Front | DEER2016 | D16v1 | 2015-05-16 | Any | MFm | 1985 | CZ03 | rDXGF | Each | 1 | 512 | None | 107 | 0.0157 | 9.65 | 1.24 | -0.000392 | 8.08 | 107 | 0.0157 | 9.65 | 1.24 | -0.000392 | 8.08 |  |  | 1 |  | RB-Appl-EffCW-med-ElecDHW-GasCDryer-Tier3-FrontAnyMFm1985CZ03rDXGF
RB-Appl-EffCW-med-ElecDHW-GasCDryer-Tier3-Front | DEER2016 | D16v1 | 2015-05-16 | Any | MFm | 1985 | CZ03 | rDXHP | Each | 1 | 512 | None | 105 | 0.0167 | 9.96 | 5.53 | 0.000383 | 7.62 | 105 | 0.0167 | 9.96 | 5.53 | 0.000383 | 7.62 |  |  | 1 |  | RB-Appl-EffCW-med-ElecDHW-GasCDryer-Tier3-FrontAnyMFm1985CZ03rDXHP
RB-Appl-EffCW-med-ElecDHW-GasCDryer-Tier3-Front | DEER2016 | D16v1 | 2015-05-16 | Any | MFm | 1985 | CZ03 | rNCEH | Each | 1 | 512 | None | 103 | 0.0144 | 9.96 | 7.56 | 0.000107 | 7.62 | 103 | 0.0144 | 9.96 | 7.56 | 0.000107 | 7.62 |  |  | 1 |  | RB-Appl-EffCW-med-ElecDHW-GasCDryer-Tier3-FrontAnyMFm1985CZ03rNCEH
RB-Appl-EffCW-med-ElecDHW-GasCDryer-Tier3-Front | DEER2016 | D16v1 | 2015-05-16 | Any | MFm | 1985 | CZ03 | rNCGF | Each | 1 | 512 | None | 107 | 0.0144 | 9.62 | 1.77 | 0.000111 | 8.09 | 107 | 0.0144 | 9.62 | 1.77 | 0.000111 | 8.09 |  |  | 1 |  | RB-Appl-EffCW-med-ElecDHW-GasCDryer-Tier3-FrontAnyMFm1985CZ03rNCGF
RB-Appl-EffCW-med-ElecDHW-GasCDryer-Tier3-Front | DEER2016 | D16v1 | 2015-05-16 | Any | MFm | 1985 | CZ04 | rDXGF | Each | 1 | 512 | None | 104 | 0.0122 | 9.74 | -0.0471 | -0.00357 | 7.95 | 104 | 0.0122 | 9.74 | -0.0471 | -0.00357 | 7.95 |  |  | 1 |  | RB-Appl-EffCW-med-ElecDHW-GasCDryer-Tier3-FrontAnyMFm1985CZ04rDXGF
RB-Appl-EffCW-med-ElecDHW-GasCDryer-Tier3-Front | DEER2016 | D16v1 | 2015-05-16 | Any | MFm | 1985 | CZ04 | rDXHP | Each | 1 | 512 | None | 103 | 0.0149 | 9.96 | 4.3 | -0.00194 | 7.62 | 103 | 0.0149 | 9.96 | 4.3 | -0.00194 | 7.62 |  |  | 1 |  | RB-Appl-EffCW-med-ElecDHW-GasCDryer-Tier3-FrontAnyMFm1985CZ04rDXHP
RB-Appl-EffCW-med-ElecDHW-GasCDryer-Tier3-Front | DEER2016 | D16v1 | 2015-05-16 | Any | MFm | 1985 | CZ04 | rNCEH | Each | 1 | 512 | None | 101 | 0.0133 | 9.96 | 5.18 | -9.13e-05 | 7.62 | 101 | 0.0133 | 9.96 | 5.18 | -9.13e-05 | 7.62 |  |  | 1 |  | RB-Appl-EffCW-med-ElecDHW-GasCDryer-Tier3-FrontAnyMFm1985CZ04rNCEH
RB-Appl-EffCW-med-ElecDHW-GasCDryer-Tier3-Front | DEER2016 | D16v1 | 2015-05-16 | Any | MFm | 1985 | CZ04 | rNCGF | Each | 1 | 512 | None | 104 | 0.0133 | 9.73 | 1.05 | -8.97e-05 | 7.96 | 104 | 0.0133 | 9.73 | 1.05 | -8.97e-05 | 7.96 |  |  | 1 |  | RB-Appl-EffCW-med-ElecDHW-GasCDryer-Tier3-FrontAnyMFm1985CZ04rNCGF
RB-Appl-EffCW-med-ElecDHW-GasCDryer-Tier3-Front | DEER2016 | D16v1 | 2015-05-16 | Any | MFm | 1985 | CZ05 | rDXGF | Each | 1 | 512 | None | 109 | 0.0128 | 9.63 | 1.98 | -0.000365 | 8.1 | 109 | 0.0128 | 9.63 | 1.98 | -0.000365 | 8.1 |  |  | 1 |  | RB-Appl-EffCW-med-ElecDHW-GasCDryer-Tier3-FrontAnyMFm1985CZ05rDXGF
RB-Appl-EffCW-med-ElecDHW-GasCDryer-Tier3-Front | DEER2016 | D16v1 | 2015-05-16 | Any | MFm | 1985 | CZ05 | rDXHP | Each | 1 | 512 | None | 106 | 0.0139 | 9.96 | 6.14 | -0.00357 | 7.62 | 106 | 0.0139 | 9.96 | 6.14 | -0.00357 | 7.62 |  |  | 1 |  | RB-Appl-EffCW-med-ElecDHW-GasCDryer-Tier3-FrontAnyMFm1985CZ05rDXHP
RB-Appl-EffCW-med-ElecDHW-GasCDryer-Tier3-Front | DEER2016 | D16v1 | 2015-05-16 | Any | MFm | 1985 | CZ05 | rNCEH | Each | 1 | 512 | None | 104 | 0.0145 | 9.96 | 8.42 | 0.000131 | 7.62 | 104 | 0.0145 | 9.96 | 8.42 | 0.000131 | 7.62 |  |  | 1 |  | RB-Appl-EffCW-med-ElecDHW-GasCDryer-Tier3-FrontAnyMFm1985CZ05rNCEH
RB-Appl-EffCW-med-ElecDHW-GasCDryer-Tier3-Front | DEER2016 | D16v1 | 2015-05-16 | Any | MFm | 1985 | CZ05 | rNCGF | Each | 1 | 512 | None | 109 | 0.0144 | 9.63 | 2.11 | 9.93e-05 | 8.1 | 109 | 0.0144 | 9.63 | 2.11 | 9.93e-05 | 8.1 |  |  | 1 |  | RB-Appl-EffCW-med-ElecDHW-GasCDryer-Tier3-FrontAnyMFm1985CZ05rNCGF
RB-Appl-EffCW-med-ElecDHW-GasCDryer-Tier3-Front | DEER2016 | D16v1 | 2015-05-16 | Any | MFm | 1985 | CZ06 | rDXGF | Each | 1 | 578 | None | 101 | 0.0177 | 9.85 | 0.171 | 0.00192 | 7.56 | 101 | 0.0177 | 9.85 | 0.171 | 0.00192 | 7.56 |  |  | 1 |  | RB-Appl-EffCW-med-ElecDHW-GasCDryer-Tier3-FrontAnyMFm1985CZ06rDXGF
RB-Appl-EffCW-med-ElecDHW-GasCDryer-Tier3-Front | DEER2016 | D16v1 | 2015-05-16 | Any | MFm | 1985 | CZ06 | rDXHP | Each | 1 | 578 | None | 101 | 0.0177 | 9.96 | 0.179 | 0.000787 | 7.62 | 101 | 0.0177 | 9.96 | 0.179 | 0.000787 | 7.62 |  |  | 1 |  | RB-Appl-EffCW-med-ElecDHW-GasCDryer-Tier3-FrontAnyMFm1985CZ06rDXHP
RB-Appl-EffCW-med-ElecDHW-GasCDryer-Tier3-Front | DEER2016 | D16v1 | 2015-05-16 | Any | MFm | 1985 | CZ06 | rNCEH | Each | 1 | 578 | None | 98.6 | 0.0132 | 9.96 | -0.416 | -8.88e-05 | 7.62 | 98.6 | 0.0132 | 9.96 | -0.416 | -8.88e-05 | 7.62 |  |  | 1 |  | RB-Appl-EffCW-med-ElecDHW-GasCDryer-Tier3-FrontAnyMFm1985CZ06rNCEH
RB-Appl-EffCW-med-ElecDHW-GasCDryer-Tier3-Front | DEER2016 | D16v1 | 2015-05-16 | Any | MFm | 1985 | CZ06 | rNCGF | Each | 1 | 578 | None | 101 | 0.0132 | 9.82 | 0.389 | -8.37e-05 | 7.55 | 101 | 0.0132 | 9.82 | 0.389 | -8.37e-05 | 7.55 |  |  | 1 |  | RB-Appl-EffCW-med-ElecDHW-GasCDryer-Tier3-FrontAnyMFm1985CZ06rNCGF
RB-Appl-EffCW-med-ElecDHW-GasCDryer-Tier3-Front | DEER2016 | D16v1 | 2015-05-16 | Any | MFm | 1985 | CZ07 | rDXGF | Each | 1 | 578 | None | 100 | 0.0145 | 9.89 | 0.289 | 0.000349 | 7.59 | 100 | 0.0145 | 9.89 | 0.289 | 0.000349 | 7.59 |  |  | 1 |  | RB-Appl-EffCW-med-ElecDHW-GasCDryer-Tier3-FrontAnyMFm1985CZ07rDXGF
RB-Appl-EffCW-med-ElecDHW-GasCDryer-Tier3-Front | DEER2016 | D16v1 | 2015-05-16 | Any | MFm | 1985 | CZ07 | rDXHP | Each | 1 | 578 | None | 100 | 0.0135 | 9.96 | 0.413 | 0.00244 | 7.62 | 100 | 0.0135 | 9.96 | 0.413 | 0.00244 | 7.62 |  |  | 1 |  | RB-Appl-EffCW-med-ElecDHW-GasCDryer-Tier3-FrontAnyMFm1985CZ07rDXHP
RB-Appl-EffCW-med-ElecDHW-GasCDryer-Tier3-Front | DEER2016 | D16v1 | 2015-05-16 | Any | MFm | 1985 | CZ07 | rNCEH | Each | 1 | 578 | None | 98.2 | 0.0132 | 9.96 | -0.338 | -8.89e-05 | 7.62 | 98.2 | 0.0132 | 9.96 | -0.338 | -8.89e-05 | 7.62 |  |  | 1 |  | RB-Appl-EffCW-med-ElecDHW-GasCDryer-Tier3-FrontAnyMFm1985CZ07rNCEH
RB-Appl-EffCW-med-ElecDHW-GasCDryer-Tier3-Front | DEER2016 | D16v1 | 2015-05-16 | Any | MFm | 1985 | CZ07 | rNCGF | Each | 1 | 578 | None | 99.7 | 0.0132 | 9.84 | 0.193 | -8.96e-05 | 7.57 | 99.7 | 0.0132 | 9.84 | 0.193 | -8.96e-05 | 7.57 |  |  | 1 |  | RB-Appl-EffCW-med-ElecDHW-GasCDryer-Tier3-FrontAnyMFm1985CZ07rNCGF
RB-Appl-EffCW-med-ElecDHW-GasCDryer-Tier3-Front | DEER2016 | D16v1 | 2015-05-16 | Any | MFm | 1985 | CZ08 | rDXGF | Each | 1 | 578 | None | 99.8 | 0.0137 | 9.87 | -0.382 | -0.000622 | 7.56 | 99.8 | 0.0137 | 9.87 | -0.382 | -0.000622 | 7.56 |  |  | 1 |  | RB-Appl-EffCW-med-ElecDHW-GasCDryer-Tier3-FrontAnyMFm1985CZ08rDXGF
RB-Appl-EffCW-med-ElecDHW-GasCDryer-Tier3-Front | DEER2016 | D16v1 | 2015-05-16 | Any | MFm | 1985 | CZ08 | rDXHP | Each | 1 | 578 | None | 98.3 | 0.0156 | 9.96 | 0.169 | 0.00061 | 7.62 | 98.3 | 0.0156 | 9.96 | 0.169 | 0.00061 | 7.62 |  |  | 1 |  | RB-Appl-EffCW-med-ElecDHW-GasCDryer-Tier3-FrontAnyMFm1985CZ08rDXHP
RB-Appl-EffCW-med-ElecDHW-GasCDryer-Tier3-Front | DEER2016 | D16v1 | 2015-05-16 | Any | MFm | 1985 | CZ08 | rNCEH | Each | 1 | 578 | None | 96.3 | 0.0127 | 9.96 | -0.793 | -0.000171 | 7.62 | 96.3 | 0.0127 | 9.96 | -0.793 | -0.000171 | 7.62 |  |  | 1 |  | RB-Appl-EffCW-med-ElecDHW-GasCDryer-Tier3-FrontAnyMFm1985CZ08rNCEH
RB-Appl-EffCW-med-ElecDHW-GasCDryer-Tier3-Front | DEER2016 | D16v1 | 2015-05-16 | Any | MFm | 1985 | CZ08 | rNCGF | Each | 1 | 578 | None | 98 | 0.0128 | 9.84 | -0.127 | -0.000177 | 7.57 | 98 | 0.0128 | 9.84 | -0.127 | -0.000177 | 7.57 |  |  | 1 |  | RB-Appl-EffCW-med-ElecDHW-GasCDryer-Tier3-FrontAnyMFm1985CZ08rNCGF
RB-Appl-EffCW-med-ElecDHW-GasCDryer-Tier3-Front | DEER2016 | D16v1 | 2015-05-16 | Any | MFm | 1985 | CZ09 | rDXGF | Each | 1 | 648 | None | 103 | 0.0142 | 9.44 | -0.416 | -0.000308 | 7.53 | 103 | 0.0142 | 9.44 | -0.416 | -0.000308 | 7.53 |  |  | 1 |  | RB-Appl-EffCW-med-ElecDHW-GasCDryer-Tier3-FrontAnyMFm1985CZ09rDXGF
RB-Appl-EffCW-med-ElecDHW-GasCDryer-Tier3-Front | DEER2016 | D16v1 | 2015-05-16 | Any | MFm | 1985 | CZ09 | rDXHP | Each | 1 | 648 | None | 98.7 | 0.0146 | 9.96 | -1.33 | -7.67e-05 | 7.62 | 98.7 | 0.0146 | 9.96 | -1.33 | -7.67e-05 | 7.62 |  |  | 1 |  | RB-Appl-EffCW-med-ElecDHW-GasCDryer-Tier3-FrontAnyMFm1985CZ09rDXHP
RB-Appl-EffCW-med-ElecDHW-GasCDryer-Tier3-Front | DEER2016 | D16v1 | 2015-05-16 | Any | MFm | 1985 | CZ09 | rNCEH | Each | 1 | 648 | None | 91.2 | 0.0126 | 9.96 | -0.883 | -0.000206 | 7.62 | 91.2 | 0.0126 | 9.96 | -0.883 | -0.000206 | 7.62 |  |  | 1 |  | RB-Appl-EffCW-med-ElecDHW-GasCDryer-Tier3-FrontAnyMFm1985CZ09rNCEH
RB-Appl-EffCW-med-ElecDHW-GasCDryer-Tier3-Front | DEER2016 | D16v1 | 2015-05-16 | Any | MFm | 1985 | CZ09 | rNCGF | Each | 1 | 648 | None | 97.9 | 0.0126 | 9.39 | -0.111 | -0.000205 | 7.56 | 97.9 | 0.0126 | 9.39 | -0.111 | -0.000205 | 7.56 |  |  | 1 |  | RB-Appl-EffCW-med-ElecDHW-GasCDryer-Tier3-FrontAnyMFm1985CZ09rNCGF
RB-Appl-EffCW-med-ElecDHW-GasCDryer-Tier3-Front | DEER2016 | D16v1 | 2015-05-16 | Any | MFm | 1985 | CZ10 | rDXGF | Each | 1 | 648 | None | 101 | 0.0139 | 9.47 | -0.119 | -0.000869 | 7.56 | 101 | 0.0139 | 9.47 | -0.119 | -0.000869 | 7.56 |  |  | 1 |  | RB-Appl-EffCW-med-ElecDHW-GasCDryer-Tier3-FrontAnyMFm1985CZ10rDXGF
RB-Appl-EffCW-med-ElecDHW-GasCDryer-Tier3-Front | DEER2016 | D16v1 | 2015-05-16 | Any | MFm | 1985 | CZ10 | rDXHP | Each | 1 | 648 | None | 97.4 | 0.0152 | 9.96 | -0.565 | 0.000142 | 7.62 | 97.4 | 0.0152 | 9.96 | -0.565 | 0.000142 | 7.62 |  |  | 1 |  | RB-Appl-EffCW-med-ElecDHW-GasCDryer-Tier3-FrontAnyMFm1985CZ10rDXHP
RB-Appl-EffCW-med-ElecDHW-GasCDryer-Tier3-Front | DEER2016 | D16v1 | 2015-05-16 | Any | MFm | 1985 | CZ10 | rNCEH | Each | 1 | 648 | None | 90.8 | 0.0123 | 9.96 | -0.967 | -0.000251 | 7.62 | 90.8 | 0.0123 | 9.96 | -0.967 | -0.000251 | 7.62 |  |  | 1 |  | RB-Appl-EffCW-med-ElecDHW-GasCDryer-Tier3-FrontAnyMFm1985CZ10rNCEH
RB-Appl-EffCW-med-ElecDHW-GasCDryer-Tier3-Front | DEER2016 | D16v1 | 2015-05-16 | Any | MFm | 1985 | CZ10 | rNCGF | Each | 1 | 648 | None | 97.5 | 0.0123 | 9.44 | -0.185 | -0.000253 | 7.57 | 97.5 | 0.0123 | 9.44 | -0.185 | -0.000253 | 7.57 |  |  | 1 |  | RB-Appl-EffCW-med-ElecDHW-GasCDryer-Tier3-FrontAnyMFm1985CZ10rNCGF
RB-Appl-EffCW-med-ElecDHW-GasCDryer-Tier3-Front | DEER2016 | D16v1 | 2015-05-16 | Any | MFm | 1985 | CZ11 | rDXGF | Each | 1 | 512 | None | 100 | 0.0122 | 9.69 | -2.33 | -0.00231 | 7.92 | 100 | 0.0122 | 9.69 | -2.33 | -0.00231 | 7.92 |  |  | 1 |  | RB-Appl-EffCW-med-ElecDHW-GasCDryer-Tier3-FrontAnyMFm1985CZ11rDXGF
RB-Appl-EffCW-med-ElecDHW-GasCDryer-Tier3-Front | DEER2016 | D16v1 | 2015-05-16 | Any | MFm | 1985 | CZ11 | rDXHP | Each | 1 | 512 | None | 98.4 | 0.0135 | 9.96 | 0.747 | -0.00199 | 7.62 | 98.4 | 0.0135 | 9.96 | 0.747 | -0.00199 | 7.62 |  |  | 1 |  | RB-Appl-EffCW-med-ElecDHW-GasCDryer-Tier3-FrontAnyMFm1985CZ11rDXHP
RB-Appl-EffCW-med-ElecDHW-GasCDryer-Tier3-Front | DEER2016 | D16v1 | 2015-05-16 | Any | MFm | 1985 | CZ11 | rNCEH | Each | 1 | 512 | None | 94.9 | 0.0123 | 9.96 | 4.16 | -0.000289 | 7.62 | 94.9 | 0.0123 | 9.96 | 4.16 | -0.000289 | 7.62 |  |  | 1 |  | RB-Appl-EffCW-med-ElecDHW-GasCDryer-Tier3-FrontAnyMFm1985CZ11rNCEH
RB-Appl-EffCW-med-ElecDHW-GasCDryer-Tier3-Front | DEER2016 | D16v1 | 2015-05-16 | Any | MFm | 1985 | CZ11 | rNCGF | Each | 1 | 512 | None | 98.6 | 0.0123 | 9.68 | 0.0436 | -0.000288 | 7.92 | 98.6 | 0.0123 | 9.68 | 0.0436 | -0.000288 | 7.92 |  |  | 1 |  | RB-Appl-EffCW-med-ElecDHW-GasCDryer-Tier3-FrontAnyMFm1985CZ11rNCGF
RB-Appl-EffCW-med-ElecDHW-GasCDryer-Tier3-Front | DEER2016 | D16v1 | 2015-05-16 | Any | MFm | 1985 | CZ12 | rDXGF | Each | 1 | 512 | None | 103 | 0.0148 | 9.7 | -1.13 | -0.000324 | 7.96 | 103 | 0.0148 | 9.7 | -1.13 | -0.000324 | 7.96 |  |  | 1 |  | RB-Appl-EffCW-med-ElecDHW-GasCDryer-Tier3-FrontAnyMFm1985CZ12rDXGF
RB-Appl-EffCW-med-ElecDHW-GasCDryer-Tier3-Front | DEER2016 | D16v1 | 2015-05-16 | Any | MFm | 1985 | CZ12 | rDXHP | Each | 1 | 512 | None | 101 | 0.0155 | 9.96 | 2.62 | -0.000145 | 7.62 | 101 | 0.0155 | 9.96 | 2.62 | -0.000145 | 7.62 |  |  | 1 |  | RB-Appl-EffCW-med-ElecDHW-GasCDryer-Tier3-FrontAnyMFm1985CZ12rDXHP
RB-Appl-EffCW-med-ElecDHW-GasCDryer-Tier3-Front | DEER2016 | D16v1 | 2015-05-16 | Any | MFm | 1985 | CZ12 | rNCEH | Each | 1 | 512 | None | 98.1 | 0.0131 | 9.96 | 5.03 | -0.00013 | 7.62 | 98.1 | 0.0131 | 9.96 | 5.03 | -0.00013 | 7.62 |  |  | 1 |  | RB-Appl-EffCW-med-ElecDHW-GasCDryer-Tier3-FrontAnyMFm1985CZ12rNCEH
RB-Appl-EffCW-med-ElecDHW-GasCDryer-Tier3-Front | DEER2016 | D16v1 | 2015-05-16 | Any | MFm | 1985 | CZ12 | rNCGF | Each | 1 | 512 | None | 102 | 0.0131 | 9.69 | 0.686 | -0.000131 | 7.97 | 102 | 0.0131 | 9.69 | 0.686 | -0.000131 | 7.97 |  |  | 1 |  | RB-Appl-EffCW-med-ElecDHW-GasCDryer-Tier3-FrontAnyMFm1985CZ12rNCGF
RB-Appl-EffCW-med-ElecDHW-GasCDryer-Tier3-Front | DEER2016 | D16v1 | 2015-05-16 | Any | MFm | 1985 | CZ13 | rDXGF | Each | 1 | 512 | None | 98.2 | 0.0131 | 9.73 | -3.2 | -0.00134 | 7.95 | 98.2 | 0.0131 | 9.73 | -3.2 | -0.00134 | 7.95 |  |  | 1 |  | RB-Appl-EffCW-med-ElecDHW-GasCDryer-Tier3-FrontAnyMFm1985CZ13rDXGF
RB-Appl-EffCW-med-ElecDHW-GasCDryer-Tier3-Front | DEER2016 | D16v1 | 2015-05-16 | Any | MFm | 1985 | CZ13 | rDXHP | Each | 1 | 512 | None | 97.8 | 0.0138 | 9.96 | 0.955 | -0.001 | 7.62 | 97.8 | 0.0138 | 9.96 | 0.955 | -0.001 | 7.62 |  |  | 1 |  | RB-Appl-EffCW-med-ElecDHW-GasCDryer-Tier3-FrontAnyMFm1985CZ13rDXHP
RB-Appl-EffCW-med-ElecDHW-GasCDryer-Tier3-Front | DEER2016 | D16v1 | 2015-05-16 | Any | MFm | 1985 | CZ13 | rNCEH | Each | 1 | 512 | None | 93.6 | 0.0121 | 9.96 | 4 | -0.000313 | 7.62 | 93.6 | 0.0121 | 9.96 | 4 | -0.000313 | 7.62 |  |  | 1 |  | RB-Appl-EffCW-med-ElecDHW-GasCDryer-Tier3-FrontAnyMFm1985CZ13rNCEH
RB-Appl-EffCW-med-ElecDHW-GasCDryer-Tier3-Front | DEER2016 | D16v1 | 2015-05-16 | Any | MFm | 1985 | CZ13 | rNCGF | Each | 1 | 512 | None | 97.4 | 0.0121 | 9.7 | -0.17 | -0.000311 | 7.94 | 97.4 | 0.0121 | 9.7 | -0.17 | -0.000311 | 7.94 |  |  | 1 |  | RB-Appl-EffCW-med-ElecDHW-GasCDryer-Tier3-FrontAnyMFm1985CZ13rNCGF
RB-Appl-EffCW-med-ElecDHW-GasCDryer-Tier3-Front | DEER2016 | D16v1 | 2015-05-16 | Any | MFm | 1985 | CZ14 | rDXGF | Each | 1 | 630 | None | 105 | 0.0121 | 9.36 | 0.291 | -0.00114 | 7.54 | 105 | 0.0121 | 9.36 | 0.291 | -0.00114 | 7.54 |  |  | 1 |  | RB-Appl-EffCW-med-ElecDHW-GasCDryer-Tier3-FrontAnyMFm1985CZ14rDXGF
RB-Appl-EffCW-med-ElecDHW-GasCDryer-Tier3-Front | DEER2016 | D16v1 | 2015-05-16 | Any | MFm | 1985 | CZ14 | rDXHP | Each | 1 | 630 | None | 100 | 0.0132 | 9.96 | 0.337 | -0.000889 | 7.62 | 100 | 0.0132 | 9.96 | 0.337 | -0.000889 | 7.62 |  |  | 1 |  | RB-Appl-EffCW-med-ElecDHW-GasCDryer-Tier3-FrontAnyMFm1985CZ14rDXHP
RB-Appl-EffCW-med-ElecDHW-GasCDryer-Tier3-Front | DEER2016 | D16v1 | 2015-05-16 | Any | MFm | 1985 | CZ14 | rNCEH | Each | 1 | 630 | None | 91.7 | 0.0118 | 9.96 | -0.787 | -0.000363 | 7.62 | 91.7 | 0.0118 | 9.96 | -0.787 | -0.000363 | 7.62 |  |  | 1 |  | RB-Appl-EffCW-med-ElecDHW-GasCDryer-Tier3-FrontAnyMFm1985CZ14rNCEH
RB-Appl-EffCW-med-ElecDHW-GasCDryer-Tier3-Front | DEER2016 | D16v1 | 2015-05-16 | Any | MFm | 1985 | CZ14 | rNCGF | Each | 1 | 630 | None | 99.4 | 0.0118 | 9.35 | 0.037 | -0.000375 | 7.54 | 99.4 | 0.0118 | 9.35 | 0.037 | -0.000375 | 7.54 |  |  | 1 |  | RB-Appl-EffCW-med-ElecDHW-GasCDryer-Tier3-FrontAnyMFm1985CZ14rNCGF
RB-Appl-EffCW-med-ElecDHW-GasCDryer-Tier3-Front | DEER2016 | D16v1 | 2015-05-16 | Any | MFm | 1985 | CZ15 | rDXGF | Each | 1 | 630 | None | 90.7 | 0.0101 | 9.69 | -2.52 | -0.00179 | 7.59 | 90.7 | 0.0101 | 9.69 | -2.52 | -0.00179 | 7.59 |  |  | 1 |  | RB-Appl-EffCW-med-ElecDHW-GasCDryer-Tier3-FrontAnyMFm1985CZ15rDXGF
RB-Appl-EffCW-med-ElecDHW-GasCDryer-Tier3-Front | DEER2016 | D16v1 | 2015-05-16 | Any | MFm | 1985 | CZ15 | rDXHP | Each | 1 | 630 | None | 88 | 0.0109 | 9.96 | -3.05 | -0.00117 | 7.62 | 88 | 0.0109 | 9.96 | -3.05 | -0.00117 | 7.62 |  |  | 1 |  | RB-Appl-EffCW-med-ElecDHW-GasCDryer-Tier3-FrontAnyMFm1985CZ15rDXHP
RB-Appl-EffCW-med-ElecDHW-GasCDryer-Tier3-Front | DEER2016 | D16v1 | 2015-05-16 | Any | MFm | 1985 | CZ15 | rNCEH | Each | 1 | 630 | None | 78.6 | 0.00941 | 9.96 | -3.66 | -0.000809 | 7.62 | 78.6 | 0.00941 | 9.96 | -3.66 | -0.000809 | 7.62 |  |  | 1 |  | RB-Appl-EffCW-med-ElecDHW-GasCDryer-Tier3-FrontAnyMFm1985CZ15rNCEH
RB-Appl-EffCW-med-ElecDHW-GasCDryer-Tier3-Front | DEER2016 | D16v1 | 2015-05-16 | Any | MFm | 1985 | CZ15 | rNCGF | Each | 1 | 630 | None | 81.9 | 0.0094 | 9.7 | -3.31 | -0.000823 | 7.59 | 81.9 | 0.0094 | 9.7 | -3.31 | -0.000823 | 7.59 |  |  | 1 |  | RB-Appl-EffCW-med-ElecDHW-GasCDryer-Tier3-FrontAnyMFm1985CZ15rNCGF
RB-Appl-EffCW-med-ElecDHW-GasCDryer-Tier3-Front | DEER2016 | D16v1 | 2015-05-16 | Any | MFm | 1985 | CZ16 | rDXGF | Each | 1 | 512 | None | 116 | 0.0142 | 9.62 | 1.49 | -0.00167 | 8.02 | 116 | 0.0142 | 9.62 | 1.49 | -0.00167 | 8.02 |  |  | 1 |  | RB-Appl-EffCW-med-ElecDHW-GasCDryer-Tier3-FrontAnyMFm1985CZ16rDXGF
RB-Appl-EffCW-med-ElecDHW-GasCDryer-Tier3-Front | DEER2016 | D16v1 | 2015-05-16 | Any | MFm | 1985 | CZ16 | rDXHP | Each | 1 | 512 | None | 113 | 0.0151 | 9.96 | 5.92 | -0.000653 | 7.62 | 113 | 0.0151 | 9.96 | 5.92 | -0.000653 | 7.62 |  |  | 1 |  | RB-Appl-EffCW-med-ElecDHW-GasCDryer-Tier3-FrontAnyMFm1985CZ16rDXHP
RB-Appl-EffCW-med-ElecDHW-GasCDryer-Tier3-Front | DEER2016 | D16v1 | 2015-05-16 | Any | MFm | 1985 | CZ16 | rNCEH | Each | 1 | 512 | None | 109 | 0.0147 | 9.96 | 8.42 | 0.00016 | 7.62 | 109 | 0.0147 | 9.96 | 8.42 | 0.00016 | 7.62 |  |  | 1 |  | RB-Appl-EffCW-med-ElecDHW-GasCDryer-Tier3-FrontAnyMFm1985CZ16rNCEH
RB-Appl-EffCW-med-ElecDHW-GasCDryer-Tier3-Front | DEER2016 | D16v1 | 2015-05-16 | Any | MFm | 1985 | CZ16 | rNCGF | Each | 1 | 512 | None | 114 | 0.0146 | 9.61 | 3.13 | 0.000157 | 8.02 | 114 | 0.0146 | 9.61 | 3.13 | 0.000157 | 8.02 |  |  | 1 |  | RB-Appl-EffCW-med-ElecDHW-GasCDryer-Tier3-FrontAnyMFm1985CZ16rNCGF
RB-Appl-EffCW-med-ElecDHW-GasCDryer-Tier3-Front | DEER2016 | D16v1 | 2015-05-16 | Any | MFm | 1996 | CZ01 | rDXGF | Each | 1 | 432 | None | 115 | 0.0181 | 9.45 | 2.92 | 0.00261 | 7.95 | 115 | 0.0181 | 9.45 | 2.92 | 0.00261 | 7.95 |  |  | 1 |  | RB-Appl-EffCW-med-ElecDHW-GasCDryer-Tier3-FrontAnyMFm1996CZ01rDXGF
RB-Appl-EffCW-med-ElecDHW-GasCDryer-Tier3-Front | DEER2016 | D16v1 | 2015-05-16 | Any | MFm | 1996 | CZ01 | rDXHP | Each | 1 | 432 | None | 111 | 0.0146 | 9.96 | 6.74 | -0.00119 | 7.62 | 111 | 0.0146 | 9.96 | 6.74 | -0.00119 | 7.62 |  |  | 1 |  | RB-Appl-EffCW-med-ElecDHW-GasCDryer-Tier3-FrontAnyMFm1996CZ01rDXHP
RB-Appl-EffCW-med-ElecDHW-GasCDryer-Tier3-Front | DEER2016 | D16v1 | 2015-05-16 | Any | MFm | 1996 | CZ01 | rNCEH | Each | 1 | 432 | None | 107 | 0.0153 | 9.96 | 9.18 | 0.000344 | 7.62 | 107 | 0.0153 | 9.96 | 9.18 | 0.000344 | 7.62 |  |  | 1 |  | RB-Appl-EffCW-med-ElecDHW-GasCDryer-Tier3-FrontAnyMFm1996CZ01rNCEH
RB-Appl-EffCW-med-ElecDHW-GasCDryer-Tier3-Front | DEER2016 | D16v1 | 2015-05-16 | Any | MFm | 1996 | CZ01 | rNCGF | Each | 1 | 432 | None | 115 | 0.0154 | 9.4 | 3.15 | 0.000313 | 7.91 | 115 | 0.0154 | 9.4 | 3.15 | 0.000313 | 7.91 |  |  | 1 |  | RB-Appl-EffCW-med-ElecDHW-GasCDryer-Tier3-FrontAnyMFm1996CZ01rNCGF
RB-Appl-EffCW-med-ElecDHW-GasCDryer-Tier3-Front | DEER2016 | D16v1 | 2015-05-16 | Any | MFm | 1996 | CZ02 | rDXGF | Each | 1 | 432 | None | 107 | 0.0175 | 9.65 | 0.464 | 0.000851 | 7.87 | 107 | 0.0175 | 9.65 | 0.464 | 0.000851 | 7.87 |  |  | 1 |  | RB-Appl-EffCW-med-ElecDHW-GasCDryer-Tier3-FrontAnyMFm1996CZ02rDXGF
RB-Appl-EffCW-med-ElecDHW-GasCDryer-Tier3-Front | DEER2016 | D16v1 | 2015-05-16 | Any | MFm | 1996 | CZ02 | rDXHP | Each | 1 | 432 | None | 105 | 0.0199 | 9.96 | 3.72 | 0.000383 | 7.62 | 105 | 0.0199 | 9.96 | 3.72 | 0.000383 | 7.62 |  |  | 1 |  | RB-Appl-EffCW-med-ElecDHW-GasCDryer-Tier3-FrontAnyMFm1996CZ02rDXHP
RB-Appl-EffCW-med-ElecDHW-GasCDryer-Tier3-Front | DEER2016 | D16v1 | 2015-05-16 | Any | MFm | 1996 | CZ02 | rNCEH | Each | 1 | 432 | None | 103 | 0.0141 | 9.96 | 4.83 | 6.74e-05 | 7.62 | 103 | 0.0141 | 9.96 | 4.83 | 6.74e-05 | 7.62 |  |  | 1 |  | RB-Appl-EffCW-med-ElecDHW-GasCDryer-Tier3-FrontAnyMFm1996CZ02rNCEH
RB-Appl-EffCW-med-ElecDHW-GasCDryer-Tier3-Front | DEER2016 | D16v1 | 2015-05-16 | Any | MFm | 1996 | CZ02 | rNCGF | Each | 1 | 432 | None | 107 | 0.0142 | 9.65 | 1.54 | 8.39e-05 | 7.89 | 107 | 0.0142 | 9.65 | 1.54 | 8.39e-05 | 7.89 |  |  | 1 |  | RB-Appl-EffCW-med-ElecDHW-GasCDryer-Tier3-FrontAnyMFm1996CZ02rNCGF
RB-Appl-EffCW-med-ElecDHW-GasCDryer-Tier3-Front | DEER2016 | D16v1 | 2015-05-16 | Any | MFm | 1996 | CZ03 | rDXGF | Each | 1 | 432 | None | 108 | 0.013 | 9.66 | 0.979 | -0.00178 | 7.92 | 108 | 0.013 | 9.66 | 0.979 | -0.00178 | 7.92 |  |  | 1 |  | RB-Appl-EffCW-med-ElecDHW-GasCDryer-Tier3-FrontAnyMFm1996CZ03rDXGF
RB-Appl-EffCW-med-ElecDHW-GasCDryer-Tier3-Front | DEER2016 | D16v1 | 2015-05-16 | Any | MFm | 1996 | CZ03 | rDXHP | Each | 1 | 432 | None | 105 | 0.0158 | 9.96 | 4.22 | 0.000682 | 7.62 | 105 | 0.0158 | 9.96 | 4.22 | 0.000682 | 7.62 |  |  | 1 |  | RB-Appl-EffCW-med-ElecDHW-GasCDryer-Tier3-FrontAnyMFm1996CZ03rDXHP
RB-Appl-EffCW-med-ElecDHW-GasCDryer-Tier3-Front | DEER2016 | D16v1 | 2015-05-16 | Any | MFm | 1996 | CZ03 | rNCEH | Each | 1 | 432 | None | 103 | 0.0144 | 9.96 | 5.39 | 0.000112 | 7.62 | 103 | 0.0144 | 9.96 | 5.39 | 0.000112 | 7.62 |  |  | 1 |  | RB-Appl-EffCW-med-ElecDHW-GasCDryer-Tier3-FrontAnyMFm1996CZ03rNCEH
RB-Appl-EffCW-med-ElecDHW-GasCDryer-Tier3-Front | DEER2016 | D16v1 | 2015-05-16 | Any | MFm | 1996 | CZ03 | rNCGF | Each | 1 | 432 | None | 107 | 0.0144 | 9.64 | 1.63 | 0.000123 | 7.92 | 107 | 0.0144 | 9.64 | 1.63 | 0.000123 | 7.92 |  |  | 1 |  | RB-Appl-EffCW-med-ElecDHW-GasCDryer-Tier3-FrontAnyMFm1996CZ03rNCGF
RB-Appl-EffCW-med-ElecDHW-GasCDryer-Tier3-Front | DEER2016 | D16v1 | 2015-05-16 | Any | MFm | 1996 | CZ04 | rDXGF | Each | 1 | 432 | None | 104 | 0.0149 | 9.73 | -0.043 | -0.00032 | 7.83 | 104 | 0.0149 | 9.73 | -0.043 | -0.00032 | 7.83 |  |  | 1 |  | RB-Appl-EffCW-med-ElecDHW-GasCDryer-Tier3-FrontAnyMFm1996CZ04rDXGF
RB-Appl-EffCW-med-ElecDHW-GasCDryer-Tier3-Front | DEER2016 | D16v1 | 2015-05-16 | Any | MFm | 1996 | CZ04 | rDXHP | Each | 1 | 432 | None | 103 | 0.0154 | 9.96 | 2.56 | -0.000539 | 7.62 | 103 | 0.0154 | 9.96 | 2.56 | -0.000539 | 7.62 |  |  | 1 |  | RB-Appl-EffCW-med-ElecDHW-GasCDryer-Tier3-FrontAnyMFm1996CZ04rDXHP
RB-Appl-EffCW-med-ElecDHW-GasCDryer-Tier3-Front | DEER2016 | D16v1 | 2015-05-16 | Any | MFm | 1996 | CZ04 | rNCEH | Each | 1 | 432 | None | 100 | 0.0133 | 9.96 | 3.76 | -8.63e-05 | 7.62 | 100 | 0.0133 | 9.96 | 3.76 | -8.63e-05 | 7.62 |  |  | 1 |  | RB-Appl-EffCW-med-ElecDHW-GasCDryer-Tier3-FrontAnyMFm1996CZ04rNCEH
RB-Appl-EffCW-med-ElecDHW-GasCDryer-Tier3-Front | DEER2016 | D16v1 | 2015-05-16 | Any | MFm | 1996 | CZ04 | rNCGF | Each | 1 | 432 | None | 104 | 0.0133 | 9.73 | 0.927 | -8.87e-05 | 7.83 | 104 | 0.0133 | 9.73 | 0.927 | -8.87e-05 | 7.83 |  |  | 1 |  | RB-Appl-EffCW-med-ElecDHW-GasCDryer-Tier3-FrontAnyMFm1996CZ04rNCGF
RB-Appl-EffCW-med-ElecDHW-GasCDryer-Tier3-Front | DEER2016 | D16v1 | 2015-05-16 | Any | MFm | 1996 | CZ05 | rDXGF | Each | 1 | 432 | None | 109 | 0.016 | 9.6 | 1.84 | -0.00122 | 7.92 | 109 | 0.016 | 9.6 | 1.84 | -0.00122 | 7.92 |  |  | 1 |  | RB-Appl-EffCW-med-ElecDHW-GasCDryer-Tier3-FrontAnyMFm1996CZ05rDXGF
RB-Appl-EffCW-med-ElecDHW-GasCDryer-Tier3-Front | DEER2016 | D16v1 | 2015-05-16 | Any | MFm | 1996 | CZ05 | rDXHP | Each | 1 | 432 | None | 106 | 0.0155 | 9.96 | 4.85 | 0.00056 | 7.62 | 106 | 0.0155 | 9.96 | 4.85 | 0.00056 | 7.62 |  |  | 1 |  | RB-Appl-EffCW-med-ElecDHW-GasCDryer-Tier3-FrontAnyMFm1996CZ05rDXHP
RB-Appl-EffCW-med-ElecDHW-GasCDryer-Tier3-Front | DEER2016 | D16v1 | 2015-05-16 | Any | MFm | 1996 | CZ05 | rNCEH | Each | 1 | 432 | None | 104 | 0.0145 | 9.96 | 6.07 | 0.000135 | 7.62 | 104 | 0.0145 | 9.96 | 6.07 | 0.000135 | 7.62 |  |  | 1 |  | RB-Appl-EffCW-med-ElecDHW-GasCDryer-Tier3-FrontAnyMFm1996CZ05rNCEH
RB-Appl-EffCW-med-ElecDHW-GasCDryer-Tier3-Front | DEER2016 | D16v1 | 2015-05-16 | Any | MFm | 1996 | CZ05 | rNCGF | Each | 1 | 432 | None | 109 | 0.0145 | 9.58 | 1.96 | 0.000134 | 7.93 | 109 | 0.0145 | 9.58 | 1.96 | 0.000134 | 7.93 |  |  | 1 |  | RB-Appl-EffCW-med-ElecDHW-GasCDryer-Tier3-FrontAnyMFm1996CZ05rNCGF
RB-Appl-EffCW-med-ElecDHW-GasCDryer-Tier3-Front | DEER2016 | D16v1 | 2015-05-16 | Any | MFm | 1996 | CZ06 | rDXGF | Each | 1 | 518 | None | 103 | 0.016 | 9.84 | 0.552 | 0.00151 | 7.56 | 103 | 0.016 | 9.84 | 0.552 | 0.00151 | 7.56 |  |  | 1 |  | RB-Appl-EffCW-med-ElecDHW-GasCDryer-Tier3-FrontAnyMFm1996CZ06rDXGF
RB-Appl-EffCW-med-ElecDHW-GasCDryer-Tier3-Front | DEER2016 | D16v1 | 2015-05-16 | Any | MFm | 1996 | CZ06 | rDXHP | Each | 1 | 518 | None | 102 | 0.0148 | 9.96 | 1.04 | -8.28e-05 | 7.62 | 102 | 0.0148 | 9.96 | 1.04 | -8.28e-05 | 7.62 |  |  | 1 |  | RB-Appl-EffCW-med-ElecDHW-GasCDryer-Tier3-FrontAnyMFm1996CZ06rDXHP
RB-Appl-EffCW-med-ElecDHW-GasCDryer-Tier3-Front | DEER2016 | D16v1 | 2015-05-16 | Any | MFm | 1996 | CZ06 | rNCEH | Each | 1 | 518 | None | 98.4 | 0.0132 | 9.96 | -0.428 | -9.72e-05 | 7.62 | 98.4 | 0.0132 | 9.96 | -0.428 | -9.72e-05 | 7.62 |  |  | 1 |  | RB-Appl-EffCW-med-ElecDHW-GasCDryer-Tier3-FrontAnyMFm1996CZ06rNCEH
RB-Appl-EffCW-med-ElecDHW-GasCDryer-Tier3-Front | DEER2016 | D16v1 | 2015-05-16 | Any | MFm | 1996 | CZ06 | rNCGF | Each | 1 | 518 | None | 101 | 0.0132 | 9.8 | 0.286 | -0.000101 | 7.57 | 101 | 0.0132 | 9.8 | 0.286 | -0.000101 | 7.57 |  |  | 1 |  | RB-Appl-EffCW-med-ElecDHW-GasCDryer-Tier3-FrontAnyMFm1996CZ06rNCGF
RB-Appl-EffCW-med-ElecDHW-GasCDryer-Tier3-Front | DEER2016 | D16v1 | 2015-05-16 | Any | MFm | 1996 | CZ07 | rDXGF | Each | 1 | 518 | None | 101 | 0.0172 | 9.88 | 0.546 | 0.00437 | 7.57 | 101 | 0.0172 | 9.88 | 0.546 | 0.00437 | 7.57 |  |  | 1 |  | RB-Appl-EffCW-med-ElecDHW-GasCDryer-Tier3-FrontAnyMFm1996CZ07rDXGF
RB-Appl-EffCW-med-ElecDHW-GasCDryer-Tier3-Front | DEER2016 | D16v1 | 2015-05-16 | Any | MFm | 1996 | CZ07 | rDXHP | Each | 1 | 518 | None | 101 | 0.0229 | 9.96 | 0.573 | 0.00898 | 7.62 | 101 | 0.0229 | 9.96 | 0.573 | 0.00898 | 7.62 |  |  | 1 |  | RB-Appl-EffCW-med-ElecDHW-GasCDryer-Tier3-FrontAnyMFm1996CZ07rDXHP
RB-Appl-EffCW-med-ElecDHW-GasCDryer-Tier3-Front | DEER2016 | D16v1 | 2015-05-16 | Any | MFm | 1996 | CZ07 | rNCEH | Each | 1 | 518 | None | 98.2 | 0.0132 | 9.96 | -0.368 | -9.62e-05 | 7.62 | 98.2 | 0.0132 | 9.96 | -0.368 | -9.62e-05 | 7.62 |  |  | 1 |  | RB-Appl-EffCW-med-ElecDHW-GasCDryer-Tier3-FrontAnyMFm1996CZ07rNCEH
RB-Appl-EffCW-med-ElecDHW-GasCDryer-Tier3-Front | DEER2016 | D16v1 | 2015-05-16 | Any | MFm | 1996 | CZ07 | rNCGF | Each | 1 | 518 | None | 99.9 | 0.0132 | 9.87 | 0.0955 | -0.000108 | 7.59 | 99.9 | 0.0132 | 9.87 | 0.0955 | -0.000108 | 7.59 |  |  | 1 |  | RB-Appl-EffCW-med-ElecDHW-GasCDryer-Tier3-FrontAnyMFm1996CZ07rNCGF
RB-Appl-EffCW-med-ElecDHW-GasCDryer-Tier3-Front | DEER2016 | D16v1 | 2015-05-16 | Any | MFm | 1996 | CZ08 | rDXGF | Each | 1 | 518 | None | 101 | 0.0147 | 9.83 | -0.328 | -0.000761 | 7.55 | 101 | 0.0147 | 9.83 | -0.328 | -0.000761 | 7.55 |  |  | 1 |  | RB-Appl-EffCW-med-ElecDHW-GasCDryer-Tier3-FrontAnyMFm1996CZ08rDXGF
RB-Appl-EffCW-med-ElecDHW-GasCDryer-Tier3-Front | DEER2016 | D16v1 | 2015-05-16 | Any | MFm | 1996 | CZ08 | rDXHP | Each | 1 | 518 | None | 99.9 | 0.0155 | 9.96 | 0.335 | -0.00088 | 7.62 | 99.9 | 0.0155 | 9.96 | 0.335 | -0.00088 | 7.62 |  |  | 1 |  | RB-Appl-EffCW-med-ElecDHW-GasCDryer-Tier3-FrontAnyMFm1996CZ08rDXHP
RB-Appl-EffCW-med-ElecDHW-GasCDryer-Tier3-Front | DEER2016 | D16v1 | 2015-05-16 | Any | MFm | 1996 | CZ08 | rNCEH | Each | 1 | 518 | None | 96.1 | 0.0128 | 9.96 | -0.83 | -0.000179 | 7.62 | 96.1 | 0.0128 | 9.96 | -0.83 | -0.000179 | 7.62 |  |  | 1 |  | RB-Appl-EffCW-med-ElecDHW-GasCDryer-Tier3-FrontAnyMFm1996CZ08rNCEH
RB-Appl-EffCW-med-ElecDHW-GasCDryer-Tier3-Front | DEER2016 | D16v1 | 2015-05-16 | Any | MFm | 1996 | CZ08 | rNCGF | Each | 1 | 518 | None | 98.2 | 0.0128 | 9.82 | -0.227 | -0.000209 | 7.57 | 98.2 | 0.0128 | 9.82 | -0.227 | -0.000209 | 7.57 |  |  | 1 |  | RB-Appl-EffCW-med-ElecDHW-GasCDryer-Tier3-FrontAnyMFm1996CZ08rNCGF
RB-Appl-EffCW-med-ElecDHW-GasCDryer-Tier3-Front | DEER2016 | D16v1 | 2015-05-16 | Any | MFm | 1996 | CZ09 | rDXGF | Each | 1 | 487 | None | 102 | 0.0135 | 9.78 | -2.33 | -0.00101 | 7.82 | 102 | 0.0135 | 9.78 | -2.33 | -0.00101 | 7.82 |  |  | 1 |  | RB-Appl-EffCW-med-ElecDHW-GasCDryer-Tier3-FrontAnyMFm1996CZ09rDXGF
RB-Appl-EffCW-med-ElecDHW-GasCDryer-Tier3-Front | DEER2016 | D16v1 | 2015-05-16 | Any | MFm | 1996 | CZ09 | rDXHP | Each | 1 | 487 | None | 100 | 0.0141 | 9.96 | -0.233 | -0.000422 | 7.62 | 100 | 0.0141 | 9.96 | -0.233 | -0.000422 | 7.62 |  |  | 1 |  | RB-Appl-EffCW-med-ElecDHW-GasCDryer-Tier3-FrontAnyMFm1996CZ09rDXHP
RB-Appl-EffCW-med-ElecDHW-GasCDryer-Tier3-Front | DEER2016 | D16v1 | 2015-05-16 | Any | MFm | 1996 | CZ09 | rNCEH | Each | 1 | 487 | None | 95 | 0.0126 | 9.96 | 2.75 | -0.000252 | 7.62 | 95 | 0.0126 | 9.96 | 2.75 | -0.000252 | 7.62 |  |  | 1 |  | RB-Appl-EffCW-med-ElecDHW-GasCDryer-Tier3-FrontAnyMFm1996CZ09rNCEH
RB-Appl-EffCW-med-ElecDHW-GasCDryer-Tier3-Front | DEER2016 | D16v1 | 2015-05-16 | Any | MFm | 1996 | CZ09 | rNCGF | Each | 1 | 487 | None | 98 | 0.0125 | 9.76 | -0.297 | -0.000267 | 7.87 | 98 | 0.0125 | 9.76 | -0.297 | -0.000267 | 7.87 |  |  | 1 |  | RB-Appl-EffCW-med-ElecDHW-GasCDryer-Tier3-FrontAnyMFm1996CZ09rNCGF
RB-Appl-EffCW-med-ElecDHW-GasCDryer-Tier3-Front | DEER2016 | D16v1 | 2015-05-16 | Any | MFm | 1996 | CZ10 | rDXGF | Each | 1 | 487 | None | 99.1 | 0.0141 | 9.77 | -1.47 | -0.00291 | 7.86 | 99.1 | 0.0141 | 9.77 | -1.47 | -0.00291 | 7.86 |  |  | 1 |  | RB-Appl-EffCW-med-ElecDHW-GasCDryer-Tier3-FrontAnyMFm1996CZ10rDXGF
RB-Appl-EffCW-med-ElecDHW-GasCDryer-Tier3-Front | DEER2016 | D16v1 | 2015-05-16 | Any | MFm | 1996 | CZ10 | rDXHP | Each | 1 | 487 | None | 97.3 | 0.0152 | 9.96 | 0.648 | -0.00161 | 7.62 | 97.3 | 0.0152 | 9.96 | 0.648 | -0.00161 | 7.62 |  |  | 1 |  | RB-Appl-EffCW-med-ElecDHW-GasCDryer-Tier3-FrontAnyMFm1996CZ10rDXHP
RB-Appl-EffCW-med-ElecDHW-GasCDryer-Tier3-Front | DEER2016 | D16v1 | 2015-05-16 | Any | MFm | 1996 | CZ10 | rNCEH | Each | 1 | 487 | None | 94.5 | 0.0123 | 9.96 | 2.76 | -0.000296 | 7.62 | 94.5 | 0.0123 | 9.96 | 2.76 | -0.000296 | 7.62 |  |  | 1 |  | RB-Appl-EffCW-med-ElecDHW-GasCDryer-Tier3-FrontAnyMFm1996CZ10rNCEH
RB-Appl-EffCW-med-ElecDHW-GasCDryer-Tier3-Front | DEER2016 | D16v1 | 2015-05-16 | Any | MFm | 1996 | CZ10 | rNCGF | Each | 1 | 487 | None | 97.5 | 0.0123 | 9.77 | -0.383 | -0.00028 | 7.85 | 97.5 | 0.0123 | 9.77 | -0.383 | -0.00028 | 7.85 |  |  | 1 |  | RB-Appl-EffCW-med-ElecDHW-GasCDryer-Tier3-FrontAnyMFm1996CZ10rNCGF
RB-Appl-EffCW-med-ElecDHW-GasCDryer-Tier3-Front | DEER2016 | D16v1 | 2015-05-16 | Any | MFm | 1996 | CZ11 | rDXGF | Each | 1 | 456 | None | 101 | 0.0138 | 9.71 | -2.01 | -0.000786 | 7.81 | 101 | 0.0138 | 9.71 | -2.01 | -0.000786 | 7.81 |  |  | 1 |  | RB-Appl-EffCW-med-ElecDHW-GasCDryer-Tier3-FrontAnyMFm1996CZ11rDXGF
RB-Appl-EffCW-med-ElecDHW-GasCDryer-Tier3-Front | DEER2016 | D16v1 | 2015-05-16 | Any | MFm | 1996 | CZ11 | rDXHP | Each | 1 | 456 | None | 98.9 | 0.0133 | 9.96 | -0.135 | -0.00124 | 7.62 | 98.9 | 0.0133 | 9.96 | -0.135 | -0.00124 | 7.62 |  |  | 1 |  | RB-Appl-EffCW-med-ElecDHW-GasCDryer-Tier3-FrontAnyMFm1996CZ11rDXHP
RB-Appl-EffCW-med-ElecDHW-GasCDryer-Tier3-Front | DEER2016 | D16v1 | 2015-05-16 | Any | MFm | 1996 | CZ11 | rNCEH | Each | 1 | 456 | None | 94.9 | 0.0123 | 9.96 | 2.7 | -0.000307 | 7.62 | 94.9 | 0.0123 | 9.96 | 2.7 | -0.000307 | 7.62 |  |  | 1 |  | RB-Appl-EffCW-med-ElecDHW-GasCDryer-Tier3-FrontAnyMFm1996CZ11rNCEH
RB-Appl-EffCW-med-ElecDHW-GasCDryer-Tier3-Front | DEER2016 | D16v1 | 2015-05-16 | Any | MFm | 1996 | CZ11 | rNCGF | Each | 1 | 456 | None | 98.6 | 0.0123 | 9.7 | -0.197 | -0.000301 | 7.81 | 98.6 | 0.0123 | 9.7 | -0.197 | -0.000301 | 7.81 |  |  | 1 |  | RB-Appl-EffCW-med-ElecDHW-GasCDryer-Tier3-FrontAnyMFm1996CZ11rNCGF
RB-Appl-EffCW-med-ElecDHW-GasCDryer-Tier3-Front | DEER2016 | D16v1 | 2015-05-16 | Any | MFm | 1996 | CZ12 | rDXGF | Each | 1 | 456 | None | 103 | 0.014 | 9.63 | -1.14 | 0.00159 | 7.88 | 103 | 0.014 | 9.63 | -1.14 | 0.00159 | 7.88 |  |  | 1 |  | RB-Appl-EffCW-med-ElecDHW-GasCDryer-Tier3-FrontAnyMFm1996CZ12rDXGF
RB-Appl-EffCW-med-ElecDHW-GasCDryer-Tier3-Front | DEER2016 | D16v1 | 2015-05-16 | Any | MFm | 1996 | CZ12 | rDXHP | Each | 1 | 456 | None | 101 | 0.0127 | 9.96 | 1.99 | -0.00106 | 7.62 | 101 | 0.0127 | 9.96 | 1.99 | -0.00106 | 7.62 |  |  | 1 |  | RB-Appl-EffCW-med-ElecDHW-GasCDryer-Tier3-FrontAnyMFm1996CZ12rDXHP
RB-Appl-EffCW-med-ElecDHW-GasCDryer-Tier3-Front | DEER2016 | D16v1 | 2015-05-16 | Any | MFm | 1996 | CZ12 | rNCEH | Each | 1 | 456 | None | 97.2 | 0.0131 | 9.96 | 4.18 | -0.000147 | 7.62 | 97.2 | 0.0131 | 9.96 | 4.18 | -0.000147 | 7.62 |  |  | 1 |  | RB-Appl-EffCW-med-ElecDHW-GasCDryer-Tier3-FrontAnyMFm1996CZ12rNCEH
RB-Appl-EffCW-med-ElecDHW-GasCDryer-Tier3-Front | DEER2016 | D16v1 | 2015-05-16 | Any | MFm | 1996 | CZ12 | rNCGF | Each | 1 | 456 | None | 102 | 0.0131 | 9.63 | 0.448 | -0.000138 | 7.89 | 102 | 0.0131 | 9.63 | 0.448 | -0.000138 | 7.89 |  |  | 1 |  | RB-Appl-EffCW-med-ElecDHW-GasCDryer-Tier3-FrontAnyMFm1996CZ12rNCGF
RB-Appl-EffCW-med-ElecDHW-GasCDryer-Tier3-Front | DEER2016 | D16v1 | 2015-05-16 | Any | MFm | 1996 | CZ13 | rDXGF | Each | 1 | 456 | None | 100 | 0.0126 | 9.69 | -2.34 | -0.00135 | 7.85 | 100 | 0.0126 | 9.69 | -2.34 | -0.00135 | 7.85 |  |  | 1 |  | RB-Appl-EffCW-med-ElecDHW-GasCDryer-Tier3-FrontAnyMFm1996CZ13rDXGF
RB-Appl-EffCW-med-ElecDHW-GasCDryer-Tier3-Front | DEER2016 | D16v1 | 2015-05-16 | Any | MFm | 1996 | CZ13 | rDXHP | Each | 1 | 456 | None | 97.4 | 0.0131 | 9.96 | -0.48 | -0.00129 | 7.62 | 97.4 | 0.0131 | 9.96 | -0.48 | -0.00129 | 7.62 |  |  | 1 |  | RB-Appl-EffCW-med-ElecDHW-GasCDryer-Tier3-FrontAnyMFm1996CZ13rDXHP
RB-Appl-EffCW-med-ElecDHW-GasCDryer-Tier3-Front | DEER2016 | D16v1 | 2015-05-16 | Any | MFm | 1996 | CZ13 | rNCEH | Each | 1 | 456 | None | 93.2 | 0.0121 | 9.96 | 2.98 | -0.00033 | 7.62 | 93.2 | 0.0121 | 9.96 | 2.98 | -0.00033 | 7.62 |  |  | 1 |  | RB-Appl-EffCW-med-ElecDHW-GasCDryer-Tier3-FrontAnyMFm1996CZ13rNCEH
RB-Appl-EffCW-med-ElecDHW-GasCDryer-Tier3-Front | DEER2016 | D16v1 | 2015-05-16 | Any | MFm | 1996 | CZ13 | rNCGF | Each | 1 | 456 | None | 97.4 | 0.0121 | 9.68 | -0.405 | -0.000328 | 7.87 | 97.4 | 0.0121 | 9.68 | -0.405 | -0.000328 | 7.87 |  |  | 1 |  | RB-Appl-EffCW-med-ElecDHW-GasCDryer-Tier3-FrontAnyMFm1996CZ13rNCGF
RB-Appl-EffCW-med-ElecDHW-GasCDryer-Tier3-Front | DEER2016 | D16v1 | 2015-05-16 | Any | MFm | 1996 | CZ14 | rDXGF | Each | 1 | 480 | None | 103 | 0.0119 | 9.75 | -2.29 | -0.00124 | 7.83 | 103 | 0.0119 | 9.75 | -2.29 | -0.00124 | 7.83 |  |  | 1 |  | RB-Appl-EffCW-med-ElecDHW-GasCDryer-Tier3-FrontAnyMFm1996CZ14rDXGF
RB-Appl-EffCW-med-ElecDHW-GasCDryer-Tier3-Front | DEER2016 | D16v1 | 2015-05-16 | Any | MFm | 1996 | CZ14 | rDXHP | Each | 1 | 480 | None | 101 | 0.0122 | 9.96 | -0.236 | -0.0012 | 7.62 | 101 | 0.0122 | 9.96 | -0.236 | -0.0012 | 7.62 |  |  | 1 |  | RB-Appl-EffCW-med-ElecDHW-GasCDryer-Tier3-FrontAnyMFm1996CZ14rDXHP
RB-Appl-EffCW-med-ElecDHW-GasCDryer-Tier3-Front | DEER2016 | D16v1 | 2015-05-16 | Any | MFm | 1996 | CZ14 | rNCEH | Each | 1 | 480 | None | 95.9 | 0.0117 | 9.96 | 3.52 | -0.000419 | 7.62 | 95.9 | 0.0117 | 9.96 | 3.52 | -0.000419 | 7.62 |  |  | 1 |  | RB-Appl-EffCW-med-ElecDHW-GasCDryer-Tier3-FrontAnyMFm1996CZ14rNCEH
RB-Appl-EffCW-med-ElecDHW-GasCDryer-Tier3-Front | DEER2016 | D16v1 | 2015-05-16 | Any | MFm | 1996 | CZ14 | rNCGF | Each | 1 | 480 | None | 99.6 | 0.0117 | 9.73 | 0.00752 | -0.000428 | 7.87 | 99.6 | 0.0117 | 9.73 | 0.00752 | -0.000428 | 7.87 |  |  | 1 |  | RB-Appl-EffCW-med-ElecDHW-GasCDryer-Tier3-FrontAnyMFm1996CZ14rNCGF
RB-Appl-EffCW-med-ElecDHW-GasCDryer-Tier3-Front | DEER2016 | D16v1 | 2015-05-16 | Any | MFm | 1996 | CZ15 | rDXGF | Each | 1 | 480 | None | 85.5 | 0.00979 | 9.88 | -5.99 | -0.00225 | 7.71 | 85.5 | 0.00979 | 9.88 | -5.99 | -0.00225 | 7.71 |  |  | 1 |  | RB-Appl-EffCW-med-ElecDHW-GasCDryer-Tier3-FrontAnyMFm1996CZ15rDXGF
RB-Appl-EffCW-med-ElecDHW-GasCDryer-Tier3-Front | DEER2016 | D16v1 | 2015-05-16 | Any | MFm | 1996 | CZ15 | rDXHP | Each | 1 | 480 | None | 84.5 | 0.0106 | 9.96 | -5.46 | -0.00206 | 7.62 | 84.5 | 0.0106 | 9.96 | -5.46 | -0.00206 | 7.62 |  |  | 1 |  | RB-Appl-EffCW-med-ElecDHW-GasCDryer-Tier3-FrontAnyMFm1996CZ15rDXHP
RB-Appl-EffCW-med-ElecDHW-GasCDryer-Tier3-Front | DEER2016 | D16v1 | 2015-05-16 | Any | MFm | 1996 | CZ15 | rNCEH | Each | 1 | 480 | None | 80.6 | 0.00938 | 9.96 | -2.22 | -0.000863 | 7.62 | 80.6 | 0.00938 | 9.96 | -2.22 | -0.000863 | 7.62 |  |  | 1 |  | RB-Appl-EffCW-med-ElecDHW-GasCDryer-Tier3-FrontAnyMFm1996CZ15rNCEH
RB-Appl-EffCW-med-ElecDHW-GasCDryer-Tier3-Front | DEER2016 | D16v1 | 2015-05-16 | Any | MFm | 1996 | CZ15 | rNCGF | Each | 1 | 480 | None | 81.9 | 0.00937 | 9.88 | -3.47 | -0.000861 | 7.71 | 81.9 | 0.00937 | 9.88 | -3.47 | -0.000861 | 7.71 |  |  | 1 |  | RB-Appl-EffCW-med-ElecDHW-GasCDryer-Tier3-FrontAnyMFm1996CZ15rNCGF
RB-Appl-EffCW-med-ElecDHW-GasCDryer-Tier3-Front | DEER2016 | D16v1 | 2015-05-16 | Any | MFm | 1996 | CZ16 | rDXGF | Each | 1 | 432 | None | 117 | 0.014 | 9.54 | 1.41 | -0.00196 | 7.91 | 117 | 0.014 | 9.54 | 1.41 | -0.00196 | 7.91 |  |  | 1 |  | RB-Appl-EffCW-med-ElecDHW-GasCDryer-Tier3-FrontAnyMFm1996CZ16rDXGF
RB-Appl-EffCW-med-ElecDHW-GasCDryer-Tier3-Front | DEER2016 | D16v1 | 2015-05-16 | Any | MFm | 1996 | CZ16 | rDXHP | Each | 1 | 432 | None | 112 | 0.0153 | 9.96 | 5.12 | -0.00107 | 7.62 | 112 | 0.0153 | 9.96 | 5.12 | -0.00107 | 7.62 |  |  | 1 |  | RB-Appl-EffCW-med-ElecDHW-GasCDryer-Tier3-FrontAnyMFm1996CZ16rDXHP
RB-Appl-EffCW-med-ElecDHW-GasCDryer-Tier3-Front | DEER2016 | D16v1 | 2015-05-16 | Any | MFm | 1996 | CZ16 | rNCEH | Each | 1 | 432 | None | 108 | 0.0147 | 9.96 | 7.45 | 0.000164 | 7.62 | 108 | 0.0147 | 9.96 | 7.45 | 0.000164 | 7.62 |  |  | 1 |  | RB-Appl-EffCW-med-ElecDHW-GasCDryer-Tier3-FrontAnyMFm1996CZ16rNCEH
RB-Appl-EffCW-med-ElecDHW-GasCDryer-Tier3-Front | DEER2016 | D16v1 | 2015-05-16 | Any | MFm | 1996 | CZ16 | rNCGF | Each | 1 | 432 | None | 115 | 0.0146 | 9.54 | 3.04 | 0.000165 | 7.93 | 115 | 0.0146 | 9.54 | 3.04 | 0.000165 | 7.93 |  |  | 1 |  | RB-Appl-EffCW-med-ElecDHW-GasCDryer-Tier3-FrontAnyMFm1996CZ16rNCGF
RB-Appl-EffCW-med-ElecDHW-GasCDryer-Tier3-Front | DEER2016 | D16v1 | 2015-05-16 | Any | MFm | 2003 | CZ01 | rDXGF | Each | 1 | 441 | None | 115 | 0.0157 | 9.62 | 2.83 | -0.000719 | 7.94 | 115 | 0.0157 | 9.62 | 2.83 | -0.000719 | 7.94 |  |  | 1 |  | RB-Appl-EffCW-med-ElecDHW-GasCDryer-Tier3-FrontAnyMFm2003CZ01rDXGF
RB-Appl-EffCW-med-ElecDHW-GasCDryer-Tier3-Front | DEER2016 | D16v1 | 2015-05-16 | Any | MFm | 2003 | CZ01 | rDXHP | Each | 1 | 441 | None | 112 | 0.0166 | 9.96 | 6.51 | 0.00196 | 7.62 | 112 | 0.0166 | 9.96 | 6.51 | 0.00196 | 7.62 |  |  | 1 |  | RB-Appl-EffCW-med-ElecDHW-GasCDryer-Tier3-FrontAnyMFm2003CZ01rDXHP
RB-Appl-EffCW-med-ElecDHW-GasCDryer-Tier3-Front | DEER2016 | D16v1 | 2015-05-16 | Any | MFm | 2003 | CZ01 | rNCEH | Each | 1 | 441 | None | 109 | 0.0154 | 9.96 | 8.51 | 0.000307 | 7.62 | 109 | 0.0154 | 9.96 | 8.51 | 0.000307 | 7.62 |  |  | 1 |  | RB-Appl-EffCW-med-ElecDHW-GasCDryer-Tier3-FrontAnyMFm2003CZ01rNCEH
RB-Appl-EffCW-med-ElecDHW-GasCDryer-Tier3-Front | DEER2016 | D16v1 | 2015-05-16 | Any | MFm | 2003 | CZ01 | rNCGF | Each | 1 | 441 | None | 115 | 0.0154 | 9.6 | 3.11 | 0.000284 | 7.97 | 115 | 0.0154 | 9.6 | 3.11 | 0.000284 | 7.97 |  |  | 1 |  | RB-Appl-EffCW-med-ElecDHW-GasCDryer-Tier3-FrontAnyMFm2003CZ01rNCGF
RB-Appl-EffCW-med-ElecDHW-GasCDryer-Tier3-Front | DEER2016 | D16v1 | 2015-05-16 | Any | MFm | 2003 | CZ02 | rDXGF | Each | 1 | 474 | None | 107 | 0.0186 | 9.58 | 0.351 | 0.00025 | 7.84 | 107 | 0.0186 | 9.58 | 0.351 | 0.00025 | 7.84 |  |  | 1 |  | RB-Appl-EffCW-med-ElecDHW-GasCDryer-Tier3-FrontAnyMFm2003CZ02rDXGF
RB-Appl-EffCW-med-ElecDHW-GasCDryer-Tier3-Front | DEER2016 | D16v1 | 2015-05-16 | Any | MFm | 2003 | CZ02 | rDXHP | Each | 1 | 474 | None | 105 | 0.0157 | 9.96 | 3.31 | -0.00164 | 7.62 | 105 | 0.0157 | 9.96 | 3.31 | -0.00164 | 7.62 |  |  | 1 |  | RB-Appl-EffCW-med-ElecDHW-GasCDryer-Tier3-FrontAnyMFm2003CZ02rDXHP
RB-Appl-EffCW-med-ElecDHW-GasCDryer-Tier3-Front | DEER2016 | D16v1 | 2015-05-16 | Any | MFm | 2003 | CZ02 | rNCEH | Each | 1 | 474 | None | 102 | 0.0142 | 9.96 | 5.35 | 7.85e-05 | 7.62 | 102 | 0.0142 | 9.96 | 5.35 | 7.85e-05 | 7.62 |  |  | 1 |  | RB-Appl-EffCW-med-ElecDHW-GasCDryer-Tier3-FrontAnyMFm2003CZ02rNCEH
RB-Appl-EffCW-med-ElecDHW-GasCDryer-Tier3-Front | DEER2016 | D16v1 | 2015-05-16 | Any | MFm | 2003 | CZ02 | rNCGF | Each | 1 | 474 | None | 107 | 0.0141 | 9.6 | 1.67 | 9.96e-05 | 7.86 | 107 | 0.0141 | 9.6 | 1.67 | 9.96e-05 | 7.86 |  |  | 1 |  | RB-Appl-EffCW-med-ElecDHW-GasCDryer-Tier3-FrontAnyMFm2003CZ02rNCGF
RB-Appl-EffCW-med-ElecDHW-GasCDryer-Tier3-Front | DEER2016 | D16v1 | 2015-05-16 | Any | MFm | 2003 | CZ03 | rDXGF | Each | 1 | 441 | None | 107 | 0.0163 | 9.52 | 1.33 | -0.000208 | 7.95 | 107 | 0.0163 | 9.52 | 1.33 | -0.000208 | 7.95 |  |  | 1 |  | RB-Appl-EffCW-med-ElecDHW-GasCDryer-Tier3-FrontAnyMFm2003CZ03rDXGF
RB-Appl-EffCW-med-ElecDHW-GasCDryer-Tier3-Front | DEER2016 | D16v1 | 2015-05-16 | Any | MFm | 2003 | CZ03 | rDXHP | Each | 1 | 441 | None | 104 | 0.0152 | 9.96 | 4.92 | 4.86e-05 | 7.62 | 104 | 0.0152 | 9.96 | 4.92 | 4.86e-05 | 7.62 |  |  | 1 |  | RB-Appl-EffCW-med-ElecDHW-GasCDryer-Tier3-FrontAnyMFm2003CZ03rDXHP
RB-Appl-EffCW-med-ElecDHW-GasCDryer-Tier3-Front | DEER2016 | D16v1 | 2015-05-16 | Any | MFm | 2003 | CZ03 | rNCEH | Each | 1 | 441 | None | 101 | 0.0144 | 9.96 | 6.21 | 0.000102 | 7.62 | 101 | 0.0144 | 9.96 | 6.21 | 0.000102 | 7.62 |  |  | 1 |  | RB-Appl-EffCW-med-ElecDHW-GasCDryer-Tier3-FrontAnyMFm2003CZ03rNCEH
RB-Appl-EffCW-med-ElecDHW-GasCDryer-Tier3-Front | DEER2016 | D16v1 | 2015-05-16 | Any | MFm | 2003 | CZ03 | rNCGF | Each | 1 | 441 | None | 107 | 0.0144 | 9.52 | 1.6 | 0.000105 | 7.97 | 107 | 0.0144 | 9.52 | 1.6 | 0.000105 | 7.97 |  |  | 1 |  | RB-Appl-EffCW-med-ElecDHW-GasCDryer-Tier3-FrontAnyMFm2003CZ03rNCGF
RB-Appl-EffCW-med-ElecDHW-GasCDryer-Tier3-Front | DEER2016 | D16v1 | 2015-05-16 | Any | MFm | 2003 | CZ04 | rDXGF | Each | 1 | 441 | None | 105 | 0.0159 | 9.66 | -0.865 | 0.00015 | 7.8 | 105 | 0.0159 | 9.66 | -0.865 | 0.00015 | 7.8 |  |  | 1 |  | RB-Appl-EffCW-med-ElecDHW-GasCDryer-Tier3-FrontAnyMFm2003CZ04rDXGF
RB-Appl-EffCW-med-ElecDHW-GasCDryer-Tier3-Front | DEER2016 | D16v1 | 2015-05-16 | Any | MFm | 2003 | CZ04 | rDXHP | Each | 1 | 441 | None | 103 | 0.0159 | 9.96 | 2.24 | -0.000749 | 7.62 | 103 | 0.0159 | 9.96 | 2.24 | -0.000749 | 7.62 |  |  | 1 |  | RB-Appl-EffCW-med-ElecDHW-GasCDryer-Tier3-FrontAnyMFm2003CZ04rDXHP
RB-Appl-EffCW-med-ElecDHW-GasCDryer-Tier3-Front | DEER2016 | D16v1 | 2015-05-16 | Any | MFm | 2003 | CZ04 | rNCEH | Each | 1 | 441 | None | 99.8 | 0.0133 | 9.96 | 3.72 | -9.72e-05 | 7.62 | 99.8 | 0.0133 | 9.96 | 3.72 | -9.72e-05 | 7.62 |  |  | 1 |  | RB-Appl-EffCW-med-ElecDHW-GasCDryer-Tier3-FrontAnyMFm2003CZ04rNCEH
RB-Appl-EffCW-med-ElecDHW-GasCDryer-Tier3-Front | DEER2016 | D16v1 | 2015-05-16 | Any | MFm | 2003 | CZ04 | rNCGF | Each | 1 | 441 | None | 104 | 0.0133 | 9.66 | 0.813 | -0.000107 | 7.8 | 104 | 0.0133 | 9.66 | 0.813 | -0.000107 | 7.8 |  |  | 1 |  | RB-Appl-EffCW-med-ElecDHW-GasCDryer-Tier3-FrontAnyMFm2003CZ04rNCGF
RB-Appl-EffCW-med-ElecDHW-GasCDryer-Tier3-Front | DEER2016 | D16v1 | 2015-05-16 | Any | MFm | 2003 | CZ05 | rDXGF | Each | 1 | 441 | None | 109 | 0.0152 | 9.6 | 1.74 | -0.000271 | 7.94 | 109 | 0.0152 | 9.6 | 1.74 | -0.000271 | 7.94 |  |  | 1 |  | RB-Appl-EffCW-med-ElecDHW-GasCDryer-Tier3-FrontAnyMFm2003CZ05rDXGF
RB-Appl-EffCW-med-ElecDHW-GasCDryer-Tier3-Front | DEER2016 | D16v1 | 2015-05-16 | Any | MFm | 2003 | CZ05 | rDXHP | Each | 1 | 441 | None | 106 | 0.0147 | 9.96 | 5.18 | -0.000176 | 7.62 | 106 | 0.0147 | 9.96 | 5.18 | -0.000176 | 7.62 |  |  | 1 |  | RB-Appl-EffCW-med-ElecDHW-GasCDryer-Tier3-FrontAnyMFm2003CZ05rDXHP
RB-Appl-EffCW-med-ElecDHW-GasCDryer-Tier3-Front | DEER2016 | D16v1 | 2015-05-16 | Any | MFm | 2003 | CZ05 | rNCEH | Each | 1 | 441 | None | 103 | 0.0145 | 9.96 | 6.51 | 0.000124 | 7.62 | 103 | 0.0145 | 9.96 | 6.51 | 0.000124 | 7.62 |  |  | 1 |  | RB-Appl-EffCW-med-ElecDHW-GasCDryer-Tier3-FrontAnyMFm2003CZ05rNCEH
RB-Appl-EffCW-med-ElecDHW-GasCDryer-Tier3-Front | DEER2016 | D16v1 | 2015-05-16 | Any | MFm | 2003 | CZ05 | rNCGF | Each | 1 | 441 | None | 109 | 0.0145 | 9.58 | 1.9 | 0.000123 | 7.95 | 109 | 0.0145 | 9.58 | 1.9 | 0.000123 | 7.95 |  |  | 1 |  | RB-Appl-EffCW-med-ElecDHW-GasCDryer-Tier3-FrontAnyMFm2003CZ05rNCGF
RB-Appl-EffCW-med-ElecDHW-GasCDryer-Tier3-Front | DEER2016 | D16v1 | 2015-05-16 | Any | MFm | 2003 | CZ06 | rDXGF | Each | 1 | 538 | None | 102 | 0.012 | 9.84 | 0.173 | -0.000319 | 7.58 | 102 | 0.012 | 9.84 | 0.173 | -0.000319 | 7.58 |  |  | 1 |  | RB-Appl-EffCW-med-ElecDHW-GasCDryer-Tier3-FrontAnyMFm2003CZ06rDXGF
RB-Appl-EffCW-med-ElecDHW-GasCDryer-Tier3-Front | DEER2016 | D16v1 | 2015-05-16 | Any | MFm | 2003 | CZ06 | rDXHP | Each | 1 | 538 | None | 101 | 0.0131 | 9.96 | -0.0793 | -0.00117 | 7.62 | 101 | 0.0131 | 9.96 | -0.0793 | -0.00117 | 7.62 |  |  | 1 |  | RB-Appl-EffCW-med-ElecDHW-GasCDryer-Tier3-FrontAnyMFm2003CZ06rDXHP
RB-Appl-EffCW-med-ElecDHW-GasCDryer-Tier3-Front | DEER2016 | D16v1 | 2015-05-16 | Any | MFm | 2003 | CZ06 | rNCEH | Each | 1 | 538 | None | 98.5 | 0.0132 | 9.96 | -0.48 | -0.000104 | 7.62 | 98.5 | 0.0132 | 9.96 | -0.48 | -0.000104 | 7.62 |  |  | 1 |  | RB-Appl-EffCW-med-ElecDHW-GasCDryer-Tier3-FrontAnyMFm2003CZ06rNCEH
RB-Appl-EffCW-med-ElecDHW-GasCDryer-Tier3-Front | DEER2016 | D16v1 | 2015-05-16 | Any | MFm | 2003 | CZ06 | rNCGF | Each | 1 | 538 | None | 101 | 0.0132 | 9.81 | 0.238 | -0.000125 | 7.56 | 101 | 0.0132 | 9.81 | 0.238 | -0.000125 | 7.56 |  |  | 1 |  | RB-Appl-EffCW-med-ElecDHW-GasCDryer-Tier3-FrontAnyMFm2003CZ06rNCGF
RB-Appl-EffCW-med-ElecDHW-GasCDryer-Tier3-Front | DEER2016 | D16v1 | 2015-05-16 | Any | MFm | 2003 | CZ07 | rDXGF | Each | 1 | 538 | None | 101 | 0.0125 | 9.85 | -0.0307 | -0.00248 | 7.57 | 101 | 0.0125 | 9.85 | -0.0307 | -0.00248 | 7.57 |  |  | 1 |  | RB-Appl-EffCW-med-ElecDHW-GasCDryer-Tier3-FrontAnyMFm2003CZ07rDXGF
RB-Appl-EffCW-med-ElecDHW-GasCDryer-Tier3-Front | DEER2016 | D16v1 | 2015-05-16 | Any | MFm | 2003 | CZ07 | rDXHP | Each | 1 | 538 | None | 100 | 0.0132 | 9.96 | 0.13 | -0.000903 | 7.62 | 100 | 0.0132 | 9.96 | 0.13 | -0.000903 | 7.62 |  |  | 1 |  | RB-Appl-EffCW-med-ElecDHW-GasCDryer-Tier3-FrontAnyMFm2003CZ07rDXHP
RB-Appl-EffCW-med-ElecDHW-GasCDryer-Tier3-Front | DEER2016 | D16v1 | 2015-05-16 | Any | MFm | 2003 | CZ07 | rNCEH | Each | 1 | 538 | None | 97.9 | 0.0132 | 9.96 | -0.501 | -0.000104 | 7.62 | 97.9 | 0.0132 | 9.96 | -0.501 | -0.000104 | 7.62 |  |  | 1 |  | RB-Appl-EffCW-med-ElecDHW-GasCDryer-Tier3-FrontAnyMFm2003CZ07rNCEH
RB-Appl-EffCW-med-ElecDHW-GasCDryer-Tier3-Front | DEER2016 | D16v1 | 2015-05-16 | Any | MFm | 2003 | CZ07 | rNCGF | Each | 1 | 538 | None | 99.8 | 0.0132 | 9.85 | 0.0438 | -0.000107 | 7.59 | 99.8 | 0.0132 | 9.85 | 0.0438 | -0.000107 | 7.59 |  |  | 1 |  | RB-Appl-EffCW-med-ElecDHW-GasCDryer-Tier3-FrontAnyMFm2003CZ07rNCGF
RB-Appl-EffCW-med-ElecDHW-GasCDryer-Tier3-Front | DEER2016 | D16v1 | 2015-05-16 | Any | MFm | 2003 | CZ08 | rDXGF | Each | 1 | 538 | None | 99.8 | 0.0134 | 9.84 | -0.598 | -0.000537 | 7.57 | 99.8 | 0.0134 | 9.84 | -0.598 | -0.000537 | 7.57 |  |  | 1 |  | RB-Appl-EffCW-med-ElecDHW-GasCDryer-Tier3-FrontAnyMFm2003CZ08rDXGF
RB-Appl-EffCW-med-ElecDHW-GasCDryer-Tier3-Front | DEER2016 | D16v1 | 2015-05-16 | Any | MFm | 2003 | CZ08 | rDXHP | Each | 1 | 538 | None | 99.4 | 0.0131 | 9.96 | -0.159 | -0.000134 | 7.62 | 99.4 | 0.0131 | 9.96 | -0.159 | -0.000134 | 7.62 |  |  | 1 |  | RB-Appl-EffCW-med-ElecDHW-GasCDryer-Tier3-FrontAnyMFm2003CZ08rDXHP
RB-Appl-EffCW-med-ElecDHW-GasCDryer-Tier3-Front | DEER2016 | D16v1 | 2015-05-16 | Any | MFm | 2003 | CZ08 | rNCEH | Each | 1 | 538 | None | 96 | 0.0127 | 9.96 | -0.915 | -0.000186 | 7.62 | 96 | 0.0127 | 9.96 | -0.915 | -0.000186 | 7.62 |  |  | 1 |  | RB-Appl-EffCW-med-ElecDHW-GasCDryer-Tier3-FrontAnyMFm2003CZ08rNCEH
RB-Appl-EffCW-med-ElecDHW-GasCDryer-Tier3-Front | DEER2016 | D16v1 | 2015-05-16 | Any | MFm | 2003 | CZ08 | rNCGF | Each | 1 | 538 | None | 98.2 | 0.0127 | 9.81 | -0.281 | -0.000187 | 7.57 | 98.2 | 0.0127 | 9.81 | -0.281 | -0.000187 | 7.57 |  |  | 1 |  | RB-Appl-EffCW-med-ElecDHW-GasCDryer-Tier3-FrontAnyMFm2003CZ08rNCGF
RB-Appl-EffCW-med-ElecDHW-GasCDryer-Tier3-Front | DEER2016 | D16v1 | 2015-05-16 | Any | MFm | 2003 | CZ09 | rDXGF | Each | 1 | 499 | None | 99.8 | 0.0135 | 9.78 | -2 | -0.000858 | 7.85 | 99.8 | 0.0135 | 9.78 | -2 | -0.000858 | 7.85 |  |  | 1 |  | RB-Appl-EffCW-med-ElecDHW-GasCDryer-Tier3-FrontAnyMFm2003CZ09rDXGF
RB-Appl-EffCW-med-ElecDHW-GasCDryer-Tier3-Front | DEER2016 | D16v1 | 2015-05-16 | Any | MFm | 2003 | CZ09 | rDXHP | Each | 1 | 499 | None | 98.1 | 0.014 | 9.96 | 0.597 | -0.00058 | 7.62 | 98.1 | 0.014 | 9.96 | 0.597 | -0.00058 | 7.62 |  |  | 1 |  | RB-Appl-EffCW-med-ElecDHW-GasCDryer-Tier3-FrontAnyMFm2003CZ09rDXHP
RB-Appl-EffCW-med-ElecDHW-GasCDryer-Tier3-Front | DEER2016 | D16v1 | 2015-05-16 | Any | MFm | 2003 | CZ09 | rNCEH | Each | 1 | 499 | None | 94.8 | 0.0126 | 9.96 | 3.16 | -0.000235 | 7.62 | 94.8 | 0.0126 | 9.96 | 3.16 | -0.000235 | 7.62 |  |  | 1 |  | RB-Appl-EffCW-med-ElecDHW-GasCDryer-Tier3-FrontAnyMFm2003CZ09rNCEH
RB-Appl-EffCW-med-ElecDHW-GasCDryer-Tier3-Front | DEER2016 | D16v1 | 2015-05-16 | Any | MFm | 2003 | CZ09 | rNCGF | Each | 1 | 499 | None | 97.9 | 0.0125 | 9.74 | -0.137 | -0.000238 | 7.86 | 97.9 | 0.0125 | 9.74 | -0.137 | -0.000238 | 7.86 |  |  | 1 |  | RB-Appl-EffCW-med-ElecDHW-GasCDryer-Tier3-FrontAnyMFm2003CZ09rNCGF
RB-Appl-EffCW-med-ElecDHW-GasCDryer-Tier3-Front | DEER2016 | D16v1 | 2015-05-16 | Any | MFm | 2003 | CZ10 | rDXGF | Each | 1 | 474 | None | 99.2 | 0.0135 | 9.8 | -2.07 | -0.00102 | 7.79 | 99.2 | 0.0135 | 9.8 | -2.07 | -0.00102 | 7.79 |  |  | 1 |  | RB-Appl-EffCW-med-ElecDHW-GasCDryer-Tier3-FrontAnyMFm2003CZ10rDXGF
RB-Appl-EffCW-med-ElecDHW-GasCDryer-Tier3-Front | DEER2016 | D16v1 | 2015-05-16 | Any | MFm | 2003 | CZ10 | rDXHP | Each | 1 | 474 | None | 98.7 | 0.0136 | 9.96 | -0.0525 | -0.00135 | 7.62 | 98.7 | 0.0136 | 9.96 | -0.0525 | -0.00135 | 7.62 |  |  | 1 |  | RB-Appl-EffCW-med-ElecDHW-GasCDryer-Tier3-FrontAnyMFm2003CZ10rDXHP
RB-Appl-EffCW-med-ElecDHW-GasCDryer-Tier3-Front | DEER2016 | D16v1 | 2015-05-16 | Any | MFm | 2003 | CZ10 | rNCEH | Each | 1 | 474 | None | 94.9 | 0.0123 | 9.96 | 2.25 | -0.000265 | 7.62 | 94.9 | 0.0123 | 9.96 | 2.25 | -0.000265 | 7.62 |  |  | 1 |  | RB-Appl-EffCW-med-ElecDHW-GasCDryer-Tier3-FrontAnyMFm2003CZ10rNCEH
RB-Appl-EffCW-med-ElecDHW-GasCDryer-Tier3-Front | DEER2016 | D16v1 | 2015-05-16 | Any | MFm | 2003 | CZ10 | rNCGF | Each | 1 | 474 | None | 97.6 | 0.0123 | 9.79 | -0.156 | -0.000259 | 7.79 | 97.6 | 0.0123 | 9.79 | -0.156 | -0.000259 | 7.79 |  |  | 1 |  | RB-Appl-EffCW-med-ElecDHW-GasCDryer-Tier3-FrontAnyMFm2003CZ10rNCGF
RB-Appl-EffCW-med-ElecDHW-GasCDryer-Tier3-Front | DEER2016 | D16v1 | 2015-05-16 | Any | MFm | 2003 | CZ11 | rDXGF | Each | 1 | 474 | None | 102 | 0.0125 | 9.66 | -1.64 | -0.00113 | 7.85 | 102 | 0.0125 | 9.66 | -1.64 | -0.00113 | 7.85 |  |  | 1 |  | RB-Appl-EffCW-med-ElecDHW-GasCDryer-Tier3-FrontAnyMFm2003CZ11rDXGF
RB-Appl-EffCW-med-ElecDHW-GasCDryer-Tier3-Front | DEER2016 | D16v1 | 2015-05-16 | Any | MFm | 2003 | CZ11 | rDXHP | Each | 1 | 474 | None | 98.7 | 0.013 | 9.96 | 0.129 | -0.000982 | 7.62 | 98.7 | 0.013 | 9.96 | 0.129 | -0.000982 | 7.62 |  |  | 1 |  | RB-Appl-EffCW-med-ElecDHW-GasCDryer-Tier3-FrontAnyMFm2003CZ11rDXHP
RB-Appl-EffCW-med-ElecDHW-GasCDryer-Tier3-Front | DEER2016 | D16v1 | 2015-05-16 | Any | MFm | 2003 | CZ11 | rNCEH | Each | 1 | 474 | None | 94.4 | 0.0123 | 9.96 | 3.78 | -0.000273 | 7.62 | 94.4 | 0.0123 | 9.96 | 3.78 | -0.000273 | 7.62 |  |  | 1 |  | RB-Appl-EffCW-med-ElecDHW-GasCDryer-Tier3-FrontAnyMFm2003CZ11rNCEH
RB-Appl-EffCW-med-ElecDHW-GasCDryer-Tier3-Front | DEER2016 | D16v1 | 2015-05-16 | Any | MFm | 2003 | CZ11 | rNCGF | Each | 1 | 474 | None | 98.7 | 0.0123 | 9.65 | 0.0702 | -0.000297 | 7.87 | 98.7 | 0.0123 | 9.65 | 0.0702 | -0.000297 | 7.87 |  |  | 1 |  | RB-Appl-EffCW-med-ElecDHW-GasCDryer-Tier3-FrontAnyMFm2003CZ11rNCGF
RB-Appl-EffCW-med-ElecDHW-GasCDryer-Tier3-Front | DEER2016 | D16v1 | 2015-05-16 | Any | MFm | 2003 | CZ12 | rDXGF | Each | 1 | 474 | None | 104 | 0.0146 | 9.69 | -1.19 | -0.0013 | 7.84 | 104 | 0.0146 | 9.69 | -1.19 | -0.0013 | 7.84 |  |  | 1 |  | RB-Appl-EffCW-med-ElecDHW-GasCDryer-Tier3-FrontAnyMFm2003CZ12rDXGF
RB-Appl-EffCW-med-ElecDHW-GasCDryer-Tier3-Front | DEER2016 | D16v1 | 2015-05-16 | Any | MFm | 2003 | CZ12 | rDXHP | Each | 1 | 474 | None | 102 | 0.0159 | 9.96 | 1.15 | -0.000366 | 7.62 | 102 | 0.0159 | 9.96 | 1.15 | -0.000366 | 7.62 |  |  | 1 |  | RB-Appl-EffCW-med-ElecDHW-GasCDryer-Tier3-FrontAnyMFm2003CZ12rDXHP
RB-Appl-EffCW-med-ElecDHW-GasCDryer-Tier3-Front | DEER2016 | D16v1 | 2015-05-16 | Any | MFm | 2003 | CZ12 | rNCEH | Each | 1 | 474 | None | 97.9 | 0.0131 | 9.96 | 4.12 | -0.000114 | 7.62 | 97.9 | 0.0131 | 9.96 | 4.12 | -0.000114 | 7.62 |  |  | 1 |  | RB-Appl-EffCW-med-ElecDHW-GasCDryer-Tier3-FrontAnyMFm2003CZ12rNCEH
RB-Appl-EffCW-med-ElecDHW-GasCDryer-Tier3-Front | DEER2016 | D16v1 | 2015-05-16 | Any | MFm | 2003 | CZ12 | rNCGF | Each | 1 | 474 | None | 102 | 0.0131 | 9.68 | 0.715 | -0.000105 | 7.85 | 102 | 0.0131 | 9.68 | 0.715 | -0.000105 | 7.85 |  |  | 1 |  | RB-Appl-EffCW-med-ElecDHW-GasCDryer-Tier3-FrontAnyMFm2003CZ12rNCGF
RB-Appl-EffCW-med-ElecDHW-GasCDryer-Tier3-Front | DEER2016 | D16v1 | 2015-05-16 | Any | MFm | 2003 | CZ13 | rDXGF | Each | 1 | 474 | None | 101 | 0.0126 | 9.75 | -1.85 | -0.00117 | 7.84 | 101 | 0.0126 | 9.75 | -1.85 | -0.00117 | 7.84 |  |  | 1 |  | RB-Appl-EffCW-med-ElecDHW-GasCDryer-Tier3-FrontAnyMFm2003CZ13rDXGF
RB-Appl-EffCW-med-ElecDHW-GasCDryer-Tier3-Front | DEER2016 | D16v1 | 2015-05-16 | Any | MFm | 2003 | CZ13 | rDXHP | Each | 1 | 474 | None | 98.3 | 0.0134 | 9.96 | -0.273 | -0.00112 | 7.62 | 98.3 | 0.0134 | 9.96 | -0.273 | -0.00112 | 7.62 |  |  | 1 |  | RB-Appl-EffCW-med-ElecDHW-GasCDryer-Tier3-FrontAnyMFm2003CZ13rDXHP
RB-Appl-EffCW-med-ElecDHW-GasCDryer-Tier3-Front | DEER2016 | D16v1 | 2015-05-16 | Any | MFm | 2003 | CZ13 | rNCEH | Each | 1 | 474 | None | 94 | 0.0122 | 9.96 | 3.06 | -0.000297 | 7.62 | 94 | 0.0122 | 9.96 | 3.06 | -0.000297 | 7.62 |  |  | 1 |  | RB-Appl-EffCW-med-ElecDHW-GasCDryer-Tier3-FrontAnyMFm2003CZ13rNCEH
RB-Appl-EffCW-med-ElecDHW-GasCDryer-Tier3-Front | DEER2016 | D16v1 | 2015-05-16 | Any | MFm | 2003 | CZ13 | rNCGF | Each | 1 | 474 | None | 97.5 | 0.0122 | 9.75 | -0.12 | -0.000292 | 7.84 | 97.5 | 0.0122 | 9.75 | -0.12 | -0.000292 | 7.84 |  |  | 1 |  | RB-Appl-EffCW-med-ElecDHW-GasCDryer-Tier3-FrontAnyMFm2003CZ13rNCGF
RB-Appl-EffCW-med-ElecDHW-GasCDryer-Tier3-Front | DEER2016 | D16v1 | 2015-05-16 | Any | MFm | 2003 | CZ14 | rDXGF | Each | 1 | 487 | None | 103 | 0.012 | 9.74 | -2.02 | -0.00118 | 7.84 | 103 | 0.012 | 9.74 | -2.02 | -0.00118 | 7.84 |  |  | 1 |  | RB-Appl-EffCW-med-ElecDHW-GasCDryer-Tier3-FrontAnyMFm2003CZ14rDXGF
RB-Appl-EffCW-med-ElecDHW-GasCDryer-Tier3-Front | DEER2016 | D16v1 | 2015-05-16 | Any | MFm | 2003 | CZ14 | rDXHP | Each | 1 | 487 | None | 101 | 0.0124 | 9.96 | -0.107 | -0.000803 | 7.62 | 101 | 0.0124 | 9.96 | -0.107 | -0.000803 | 7.62 |  |  | 1 |  | RB-Appl-EffCW-med-ElecDHW-GasCDryer-Tier3-FrontAnyMFm2003CZ14rDXHP
RB-Appl-EffCW-med-ElecDHW-GasCDryer-Tier3-Front | DEER2016 | D16v1 | 2015-05-16 | Any | MFm | 2003 | CZ14 | rNCEH | Each | 1 | 487 | None | 95.7 | 0.0118 | 9.96 | 3.73 | -0.000405 | 7.62 | 95.7 | 0.0118 | 9.96 | 3.73 | -0.000405 | 7.62 |  |  | 1 |  | RB-Appl-EffCW-med-ElecDHW-GasCDryer-Tier3-FrontAnyMFm2003CZ14rNCEH
RB-Appl-EffCW-med-ElecDHW-GasCDryer-Tier3-Front | DEER2016 | D16v1 | 2015-05-16 | Any | MFm | 2003 | CZ14 | rNCGF | Each | 1 | 487 | None | 99.5 | 0.0117 | 9.72 | 0.0198 | -0.000404 | 7.88 | 99.5 | 0.0117 | 9.72 | 0.0198 | -0.000404 | 7.88 |  |  | 1 |  | RB-Appl-EffCW-med-ElecDHW-GasCDryer-Tier3-FrontAnyMFm2003CZ14rNCGF
RB-Appl-EffCW-med-ElecDHW-GasCDryer-Tier3-Front | DEER2016 | D16v1 | 2015-05-16 | Any | MFm | 2003 | CZ15 | rDXGF | Each | 1 | 487 | None | 85.9 | 0.00986 | 9.87 | -5.88 | -0.00217 | 7.71 | 85.9 | 0.00986 | 9.87 | -5.88 | -0.00217 | 7.71 |  |  | 1 |  | RB-Appl-EffCW-med-ElecDHW-GasCDryer-Tier3-FrontAnyMFm2003CZ15rDXGF
RB-Appl-EffCW-med-ElecDHW-GasCDryer-Tier3-Front | DEER2016 | D16v1 | 2015-05-16 | Any | MFm | 2003 | CZ15 | rDXHP | Each | 1 | 487 | None | 84.4 | 0.0102 | 9.96 | -5.46 | -0.00175 | 7.62 | 84.4 | 0.0102 | 9.96 | -5.46 | -0.00175 | 7.62 |  |  | 1 |  | RB-Appl-EffCW-med-ElecDHW-GasCDryer-Tier3-FrontAnyMFm2003CZ15rDXHP
RB-Appl-EffCW-med-ElecDHW-GasCDryer-Tier3-Front | DEER2016 | D16v1 | 2015-05-16 | Any | MFm | 2003 | CZ15 | rNCEH | Each | 1 | 487 | None | 80.5 | 0.00941 | 9.96 | -2.13 | -0.000849 | 7.62 | 80.5 | 0.00941 | 9.96 | -2.13 | -0.000849 | 7.62 |  |  | 1 |  | RB-Appl-EffCW-med-ElecDHW-GasCDryer-Tier3-FrontAnyMFm2003CZ15rNCEH
RB-Appl-EffCW-med-ElecDHW-GasCDryer-Tier3-Front | DEER2016 | D16v1 | 2015-05-16 | Any | MFm | 2003 | CZ15 | rNCGF | Each | 1 | 487 | None | 81.9 | 0.00941 | 9.88 | -3.47 | -0.000842 | 7.71 | 81.9 | 0.00941 | 9.88 | -3.47 | -0.000842 | 7.71 |  |  | 1 |  | RB-Appl-EffCW-med-ElecDHW-GasCDryer-Tier3-FrontAnyMFm2003CZ15rNCGF
RB-Appl-EffCW-med-ElecDHW-GasCDryer-Tier3-Front | DEER2016 | D16v1 | 2015-05-16 | Any | MFm | 2003 | CZ16 | rDXGF | Each | 1 | 441 | None | 117 | 0.0155 | 9.6 | 1.44 | -0.000632 | 7.9 | 117 | 0.0155 | 9.6 | 1.44 | -0.000632 | 7.9 |  |  | 1 |  | RB-Appl-EffCW-med-ElecDHW-GasCDryer-Tier3-FrontAnyMFm2003CZ16rDXGF
RB-Appl-EffCW-med-ElecDHW-GasCDryer-Tier3-Front | DEER2016 | D16v1 | 2015-05-16 | Any | MFm | 2003 | CZ16 | rDXHP | Each | 1 | 441 | None | 113 | 0.0153 | 9.96 | 4.89 | -0.000609 | 7.62 | 113 | 0.0153 | 9.96 | 4.89 | -0.000609 | 7.62 |  |  | 1 |  | RB-Appl-EffCW-med-ElecDHW-GasCDryer-Tier3-FrontAnyMFm2003CZ16rDXHP
RB-Appl-EffCW-med-ElecDHW-GasCDryer-Tier3-Front | DEER2016 | D16v1 | 2015-05-16 | Any | MFm | 2003 | CZ16 | rNCEH | Each | 1 | 441 | None | 109 | 0.0147 | 9.96 | 7.15 | 0.000152 | 7.62 | 109 | 0.0147 | 9.96 | 7.15 | 0.000152 | 7.62 |  |  | 1 |  | RB-Appl-EffCW-med-ElecDHW-GasCDryer-Tier3-FrontAnyMFm2003CZ16rNCEH
RB-Appl-EffCW-med-ElecDHW-GasCDryer-Tier3-Front | DEER2016 | D16v1 | 2015-05-16 | Any | MFm | 2003 | CZ16 | rNCGF | Each | 1 | 441 | None | 114 | 0.0146 | 9.58 | 2.95 | 0.000159 | 7.92 | 114 | 0.0146 | 9.58 | 2.95 | 0.000159 | 7.92 |  |  | 1 |  | RB-Appl-EffCW-med-ElecDHW-GasCDryer-Tier3-FrontAnyMFm2003CZ16rNCGF
RB-Appl-EffCW-med-ElecDHW-GasCDryer-Tier3-Front | DEER2016 | D16v1 | 2015-05-16 | Any | MFm | 2007 | CZ01 | rDXGF | Each | 1 | 441 | None | 115 | 0.0163 | 9.45 | 2.31 | -0.000112 | 7.93 | 115 | 0.0163 | 9.45 | 2.31 | -0.000112 | 7.93 |  |  | 1 |  | RB-Appl-EffCW-med-ElecDHW-GasCDryer-Tier3-FrontAnyMFm2007CZ01rDXGF
RB-Appl-EffCW-med-ElecDHW-GasCDryer-Tier3-Front | DEER2016 | D16v1 | 2015-05-16 | Any | MFm | 2007 | CZ01 | rDXHP | Each | 1 | 441 | None | 112 | 0.0169 | 9.96 | 5.71 | -0.00233 | 7.62 | 112 | 0.0169 | 9.96 | 5.71 | -0.00233 | 7.62 |  |  | 1 |  | RB-Appl-EffCW-med-ElecDHW-GasCDryer-Tier3-FrontAnyMFm2007CZ01rDXHP
RB-Appl-EffCW-med-ElecDHW-GasCDryer-Tier3-Front | DEER2016 | D16v1 | 2015-05-16 | Any | MFm | 2007 | CZ01 | rNCEH | Each | 1 | 441 | None | 107 | 0.0153 | 9.96 | 9.34 | 0.000337 | 7.62 | 107 | 0.0153 | 9.96 | 9.34 | 0.000337 | 7.62 |  |  | 1 |  | RB-Appl-EffCW-med-ElecDHW-GasCDryer-Tier3-FrontAnyMFm2007CZ01rNCEH
RB-Appl-EffCW-med-ElecDHW-GasCDryer-Tier3-Front | DEER2016 | D16v1 | 2015-05-16 | Any | MFm | 2007 | CZ01 | rNCGF | Each | 1 | 441 | None | 115 | 0.0154 | 9.5 | 3.07 | 0.000308 | 8.03 | 115 | 0.0154 | 9.5 | 3.07 | 0.000308 | 8.03 |  |  | 1 |  | RB-Appl-EffCW-med-ElecDHW-GasCDryer-Tier3-FrontAnyMFm2007CZ01rNCGF
RB-Appl-EffCW-med-ElecDHW-GasCDryer-Tier3-Front | DEER2016 | D16v1 | 2015-05-16 | Any | MFm | 2007 | CZ02 | rDXGF | Each | 1 | 474 | None | 107 | 0.0151 | 9.72 | 0.265 | -0.00095 | 7.91 | 107 | 0.0151 | 9.72 | 0.265 | -0.00095 | 7.91 |  |  | 1 |  | RB-Appl-EffCW-med-ElecDHW-GasCDryer-Tier3-FrontAnyMFm2007CZ02rDXGF
RB-Appl-EffCW-med-ElecDHW-GasCDryer-Tier3-Front | DEER2016 | D16v1 | 2015-05-16 | Any | MFm | 2007 | CZ02 | rDXHP | Each | 1 | 474 | None | 106 | 0.015 | 9.96 | 3.2 | 0.000474 | 7.62 | 106 | 0.015 | 9.96 | 3.2 | 0.000474 | 7.62 |  |  | 1 |  | RB-Appl-EffCW-med-ElecDHW-GasCDryer-Tier3-FrontAnyMFm2007CZ02rDXHP
RB-Appl-EffCW-med-ElecDHW-GasCDryer-Tier3-Front | DEER2016 | D16v1 | 2015-05-16 | Any | MFm | 2007 | CZ02 | rNCEH | Each | 1 | 474 | None | 103 | 0.0142 | 9.96 | 5.55 | 6.81e-05 | 7.62 | 103 | 0.0142 | 9.96 | 5.55 | 6.81e-05 | 7.62 |  |  | 1 |  | RB-Appl-EffCW-med-ElecDHW-GasCDryer-Tier3-FrontAnyMFm2007CZ02rNCEH
RB-Appl-EffCW-med-ElecDHW-GasCDryer-Tier3-Front | DEER2016 | D16v1 | 2015-05-16 | Any | MFm | 2007 | CZ02 | rNCGF | Each | 1 | 474 | None | 107 | 0.0141 | 9.68 | 1.68 | 6.1e-05 | 7.91 | 107 | 0.0141 | 9.68 | 1.68 | 6.1e-05 | 7.91 |  |  | 1 |  | RB-Appl-EffCW-med-ElecDHW-GasCDryer-Tier3-FrontAnyMFm2007CZ02rNCGF
RB-Appl-EffCW-med-ElecDHW-GasCDryer-Tier3-Front | DEER2016 | D16v1 | 2015-05-16 | Any | MFm | 2007 | CZ03 | rDXGF | Each | 1 | 441 | None | 107 | 0.0128 | 9.58 | 1.36 | -0.00175 | 7.93 | 107 | 0.0128 | 9.58 | 1.36 | -0.00175 | 7.93 |  |  | 1 |  | RB-Appl-EffCW-med-ElecDHW-GasCDryer-Tier3-FrontAnyMFm2007CZ03rDXGF
RB-Appl-EffCW-med-ElecDHW-GasCDryer-Tier3-Front | DEER2016 | D16v1 | 2015-05-16 | Any | MFm | 2007 | CZ03 | rDXHP | Each | 1 | 441 | None | 105 | 0.0137 | 9.96 | 4.2 | -0.000216 | 7.62 | 105 | 0.0137 | 9.96 | 4.2 | -0.000216 | 7.62 |  |  | 1 |  | RB-Appl-EffCW-med-ElecDHW-GasCDryer-Tier3-FrontAnyMFm2007CZ03rDXHP
RB-Appl-EffCW-med-ElecDHW-GasCDryer-Tier3-Front | DEER2016 | D16v1 | 2015-05-16 | Any | MFm | 2007 | CZ03 | rNCEH | Each | 1 | 441 | None | 102 | 0.0144 | 9.96 | 5.84 | 9.31e-05 | 7.62 | 102 | 0.0144 | 9.96 | 5.84 | 9.31e-05 | 7.62 |  |  | 1 |  | RB-Appl-EffCW-med-ElecDHW-GasCDryer-Tier3-FrontAnyMFm2007CZ03rNCEH
RB-Appl-EffCW-med-ElecDHW-GasCDryer-Tier3-Front | DEER2016 | D16v1 | 2015-05-16 | Any | MFm | 2007 | CZ03 | rNCGF | Each | 1 | 441 | None | 107 | 0.0144 | 9.57 | 1.55 | 8.39e-05 | 7.97 | 107 | 0.0144 | 9.57 | 1.55 | 8.39e-05 | 7.97 |  |  | 1 |  | RB-Appl-EffCW-med-ElecDHW-GasCDryer-Tier3-FrontAnyMFm2007CZ03rNCGF
RB-Appl-EffCW-med-ElecDHW-GasCDryer-Tier3-Front | DEER2016 | D16v1 | 2015-05-16 | Any | MFm | 2007 | CZ04 | rDXGF | Each | 1 | 441 | None | 105 | 0.0139 | 9.67 | -0.692 | -0.000514 | 7.8 | 105 | 0.0139 | 9.67 | -0.692 | -0.000514 | 7.8 |  |  | 1 |  | RB-Appl-EffCW-med-ElecDHW-GasCDryer-Tier3-FrontAnyMFm2007CZ04rDXGF
RB-Appl-EffCW-med-ElecDHW-GasCDryer-Tier3-Front | DEER2016 | D16v1 | 2015-05-16 | Any | MFm | 2007 | CZ04 | rDXHP | Each | 1 | 441 | None | 103 | 0.0145 | 9.96 | 1.54 | -0.000757 | 7.62 | 103 | 0.0145 | 9.96 | 1.54 | -0.000757 | 7.62 |  |  | 1 |  | RB-Appl-EffCW-med-ElecDHW-GasCDryer-Tier3-FrontAnyMFm2007CZ04rDXHP
RB-Appl-EffCW-med-ElecDHW-GasCDryer-Tier3-Front | DEER2016 | D16v1 | 2015-05-16 | Any | MFm | 2007 | CZ04 | rNCEH | Each | 1 | 441 | None | 99.8 | 0.0134 | 9.96 | 3.82 | -0.000107 | 7.62 | 99.8 | 0.0134 | 9.96 | 3.82 | -0.000107 | 7.62 |  |  | 1 |  | RB-Appl-EffCW-med-ElecDHW-GasCDryer-Tier3-FrontAnyMFm2007CZ04rNCEH
RB-Appl-EffCW-med-ElecDHW-GasCDryer-Tier3-Front | DEER2016 | D16v1 | 2015-05-16 | Any | MFm | 2007 | CZ04 | rNCGF | Each | 1 | 441 | None | 104 | 0.0133 | 9.67 | 0.785 | -0.000116 | 7.82 | 104 | 0.0133 | 9.67 | 0.785 | -0.000116 | 7.82 |  |  | 1 |  | RB-Appl-EffCW-med-ElecDHW-GasCDryer-Tier3-FrontAnyMFm2007CZ04rNCGF
RB-Appl-EffCW-med-ElecDHW-GasCDryer-Tier3-Front | DEER2016 | D16v1 | 2015-05-16 | Any | MFm | 2007 | CZ05 | rDXGF | Each | 1 | 441 | None | 109 | 0.0165 | 9.66 | 1.59 | 0.0025 | 7.91 | 109 | 0.0165 | 9.66 | 1.59 | 0.0025 | 7.91 |  |  | 1 |  | RB-Appl-EffCW-med-ElecDHW-GasCDryer-Tier3-FrontAnyMFm2007CZ05rDXGF
RB-Appl-EffCW-med-ElecDHW-GasCDryer-Tier3-Front | DEER2016 | D16v1 | 2015-05-16 | Any | MFm | 2007 | CZ05 | rDXHP | Each | 1 | 441 | None | 107 | 0.0148 | 9.96 | 4.11 | -0.0015 | 7.62 | 107 | 0.0148 | 9.96 | 4.11 | -0.0015 | 7.62 |  |  | 1 |  | RB-Appl-EffCW-med-ElecDHW-GasCDryer-Tier3-FrontAnyMFm2007CZ05rDXHP
RB-Appl-EffCW-med-ElecDHW-GasCDryer-Tier3-Front | DEER2016 | D16v1 | 2015-05-16 | Any | MFm | 2007 | CZ05 | rNCEH | Each | 1 | 441 | None | 104 | 0.0145 | 9.96 | 5.64 | 0.000115 | 7.62 | 104 | 0.0145 | 9.96 | 5.64 | 0.000115 | 7.62 |  |  | 1 |  | RB-Appl-EffCW-med-ElecDHW-GasCDryer-Tier3-FrontAnyMFm2007CZ05rNCEH
RB-Appl-EffCW-med-ElecDHW-GasCDryer-Tier3-Front | DEER2016 | D16v1 | 2015-05-16 | Any | MFm | 2007 | CZ05 | rNCGF | Each | 1 | 441 | None | 109 | 0.0145 | 9.64 | 1.85 | 0.000147 | 7.9 | 109 | 0.0145 | 9.64 | 1.85 | 0.000147 | 7.9 |  |  | 1 |  | RB-Appl-EffCW-med-ElecDHW-GasCDryer-Tier3-FrontAnyMFm2007CZ05rNCGF
RB-Appl-EffCW-med-ElecDHW-GasCDryer-Tier3-Front | DEER2016 | D16v1 | 2015-05-16 | Any | MFm | 2007 | CZ06 | rDXGF | Each | 1 | 538 | None | 102 | 0.0166 | 9.83 | 0.0158 | 0.00217 | 7.55 | 102 | 0.0166 | 9.83 | 0.0158 | 0.00217 | 7.55 |  |  | 1 |  | RB-Appl-EffCW-med-ElecDHW-GasCDryer-Tier3-FrontAnyMFm2007CZ06rDXGF
RB-Appl-EffCW-med-ElecDHW-GasCDryer-Tier3-Front | DEER2016 | D16v1 | 2015-05-16 | Any | MFm | 2007 | CZ06 | rDXHP | Each | 1 | 538 | None | 101 | 0.0128 | 9.96 | 0.43 | -0.00111 | 7.62 | 101 | 0.0128 | 9.96 | 0.43 | -0.00111 | 7.62 |  |  | 1 |  | RB-Appl-EffCW-med-ElecDHW-GasCDryer-Tier3-FrontAnyMFm2007CZ06rDXHP
RB-Appl-EffCW-med-ElecDHW-GasCDryer-Tier3-Front | DEER2016 | D16v1 | 2015-05-16 | Any | MFm | 2007 | CZ06 | rNCEH | Each | 1 | 538 | None | 98.6 | 0.0132 | 9.96 | -0.468 | -0.000101 | 7.62 | 98.6 | 0.0132 | 9.96 | -0.468 | -0.000101 | 7.62 |  |  | 1 |  | RB-Appl-EffCW-med-ElecDHW-GasCDryer-Tier3-FrontAnyMFm2007CZ06rNCEH
RB-Appl-EffCW-med-ElecDHW-GasCDryer-Tier3-Front | DEER2016 | D16v1 | 2015-05-16 | Any | MFm | 2007 | CZ06 | rNCGF | Each | 1 | 538 | None | 101 | 0.0132 | 9.79 | 0.255 | -0.000121 | 7.55 | 101 | 0.0132 | 9.79 | 0.255 | -0.000121 | 7.55 |  |  | 1 |  | RB-Appl-EffCW-med-ElecDHW-GasCDryer-Tier3-FrontAnyMFm2007CZ06rNCGF
RB-Appl-EffCW-med-ElecDHW-GasCDryer-Tier3-Front | DEER2016 | D16v1 | 2015-05-16 | Any | MFm | 2007 | CZ07 | rDXGF | Each | 1 | 538 | None | 101 | 0.0161 | 9.89 | 0.189 | 0.00229 | 7.59 | 101 | 0.0161 | 9.89 | 0.189 | 0.00229 | 7.59 |  |  | 1 |  | RB-Appl-EffCW-med-ElecDHW-GasCDryer-Tier3-FrontAnyMFm2007CZ07rDXGF
RB-Appl-EffCW-med-ElecDHW-GasCDryer-Tier3-Front | DEER2016 | D16v1 | 2015-05-16 | Any | MFm | 2007 | CZ07 | rDXHP | Each | 1 | 538 | None | 101 | 0.0185 | 9.96 | 0.449 | 0.00122 | 7.62 | 101 | 0.0185 | 9.96 | 0.449 | 0.00122 | 7.62 |  |  | 1 |  | RB-Appl-EffCW-med-ElecDHW-GasCDryer-Tier3-FrontAnyMFm2007CZ07rDXHP
RB-Appl-EffCW-med-ElecDHW-GasCDryer-Tier3-Front | DEER2016 | D16v1 | 2015-05-16 | Any | MFm | 2007 | CZ07 | rNCEH | Each | 1 | 538 | None | 98.6 | 0.0132 | 9.96 | -0.326 | -0.000101 | 7.62 | 98.6 | 0.0132 | 9.96 | -0.326 | -0.000101 | 7.62 |  |  | 1 |  | RB-Appl-EffCW-med-ElecDHW-GasCDryer-Tier3-FrontAnyMFm2007CZ07rNCEH
RB-Appl-EffCW-med-ElecDHW-GasCDryer-Tier3-Front | DEER2016 | D16v1 | 2015-05-16 | Any | MFm | 2007 | CZ07 | rNCGF | Each | 1 | 538 | None | 100 | 0.0132 | 9.88 | 0.078 | -8.53e-05 | 7.59 | 100 | 0.0132 | 9.88 | 0.078 | -8.53e-05 | 7.59 |  |  | 1 |  | RB-Appl-EffCW-med-ElecDHW-GasCDryer-Tier3-FrontAnyMFm2007CZ07rNCGF
RB-Appl-EffCW-med-ElecDHW-GasCDryer-Tier3-Front | DEER2016 | D16v1 | 2015-05-16 | Any | MFm | 2007 | CZ08 | rDXGF | Each | 1 | 538 | None | 99.9 | 0.013 | 9.82 | -0.677 | -0.000238 | 7.56 | 99.9 | 0.013 | 9.82 | -0.677 | -0.000238 | 7.56 |  |  | 1 |  | RB-Appl-EffCW-med-ElecDHW-GasCDryer-Tier3-FrontAnyMFm2007CZ08rDXGF
RB-Appl-EffCW-med-ElecDHW-GasCDryer-Tier3-Front | DEER2016 | D16v1 | 2015-05-16 | Any | MFm | 2007 | CZ08 | rDXHP | Each | 1 | 538 | None | 100 | 0.0141 | 9.96 | 0.305 | 0.000122 | 7.62 | 100 | 0.0141 | 9.96 | 0.305 | 0.000122 | 7.62 |  |  | 1 |  | RB-Appl-EffCW-med-ElecDHW-GasCDryer-Tier3-FrontAnyMFm2007CZ08rDXHP
RB-Appl-EffCW-med-ElecDHW-GasCDryer-Tier3-Front | DEER2016 | D16v1 | 2015-05-16 | Any | MFm | 2007 | CZ08 | rNCEH | Each | 1 | 538 | None | 96 | 0.0128 | 9.96 | -0.916 | -0.000183 | 7.62 | 96 | 0.0128 | 9.96 | -0.916 | -0.000183 | 7.62 |  |  | 1 |  | RB-Appl-EffCW-med-ElecDHW-GasCDryer-Tier3-FrontAnyMFm2007CZ08rNCEH
RB-Appl-EffCW-med-ElecDHW-GasCDryer-Tier3-Front | DEER2016 | D16v1 | 2015-05-16 | Any | MFm | 2007 | CZ08 | rNCGF | Each | 1 | 538 | None | 98.2 | 0.0127 | 9.8 | -0.265 | -0.000179 | 7.57 | 98.2 | 0.0127 | 9.8 | -0.265 | -0.000179 | 7.57 |  |  | 1 |  | RB-Appl-EffCW-med-ElecDHW-GasCDryer-Tier3-FrontAnyMFm2007CZ08rNCGF
RB-Appl-EffCW-med-ElecDHW-GasCDryer-Tier3-Front | DEER2016 | D16v1 | 2015-05-16 | Any | MFm | 2007 | CZ09 | rDXGF | Each | 1 | 499 | None | 100 | 0.0136 | 9.78 | -1.88 | -0.000578 | 7.83 | 100 | 0.0136 | 9.78 | -1.88 | -0.000578 | 7.83 |  |  | 1 |  | RB-Appl-EffCW-med-ElecDHW-GasCDryer-Tier3-FrontAnyMFm2007CZ09rDXGF
RB-Appl-EffCW-med-ElecDHW-GasCDryer-Tier3-Front | DEER2016 | D16v1 | 2015-05-16 | Any | MFm | 2007 | CZ09 | rDXHP | Each | 1 | 499 | None | 99.2 | 0.0137 | 9.96 | 0.377 | -0.000753 | 7.62 | 99.2 | 0.0137 | 9.96 | 0.377 | -0.000753 | 7.62 |  |  | 1 |  | RB-Appl-EffCW-med-ElecDHW-GasCDryer-Tier3-FrontAnyMFm2007CZ09rDXHP
RB-Appl-EffCW-med-ElecDHW-GasCDryer-Tier3-Front | DEER2016 | D16v1 | 2015-05-16 | Any | MFm | 2007 | CZ09 | rNCEH | Each | 1 | 499 | None | 95.1 | 0.0126 | 9.96 | 2.89 | -0.000245 | 7.62 | 95.1 | 0.0126 | 9.96 | 2.89 | -0.000245 | 7.62 |  |  | 1 |  | RB-Appl-EffCW-med-ElecDHW-GasCDryer-Tier3-FrontAnyMFm2007CZ09rNCEH
RB-Appl-EffCW-med-ElecDHW-GasCDryer-Tier3-Front | DEER2016 | D16v1 | 2015-05-16 | Any | MFm | 2007 | CZ09 | rNCGF | Each | 1 | 499 | None | 98 | 0.0126 | 9.76 | -0.198 | -0.000237 | 7.84 | 98 | 0.0126 | 9.76 | -0.198 | -0.000237 | 7.84 |  |  | 1 |  | RB-Appl-EffCW-med-ElecDHW-GasCDryer-Tier3-FrontAnyMFm2007CZ09rNCGF
RB-Appl-EffCW-med-ElecDHW-GasCDryer-Tier3-Front | DEER2016 | D16v1 | 2015-05-16 | Any | MFm | 2007 | CZ10 | rDXGF | Each | 1 | 474 | None | 98.9 | 0.013 | 9.81 | -1.94 | -0.000859 | 7.79 | 98.9 | 0.013 | 9.81 | -1.94 | -0.000859 | 7.79 |  |  | 1 |  | RB-Appl-EffCW-med-ElecDHW-GasCDryer-Tier3-FrontAnyMFm2007CZ10rDXGF
RB-Appl-EffCW-med-ElecDHW-GasCDryer-Tier3-Front | DEER2016 | D16v1 | 2015-05-16 | Any | MFm | 2007 | CZ10 | rDXHP | Each | 1 | 474 | None | 98.5 | 0.013 | 9.96 | -0.122 | -0.000883 | 7.62 | 98.5 | 0.013 | 9.96 | -0.122 | -0.000883 | 7.62 |  |  | 1 |  | RB-Appl-EffCW-med-ElecDHW-GasCDryer-Tier3-FrontAnyMFm2007CZ10rDXHP
RB-Appl-EffCW-med-ElecDHW-GasCDryer-Tier3-Front | DEER2016 | D16v1 | 2015-05-16 | Any | MFm | 2007 | CZ10 | rNCEH | Each | 1 | 474 | None | 95.1 | 0.0124 | 9.96 | 2.17 | -0.000275 | 7.62 | 95.1 | 0.0124 | 9.96 | 2.17 | -0.000275 | 7.62 |  |  | 1 |  | RB-Appl-EffCW-med-ElecDHW-GasCDryer-Tier3-FrontAnyMFm2007CZ10rNCEH
RB-Appl-EffCW-med-ElecDHW-GasCDryer-Tier3-Front | DEER2016 | D16v1 | 2015-05-16 | Any | MFm | 2007 | CZ10 | rNCGF | Each | 1 | 474 | None | 97.6 | 0.0124 | 9.81 | -0.228 | -0.00027 | 7.8 | 97.6 | 0.0124 | 9.81 | -0.228 | -0.00027 | 7.8 |  |  | 1 |  | RB-Appl-EffCW-med-ElecDHW-GasCDryer-Tier3-FrontAnyMFm2007CZ10rNCGF
RB-Appl-EffCW-med-ElecDHW-GasCDryer-Tier3-Front | DEER2016 | D16v1 | 2015-05-16 | Any | MFm | 2007 | CZ11 | rDXGF | Each | 1 | 474 | None | 102 | 0.0125 | 9.74 | -0.976 | -0.00113 | 7.83 | 102 | 0.0125 | 9.74 | -0.976 | -0.00113 | 7.83 |  |  | 1 |  | RB-Appl-EffCW-med-ElecDHW-GasCDryer-Tier3-FrontAnyMFm2007CZ11rDXGF
RB-Appl-EffCW-med-ElecDHW-GasCDryer-Tier3-Front | DEER2016 | D16v1 | 2015-05-16 | Any | MFm | 2007 | CZ11 | rDXHP | Each | 1 | 474 | None | 99.9 | 0.0131 | 9.96 | 0.211 | -0.000611 | 7.62 | 99.9 | 0.0131 | 9.96 | 0.211 | -0.000611 | 7.62 |  |  | 1 |  | RB-Appl-EffCW-med-ElecDHW-GasCDryer-Tier3-FrontAnyMFm2007CZ11rDXHP
RB-Appl-EffCW-med-ElecDHW-GasCDryer-Tier3-Front | DEER2016 | D16v1 | 2015-05-16 | Any | MFm | 2007 | CZ11 | rNCEH | Each | 1 | 474 | None | 94.9 | 0.0123 | 9.96 | 3.62 | -0.000284 | 7.62 | 94.9 | 0.0123 | 9.96 | 3.62 | -0.000284 | 7.62 |  |  | 1 |  | RB-Appl-EffCW-med-ElecDHW-GasCDryer-Tier3-FrontAnyMFm2007CZ11rNCEH
RB-Appl-EffCW-med-ElecDHW-GasCDryer-Tier3-Front | DEER2016 | D16v1 | 2015-05-16 | Any | MFm | 2007 | CZ11 | rNCGF | Each | 1 | 474 | None | 98.9 | 0.0123 | 9.73 | 0.0924 | -0.000285 | 7.86 | 98.9 | 0.0123 | 9.73 | 0.0924 | -0.000285 | 7.86 |  |  | 1 |  | RB-Appl-EffCW-med-ElecDHW-GasCDryer-Tier3-FrontAnyMFm2007CZ11rNCGF
RB-Appl-EffCW-med-ElecDHW-GasCDryer-Tier3-Front | DEER2016 | D16v1 | 2015-05-16 | Any | MFm | 2007 | CZ12 | rDXGF | Each | 1 | 474 | None | 104 | 0.0139 | 9.72 | -0.63 | -0.000468 | 7.85 | 104 | 0.0139 | 9.72 | -0.63 | -0.000468 | 7.85 |  |  | 1 |  | RB-Appl-EffCW-med-ElecDHW-GasCDryer-Tier3-FrontAnyMFm2007CZ12rDXGF
RB-Appl-EffCW-med-ElecDHW-GasCDryer-Tier3-Front | DEER2016 | D16v1 | 2015-05-16 | Any | MFm | 2007 | CZ12 | rDXHP | Each | 1 | 474 | None | 103 | 0.0144 | 9.96 | 1.5 | -0.000778 | 7.62 | 103 | 0.0144 | 9.96 | 1.5 | -0.000778 | 7.62 |  |  | 1 |  | RB-Appl-EffCW-med-ElecDHW-GasCDryer-Tier3-FrontAnyMFm2007CZ12rDXHP
RB-Appl-EffCW-med-ElecDHW-GasCDryer-Tier3-Front | DEER2016 | D16v1 | 2015-05-16 | Any | MFm | 2007 | CZ12 | rNCEH | Each | 1 | 474 | None | 98.2 | 0.0132 | 9.96 | 4.06 | -0.000125 | 7.62 | 98.2 | 0.0132 | 9.96 | 4.06 | -0.000125 | 7.62 |  |  | 1 |  | RB-Appl-EffCW-med-ElecDHW-GasCDryer-Tier3-FrontAnyMFm2007CZ12rNCEH
RB-Appl-EffCW-med-ElecDHW-GasCDryer-Tier3-Front | DEER2016 | D16v1 | 2015-05-16 | Any | MFm | 2007 | CZ12 | rNCGF | Each | 1 | 474 | None | 102 | 0.0131 | 9.71 | 0.675 | -0.000132 | 7.85 | 102 | 0.0131 | 9.71 | 0.675 | -0.000132 | 7.85 |  |  | 1 |  | RB-Appl-EffCW-med-ElecDHW-GasCDryer-Tier3-FrontAnyMFm2007CZ12rNCGF
RB-Appl-EffCW-med-ElecDHW-GasCDryer-Tier3-Front | DEER2016 | D16v1 | 2015-05-16 | Any | MFm | 2007 | CZ13 | rDXGF | Each | 1 | 474 | None | 100 | 0.0124 | 9.69 | -1.63 | -0.00111 | 7.82 | 100 | 0.0124 | 9.69 | -1.63 | -0.00111 | 7.82 |  |  | 1 |  | RB-Appl-EffCW-med-ElecDHW-GasCDryer-Tier3-FrontAnyMFm2007CZ13rDXGF
RB-Appl-EffCW-med-ElecDHW-GasCDryer-Tier3-Front | DEER2016 | D16v1 | 2015-05-16 | Any | MFm | 2007 | CZ13 | rDXHP | Each | 1 | 474 | None | 98.4 | 0.0126 | 9.96 | 0.414 | -0.000398 | 7.62 | 98.4 | 0.0126 | 9.96 | 0.414 | -0.000398 | 7.62 |  |  | 1 |  | RB-Appl-EffCW-med-ElecDHW-GasCDryer-Tier3-FrontAnyMFm2007CZ13rDXHP
RB-Appl-EffCW-med-ElecDHW-GasCDryer-Tier3-Front | DEER2016 | D16v1 | 2015-05-16 | Any | MFm | 2007 | CZ13 | rNCEH | Each | 1 | 474 | None | 93.8 | 0.0122 | 9.96 | 3.03 | -0.000308 | 7.62 | 93.8 | 0.0122 | 9.96 | 3.03 | -0.000308 | 7.62 |  |  | 1 |  | RB-Appl-EffCW-med-ElecDHW-GasCDryer-Tier3-FrontAnyMFm2007CZ13rNCEH
RB-Appl-EffCW-med-ElecDHW-GasCDryer-Tier3-Front | DEER2016 | D16v1 | 2015-05-16 | Any | MFm | 2007 | CZ13 | rNCGF | Each | 1 | 474 | None | 97.6 | 0.0122 | 9.7 | -0.166 | -0.000297 | 7.84 | 97.6 | 0.0122 | 9.7 | -0.166 | -0.000297 | 7.84 |  |  | 1 |  | RB-Appl-EffCW-med-ElecDHW-GasCDryer-Tier3-FrontAnyMFm2007CZ13rNCGF
RB-Appl-EffCW-med-ElecDHW-GasCDryer-Tier3-Front | DEER2016 | D16v1 | 2015-05-16 | Any | MFm | 2007 | CZ14 | rDXGF | Each | 1 | 487 | None | 102 | 0.0119 | 9.74 | -1.76 | -0.00119 | 7.83 | 102 | 0.0119 | 9.74 | -1.76 | -0.00119 | 7.83 |  |  | 1 |  | RB-Appl-EffCW-med-ElecDHW-GasCDryer-Tier3-FrontAnyMFm2007CZ14rDXGF
RB-Appl-EffCW-med-ElecDHW-GasCDryer-Tier3-Front | DEER2016 | D16v1 | 2015-05-16 | Any | MFm | 2007 | CZ14 | rDXHP | Each | 1 | 487 | None | 101 | 0.0121 | 9.96 | -0.156 | -0.0011 | 7.62 | 101 | 0.0121 | 9.96 | -0.156 | -0.0011 | 7.62 |  |  | 1 |  | RB-Appl-EffCW-med-ElecDHW-GasCDryer-Tier3-FrontAnyMFm2007CZ14rDXHP
RB-Appl-EffCW-med-ElecDHW-GasCDryer-Tier3-Front | DEER2016 | D16v1 | 2015-05-16 | Any | MFm | 2007 | CZ14 | rNCEH | Each | 1 | 487 | None | 95.7 | 0.0118 | 9.96 | 3.74 | -0.000416 | 7.62 | 95.7 | 0.0118 | 9.96 | 3.74 | -0.000416 | 7.62 |  |  | 1 |  | RB-Appl-EffCW-med-ElecDHW-GasCDryer-Tier3-FrontAnyMFm2007CZ14rNCEH
RB-Appl-EffCW-med-ElecDHW-GasCDryer-Tier3-Front | DEER2016 | D16v1 | 2015-05-16 | Any | MFm | 2007 | CZ14 | rNCGF | Each | 1 | 487 | None | 99.6 | 0.0118 | 9.72 | -0.03 | -0.000398 | 7.88 | 99.6 | 0.0118 | 9.72 | -0.03 | -0.000398 | 7.88 |  |  | 1 |  | RB-Appl-EffCW-med-ElecDHW-GasCDryer-Tier3-FrontAnyMFm2007CZ14rNCGF
RB-Appl-EffCW-med-ElecDHW-GasCDryer-Tier3-Front | DEER2016 | D16v1 | 2015-05-16 | Any | MFm | 2007 | CZ15 | rDXGF | Each | 1 | 487 | None | 85.4 | 0.00989 | 9.9 | -5.56 | -0.00178 | 7.69 | 85.4 | 0.00989 | 9.9 | -5.56 | -0.00178 | 7.69 |  |  | 1 |  | RB-Appl-EffCW-med-ElecDHW-GasCDryer-Tier3-FrontAnyMFm2007CZ15rDXGF
RB-Appl-EffCW-med-ElecDHW-GasCDryer-Tier3-Front | DEER2016 | D16v1 | 2015-05-16 | Any | MFm | 2007 | CZ15 | rDXHP | Each | 1 | 487 | None | 84.3 | 0.01 | 9.96 | -5.6 | -0.0015 | 7.62 | 84.3 | 0.01 | 9.96 | -5.6 | -0.0015 | 7.62 |  |  | 1 |  | RB-Appl-EffCW-med-ElecDHW-GasCDryer-Tier3-FrontAnyMFm2007CZ15rDXHP
RB-Appl-EffCW-med-ElecDHW-GasCDryer-Tier3-Front | DEER2016 | D16v1 | 2015-05-16 | Any | MFm | 2007 | CZ15 | rNCEH | Each | 1 | 487 | None | 80.9 | 0.00943 | 9.96 | -2.49 | -0.00086 | 7.62 | 80.9 | 0.00943 | 9.96 | -2.49 | -0.00086 | 7.62 |  |  | 1 |  | RB-Appl-EffCW-med-ElecDHW-GasCDryer-Tier3-FrontAnyMFm2007CZ15rNCEH
RB-Appl-EffCW-med-ElecDHW-GasCDryer-Tier3-Front | DEER2016 | D16v1 | 2015-05-16 | Any | MFm | 2007 | CZ15 | rNCGF | Each | 1 | 487 | None | 82.1 | 0.00945 | 9.9 | -3.49 | -0.000831 | 7.69 | 82.1 | 0.00945 | 9.9 | -3.49 | -0.000831 | 7.69 |  |  | 1 |  | RB-Appl-EffCW-med-ElecDHW-GasCDryer-Tier3-FrontAnyMFm2007CZ15rNCGF
RB-Appl-EffCW-med-ElecDHW-GasCDryer-Tier3-Front | DEER2016 | D16v1 | 2015-05-16 | Any | MFm | 2007 | CZ16 | rDXGF | Each | 1 | 441 | None | 117 | 0.0152 | 9.65 | 1.71 | -0.000652 | 7.89 | 117 | 0.0152 | 9.65 | 1.71 | -0.000652 | 7.89 |  |  | 1 |  | RB-Appl-EffCW-med-ElecDHW-GasCDryer-Tier3-FrontAnyMFm2007CZ16rDXGF
RB-Appl-EffCW-med-ElecDHW-GasCDryer-Tier3-Front | DEER2016 | D16v1 | 2015-05-16 | Any | MFm | 2007 | CZ16 | rDXHP | Each | 1 | 441 | None | 114 | 0.0151 | 9.96 | 4.6 | -0.00087 | 7.62 | 114 | 0.0151 | 9.96 | 4.6 | -0.00087 | 7.62 |  |  | 1 |  | RB-Appl-EffCW-med-ElecDHW-GasCDryer-Tier3-FrontAnyMFm2007CZ16rDXHP
RB-Appl-EffCW-med-ElecDHW-GasCDryer-Tier3-Front | DEER2016 | D16v1 | 2015-05-16 | Any | MFm | 2007 | CZ16 | rNCEH | Each | 1 | 441 | None | 109 | 0.0147 | 9.96 | 7.17 | 0.000142 | 7.62 | 109 | 0.0147 | 9.96 | 7.17 | 0.000142 | 7.62 |  |  | 1 |  | RB-Appl-EffCW-med-ElecDHW-GasCDryer-Tier3-FrontAnyMFm2007CZ16rNCEH
RB-Appl-EffCW-med-ElecDHW-GasCDryer-Tier3-Front | DEER2016 | D16v1 | 2015-05-16 | Any | MFm | 2007 | CZ16 | rNCGF | Each | 1 | 441 | None | 115 | 0.0147 | 9.61 | 2.92 | 0.000162 | 7.92 | 115 | 0.0147 | 9.61 | 2.92 | 0.000162 | 7.92 |  |  | 1 |  | RB-Appl-EffCW-med-ElecDHW-GasCDryer-Tier3-FrontAnyMFm2007CZ16rNCGF
RB-Appl-EffCW-med-ElecDHW-GasCDryer-Tier3-Front | DEER2016 | D16v1 | 2015-05-16 | Any | MFm | 2011 | CZ01 | rDXGF | Each | 1 | 441 | None | 115 | 0.0139 | 9.54 | 2.08 | -0.00312 | 7.94 | 115 | 0.0139 | 9.54 | 2.08 | -0.00312 | 7.94 |  |  | 1 |  | RB-Appl-EffCW-med-ElecDHW-GasCDryer-Tier3-FrontAnyMFm2011CZ01rDXGF
RB-Appl-EffCW-med-ElecDHW-GasCDryer-Tier3-Front | DEER2016 | D16v1 | 2015-05-16 | Any | MFm | 2011 | CZ01 | rDXHP | Each | 1 | 441 | None | 112 | 0.0174 | 9.96 | 5.44 | 0.00208 | 7.62 | 112 | 0.0174 | 9.96 | 5.44 | 0.00208 | 7.62 |  |  | 1 |  | RB-Appl-EffCW-med-ElecDHW-GasCDryer-Tier3-FrontAnyMFm2011CZ01rDXHP
RB-Appl-EffCW-med-ElecDHW-GasCDryer-Tier3-Front | DEER2016 | D16v1 | 2015-05-16 | Any | MFm | 2011 | CZ01 | rNCEH | Each | 1 | 441 | None | 108 | 0.0154 | 9.96 | 8.64 | 0.000314 | 7.62 | 108 | 0.0154 | 9.96 | 8.64 | 0.000314 | 7.62 |  |  | 1 |  | RB-Appl-EffCW-med-ElecDHW-GasCDryer-Tier3-FrontAnyMFm2011CZ01rNCEH
RB-Appl-EffCW-med-ElecDHW-GasCDryer-Tier3-Front | DEER2016 | D16v1 | 2015-05-16 | Any | MFm | 2011 | CZ01 | rNCGF | Each | 1 | 441 | None | 115 | 0.0154 | 9.48 | 3.03 | 0.000378 | 7.96 | 115 | 0.0154 | 9.48 | 3.03 | 0.000378 | 7.96 |  |  | 1 |  | RB-Appl-EffCW-med-ElecDHW-GasCDryer-Tier3-FrontAnyMFm2011CZ01rNCGF
RB-Appl-EffCW-med-ElecDHW-GasCDryer-Tier3-Front | DEER2016 | D16v1 | 2015-05-16 | Any | MFm | 2011 | CZ02 | rDXGF | Each | 1 | 474 | None | 108 | 0.0159 | 9.71 | 1.02 | -0.00131 | 7.87 | 108 | 0.0159 | 9.71 | 1.02 | -0.00131 | 7.87 |  |  | 1 |  | RB-Appl-EffCW-med-ElecDHW-GasCDryer-Tier3-FrontAnyMFm2011CZ02rDXGF
RB-Appl-EffCW-med-ElecDHW-GasCDryer-Tier3-Front | DEER2016 | D16v1 | 2015-05-16 | Any | MFm | 2011 | CZ02 | rDXHP | Each | 1 | 474 | None | 105 | 0.0175 | 9.96 | 2.63 | -0.000168 | 7.62 | 105 | 0.0175 | 9.96 | 2.63 | -0.000168 | 7.62 |  |  | 1 |  | RB-Appl-EffCW-med-ElecDHW-GasCDryer-Tier3-FrontAnyMFm2011CZ02rDXHP
RB-Appl-EffCW-med-ElecDHW-GasCDryer-Tier3-Front | DEER2016 | D16v1 | 2015-05-16 | Any | MFm | 2011 | CZ02 | rNCEH | Each | 1 | 474 | None | 103 | 0.0142 | 9.96 | 5.08 | 6.63e-05 | 7.62 | 103 | 0.0142 | 9.96 | 5.08 | 6.63e-05 | 7.62 |  |  | 1 |  | RB-Appl-EffCW-med-ElecDHW-GasCDryer-Tier3-FrontAnyMFm2011CZ02rNCEH
RB-Appl-EffCW-med-ElecDHW-GasCDryer-Tier3-Front | DEER2016 | D16v1 | 2015-05-16 | Any | MFm | 2011 | CZ02 | rNCGF | Each | 1 | 474 | None | 107 | 0.0142 | 9.7 | 1.66 | 0.000124 | 7.88 | 107 | 0.0142 | 9.7 | 1.66 | 0.000124 | 7.88 |  |  | 1 |  | RB-Appl-EffCW-med-ElecDHW-GasCDryer-Tier3-FrontAnyMFm2011CZ02rNCGF
RB-Appl-EffCW-med-ElecDHW-GasCDryer-Tier3-Front | DEER2016 | D16v1 | 2015-05-16 | Any | MFm | 2011 | CZ03 | rDXGF | Each | 1 | 441 | None | 107 | 0.0133 | 9.62 | 1.37 | -0.000494 | 7.89 | 107 | 0.0133 | 9.62 | 1.37 | -0.000494 | 7.89 |  |  | 1 |  | RB-Appl-EffCW-med-ElecDHW-GasCDryer-Tier3-FrontAnyMFm2011CZ03rDXGF
RB-Appl-EffCW-med-ElecDHW-GasCDryer-Tier3-Front | DEER2016 | D16v1 | 2015-05-16 | Any | MFm | 2011 | CZ03 | rDXHP | Each | 1 | 441 | None | 105 | 0.0157 | 9.96 | 3.59 | -0.00101 | 7.62 | 105 | 0.0157 | 9.96 | 3.59 | -0.00101 | 7.62 |  |  | 1 |  | RB-Appl-EffCW-med-ElecDHW-GasCDryer-Tier3-FrontAnyMFm2011CZ03rDXHP
RB-Appl-EffCW-med-ElecDHW-GasCDryer-Tier3-Front | DEER2016 | D16v1 | 2015-05-16 | Any | MFm | 2011 | CZ03 | rNCEH | Each | 1 | 441 | None | 103 | 0.0144 | 9.96 | 4.72 | 8.91e-05 | 7.62 | 103 | 0.0144 | 9.96 | 4.72 | 8.91e-05 | 7.62 |  |  | 1 |  | RB-Appl-EffCW-med-ElecDHW-GasCDryer-Tier3-FrontAnyMFm2011CZ03rNCEH
RB-Appl-EffCW-med-ElecDHW-GasCDryer-Tier3-Front | DEER2016 | D16v1 | 2015-05-16 | Any | MFm | 2011 | CZ03 | rNCGF | Each | 1 | 441 | None | 107 | 0.0144 | 9.65 | 1.5 | 0.000118 | 7.91 | 107 | 0.0144 | 9.65 | 1.5 | 0.000118 | 7.91 |  |  | 1 |  | RB-Appl-EffCW-med-ElecDHW-GasCDryer-Tier3-FrontAnyMFm2011CZ03rNCGF
RB-Appl-EffCW-med-ElecDHW-GasCDryer-Tier3-Front | DEER2016 | D16v1 | 2015-05-16 | Any | MFm | 2011 | CZ04 | rDXGF | Each | 1 | 441 | None | 105 | 0.0149 | 9.72 | -0.73 | 0.000301 | 7.75 | 105 | 0.0149 | 9.72 | -0.73 | 0.000301 | 7.75 |  |  | 1 |  | RB-Appl-EffCW-med-ElecDHW-GasCDryer-Tier3-FrontAnyMFm2011CZ04rDXGF
RB-Appl-EffCW-med-ElecDHW-GasCDryer-Tier3-Front | DEER2016 | D16v1 | 2015-05-16 | Any | MFm | 2011 | CZ04 | rDXHP | Each | 1 | 441 | None | 104 | 0.0139 | 9.96 | 1 | -0.000819 | 7.62 | 104 | 0.0139 | 9.96 | 1 | -0.000819 | 7.62 |  |  | 1 |  | RB-Appl-EffCW-med-ElecDHW-GasCDryer-Tier3-FrontAnyMFm2011CZ04rDXHP
RB-Appl-EffCW-med-ElecDHW-GasCDryer-Tier3-Front | DEER2016 | D16v1 | 2015-05-16 | Any | MFm | 2011 | CZ04 | rNCEH | Each | 1 | 441 | None | 101 | 0.0134 | 9.96 | 3.23 | -0.000109 | 7.62 | 101 | 0.0134 | 9.96 | 3.23 | -0.000109 | 7.62 |  |  | 1 |  | RB-Appl-EffCW-med-ElecDHW-GasCDryer-Tier3-FrontAnyMFm2011CZ04rNCEH
RB-Appl-EffCW-med-ElecDHW-GasCDryer-Tier3-Front | DEER2016 | D16v1 | 2015-05-16 | Any | MFm | 2011 | CZ04 | rNCGF | Each | 1 | 441 | None | 104 | 0.0134 | 9.72 | 0.748 | -8.37e-05 | 7.78 | 104 | 0.0134 | 9.72 | 0.748 | -8.37e-05 | 7.78 |  |  | 1 |  | RB-Appl-EffCW-med-ElecDHW-GasCDryer-Tier3-FrontAnyMFm2011CZ04rNCGF
RB-Appl-EffCW-med-ElecDHW-GasCDryer-Tier3-Front | DEER2016 | D16v1 | 2015-05-16 | Any | MFm | 2011 | CZ05 | rDXGF | Each | 1 | 441 | None | 109 | 0.015 | 9.65 | 1.62 | 0.00117 | 7.89 | 109 | 0.015 | 9.65 | 1.62 | 0.00117 | 7.89 |  |  | 1 |  | RB-Appl-EffCW-med-ElecDHW-GasCDryer-Tier3-FrontAnyMFm2011CZ05rDXGF
RB-Appl-EffCW-med-ElecDHW-GasCDryer-Tier3-Front | DEER2016 | D16v1 | 2015-05-16 | Any | MFm | 2011 | CZ05 | rDXHP | Each | 1 | 441 | None | 107 | 0.0143 | 9.96 | 4.1 | 0.00089 | 7.62 | 107 | 0.0143 | 9.96 | 4.1 | 0.00089 | 7.62 |  |  | 1 |  | RB-Appl-EffCW-med-ElecDHW-GasCDryer-Tier3-FrontAnyMFm2011CZ05rDXHP
RB-Appl-EffCW-med-ElecDHW-GasCDryer-Tier3-Front | DEER2016 | D16v1 | 2015-05-16 | Any | MFm | 2011 | CZ05 | rNCEH | Each | 1 | 441 | None | 105 | 0.0145 | 9.96 | 5.29 | 0.000111 | 7.62 | 105 | 0.0145 | 9.96 | 5.29 | 0.000111 | 7.62 |  |  | 1 |  | RB-Appl-EffCW-med-ElecDHW-GasCDryer-Tier3-FrontAnyMFm2011CZ05rNCEH
RB-Appl-EffCW-med-ElecDHW-GasCDryer-Tier3-Front | DEER2016 | D16v1 | 2015-05-16 | Any | MFm | 2011 | CZ05 | rNCGF | Each | 1 | 441 | None | 109 | 0.0145 | 9.66 | 1.81 | 0.000144 | 7.89 | 109 | 0.0145 | 9.66 | 1.81 | 0.000144 | 7.89 |  |  | 1 |  | RB-Appl-EffCW-med-ElecDHW-GasCDryer-Tier3-FrontAnyMFm2011CZ05rNCGF
RB-Appl-EffCW-med-ElecDHW-GasCDryer-Tier3-Front | DEER2016 | D16v1 | 2015-05-16 | Any | MFm | 2011 | CZ06 | rDXGF | Each | 1 | 538 | None | 102 | 0.0166 | 9.86 | 0.226 | 0.00349 | 7.58 | 102 | 0.0166 | 9.86 | 0.226 | 0.00349 | 7.58 |  |  | 1 |  | RB-Appl-EffCW-med-ElecDHW-GasCDryer-Tier3-FrontAnyMFm2011CZ06rDXGF
RB-Appl-EffCW-med-ElecDHW-GasCDryer-Tier3-Front | DEER2016 | D16v1 | 2015-05-16 | Any | MFm | 2011 | CZ06 | rDXHP | Each | 1 | 538 | None | 101 | 0.0162 | 9.96 | 0.339 | -0.000135 | 7.62 | 101 | 0.0162 | 9.96 | 0.339 | -0.000135 | 7.62 |  |  | 1 |  | RB-Appl-EffCW-med-ElecDHW-GasCDryer-Tier3-FrontAnyMFm2011CZ06rDXHP
RB-Appl-EffCW-med-ElecDHW-GasCDryer-Tier3-Front | DEER2016 | D16v1 | 2015-05-16 | Any | MFm | 2011 | CZ06 | rNCEH | Each | 1 | 538 | None | 98.6 | 0.0132 | 9.96 | -0.447 | -9.93e-05 | 7.62 | 98.6 | 0.0132 | 9.96 | -0.447 | -9.93e-05 | 7.62 |  |  | 1 |  | RB-Appl-EffCW-med-ElecDHW-GasCDryer-Tier3-FrontAnyMFm2011CZ06rNCEH
RB-Appl-EffCW-med-ElecDHW-GasCDryer-Tier3-Front | DEER2016 | D16v1 | 2015-05-16 | Any | MFm | 2011 | CZ06 | rNCGF | Each | 1 | 538 | None | 101 | 0.0132 | 9.8 | 0.255 | -0.000112 | 7.57 | 101 | 0.0132 | 9.8 | 0.255 | -0.000112 | 7.57 |  |  | 1 |  | RB-Appl-EffCW-med-ElecDHW-GasCDryer-Tier3-FrontAnyMFm2011CZ06rNCGF
RB-Appl-EffCW-med-ElecDHW-GasCDryer-Tier3-Front | DEER2016 | D16v1 | 2015-05-16 | Any | MFm | 2011 | CZ07 | rDXGF | Each | 1 | 538 | None | 101 | 0.0158 | 9.94 | 0.0784 | 3.81e-05 | 7.6 | 101 | 0.0158 | 9.94 | 0.0784 | 3.81e-05 | 7.6 |  |  | 1 |  | RB-Appl-EffCW-med-ElecDHW-GasCDryer-Tier3-FrontAnyMFm2011CZ07rDXGF
RB-Appl-EffCW-med-ElecDHW-GasCDryer-Tier3-Front | DEER2016 | D16v1 | 2015-05-16 | Any | MFm | 2011 | CZ07 | rDXHP | Each | 1 | 538 | None | 101 | 0.0123 | 9.96 | 0.495 | 0.000655 | 7.62 | 101 | 0.0123 | 9.96 | 0.495 | 0.000655 | 7.62 |  |  | 1 |  | RB-Appl-EffCW-med-ElecDHW-GasCDryer-Tier3-FrontAnyMFm2011CZ07rDXHP
RB-Appl-EffCW-med-ElecDHW-GasCDryer-Tier3-Front | DEER2016 | D16v1 | 2015-05-16 | Any | MFm | 2011 | CZ07 | rNCEH | Each | 1 | 538 | None | 99.3 | 0.0132 | 9.96 | -0.123 | -0.0001 | 7.62 | 99.3 | 0.0132 | 9.96 | -0.123 | -0.0001 | 7.62 |  |  | 1 |  | RB-Appl-EffCW-med-ElecDHW-GasCDryer-Tier3-FrontAnyMFm2011CZ07rNCEH
RB-Appl-EffCW-med-ElecDHW-GasCDryer-Tier3-Front | DEER2016 | D16v1 | 2015-05-16 | Any | MFm | 2011 | CZ07 | rNCGF | Each | 1 | 538 | None | 100 | 0.0132 | 9.93 | 0.0742 | -0.00012 | 7.61 | 100 | 0.0132 | 9.93 | 0.0742 | -0.00012 | 7.61 |  |  | 1 |  | RB-Appl-EffCW-med-ElecDHW-GasCDryer-Tier3-FrontAnyMFm2011CZ07rNCGF
RB-Appl-EffCW-med-ElecDHW-GasCDryer-Tier3-Front | DEER2016 | D16v1 | 2015-05-16 | Any | MFm | 2011 | CZ08 | rDXGF | Each | 1 | 538 | None | 101 | 0.0131 | 9.85 | 0.0562 | -0.000198 | 7.55 | 101 | 0.0131 | 9.85 | 0.0562 | -0.000198 | 7.55 |  |  | 1 |  | RB-Appl-EffCW-med-ElecDHW-GasCDryer-Tier3-FrontAnyMFm2011CZ08rDXGF
RB-Appl-EffCW-med-ElecDHW-GasCDryer-Tier3-Front | DEER2016 | D16v1 | 2015-05-16 | Any | MFm | 2011 | CZ08 | rDXHP | Each | 1 | 538 | None | 101 | 0.0136 | 9.96 | 0.898 | -0.000238 | 7.62 | 101 | 0.0136 | 9.96 | 0.898 | -0.000238 | 7.62 |  |  | 1 |  | RB-Appl-EffCW-med-ElecDHW-GasCDryer-Tier3-FrontAnyMFm2011CZ08rDXHP
RB-Appl-EffCW-med-ElecDHW-GasCDryer-Tier3-Front | DEER2016 | D16v1 | 2015-05-16 | Any | MFm | 2011 | CZ08 | rNCEH | Each | 1 | 538 | None | 96.6 | 0.0128 | 9.96 | -0.742 | -0.000182 | 7.62 | 96.6 | 0.0128 | 9.96 | -0.742 | -0.000182 | 7.62 |  |  | 1 |  | RB-Appl-EffCW-med-ElecDHW-GasCDryer-Tier3-FrontAnyMFm2011CZ08rNCEH
RB-Appl-EffCW-med-ElecDHW-GasCDryer-Tier3-Front | DEER2016 | D16v1 | 2015-05-16 | Any | MFm | 2011 | CZ08 | rNCGF | Each | 1 | 538 | None | 98.3 | 0.0127 | 9.85 | -0.256 | -0.000175 | 7.58 | 98.3 | 0.0127 | 9.85 | -0.256 | -0.000175 | 7.58 |  |  | 1 |  | RB-Appl-EffCW-med-ElecDHW-GasCDryer-Tier3-FrontAnyMFm2011CZ08rNCGF
RB-Appl-EffCW-med-ElecDHW-GasCDryer-Tier3-Front | DEER2016 | D16v1 | 2015-05-16 | Any | MFm | 2011 | CZ09 | rDXGF | Each | 1 | 499 | None | 100 | 0.0132 | 9.82 | -2.09 | -0.000814 | 7.78 | 100 | 0.0132 | 9.82 | -2.09 | -0.000814 | 7.78 |  |  | 1 |  | RB-Appl-EffCW-med-ElecDHW-GasCDryer-Tier3-FrontAnyMFm2011CZ09rDXGF
RB-Appl-EffCW-med-ElecDHW-GasCDryer-Tier3-Front | DEER2016 | D16v1 | 2015-05-16 | Any | MFm | 2011 | CZ09 | rDXHP | Each | 1 | 499 | None | 98.8 | 0.0138 | 9.96 | -0.764 | -0.000861 | 7.62 | 98.8 | 0.0138 | 9.96 | -0.764 | -0.000861 | 7.62 |  |  | 1 |  | RB-Appl-EffCW-med-ElecDHW-GasCDryer-Tier3-FrontAnyMFm2011CZ09rDXHP
RB-Appl-EffCW-med-ElecDHW-GasCDryer-Tier3-Front | DEER2016 | D16v1 | 2015-05-16 | Any | MFm | 2011 | CZ09 | rNCEH | Each | 1 | 499 | None | 95.7 | 0.0126 | 9.96 | 2.13 | -0.000248 | 7.62 | 95.7 | 0.0126 | 9.96 | 2.13 | -0.000248 | 7.62 |  |  | 1 |  | RB-Appl-EffCW-med-ElecDHW-GasCDryer-Tier3-FrontAnyMFm2011CZ09rNCEH
RB-Appl-EffCW-med-ElecDHW-GasCDryer-Tier3-Front | DEER2016 | D16v1 | 2015-05-16 | Any | MFm | 2011 | CZ09 | rNCGF | Each | 1 | 499 | None | 98.1 | 0.0126 | 9.81 | -0.265 | -0.00025 | 7.81 | 98.1 | 0.0126 | 9.81 | -0.265 | -0.00025 | 7.81 |  |  | 1 |  | RB-Appl-EffCW-med-ElecDHW-GasCDryer-Tier3-FrontAnyMFm2011CZ09rNCGF
RB-Appl-EffCW-med-ElecDHW-GasCDryer-Tier3-Front | DEER2016 | D16v1 | 2015-05-16 | Any | MFm | 2011 | CZ10 | rDXGF | Each | 1 | 474 | None | 99.7 | 0.0129 | 9.84 | -1.9 | -0.000762 | 7.76 | 99.7 | 0.0129 | 9.84 | -1.9 | -0.000762 | 7.76 |  |  | 1 |  | RB-Appl-EffCW-med-ElecDHW-GasCDryer-Tier3-FrontAnyMFm2011CZ10rDXGF
RB-Appl-EffCW-med-ElecDHW-GasCDryer-Tier3-Front | DEER2016 | D16v1 | 2015-05-16 | Any | MFm | 2011 | CZ10 | rDXHP | Each | 1 | 474 | None | 98.8 | 0.0134 | 9.96 | -0.583 | -0.000801 | 7.62 | 98.8 | 0.0134 | 9.96 | -0.583 | -0.000801 | 7.62 |  |  | 1 |  | RB-Appl-EffCW-med-ElecDHW-GasCDryer-Tier3-FrontAnyMFm2011CZ10rDXHP
RB-Appl-EffCW-med-ElecDHW-GasCDryer-Tier3-Front | DEER2016 | D16v1 | 2015-05-16 | Any | MFm | 2011 | CZ10 | rNCEH | Each | 1 | 474 | None | 95.5 | 0.0124 | 9.96 | 1.7 | -0.000277 | 7.62 | 95.5 | 0.0124 | 9.96 | 1.7 | -0.000277 | 7.62 |  |  | 1 |  | RB-Appl-EffCW-med-ElecDHW-GasCDryer-Tier3-FrontAnyMFm2011CZ10rNCEH
RB-Appl-EffCW-med-ElecDHW-GasCDryer-Tier3-Front | DEER2016 | D16v1 | 2015-05-16 | Any | MFm | 2011 | CZ10 | rNCGF | Each | 1 | 474 | None | 97.6 | 0.0124 | 9.84 | -0.248 | -0.000264 | 7.76 | 97.6 | 0.0124 | 9.84 | -0.248 | -0.000264 | 7.76 |  |  | 1 |  | RB-Appl-EffCW-med-ElecDHW-GasCDryer-Tier3-FrontAnyMFm2011CZ10rNCGF
RB-Appl-EffCW-med-ElecDHW-GasCDryer-Tier3-Front | DEER2016 | D16v1 | 2015-05-16 | Any | MFm | 2011 | CZ11 | rDXGF | Each | 1 | 474 | None | 102 | 0.0126 | 9.77 | -1.29 | -0.00126 | 7.81 | 102 | 0.0126 | 9.77 | -1.29 | -0.00126 | 7.81 |  |  | 1 |  | RB-Appl-EffCW-med-ElecDHW-GasCDryer-Tier3-FrontAnyMFm2011CZ11rDXGF
RB-Appl-EffCW-med-ElecDHW-GasCDryer-Tier3-Front | DEER2016 | D16v1 | 2015-05-16 | Any | MFm | 2011 | CZ11 | rDXHP | Each | 1 | 474 | None | 100 | 0.0132 | 9.96 | -0.0876 | -0.000502 | 7.62 | 100 | 0.0132 | 9.96 | -0.0876 | -0.000502 | 7.62 |  |  | 1 |  | RB-Appl-EffCW-med-ElecDHW-GasCDryer-Tier3-FrontAnyMFm2011CZ11rDXHP
RB-Appl-EffCW-med-ElecDHW-GasCDryer-Tier3-Front | DEER2016 | D16v1 | 2015-05-16 | Any | MFm | 2011 | CZ11 | rNCEH | Each | 1 | 474 | None | 95.3 | 0.0123 | 9.96 | 3.29 | -0.000286 | 7.62 | 95.3 | 0.0123 | 9.96 | 3.29 | -0.000286 | 7.62 |  |  | 1 |  | RB-Appl-EffCW-med-ElecDHW-GasCDryer-Tier3-FrontAnyMFm2011CZ11rNCEH
RB-Appl-EffCW-med-ElecDHW-GasCDryer-Tier3-Front | DEER2016 | D16v1 | 2015-05-16 | Any | MFm | 2011 | CZ11 | rNCGF | Each | 1 | 474 | None | 98.9 | 0.0123 | 9.74 | 0.0472 | -0.000299 | 7.84 | 98.9 | 0.0123 | 9.74 | 0.0472 | -0.000299 | 7.84 |  |  | 1 |  | RB-Appl-EffCW-med-ElecDHW-GasCDryer-Tier3-FrontAnyMFm2011CZ11rNCGF
RB-Appl-EffCW-med-ElecDHW-GasCDryer-Tier3-Front | DEER2016 | D16v1 | 2015-05-16 | Any | MFm | 2011 | CZ12 | rDXGF | Each | 1 | 474 | None | 104 | 0.0135 | 9.73 | -0.922 | -0.000774 | 7.82 | 104 | 0.0135 | 9.73 | -0.922 | -0.000774 | 7.82 |  |  | 1 |  | RB-Appl-EffCW-med-ElecDHW-GasCDryer-Tier3-FrontAnyMFm2011CZ12rDXGF
RB-Appl-EffCW-med-ElecDHW-GasCDryer-Tier3-Front | DEER2016 | D16v1 | 2015-05-16 | Any | MFm | 2011 | CZ12 | rDXHP | Each | 1 | 474 | None | 103 | 0.0137 | 9.96 | 0.756 | -0.000409 | 7.62 | 103 | 0.0137 | 9.96 | 0.756 | -0.000409 | 7.62 |  |  | 1 |  | RB-Appl-EffCW-med-ElecDHW-GasCDryer-Tier3-FrontAnyMFm2011CZ12rDXHP
RB-Appl-EffCW-med-ElecDHW-GasCDryer-Tier3-Front | DEER2016 | D16v1 | 2015-05-16 | Any | MFm | 2011 | CZ12 | rNCEH | Each | 1 | 474 | None | 98.6 | 0.0132 | 9.96 | 3.69 | -0.000126 | 7.62 | 98.6 | 0.0132 | 9.96 | 3.69 | -0.000126 | 7.62 |  |  | 1 |  | RB-Appl-EffCW-med-ElecDHW-GasCDryer-Tier3-FrontAnyMFm2011CZ12rNCEH
RB-Appl-EffCW-med-ElecDHW-GasCDryer-Tier3-Front | DEER2016 | D16v1 | 2015-05-16 | Any | MFm | 2011 | CZ12 | rNCGF | Each | 1 | 474 | None | 102 | 0.0131 | 9.73 | 0.669 | -0.00013 | 7.83 | 102 | 0.0131 | 9.73 | 0.669 | -0.00013 | 7.83 |  |  | 1 |  | RB-Appl-EffCW-med-ElecDHW-GasCDryer-Tier3-FrontAnyMFm2011CZ12rNCGF
RB-Appl-EffCW-med-ElecDHW-GasCDryer-Tier3-Front | DEER2016 | D16v1 | 2015-05-16 | Any | MFm | 2011 | CZ13 | rDXGF | Each | 1 | 474 | None | 101 | 0.0123 | 9.72 | -1.5 | -0.00105 | 7.79 | 101 | 0.0123 | 9.72 | -1.5 | -0.00105 | 7.79 |  |  | 1 |  | RB-Appl-EffCW-med-ElecDHW-GasCDryer-Tier3-FrontAnyMFm2011CZ13rDXGF
RB-Appl-EffCW-med-ElecDHW-GasCDryer-Tier3-Front | DEER2016 | D16v1 | 2015-05-16 | Any | MFm | 2011 | CZ13 | rDXHP | Each | 1 | 474 | None | 98.8 | 0.0126 | 9.96 | -0.218 | -0.00103 | 7.62 | 98.8 | 0.0126 | 9.96 | -0.218 | -0.00103 | 7.62 |  |  | 1 |  | RB-Appl-EffCW-med-ElecDHW-GasCDryer-Tier3-FrontAnyMFm2011CZ13rDXHP
RB-Appl-EffCW-med-ElecDHW-GasCDryer-Tier3-Front | DEER2016 | D16v1 | 2015-05-16 | Any | MFm | 2011 | CZ13 | rNCEH | Each | 1 | 474 | None | 94.2 | 0.0122 | 9.96 | 2.68 | -0.00031 | 7.62 | 94.2 | 0.0122 | 9.96 | 2.68 | -0.00031 | 7.62 |  |  | 1 |  | RB-Appl-EffCW-med-ElecDHW-GasCDryer-Tier3-FrontAnyMFm2011CZ13rNCEH
RB-Appl-EffCW-med-ElecDHW-GasCDryer-Tier3-Front | DEER2016 | D16v1 | 2015-05-16 | Any | MFm | 2011 | CZ13 | rNCGF | Each | 1 | 474 | None | 97.6 | 0.0122 | 9.72 | -0.209 | -0.00029 | 7.81 | 97.6 | 0.0122 | 9.72 | -0.209 | -0.00029 | 7.81 |  |  | 1 |  | RB-Appl-EffCW-med-ElecDHW-GasCDryer-Tier3-FrontAnyMFm2011CZ13rNCGF
RB-Appl-EffCW-med-ElecDHW-GasCDryer-Tier3-Front | DEER2016 | D16v1 | 2015-05-16 | Any | MFm | 2011 | CZ14 | rDXGF | Each | 1 | 487 | None | 103 | 0.0119 | 9.77 | -1.65 | -0.00101 | 7.81 | 103 | 0.0119 | 9.77 | -1.65 | -0.00101 | 7.81 |  |  | 1 |  | RB-Appl-EffCW-med-ElecDHW-GasCDryer-Tier3-FrontAnyMFm2011CZ14rDXGF
RB-Appl-EffCW-med-ElecDHW-GasCDryer-Tier3-Front | DEER2016 | D16v1 | 2015-05-16 | Any | MFm | 2011 | CZ14 | rDXHP | Each | 1 | 487 | None | 102 | 0.0123 | 9.96 | -0.294 | -0.00118 | 7.62 | 102 | 0.0123 | 9.96 | -0.294 | -0.00118 | 7.62 |  |  | 1 |  | RB-Appl-EffCW-med-ElecDHW-GasCDryer-Tier3-FrontAnyMFm2011CZ14rDXHP
RB-Appl-EffCW-med-ElecDHW-GasCDryer-Tier3-Front | DEER2016 | D16v1 | 2015-05-16 | Any | MFm | 2011 | CZ14 | rNCEH | Each | 1 | 487 | None | 96 | 0.0118 | 9.96 | 3.33 | -0.000419 | 7.62 | 96 | 0.0118 | 9.96 | 3.33 | -0.000419 | 7.62 |  |  | 1 |  | RB-Appl-EffCW-med-ElecDHW-GasCDryer-Tier3-FrontAnyMFm2011CZ14rNCEH
RB-Appl-EffCW-med-ElecDHW-GasCDryer-Tier3-Front | DEER2016 | D16v1 | 2015-05-16 | Any | MFm | 2011 | CZ14 | rNCGF | Each | 1 | 487 | None | 99.6 | 0.0118 | 9.74 | -0.0827 | -0.000402 | 7.85 | 99.6 | 0.0118 | 9.74 | -0.0827 | -0.000402 | 7.85 |  |  | 1 |  | RB-Appl-EffCW-med-ElecDHW-GasCDryer-Tier3-FrontAnyMFm2011CZ14rNCGF
RB-Appl-EffCW-med-ElecDHW-GasCDryer-Tier3-Front | DEER2016 | D16v1 | 2015-05-16 | Any | MFm | 2011 | CZ15 | rDXGF | Each | 1 | 487 | None | 85.4 | 0.00991 | 9.92 | -5.97 | -0.00173 | 7.67 | 85.4 | 0.00991 | 9.92 | -5.97 | -0.00173 | 7.67 |  |  | 1 |  | RB-Appl-EffCW-med-ElecDHW-GasCDryer-Tier3-FrontAnyMFm2011CZ15rDXGF
RB-Appl-EffCW-med-ElecDHW-GasCDryer-Tier3-Front | DEER2016 | D16v1 | 2015-05-16 | Any | MFm | 2011 | CZ15 | rDXHP | Each | 1 | 487 | None | 84.9 | 0.0101 | 9.96 | -6.01 | -0.00164 | 7.62 | 84.9 | 0.0101 | 9.96 | -6.01 | -0.00164 | 7.62 |  |  | 1 |  | RB-Appl-EffCW-med-ElecDHW-GasCDryer-Tier3-FrontAnyMFm2011CZ15rDXHP
RB-Appl-EffCW-med-ElecDHW-GasCDryer-Tier3-Front | DEER2016 | D16v1 | 2015-05-16 | Any | MFm | 2011 | CZ15 | rNCEH | Each | 1 | 487 | None | 81.2 | 0.00943 | 9.96 | -2.8 | -0.000862 | 7.62 | 81.2 | 0.00943 | 9.96 | -2.8 | -0.000862 | 7.62 |  |  | 1 |  | RB-Appl-EffCW-med-ElecDHW-GasCDryer-Tier3-FrontAnyMFm2011CZ15rNCEH
RB-Appl-EffCW-med-ElecDHW-GasCDryer-Tier3-Front | DEER2016 | D16v1 | 2015-05-16 | Any | MFm | 2011 | CZ15 | rNCGF | Each | 1 | 487 | None | 82 | 0.00942 | 9.92 | -3.57 | -0.000849 | 7.67 | 82 | 0.00942 | 9.92 | -3.57 | -0.000849 | 7.67 |  |  | 1 |  | RB-Appl-EffCW-med-ElecDHW-GasCDryer-Tier3-FrontAnyMFm2011CZ15rNCGF
RB-Appl-EffCW-med-ElecDHW-GasCDryer-Tier3-Front | DEER2016 | D16v1 | 2015-05-16 | Any | MFm | 2011 | CZ16 | rDXGF | Each | 1 | 441 | None | 117 | 0.0149 | 9.66 | 1.14 | -0.000482 | 7.85 | 117 | 0.0149 | 9.66 | 1.14 | -0.000482 | 7.85 |  |  | 1 |  | RB-Appl-EffCW-med-ElecDHW-GasCDryer-Tier3-FrontAnyMFm2011CZ16rDXGF
RB-Appl-EffCW-med-ElecDHW-GasCDryer-Tier3-Front | DEER2016 | D16v1 | 2015-05-16 | Any | MFm | 2011 | CZ16 | rDXHP | Each | 1 | 441 | None | 114 | 0.015 | 9.96 | 3.94 | -0.000423 | 7.62 | 114 | 0.015 | 9.96 | 3.94 | -0.000423 | 7.62 |  |  | 1 |  | RB-Appl-EffCW-med-ElecDHW-GasCDryer-Tier3-FrontAnyMFm2011CZ16rDXHP
RB-Appl-EffCW-med-ElecDHW-GasCDryer-Tier3-Front | DEER2016 | D16v1 | 2015-05-16 | Any | MFm | 2011 | CZ16 | rNCEH | Each | 1 | 441 | None | 109 | 0.0147 | 9.96 | 6.84 | 0.000139 | 7.62 | 109 | 0.0147 | 9.96 | 6.84 | 0.000139 | 7.62 |  |  | 1 |  | RB-Appl-EffCW-med-ElecDHW-GasCDryer-Tier3-FrontAnyMFm2011CZ16rNCEH
RB-Appl-EffCW-med-ElecDHW-GasCDryer-Tier3-Front | DEER2016 | D16v1 | 2015-05-16 | Any | MFm | 2011 | CZ16 | rNCGF | Each | 1 | 441 | None | 115 | 0.0147 | 9.62 | 2.91 | 0.000162 | 7.89 | 115 | 0.0147 | 9.62 | 2.91 | 0.000162 | 7.89 |  |  | 1 |  | RB-Appl-EffCW-med-ElecDHW-GasCDryer-Tier3-FrontAnyMFm2011CZ16rNCGF
RB-Appl-EffCW-med-ElecDHW-GasCDryer-Tier3-Front | DEER2016 | D16v1 | 2015-05-16 | Any | MFm | 2014 | CZ01 | rDXGF | Each | 1 | 441 | None | 115 | 0.0162 | 9.56 | 2.26 | -0.00138 | 7.85 | 115 | 0.0162 | 9.56 | 2.26 | -0.00138 | 7.85 |  |  | 1 |  | RB-Appl-EffCW-med-ElecDHW-GasCDryer-Tier3-FrontAnyMFm2014CZ01rDXGF
RB-Appl-EffCW-med-ElecDHW-GasCDryer-Tier3-Front | DEER2016 | D16v1 | 2015-05-16 | Any | MFm | 2014 | CZ01 | rDXHP | Each | 1 | 441 | None | 113 | 0.0164 | 9.96 | 5.2 | 8.66e-05 | 7.62 | 113 | 0.0164 | 9.96 | 5.2 | 8.66e-05 | 7.62 |  |  | 1 |  | RB-Appl-EffCW-med-ElecDHW-GasCDryer-Tier3-FrontAnyMFm2014CZ01rDXHP
RB-Appl-EffCW-med-ElecDHW-GasCDryer-Tier3-Front | DEER2016 | D16v1 | 2015-05-16 | Any | MFm | 2014 | CZ01 | rNCEH | Each | 1 | 441 | None | 108 | 0.0155 | 9.96 | 8.07 | 0.000292 | 7.62 | 108 | 0.0155 | 9.96 | 8.07 | 0.000292 | 7.62 |  |  | 1 |  | RB-Appl-EffCW-med-ElecDHW-GasCDryer-Tier3-FrontAnyMFm2014CZ01rNCEH
RB-Appl-EffCW-med-ElecDHW-GasCDryer-Tier3-Front | DEER2016 | D16v1 | 2015-05-16 | Any | MFm | 2014 | CZ01 | rNCGF | Each | 1 | 441 | None | 115 | 0.0153 | 9.56 | 3.05 | 0.000308 | 7.96 | 115 | 0.0153 | 9.56 | 3.05 | 0.000308 | 7.96 |  |  | 1 |  | RB-Appl-EffCW-med-ElecDHW-GasCDryer-Tier3-FrontAnyMFm2014CZ01rNCGF
RB-Appl-EffCW-med-ElecDHW-GasCDryer-Tier3-Front | DEER2016 | D16v1 | 2015-05-16 | Any | MFm | 2014 | CZ02 | rDXGF | Each | 1 | 474 | None | 108 | 0.0175 | 9.73 | 0.644 | 0.000353 | 7.85 | 108 | 0.0175 | 9.73 | 0.644 | 0.000353 | 7.85 |  |  | 1 |  | RB-Appl-EffCW-med-ElecDHW-GasCDryer-Tier3-FrontAnyMFm2014CZ02rDXGF
RB-Appl-EffCW-med-ElecDHW-GasCDryer-Tier3-Front | DEER2016 | D16v1 | 2015-05-16 | Any | MFm | 2014 | CZ02 | rDXHP | Each | 1 | 474 | None | 106 | 0.0164 | 9.96 | 3.26 | -0.000424 | 7.62 | 106 | 0.0164 | 9.96 | 3.26 | -0.000424 | 7.62 |  |  | 1 |  | RB-Appl-EffCW-med-ElecDHW-GasCDryer-Tier3-FrontAnyMFm2014CZ02rDXHP
RB-Appl-EffCW-med-ElecDHW-GasCDryer-Tier3-Front | DEER2016 | D16v1 | 2015-05-16 | Any | MFm | 2014 | CZ02 | rNCEH | Each | 1 | 474 | None | 104 | 0.0142 | 9.96 | 4.71 | 6.38e-05 | 7.62 | 104 | 0.0142 | 9.96 | 4.71 | 6.38e-05 | 7.62 |  |  | 1 |  | RB-Appl-EffCW-med-ElecDHW-GasCDryer-Tier3-FrontAnyMFm2014CZ02rNCEH
RB-Appl-EffCW-med-ElecDHW-GasCDryer-Tier3-Front | DEER2016 | D16v1 | 2015-05-16 | Any | MFm | 2014 | CZ02 | rNCGF | Each | 1 | 474 | None | 107 | 0.0141 | 9.73 | 1.63 | 8.61e-05 | 7.86 | 107 | 0.0141 | 9.73 | 1.63 | 8.61e-05 | 7.86 |  |  | 1 |  | RB-Appl-EffCW-med-ElecDHW-GasCDryer-Tier3-FrontAnyMFm2014CZ02rNCGF
RB-Appl-EffCW-med-ElecDHW-GasCDryer-Tier3-Front | DEER2016 | D16v1 | 2015-05-16 | Any | MFm | 2014 | CZ03 | rDXGF | Each | 1 | 441 | None | 108 | 0.0154 | 9.72 | 1.22 | 0.002 | 7.84 | 108 | 0.0154 | 9.72 | 1.22 | 0.002 | 7.84 |  |  | 1 |  | RB-Appl-EffCW-med-ElecDHW-GasCDryer-Tier3-FrontAnyMFm2014CZ03rDXGF
RB-Appl-EffCW-med-ElecDHW-GasCDryer-Tier3-Front | DEER2016 | D16v1 | 2015-05-16 | Any | MFm | 2014 | CZ03 | rDXHP | Each | 1 | 441 | None | 106 | 0.0147 | 9.96 | 3.24 | 0.000615 | 7.62 | 106 | 0.0147 | 9.96 | 3.24 | 0.000615 | 7.62 |  |  | 1 |  | RB-Appl-EffCW-med-ElecDHW-GasCDryer-Tier3-FrontAnyMFm2014CZ03rDXHP
RB-Appl-EffCW-med-ElecDHW-GasCDryer-Tier3-Front | DEER2016 | D16v1 | 2015-05-16 | Any | MFm | 2014 | CZ03 | rNCEH | Each | 1 | 441 | None | 104 | 0.0144 | 9.96 | 3.83 | 8.69e-05 | 7.62 | 104 | 0.0144 | 9.96 | 3.83 | 8.69e-05 | 7.62 |  |  | 1 |  | RB-Appl-EffCW-med-ElecDHW-GasCDryer-Tier3-FrontAnyMFm2014CZ03rNCEH
RB-Appl-EffCW-med-ElecDHW-GasCDryer-Tier3-Front | DEER2016 | D16v1 | 2015-05-16 | Any | MFm | 2014 | CZ03 | rNCGF | Each | 1 | 441 | None | 107 | 0.0144 | 9.72 | 1.44 | 7.96e-05 | 7.86 | 107 | 0.0144 | 9.72 | 1.44 | 7.96e-05 | 7.86 |  |  | 1 |  | RB-Appl-EffCW-med-ElecDHW-GasCDryer-Tier3-FrontAnyMFm2014CZ03rNCGF
RB-Appl-EffCW-med-ElecDHW-GasCDryer-Tier3-Front | DEER2016 | D16v1 | 2015-05-16 | Any | MFm | 2014 | CZ04 | rDXGF | Each | 1 | 441 | None | 105 | 0.0147 | 9.75 | -0.826 | 0.000368 | 7.73 | 105 | 0.0147 | 9.75 | -0.826 | 0.000368 | 7.73 |  |  | 1 |  | RB-Appl-EffCW-med-ElecDHW-GasCDryer-Tier3-FrontAnyMFm2014CZ04rDXGF
RB-Appl-EffCW-med-ElecDHW-GasCDryer-Tier3-Front | DEER2016 | D16v1 | 2015-05-16 | Any | MFm | 2014 | CZ04 | rDXHP | Each | 1 | 441 | None | 105 | 0.0147 | 9.96 | 1.02 | -0.00014 | 7.62 | 105 | 0.0147 | 9.96 | 1.02 | -0.00014 | 7.62 |  |  | 1 |  | RB-Appl-EffCW-med-ElecDHW-GasCDryer-Tier3-FrontAnyMFm2014CZ04rDXHP
RB-Appl-EffCW-med-ElecDHW-GasCDryer-Tier3-Front | DEER2016 | D16v1 | 2015-05-16 | Any | MFm | 2014 | CZ04 | rNCEH | Each | 1 | 441 | None | 101 | 0.0134 | 9.96 | 2.91 | -0.000111 | 7.62 | 101 | 0.0134 | 9.96 | 2.91 | -0.000111 | 7.62 |  |  | 1 |  | RB-Appl-EffCW-med-ElecDHW-GasCDryer-Tier3-FrontAnyMFm2014CZ04rNCEH
RB-Appl-EffCW-med-ElecDHW-GasCDryer-Tier3-Front | DEER2016 | D16v1 | 2015-05-16 | Any | MFm | 2014 | CZ04 | rNCGF | Each | 1 | 441 | None | 104 | 0.0133 | 9.75 | 0.698 | -9.84e-05 | 7.75 | 104 | 0.0133 | 9.75 | 0.698 | -9.84e-05 | 7.75 |  |  | 1 |  | RB-Appl-EffCW-med-ElecDHW-GasCDryer-Tier3-FrontAnyMFm2014CZ04rNCGF
RB-Appl-EffCW-med-ElecDHW-GasCDryer-Tier3-Front | DEER2016 | D16v1 | 2015-05-16 | Any | MFm | 2014 | CZ05 | rDXGF | Each | 1 | 441 | None | 109 | 0.0143 | 9.83 | 1.18 | -0.000464 | 7.81 | 109 | 0.0143 | 9.83 | 1.18 | -0.000464 | 7.81 |  |  | 1 |  | RB-Appl-EffCW-med-ElecDHW-GasCDryer-Tier3-FrontAnyMFm2014CZ05rDXGF
RB-Appl-EffCW-med-ElecDHW-GasCDryer-Tier3-Front | DEER2016 | D16v1 | 2015-05-16 | Any | MFm | 2014 | CZ05 | rDXHP | Each | 1 | 441 | None | 108 | 0.0153 | 9.96 | 3 | 0.000943 | 7.62 | 108 | 0.0153 | 9.96 | 3 | 0.000943 | 7.62 |  |  | 1 |  | RB-Appl-EffCW-med-ElecDHW-GasCDryer-Tier3-FrontAnyMFm2014CZ05rDXHP
RB-Appl-EffCW-med-ElecDHW-GasCDryer-Tier3-Front | DEER2016 | D16v1 | 2015-05-16 | Any | MFm | 2014 | CZ05 | rNCEH | Each | 1 | 441 | None | 107 | 0.0145 | 9.96 | 3.42 | 0.000108 | 7.62 | 107 | 0.0145 | 9.96 | 3.42 | 0.000108 | 7.62 |  |  | 1 |  | RB-Appl-EffCW-med-ElecDHW-GasCDryer-Tier3-FrontAnyMFm2014CZ05rNCEH
RB-Appl-EffCW-med-ElecDHW-GasCDryer-Tier3-Front | DEER2016 | D16v1 | 2015-05-16 | Any | MFm | 2014 | CZ05 | rNCGF | Each | 1 | 441 | None | 109 | 0.0145 | 9.83 | 1.73 | 0.000129 | 7.81 | 109 | 0.0145 | 9.83 | 1.73 | 0.000129 | 7.81 |  |  | 1 |  | RB-Appl-EffCW-med-ElecDHW-GasCDryer-Tier3-FrontAnyMFm2014CZ05rNCGF
RB-Appl-EffCW-med-ElecDHW-GasCDryer-Tier3-Front | DEER2016 | D16v1 | 2015-05-16 | Any | MFm | 2014 | CZ06 | rDXGF | Each | 1 | 538 | None | 102 | 0.0152 | 9.86 | 0.255 | -0.00101 | 7.57 | 102 | 0.0152 | 9.86 | 0.255 | -0.00101 | 7.57 |  |  | 1 |  | RB-Appl-EffCW-med-ElecDHW-GasCDryer-Tier3-FrontAnyMFm2014CZ06rDXGF
RB-Appl-EffCW-med-ElecDHW-GasCDryer-Tier3-Front | DEER2016 | D16v1 | 2015-05-16 | Any | MFm | 2014 | CZ06 | rDXHP | Each | 1 | 538 | None | 101 | 0.0141 | 9.96 | 0.336 | -0.00272 | 7.62 | 101 | 0.0141 | 9.96 | 0.336 | -0.00272 | 7.62 |  |  | 1 |  | RB-Appl-EffCW-med-ElecDHW-GasCDryer-Tier3-FrontAnyMFm2014CZ06rDXHP
RB-Appl-EffCW-med-ElecDHW-GasCDryer-Tier3-Front | DEER2016 | D16v1 | 2015-05-16 | Any | MFm | 2014 | CZ06 | rNCEH | Each | 1 | 538 | None | 99 | 0.0132 | 9.96 | -0.346 | -9.84e-05 | 7.62 | 99 | 0.0132 | 9.96 | -0.346 | -9.84e-05 | 7.62 |  |  | 1 |  | RB-Appl-EffCW-med-ElecDHW-GasCDryer-Tier3-FrontAnyMFm2014CZ06rNCEH
RB-Appl-EffCW-med-ElecDHW-GasCDryer-Tier3-Front | DEER2016 | D16v1 | 2015-05-16 | Any | MFm | 2014 | CZ06 | rNCGF | Each | 1 | 538 | None | 101 | 0.0132 | 9.81 | 0.286 | -9.12e-05 | 7.56 | 101 | 0.0132 | 9.81 | 0.286 | -9.12e-05 | 7.56 |  |  | 1 |  | RB-Appl-EffCW-med-ElecDHW-GasCDryer-Tier3-FrontAnyMFm2014CZ06rNCGF
RB-Appl-EffCW-med-ElecDHW-GasCDryer-Tier3-Front | DEER2016 | D16v1 | 2015-05-16 | Any | MFm | 2014 | CZ07 | rDXGF | Each | 1 | 538 | None | 101 | 0.0173 | 9.95 | 0.297 | -0.000368 | 7.61 | 101 | 0.0173 | 9.95 | 0.297 | -0.000368 | 7.61 |  |  | 1 |  | RB-Appl-EffCW-med-ElecDHW-GasCDryer-Tier3-FrontAnyMFm2014CZ07rDXGF
RB-Appl-EffCW-med-ElecDHW-GasCDryer-Tier3-Front | DEER2016 | D16v1 | 2015-05-16 | Any | MFm | 2014 | CZ07 | rDXHP | Each | 1 | 538 | None | 101 | 0.0129 | 9.96 | 0.379 | -1.33e-05 | 7.62 | 101 | 0.0129 | 9.96 | 0.379 | -1.33e-05 | 7.62 |  |  | 1 |  | RB-Appl-EffCW-med-ElecDHW-GasCDryer-Tier3-FrontAnyMFm2014CZ07rDXHP
RB-Appl-EffCW-med-ElecDHW-GasCDryer-Tier3-Front | DEER2016 | D16v1 | 2015-05-16 | Any | MFm | 2014 | CZ07 | rNCEH | Each | 1 | 538 | None | 99.6 | 0.0132 | 9.96 | -0.0336 | -9.9e-05 | 7.62 | 99.6 | 0.0132 | 9.96 | -0.0336 | -9.9e-05 | 7.62 |  |  | 1 |  | RB-Appl-EffCW-med-ElecDHW-GasCDryer-Tier3-FrontAnyMFm2014CZ07rNCEH
RB-Appl-EffCW-med-ElecDHW-GasCDryer-Tier3-Front | DEER2016 | D16v1 | 2015-05-16 | Any | MFm | 2014 | CZ07 | rNCGF | Each | 1 | 538 | None | 100 | 0.0132 | 9.95 | 0.0556 | -0.00011 | 7.61 | 100 | 0.0132 | 9.95 | 0.0556 | -0.00011 | 7.61 |  |  | 1 |  | RB-Appl-EffCW-med-ElecDHW-GasCDryer-Tier3-FrontAnyMFm2014CZ07rNCGF
RB-Appl-EffCW-med-ElecDHW-GasCDryer-Tier3-Front | DEER2016 | D16v1 | 2015-05-16 | Any | MFm | 2014 | CZ08 | rDXGF | Each | 1 | 538 | None | 100 | 0.0135 | 9.87 | -0.254 | 0.000258 | 7.56 | 100 | 0.0135 | 9.87 | -0.254 | 0.000258 | 7.56 |  |  | 1 |  | RB-Appl-EffCW-med-ElecDHW-GasCDryer-Tier3-FrontAnyMFm2014CZ08rDXGF
RB-Appl-EffCW-med-ElecDHW-GasCDryer-Tier3-Front | DEER2016 | D16v1 | 2015-05-16 | Any | MFm | 2014 | CZ08 | rDXHP | Each | 1 | 538 | None | 100 | 0.0138 | 9.96 | -0.0377 | 0.000191 | 7.62 | 100 | 0.0138 | 9.96 | -0.0377 | 0.000191 | 7.62 |  |  | 1 |  | RB-Appl-EffCW-med-ElecDHW-GasCDryer-Tier3-FrontAnyMFm2014CZ08rDXHP
RB-Appl-EffCW-med-ElecDHW-GasCDryer-Tier3-Front | DEER2016 | D16v1 | 2015-05-16 | Any | MFm | 2014 | CZ08 | rNCEH | Each | 1 | 538 | None | 96.9 | 0.0128 | 9.96 | -0.648 | -0.000181 | 7.62 | 96.9 | 0.0128 | 9.96 | -0.648 | -0.000181 | 7.62 |  |  | 1 |  | RB-Appl-EffCW-med-ElecDHW-GasCDryer-Tier3-FrontAnyMFm2014CZ08rNCEH
RB-Appl-EffCW-med-ElecDHW-GasCDryer-Tier3-Front | DEER2016 | D16v1 | 2015-05-16 | Any | MFm | 2014 | CZ08 | rNCGF | Each | 1 | 538 | None | 98.3 | 0.0127 | 9.87 | -0.274 | -0.000238 | 7.58 | 98.3 | 0.0127 | 9.87 | -0.274 | -0.000238 | 7.58 |  |  | 1 |  | RB-Appl-EffCW-med-ElecDHW-GasCDryer-Tier3-FrontAnyMFm2014CZ08rNCGF
RB-Appl-EffCW-med-ElecDHW-GasCDryer-Tier3-Front | DEER2016 | D16v1 | 2015-05-16 | Any | MFm | 2014 | CZ09 | rDXGF | Each | 1 | 499 | None | 99.6 | 0.0134 | 9.85 | -2.23 | -0.000841 | 7.76 | 99.6 | 0.0134 | 9.85 | -2.23 | -0.000841 | 7.76 |  |  | 1 |  | RB-Appl-EffCW-med-ElecDHW-GasCDryer-Tier3-FrontAnyMFm2014CZ09rDXGF
RB-Appl-EffCW-med-ElecDHW-GasCDryer-Tier3-Front | DEER2016 | D16v1 | 2015-05-16 | Any | MFm | 2014 | CZ09 | rDXHP | Each | 1 | 499 | None | 100 | 0.0142 | 9.96 | -0.855 | -0.000616 | 7.62 | 100 | 0.0142 | 9.96 | -0.855 | -0.000616 | 7.62 |  |  | 1 |  | RB-Appl-EffCW-med-ElecDHW-GasCDryer-Tier3-FrontAnyMFm2014CZ09rDXHP
RB-Appl-EffCW-med-ElecDHW-GasCDryer-Tier3-Front | DEER2016 | D16v1 | 2015-05-16 | Any | MFm | 2014 | CZ09 | rNCEH | Each | 1 | 499 | None | 96.1 | 0.0126 | 9.96 | 1.71 | -0.00025 | 7.62 | 96.1 | 0.0126 | 9.96 | 1.71 | -0.00025 | 7.62 |  |  | 1 |  | RB-Appl-EffCW-med-ElecDHW-GasCDryer-Tier3-FrontAnyMFm2014CZ09rNCEH
RB-Appl-EffCW-med-ElecDHW-GasCDryer-Tier3-Front | DEER2016 | D16v1 | 2015-05-16 | Any | MFm | 2014 | CZ09 | rNCGF | Each | 1 | 499 | None | 98.1 | 0.0126 | 9.83 | -0.28 | -0.000229 | 7.77 | 98.1 | 0.0126 | 9.83 | -0.28 | -0.000229 | 7.77 |  |  | 1 |  | RB-Appl-EffCW-med-ElecDHW-GasCDryer-Tier3-FrontAnyMFm2014CZ09rNCGF
RB-Appl-EffCW-med-ElecDHW-GasCDryer-Tier3-Front | DEER2016 | D16v1 | 2015-05-16 | Any | MFm | 2014 | CZ10 | rDXGF | Each | 1 | 474 | None | 99.9 | 0.0128 | 9.86 | -1.77 | -0.00149 | 7.74 | 99.9 | 0.0128 | 9.86 | -1.77 | -0.00149 | 7.74 |  |  | 1 |  | RB-Appl-EffCW-med-ElecDHW-GasCDryer-Tier3-FrontAnyMFm2014CZ10rDXGF
RB-Appl-EffCW-med-ElecDHW-GasCDryer-Tier3-Front | DEER2016 | D16v1 | 2015-05-16 | Any | MFm | 2014 | CZ10 | rDXHP | Each | 1 | 474 | None | 98.4 | 0.0134 | 9.96 | -1.08 | -0.0011 | 7.62 | 98.4 | 0.0134 | 9.96 | -1.08 | -0.0011 | 7.62 |  |  | 1 |  | RB-Appl-EffCW-med-ElecDHW-GasCDryer-Tier3-FrontAnyMFm2014CZ10rDXHP
RB-Appl-EffCW-med-ElecDHW-GasCDryer-Tier3-Front | DEER2016 | D16v1 | 2015-05-16 | Any | MFm | 2014 | CZ10 | rNCEH | Each | 1 | 474 | None | 95.9 | 0.0124 | 9.96 | 1.32 | -0.000279 | 7.62 | 95.9 | 0.0124 | 9.96 | 1.32 | -0.000279 | 7.62 |  |  | 1 |  | RB-Appl-EffCW-med-ElecDHW-GasCDryer-Tier3-FrontAnyMFm2014CZ10rNCEH
RB-Appl-EffCW-med-ElecDHW-GasCDryer-Tier3-Front | DEER2016 | D16v1 | 2015-05-16 | Any | MFm | 2014 | CZ10 | rNCGF | Each | 1 | 474 | None | 97.7 | 0.0123 | 9.85 | -0.313 | -0.000265 | 7.73 | 97.7 | 0.0123 | 9.85 | -0.313 | -0.000265 | 7.73 |  |  | 1 |  | RB-Appl-EffCW-med-ElecDHW-GasCDryer-Tier3-FrontAnyMFm2014CZ10rNCGF
RB-Appl-EffCW-med-ElecDHW-GasCDryer-Tier3-Front | DEER2016 | D16v1 | 2015-05-16 | Any | MFm | 2014 | CZ11 | rDXGF | Each | 1 | 474 | None | 102 | 0.0127 | 9.76 | -1.69 | -0.000819 | 7.8 | 102 | 0.0127 | 9.76 | -1.69 | -0.000819 | 7.8 |  |  | 1 |  | RB-Appl-EffCW-med-ElecDHW-GasCDryer-Tier3-FrontAnyMFm2014CZ11rDXGF
RB-Appl-EffCW-med-ElecDHW-GasCDryer-Tier3-Front | DEER2016 | D16v1 | 2015-05-16 | Any | MFm | 2014 | CZ11 | rDXHP | Each | 1 | 474 | None | 100 | 0.013 | 9.96 | 0.143 | -0.000726 | 7.62 | 100 | 0.013 | 9.96 | 0.143 | -0.000726 | 7.62 |  |  | 1 |  | RB-Appl-EffCW-med-ElecDHW-GasCDryer-Tier3-FrontAnyMFm2014CZ11rDXHP
RB-Appl-EffCW-med-ElecDHW-GasCDryer-Tier3-Front | DEER2016 | D16v1 | 2015-05-16 | Any | MFm | 2014 | CZ11 | rNCEH | Each | 1 | 474 | None | 95.3 | 0.0123 | 9.96 | 3.18 | -0.000288 | 7.62 | 95.3 | 0.0123 | 9.96 | 3.18 | -0.000288 | 7.62 |  |  | 1 |  | RB-Appl-EffCW-med-ElecDHW-GasCDryer-Tier3-FrontAnyMFm2014CZ11rNCEH
RB-Appl-EffCW-med-ElecDHW-GasCDryer-Tier3-Front | DEER2016 | D16v1 | 2015-05-16 | Any | MFm | 2014 | CZ11 | rNCGF | Each | 1 | 474 | None | 98.9 | 0.0123 | 9.75 | 0.0602 | -0.000245 | 7.83 | 98.9 | 0.0123 | 9.75 | 0.0602 | -0.000245 | 7.83 |  |  | 1 |  | RB-Appl-EffCW-med-ElecDHW-GasCDryer-Tier3-FrontAnyMFm2014CZ11rNCGF
RB-Appl-EffCW-med-ElecDHW-GasCDryer-Tier3-Front | DEER2016 | D16v1 | 2015-05-16 | Any | MFm | 2014 | CZ12 | rDXGF | Each | 1 | 474 | None | 104 | 0.0138 | 9.74 | -0.844 | -0.000604 | 7.8 | 104 | 0.0138 | 9.74 | -0.844 | -0.000604 | 7.8 |  |  | 1 |  | RB-Appl-EffCW-med-ElecDHW-GasCDryer-Tier3-FrontAnyMFm2014CZ12rDXGF
RB-Appl-EffCW-med-ElecDHW-GasCDryer-Tier3-Front | DEER2016 | D16v1 | 2015-05-16 | Any | MFm | 2014 | CZ12 | rDXHP | Each | 1 | 474 | None | 103 | 0.0138 | 9.96 | 1.72 | -0.000831 | 7.62 | 103 | 0.0138 | 9.96 | 1.72 | -0.000831 | 7.62 |  |  | 1 |  | RB-Appl-EffCW-med-ElecDHW-GasCDryer-Tier3-FrontAnyMFm2014CZ12rDXHP
RB-Appl-EffCW-med-ElecDHW-GasCDryer-Tier3-Front | DEER2016 | D16v1 | 2015-05-16 | Any | MFm | 2014 | CZ12 | rNCEH | Each | 1 | 474 | None | 98.7 | 0.0132 | 9.96 | 3.56 | -0.000128 | 7.62 | 98.7 | 0.0132 | 9.96 | 3.56 | -0.000128 | 7.62 |  |  | 1 |  | RB-Appl-EffCW-med-ElecDHW-GasCDryer-Tier3-FrontAnyMFm2014CZ12rNCEH
RB-Appl-EffCW-med-ElecDHW-GasCDryer-Tier3-Front | DEER2016 | D16v1 | 2015-05-16 | Any | MFm | 2014 | CZ12 | rNCGF | Each | 1 | 474 | None | 102 | 0.0131 | 9.74 | 0.647 | -0.000105 | 7.82 | 102 | 0.0131 | 9.74 | 0.647 | -0.000105 | 7.82 |  |  | 1 |  | RB-Appl-EffCW-med-ElecDHW-GasCDryer-Tier3-FrontAnyMFm2014CZ12rNCGF
RB-Appl-EffCW-med-ElecDHW-GasCDryer-Tier3-Front | DEER2016 | D16v1 | 2015-05-16 | Any | MFm | 2014 | CZ13 | rDXGF | Each | 1 | 474 | None | 101 | 0.0124 | 9.73 | -1.7 | -0.000917 | 7.78 | 101 | 0.0124 | 9.73 | -1.7 | -0.000917 | 7.78 |  |  | 1 |  | RB-Appl-EffCW-med-ElecDHW-GasCDryer-Tier3-FrontAnyMFm2014CZ13rDXGF
RB-Appl-EffCW-med-ElecDHW-GasCDryer-Tier3-Front | DEER2016 | D16v1 | 2015-05-16 | Any | MFm | 2014 | CZ13 | rDXHP | Each | 1 | 474 | None | 98.9 | 0.0126 | 9.96 | -0.333 | -0.00118 | 7.62 | 98.9 | 0.0126 | 9.96 | -0.333 | -0.00118 | 7.62 |  |  | 1 |  | RB-Appl-EffCW-med-ElecDHW-GasCDryer-Tier3-FrontAnyMFm2014CZ13rDXHP
RB-Appl-EffCW-med-ElecDHW-GasCDryer-Tier3-Front | DEER2016 | D16v1 | 2015-05-16 | Any | MFm | 2014 | CZ13 | rNCEH | Each | 1 | 474 | None | 94.3 | 0.0122 | 9.96 | 2.55 | -0.000311 | 7.62 | 94.3 | 0.0122 | 9.96 | 2.55 | -0.000311 | 7.62 |  |  | 1 |  | RB-Appl-EffCW-med-ElecDHW-GasCDryer-Tier3-FrontAnyMFm2014CZ13rNCEH
RB-Appl-EffCW-med-ElecDHW-GasCDryer-Tier3-Front | DEER2016 | D16v1 | 2015-05-16 | Any | MFm | 2014 | CZ13 | rNCGF | Each | 1 | 474 | None | 97.7 | 0.0122 | 9.73 | -0.241 | -0.000326 | 7.8 | 97.7 | 0.0122 | 9.73 | -0.241 | -0.000326 | 7.8 |  |  | 1 |  | RB-Appl-EffCW-med-ElecDHW-GasCDryer-Tier3-FrontAnyMFm2014CZ13rNCGF
RB-Appl-EffCW-med-ElecDHW-GasCDryer-Tier3-Front | DEER2016 | D16v1 | 2015-05-16 | Any | MFm | 2014 | CZ14 | rDXGF | Each | 1 | 487 | None | 102 | 0.0121 | 9.76 | -2.53 | -0.00107 | 7.8 | 102 | 0.0121 | 9.76 | -2.53 | -0.00107 | 7.8 |  |  | 1 |  | RB-Appl-EffCW-med-ElecDHW-GasCDryer-Tier3-FrontAnyMFm2014CZ14rDXGF
RB-Appl-EffCW-med-ElecDHW-GasCDryer-Tier3-Front | DEER2016 | D16v1 | 2015-05-16 | Any | MFm | 2014 | CZ14 | rDXHP | Each | 1 | 487 | None | 101 | 0.0125 | 9.96 | -0.212 | -0.00105 | 7.62 | 101 | 0.0125 | 9.96 | -0.212 | -0.00105 | 7.62 |  |  | 1 |  | RB-Appl-EffCW-med-ElecDHW-GasCDryer-Tier3-FrontAnyMFm2014CZ14rDXHP
RB-Appl-EffCW-med-ElecDHW-GasCDryer-Tier3-Front | DEER2016 | D16v1 | 2015-05-16 | Any | MFm | 2014 | CZ14 | rNCEH | Each | 1 | 487 | None | 96 | 0.0118 | 9.96 | 3.29 | -0.00042 | 7.62 | 96 | 0.0118 | 9.96 | 3.29 | -0.00042 | 7.62 |  |  | 1 |  | RB-Appl-EffCW-med-ElecDHW-GasCDryer-Tier3-FrontAnyMFm2014CZ14rNCEH
RB-Appl-EffCW-med-ElecDHW-GasCDryer-Tier3-Front | DEER2016 | D16v1 | 2015-05-16 | Any | MFm | 2014 | CZ14 | rNCGF | Each | 1 | 487 | None | 99.6 | 0.0118 | 9.73 | -0.113 | -0.000405 | 7.84 | 99.6 | 0.0118 | 9.73 | -0.113 | -0.000405 | 7.84 |  |  | 1 |  | RB-Appl-EffCW-med-ElecDHW-GasCDryer-Tier3-FrontAnyMFm2014CZ14rNCGF
RB-Appl-EffCW-med-ElecDHW-GasCDryer-Tier3-Front | DEER2016 | D16v1 | 2015-05-16 | Any | MFm | 2014 | CZ15 | rDXGF | Each | 1 | 487 | None | 85.5 | 0.00977 | 9.92 | -5.87 | -0.0018 | 7.67 | 85.5 | 0.00977 | 9.92 | -5.87 | -0.0018 | 7.67 |  |  | 1 |  | RB-Appl-EffCW-med-ElecDHW-GasCDryer-Tier3-FrontAnyMFm2014CZ15rDXGF
RB-Appl-EffCW-med-ElecDHW-GasCDryer-Tier3-Front | DEER2016 | D16v1 | 2015-05-16 | Any | MFm | 2014 | CZ15 | rDXHP | Each | 1 | 487 | None | 84.7 | 0.0101 | 9.96 | -5.62 | -0.00159 | 7.62 | 84.7 | 0.0101 | 9.96 | -5.62 | -0.00159 | 7.62 |  |  | 1 |  | RB-Appl-EffCW-med-ElecDHW-GasCDryer-Tier3-FrontAnyMFm2014CZ15rDXHP
RB-Appl-EffCW-med-ElecDHW-GasCDryer-Tier3-Front | DEER2016 | D16v1 | 2015-05-16 | Any | MFm | 2014 | CZ15 | rNCEH | Each | 1 | 487 | None | 81.3 | 0.00943 | 9.96 | -2.92 | -0.000863 | 7.62 | 81.3 | 0.00943 | 9.96 | -2.92 | -0.000863 | 7.62 |  |  | 1 |  | RB-Appl-EffCW-med-ElecDHW-GasCDryer-Tier3-FrontAnyMFm2014CZ15rNCEH
RB-Appl-EffCW-med-ElecDHW-GasCDryer-Tier3-Front | DEER2016 | D16v1 | 2015-05-16 | Any | MFm | 2014 | CZ15 | rNCGF | Each | 1 | 487 | None | 82 | 0.00943 | 9.92 | -3.6 | -0.000845 | 7.67 | 82 | 0.00943 | 9.92 | -3.6 | -0.000845 | 7.67 |  |  | 1 |  | RB-Appl-EffCW-med-ElecDHW-GasCDryer-Tier3-FrontAnyMFm2014CZ15rNCGF
RB-Appl-EffCW-med-ElecDHW-GasCDryer-Tier3-Front | DEER2016 | D16v1 | 2015-05-16 | Any | MFm | 2014 | CZ16 | rDXGF | Each | 1 | 441 | None | 117 | 0.0153 | 9.63 | 1.59 | -0.000122 | 7.89 | 117 | 0.0153 | 9.63 | 1.59 | -0.000122 | 7.89 |  |  | 1 |  | RB-Appl-EffCW-med-ElecDHW-GasCDryer-Tier3-FrontAnyMFm2014CZ16rDXGF
RB-Appl-EffCW-med-ElecDHW-GasCDryer-Tier3-Front | DEER2016 | D16v1 | 2015-05-16 | Any | MFm | 2014 | CZ16 | rDXHP | Each | 1 | 441 | None | 114 | 0.0154 | 9.96 | 4.5 | -0.000737 | 7.62 | 114 | 0.0154 | 9.96 | 4.5 | -0.000737 | 7.62 |  |  | 1 |  | RB-Appl-EffCW-med-ElecDHW-GasCDryer-Tier3-FrontAnyMFm2014CZ16rDXHP
RB-Appl-EffCW-med-ElecDHW-GasCDryer-Tier3-Front | DEER2016 | D16v1 | 2015-05-16 | Any | MFm | 2014 | CZ16 | rNCEH | Each | 1 | 441 | None | 109 | 0.0147 | 9.96 | 7.25 | 0.000138 | 7.62 | 109 | 0.0147 | 9.96 | 7.25 | 0.000138 | 7.62 |  |  | 1 |  | RB-Appl-EffCW-med-ElecDHW-GasCDryer-Tier3-FrontAnyMFm2014CZ16rNCEH
RB-Appl-EffCW-med-ElecDHW-GasCDryer-Tier3-Front | DEER2016 | D16v1 | 2015-05-16 | Any | MFm | 2014 | CZ16 | rNCGF | Each | 1 | 441 | None | 115 | 0.0147 | 9.61 | 2.93 | 0.000142 | 7.93 | 115 | 0.0147 | 9.61 | 2.93 | 0.000142 | 7.93 |  |  | 1 |  | RB-Appl-EffCW-med-ElecDHW-GasCDryer-Tier3-FrontAnyMFm2014CZ16rNCGF
RB-Appl-EffCW-med-ElecDHW-GasCDryer-Tier3-Front | DEER2016 | D16v1 | 2015-05-16 | Any | SFm | 1975 | CZ01 | rDXGF | Each | 1 | 796 | None | 142 | 0.0198 | 12.1 | 4.22 | -0.00138 | 10.5 | 142 | 0.0198 | 12.1 | 4.22 | -0.00138 | 10.5 |  |  | 1 |  | RB-Appl-EffCW-med-ElecDHW-GasCDryer-Tier3-FrontAnySFm1975CZ01rDXGF
RB-Appl-EffCW-med-ElecDHW-GasCDryer-Tier3-Front | DEER2016 | D16v1 | 2015-05-16 | Any | SFm | 1975 | CZ01 | rDXHP | Each | 1 | 796 | None | 140 | 0.02 | 12.4 | 11.2 | -0.0014 | 9.45 | 140 | 0.02 | 12.4 | 11.2 | -0.0014 | 9.45 |  |  | 1 |  | RB-Appl-EffCW-med-ElecDHW-GasCDryer-Tier3-FrontAnySFm1975CZ01rDXHP
RB-Appl-EffCW-med-ElecDHW-GasCDryer-Tier3-Front | DEER2016 | D16v1 | 2015-05-16 | Any | SFm | 1975 | CZ01 | rNCEH | Each | 1 | 796 | None | 140 | 0.0191 | 12.4 | 12.5 | 0.000401 | 9.45 | 140 | 0.0191 | 12.4 | 12.5 | 0.000401 | 9.45 |  |  | 1 |  | RB-Appl-EffCW-med-ElecDHW-GasCDryer-Tier3-FrontAnySFm1975CZ01rNCEH
RB-Appl-EffCW-med-ElecDHW-GasCDryer-Tier3-Front | DEER2016 | D16v1 | 2015-05-16 | Any | SFm | 1975 | CZ01 | rNCGF | Each | 1 | 796 | None | 143 | 0.0191 | 12.2 | 4.42 | 0.000315 | 10.5 | 143 | 0.0191 | 12.2 | 4.42 | 0.000315 | 10.5 |  |  | 1 |  | RB-Appl-EffCW-med-ElecDHW-GasCDryer-Tier3-FrontAnySFm1975CZ01rNCGF
RB-Appl-EffCW-med-ElecDHW-GasCDryer-Tier3-Front | DEER2016 | D16v1 | 2015-05-16 | Any | SFm | 1975 | CZ02 | rDXGF | Each | 1 | 796 | None | 133 | 0.0206 | 12.1 | 0.55 | -0.002 | 10.2 | 133 | 0.0206 | 12.1 | 0.55 | -0.002 | 10.2 |  |  | 1 |  | RB-Appl-EffCW-med-ElecDHW-GasCDryer-Tier3-FrontAnySFm1975CZ02rDXGF
RB-Appl-EffCW-med-ElecDHW-GasCDryer-Tier3-Front | DEER2016 | D16v1 | 2015-05-16 | Any | SFm | 1975 | CZ02 | rDXHP | Each | 1 | 796 | None | 131 | 0.0192 | 12.4 | 7.02 | -0.00422 | 9.45 | 131 | 0.0192 | 12.4 | 7.02 | -0.00422 | 9.45 |  |  | 1 |  | RB-Appl-EffCW-med-ElecDHW-GasCDryer-Tier3-FrontAnySFm1975CZ02rDXHP
RB-Appl-EffCW-med-ElecDHW-GasCDryer-Tier3-Front | DEER2016 | D16v1 | 2015-05-16 | Any | SFm | 1975 | CZ02 | rNCEH | Each | 1 | 796 | None | 130 | 0.0175 | 12.4 | 9.8 | 9.7e-05 | 9.45 | 130 | 0.0175 | 12.4 | 9.8 | 9.7e-05 | 9.45 |  |  | 1 |  | RB-Appl-EffCW-med-ElecDHW-GasCDryer-Tier3-FrontAnySFm1975CZ02rNCEH
RB-Appl-EffCW-med-ElecDHW-GasCDryer-Tier3-Front | DEER2016 | D16v1 | 2015-05-16 | Any | SFm | 1975 | CZ02 | rNCGF | Each | 1 | 796 | None | 133 | 0.0175 | 12.1 | 2.34 | 8.89e-05 | 10.2 | 133 | 0.0175 | 12.1 | 2.34 | 8.89e-05 | 10.2 |  |  | 1 |  | RB-Appl-EffCW-med-ElecDHW-GasCDryer-Tier3-FrontAnySFm1975CZ02rNCGF
RB-Appl-EffCW-med-ElecDHW-GasCDryer-Tier3-Front | DEER2016 | D16v1 | 2015-05-16 | Any | SFm | 1975 | CZ03 | rDXGF | Each | 1 | 796 | None | 133 | 0.0206 | 12.1 | 1.05 | 0.00446 | 10.3 | 133 | 0.0206 | 12.1 | 1.05 | 0.00446 | 10.3 |  |  | 1 |  | RB-Appl-EffCW-med-ElecDHW-GasCDryer-Tier3-FrontAnySFm1975CZ03rDXGF
RB-Appl-EffCW-med-ElecDHW-GasCDryer-Tier3-Front | DEER2016 | D16v1 | 2015-05-16 | Any | SFm | 1975 | CZ03 | rDXHP | Each | 1 | 796 | None | 131 | 0.0139 | 12.4 | 7.84 | 0.00153 | 9.45 | 131 | 0.0139 | 12.4 | 7.84 | 0.00153 | 9.45 |  |  | 1 |  | RB-Appl-EffCW-med-ElecDHW-GasCDryer-Tier3-FrontAnySFm1975CZ03rDXHP
RB-Appl-EffCW-med-ElecDHW-GasCDryer-Tier3-Front | DEER2016 | D16v1 | 2015-05-16 | Any | SFm | 1975 | CZ03 | rNCEH | Each | 1 | 796 | None | 131 | 0.0178 | 12.4 | 10.5 | 0.000151 | 9.45 | 131 | 0.0178 | 12.4 | 10.5 | 0.000151 | 9.45 |  |  | 1 |  | RB-Appl-EffCW-med-ElecDHW-GasCDryer-Tier3-FrontAnySFm1975CZ03rNCEH
RB-Appl-EffCW-med-ElecDHW-GasCDryer-Tier3-Front | DEER2016 | D16v1 | 2015-05-16 | Any | SFm | 1975 | CZ03 | rNCGF | Each | 1 | 796 | None | 133 | 0.0178 | 12.1 | 2.48 | 0.000148 | 10.3 | 133 | 0.0178 | 12.1 | 2.48 | 0.000148 | 10.3 |  |  | 1 |  | RB-Appl-EffCW-med-ElecDHW-GasCDryer-Tier3-FrontAnySFm1975CZ03rNCGF
RB-Appl-EffCW-med-ElecDHW-GasCDryer-Tier3-Front | DEER2016 | D16v1 | 2015-05-16 | Any | SFm | 1975 | CZ04 | rDXGF | Each | 1 | 796 | None | 126 | 0.0188 | 12.1 | -0.942 | -0.00125 | 10 | 126 | 0.0188 | 12.1 | -0.942 | -0.00125 | 10 |  |  | 1 |  | RB-Appl-EffCW-med-ElecDHW-GasCDryer-Tier3-FrontAnySFm1975CZ04rDXGF
RB-Appl-EffCW-med-ElecDHW-GasCDryer-Tier3-Front | DEER2016 | D16v1 | 2015-05-16 | Any | SFm | 1975 | CZ04 | rDXHP | Each | 1 | 796 | None | 130 | 0.0174 | 12.4 | 7.9 | -0.00253 | 9.45 | 130 | 0.0174 | 12.4 | 7.9 | -0.00253 | 9.45 |  |  | 1 |  | RB-Appl-EffCW-med-ElecDHW-GasCDryer-Tier3-FrontAnySFm1975CZ04rDXHP
RB-Appl-EffCW-med-ElecDHW-GasCDryer-Tier3-Front | DEER2016 | D16v1 | 2015-05-16 | Any | SFm | 1975 | CZ04 | rNCEH | Each | 1 | 796 | None | 126 | 0.0165 | 12.4 | 7 | -9.36e-05 | 9.45 | 126 | 0.0165 | 12.4 | 7 | -9.36e-05 | 9.45 |  |  | 1 |  | RB-Appl-EffCW-med-ElecDHW-GasCDryer-Tier3-FrontAnySFm1975CZ04rNCEH
RB-Appl-EffCW-med-ElecDHW-GasCDryer-Tier3-Front | DEER2016 | D16v1 | 2015-05-16 | Any | SFm | 1975 | CZ04 | rNCGF | Each | 1 | 796 | None | 129 | 0.0166 | 12.1 | 1.51 | 1.89e-06 | 10 | 129 | 0.0166 | 12.1 | 1.51 | 1.89e-06 | 10 |  |  | 1 |  | RB-Appl-EffCW-med-ElecDHW-GasCDryer-Tier3-FrontAnySFm1975CZ04rNCGF
RB-Appl-EffCW-med-ElecDHW-GasCDryer-Tier3-Front | DEER2016 | D16v1 | 2015-05-16 | Any | SFm | 1975 | CZ05 | rDXGF | Each | 1 | 796 | None | 135 | 0.0136 | 11.9 | 2.72 | -0.00771 | 10.3 | 135 | 0.0136 | 11.9 | 2.72 | -0.00771 | 10.3 |  |  | 1 |  | RB-Appl-EffCW-med-ElecDHW-GasCDryer-Tier3-FrontAnySFm1975CZ05rDXGF
RB-Appl-EffCW-med-ElecDHW-GasCDryer-Tier3-Front | DEER2016 | D16v1 | 2015-05-16 | Any | SFm | 1975 | CZ05 | rDXHP | Each | 1 | 796 | None | 133 | 0.0236 | 12.4 | 9.41 | 0.00744 | 9.45 | 133 | 0.0236 | 12.4 | 9.41 | 0.00744 | 9.45 |  |  | 1 |  | RB-Appl-EffCW-med-ElecDHW-GasCDryer-Tier3-FrontAnySFm1975CZ05rDXHP
RB-Appl-EffCW-med-ElecDHW-GasCDryer-Tier3-Front | DEER2016 | D16v1 | 2015-05-16 | Any | SFm | 1975 | CZ05 | rNCEH | Each | 1 | 796 | None | 133 | 0.0179 | 12.4 | 12.4 | 0.000179 | 9.45 | 133 | 0.0179 | 12.4 | 12.4 | 0.000179 | 9.45 |  |  | 1 |  | RB-Appl-EffCW-med-ElecDHW-GasCDryer-Tier3-FrontAnySFm1975CZ05rNCEH
RB-Appl-EffCW-med-ElecDHW-GasCDryer-Tier3-Front | DEER2016 | D16v1 | 2015-05-16 | Any | SFm | 1975 | CZ05 | rNCGF | Each | 1 | 796 | None | 135 | 0.0178 | 12 | 2.88 | 0.000162 | 10.3 | 135 | 0.0178 | 12 | 2.88 | 0.000162 | 10.3 |  |  | 1 |  | RB-Appl-EffCW-med-ElecDHW-GasCDryer-Tier3-FrontAnySFm1975CZ05rNCGF
RB-Appl-EffCW-med-ElecDHW-GasCDryer-Tier3-Front | DEER2016 | D16v1 | 2015-05-16 | Any | SFm | 1975 | CZ06 | rDXGF | Each | 1 | 764 | None | 125 | 0.0181 | 12.3 | -1.95 | -0.00031 | 9.85 | 125 | 0.0181 | 12.3 | -1.95 | -0.00031 | 9.85 |  |  | 1 |  | RB-Appl-EffCW-med-ElecDHW-GasCDryer-Tier3-FrontAnySFm1975CZ06rDXGF
RB-Appl-EffCW-med-ElecDHW-GasCDryer-Tier3-Front | DEER2016 | D16v1 | 2015-05-16 | Any | SFm | 1975 | CZ06 | rDXHP | Each | 1 | 764 | None | 126 | 0.0179 | 12.4 | 1.33 | -0.000817 | 9.45 | 126 | 0.0179 | 12.4 | 1.33 | -0.000817 | 9.45 |  |  | 1 |  | RB-Appl-EffCW-med-ElecDHW-GasCDryer-Tier3-FrontAnySFm1975CZ06rDXHP
RB-Appl-EffCW-med-ElecDHW-GasCDryer-Tier3-Front | DEER2016 | D16v1 | 2015-05-16 | Any | SFm | 1975 | CZ06 | rNCEH | Each | 1 | 764 | None | 124 | 0.0163 | 12.4 | 3.76 | -0.000145 | 9.45 | 124 | 0.0163 | 12.4 | 3.76 | -0.000145 | 9.45 |  |  | 1 |  | RB-Appl-EffCW-med-ElecDHW-GasCDryer-Tier3-FrontAnySFm1975CZ06rNCEH
RB-Appl-EffCW-med-ElecDHW-GasCDryer-Tier3-Front | DEER2016 | D16v1 | 2015-05-16 | Any | SFm | 1975 | CZ06 | rNCGF | Each | 1 | 764 | None | 125 | 0.0164 | 12.3 | 0.428 | -0.000147 | 9.83 | 125 | 0.0164 | 12.3 | 0.428 | -0.000147 | 9.83 |  |  | 1 |  | RB-Appl-EffCW-med-ElecDHW-GasCDryer-Tier3-FrontAnySFm1975CZ06rNCGF
RB-Appl-EffCW-med-ElecDHW-GasCDryer-Tier3-Front | DEER2016 | D16v1 | 2015-05-16 | Any | SFm | 1975 | CZ07 | rDXGF | Each | 1 | 764 | None | 123 | -0.0318 | 12.1 | -4.31 | -0.0447 | 9.69 | 123 | -0.0318 | 12.1 | -4.31 | -0.0447 | 9.69 |  |  | 1 |  | RB-Appl-EffCW-med-ElecDHW-GasCDryer-Tier3-FrontAnySFm1975CZ07rDXGF
RB-Appl-EffCW-med-ElecDHW-GasCDryer-Tier3-Front | DEER2016 | D16v1 | 2015-05-16 | Any | SFm | 1975 | CZ07 | rDXHP | Each | 1 | 764 | None | 125 | 0.0744 | 12.4 | 1.78 | 0.0648 | 9.45 | 125 | 0.0744 | 12.4 | 1.78 | 0.0648 | 9.45 |  |  | 1 |  | RB-Appl-EffCW-med-ElecDHW-GasCDryer-Tier3-FrontAnySFm1975CZ07rDXHP
RB-Appl-EffCW-med-ElecDHW-GasCDryer-Tier3-Front | DEER2016 | D16v1 | 2015-05-16 | Any | SFm | 1975 | CZ07 | rNCEH | Each | 1 | 764 | None | 122 | 0.0163 | 12.4 | 3.23 | -0.000145 | 9.45 | 122 | 0.0163 | 12.4 | 3.23 | -0.000145 | 9.45 |  |  | 1 |  | RB-Appl-EffCW-med-ElecDHW-GasCDryer-Tier3-FrontAnySFm1975CZ07rNCEH
RB-Appl-EffCW-med-ElecDHW-GasCDryer-Tier3-Front | DEER2016 | D16v1 | 2015-05-16 | Any | SFm | 1975 | CZ07 | rNCGF | Each | 1 | 764 | None | 124 | 0.0163 | 12.1 | 0.105 | -0.000129 | 9.74 | 124 | 0.0163 | 12.1 | 0.105 | -0.000129 | 9.74 |  |  | 1 |  | RB-Appl-EffCW-med-ElecDHW-GasCDryer-Tier3-FrontAnySFm1975CZ07rNCGF
RB-Appl-EffCW-med-ElecDHW-GasCDryer-Tier3-Front | DEER2016 | D16v1 | 2015-05-16 | Any | SFm | 1975 | CZ08 | rDXGF | Each | 1 | 764 | None | 123 | 0.0167 | 12.1 | -3.65 | -0.000986 | 9.72 | 123 | 0.0167 | 12.1 | -3.65 | -0.000986 | 9.72 |  |  | 1 |  | RB-Appl-EffCW-med-ElecDHW-GasCDryer-Tier3-FrontAnySFm1975CZ08rDXGF
RB-Appl-EffCW-med-ElecDHW-GasCDryer-Tier3-Front | DEER2016 | D16v1 | 2015-05-16 | Any | SFm | 1975 | CZ08 | rDXHP | Each | 1 | 764 | None | 121 | 0.017 | 12.4 | 0.98 | -0.00103 | 9.45 | 121 | 0.017 | 12.4 | 0.98 | -0.00103 | 9.45 |  |  | 1 |  | RB-Appl-EffCW-med-ElecDHW-GasCDryer-Tier3-FrontAnySFm1975CZ08rDXHP
RB-Appl-EffCW-med-ElecDHW-GasCDryer-Tier3-Front | DEER2016 | D16v1 | 2015-05-16 | Any | SFm | 1975 | CZ08 | rNCEH | Each | 1 | 764 | None | 120 | 0.0158 | 12.4 | 2.98 | -0.000246 | 9.45 | 120 | 0.0158 | 12.4 | 2.98 | -0.000246 | 9.45 |  |  | 1 |  | RB-Appl-EffCW-med-ElecDHW-GasCDryer-Tier3-FrontAnySFm1975CZ08rNCEH
RB-Appl-EffCW-med-ElecDHW-GasCDryer-Tier3-Front | DEER2016 | D16v1 | 2015-05-16 | Any | SFm | 1975 | CZ08 | rNCGF | Each | 1 | 764 | None | 122 | 0.0157 | 12.1 | -0.261 | -0.000138 | 9.75 | 122 | 0.0157 | 12.1 | -0.261 | -0.000138 | 9.75 |  |  | 1 |  | RB-Appl-EffCW-med-ElecDHW-GasCDryer-Tier3-FrontAnySFm1975CZ08rNCGF
RB-Appl-EffCW-med-ElecDHW-GasCDryer-Tier3-Front | DEER2016 | D16v1 | 2015-05-16 | Any | SFm | 1975 | CZ09 | rDXGF | Each | 1 | 818 | None | 127 | 0.0179 | 12.1 | 0.417 | -0.000331 | 9.73 | 127 | 0.0179 | 12.1 | 0.417 | -0.000331 | 9.73 |  |  | 1 |  | RB-Appl-EffCW-med-ElecDHW-GasCDryer-Tier3-FrontAnySFm1975CZ09rDXGF
RB-Appl-EffCW-med-ElecDHW-GasCDryer-Tier3-Front | DEER2016 | D16v1 | 2015-05-16 | Any | SFm | 1975 | CZ09 | rDXHP | Each | 1 | 818 | None | 121 | 0.0171 | 12.4 | -0.663 | -0.000708 | 9.45 | 121 | 0.0171 | 12.4 | -0.663 | -0.000708 | 9.45 |  |  | 1 |  | RB-Appl-EffCW-med-ElecDHW-GasCDryer-Tier3-FrontAnySFm1975CZ09rDXHP
RB-Appl-EffCW-med-ElecDHW-GasCDryer-Tier3-Front | DEER2016 | D16v1 | 2015-05-16 | Any | SFm | 1975 | CZ09 | rNCEH | Each | 1 | 818 | None | 120 | 0.0156 | 12.4 | 2.76 | -0.000256 | 9.45 | 120 | 0.0156 | 12.4 | 2.76 | -0.000256 | 9.45 |  |  | 1 |  | RB-Appl-EffCW-med-ElecDHW-GasCDryer-Tier3-FrontAnySFm1975CZ09rNCEH
RB-Appl-EffCW-med-ElecDHW-GasCDryer-Tier3-Front | DEER2016 | D16v1 | 2015-05-16 | Any | SFm | 1975 | CZ09 | rNCGF | Each | 1 | 818 | None | 121 | 0.0155 | 12.1 | 0.00526 | -0.00026 | 9.76 | 121 | 0.0155 | 12.1 | 0.00526 | -0.00026 | 9.76 |  |  | 1 |  | RB-Appl-EffCW-med-ElecDHW-GasCDryer-Tier3-FrontAnySFm1975CZ09rNCGF
RB-Appl-EffCW-med-ElecDHW-GasCDryer-Tier3-Front | DEER2016 | D16v1 | 2015-05-16 | Any | SFm | 1975 | CZ10 | rDXGF | Each | 1 | 818 | None | 124 | 0.0166 | 12.1 | -0.869 | -0.00196 | 9.77 | 124 | 0.0166 | 12.1 | -0.869 | -0.00196 | 9.77 |  |  | 1 |  | RB-Appl-EffCW-med-ElecDHW-GasCDryer-Tier3-FrontAnySFm1975CZ10rDXGF
RB-Appl-EffCW-med-ElecDHW-GasCDryer-Tier3-Front | DEER2016 | D16v1 | 2015-05-16 | Any | SFm | 1975 | CZ10 | rDXHP | Each | 1 | 818 | None | 123 | 0.0165 | 12.4 | -0.79 | -0.00237 | 9.45 | 123 | 0.0165 | 12.4 | -0.79 | -0.00237 | 9.45 |  |  | 1 |  | RB-Appl-EffCW-med-ElecDHW-GasCDryer-Tier3-FrontAnySFm1975CZ10rDXHP
RB-Appl-EffCW-med-ElecDHW-GasCDryer-Tier3-Front | DEER2016 | D16v1 | 2015-05-16 | Any | SFm | 1975 | CZ10 | rNCEH | Each | 1 | 818 | None | 119 | 0.0153 | 12.4 | 2.7 | -0.000311 | 9.45 | 119 | 0.0153 | 12.4 | 2.7 | -0.000311 | 9.45 |  |  | 1 |  | RB-Appl-EffCW-med-ElecDHW-GasCDryer-Tier3-FrontAnySFm1975CZ10rNCEH
RB-Appl-EffCW-med-ElecDHW-GasCDryer-Tier3-Front | DEER2016 | D16v1 | 2015-05-16 | Any | SFm | 1975 | CZ10 | rNCGF | Each | 1 | 818 | None | 121 | 0.0153 | 12.1 | -0.102 | -0.000315 | 9.77 | 121 | 0.0153 | 12.1 | -0.102 | -0.000315 | 9.77 |  |  | 1 |  | RB-Appl-EffCW-med-ElecDHW-GasCDryer-Tier3-FrontAnySFm1975CZ10rNCGF
RB-Appl-EffCW-med-ElecDHW-GasCDryer-Tier3-Front | DEER2016 | D16v1 | 2015-05-16 | Any | SFm | 1975 | CZ11 | rDXGF | Each | 1 | 764 | None | 124 | 0.0176 | 12.2 | -1.65 | -0.00126 | 9.82 | 124 | 0.0176 | 12.2 | -1.65 | -0.00126 | 9.82 |  |  | 1 |  | RB-Appl-EffCW-med-ElecDHW-GasCDryer-Tier3-FrontAnySFm1975CZ11rDXGF
RB-Appl-EffCW-med-ElecDHW-GasCDryer-Tier3-Front | DEER2016 | D16v1 | 2015-05-16 | Any | SFm | 1975 | CZ11 | rDXHP | Each | 1 | 764 | None | 121 | 0.0174 | 12.4 | 0.843 | -0.00222 | 9.45 | 121 | 0.0174 | 12.4 | 0.843 | -0.00222 | 9.45 |  |  | 1 |  | RB-Appl-EffCW-med-ElecDHW-GasCDryer-Tier3-FrontAnySFm1975CZ11rDXHP
RB-Appl-EffCW-med-ElecDHW-GasCDryer-Tier3-Front | DEER2016 | D16v1 | 2015-05-16 | Any | SFm | 1975 | CZ11 | rNCEH | Each | 1 | 764 | None | 120 | 0.0152 | 12.4 | 3.16 | -0.000316 | 9.45 | 120 | 0.0152 | 12.4 | 3.16 | -0.000316 | 9.45 |  |  | 1 |  | RB-Appl-EffCW-med-ElecDHW-GasCDryer-Tier3-FrontAnySFm1975CZ11rNCEH
RB-Appl-EffCW-med-ElecDHW-GasCDryer-Tier3-Front | DEER2016 | D16v1 | 2015-05-16 | Any | SFm | 1975 | CZ11 | rNCGF | Each | 1 | 764 | None | 122 | 0.0152 | 12.2 | 0.299 | -0.000323 | 9.83 | 122 | 0.0152 | 12.2 | 0.299 | -0.000323 | 9.83 |  |  | 1 |  | RB-Appl-EffCW-med-ElecDHW-GasCDryer-Tier3-FrontAnySFm1975CZ11rNCGF
RB-Appl-EffCW-med-ElecDHW-GasCDryer-Tier3-Front | DEER2016 | D16v1 | 2015-05-16 | Any | SFm | 1975 | CZ12 | rDXGF | Each | 1 | 764 | None | 127 | 0.0197 | 12.1 | -1.44 | 0.00332 | 9.86 | 127 | 0.0197 | 12.1 | -1.44 | 0.00332 | 9.86 |  |  | 1 |  | RB-Appl-EffCW-med-ElecDHW-GasCDryer-Tier3-FrontAnySFm1975CZ12rDXGF
RB-Appl-EffCW-med-ElecDHW-GasCDryer-Tier3-Front | DEER2016 | D16v1 | 2015-05-16 | Any | SFm | 1975 | CZ12 | rDXHP | Each | 1 | 764 | None | 125 | 0.0186 | 12.4 | 2.95 | -0.00186 | 9.45 | 125 | 0.0186 | 12.4 | 2.95 | -0.00186 | 9.45 |  |  | 1 |  | RB-Appl-EffCW-med-ElecDHW-GasCDryer-Tier3-FrontAnySFm1975CZ12rDXHP
RB-Appl-EffCW-med-ElecDHW-GasCDryer-Tier3-Front | DEER2016 | D16v1 | 2015-05-16 | Any | SFm | 1975 | CZ12 | rNCEH | Each | 1 | 764 | None | 123 | 0.0163 | 12.4 | 4.37 | -0.000121 | 9.45 | 123 | 0.0163 | 12.4 | 4.37 | -0.000121 | 9.45 |  |  | 1 |  | RB-Appl-EffCW-med-ElecDHW-GasCDryer-Tier3-FrontAnySFm1975CZ12rNCEH
RB-Appl-EffCW-med-ElecDHW-GasCDryer-Tier3-Front | DEER2016 | D16v1 | 2015-05-16 | Any | SFm | 1975 | CZ12 | rNCGF | Each | 1 | 764 | None | 126 | 0.0162 | 12.1 | 1.06 | -0.000124 | 9.87 | 126 | 0.0162 | 12.1 | 1.06 | -0.000124 | 9.87 |  |  | 1 |  | RB-Appl-EffCW-med-ElecDHW-GasCDryer-Tier3-FrontAnySFm1975CZ12rNCGF
RB-Appl-EffCW-med-ElecDHW-GasCDryer-Tier3-Front | DEER2016 | D16v1 | 2015-05-16 | Any | SFm | 1975 | CZ13 | rDXGF | Each | 1 | 764 | None | 124 | 0.0169 | 12.1 | -0.825 | -0.00176 | 9.86 | 124 | 0.0169 | 12.1 | -0.825 | -0.00176 | 9.86 |  |  | 1 |  | RB-Appl-EffCW-med-ElecDHW-GasCDryer-Tier3-FrontAnySFm1975CZ13rDXGF
RB-Appl-EffCW-med-ElecDHW-GasCDryer-Tier3-Front | DEER2016 | D16v1 | 2015-05-16 | Any | SFm | 1975 | CZ13 | rDXHP | Each | 1 | 764 | None | 120 | 0.0149 | 12.4 | 0.49 | -0.00289 | 9.45 | 120 | 0.0149 | 12.4 | 0.49 | -0.00289 | 9.45 |  |  | 1 |  | RB-Appl-EffCW-med-ElecDHW-GasCDryer-Tier3-FrontAnySFm1975CZ13rDXHP
RB-Appl-EffCW-med-ElecDHW-GasCDryer-Tier3-Front | DEER2016 | D16v1 | 2015-05-16 | Any | SFm | 1975 | CZ13 | rNCEH | Each | 1 | 764 | None | 118 | 0.015 | 12.4 | 3.06 | -0.000348 | 9.45 | 118 | 0.015 | 12.4 | 3.06 | -0.000348 | 9.45 |  |  | 1 |  | RB-Appl-EffCW-med-ElecDHW-GasCDryer-Tier3-FrontAnySFm1975CZ13rNCEH
RB-Appl-EffCW-med-ElecDHW-GasCDryer-Tier3-Front | DEER2016 | D16v1 | 2015-05-16 | Any | SFm | 1975 | CZ13 | rNCGF | Each | 1 | 764 | None | 121 | 0.015 | 12.1 | 0.0193 | -0.000351 | 9.87 | 121 | 0.015 | 12.1 | 0.0193 | -0.000351 | 9.87 |  |  | 1 |  | RB-Appl-EffCW-med-ElecDHW-GasCDryer-Tier3-FrontAnySFm1975CZ13rNCGF
RB-Appl-EffCW-med-ElecDHW-GasCDryer-Tier3-Front | DEER2016 | D16v1 | 2015-05-16 | Any | SFm | 1975 | CZ14 | rDXGF | Each | 1 | 778 | None | 128 | 0.0164 | 12.2 | 1.12 | -0.00033 | 9.43 | 128 | 0.0164 | 12.2 | 1.12 | -0.00033 | 9.43 |  |  | 1 |  | RB-Appl-EffCW-med-ElecDHW-GasCDryer-Tier3-FrontAnySFm1975CZ14rDXGF
RB-Appl-EffCW-med-ElecDHW-GasCDryer-Tier3-Front | DEER2016 | D16v1 | 2015-05-16 | Any | SFm | 1975 | CZ14 | rDXHP | Each | 1 | 778 | None | 126 | 0.0163 | 12.4 | -0.0199 | -0.000587 | 9.45 | 126 | 0.0163 | 12.4 | -0.0199 | -0.000587 | 9.45 |  |  | 1 |  | RB-Appl-EffCW-med-ElecDHW-GasCDryer-Tier3-FrontAnySFm1975CZ14rDXHP
RB-Appl-EffCW-med-ElecDHW-GasCDryer-Tier3-Front | DEER2016 | D16v1 | 2015-05-16 | Any | SFm | 1975 | CZ14 | rNCEH | Each | 1 | 778 | None | 121 | 0.0145 | 12.4 | -0.666 | -0.000462 | 9.45 | 121 | 0.0145 | 12.4 | -0.666 | -0.000462 | 9.45 |  |  | 1 |  | RB-Appl-EffCW-med-ElecDHW-GasCDryer-Tier3-FrontAnySFm1975CZ14rNCEH
RB-Appl-EffCW-med-ElecDHW-GasCDryer-Tier3-Front | DEER2016 | D16v1 | 2015-05-16 | Any | SFm | 1975 | CZ14 | rNCGF | Each | 1 | 778 | None | 123 | 0.0145 | 12.2 | 0.0986 | -0.000456 | 9.45 | 123 | 0.0145 | 12.2 | 0.0986 | -0.000456 | 9.45 |  |  | 1 |  | RB-Appl-EffCW-med-ElecDHW-GasCDryer-Tier3-FrontAnySFm1975CZ14rNCGF
RB-Appl-EffCW-med-ElecDHW-GasCDryer-Tier3-Front | DEER2016 | D16v1 | 2015-05-16 | Any | SFm | 1975 | CZ15 | rDXGF | Each | 1 | 778 | None | 109 | 0.0134 | 12.2 | -1.65 | -0.000911 | 9.43 | 109 | 0.0134 | 12.2 | -1.65 | -0.000911 | 9.43 |  |  | 1 |  | RB-Appl-EffCW-med-ElecDHW-GasCDryer-Tier3-FrontAnySFm1975CZ15rDXGF
RB-Appl-EffCW-med-ElecDHW-GasCDryer-Tier3-Front | DEER2016 | D16v1 | 2015-05-16 | Any | SFm | 1975 | CZ15 | rDXHP | Each | 1 | 778 | None | 105 | 0.0129 | 12.4 | -3.95 | -0.00116 | 9.45 | 105 | 0.0129 | 12.4 | -3.95 | -0.00116 | 9.45 |  |  | 1 |  | RB-Appl-EffCW-med-ElecDHW-GasCDryer-Tier3-FrontAnySFm1975CZ15rDXHP
RB-Appl-EffCW-med-ElecDHW-GasCDryer-Tier3-Front | DEER2016 | D16v1 | 2015-05-16 | Any | SFm | 1975 | CZ15 | rNCEH | Each | 1 | 778 | None | 100 | 0.0116 | 12.4 | -4.53 | -0.00101 | 9.45 | 100 | 0.0116 | 12.4 | -4.53 | -0.00101 | 9.45 |  |  | 1 |  | RB-Appl-EffCW-med-ElecDHW-GasCDryer-Tier3-FrontAnySFm1975CZ15rNCEH
RB-Appl-EffCW-med-ElecDHW-GasCDryer-Tier3-Front | DEER2016 | D16v1 | 2015-05-16 | Any | SFm | 1975 | CZ15 | rNCGF | Each | 1 | 778 | None | 101 | 0.0116 | 12.2 | -4.08 | -0.00102 | 9.44 | 101 | 0.0116 | 12.2 | -4.08 | -0.00102 | 9.44 |  |  | 1 |  | RB-Appl-EffCW-med-ElecDHW-GasCDryer-Tier3-FrontAnySFm1975CZ15rNCGF
RB-Appl-EffCW-med-ElecDHW-GasCDryer-Tier3-Front | DEER2016 | D16v1 | 2015-05-16 | Any | SFm | 1975 | CZ16 | rDXGF | Each | 1 | 796 | None | 147 | 0.0206 | 12.3 | 4.08 | -0.000653 | 10.3 | 147 | 0.0206 | 12.3 | 4.08 | -0.000653 | 10.3 |  |  | 1 |  | RB-Appl-EffCW-med-ElecDHW-GasCDryer-Tier3-FrontAnySFm1975CZ16rDXGF
RB-Appl-EffCW-med-ElecDHW-GasCDryer-Tier3-Front | DEER2016 | D16v1 | 2015-05-16 | Any | SFm | 1975 | CZ16 | rDXHP | Each | 1 | 796 | None | 139 | 0.0201 | 12.4 | 7.4 | -0.00177 | 9.45 | 139 | 0.0201 | 12.4 | 7.4 | -0.00177 | 9.45 |  |  | 1 |  | RB-Appl-EffCW-med-ElecDHW-GasCDryer-Tier3-FrontAnySFm1975CZ16rDXHP
RB-Appl-EffCW-med-ElecDHW-GasCDryer-Tier3-Front | DEER2016 | D16v1 | 2015-05-16 | Any | SFm | 1975 | CZ16 | rNCEH | Each | 1 | 796 | None | 140 | 0.0181 | 12.4 | 11.1 | 0.000218 | 9.45 | 140 | 0.0181 | 12.4 | 11.1 | 0.000218 | 9.45 |  |  | 1 |  | RB-Appl-EffCW-med-ElecDHW-GasCDryer-Tier3-FrontAnySFm1975CZ16rNCEH
RB-Appl-EffCW-med-ElecDHW-GasCDryer-Tier3-Front | DEER2016 | D16v1 | 2015-05-16 | Any | SFm | 1975 | CZ16 | rNCGF | Each | 1 | 796 | None | 142 | 0.0181 | 12.3 | 4.22 | 0.000217 | 10.3 | 142 | 0.0181 | 12.3 | 4.22 | 0.000217 | 10.3 |  |  | 1 |  | RB-Appl-EffCW-med-ElecDHW-GasCDryer-Tier3-FrontAnySFm1975CZ16rNCGF
RB-Appl-EffCW-med-ElecDHW-GasCDryer-Tier3-Front | DEER2016 | D16v1 | 2015-05-16 | Any | SFm | 1985 | CZ01 | rDXGF | Each | 1 | 952 | None | 142 | 0.0219 | 11.6 | 3.72 | -0.00246 | 9.24 | 142 | 0.0219 | 11.6 | 3.72 | -0.00246 | 9.24 |  |  | 1 |  | RB-Appl-EffCW-med-ElecDHW-GasCDryer-Tier3-FrontAnySFm1985CZ01rDXGF
RB-Appl-EffCW-med-ElecDHW-GasCDryer-Tier3-Front | DEER2016 | D16v1 | 2015-05-16 | Any | SFm | 1985 | CZ01 | rDXHP | Each | 1 | 952 | None | 136 | 0.0176 | 12.4 | 2.37 | 0.000469 | 9.45 | 136 | 0.0176 | 12.4 | 2.37 | 0.000469 | 9.45 |  |  | 1 |  | RB-Appl-EffCW-med-ElecDHW-GasCDryer-Tier3-FrontAnySFm1985CZ01rDXHP
RB-Appl-EffCW-med-ElecDHW-GasCDryer-Tier3-Front | DEER2016 | D16v1 | 2015-05-16 | Any | SFm | 1985 | CZ01 | rNCEH | Each | 1 | 952 | None | 136 | 0.019 | 12.4 | 2.36 | 0.000368 | 9.45 | 136 | 0.019 | 12.4 | 2.36 | 0.000368 | 9.45 |  |  | 1 |  | RB-Appl-EffCW-med-ElecDHW-GasCDryer-Tier3-FrontAnySFm1985CZ01rNCEH
RB-Appl-EffCW-med-ElecDHW-GasCDryer-Tier3-Front | DEER2016 | D16v1 | 2015-05-16 | Any | SFm | 1985 | CZ01 | rNCGF | Each | 1 | 952 | None | 142 | 0.0191 | 11.5 | 3.55 | 0.000366 | 9.24 | 142 | 0.0191 | 11.5 | 3.55 | 0.000366 | 9.24 |  |  | 1 |  | RB-Appl-EffCW-med-ElecDHW-GasCDryer-Tier3-FrontAnySFm1985CZ01rNCGF
RB-Appl-EffCW-med-ElecDHW-GasCDryer-Tier3-Front | DEER2016 | D16v1 | 2015-05-16 | Any | SFm | 1985 | CZ02 | rDXGF | Each | 1 | 952 | None | 132 | 0.0234 | 11.7 | 1.09 | 0.00227 | 9.37 | 132 | 0.0234 | 11.7 | 1.09 | 0.00227 | 9.37 |  |  | 1 |  | RB-Appl-EffCW-med-ElecDHW-GasCDryer-Tier3-FrontAnySFm1985CZ02rDXGF
RB-Appl-EffCW-med-ElecDHW-GasCDryer-Tier3-Front | DEER2016 | D16v1 | 2015-05-16 | Any | SFm | 1985 | CZ02 | rDXHP | Each | 1 | 952 | None | 128 | 0.024 | 12.4 | 0.214 | 0.00117 | 9.45 | 128 | 0.024 | 12.4 | 0.214 | 0.00117 | 9.45 |  |  | 1 |  | RB-Appl-EffCW-med-ElecDHW-GasCDryer-Tier3-FrontAnySFm1985CZ02rDXHP
RB-Appl-EffCW-med-ElecDHW-GasCDryer-Tier3-Front | DEER2016 | D16v1 | 2015-05-16 | Any | SFm | 1985 | CZ02 | rNCEH | Each | 1 | 952 | None | 125 | 0.0175 | 12.4 | 0.364 | 7e-05 | 9.45 | 125 | 0.0175 | 12.4 | 0.364 | 7e-05 | 9.45 |  |  | 1 |  | RB-Appl-EffCW-med-ElecDHW-GasCDryer-Tier3-FrontAnySFm1985CZ02rNCEH
RB-Appl-EffCW-med-ElecDHW-GasCDryer-Tier3-Front | DEER2016 | D16v1 | 2015-05-16 | Any | SFm | 1985 | CZ02 | rNCGF | Each | 1 | 952 | None | 132 | 0.0175 | 11.7 | 1.71 | 5.98e-05 | 9.37 | 132 | 0.0175 | 11.7 | 1.71 | 5.98e-05 | 9.37 |  |  | 1 |  | RB-Appl-EffCW-med-ElecDHW-GasCDryer-Tier3-FrontAnySFm1985CZ02rNCGF
RB-Appl-EffCW-med-ElecDHW-GasCDryer-Tier3-Front | DEER2016 | D16v1 | 2015-05-16 | Any | SFm | 1985 | CZ03 | rDXGF | Each | 1 | 952 | None | 131 | 0.0258 | 11.7 | 0.405 | 0.00629 | 9.37 | 131 | 0.0258 | 11.7 | 0.405 | 0.00629 | 9.37 |  |  | 1 |  | RB-Appl-EffCW-med-ElecDHW-GasCDryer-Tier3-FrontAnySFm1985CZ03rDXGF
RB-Appl-EffCW-med-ElecDHW-GasCDryer-Tier3-Front | DEER2016 | D16v1 | 2015-05-16 | Any | SFm | 1985 | CZ03 | rDXHP | Each | 1 | 952 | None | 127 | 0.0144 | 12.4 | 0.397 | -0.0024 | 9.45 | 127 | 0.0144 | 12.4 | 0.397 | -0.0024 | 9.45 |  |  | 1 |  | RB-Appl-EffCW-med-ElecDHW-GasCDryer-Tier3-FrontAnySFm1985CZ03rDXHP
RB-Appl-EffCW-med-ElecDHW-GasCDryer-Tier3-Front | DEER2016 | D16v1 | 2015-05-16 | Any | SFm | 1985 | CZ03 | rNCEH | Each | 1 | 952 | None | 126 | 0.0178 | 12.4 | 0.381 | 0.000121 | 9.45 | 126 | 0.0178 | 12.4 | 0.381 | 0.000121 | 9.45 |  |  | 1 |  | RB-Appl-EffCW-med-ElecDHW-GasCDryer-Tier3-FrontAnySFm1985CZ03rNCEH
RB-Appl-EffCW-med-ElecDHW-GasCDryer-Tier3-Front | DEER2016 | D16v1 | 2015-05-16 | Any | SFm | 1985 | CZ03 | rNCGF | Each | 1 | 952 | None | 133 | 0.0178 | 11.8 | 1.82 | 0.000158 | 9.39 | 133 | 0.0178 | 11.8 | 1.82 | 0.000158 | 9.39 |  |  | 1 |  | RB-Appl-EffCW-med-ElecDHW-GasCDryer-Tier3-FrontAnySFm1985CZ03rNCGF
RB-Appl-EffCW-med-ElecDHW-GasCDryer-Tier3-Front | DEER2016 | D16v1 | 2015-05-16 | Any | SFm | 1985 | CZ04 | rDXGF | Each | 1 | 952 | None | 130 | 0.0201 | 11.8 | -0.856 | 0.00182 | 9.38 | 130 | 0.0201 | 11.8 | -0.856 | 0.00182 | 9.38 |  |  | 1 |  | RB-Appl-EffCW-med-ElecDHW-GasCDryer-Tier3-FrontAnySFm1985CZ04rDXGF
RB-Appl-EffCW-med-ElecDHW-GasCDryer-Tier3-Front | DEER2016 | D16v1 | 2015-05-16 | Any | SFm | 1985 | CZ04 | rDXHP | Each | 1 | 952 | None | 127 | 0.0186 | 12.4 | 0.329 | 0.000239 | 9.45 | 127 | 0.0186 | 12.4 | 0.329 | 0.000239 | 9.45 |  |  | 1 |  | RB-Appl-EffCW-med-ElecDHW-GasCDryer-Tier3-FrontAnySFm1985CZ04rDXHP
RB-Appl-EffCW-med-ElecDHW-GasCDryer-Tier3-Front | DEER2016 | D16v1 | 2015-05-16 | Any | SFm | 1985 | CZ04 | rNCEH | Each | 1 | 952 | None | 122 | 0.0165 | 12.4 | -0.0886 | -0.000121 | 9.45 | 122 | 0.0165 | 12.4 | -0.0886 | -0.000121 | 9.45 |  |  | 1 |  | RB-Appl-EffCW-med-ElecDHW-GasCDryer-Tier3-FrontAnySFm1985CZ04rNCEH
RB-Appl-EffCW-med-ElecDHW-GasCDryer-Tier3-Front | DEER2016 | D16v1 | 2015-05-16 | Any | SFm | 1985 | CZ04 | rNCGF | Each | 1 | 952 | None | 128 | 0.0164 | 11.8 | 0.994 | -0.000126 | 9.4 | 128 | 0.0164 | 11.8 | 0.994 | -0.000126 | 9.4 |  |  | 1 |  | RB-Appl-EffCW-med-ElecDHW-GasCDryer-Tier3-FrontAnySFm1985CZ04rNCGF
RB-Appl-EffCW-med-ElecDHW-GasCDryer-Tier3-Front | DEER2016 | D16v1 | 2015-05-16 | Any | SFm | 1985 | CZ05 | rDXGF | Each | 1 | 952 | None | 136 | 0.00848 | 11.4 | 2.07 | -0.00312 | 9.24 | 136 | 0.00848 | 11.4 | 2.07 | -0.00312 | 9.24 |  |  | 1 |  | RB-Appl-EffCW-med-ElecDHW-GasCDryer-Tier3-FrontAnySFm1985CZ05rDXGF
RB-Appl-EffCW-med-ElecDHW-GasCDryer-Tier3-Front | DEER2016 | D16v1 | 2015-05-16 | Any | SFm | 1985 | CZ05 | rDXHP | Each | 1 | 952 | None | 128 | 0.0195 | 12.4 | 0.92 | 0.000388 | 9.45 | 128 | 0.0195 | 12.4 | 0.92 | 0.000388 | 9.45 |  |  | 1 |  | RB-Appl-EffCW-med-ElecDHW-GasCDryer-Tier3-FrontAnySFm1985CZ05rDXHP
RB-Appl-EffCW-med-ElecDHW-GasCDryer-Tier3-Front | DEER2016 | D16v1 | 2015-05-16 | Any | SFm | 1985 | CZ05 | rNCEH | Each | 1 | 952 | None | 127 | 0.0179 | 12.4 | 0.645 | 0.00015 | 9.45 | 127 | 0.0179 | 12.4 | 0.645 | 0.00015 | 9.45 |  |  | 1 |  | RB-Appl-EffCW-med-ElecDHW-GasCDryer-Tier3-FrontAnySFm1985CZ05rNCEH
RB-Appl-EffCW-med-ElecDHW-GasCDryer-Tier3-Front | DEER2016 | D16v1 | 2015-05-16 | Any | SFm | 1985 | CZ05 | rNCGF | Each | 1 | 952 | None | 135 | 0.0178 | 11.4 | 2.1 | 0.000142 | 9.24 | 135 | 0.0178 | 11.4 | 2.1 | 0.000142 | 9.24 |  |  | 1 |  | RB-Appl-EffCW-med-ElecDHW-GasCDryer-Tier3-FrontAnySFm1985CZ05rNCGF
RB-Appl-EffCW-med-ElecDHW-GasCDryer-Tier3-Front | DEER2016 | D16v1 | 2015-05-16 | Any | SFm | 1985 | CZ06 | rDXGF | Each | 1 | 1030 | None | 127 | 0.0421 | 12.5 | 1 | 0.0395 | 9.44 | 127 | 0.0421 | 12.5 | 1 | 0.0395 | 9.44 |  |  | 1 |  | RB-Appl-EffCW-med-ElecDHW-GasCDryer-Tier3-FrontAnySFm1985CZ06rDXGF
RB-Appl-EffCW-med-ElecDHW-GasCDryer-Tier3-Front | DEER2016 | D16v1 | 2015-05-16 | Any | SFm | 1985 | CZ06 | rDXHP | Each | 1 | 1030 | None | 127 | 0.0191 | 12.4 | 1.43 | 0.001 | 9.45 | 127 | 0.0191 | 12.4 | 1.43 | 0.001 | 9.45 |  |  | 1 |  | RB-Appl-EffCW-med-ElecDHW-GasCDryer-Tier3-FrontAnySFm1985CZ06rDXHP
RB-Appl-EffCW-med-ElecDHW-GasCDryer-Tier3-Front | DEER2016 | D16v1 | 2015-05-16 | Any | SFm | 1985 | CZ06 | rNCEH | Each | 1 | 1030 | None | 125 | 0.0163 | 12.4 | -0.414 | -0.000104 | 9.45 | 125 | 0.0163 | 12.4 | -0.414 | -0.000104 | 9.45 |  |  | 1 |  | RB-Appl-EffCW-med-ElecDHW-GasCDryer-Tier3-FrontAnySFm1985CZ06rNCEH
RB-Appl-EffCW-med-ElecDHW-GasCDryer-Tier3-Front | DEER2016 | D16v1 | 2015-05-16 | Any | SFm | 1985 | CZ06 | rNCGF | Each | 1 | 1030 | None | 125 | 0.0167 | 12.5 | 0.375 | 1.28e-05 | 9.44 | 125 | 0.0167 | 12.5 | 0.375 | 1.28e-05 | 9.44 |  |  | 1 |  | RB-Appl-EffCW-med-ElecDHW-GasCDryer-Tier3-FrontAnySFm1985CZ06rNCGF
RB-Appl-EffCW-med-ElecDHW-GasCDryer-Tier3-Front | DEER2016 | D16v1 | 2015-05-16 | Any | SFm | 1985 | CZ07 | rDXGF | Each | 1 | 1030 | None | 125 | 0.0394 | 12.5 | -1.19 | -0.0926 | 9.37 | 125 | 0.0394 | 12.5 | -1.19 | -0.0926 | 9.37 |  |  | 1 |  | RB-Appl-EffCW-med-ElecDHW-GasCDryer-Tier3-FrontAnySFm1985CZ07rDXGF
RB-Appl-EffCW-med-ElecDHW-GasCDryer-Tier3-Front | DEER2016 | D16v1 | 2015-05-16 | Any | SFm | 1985 | CZ07 | rDXHP | Each | 1 | 1030 | None | 124 | -0.00359 | 12.4 | -0.443 | 0.000353 | 9.45 | 124 | -0.00359 | 12.4 | -0.443 | 0.000353 | 9.45 |  |  | 1 |  | RB-Appl-EffCW-med-ElecDHW-GasCDryer-Tier3-FrontAnySFm1985CZ07rDXHP
RB-Appl-EffCW-med-ElecDHW-GasCDryer-Tier3-Front | DEER2016 | D16v1 | 2015-05-16 | Any | SFm | 1985 | CZ07 | rNCEH | Each | 1 | 1030 | None | 124 | 0.0163 | 12.4 | -0.605 | -0.000103 | 9.45 | 124 | 0.0163 | 12.4 | -0.605 | -0.000103 | 9.45 |  |  | 1 |  | RB-Appl-EffCW-med-ElecDHW-GasCDryer-Tier3-FrontAnySFm1985CZ07rNCEH
RB-Appl-EffCW-med-ElecDHW-GasCDryer-Tier3-Front | DEER2016 | D16v1 | 2015-05-16 | Any | SFm | 1985 | CZ07 | rNCGF | Each | 1 | 1030 | None | 124 | 0.0163 | 12.4 | 0.0987 | -0.00011 | 9.36 | 124 | 0.0163 | 12.4 | 0.0987 | -0.00011 | 9.36 |  |  | 1 |  | RB-Appl-EffCW-med-ElecDHW-GasCDryer-Tier3-FrontAnySFm1985CZ07rNCGF
RB-Appl-EffCW-med-ElecDHW-GasCDryer-Tier3-Front | DEER2016 | D16v1 | 2015-05-16 | Any | SFm | 1985 | CZ08 | rDXGF | Each | 1 | 1030 | None | 124 | 0.0161 | 12.4 | 0.355 | -0.000423 | 9.36 | 124 | 0.0161 | 12.4 | 0.355 | -0.000423 | 9.36 |  |  | 1 |  | RB-Appl-EffCW-med-ElecDHW-GasCDryer-Tier3-FrontAnySFm1985CZ08rDXGF
RB-Appl-EffCW-med-ElecDHW-GasCDryer-Tier3-Front | DEER2016 | D16v1 | 2015-05-16 | Any | SFm | 1985 | CZ08 | rDXHP | Each | 1 | 1030 | None | 127 | 0.0117 | 12.4 | -0.00865 | 0.000143 | 9.45 | 127 | 0.0117 | 12.4 | -0.00865 | 0.000143 | 9.45 |  |  | 1 |  | RB-Appl-EffCW-med-ElecDHW-GasCDryer-Tier3-FrontAnySFm1985CZ08rDXHP
RB-Appl-EffCW-med-ElecDHW-GasCDryer-Tier3-Front | DEER2016 | D16v1 | 2015-05-16 | Any | SFm | 1985 | CZ08 | rNCEH | Each | 1 | 1030 | None | 122 | 0.0158 | 12.4 | -1.06 | -0.000204 | 9.45 | 122 | 0.0158 | 12.4 | -1.06 | -0.000204 | 9.45 |  |  | 1 |  | RB-Appl-EffCW-med-ElecDHW-GasCDryer-Tier3-FrontAnySFm1985CZ08rNCEH
RB-Appl-EffCW-med-ElecDHW-GasCDryer-Tier3-Front | DEER2016 | D16v1 | 2015-05-16 | Any | SFm | 1985 | CZ08 | rNCGF | Each | 1 | 1030 | None | 122 | 0.016 | 12.4 | -0.297 | -0.000209 | 9.36 | 122 | 0.016 | 12.4 | -0.297 | -0.000209 | 9.36 |  |  | 1 |  | RB-Appl-EffCW-med-ElecDHW-GasCDryer-Tier3-FrontAnySFm1985CZ08rNCGF
RB-Appl-EffCW-med-ElecDHW-GasCDryer-Tier3-Front | DEER2016 | D16v1 | 2015-05-16 | Any | SFm | 1985 | CZ09 | rDXGF | Each | 1 | 906 | None | 124 | 0.0169 | 12.3 | -0.0646 | 0.000232 | 9.38 | 124 | 0.0169 | 12.3 | -0.0646 | 0.000232 | 9.38 |  |  | 1 |  | RB-Appl-EffCW-med-ElecDHW-GasCDryer-Tier3-FrontAnySFm1985CZ09rDXGF
RB-Appl-EffCW-med-ElecDHW-GasCDryer-Tier3-Front | DEER2016 | D16v1 | 2015-05-16 | Any | SFm | 1985 | CZ09 | rDXHP | Each | 1 | 906 | None | 120 | 0.0172 | 12.4 | -0.86 | 0.000262 | 9.45 | 120 | 0.0172 | 12.4 | -0.86 | 0.000262 | 9.45 |  |  | 1 |  | RB-Appl-EffCW-med-ElecDHW-GasCDryer-Tier3-FrontAnySFm1985CZ09rDXHP
RB-Appl-EffCW-med-ElecDHW-GasCDryer-Tier3-Front | DEER2016 | D16v1 | 2015-05-16 | Any | SFm | 1985 | CZ09 | rNCEH | Each | 1 | 906 | None | 121 | 0.0155 | 12.4 | -1.25 | -0.000265 | 9.45 | 121 | 0.0155 | 12.4 | -1.25 | -0.000265 | 9.45 |  |  | 1 |  | RB-Appl-EffCW-med-ElecDHW-GasCDryer-Tier3-FrontAnySFm1985CZ09rNCEH
RB-Appl-EffCW-med-ElecDHW-GasCDryer-Tier3-Front | DEER2016 | D16v1 | 2015-05-16 | Any | SFm | 1985 | CZ09 | rNCGF | Each | 1 | 906 | None | 121 | 0.0155 | 12.3 | -0.428 | -0.000274 | 9.39 | 121 | 0.0155 | 12.3 | -0.428 | -0.000274 | 9.39 |  |  | 1 |  | RB-Appl-EffCW-med-ElecDHW-GasCDryer-Tier3-FrontAnySFm1985CZ09rNCGF
RB-Appl-EffCW-med-ElecDHW-GasCDryer-Tier3-Front | DEER2016 | D16v1 | 2015-05-16 | Any | SFm | 1985 | CZ10 | rDXGF | Each | 1 | 906 | None | 121 | 0.017 | 12.3 | -0.0407 | -0.000856 | 9.36 | 121 | 0.017 | 12.3 | -0.0407 | -0.000856 | 9.36 |  |  | 1 |  | RB-Appl-EffCW-med-ElecDHW-GasCDryer-Tier3-FrontAnySFm1985CZ10rDXGF
RB-Appl-EffCW-med-ElecDHW-GasCDryer-Tier3-Front | DEER2016 | D16v1 | 2015-05-16 | Any | SFm | 1985 | CZ10 | rDXHP | Each | 1 | 906 | None | 121 | 0.014 | 12.4 | -0.338 | -0.000674 | 9.45 | 121 | 0.014 | 12.4 | -0.338 | -0.000674 | 9.45 |  |  | 1 |  | RB-Appl-EffCW-med-ElecDHW-GasCDryer-Tier3-FrontAnySFm1985CZ10rDXHP
RB-Appl-EffCW-med-ElecDHW-GasCDryer-Tier3-Front | DEER2016 | D16v1 | 2015-05-16 | Any | SFm | 1985 | CZ10 | rNCEH | Each | 1 | 906 | None | 120 | 0.0153 | 12.4 | -1.4 | -0.000319 | 9.45 | 120 | 0.0153 | 12.4 | -1.4 | -0.000319 | 9.45 |  |  | 1 |  | RB-Appl-EffCW-med-ElecDHW-GasCDryer-Tier3-FrontAnySFm1985CZ10rNCEH
RB-Appl-EffCW-med-ElecDHW-GasCDryer-Tier3-Front | DEER2016 | D16v1 | 2015-05-16 | Any | SFm | 1985 | CZ10 | rNCGF | Each | 1 | 906 | None | 121 | 0.0152 | 12.3 | -0.537 | -0.000322 | 9.37 | 121 | 0.0152 | 12.3 | -0.537 | -0.000322 | 9.37 |  |  | 1 |  | RB-Appl-EffCW-med-ElecDHW-GasCDryer-Tier3-FrontAnySFm1985CZ10rNCGF
RB-Appl-EffCW-med-ElecDHW-GasCDryer-Tier3-Front | DEER2016 | D16v1 | 2015-05-16 | Any | SFm | 1985 | CZ11 | rDXGF | Each | 1 | 852 | None | 126 | 0.0172 | 11.9 | 0.0303 | -0.000266 | 9.4 | 126 | 0.0172 | 11.9 | 0.0303 | -0.000266 | 9.4 |  |  | 1 |  | RB-Appl-EffCW-med-ElecDHW-GasCDryer-Tier3-FrontAnySFm1985CZ11rDXGF
RB-Appl-EffCW-med-ElecDHW-GasCDryer-Tier3-Front | DEER2016 | D16v1 | 2015-05-16 | Any | SFm | 1985 | CZ11 | rDXHP | Each | 1 | 852 | None | 122 | 0.0176 | 12.4 | -0.6 | -0.000207 | 9.45 | 122 | 0.0176 | 12.4 | -0.6 | -0.000207 | 9.45 |  |  | 1 |  | RB-Appl-EffCW-med-ElecDHW-GasCDryer-Tier3-FrontAnySFm1985CZ11rDXHP
RB-Appl-EffCW-med-ElecDHW-GasCDryer-Tier3-Front | DEER2016 | D16v1 | 2015-05-16 | Any | SFm | 1985 | CZ11 | rNCEH | Each | 1 | 852 | None | 117 | 0.0152 | 12.4 | -1.16 | -0.000336 | 9.45 | 117 | 0.0152 | 12.4 | -1.16 | -0.000336 | 9.45 |  |  | 1 |  | RB-Appl-EffCW-med-ElecDHW-GasCDryer-Tier3-FrontAnySFm1985CZ11rNCEH
RB-Appl-EffCW-med-ElecDHW-GasCDryer-Tier3-Front | DEER2016 | D16v1 | 2015-05-16 | Any | SFm | 1985 | CZ11 | rNCGF | Each | 1 | 852 | None | 122 | 0.0152 | 11.9 | -0.123 | -0.000341 | 9.39 | 122 | 0.0152 | 11.9 | -0.123 | -0.000341 | 9.39 |  |  | 1 |  | RB-Appl-EffCW-med-ElecDHW-GasCDryer-Tier3-FrontAnySFm1985CZ11rNCGF
RB-Appl-EffCW-med-ElecDHW-GasCDryer-Tier3-Front | DEER2016 | D16v1 | 2015-05-16 | Any | SFm | 1985 | CZ12 | rDXGF | Each | 1 | 852 | None | 129 | 0.0187 | 11.8 | 1.86 | -0.000739 | 9.39 | 129 | 0.0187 | 11.8 | 1.86 | -0.000739 | 9.39 |  |  | 1 |  | RB-Appl-EffCW-med-ElecDHW-GasCDryer-Tier3-FrontAnySFm1985CZ12rDXGF
RB-Appl-EffCW-med-ElecDHW-GasCDryer-Tier3-Front | DEER2016 | D16v1 | 2015-05-16 | Any | SFm | 1985 | CZ12 | rDXHP | Each | 1 | 852 | None | 124 | 0.0158 | 12.4 | 0.381 | 9.66e-05 | 9.45 | 124 | 0.0158 | 12.4 | 0.381 | 9.66e-05 | 9.45 |  |  | 1 |  | RB-Appl-EffCW-med-ElecDHW-GasCDryer-Tier3-FrontAnySFm1985CZ12rDXHP
RB-Appl-EffCW-med-ElecDHW-GasCDryer-Tier3-Front | DEER2016 | D16v1 | 2015-05-16 | Any | SFm | 1985 | CZ12 | rNCEH | Each | 1 | 852 | None | 121 | 0.0163 | 12.4 | -0.434 | -0.000137 | 9.45 | 121 | 0.0163 | 12.4 | -0.434 | -0.000137 | 9.45 |  |  | 1 |  | RB-Appl-EffCW-med-ElecDHW-GasCDryer-Tier3-FrontAnySFm1985CZ12rNCEH
RB-Appl-EffCW-med-ElecDHW-GasCDryer-Tier3-Front | DEER2016 | D16v1 | 2015-05-16 | Any | SFm | 1985 | CZ12 | rNCGF | Each | 1 | 852 | None | 126 | 0.0163 | 11.8 | 0.626 | -0.000141 | 9.4 | 126 | 0.0163 | 11.8 | 0.626 | -0.000141 | 9.4 |  |  | 1 |  | RB-Appl-EffCW-med-ElecDHW-GasCDryer-Tier3-FrontAnySFm1985CZ12rNCGF
RB-Appl-EffCW-med-ElecDHW-GasCDryer-Tier3-Front | DEER2016 | D16v1 | 2015-05-16 | Any | SFm | 1985 | CZ13 | rDXGF | Each | 1 | 852 | None | 124 | 0.0204 | 11.9 | -0.274 | 0.00244 | 9.44 | 124 | 0.0204 | 11.9 | -0.274 | 0.00244 | 9.44 |  |  | 1 |  | RB-Appl-EffCW-med-ElecDHW-GasCDryer-Tier3-FrontAnySFm1985CZ13rDXGF
RB-Appl-EffCW-med-ElecDHW-GasCDryer-Tier3-Front | DEER2016 | D16v1 | 2015-05-16 | Any | SFm | 1985 | CZ13 | rDXHP | Each | 1 | 852 | None | 120 | 0.0175 | 12.4 | -0.57 | -0.0005 | 9.45 | 120 | 0.0175 | 12.4 | -0.57 | -0.0005 | 9.45 |  |  | 1 |  | RB-Appl-EffCW-med-ElecDHW-GasCDryer-Tier3-FrontAnySFm1985CZ13rDXHP
RB-Appl-EffCW-med-ElecDHW-GasCDryer-Tier3-Front | DEER2016 | D16v1 | 2015-05-16 | Any | SFm | 1985 | CZ13 | rNCEH | Each | 1 | 852 | None | 116 | 0.0151 | 12.4 | -1.43 | -0.000366 | 9.45 | 116 | 0.0151 | 12.4 | -1.43 | -0.000366 | 9.45 |  |  | 1 |  | RB-Appl-EffCW-med-ElecDHW-GasCDryer-Tier3-FrontAnySFm1985CZ13rNCEH
RB-Appl-EffCW-med-ElecDHW-GasCDryer-Tier3-Front | DEER2016 | D16v1 | 2015-05-16 | Any | SFm | 1985 | CZ13 | rNCGF | Each | 1 | 852 | None | 121 | 0.015 | 11.9 | -0.39 | -0.000352 | 9.44 | 121 | 0.015 | 11.9 | -0.39 | -0.000352 | 9.44 |  |  | 1 |  | RB-Appl-EffCW-med-ElecDHW-GasCDryer-Tier3-FrontAnySFm1985CZ13rNCGF
RB-Appl-EffCW-med-ElecDHW-GasCDryer-Tier3-Front | DEER2016 | D16v1 | 2015-05-16 | Any | SFm | 1985 | CZ14 | rDXGF | Each | 1 | 870 | None | 134 | 0.0177 | 11.2 | 1.29 | -0.000408 | 9.41 | 134 | 0.0177 | 11.2 | 1.29 | -0.000408 | 9.41 |  |  | 1 |  | RB-Appl-EffCW-med-ElecDHW-GasCDryer-Tier3-FrontAnySFm1985CZ14rDXGF
RB-Appl-EffCW-med-ElecDHW-GasCDryer-Tier3-Front | DEER2016 | D16v1 | 2015-05-16 | Any | SFm | 1985 | CZ14 | rDXHP | Each | 1 | 870 | None | 122 | 0.0192 | 12.4 | -0.123 | -0.000458 | 9.45 | 122 | 0.0192 | 12.4 | -0.123 | -0.000458 | 9.45 |  |  | 1 |  | RB-Appl-EffCW-med-ElecDHW-GasCDryer-Tier3-FrontAnySFm1985CZ14rDXHP
RB-Appl-EffCW-med-ElecDHW-GasCDryer-Tier3-Front | DEER2016 | D16v1 | 2015-05-16 | Any | SFm | 1985 | CZ14 | rNCEH | Each | 1 | 870 | None | 112 | 0.0146 | 12.4 | -0.994 | -0.000443 | 9.45 | 112 | 0.0146 | 12.4 | -0.994 | -0.000443 | 9.45 |  |  | 1 |  | RB-Appl-EffCW-med-ElecDHW-GasCDryer-Tier3-FrontAnySFm1985CZ14rNCEH
RB-Appl-EffCW-med-ElecDHW-GasCDryer-Tier3-Front | DEER2016 | D16v1 | 2015-05-16 | Any | SFm | 1985 | CZ14 | rNCGF | Each | 1 | 870 | None | 123 | 0.0146 | 11.2 | 0.162 | -0.000449 | 9.41 | 123 | 0.0146 | 11.2 | 0.162 | -0.000449 | 9.41 |  |  | 1 |  | RB-Appl-EffCW-med-ElecDHW-GasCDryer-Tier3-FrontAnySFm1985CZ14rNCGF
RB-Appl-EffCW-med-ElecDHW-GasCDryer-Tier3-Front | DEER2016 | D16v1 | 2015-05-16 | Any | SFm | 1985 | CZ15 | rDXGF | Each | 1 | 870 | None | 114 | 0.0147 | 11.7 | -2 | -0.00104 | 9.4 | 114 | 0.0147 | 11.7 | -2 | -0.00104 | 9.4 |  |  | 1 |  | RB-Appl-EffCW-med-ElecDHW-GasCDryer-Tier3-FrontAnySFm1985CZ15rDXGF
RB-Appl-EffCW-med-ElecDHW-GasCDryer-Tier3-Front | DEER2016 | D16v1 | 2015-05-16 | Any | SFm | 1985 | CZ15 | rDXHP | Each | 1 | 870 | None | 104 | 0.015 | 12.4 | -3.8 | -0.00115 | 9.45 | 104 | 0.015 | 12.4 | -3.8 | -0.00115 | 9.45 |  |  | 1 |  | RB-Appl-EffCW-med-ElecDHW-GasCDryer-Tier3-FrontAnySFm1985CZ15rDXHP
RB-Appl-EffCW-med-ElecDHW-GasCDryer-Tier3-Front | DEER2016 | D16v1 | 2015-05-16 | Any | SFm | 1985 | CZ15 | rNCEH | Each | 1 | 870 | None | 95.1 | 0.0117 | 12.4 | -4.68 | -0.000995 | 9.45 | 95.1 | 0.0117 | 12.4 | -4.68 | -0.000995 | 9.45 |  |  | 1 |  | RB-Appl-EffCW-med-ElecDHW-GasCDryer-Tier3-FrontAnySFm1985CZ15rNCEH
RB-Appl-EffCW-med-ElecDHW-GasCDryer-Tier3-Front | DEER2016 | D16v1 | 2015-05-16 | Any | SFm | 1985 | CZ15 | rNCGF | Each | 1 | 870 | None | 101 | 0.0117 | 11.6 | -4 | -0.000999 | 9.38 | 101 | 0.0117 | 11.6 | -4 | -0.000999 | 9.38 |  |  | 1 |  | RB-Appl-EffCW-med-ElecDHW-GasCDryer-Tier3-FrontAnySFm1985CZ15rNCGF
RB-Appl-EffCW-med-ElecDHW-GasCDryer-Tier3-Front | DEER2016 | D16v1 | 2015-05-16 | Any | SFm | 1985 | CZ16 | rDXGF | Each | 1 | 952 | None | 142 | 0.0173 | 11.7 | 3.02 | -0.00206 | 9.39 | 142 | 0.0173 | 11.7 | 3.02 | -0.00206 | 9.39 |  |  | 1 |  | RB-Appl-EffCW-med-ElecDHW-GasCDryer-Tier3-FrontAnySFm1985CZ16rDXGF
RB-Appl-EffCW-med-ElecDHW-GasCDryer-Tier3-Front | DEER2016 | D16v1 | 2015-05-16 | Any | SFm | 1985 | CZ16 | rDXHP | Each | 1 | 952 | None | 138 | 0.0207 | 12.4 | 1.88 | 0.000851 | 9.45 | 138 | 0.0207 | 12.4 | 1.88 | 0.000851 | 9.45 |  |  | 1 |  | RB-Appl-EffCW-med-ElecDHW-GasCDryer-Tier3-FrontAnySFm1985CZ16rDXHP
RB-Appl-EffCW-med-ElecDHW-GasCDryer-Tier3-Front | DEER2016 | D16v1 | 2015-05-16 | Any | SFm | 1985 | CZ16 | rNCEH | Each | 1 | 952 | None | 135 | 0.0181 | 12.4 | 2.23 | 0.00019 | 9.45 | 135 | 0.0181 | 12.4 | 2.23 | 0.00019 | 9.45 |  |  | 1 |  | RB-Appl-EffCW-med-ElecDHW-GasCDryer-Tier3-FrontAnySFm1985CZ16rNCEH
RB-Appl-EffCW-med-ElecDHW-GasCDryer-Tier3-Front | DEER2016 | D16v1 | 2015-05-16 | Any | SFm | 1985 | CZ16 | rNCGF | Each | 1 | 952 | None | 142 | 0.0181 | 11.7 | 3.53 | 0.000186 | 9.41 | 142 | 0.0181 | 11.7 | 3.53 | 0.000186 | 9.41 |  |  | 1 |  | RB-Appl-EffCW-med-ElecDHW-GasCDryer-Tier3-FrontAnySFm1985CZ16rNCGF
RB-Appl-EffCW-med-ElecDHW-GasCDryer-Tier3-Front | DEER2016 | D16v1 | 2015-05-16 | Any | SFm | 1996 | CZ01 | rDXGF | Each | 1 | 1100 | None | 143 | 0.0132 | 12.4 | 3.89 | -0.00468 | 9.35 | 143 | 0.0132 | 12.4 | 3.89 | -0.00468 | 9.35 |  |  | 1 |  | RB-Appl-EffCW-med-ElecDHW-GasCDryer-Tier3-FrontAnySFm1996CZ01rDXGF
RB-Appl-EffCW-med-ElecDHW-GasCDryer-Tier3-Front | DEER2016 | D16v1 | 2015-05-16 | Any | SFm | 1996 | CZ01 | rDXHP | Each | 1 | 1100 | None | 143 | 0.0207 | 12.4 | 2.9 | 0.000499 | 9.45 | 143 | 0.0207 | 12.4 | 2.9 | 0.000499 | 9.45 |  |  | 1 |  | RB-Appl-EffCW-med-ElecDHW-GasCDryer-Tier3-FrontAnySFm1996CZ01rDXHP
RB-Appl-EffCW-med-ElecDHW-GasCDryer-Tier3-Front | DEER2016 | D16v1 | 2015-05-16 | Any | SFm | 1996 | CZ01 | rNCEH | Each | 1 | 1100 | None | 143 | 0.019 | 12.4 | 2.73 | 0.000368 | 9.45 | 143 | 0.019 | 12.4 | 2.73 | 0.000368 | 9.45 |  |  | 1 |  | RB-Appl-EffCW-med-ElecDHW-GasCDryer-Tier3-FrontAnySFm1996CZ01rNCEH
RB-Appl-EffCW-med-ElecDHW-GasCDryer-Tier3-Front | DEER2016 | D16v1 | 2015-05-16 | Any | SFm | 1996 | CZ01 | rNCGF | Each | 1 | 1100 | None | 143 | 0.0191 | 12.3 | 3.77 | 0.000368 | 9.35 | 143 | 0.0191 | 12.3 | 3.77 | 0.000368 | 9.35 |  |  | 1 |  | RB-Appl-EffCW-med-ElecDHW-GasCDryer-Tier3-FrontAnySFm1996CZ01rNCGF
RB-Appl-EffCW-med-ElecDHW-GasCDryer-Tier3-Front | DEER2016 | D16v1 | 2015-05-16 | Any | SFm | 1996 | CZ02 | rDXGF | Each | 1 | 1100 | None | 133 | 0.0134 | 12.4 | 1.45 | 9.89e-05 | 9.37 | 133 | 0.0134 | 12.4 | 1.45 | 9.89e-05 | 9.37 |  |  | 1 |  | RB-Appl-EffCW-med-ElecDHW-GasCDryer-Tier3-FrontAnySFm1996CZ02rDXGF
RB-Appl-EffCW-med-ElecDHW-GasCDryer-Tier3-Front | DEER2016 | D16v1 | 2015-05-16 | Any | SFm | 1996 | CZ02 | rDXHP | Each | 1 | 1100 | None | 133 | 0.0217 | 12.4 | 1.27 | 0.000289 | 9.45 | 133 | 0.0217 | 12.4 | 1.27 | 0.000289 | 9.45 |  |  | 1 |  | RB-Appl-EffCW-med-ElecDHW-GasCDryer-Tier3-FrontAnySFm1996CZ02rDXHP
RB-Appl-EffCW-med-ElecDHW-GasCDryer-Tier3-Front | DEER2016 | D16v1 | 2015-05-16 | Any | SFm | 1996 | CZ02 | rNCEH | Each | 1 | 1100 | None | 133 | 0.0175 | 12.4 | 0.927 | 7.67e-05 | 9.45 | 133 | 0.0175 | 12.4 | 0.927 | 7.67e-05 | 9.45 |  |  | 1 |  | RB-Appl-EffCW-med-ElecDHW-GasCDryer-Tier3-FrontAnySFm1996CZ02rNCEH
RB-Appl-EffCW-med-ElecDHW-GasCDryer-Tier3-Front | DEER2016 | D16v1 | 2015-05-16 | Any | SFm | 1996 | CZ02 | rNCGF | Each | 1 | 1100 | None | 133 | 0.0175 | 12.3 | 1.86 | 8.67e-05 | 9.39 | 133 | 0.0175 | 12.3 | 1.86 | 8.67e-05 | 9.39 |  |  | 1 |  | RB-Appl-EffCW-med-ElecDHW-GasCDryer-Tier3-FrontAnySFm1996CZ02rNCGF
RB-Appl-EffCW-med-ElecDHW-GasCDryer-Tier3-Front | DEER2016 | D16v1 | 2015-05-16 | Any | SFm | 1996 | CZ03 | rDXGF | Each | 1 | 1100 | None | 132 | 0.0262 | 12.4 | 1.31 | 0.00464 | 9.37 | 132 | 0.0262 | 12.4 | 1.31 | 0.00464 | 9.37 |  |  | 1 |  | RB-Appl-EffCW-med-ElecDHW-GasCDryer-Tier3-FrontAnySFm1996CZ03rDXGF
RB-Appl-EffCW-med-ElecDHW-GasCDryer-Tier3-Front | DEER2016 | D16v1 | 2015-05-16 | Any | SFm | 1996 | CZ03 | rDXHP | Each | 1 | 1100 | None | 133 | 0.00852 | 12.4 | 1.45 | 0.00137 | 9.45 | 133 | 0.00852 | 12.4 | 1.45 | 0.00137 | 9.45 |  |  | 1 |  | RB-Appl-EffCW-med-ElecDHW-GasCDryer-Tier3-FrontAnySFm1996CZ03rDXHP
RB-Appl-EffCW-med-ElecDHW-GasCDryer-Tier3-Front | DEER2016 | D16v1 | 2015-05-16 | Any | SFm | 1996 | CZ03 | rNCEH | Each | 1 | 1100 | None | 133 | 0.0178 | 12.4 | 0.818 | 0.000128 | 9.45 | 133 | 0.0178 | 12.4 | 0.818 | 0.000128 | 9.45 |  |  | 1 |  | RB-Appl-EffCW-med-ElecDHW-GasCDryer-Tier3-FrontAnySFm1996CZ03rNCEH
RB-Appl-EffCW-med-ElecDHW-GasCDryer-Tier3-Front | DEER2016 | D16v1 | 2015-05-16 | Any | SFm | 1996 | CZ03 | rNCGF | Each | 1 | 1100 | None | 133 | 0.0178 | 12.4 | 1.92 | 0.000122 | 9.31 | 133 | 0.0178 | 12.4 | 1.92 | 0.000122 | 9.31 |  |  | 1 |  | RB-Appl-EffCW-med-ElecDHW-GasCDryer-Tier3-FrontAnySFm1996CZ03rNCGF
RB-Appl-EffCW-med-ElecDHW-GasCDryer-Tier3-Front | DEER2016 | D16v1 | 2015-05-16 | Any | SFm | 1996 | CZ04 | rDXGF | Each | 1 | 1100 | None | 128 | 0.0157 | 12.4 | 3.36 | -0.00174 | 9.43 | 128 | 0.0157 | 12.4 | 3.36 | -0.00174 | 9.43 |  |  | 1 |  | RB-Appl-EffCW-med-ElecDHW-GasCDryer-Tier3-FrontAnySFm1996CZ04rDXGF
RB-Appl-EffCW-med-ElecDHW-GasCDryer-Tier3-Front | DEER2016 | D16v1 | 2015-05-16 | Any | SFm | 1996 | CZ04 | rDXHP | Each | 1 | 1100 | None | 129 | 0.0171 | 12.4 | 0.552 | 4.23e-05 | 9.45 | 129 | 0.0171 | 12.4 | 0.552 | 4.23e-05 | 9.45 |  |  | 1 |  | RB-Appl-EffCW-med-ElecDHW-GasCDryer-Tier3-FrontAnySFm1996CZ04rDXHP
RB-Appl-EffCW-med-ElecDHW-GasCDryer-Tier3-Front | DEER2016 | D16v1 | 2015-05-16 | Any | SFm | 1996 | CZ04 | rNCEH | Each | 1 | 1100 | None | 129 | 0.0165 | 12.4 | 0.319 | -0.000118 | 9.45 | 129 | 0.0165 | 12.4 | 0.319 | -0.000118 | 9.45 |  |  | 1 |  | RB-Appl-EffCW-med-ElecDHW-GasCDryer-Tier3-FrontAnySFm1996CZ04rNCEH
RB-Appl-EffCW-med-ElecDHW-GasCDryer-Tier3-Front | DEER2016 | D16v1 | 2015-05-16 | Any | SFm | 1996 | CZ04 | rNCGF | Each | 1 | 1100 | None | 129 | 0.0165 | 12.4 | 1.15 | -0.000115 | 9.38 | 129 | 0.0165 | 12.4 | 1.15 | -0.000115 | 9.38 |  |  | 1 |  | RB-Appl-EffCW-med-ElecDHW-GasCDryer-Tier3-FrontAnySFm1996CZ04rNCGF
RB-Appl-EffCW-med-ElecDHW-GasCDryer-Tier3-Front | DEER2016 | D16v1 | 2015-05-16 | Any | SFm | 1996 | CZ05 | rDXGF | Each | 1 | 1100 | None | 135 | 0.0189 | 12.3 | 2.31 | 0.00175 | 9.25 | 135 | 0.0189 | 12.3 | 2.31 | 0.00175 | 9.25 |  |  | 1 |  | RB-Appl-EffCW-med-ElecDHW-GasCDryer-Tier3-FrontAnySFm1996CZ05rDXGF
RB-Appl-EffCW-med-ElecDHW-GasCDryer-Tier3-Front | DEER2016 | D16v1 | 2015-05-16 | Any | SFm | 1996 | CZ05 | rDXHP | Each | 1 | 1100 | None | 138 | 0.0159 | 12.4 | 1.39 | 0.000919 | 9.45 | 138 | 0.0159 | 12.4 | 1.39 | 0.000919 | 9.45 |  |  | 1 |  | RB-Appl-EffCW-med-ElecDHW-GasCDryer-Tier3-FrontAnySFm1996CZ05rDXHP
RB-Appl-EffCW-med-ElecDHW-GasCDryer-Tier3-Front | DEER2016 | D16v1 | 2015-05-16 | Any | SFm | 1996 | CZ05 | rNCEH | Each | 1 | 1100 | None | 136 | 0.0179 | 12.4 | 0.799 | 0.000153 | 9.45 | 136 | 0.0179 | 12.4 | 0.799 | 0.000153 | 9.45 |  |  | 1 |  | RB-Appl-EffCW-med-ElecDHW-GasCDryer-Tier3-FrontAnySFm1996CZ05rNCEH
RB-Appl-EffCW-med-ElecDHW-GasCDryer-Tier3-Front | DEER2016 | D16v1 | 2015-05-16 | Any | SFm | 1996 | CZ05 | rNCGF | Each | 1 | 1100 | None | 135 | 0.018 | 12.3 | 2.24 | 0.000259 | 9.19 | 135 | 0.018 | 12.3 | 2.24 | 0.000259 | 9.19 |  |  | 1 |  | RB-Appl-EffCW-med-ElecDHW-GasCDryer-Tier3-FrontAnySFm1996CZ05rNCGF
RB-Appl-EffCW-med-ElecDHW-GasCDryer-Tier3-Front | DEER2016 | D16v1 | 2015-05-16 | Any | SFm | 1996 | CZ06 | rDXGF | Each | 1 | 1150 | None | 128 | -0.019 | 12.6 | 0.92 | -0.0019 | 9.41 | 128 | -0.019 | 12.6 | 0.92 | -0.0019 | 9.41 |  |  | 1 |  | RB-Appl-EffCW-med-ElecDHW-GasCDryer-Tier3-FrontAnySFm1996CZ06rDXGF
RB-Appl-EffCW-med-ElecDHW-GasCDryer-Tier3-Front | DEER2016 | D16v1 | 2015-05-16 | Any | SFm | 1996 | CZ06 | rDXHP | Each | 1 | 1150 | None | 120 | -0.0438 | 12.4 | -3.19 | -0.0439 | 9.45 | 120 | -0.0438 | 12.4 | -3.19 | -0.0439 | 9.45 |  |  | 1 |  | RB-Appl-EffCW-med-ElecDHW-GasCDryer-Tier3-FrontAnySFm1996CZ06rDXHP
RB-Appl-EffCW-med-ElecDHW-GasCDryer-Tier3-Front | DEER2016 | D16v1 | 2015-05-16 | Any | SFm | 1996 | CZ06 | rNCEH | Each | 1 | 1150 | None | 126 | 0.0163 | 12.4 | -0.55 | -0.000113 | 9.45 | 126 | 0.0163 | 12.4 | -0.55 | -0.000113 | 9.45 |  |  | 1 |  | RB-Appl-EffCW-med-ElecDHW-GasCDryer-Tier3-FrontAnySFm1996CZ06rNCEH
RB-Appl-EffCW-med-ElecDHW-GasCDryer-Tier3-Front | DEER2016 | D16v1 | 2015-05-16 | Any | SFm | 1996 | CZ06 | rNCGF | Each | 1 | 1150 | None | 125 | 0.0163 | 12.5 | 0.246 | -9.89e-05 | 9.41 | 125 | 0.0163 | 12.5 | 0.246 | -9.89e-05 | 9.41 |  |  | 1 |  | RB-Appl-EffCW-med-ElecDHW-GasCDryer-Tier3-FrontAnySFm1996CZ06rNCGF
RB-Appl-EffCW-med-ElecDHW-GasCDryer-Tier3-Front | DEER2016 | D16v1 | 2015-05-16 | Any | SFm | 1996 | CZ07 | rDXGF | Each | 1 | 1150 | None | 125 | 0.0177 | 12.5 | -0.868 | -1.09e-06 | 9.38 | 125 | 0.0177 | 12.5 | -0.868 | -1.09e-06 | 9.38 |  |  | 1 |  | RB-Appl-EffCW-med-ElecDHW-GasCDryer-Tier3-FrontAnySFm1996CZ07rDXGF
RB-Appl-EffCW-med-ElecDHW-GasCDryer-Tier3-Front | DEER2016 | D16v1 | 2015-05-16 | Any | SFm | 1996 | CZ07 | rDXHP | Each | 1 | 1150 | None | 124 | -0.0249 | 12.4 | -2.44 | -0.0407 | 9.45 | 124 | -0.0249 | 12.4 | -2.44 | -0.0407 | 9.45 |  |  | 1 |  | RB-Appl-EffCW-med-ElecDHW-GasCDryer-Tier3-FrontAnySFm1996CZ07rDXHP
RB-Appl-EffCW-med-ElecDHW-GasCDryer-Tier3-Front | DEER2016 | D16v1 | 2015-05-16 | Any | SFm | 1996 | CZ07 | rNCEH | Each | 1 | 1150 | None | 125 | 0.0163 | 12.4 | -0.685 | -0.000118 | 9.45 | 125 | 0.0163 | 12.4 | -0.685 | -0.000118 | 9.45 |  |  | 1 |  | RB-Appl-EffCW-med-ElecDHW-GasCDryer-Tier3-FrontAnySFm1996CZ07rNCEH
RB-Appl-EffCW-med-ElecDHW-GasCDryer-Tier3-Front | DEER2016 | D16v1 | 2015-05-16 | Any | SFm | 1996 | CZ07 | rNCGF | Each | 1 | 1150 | None | 124 | 0.0163 | 12.5 | -0.0407 | -0.000158 | 9.33 | 124 | 0.0163 | 12.5 | -0.0407 | -0.000158 | 9.33 |  |  | 1 |  | RB-Appl-EffCW-med-ElecDHW-GasCDryer-Tier3-FrontAnySFm1996CZ07rNCGF
RB-Appl-EffCW-med-ElecDHW-GasCDryer-Tier3-Front | DEER2016 | D16v1 | 2015-05-16 | Any | SFm | 1996 | CZ08 | rDXGF | Each | 1 | 1150 | None | 124 | 0.0135 | 12.4 | 2.53 | -0.00229 | 9.34 | 124 | 0.0135 | 12.4 | 2.53 | -0.00229 | 9.34 |  |  | 1 |  | RB-Appl-EffCW-med-ElecDHW-GasCDryer-Tier3-FrontAnySFm1996CZ08rDXGF
RB-Appl-EffCW-med-ElecDHW-GasCDryer-Tier3-Front | DEER2016 | D16v1 | 2015-05-16 | Any | SFm | 1996 | CZ08 | rDXHP | Each | 1 | 1150 | None | 124 | 0.0154 | 12.4 | -0.0991 | 6.78e-05 | 9.45 | 124 | 0.0154 | 12.4 | -0.0991 | 6.78e-05 | 9.45 |  |  | 1 |  | RB-Appl-EffCW-med-ElecDHW-GasCDryer-Tier3-FrontAnySFm1996CZ08rDXHP
RB-Appl-EffCW-med-ElecDHW-GasCDryer-Tier3-Front | DEER2016 | D16v1 | 2015-05-16 | Any | SFm | 1996 | CZ08 | rNCEH | Each | 1 | 1150 | None | 123 | 0.0158 | 12.4 | -1.1 | -0.000218 | 9.45 | 123 | 0.0158 | 12.4 | -1.1 | -0.000218 | 9.45 |  |  | 1 |  | RB-Appl-EffCW-med-ElecDHW-GasCDryer-Tier3-FrontAnySFm1996CZ08rNCEH
RB-Appl-EffCW-med-ElecDHW-GasCDryer-Tier3-Front | DEER2016 | D16v1 | 2015-05-16 | Any | SFm | 1996 | CZ08 | rNCGF | Each | 1 | 1150 | None | 122 | 0.0156 | 12.4 | -0.421 | -0.000287 | 9.35 | 122 | 0.0156 | 12.4 | -0.421 | -0.000287 | 9.35 |  |  | 1 |  | RB-Appl-EffCW-med-ElecDHW-GasCDryer-Tier3-FrontAnySFm1996CZ08rNCGF
RB-Appl-EffCW-med-ElecDHW-GasCDryer-Tier3-Front | DEER2016 | D16v1 | 2015-05-16 | Any | SFm | 1996 | CZ09 | rDXGF | Each | 1 | 1090 | None | 120 | 0.0161 | 12.4 | -6.89 | -0.000813 | 9.48 | 120 | 0.0161 | 12.4 | -6.89 | -0.000813 | 9.48 |  |  | 1 |  | RB-Appl-EffCW-med-ElecDHW-GasCDryer-Tier3-FrontAnySFm1996CZ09rDXGF
RB-Appl-EffCW-med-ElecDHW-GasCDryer-Tier3-Front | DEER2016 | D16v1 | 2015-05-16 | Any | SFm | 1996 | CZ09 | rDXHP | Each | 1 | 1090 | None | 124 | 0.0162 | 12.4 | -2.25 | -7.55e-05 | 9.45 | 124 | 0.0162 | 12.4 | -2.25 | -7.55e-05 | 9.45 |  |  | 1 |  | RB-Appl-EffCW-med-ElecDHW-GasCDryer-Tier3-FrontAnySFm1996CZ09rDXHP
RB-Appl-EffCW-med-ElecDHW-GasCDryer-Tier3-Front | DEER2016 | D16v1 | 2015-05-16 | Any | SFm | 1996 | CZ09 | rNCEH | Each | 1 | 1090 | None | 122 | 0.0155 | 12.4 | -0.307 | -0.000299 | 9.45 | 122 | 0.0155 | 12.4 | -0.307 | -0.000299 | 9.45 |  |  | 1 |  | RB-Appl-EffCW-med-ElecDHW-GasCDryer-Tier3-FrontAnySFm1996CZ09rNCEH
RB-Appl-EffCW-med-ElecDHW-GasCDryer-Tier3-Front | DEER2016 | D16v1 | 2015-05-16 | Any | SFm | 1996 | CZ09 | rNCGF | Each | 1 | 1090 | None | 121 | 0.0156 | 12.4 | -0.674 | -0.000276 | 9.49 | 121 | 0.0156 | 12.4 | -0.674 | -0.000276 | 9.49 |  |  | 1 |  | RB-Appl-EffCW-med-ElecDHW-GasCDryer-Tier3-FrontAnySFm1996CZ09rNCGF
RB-Appl-EffCW-med-ElecDHW-GasCDryer-Tier3-Front | DEER2016 | D16v1 | 2015-05-16 | Any | SFm | 1996 | CZ10 | rDXGF | Each | 1 | 1090 | None | 121 | 0.0145 | 12.4 | -0.00646 | -0.00134 | 9.5 | 121 | 0.0145 | 12.4 | -0.00646 | -0.00134 | 9.5 |  |  | 1 |  | RB-Appl-EffCW-med-ElecDHW-GasCDryer-Tier3-FrontAnySFm1996CZ10rDXGF
RB-Appl-EffCW-med-ElecDHW-GasCDryer-Tier3-Front | DEER2016 | D16v1 | 2015-05-16 | Any | SFm | 1996 | CZ10 | rDXHP | Each | 1 | 1090 | None | 125 | 0.0151 | 12.4 | 0.139 | -0.000843 | 9.45 | 125 | 0.0151 | 12.4 | 0.139 | -0.000843 | 9.45 |  |  | 1 |  | RB-Appl-EffCW-med-ElecDHW-GasCDryer-Tier3-FrontAnySFm1996CZ10rDXHP
RB-Appl-EffCW-med-ElecDHW-GasCDryer-Tier3-Front | DEER2016 | D16v1 | 2015-05-16 | Any | SFm | 1996 | CZ10 | rNCEH | Each | 1 | 1090 | None | 122 | 0.0152 | 12.4 | -0.411 | -0.000353 | 9.45 | 122 | 0.0152 | 12.4 | -0.411 | -0.000353 | 9.45 |  |  | 1 |  | RB-Appl-EffCW-med-ElecDHW-GasCDryer-Tier3-FrontAnySFm1996CZ10rNCEH
RB-Appl-EffCW-med-ElecDHW-GasCDryer-Tier3-Front | DEER2016 | D16v1 | 2015-05-16 | Any | SFm | 1996 | CZ10 | rNCGF | Each | 1 | 1090 | None | 121 | 0.0152 | 12.4 | -0.778 | -0.000353 | 9.5 | 121 | 0.0152 | 12.4 | -0.778 | -0.000353 | 9.5 |  |  | 1 |  | RB-Appl-EffCW-med-ElecDHW-GasCDryer-Tier3-FrontAnySFm1996CZ10rNCGF
RB-Appl-EffCW-med-ElecDHW-GasCDryer-Tier3-Front | DEER2016 | D16v1 | 2015-05-16 | Any | SFm | 1996 | CZ11 | rDXGF | Each | 1 | 1020 | None | 127 | 0.0176 | 11.8 | 0.196 | -0.000291 | 9.39 | 127 | 0.0176 | 11.8 | 0.196 | -0.000291 | 9.39 |  |  | 1 |  | RB-Appl-EffCW-med-ElecDHW-GasCDryer-Tier3-FrontAnySFm1996CZ11rDXGF
RB-Appl-EffCW-med-ElecDHW-GasCDryer-Tier3-Front | DEER2016 | D16v1 | 2015-05-16 | Any | SFm | 1996 | CZ11 | rDXHP | Each | 1 | 1020 | None | 121 | 0.0179 | 12.4 | -0.656 | -0.00021 | 9.45 | 121 | 0.0179 | 12.4 | -0.656 | -0.00021 | 9.45 |  |  | 1 |  | RB-Appl-EffCW-med-ElecDHW-GasCDryer-Tier3-FrontAnySFm1996CZ11rDXHP
RB-Appl-EffCW-med-ElecDHW-GasCDryer-Tier3-Front | DEER2016 | D16v1 | 2015-05-16 | Any | SFm | 1996 | CZ11 | rNCEH | Each | 1 | 1020 | None | 116 | 0.0152 | 12.4 | -1.25 | -0.00036 | 9.45 | 116 | 0.0152 | 12.4 | -1.25 | -0.00036 | 9.45 |  |  | 1 |  | RB-Appl-EffCW-med-ElecDHW-GasCDryer-Tier3-FrontAnySFm1996CZ11rNCEH
RB-Appl-EffCW-med-ElecDHW-GasCDryer-Tier3-Front | DEER2016 | D16v1 | 2015-05-16 | Any | SFm | 1996 | CZ11 | rNCGF | Each | 1 | 1020 | None | 122 | 0.0152 | 11.8 | -0.128 | -0.000362 | 9.41 | 122 | 0.0152 | 11.8 | -0.128 | -0.000362 | 9.41 |  |  | 1 |  | RB-Appl-EffCW-med-ElecDHW-GasCDryer-Tier3-FrontAnySFm1996CZ11rNCGF
RB-Appl-EffCW-med-ElecDHW-GasCDryer-Tier3-Front | DEER2016 | D16v1 | 2015-05-16 | Any | SFm | 1996 | CZ12 | rDXGF | Each | 1 | 1020 | None | 129 | 0.0229 | 11.8 | 0.747 | 0.000532 | 9.37 | 129 | 0.0229 | 11.8 | 0.747 | 0.000532 | 9.37 |  |  | 1 |  | RB-Appl-EffCW-med-ElecDHW-GasCDryer-Tier3-FrontAnySFm1996CZ12rDXGF
RB-Appl-EffCW-med-ElecDHW-GasCDryer-Tier3-Front | DEER2016 | D16v1 | 2015-05-16 | Any | SFm | 1996 | CZ12 | rDXHP | Each | 1 | 1020 | None | 124 | 0.0196 | 12.4 | 0.61 | 4.88e-05 | 9.45 | 124 | 0.0196 | 12.4 | 0.61 | 4.88e-05 | 9.45 |  |  | 1 |  | RB-Appl-EffCW-med-ElecDHW-GasCDryer-Tier3-FrontAnySFm1996CZ12rDXHP
RB-Appl-EffCW-med-ElecDHW-GasCDryer-Tier3-Front | DEER2016 | D16v1 | 2015-05-16 | Any | SFm | 1996 | CZ12 | rNCEH | Each | 1 | 1020 | None | 120 | 0.0162 | 12.4 | -0.502 | -0.000162 | 9.45 | 120 | 0.0162 | 12.4 | -0.502 | -0.000162 | 9.45 |  |  | 1 |  | RB-Appl-EffCW-med-ElecDHW-GasCDryer-Tier3-FrontAnySFm1996CZ12rNCEH
RB-Appl-EffCW-med-ElecDHW-GasCDryer-Tier3-Front | DEER2016 | D16v1 | 2015-05-16 | Any | SFm | 1996 | CZ12 | rNCGF | Each | 1 | 1020 | None | 126 | 0.0162 | 11.8 | 0.625 | -0.000168 | 9.39 | 126 | 0.0162 | 11.8 | 0.625 | -0.000168 | 9.39 |  |  | 1 |  | RB-Appl-EffCW-med-ElecDHW-GasCDryer-Tier3-FrontAnySFm1996CZ12rNCGF
RB-Appl-EffCW-med-ElecDHW-GasCDryer-Tier3-Front | DEER2016 | D16v1 | 2015-05-16 | Any | SFm | 1996 | CZ13 | rDXGF | Each | 1 | 1020 | None | 126 | 0.0167 | 11.8 | 0.809 | -0.00129 | 9.42 | 126 | 0.0167 | 11.8 | 0.809 | -0.00129 | 9.42 |  |  | 1 |  | RB-Appl-EffCW-med-ElecDHW-GasCDryer-Tier3-FrontAnySFm1996CZ13rDXGF
RB-Appl-EffCW-med-ElecDHW-GasCDryer-Tier3-Front | DEER2016 | D16v1 | 2015-05-16 | Any | SFm | 1996 | CZ13 | rDXHP | Each | 1 | 1020 | None | 119 | 0.0207 | 12.4 | -0.548 | -0.000232 | 9.45 | 119 | 0.0207 | 12.4 | -0.548 | -0.000232 | 9.45 |  |  | 1 |  | RB-Appl-EffCW-med-ElecDHW-GasCDryer-Tier3-FrontAnySFm1996CZ13rDXHP
RB-Appl-EffCW-med-ElecDHW-GasCDryer-Tier3-Front | DEER2016 | D16v1 | 2015-05-16 | Any | SFm | 1996 | CZ13 | rNCEH | Each | 1 | 1020 | None | 114 | 0.015 | 12.4 | -1.54 | -0.000389 | 9.45 | 114 | 0.015 | 12.4 | -1.54 | -0.000389 | 9.45 |  |  | 1 |  | RB-Appl-EffCW-med-ElecDHW-GasCDryer-Tier3-FrontAnySFm1996CZ13rNCEH
RB-Appl-EffCW-med-ElecDHW-GasCDryer-Tier3-Front | DEER2016 | D16v1 | 2015-05-16 | Any | SFm | 1996 | CZ13 | rNCGF | Each | 1 | 1020 | None | 121 | 0.015 | 11.8 | -0.383 | -0.000395 | 9.44 | 121 | 0.015 | 11.8 | -0.383 | -0.000395 | 9.44 |  |  | 1 |  | RB-Appl-EffCW-med-ElecDHW-GasCDryer-Tier3-FrontAnySFm1996CZ13rNCGF
RB-Appl-EffCW-med-ElecDHW-GasCDryer-Tier3-Front | DEER2016 | D16v1 | 2015-05-16 | Any | SFm | 1996 | CZ14 | rDXGF | Each | 1 | 879 | None | 128 | 0.016 | 12 | 1.16 | -0.000418 | 9.39 | 128 | 0.016 | 12 | 1.16 | -0.000418 | 9.39 |  |  | 1 |  | RB-Appl-EffCW-med-ElecDHW-GasCDryer-Tier3-FrontAnySFm1996CZ14rDXGF
RB-Appl-EffCW-med-ElecDHW-GasCDryer-Tier3-Front | DEER2016 | D16v1 | 2015-05-16 | Any | SFm | 1996 | CZ14 | rDXHP | Each | 1 | 879 | None | 125 | 0.0162 | 12.4 | -0.333 | -0.000425 | 9.45 | 125 | 0.0162 | 12.4 | -0.333 | -0.000425 | 9.45 |  |  | 1 |  | RB-Appl-EffCW-med-ElecDHW-GasCDryer-Tier3-FrontAnySFm1996CZ14rDXHP
RB-Appl-EffCW-med-ElecDHW-GasCDryer-Tier3-Front | DEER2016 | D16v1 | 2015-05-16 | Any | SFm | 1996 | CZ14 | rNCEH | Each | 1 | 879 | None | 119 | 0.0146 | 12.4 | -1.09 | -0.00047 | 9.45 | 119 | 0.0146 | 12.4 | -1.09 | -0.00047 | 9.45 |  |  | 1 |  | RB-Appl-EffCW-med-ElecDHW-GasCDryer-Tier3-FrontAnySFm1996CZ14rNCEH
RB-Appl-EffCW-med-ElecDHW-GasCDryer-Tier3-Front | DEER2016 | D16v1 | 2015-05-16 | Any | SFm | 1996 | CZ14 | rNCGF | Each | 1 | 879 | None | 123 | 0.0146 | 12 | -0.0774 | -0.000478 | 9.4 | 123 | 0.0146 | 12 | -0.0774 | -0.000478 | 9.4 |  |  | 1 |  | RB-Appl-EffCW-med-ElecDHW-GasCDryer-Tier3-FrontAnySFm1996CZ14rNCGF
RB-Appl-EffCW-med-ElecDHW-GasCDryer-Tier3-Front | DEER2016 | D16v1 | 2015-05-16 | Any | SFm | 1996 | CZ15 | rDXGF | Each | 1 | 879 | None | 108 | 0.0132 | 12.1 | -2.02 | -0.000973 | 9.4 | 108 | 0.0132 | 12.1 | -2.02 | -0.000973 | 9.4 |  |  | 1 |  | RB-Appl-EffCW-med-ElecDHW-GasCDryer-Tier3-FrontAnySFm1996CZ15rDXGF
RB-Appl-EffCW-med-ElecDHW-GasCDryer-Tier3-Front | DEER2016 | D16v1 | 2015-05-16 | Any | SFm | 1996 | CZ15 | rDXHP | Each | 1 | 879 | None | 105 | 0.013 | 12.4 | -4.22 | -0.00107 | 9.45 | 105 | 0.013 | 12.4 | -4.22 | -0.00107 | 9.45 |  |  | 1 |  | RB-Appl-EffCW-med-ElecDHW-GasCDryer-Tier3-FrontAnySFm1996CZ15rDXHP
RB-Appl-EffCW-med-ElecDHW-GasCDryer-Tier3-Front | DEER2016 | D16v1 | 2015-05-16 | Any | SFm | 1996 | CZ15 | rNCEH | Each | 1 | 879 | None | 98.6 | 0.0116 | 12.4 | -4.86 | -0.00102 | 9.45 | 98.6 | 0.0116 | 12.4 | -4.86 | -0.00102 | 9.45 |  |  | 1 |  | RB-Appl-EffCW-med-ElecDHW-GasCDryer-Tier3-FrontAnySFm1996CZ15rNCEH
RB-Appl-EffCW-med-ElecDHW-GasCDryer-Tier3-Front | DEER2016 | D16v1 | 2015-05-16 | Any | SFm | 1996 | CZ15 | rNCGF | Each | 1 | 879 | None | 101 | 0.0116 | 12.1 | -4.24 | -0.00103 | 9.39 | 101 | 0.0116 | 12.1 | -4.24 | -0.00103 | 9.39 |  |  | 1 |  | RB-Appl-EffCW-med-ElecDHW-GasCDryer-Tier3-FrontAnySFm1996CZ15rNCGF
RB-Appl-EffCW-med-ElecDHW-GasCDryer-Tier3-Front | DEER2016 | D16v1 | 2015-05-16 | Any | SFm | 1996 | CZ16 | rDXGF | Each | 1 | 1100 | None | 142 | 0.0186 | 12.4 | 3.69 | 0.000503 | 9.41 | 142 | 0.0186 | 12.4 | 3.69 | 0.000503 | 9.41 |  |  | 1 |  | RB-Appl-EffCW-med-ElecDHW-GasCDryer-Tier3-FrontAnySFm1996CZ16rDXGF
RB-Appl-EffCW-med-ElecDHW-GasCDryer-Tier3-Front | DEER2016 | D16v1 | 2015-05-16 | Any | SFm | 1996 | CZ16 | rDXHP | Each | 1 | 1100 | None | 144 | 0.0189 | 12.4 | 4.34 | 0.0018 | 9.45 | 144 | 0.0189 | 12.4 | 4.34 | 0.0018 | 9.45 |  |  | 1 |  | RB-Appl-EffCW-med-ElecDHW-GasCDryer-Tier3-FrontAnySFm1996CZ16rDXHP
RB-Appl-EffCW-med-ElecDHW-GasCDryer-Tier3-Front | DEER2016 | D16v1 | 2015-05-16 | Any | SFm | 1996 | CZ16 | rNCEH | Each | 1 | 1100 | None | 142 | 0.0181 | 12.4 | 2.8 | 0.000193 | 9.45 | 142 | 0.0181 | 12.4 | 2.8 | 0.000193 | 9.45 |  |  | 1 |  | RB-Appl-EffCW-med-ElecDHW-GasCDryer-Tier3-FrontAnySFm1996CZ16rNCEH
RB-Appl-EffCW-med-ElecDHW-GasCDryer-Tier3-Front | DEER2016 | D16v1 | 2015-05-16 | Any | SFm | 1996 | CZ16 | rNCGF | Each | 1 | 1100 | None | 142 | 0.0181 | 12.4 | 3.7 | 0.000181 | 9.41 | 142 | 0.0181 | 12.4 | 3.7 | 0.000181 | 9.41 |  |  | 1 |  | RB-Appl-EffCW-med-ElecDHW-GasCDryer-Tier3-FrontAnySFm1996CZ16rNCGF
RB-Appl-EffCW-med-ElecDHW-GasCDryer-Tier3-Front | DEER2016 | D16v1 | 2015-05-16 | Any | SFm | 2003 | CZ01 | rDXGF | Each | 1 | 1150 | None | 142 | 0.017 | 11.5 | 3.78 | 0.000554 | 9.36 | 142 | 0.017 | 11.5 | 3.78 | 0.000554 | 9.36 |  |  | 1 |  | RB-Appl-EffCW-med-ElecDHW-GasCDryer-Tier3-FrontAnySFm2003CZ01rDXGF
RB-Appl-EffCW-med-ElecDHW-GasCDryer-Tier3-Front | DEER2016 | D16v1 | 2015-05-16 | Any | SFm | 2003 | CZ01 | rDXHP | Each | 1 | 1150 | None | 136 | 0.0182 | 12.4 | 3 | 0.000547 | 9.45 | 136 | 0.0182 | 12.4 | 3 | 0.000547 | 9.45 |  |  | 1 |  | RB-Appl-EffCW-med-ElecDHW-GasCDryer-Tier3-FrontAnySFm2003CZ01rDXHP
RB-Appl-EffCW-med-ElecDHW-GasCDryer-Tier3-Front | DEER2016 | D16v1 | 2015-05-16 | Any | SFm | 2003 | CZ01 | rNCEH | Each | 1 | 1150 | None | 134 | 0.0191 | 12.4 | 2.76 | 0.000411 | 9.45 | 134 | 0.0191 | 12.4 | 2.76 | 0.000411 | 9.45 |  |  | 1 |  | RB-Appl-EffCW-med-ElecDHW-GasCDryer-Tier3-FrontAnySFm2003CZ01rNCEH
RB-Appl-EffCW-med-ElecDHW-GasCDryer-Tier3-Front | DEER2016 | D16v1 | 2015-05-16 | Any | SFm | 2003 | CZ01 | rNCGF | Each | 1 | 1150 | None | 142 | 0.0191 | 11.6 | 3.83 | 0.000412 | 9.36 | 142 | 0.0191 | 11.6 | 3.83 | 0.000412 | 9.36 |  |  | 1 |  | RB-Appl-EffCW-med-ElecDHW-GasCDryer-Tier3-FrontAnySFm2003CZ01rNCGF
RB-Appl-EffCW-med-ElecDHW-GasCDryer-Tier3-Front | DEER2016 | D16v1 | 2015-05-16 | Any | SFm | 2003 | CZ02 | rDXGF | Each | 1 | 974 | None | 133 | 0.0219 | 11.7 | 1.81 | 0.00192 | 9.38 | 133 | 0.0219 | 11.7 | 1.81 | 0.00192 | 9.38 |  |  | 1 |  | RB-Appl-EffCW-med-ElecDHW-GasCDryer-Tier3-FrontAnySFm2003CZ02rDXGF
RB-Appl-EffCW-med-ElecDHW-GasCDryer-Tier3-Front | DEER2016 | D16v1 | 2015-05-16 | Any | SFm | 2003 | CZ02 | rDXHP | Each | 1 | 974 | None | 128 | 0.0214 | 12.4 | 0.987 | 0.000392 | 9.45 | 128 | 0.0214 | 12.4 | 0.987 | 0.000392 | 9.45 |  |  | 1 |  | RB-Appl-EffCW-med-ElecDHW-GasCDryer-Tier3-FrontAnySFm2003CZ02rDXHP
RB-Appl-EffCW-med-ElecDHW-GasCDryer-Tier3-Front | DEER2016 | D16v1 | 2015-05-16 | Any | SFm | 2003 | CZ02 | rNCEH | Each | 1 | 974 | None | 125 | 0.0175 | 12.4 | 0.572 | 8e-05 | 9.45 | 125 | 0.0175 | 12.4 | 0.572 | 8e-05 | 9.45 |  |  | 1 |  | RB-Appl-EffCW-med-ElecDHW-GasCDryer-Tier3-FrontAnySFm2003CZ02rNCEH
RB-Appl-EffCW-med-ElecDHW-GasCDryer-Tier3-Front | DEER2016 | D16v1 | 2015-05-16 | Any | SFm | 2003 | CZ02 | rNCGF | Each | 1 | 974 | None | 132 | 0.0175 | 11.8 | 1.76 | 7.68e-05 | 9.42 | 132 | 0.0175 | 11.8 | 1.76 | 7.68e-05 | 9.42 |  |  | 1 |  | RB-Appl-EffCW-med-ElecDHW-GasCDryer-Tier3-FrontAnySFm2003CZ02rNCGF
RB-Appl-EffCW-med-ElecDHW-GasCDryer-Tier3-Front | DEER2016 | D16v1 | 2015-05-16 | Any | SFm | 2003 | CZ03 | rDXGF | Each | 1 | 1150 | None | 135 | 0.0261 | 11.5 | 1.7 | -0.0138 | 9.35 | 135 | 0.0261 | 11.5 | 1.7 | -0.0138 | 9.35 |  |  | 1 |  | RB-Appl-EffCW-med-ElecDHW-GasCDryer-Tier3-FrontAnySFm2003CZ03rDXGF
RB-Appl-EffCW-med-ElecDHW-GasCDryer-Tier3-Front | DEER2016 | D16v1 | 2015-05-16 | Any | SFm | 2003 | CZ03 | rDXHP | Each | 1 | 1150 | None | 128 | 0.0384 | 12.4 | 0.755 | 0.000596 | 9.45 | 128 | 0.0384 | 12.4 | 0.755 | 0.000596 | 9.45 |  |  | 1 |  | RB-Appl-EffCW-med-ElecDHW-GasCDryer-Tier3-FrontAnySFm2003CZ03rDXHP
RB-Appl-EffCW-med-ElecDHW-GasCDryer-Tier3-Front | DEER2016 | D16v1 | 2015-05-16 | Any | SFm | 2003 | CZ03 | rNCEH | Each | 1 | 1150 | None | 124 | 0.0178 | 12.4 | 0.923 | 0.000168 | 9.45 | 124 | 0.0178 | 12.4 | 0.923 | 0.000168 | 9.45 |  |  | 1 |  | RB-Appl-EffCW-med-ElecDHW-GasCDryer-Tier3-FrontAnySFm2003CZ03rNCEH
RB-Appl-EffCW-med-ElecDHW-GasCDryer-Tier3-Front | DEER2016 | D16v1 | 2015-05-16 | Any | SFm | 2003 | CZ03 | rNCGF | Each | 1 | 1150 | None | 133 | 0.0178 | 11.5 | 1.99 | 0.00014 | 9.36 | 133 | 0.0178 | 11.5 | 1.99 | 0.00014 | 9.36 |  |  | 1 |  | RB-Appl-EffCW-med-ElecDHW-GasCDryer-Tier3-FrontAnySFm2003CZ03rNCGF
RB-Appl-EffCW-med-ElecDHW-GasCDryer-Tier3-Front | DEER2016 | D16v1 | 2015-05-16 | Any | SFm | 2003 | CZ04 | rDXGF | Each | 1 | 1150 | None | 131 | 0.0175 | 11.7 | 0.207 | -0.000384 | 9.41 | 131 | 0.0175 | 11.7 | 0.207 | -0.000384 | 9.41 |  |  | 1 |  | RB-Appl-EffCW-med-ElecDHW-GasCDryer-Tier3-FrontAnySFm2003CZ04rDXGF
RB-Appl-EffCW-med-ElecDHW-GasCDryer-Tier3-Front | DEER2016 | D16v1 | 2015-05-16 | Any | SFm | 2003 | CZ04 | rDXHP | Each | 1 | 1150 | None | 126 | 0.0201 | 12.4 | 0.808 | 0.00032 | 9.45 | 126 | 0.0201 | 12.4 | 0.808 | 0.00032 | 9.45 |  |  | 1 |  | RB-Appl-EffCW-med-ElecDHW-GasCDryer-Tier3-FrontAnySFm2003CZ04rDXHP
RB-Appl-EffCW-med-ElecDHW-GasCDryer-Tier3-Front | DEER2016 | D16v1 | 2015-05-16 | Any | SFm | 2003 | CZ04 | rNCEH | Each | 1 | 1150 | None | 121 | 0.0165 | 12.4 | 0.296 | -8.11e-05 | 9.45 | 121 | 0.0165 | 12.4 | 0.296 | -8.11e-05 | 9.45 |  |  | 1 |  | RB-Appl-EffCW-med-ElecDHW-GasCDryer-Tier3-FrontAnySFm2003CZ04rNCEH
RB-Appl-EffCW-med-ElecDHW-GasCDryer-Tier3-Front | DEER2016 | D16v1 | 2015-05-16 | Any | SFm | 2003 | CZ04 | rNCGF | Each | 1 | 1150 | None | 128 | 0.0165 | 11.7 | 1.21 | -7.89e-05 | 9.41 | 128 | 0.0165 | 11.7 | 1.21 | -7.89e-05 | 9.41 |  |  | 1 |  | RB-Appl-EffCW-med-ElecDHW-GasCDryer-Tier3-FrontAnySFm2003CZ04rNCGF
RB-Appl-EffCW-med-ElecDHW-GasCDryer-Tier3-Front | DEER2016 | D16v1 | 2015-05-16 | Any | SFm | 2003 | CZ05 | rDXGF | Each | 1 | 1150 | None | 135 | -0.0106 | 11.1 | 2.67 | 0.00187 | 9.19 | 135 | -0.0106 | 11.1 | 2.67 | 0.00187 | 9.19 |  |  | 1 |  | RB-Appl-EffCW-med-ElecDHW-GasCDryer-Tier3-FrontAnySFm2003CZ05rDXGF
RB-Appl-EffCW-med-ElecDHW-GasCDryer-Tier3-Front | DEER2016 | D16v1 | 2015-05-16 | Any | SFm | 2003 | CZ05 | rDXHP | Each | 1 | 1150 | None | 127 | 0.0202 | 12.4 | 1.23 | 0.000387 | 9.45 | 127 | 0.0202 | 12.4 | 1.23 | 0.000387 | 9.45 |  |  | 1 |  | RB-Appl-EffCW-med-ElecDHW-GasCDryer-Tier3-FrontAnySFm2003CZ05rDXHP
RB-Appl-EffCW-med-ElecDHW-GasCDryer-Tier3-Front | DEER2016 | D16v1 | 2015-05-16 | Any | SFm | 2003 | CZ05 | rNCEH | Each | 1 | 1150 | None | 124 | 0.0179 | 12.4 | 1.04 | 0.000196 | 9.45 | 124 | 0.0179 | 12.4 | 1.04 | 0.000196 | 9.45 |  |  | 1 |  | RB-Appl-EffCW-med-ElecDHW-GasCDryer-Tier3-FrontAnySFm2003CZ05rNCEH
RB-Appl-EffCW-med-ElecDHW-GasCDryer-Tier3-Front | DEER2016 | D16v1 | 2015-05-16 | Any | SFm | 2003 | CZ05 | rNCGF | Each | 1 | 1150 | None | 134 | 0.0178 | 11.1 | 2.29 | 0.000132 | 9.19 | 134 | 0.0178 | 11.1 | 2.29 | 0.000132 | 9.19 |  |  | 1 |  | RB-Appl-EffCW-med-ElecDHW-GasCDryer-Tier3-FrontAnySFm2003CZ05rNCGF
RB-Appl-EffCW-med-ElecDHW-GasCDryer-Tier3-Front | DEER2016 | D16v1 | 2015-05-16 | Any | SFm | 2003 | CZ06 | rDXGF | Each | 1 | 1200 | None | 128 | 0.0157 | 11.8 | -1.09 | -0.00258 | 9.39 | 128 | 0.0157 | 11.8 | -1.09 | -0.00258 | 9.39 |  |  | 1 |  | RB-Appl-EffCW-med-ElecDHW-GasCDryer-Tier3-FrontAnySFm2003CZ06rDXGF
RB-Appl-EffCW-med-ElecDHW-GasCDryer-Tier3-Front | DEER2016 | D16v1 | 2015-05-16 | Any | SFm | 2003 | CZ06 | rDXHP | Each | 1 | 1200 | None | 119 | 0.0209 | 12.4 | -2.56 | -0.0107 | 9.45 | 119 | 0.0209 | 12.4 | -2.56 | -0.0107 | 9.45 |  |  | 1 |  | RB-Appl-EffCW-med-ElecDHW-GasCDryer-Tier3-FrontAnySFm2003CZ06rDXHP
RB-Appl-EffCW-med-ElecDHW-GasCDryer-Tier3-Front | DEER2016 | D16v1 | 2015-05-16 | Any | SFm | 2003 | CZ06 | rNCEH | Each | 1 | 1200 | None | 119 | 0.0163 | 12.4 | -0.48 | -0.000167 | 9.45 | 119 | 0.0163 | 12.4 | -0.48 | -0.000167 | 9.45 |  |  | 1 |  | RB-Appl-EffCW-med-ElecDHW-GasCDryer-Tier3-FrontAnySFm2003CZ06rNCEH
RB-Appl-EffCW-med-ElecDHW-GasCDryer-Tier3-Front | DEER2016 | D16v1 | 2015-05-16 | Any | SFm | 2003 | CZ06 | rNCGF | Each | 1 | 1200 | None | 124 | 0.0162 | 11.7 | 0.153 | -0.000238 | 9.41 | 124 | 0.0162 | 11.7 | 0.153 | -0.000238 | 9.41 |  |  | 1 |  | RB-Appl-EffCW-med-ElecDHW-GasCDryer-Tier3-FrontAnySFm2003CZ06rNCGF
RB-Appl-EffCW-med-ElecDHW-GasCDryer-Tier3-Front | DEER2016 | D16v1 | 2015-05-16 | Any | SFm | 2003 | CZ07 | rDXGF | Each | 1 | 1200 | None | 132 | 0.0158 | 11.8 | 1.9 | 0.000554 | 9.4 | 132 | 0.0158 | 11.8 | 1.9 | 0.000554 | 9.4 |  |  | 1 |  | RB-Appl-EffCW-med-ElecDHW-GasCDryer-Tier3-FrontAnySFm2003CZ07rDXGF
RB-Appl-EffCW-med-ElecDHW-GasCDryer-Tier3-Front | DEER2016 | D16v1 | 2015-05-16 | Any | SFm | 2003 | CZ07 | rDXHP | Each | 1 | 1200 | None | 126 | 0.0908 | 12.4 | 5.01 | 0.00689 | 9.45 | 126 | 0.0908 | 12.4 | 5.01 | 0.00689 | 9.45 |  |  | 1 |  | RB-Appl-EffCW-med-ElecDHW-GasCDryer-Tier3-FrontAnySFm2003CZ07rDXHP
RB-Appl-EffCW-med-ElecDHW-GasCDryer-Tier3-Front | DEER2016 | D16v1 | 2015-05-16 | Any | SFm | 2003 | CZ07 | rNCEH | Each | 1 | 1200 | None | 117 | 0.0163 | 12.4 | -0.811 | -0.000167 | 9.45 | 117 | 0.0163 | 12.4 | -0.811 | -0.000167 | 9.45 |  |  | 1 |  | RB-Appl-EffCW-med-ElecDHW-GasCDryer-Tier3-FrontAnySFm2003CZ07rNCEH
RB-Appl-EffCW-med-ElecDHW-GasCDryer-Tier3-Front | DEER2016 | D16v1 | 2015-05-16 | Any | SFm | 2003 | CZ07 | rNCGF | Each | 1 | 1200 | None | 123 | 0.0163 | 11.7 | -0.12 | -0.00015 | 9.39 | 123 | 0.0163 | 11.7 | -0.12 | -0.00015 | 9.39 |  |  | 1 |  | RB-Appl-EffCW-med-ElecDHW-GasCDryer-Tier3-FrontAnySFm2003CZ07rNCGF
RB-Appl-EffCW-med-ElecDHW-GasCDryer-Tier3-Front | DEER2016 | D16v1 | 2015-05-16 | Any | SFm | 2003 | CZ08 | rDXGF | Each | 1 | 1200 | None | 126 | 0.0173 | 11.7 | -4.14 | -0.000159 | 9.35 | 126 | 0.0173 | 11.7 | -4.14 | -0.000159 | 9.35 |  |  | 1 |  | RB-Appl-EffCW-med-ElecDHW-GasCDryer-Tier3-FrontAnySFm2003CZ08rDXGF
RB-Appl-EffCW-med-ElecDHW-GasCDryer-Tier3-Front | DEER2016 | D16v1 | 2015-05-16 | Any | SFm | 2003 | CZ08 | rDXHP | Each | 1 | 1200 | None | 127 | 0.0187 | 12.4 | 2.23 | 0.000536 | 9.45 | 127 | 0.0187 | 12.4 | 2.23 | 0.000536 | 9.45 |  |  | 1 |  | RB-Appl-EffCW-med-ElecDHW-GasCDryer-Tier3-FrontAnySFm2003CZ08rDXHP
RB-Appl-EffCW-med-ElecDHW-GasCDryer-Tier3-Front | DEER2016 | D16v1 | 2015-05-16 | Any | SFm | 2003 | CZ08 | rNCEH | Each | 1 | 1200 | None | 115 | 0.0158 | 12.4 | -1.15 | -0.000268 | 9.45 | 115 | 0.0158 | 12.4 | -1.15 | -0.000268 | 9.45 |  |  | 1 |  | RB-Appl-EffCW-med-ElecDHW-GasCDryer-Tier3-FrontAnySFm2003CZ08rNCEH
RB-Appl-EffCW-med-ElecDHW-GasCDryer-Tier3-Front | DEER2016 | D16v1 | 2015-05-16 | Any | SFm | 2003 | CZ08 | rNCGF | Each | 1 | 1200 | None | 121 | 0.0158 | 11.7 | -0.531 | -0.000188 | 9.39 | 121 | 0.0158 | 11.7 | -0.531 | -0.000188 | 9.39 |  |  | 1 |  | RB-Appl-EffCW-med-ElecDHW-GasCDryer-Tier3-FrontAnySFm2003CZ08rNCGF
RB-Appl-EffCW-med-ElecDHW-GasCDryer-Tier3-Front | DEER2016 | D16v1 | 2015-05-16 | Any | SFm | 2003 | CZ09 | rDXGF | Each | 1 | 1210 | None | 127 | 0.017 | 11.6 | -3.63 | -0.000266 | 9.36 | 127 | 0.017 | 11.6 | -3.63 | -0.000266 | 9.36 |  |  | 1 |  | RB-Appl-EffCW-med-ElecDHW-GasCDryer-Tier3-FrontAnySFm2003CZ09rDXGF
RB-Appl-EffCW-med-ElecDHW-GasCDryer-Tier3-Front | DEER2016 | D16v1 | 2015-05-16 | Any | SFm | 2003 | CZ09 | rDXHP | Each | 1 | 1210 | None | 123 | 0.0178 | 12.4 | 1.08 | 9.56e-05 | 9.45 | 123 | 0.0178 | 12.4 | 1.08 | 9.56e-05 | 9.45 |  |  | 1 |  | RB-Appl-EffCW-med-ElecDHW-GasCDryer-Tier3-FrontAnySFm2003CZ09rDXHP
RB-Appl-EffCW-med-ElecDHW-GasCDryer-Tier3-Front | DEER2016 | D16v1 | 2015-05-16 | Any | SFm | 2003 | CZ09 | rNCEH | Each | 1 | 1210 | None | 114 | 0.0156 | 12.4 | -1.05 | -0.000244 | 9.45 | 114 | 0.0156 | 12.4 | -1.05 | -0.000244 | 9.45 |  |  | 1 |  | RB-Appl-EffCW-med-ElecDHW-GasCDryer-Tier3-FrontAnySFm2003CZ09rNCEH
RB-Appl-EffCW-med-ElecDHW-GasCDryer-Tier3-Front | DEER2016 | D16v1 | 2015-05-16 | Any | SFm | 2003 | CZ09 | rNCGF | Each | 1 | 1210 | None | 121 | 0.0156 | 11.6 | -0.265 | -0.000239 | 9.36 | 121 | 0.0156 | 11.6 | -0.265 | -0.000239 | 9.36 |  |  | 1 |  | RB-Appl-EffCW-med-ElecDHW-GasCDryer-Tier3-FrontAnySFm2003CZ09rNCGF
RB-Appl-EffCW-med-ElecDHW-GasCDryer-Tier3-Front | DEER2016 | D16v1 | 2015-05-16 | Any | SFm | 2003 | CZ10 | rDXGF | Each | 1 | 974 | None | 124 | 0.0158 | 11.9 | -1.06 | -0.000376 | 9.38 | 124 | 0.0158 | 11.9 | -1.06 | -0.000376 | 9.38 |  |  | 1 |  | RB-Appl-EffCW-med-ElecDHW-GasCDryer-Tier3-FrontAnySFm2003CZ10rDXGF
RB-Appl-EffCW-med-ElecDHW-GasCDryer-Tier3-Front | DEER2016 | D16v1 | 2015-05-16 | Any | SFm | 2003 | CZ10 | rDXHP | Each | 1 | 974 | None | 122 | 0.0158 | 12.4 | -0.566 | -0.000318 | 9.45 | 122 | 0.0158 | 12.4 | -0.566 | -0.000318 | 9.45 |  |  | 1 |  | RB-Appl-EffCW-med-ElecDHW-GasCDryer-Tier3-FrontAnySFm2003CZ10rDXHP
RB-Appl-EffCW-med-ElecDHW-GasCDryer-Tier3-Front | DEER2016 | D16v1 | 2015-05-16 | Any | SFm | 2003 | CZ10 | rNCEH | Each | 1 | 974 | None | 115 | 0.0152 | 12.4 | -1.43 | -0.000344 | 9.45 | 115 | 0.0152 | 12.4 | -1.43 | -0.000344 | 9.45 |  |  | 1 |  | RB-Appl-EffCW-med-ElecDHW-GasCDryer-Tier3-FrontAnySFm2003CZ10rNCEH
RB-Appl-EffCW-med-ElecDHW-GasCDryer-Tier3-Front | DEER2016 | D16v1 | 2015-05-16 | Any | SFm | 2003 | CZ10 | rNCGF | Each | 1 | 974 | None | 121 | 0.0152 | 11.9 | -0.483 | -0.00035 | 9.4 | 121 | 0.0152 | 11.9 | -0.483 | -0.00035 | 9.4 |  |  | 1 |  | RB-Appl-EffCW-med-ElecDHW-GasCDryer-Tier3-FrontAnySFm2003CZ10rNCGF
RB-Appl-EffCW-med-ElecDHW-GasCDryer-Tier3-Front | DEER2016 | D16v1 | 2015-05-16 | Any | SFm | 2003 | CZ11 | rDXGF | Each | 1 | 974 | None | 126 | 0.0173 | 11.8 | 0.348 | -0.000157 | 9.36 | 126 | 0.0173 | 11.8 | 0.348 | -0.000157 | 9.36 |  |  | 1 |  | RB-Appl-EffCW-med-ElecDHW-GasCDryer-Tier3-FrontAnySFm2003CZ11rDXGF
RB-Appl-EffCW-med-ElecDHW-GasCDryer-Tier3-Front | DEER2016 | D16v1 | 2015-05-16 | Any | SFm | 2003 | CZ11 | rDXHP | Each | 1 | 974 | None | 120 | 0.0181 | 12.4 | -1.48 | 0.000178 | 9.45 | 120 | 0.0181 | 12.4 | -1.48 | 0.000178 | 9.45 |  |  | 1 |  | RB-Appl-EffCW-med-ElecDHW-GasCDryer-Tier3-FrontAnySFm2003CZ11rDXHP
RB-Appl-EffCW-med-ElecDHW-GasCDryer-Tier3-Front | DEER2016 | D16v1 | 2015-05-16 | Any | SFm | 2003 | CZ11 | rNCEH | Each | 1 | 974 | None | 116 | 0.0152 | 12.4 | -1.17 | -0.000354 | 9.45 | 116 | 0.0152 | 12.4 | -1.17 | -0.000354 | 9.45 |  |  | 1 |  | RB-Appl-EffCW-med-ElecDHW-GasCDryer-Tier3-FrontAnySFm2003CZ11rNCEH
RB-Appl-EffCW-med-ElecDHW-GasCDryer-Tier3-Front | DEER2016 | D16v1 | 2015-05-16 | Any | SFm | 2003 | CZ11 | rNCGF | Each | 1 | 974 | None | 122 | 0.0152 | 11.8 | -0.178 | -0.000359 | 9.37 | 122 | 0.0152 | 11.8 | -0.178 | -0.000359 | 9.37 |  |  | 1 |  | RB-Appl-EffCW-med-ElecDHW-GasCDryer-Tier3-FrontAnySFm2003CZ11rNCGF
RB-Appl-EffCW-med-ElecDHW-GasCDryer-Tier3-Front | DEER2016 | D16v1 | 2015-05-16 | Any | SFm | 2003 | CZ12 | rDXGF | Each | 1 | 974 | None | 130 | 0.0208 | 11.8 | 0.393 | 0.000165 | 9.37 | 130 | 0.0208 | 11.8 | 0.393 | 0.000165 | 9.37 |  |  | 1 |  | RB-Appl-EffCW-med-ElecDHW-GasCDryer-Tier3-FrontAnySFm2003CZ12rDXGF
RB-Appl-EffCW-med-ElecDHW-GasCDryer-Tier3-Front | DEER2016 | D16v1 | 2015-05-16 | Any | SFm | 2003 | CZ12 | rDXHP | Each | 1 | 974 | None | 124 | 0.0162 | 12.4 | 0.0122 | 0.000128 | 9.45 | 124 | 0.0162 | 12.4 | 0.0122 | 0.000128 | 9.45 |  |  | 1 |  | RB-Appl-EffCW-med-ElecDHW-GasCDryer-Tier3-FrontAnySFm2003CZ12rDXHP
RB-Appl-EffCW-med-ElecDHW-GasCDryer-Tier3-Front | DEER2016 | D16v1 | 2015-05-16 | Any | SFm | 2003 | CZ12 | rNCEH | Each | 1 | 974 | None | 120 | 0.0162 | 12.4 | -0.476 | -0.000156 | 9.45 | 120 | 0.0162 | 12.4 | -0.476 | -0.000156 | 9.45 |  |  | 1 |  | RB-Appl-EffCW-med-ElecDHW-GasCDryer-Tier3-FrontAnySFm2003CZ12rNCEH
RB-Appl-EffCW-med-ElecDHW-GasCDryer-Tier3-Front | DEER2016 | D16v1 | 2015-05-16 | Any | SFm | 2003 | CZ12 | rNCGF | Each | 1 | 974 | None | 126 | 0.0162 | 11.7 | 0.55 | -0.000163 | 9.37 | 126 | 0.0162 | 11.7 | 0.55 | -0.000163 | 9.37 |  |  | 1 |  | RB-Appl-EffCW-med-ElecDHW-GasCDryer-Tier3-FrontAnySFm2003CZ12rNCGF
RB-Appl-EffCW-med-ElecDHW-GasCDryer-Tier3-Front | DEER2016 | D16v1 | 2015-05-16 | Any | SFm | 2003 | CZ13 | rDXGF | Each | 1 | 974 | None | 126 | 0.0176 | 11.8 | 0.395 | -9.11e-05 | 9.39 | 126 | 0.0176 | 11.8 | 0.395 | -9.11e-05 | 9.39 |  |  | 1 |  | RB-Appl-EffCW-med-ElecDHW-GasCDryer-Tier3-FrontAnySFm2003CZ13rDXGF
RB-Appl-EffCW-med-ElecDHW-GasCDryer-Tier3-Front | DEER2016 | D16v1 | 2015-05-16 | Any | SFm | 2003 | CZ13 | rDXHP | Each | 1 | 974 | None | 121 | 0.0175 | 12.4 | -0.713 | -0.000176 | 9.45 | 121 | 0.0175 | 12.4 | -0.713 | -0.000176 | 9.45 |  |  | 1 |  | RB-Appl-EffCW-med-ElecDHW-GasCDryer-Tier3-FrontAnySFm2003CZ13rDXHP
RB-Appl-EffCW-med-ElecDHW-GasCDryer-Tier3-Front | DEER2016 | D16v1 | 2015-05-16 | Any | SFm | 2003 | CZ13 | rNCEH | Each | 1 | 974 | None | 115 | 0.015 | 12.4 | -1.41 | -0.000385 | 9.45 | 115 | 0.015 | 12.4 | -1.41 | -0.000385 | 9.45 |  |  | 1 |  | RB-Appl-EffCW-med-ElecDHW-GasCDryer-Tier3-FrontAnySFm2003CZ13rNCEH
RB-Appl-EffCW-med-ElecDHW-GasCDryer-Tier3-Front | DEER2016 | D16v1 | 2015-05-16 | Any | SFm | 2003 | CZ13 | rNCGF | Each | 1 | 974 | None | 121 | 0.015 | 11.8 | -0.476 | -0.000395 | 9.4 | 121 | 0.015 | 11.8 | -0.476 | -0.000395 | 9.4 |  |  | 1 |  | RB-Appl-EffCW-med-ElecDHW-GasCDryer-Tier3-FrontAnySFm2003CZ13rNCGF
RB-Appl-EffCW-med-ElecDHW-GasCDryer-Tier3-Front | DEER2016 | D16v1 | 2015-05-16 | Any | SFm | 2003 | CZ14 | rDXGF | Each | 1 | 1080 | None | 128 | 0.0145 | 12.1 | -0.819 | -0.000867 | 10.1 | 128 | 0.0145 | 12.1 | -0.819 | -0.000867 | 10.1 |  |  | 1 |  | RB-Appl-EffCW-med-ElecDHW-GasCDryer-Tier3-FrontAnySFm2003CZ14rDXGF
RB-Appl-EffCW-med-ElecDHW-GasCDryer-Tier3-Front | DEER2016 | D16v1 | 2015-05-16 | Any | SFm | 2003 | CZ14 | rDXHP | Each | 1 | 1080 | None | 123 | 0.015 | 12.4 | -0.878 | -0.000778 | 9.45 | 123 | 0.015 | 12.4 | -0.878 | -0.000778 | 9.45 |  |  | 1 |  | RB-Appl-EffCW-med-ElecDHW-GasCDryer-Tier3-FrontAnySFm2003CZ14rDXHP
RB-Appl-EffCW-med-ElecDHW-GasCDryer-Tier3-Front | DEER2016 | D16v1 | 2015-05-16 | Any | SFm | 2003 | CZ14 | rNCEH | Each | 1 | 1080 | None | 120 | 0.0146 | 12.4 | 5.82 | -0.000483 | 9.45 | 120 | 0.0146 | 12.4 | 5.82 | -0.000483 | 9.45 |  |  | 1 |  | RB-Appl-EffCW-med-ElecDHW-GasCDryer-Tier3-FrontAnySFm2003CZ14rNCEH
RB-Appl-EffCW-med-ElecDHW-GasCDryer-Tier3-Front | DEER2016 | D16v1 | 2015-05-16 | Any | SFm | 2003 | CZ14 | rNCGF | Each | 1 | 1080 | None | 123 | 0.0146 | 12.1 | 0.311 | -0.000485 | 10.1 | 123 | 0.0146 | 12.1 | 0.311 | -0.000485 | 10.1 |  |  | 1 |  | RB-Appl-EffCW-med-ElecDHW-GasCDryer-Tier3-FrontAnySFm2003CZ14rNCGF
RB-Appl-EffCW-med-ElecDHW-GasCDryer-Tier3-Front | DEER2016 | D16v1 | 2015-05-16 | Any | SFm | 2003 | CZ15 | rDXGF | Each | 1 | 1080 | None | 108 | 0.0131 | 12.2 | -8.95 | -0.00297 | 9.81 | 108 | 0.0131 | 12.2 | -8.95 | -0.00297 | 9.81 |  |  | 1 |  | RB-Appl-EffCW-med-ElecDHW-GasCDryer-Tier3-FrontAnySFm2003CZ15rDXGF
RB-Appl-EffCW-med-ElecDHW-GasCDryer-Tier3-Front | DEER2016 | D16v1 | 2015-05-16 | Any | SFm | 2003 | CZ15 | rDXHP | Each | 1 | 1080 | None | 105 | 0.013 | 12.4 | -6.8 | -0.00286 | 9.45 | 105 | 0.013 | 12.4 | -6.8 | -0.00286 | 9.45 |  |  | 1 |  | RB-Appl-EffCW-med-ElecDHW-GasCDryer-Tier3-FrontAnySFm2003CZ15rDXHP
RB-Appl-EffCW-med-ElecDHW-GasCDryer-Tier3-Front | DEER2016 | D16v1 | 2015-05-16 | Any | SFm | 2003 | CZ15 | rNCEH | Each | 1 | 1080 | None | 99.8 | 0.0117 | 12.4 | -1.17 | -0.00103 | 9.45 | 99.8 | 0.0117 | 12.4 | -1.17 | -0.00103 | 9.45 |  |  | 1 |  | RB-Appl-EffCW-med-ElecDHW-GasCDryer-Tier3-FrontAnySFm2003CZ15rNCEH
RB-Appl-EffCW-med-ElecDHW-GasCDryer-Tier3-Front | DEER2016 | D16v1 | 2015-05-16 | Any | SFm | 2003 | CZ15 | rNCGF | Each | 1 | 1080 | None | 101 | 0.0117 | 12.2 | -4.05 | -0.00103 | 9.81 | 101 | 0.0117 | 12.2 | -4.05 | -0.00103 | 9.81 |  |  | 1 |  | RB-Appl-EffCW-med-ElecDHW-GasCDryer-Tier3-FrontAnySFm2003CZ15rNCGF
RB-Appl-EffCW-med-ElecDHW-GasCDryer-Tier3-Front | DEER2016 | D16v1 | 2015-05-16 | Any | SFm | 2003 | CZ16 | rDXGF | Each | 1 | 1150 | None | 146 | 0.0535 | 11.7 | 6.37 | 0.0184 | 9.4 | 146 | 0.0535 | 11.7 | 6.37 | 0.0184 | 9.4 |  |  | 1 |  | RB-Appl-EffCW-med-ElecDHW-GasCDryer-Tier3-FrontAnySFm2003CZ16rDXGF
RB-Appl-EffCW-med-ElecDHW-GasCDryer-Tier3-Front | DEER2016 | D16v1 | 2015-05-16 | Any | SFm | 2003 | CZ16 | rDXHP | Each | 1 | 1150 | None | 139 | 0.0212 | 12.4 | 2.8 | 0.00045 | 9.45 | 139 | 0.0212 | 12.4 | 2.8 | 0.00045 | 9.45 |  |  | 1 |  | RB-Appl-EffCW-med-ElecDHW-GasCDryer-Tier3-FrontAnySFm2003CZ16rDXHP
RB-Appl-EffCW-med-ElecDHW-GasCDryer-Tier3-Front | DEER2016 | D16v1 | 2015-05-16 | Any | SFm | 2003 | CZ16 | rNCEH | Each | 1 | 1150 | None | 135 | 0.0181 | 12.4 | 2.78 | 0.000232 | 9.45 | 135 | 0.0181 | 12.4 | 2.78 | 0.000232 | 9.45 |  |  | 1 |  | RB-Appl-EffCW-med-ElecDHW-GasCDryer-Tier3-FrontAnySFm2003CZ16rNCEH
RB-Appl-EffCW-med-ElecDHW-GasCDryer-Tier3-Front | DEER2016 | D16v1 | 2015-05-16 | Any | SFm | 2003 | CZ16 | rNCGF | Each | 1 | 1150 | None | 142 | 0.0181 | 11.7 | 3.75 | 0.000229 | 9.41 | 142 | 0.0181 | 11.7 | 3.75 | 0.000229 | 9.41 |  |  | 1 |  | RB-Appl-EffCW-med-ElecDHW-GasCDryer-Tier3-FrontAnySFm2003CZ16rNCGF
RB-Appl-EffCW-med-ElecDHW-GasCDryer-Tier3-Front | DEER2016 | D16v1 | 2015-05-16 | Any | SFm | 2007 | CZ01 | rDXGF | Each | 1 | 1150 | None | 143 | 0.0124 | 11.5 | 3.67 | -0.00341 | 9.38 | 143 | 0.0124 | 11.5 | 3.67 | -0.00341 | 9.38 |  |  | 1 |  | RB-Appl-EffCW-med-ElecDHW-GasCDryer-Tier3-FrontAnySFm2007CZ01rDXGF
RB-Appl-EffCW-med-ElecDHW-GasCDryer-Tier3-Front | DEER2016 | D16v1 | 2015-05-16 | Any | SFm | 2007 | CZ01 | rDXHP | Each | 1 | 1150 | None | 136 | 0.0185 | 12.4 | 3.13 | -0.000797 | 9.45 | 136 | 0.0185 | 12.4 | 3.13 | -0.000797 | 9.45 |  |  | 1 |  | RB-Appl-EffCW-med-ElecDHW-GasCDryer-Tier3-FrontAnySFm2007CZ01rDXHP
RB-Appl-EffCW-med-ElecDHW-GasCDryer-Tier3-Front | DEER2016 | D16v1 | 2015-05-16 | Any | SFm | 2007 | CZ01 | rNCEH | Each | 1 | 1150 | None | 134 | 0.0191 | 12.4 | 2.65 | 0.000409 | 9.45 | 134 | 0.0191 | 12.4 | 2.65 | 0.000409 | 9.45 |  |  | 1 |  | RB-Appl-EffCW-med-ElecDHW-GasCDryer-Tier3-FrontAnySFm2007CZ01rNCEH
RB-Appl-EffCW-med-ElecDHW-GasCDryer-Tier3-Front | DEER2016 | D16v1 | 2015-05-16 | Any | SFm | 2007 | CZ01 | rNCGF | Each | 1 | 1150 | None | 142 | 0.019 | 11.5 | 3.84 | 0.000396 | 9.37 | 142 | 0.019 | 11.5 | 3.84 | 0.000396 | 9.37 |  |  | 1 |  | RB-Appl-EffCW-med-ElecDHW-GasCDryer-Tier3-FrontAnySFm2007CZ01rNCGF
RB-Appl-EffCW-med-ElecDHW-GasCDryer-Tier3-Front | DEER2016 | D16v1 | 2015-05-16 | Any | SFm | 2007 | CZ02 | rDXGF | Each | 1 | 974 | None | 133 | 0.0196 | 11.6 | 0.892 | -0.000798 | 9.34 | 133 | 0.0196 | 11.6 | 0.892 | -0.000798 | 9.34 |  |  | 1 |  | RB-Appl-EffCW-med-ElecDHW-GasCDryer-Tier3-FrontAnySFm2007CZ02rDXGF
RB-Appl-EffCW-med-ElecDHW-GasCDryer-Tier3-Front | DEER2016 | D16v1 | 2015-05-16 | Any | SFm | 2007 | CZ02 | rDXHP | Each | 1 | 974 | None | 129 | 0.019 | 12.4 | 2.19 | 0.00046 | 9.45 | 129 | 0.019 | 12.4 | 2.19 | 0.00046 | 9.45 |  |  | 1 |  | RB-Appl-EffCW-med-ElecDHW-GasCDryer-Tier3-FrontAnySFm2007CZ02rDXHP
RB-Appl-EffCW-med-ElecDHW-GasCDryer-Tier3-Front | DEER2016 | D16v1 | 2015-05-16 | Any | SFm | 2007 | CZ02 | rNCEH | Each | 1 | 974 | None | 124 | 0.0175 | 12.4 | 0.368 | 8.3e-05 | 9.45 | 124 | 0.0175 | 12.4 | 0.368 | 8.3e-05 | 9.45 |  |  | 1 |  | RB-Appl-EffCW-med-ElecDHW-GasCDryer-Tier3-FrontAnySFm2007CZ02rNCEH
RB-Appl-EffCW-med-ElecDHW-GasCDryer-Tier3-Front | DEER2016 | D16v1 | 2015-05-16 | Any | SFm | 2007 | CZ02 | rNCGF | Each | 1 | 974 | None | 132 | 0.0175 | 11.6 | 1.74 | 9.27e-05 | 9.38 | 132 | 0.0175 | 11.6 | 1.74 | 9.27e-05 | 9.38 |  |  | 1 |  | RB-Appl-EffCW-med-ElecDHW-GasCDryer-Tier3-FrontAnySFm2007CZ02rNCGF
RB-Appl-EffCW-med-ElecDHW-GasCDryer-Tier3-Front | DEER2016 | D16v1 | 2015-05-16 | Any | SFm | 2007 | CZ03 | rDXGF | Each | 1 | 1150 | None | 133 | 0.0223 | 11.4 | 2.12 | -0.0105 | 9.32 | 133 | 0.0223 | 11.4 | 2.12 | -0.0105 | 9.32 |  |  | 1 |  | RB-Appl-EffCW-med-ElecDHW-GasCDryer-Tier3-FrontAnySFm2007CZ03rDXGF
RB-Appl-EffCW-med-ElecDHW-GasCDryer-Tier3-Front | DEER2016 | D16v1 | 2015-05-16 | Any | SFm | 2007 | CZ03 | rDXHP | Each | 1 | 1150 | None | 127 | 0.0365 | 12.4 | 1.13 | 0.000452 | 9.45 | 127 | 0.0365 | 12.4 | 1.13 | 0.000452 | 9.45 |  |  | 1 |  | RB-Appl-EffCW-med-ElecDHW-GasCDryer-Tier3-FrontAnySFm2007CZ03rDXHP
RB-Appl-EffCW-med-ElecDHW-GasCDryer-Tier3-Front | DEER2016 | D16v1 | 2015-05-16 | Any | SFm | 2007 | CZ03 | rNCEH | Each | 1 | 1150 | None | 123 | 0.0178 | 12.4 | 0.81 | 0.000167 | 9.45 | 123 | 0.0178 | 12.4 | 0.81 | 0.000167 | 9.45 |  |  | 1 |  | RB-Appl-EffCW-med-ElecDHW-GasCDryer-Tier3-FrontAnySFm2007CZ03rNCEH
RB-Appl-EffCW-med-ElecDHW-GasCDryer-Tier3-Front | DEER2016 | D16v1 | 2015-05-16 | Any | SFm | 2007 | CZ03 | rNCGF | Each | 1 | 1150 | None | 133 | 0.0179 | 11.3 | 1.97 | 0.000183 | 9.3 | 133 | 0.0179 | 11.3 | 1.97 | 0.000183 | 9.3 |  |  | 1 |  | RB-Appl-EffCW-med-ElecDHW-GasCDryer-Tier3-FrontAnySFm2007CZ03rNCGF
RB-Appl-EffCW-med-ElecDHW-GasCDryer-Tier3-Front | DEER2016 | D16v1 | 2015-05-16 | Any | SFm | 2007 | CZ04 | rDXGF | Each | 1 | 1150 | None | 129 | 0.0186 | 11.6 | 0.416 | 0.000284 | 9.38 | 129 | 0.0186 | 11.6 | 0.416 | 0.000284 | 9.38 |  |  | 1 |  | RB-Appl-EffCW-med-ElecDHW-GasCDryer-Tier3-FrontAnySFm2007CZ04rDXGF
RB-Appl-EffCW-med-ElecDHW-GasCDryer-Tier3-Front | DEER2016 | D16v1 | 2015-05-16 | Any | SFm | 2007 | CZ04 | rDXHP | Each | 1 | 1150 | None | 126 | 0.0191 | 12.4 | 0.104 | 0.000671 | 9.45 | 126 | 0.0191 | 12.4 | 0.104 | 0.000671 | 9.45 |  |  | 1 |  | RB-Appl-EffCW-med-ElecDHW-GasCDryer-Tier3-FrontAnySFm2007CZ04rDXHP
RB-Appl-EffCW-med-ElecDHW-GasCDryer-Tier3-Front | DEER2016 | D16v1 | 2015-05-16 | Any | SFm | 2007 | CZ04 | rNCEH | Each | 1 | 1150 | None | 120 | 0.0165 | 12.4 | 0.174 | -7.44e-05 | 9.45 | 120 | 0.0165 | 12.4 | 0.174 | -7.44e-05 | 9.45 |  |  | 1 |  | RB-Appl-EffCW-med-ElecDHW-GasCDryer-Tier3-FrontAnySFm2007CZ04rNCEH
RB-Appl-EffCW-med-ElecDHW-GasCDryer-Tier3-Front | DEER2016 | D16v1 | 2015-05-16 | Any | SFm | 2007 | CZ04 | rNCGF | Each | 1 | 1150 | None | 128 | 0.0165 | 11.6 | 1.18 | -7.71e-05 | 9.4 | 128 | 0.0165 | 11.6 | 1.18 | -7.71e-05 | 9.4 |  |  | 1 |  | RB-Appl-EffCW-med-ElecDHW-GasCDryer-Tier3-FrontAnySFm2007CZ04rNCGF
RB-Appl-EffCW-med-ElecDHW-GasCDryer-Tier3-Front | DEER2016 | D16v1 | 2015-05-16 | Any | SFm | 2007 | CZ05 | rDXGF | Each | 1 | 1150 | None | 136 | 0.0148 | 11.2 | 2.34 | -0.00833 | 9.23 | 136 | 0.0148 | 11.2 | 2.34 | -0.00833 | 9.23 |  |  | 1 |  | RB-Appl-EffCW-med-ElecDHW-GasCDryer-Tier3-FrontAnySFm2007CZ05rDXGF
RB-Appl-EffCW-med-ElecDHW-GasCDryer-Tier3-Front | DEER2016 | D16v1 | 2015-05-16 | Any | SFm | 2007 | CZ05 | rDXHP | Each | 1 | 1150 | None | 130 | 0.024 | 12.4 | 1.62 | 0.000328 | 9.45 | 130 | 0.024 | 12.4 | 1.62 | 0.000328 | 9.45 |  |  | 1 |  | RB-Appl-EffCW-med-ElecDHW-GasCDryer-Tier3-FrontAnySFm2007CZ05rDXHP
RB-Appl-EffCW-med-ElecDHW-GasCDryer-Tier3-Front | DEER2016 | D16v1 | 2015-05-16 | Any | SFm | 2007 | CZ05 | rNCEH | Each | 1 | 1150 | None | 125 | 0.0179 | 12.4 | 1.02 | 0.000193 | 9.45 | 125 | 0.0179 | 12.4 | 1.02 | 0.000193 | 9.45 |  |  | 1 |  | RB-Appl-EffCW-med-ElecDHW-GasCDryer-Tier3-FrontAnySFm2007CZ05rNCEH
RB-Appl-EffCW-med-ElecDHW-GasCDryer-Tier3-Front | DEER2016 | D16v1 | 2015-05-16 | Any | SFm | 2007 | CZ05 | rNCGF | Each | 1 | 1150 | None | 135 | 0.018 | 11.3 | 2.31 | 0.000253 | 9.27 | 135 | 0.018 | 11.3 | 2.31 | 0.000253 | 9.27 |  |  | 1 |  | RB-Appl-EffCW-med-ElecDHW-GasCDryer-Tier3-FrontAnySFm2007CZ05rNCGF
RB-Appl-EffCW-med-ElecDHW-GasCDryer-Tier3-Front | DEER2016 | D16v1 | 2015-05-16 | Any | SFm | 2007 | CZ06 | rDXGF | Each | 1 | 1200 | None | 127 | 0.0073 | 11.9 | -0.414 | 0.00109 | 9.37 | 127 | 0.0073 | 11.9 | -0.414 | 0.00109 | 9.37 |  |  | 1 |  | RB-Appl-EffCW-med-ElecDHW-GasCDryer-Tier3-FrontAnySFm2007CZ06rDXGF
RB-Appl-EffCW-med-ElecDHW-GasCDryer-Tier3-Front | DEER2016 | D16v1 | 2015-05-16 | Any | SFm | 2007 | CZ06 | rDXHP | Each | 1 | 1200 | None | 126 | 0.0243 | 12.4 | 0.626 | 0.000203 | 9.45 | 126 | 0.0243 | 12.4 | 0.626 | 0.000203 | 9.45 |  |  | 1 |  | RB-Appl-EffCW-med-ElecDHW-GasCDryer-Tier3-FrontAnySFm2007CZ06rDXHP
RB-Appl-EffCW-med-ElecDHW-GasCDryer-Tier3-Front | DEER2016 | D16v1 | 2015-05-16 | Any | SFm | 2007 | CZ06 | rNCEH | Each | 1 | 1200 | None | 119 | 0.0163 | 12.4 | -0.465 | -0.000164 | 9.45 | 119 | 0.0163 | 12.4 | -0.465 | -0.000164 | 9.45 |  |  | 1 |  | RB-Appl-EffCW-med-ElecDHW-GasCDryer-Tier3-FrontAnySFm2007CZ06rNCEH
RB-Appl-EffCW-med-ElecDHW-GasCDryer-Tier3-Front | DEER2016 | D16v1 | 2015-05-16 | Any | SFm | 2007 | CZ06 | rNCGF | Each | 1 | 1200 | None | 125 | 0.0162 | 11.8 | 0.136 | -0.000167 | 9.38 | 125 | 0.0162 | 11.8 | 0.136 | -0.000167 | 9.38 |  |  | 1 |  | RB-Appl-EffCW-med-ElecDHW-GasCDryer-Tier3-FrontAnySFm2007CZ06rNCGF
RB-Appl-EffCW-med-ElecDHW-GasCDryer-Tier3-Front | DEER2016 | D16v1 | 2015-05-16 | Any | SFm | 2007 | CZ07 | rDXGF | Each | 1 | 1200 | None | 127 | 0.0229 | 11.7 | -1.61 | 0.0027 | 9.36 | 127 | 0.0229 | 11.7 | -1.61 | 0.0027 | 9.36 |  |  | 1 |  | RB-Appl-EffCW-med-ElecDHW-GasCDryer-Tier3-FrontAnySFm2007CZ07rDXGF
RB-Appl-EffCW-med-ElecDHW-GasCDryer-Tier3-Front | DEER2016 | D16v1 | 2015-05-16 | Any | SFm | 2007 | CZ07 | rDXHP | Each | 1 | 1200 | None | 121 | 0.0499 | 12.4 | -0.915 | 0.0388 | 9.45 | 121 | 0.0499 | 12.4 | -0.915 | 0.0388 | 9.45 |  |  | 1 |  | RB-Appl-EffCW-med-ElecDHW-GasCDryer-Tier3-FrontAnySFm2007CZ07rDXHP
RB-Appl-EffCW-med-ElecDHW-GasCDryer-Tier3-Front | DEER2016 | D16v1 | 2015-05-16 | Any | SFm | 2007 | CZ07 | rNCEH | Each | 1 | 1200 | None | 117 | 0.0163 | 12.4 | -0.818 | -0.000167 | 9.45 | 117 | 0.0163 | 12.4 | -0.818 | -0.000167 | 9.45 |  |  | 1 |  | RB-Appl-EffCW-med-ElecDHW-GasCDryer-Tier3-FrontAnySFm2007CZ07rNCEH
RB-Appl-EffCW-med-ElecDHW-GasCDryer-Tier3-Front | DEER2016 | D16v1 | 2015-05-16 | Any | SFm | 2007 | CZ07 | rNCGF | Each | 1 | 1200 | None | 123 | 0.0165 | 11.8 | -0.119 | 3.97e-06 | 9.38 | 123 | 0.0165 | 11.8 | -0.119 | 3.97e-06 | 9.38 |  |  | 1 |  | RB-Appl-EffCW-med-ElecDHW-GasCDryer-Tier3-FrontAnySFm2007CZ07rNCGF
RB-Appl-EffCW-med-ElecDHW-GasCDryer-Tier3-Front | DEER2016 | D16v1 | 2015-05-16 | Any | SFm | 2007 | CZ08 | rDXGF | Each | 1 | 1200 | None | 125 | 0.0166 | 11.7 | -0.389 | 0.000217 | 9.33 | 125 | 0.0166 | 11.7 | -0.389 | 0.000217 | 9.33 |  |  | 1 |  | RB-Appl-EffCW-med-ElecDHW-GasCDryer-Tier3-FrontAnySFm2007CZ08rDXGF
RB-Appl-EffCW-med-ElecDHW-GasCDryer-Tier3-Front | DEER2016 | D16v1 | 2015-05-16 | Any | SFm | 2007 | CZ08 | rDXHP | Each | 1 | 1200 | None | 118 | 0.0173 | 12.4 | 0.559 | -0.000866 | 9.45 | 118 | 0.0173 | 12.4 | 0.559 | -0.000866 | 9.45 |  |  | 1 |  | RB-Appl-EffCW-med-ElecDHW-GasCDryer-Tier3-FrontAnySFm2007CZ08rDXHP
RB-Appl-EffCW-med-ElecDHW-GasCDryer-Tier3-Front | DEER2016 | D16v1 | 2015-05-16 | Any | SFm | 2007 | CZ08 | rNCEH | Each | 1 | 1200 | None | 115 | 0.0158 | 12.4 | -1.17 | -0.000268 | 9.45 | 115 | 0.0158 | 12.4 | -1.17 | -0.000268 | 9.45 |  |  | 1 |  | RB-Appl-EffCW-med-ElecDHW-GasCDryer-Tier3-FrontAnySFm2007CZ08rNCEH
RB-Appl-EffCW-med-ElecDHW-GasCDryer-Tier3-Front | DEER2016 | D16v1 | 2015-05-16 | Any | SFm | 2007 | CZ08 | rNCGF | Each | 1 | 1200 | None | 121 | 0.0159 | 11.7 | -0.529 | -0.000262 | 9.35 | 121 | 0.0159 | 11.7 | -0.529 | -0.000262 | 9.35 |  |  | 1 |  | RB-Appl-EffCW-med-ElecDHW-GasCDryer-Tier3-FrontAnySFm2007CZ08rNCGF
RB-Appl-EffCW-med-ElecDHW-GasCDryer-Tier3-Front | DEER2016 | D16v1 | 2015-05-16 | Any | SFm | 2007 | CZ09 | rDXGF | Each | 1 | 1210 | None | 129 | 0.0157 | 11.6 | -0.478 | -0.000714 | 9.34 | 129 | 0.0157 | 11.6 | -0.478 | -0.000714 | 9.34 |  |  | 1 |  | RB-Appl-EffCW-med-ElecDHW-GasCDryer-Tier3-FrontAnySFm2007CZ09rDXGF
RB-Appl-EffCW-med-ElecDHW-GasCDryer-Tier3-Front | DEER2016 | D16v1 | 2015-05-16 | Any | SFm | 2007 | CZ09 | rDXHP | Each | 1 | 1210 | None | 122 | 0.0165 | 12.4 | -0.505 | -6e-05 | 9.45 | 122 | 0.0165 | 12.4 | -0.505 | -6e-05 | 9.45 |  |  | 1 |  | RB-Appl-EffCW-med-ElecDHW-GasCDryer-Tier3-FrontAnySFm2007CZ09rDXHP
RB-Appl-EffCW-med-ElecDHW-GasCDryer-Tier3-Front | DEER2016 | D16v1 | 2015-05-16 | Any | SFm | 2007 | CZ09 | rNCEH | Each | 1 | 1210 | None | 114 | 0.0156 | 12.4 | -1.1 | -0.000247 | 9.45 | 114 | 0.0156 | 12.4 | -1.1 | -0.000247 | 9.45 |  |  | 1 |  | RB-Appl-EffCW-med-ElecDHW-GasCDryer-Tier3-FrontAnySFm2007CZ09rNCEH
RB-Appl-EffCW-med-ElecDHW-GasCDryer-Tier3-Front | DEER2016 | D16v1 | 2015-05-16 | Any | SFm | 2007 | CZ09 | rNCGF | Each | 1 | 1210 | None | 121 | 0.0156 | 11.5 | -0.302 | -0.000241 | 9.31 | 121 | 0.0156 | 11.5 | -0.302 | -0.000241 | 9.31 |  |  | 1 |  | RB-Appl-EffCW-med-ElecDHW-GasCDryer-Tier3-FrontAnySFm2007CZ09rNCGF
RB-Appl-EffCW-med-ElecDHW-GasCDryer-Tier3-Front | DEER2016 | D16v1 | 2015-05-16 | Any | SFm | 2007 | CZ10 | rDXGF | Each | 1 | 974 | None | 123 | 0.0155 | 11.9 | -1.65 | -0.00042 | 9.35 | 123 | 0.0155 | 11.9 | -1.65 | -0.00042 | 9.35 |  |  | 1 |  | RB-Appl-EffCW-med-ElecDHW-GasCDryer-Tier3-FrontAnySFm2007CZ10rDXGF
RB-Appl-EffCW-med-ElecDHW-GasCDryer-Tier3-Front | DEER2016 | D16v1 | 2015-05-16 | Any | SFm | 2007 | CZ10 | rDXHP | Each | 1 | 974 | None | 122 | 0.0154 | 12.4 | -0.342 | -0.000398 | 9.45 | 122 | 0.0154 | 12.4 | -0.342 | -0.000398 | 9.45 |  |  | 1 |  | RB-Appl-EffCW-med-ElecDHW-GasCDryer-Tier3-FrontAnySFm2007CZ10rDXHP
RB-Appl-EffCW-med-ElecDHW-GasCDryer-Tier3-Front | DEER2016 | D16v1 | 2015-05-16 | Any | SFm | 2007 | CZ10 | rNCEH | Each | 1 | 974 | None | 115 | 0.0152 | 12.4 | -1.47 | -0.000345 | 9.45 | 115 | 0.0152 | 12.4 | -1.47 | -0.000345 | 9.45 |  |  | 1 |  | RB-Appl-EffCW-med-ElecDHW-GasCDryer-Tier3-FrontAnySFm2007CZ10rNCEH
RB-Appl-EffCW-med-ElecDHW-GasCDryer-Tier3-Front | DEER2016 | D16v1 | 2015-05-16 | Any | SFm | 2007 | CZ10 | rNCGF | Each | 1 | 974 | None | 121 | 0.0152 | 11.9 | -0.486 | -0.000348 | 9.39 | 121 | 0.0152 | 11.9 | -0.486 | -0.000348 | 9.39 |  |  | 1 |  | RB-Appl-EffCW-med-ElecDHW-GasCDryer-Tier3-FrontAnySFm2007CZ10rNCGF
RB-Appl-EffCW-med-ElecDHW-GasCDryer-Tier3-Front | DEER2016 | D16v1 | 2015-05-16 | Any | SFm | 2007 | CZ11 | rDXGF | Each | 1 | 974 | None | 127 | 0.0166 | 11.8 | 1.17 | -0.000519 | 9.37 | 127 | 0.0166 | 11.8 | 1.17 | -0.000519 | 9.37 |  |  | 1 |  | RB-Appl-EffCW-med-ElecDHW-GasCDryer-Tier3-FrontAnySFm2007CZ11rDXGF
RB-Appl-EffCW-med-ElecDHW-GasCDryer-Tier3-Front | DEER2016 | D16v1 | 2015-05-16 | Any | SFm | 2007 | CZ11 | rDXHP | Each | 1 | 974 | None | 122 | 0.0168 | 12.4 | -0.394 | -0.000287 | 9.45 | 122 | 0.0168 | 12.4 | -0.394 | -0.000287 | 9.45 |  |  | 1 |  | RB-Appl-EffCW-med-ElecDHW-GasCDryer-Tier3-FrontAnySFm2007CZ11rDXHP
RB-Appl-EffCW-med-ElecDHW-GasCDryer-Tier3-Front | DEER2016 | D16v1 | 2015-05-16 | Any | SFm | 2007 | CZ11 | rNCEH | Each | 1 | 974 | None | 116 | 0.0152 | 12.4 | -1.18 | -0.000353 | 9.45 | 116 | 0.0152 | 12.4 | -1.18 | -0.000353 | 9.45 |  |  | 1 |  | RB-Appl-EffCW-med-ElecDHW-GasCDryer-Tier3-FrontAnySFm2007CZ11rNCEH
RB-Appl-EffCW-med-ElecDHW-GasCDryer-Tier3-Front | DEER2016 | D16v1 | 2015-05-16 | Any | SFm | 2007 | CZ11 | rNCGF | Each | 1 | 974 | None | 122 | 0.0152 | 11.8 | -0.182 | -0.000336 | 9.37 | 122 | 0.0152 | 11.8 | -0.182 | -0.000336 | 9.37 |  |  | 1 |  | RB-Appl-EffCW-med-ElecDHW-GasCDryer-Tier3-FrontAnySFm2007CZ11rNCGF
RB-Appl-EffCW-med-ElecDHW-GasCDryer-Tier3-Front | DEER2016 | D16v1 | 2015-05-16 | Any | SFm | 2007 | CZ12 | rDXGF | Each | 1 | 974 | None | 128 | 0.0157 | 11.8 | 0.162 | -0.00227 | 9.38 | 128 | 0.0157 | 11.8 | 0.162 | -0.00227 | 9.38 |  |  | 1 |  | RB-Appl-EffCW-med-ElecDHW-GasCDryer-Tier3-FrontAnySFm2007CZ12rDXGF
RB-Appl-EffCW-med-ElecDHW-GasCDryer-Tier3-Front | DEER2016 | D16v1 | 2015-05-16 | Any | SFm | 2007 | CZ12 | rDXHP | Each | 1 | 974 | None | 124 | 0.018 | 12.4 | -0.23 | -2.67e-05 | 9.45 | 124 | 0.018 | 12.4 | -0.23 | -2.67e-05 | 9.45 |  |  | 1 |  | RB-Appl-EffCW-med-ElecDHW-GasCDryer-Tier3-FrontAnySFm2007CZ12rDXHP
RB-Appl-EffCW-med-ElecDHW-GasCDryer-Tier3-Front | DEER2016 | D16v1 | 2015-05-16 | Any | SFm | 2007 | CZ12 | rNCEH | Each | 1 | 974 | None | 120 | 0.0162 | 12.4 | -0.472 | -0.000156 | 9.45 | 120 | 0.0162 | 12.4 | -0.472 | -0.000156 | 9.45 |  |  | 1 |  | RB-Appl-EffCW-med-ElecDHW-GasCDryer-Tier3-FrontAnySFm2007CZ12rNCEH
RB-Appl-EffCW-med-ElecDHW-GasCDryer-Tier3-Front | DEER2016 | D16v1 | 2015-05-16 | Any | SFm | 2007 | CZ12 | rNCGF | Each | 1 | 974 | None | 126 | 0.0163 | 11.8 | 0.519 | -0.000173 | 9.4 | 126 | 0.0163 | 11.8 | 0.519 | -0.000173 | 9.4 |  |  | 1 |  | RB-Appl-EffCW-med-ElecDHW-GasCDryer-Tier3-FrontAnySFm2007CZ12rNCGF
RB-Appl-EffCW-med-ElecDHW-GasCDryer-Tier3-Front | DEER2016 | D16v1 | 2015-05-16 | Any | SFm | 2007 | CZ13 | rDXGF | Each | 1 | 974 | None | 126 | 0.0175 | 11.8 | 0.771 | -0.000174 | 9.4 | 126 | 0.0175 | 11.8 | 0.771 | -0.000174 | 9.4 |  |  | 1 |  | RB-Appl-EffCW-med-ElecDHW-GasCDryer-Tier3-FrontAnySFm2007CZ13rDXGF
RB-Appl-EffCW-med-ElecDHW-GasCDryer-Tier3-Front | DEER2016 | D16v1 | 2015-05-16 | Any | SFm | 2007 | CZ13 | rDXHP | Each | 1 | 974 | None | 121 | 0.0154 | 12.4 | -0.592 | -0.000239 | 9.45 | 121 | 0.0154 | 12.4 | -0.592 | -0.000239 | 9.45 |  |  | 1 |  | RB-Appl-EffCW-med-ElecDHW-GasCDryer-Tier3-FrontAnySFm2007CZ13rDXHP
RB-Appl-EffCW-med-ElecDHW-GasCDryer-Tier3-Front | DEER2016 | D16v1 | 2015-05-16 | Any | SFm | 2007 | CZ13 | rNCEH | Each | 1 | 974 | None | 114 | 0.015 | 12.4 | -1.56 | -0.000383 | 9.45 | 114 | 0.015 | 12.4 | -1.56 | -0.000383 | 9.45 |  |  | 1 |  | RB-Appl-EffCW-med-ElecDHW-GasCDryer-Tier3-FrontAnySFm2007CZ13rNCEH
RB-Appl-EffCW-med-ElecDHW-GasCDryer-Tier3-Front | DEER2016 | D16v1 | 2015-05-16 | Any | SFm | 2007 | CZ13 | rNCGF | Each | 1 | 974 | None | 121 | 0.015 | 11.8 | -0.471 | -0.000386 | 9.4 | 121 | 0.015 | 11.8 | -0.471 | -0.000386 | 9.4 |  |  | 1 |  | RB-Appl-EffCW-med-ElecDHW-GasCDryer-Tier3-FrontAnySFm2007CZ13rNCGF
RB-Appl-EffCW-med-ElecDHW-GasCDryer-Tier3-Front | DEER2016 | D16v1 | 2015-05-16 | Any | SFm | 2007 | CZ14 | rDXGF | Each | 1 | 1080 | None | 128 | 0.0155 | 12 | -3.48 | -0.000728 | 10.1 | 128 | 0.0155 | 12 | -3.48 | -0.000728 | 10.1 |  |  | 1 |  | RB-Appl-EffCW-med-ElecDHW-GasCDryer-Tier3-FrontAnySFm2007CZ14rDXGF
RB-Appl-EffCW-med-ElecDHW-GasCDryer-Tier3-Front | DEER2016 | D16v1 | 2015-05-16 | Any | SFm | 2007 | CZ14 | rDXHP | Each | 1 | 1080 | None | 124 | 0.0152 | 12.4 | 0.964 | -0.000793 | 9.45 | 124 | 0.0152 | 12.4 | 0.964 | -0.000793 | 9.45 |  |  | 1 |  | RB-Appl-EffCW-med-ElecDHW-GasCDryer-Tier3-FrontAnySFm2007CZ14rDXHP
RB-Appl-EffCW-med-ElecDHW-GasCDryer-Tier3-Front | DEER2016 | D16v1 | 2015-05-16 | Any | SFm | 2007 | CZ14 | rNCEH | Each | 1 | 1080 | None | 119 | 0.0146 | 12.4 | 6.11 | -0.000491 | 9.45 | 119 | 0.0146 | 12.4 | 6.11 | -0.000491 | 9.45 |  |  | 1 |  | RB-Appl-EffCW-med-ElecDHW-GasCDryer-Tier3-FrontAnySFm2007CZ14rNCEH
RB-Appl-EffCW-med-ElecDHW-GasCDryer-Tier3-Front | DEER2016 | D16v1 | 2015-05-16 | Any | SFm | 2007 | CZ14 | rNCGF | Each | 1 | 1080 | None | 123 | 0.0146 | 12 | 0.122 | -0.000543 | 10.1 | 123 | 0.0146 | 12 | 0.122 | -0.000543 | 10.1 |  |  | 1 |  | RB-Appl-EffCW-med-ElecDHW-GasCDryer-Tier3-FrontAnySFm2007CZ14rNCGF
RB-Appl-EffCW-med-ElecDHW-GasCDryer-Tier3-Front | DEER2016 | D16v1 | 2015-05-16 | Any | SFm | 2007 | CZ15 | rDXGF | Each | 1 | 1080 | None | 106 | 0.0127 | 12.2 | -8.17 | -0.00187 | 9.82 | 106 | 0.0127 | 12.2 | -8.17 | -0.00187 | 9.82 |  |  | 1 |  | RB-Appl-EffCW-med-ElecDHW-GasCDryer-Tier3-FrontAnySFm2007CZ15rDXGF
RB-Appl-EffCW-med-ElecDHW-GasCDryer-Tier3-Front | DEER2016 | D16v1 | 2015-05-16 | Any | SFm | 2007 | CZ15 | rDXHP | Each | 1 | 1080 | None | 104 | 0.0125 | 12.4 | -5.76 | -0.00361 | 9.45 | 104 | 0.0125 | 12.4 | -5.76 | -0.00361 | 9.45 |  |  | 1 |  | RB-Appl-EffCW-med-ElecDHW-GasCDryer-Tier3-FrontAnySFm2007CZ15rDXHP
RB-Appl-EffCW-med-ElecDHW-GasCDryer-Tier3-Front | DEER2016 | D16v1 | 2015-05-16 | Any | SFm | 2007 | CZ15 | rNCEH | Each | 1 | 1080 | None | 99.7 | 0.0117 | 12.4 | -1.12 | -0.00104 | 9.45 | 99.7 | 0.0117 | 12.4 | -1.12 | -0.00104 | 9.45 |  |  | 1 |  | RB-Appl-EffCW-med-ElecDHW-GasCDryer-Tier3-FrontAnySFm2007CZ15rNCEH
RB-Appl-EffCW-med-ElecDHW-GasCDryer-Tier3-Front | DEER2016 | D16v1 | 2015-05-16 | Any | SFm | 2007 | CZ15 | rNCGF | Each | 1 | 1080 | None | 102 | 0.0117 | 12.2 | -4.11 | -0.00104 | 9.82 | 102 | 0.0117 | 12.2 | -4.11 | -0.00104 | 9.82 |  |  | 1 |  | RB-Appl-EffCW-med-ElecDHW-GasCDryer-Tier3-FrontAnySFm2007CZ15rNCGF
RB-Appl-EffCW-med-ElecDHW-GasCDryer-Tier3-Front | DEER2016 | D16v1 | 2015-05-16 | Any | SFm | 2007 | CZ16 | rDXGF | Each | 1 | 1150 | None | 141 | 0.0373 | 11.7 | 2.97 | 0.00095 | 9.41 | 141 | 0.0373 | 11.7 | 2.97 | 0.00095 | 9.41 |  |  | 1 |  | RB-Appl-EffCW-med-ElecDHW-GasCDryer-Tier3-FrontAnySFm2007CZ16rDXGF
RB-Appl-EffCW-med-ElecDHW-GasCDryer-Tier3-Front | DEER2016 | D16v1 | 2015-05-16 | Any | SFm | 2007 | CZ16 | rDXHP | Each | 1 | 1150 | None | 139 | 0.021 | 12.4 | 3.44 | 0.000406 | 9.45 | 139 | 0.021 | 12.4 | 3.44 | 0.000406 | 9.45 |  |  | 1 |  | RB-Appl-EffCW-med-ElecDHW-GasCDryer-Tier3-FrontAnySFm2007CZ16rDXHP
RB-Appl-EffCW-med-ElecDHW-GasCDryer-Tier3-Front | DEER2016 | D16v1 | 2015-05-16 | Any | SFm | 2007 | CZ16 | rNCEH | Each | 1 | 1150 | None | 135 | 0.0182 | 12.4 | 2.82 | 0.000237 | 9.45 | 135 | 0.0182 | 12.4 | 2.82 | 0.000237 | 9.45 |  |  | 1 |  | RB-Appl-EffCW-med-ElecDHW-GasCDryer-Tier3-FrontAnySFm2007CZ16rNCEH
RB-Appl-EffCW-med-ElecDHW-GasCDryer-Tier3-Front | DEER2016 | D16v1 | 2015-05-16 | Any | SFm | 2007 | CZ16 | rNCGF | Each | 1 | 1150 | None | 142 | 0.0181 | 11.7 | 3.75 | 0.000193 | 9.41 | 142 | 0.0181 | 11.7 | 3.75 | 0.000193 | 9.41 |  |  | 1 |  | RB-Appl-EffCW-med-ElecDHW-GasCDryer-Tier3-FrontAnySFm2007CZ16rNCGF
RB-Appl-EffCW-med-ElecDHW-GasCDryer-Tier3-Front | DEER2016 | D16v1 | 2015-05-16 | Any | SFm | 2011 | CZ01 | rDXGF | Each | 1 | 1150 | None | 142 | 0.0225 | 11.5 | 3.66 | -0.00133 | 9.34 | 142 | 0.0225 | 11.5 | 3.66 | -0.00133 | 9.34 |  |  | 1 |  | RB-Appl-EffCW-med-ElecDHW-GasCDryer-Tier3-FrontAnySFm2011CZ01rDXGF
RB-Appl-EffCW-med-ElecDHW-GasCDryer-Tier3-Front | DEER2016 | D16v1 | 2015-05-16 | Any | SFm | 2011 | CZ01 | rDXHP | Each | 1 | 1150 | None | 137 | 0.0249 | 12.4 | 2.9 | -0.01 | 9.45 | 137 | 0.0249 | 12.4 | 2.9 | -0.01 | 9.45 |  |  | 1 |  | RB-Appl-EffCW-med-ElecDHW-GasCDryer-Tier3-FrontAnySFm2011CZ01rDXHP
RB-Appl-EffCW-med-ElecDHW-GasCDryer-Tier3-Front | DEER2016 | D16v1 | 2015-05-16 | Any | SFm | 2011 | CZ01 | rNCEH | Each | 1 | 1150 | None | 135 | 0.0191 | 12.4 | 2.74 | 0.000413 | 9.45 | 135 | 0.0191 | 12.4 | 2.74 | 0.000413 | 9.45 |  |  | 1 |  | RB-Appl-EffCW-med-ElecDHW-GasCDryer-Tier3-FrontAnySFm2011CZ01rNCEH
RB-Appl-EffCW-med-ElecDHW-GasCDryer-Tier3-Front | DEER2016 | D16v1 | 2015-05-16 | Any | SFm | 2011 | CZ01 | rNCGF | Each | 1 | 1150 | None | 142 | 0.019 | 11.5 | 3.83 | 0.000414 | 9.33 | 142 | 0.019 | 11.5 | 3.83 | 0.000414 | 9.33 |  |  | 1 |  | RB-Appl-EffCW-med-ElecDHW-GasCDryer-Tier3-FrontAnySFm2011CZ01rNCGF
RB-Appl-EffCW-med-ElecDHW-GasCDryer-Tier3-Front | DEER2016 | D16v1 | 2015-05-16 | Any | SFm | 2011 | CZ02 | rDXGF | Each | 1 | 974 | None | 134 | 0.0211 | 11.7 | 1.69 | 0.00111 | 9.35 | 134 | 0.0211 | 11.7 | 1.69 | 0.00111 | 9.35 |  |  | 1 |  | RB-Appl-EffCW-med-ElecDHW-GasCDryer-Tier3-FrontAnySFm2011CZ02rDXGF
RB-Appl-EffCW-med-ElecDHW-GasCDryer-Tier3-Front | DEER2016 | D16v1 | 2015-05-16 | Any | SFm | 2011 | CZ02 | rDXHP | Each | 1 | 974 | None | 129 | 0.0221 | 12.4 | 1.06 | 0.00178 | 9.45 | 129 | 0.0221 | 12.4 | 1.06 | 0.00178 | 9.45 |  |  | 1 |  | RB-Appl-EffCW-med-ElecDHW-GasCDryer-Tier3-FrontAnySFm2011CZ02rDXHP
RB-Appl-EffCW-med-ElecDHW-GasCDryer-Tier3-Front | DEER2016 | D16v1 | 2015-05-16 | Any | SFm | 2011 | CZ02 | rNCEH | Each | 1 | 974 | None | 124 | 0.0175 | 12.4 | 0.398 | 8.43e-05 | 9.45 | 124 | 0.0175 | 12.4 | 0.398 | 8.43e-05 | 9.45 |  |  | 1 |  | RB-Appl-EffCW-med-ElecDHW-GasCDryer-Tier3-FrontAnySFm2011CZ02rNCEH
RB-Appl-EffCW-med-ElecDHW-GasCDryer-Tier3-Front | DEER2016 | D16v1 | 2015-05-16 | Any | SFm | 2011 | CZ02 | rNCGF | Each | 1 | 974 | None | 132 | 0.0175 | 11.6 | 1.73 | 7.58e-05 | 9.38 | 132 | 0.0175 | 11.6 | 1.73 | 7.58e-05 | 9.38 |  |  | 1 |  | RB-Appl-EffCW-med-ElecDHW-GasCDryer-Tier3-FrontAnySFm2011CZ02rNCGF
RB-Appl-EffCW-med-ElecDHW-GasCDryer-Tier3-Front | DEER2016 | D16v1 | 2015-05-16 | Any | SFm | 2011 | CZ03 | rDXGF | Each | 1 | 1150 | None | 133 | 0.00865 | 11.5 | 3.09 | -0.0123 | 9.31 | 133 | 0.00865 | 11.5 | 3.09 | -0.0123 | 9.31 |  |  | 1 |  | RB-Appl-EffCW-med-ElecDHW-GasCDryer-Tier3-FrontAnySFm2011CZ03rDXGF
RB-Appl-EffCW-med-ElecDHW-GasCDryer-Tier3-Front | DEER2016 | D16v1 | 2015-05-16 | Any | SFm | 2011 | CZ03 | rDXHP | Each | 1 | 1150 | None | 127 | 0.0146 | 12.4 | 1.31 | 0.000478 | 9.45 | 127 | 0.0146 | 12.4 | 1.31 | 0.000478 | 9.45 |  |  | 1 |  | RB-Appl-EffCW-med-ElecDHW-GasCDryer-Tier3-FrontAnySFm2011CZ03rDXHP
RB-Appl-EffCW-med-ElecDHW-GasCDryer-Tier3-Front | DEER2016 | D16v1 | 2015-05-16 | Any | SFm | 2011 | CZ03 | rNCEH | Each | 1 | 1150 | None | 125 | 0.0178 | 12.4 | 0.933 | 0.000169 | 9.45 | 125 | 0.0178 | 12.4 | 0.933 | 0.000169 | 9.45 |  |  | 1 |  | RB-Appl-EffCW-med-ElecDHW-GasCDryer-Tier3-FrontAnySFm2011CZ03rNCEH
RB-Appl-EffCW-med-ElecDHW-GasCDryer-Tier3-Front | DEER2016 | D16v1 | 2015-05-16 | Any | SFm | 2011 | CZ03 | rNCGF | Each | 1 | 1150 | None | 133 | 0.0177 | 11.4 | 1.97 | 0.000106 | 9.3 | 133 | 0.0177 | 11.4 | 1.97 | 0.000106 | 9.3 |  |  | 1 |  | RB-Appl-EffCW-med-ElecDHW-GasCDryer-Tier3-FrontAnySFm2011CZ03rNCGF
RB-Appl-EffCW-med-ElecDHW-GasCDryer-Tier3-Front | DEER2016 | D16v1 | 2015-05-16 | Any | SFm | 2011 | CZ04 | rDXGF | Each | 1 | 1150 | None | 131 | 0.0183 | 11.7 | 1.08 | -7.22e-05 | 9.37 | 131 | 0.0183 | 11.7 | 1.08 | -7.22e-05 | 9.37 |  |  | 1 |  | RB-Appl-EffCW-med-ElecDHW-GasCDryer-Tier3-FrontAnySFm2011CZ04rDXGF
RB-Appl-EffCW-med-ElecDHW-GasCDryer-Tier3-Front | DEER2016 | D16v1 | 2015-05-16 | Any | SFm | 2011 | CZ04 | rDXHP | Each | 1 | 1150 | None | 129 | 0.0174 | 12.4 | 0.702 | -0.000253 | 9.45 | 129 | 0.0174 | 12.4 | 0.702 | -0.000253 | 9.45 |  |  | 1 |  | RB-Appl-EffCW-med-ElecDHW-GasCDryer-Tier3-FrontAnySFm2011CZ04rDXHP
RB-Appl-EffCW-med-ElecDHW-GasCDryer-Tier3-Front | DEER2016 | D16v1 | 2015-05-16 | Any | SFm | 2011 | CZ04 | rNCEH | Each | 1 | 1150 | None | 121 | 0.0165 | 12.4 | 0.219 | -7.45e-05 | 9.45 | 121 | 0.0165 | 12.4 | 0.219 | -7.45e-05 | 9.45 |  |  | 1 |  | RB-Appl-EffCW-med-ElecDHW-GasCDryer-Tier3-FrontAnySFm2011CZ04rNCEH
RB-Appl-EffCW-med-ElecDHW-GasCDryer-Tier3-Front | DEER2016 | D16v1 | 2015-05-16 | Any | SFm | 2011 | CZ04 | rNCGF | Each | 1 | 1150 | None | 128 | 0.0165 | 11.6 | 1.19 | -7.19e-05 | 9.36 | 128 | 0.0165 | 11.6 | 1.19 | -7.19e-05 | 9.36 |  |  | 1 |  | RB-Appl-EffCW-med-ElecDHW-GasCDryer-Tier3-FrontAnySFm2011CZ04rNCGF
RB-Appl-EffCW-med-ElecDHW-GasCDryer-Tier3-Front | DEER2016 | D16v1 | 2015-05-16 | Any | SFm | 2011 | CZ05 | rDXGF | Each | 1 | 1150 | None | 135 | 0.0181 | 11.1 | 2.2 | -0.000226 | 9.28 | 135 | 0.0181 | 11.1 | 2.2 | -0.000226 | 9.28 |  |  | 1 |  | RB-Appl-EffCW-med-ElecDHW-GasCDryer-Tier3-FrontAnySFm2011CZ05rDXGF
RB-Appl-EffCW-med-ElecDHW-GasCDryer-Tier3-Front | DEER2016 | D16v1 | 2015-05-16 | Any | SFm | 2011 | CZ05 | rDXHP | Each | 1 | 1150 | None | 127 | 0.0211 | 12.4 | 1.48 | 0.000353 | 9.45 | 127 | 0.0211 | 12.4 | 1.48 | 0.000353 | 9.45 |  |  | 1 |  | RB-Appl-EffCW-med-ElecDHW-GasCDryer-Tier3-FrontAnySFm2011CZ05rDXHP
RB-Appl-EffCW-med-ElecDHW-GasCDryer-Tier3-Front | DEER2016 | D16v1 | 2015-05-16 | Any | SFm | 2011 | CZ05 | rNCEH | Each | 1 | 1150 | None | 123 | 0.0179 | 12.4 | 0.758 | 0.000193 | 9.45 | 123 | 0.0179 | 12.4 | 0.758 | 0.000193 | 9.45 |  |  | 1 |  | RB-Appl-EffCW-med-ElecDHW-GasCDryer-Tier3-FrontAnySFm2011CZ05rNCEH
RB-Appl-EffCW-med-ElecDHW-GasCDryer-Tier3-Front | DEER2016 | D16v1 | 2015-05-16 | Any | SFm | 2011 | CZ05 | rNCGF | Each | 1 | 1150 | None | 135 | 0.018 | 11 | 2.35 | 0.000189 | 9.27 | 135 | 0.018 | 11 | 2.35 | 0.000189 | 9.27 |  |  | 1 |  | RB-Appl-EffCW-med-ElecDHW-GasCDryer-Tier3-FrontAnySFm2011CZ05rNCGF
RB-Appl-EffCW-med-ElecDHW-GasCDryer-Tier3-Front | DEER2016 | D16v1 | 2015-05-16 | Any | SFm | 2011 | CZ06 | rDXGF | Each | 1 | 1200 | None | 127 | 0.0129 | 11.8 | 0.826 | 0.000748 | 9.37 | 127 | 0.0129 | 11.8 | 0.826 | 0.000748 | 9.37 |  |  | 1 |  | RB-Appl-EffCW-med-ElecDHW-GasCDryer-Tier3-FrontAnySFm2011CZ06rDXGF
RB-Appl-EffCW-med-ElecDHW-GasCDryer-Tier3-Front | DEER2016 | D16v1 | 2015-05-16 | Any | SFm | 2011 | CZ06 | rDXHP | Each | 1 | 1200 | None | 122 | 0.0072 | 12.4 | 0.401 | -0.016 | 9.45 | 122 | 0.0072 | 12.4 | 0.401 | -0.016 | 9.45 |  |  | 1 |  | RB-Appl-EffCW-med-ElecDHW-GasCDryer-Tier3-FrontAnySFm2011CZ06rDXHP
RB-Appl-EffCW-med-ElecDHW-GasCDryer-Tier3-Front | DEER2016 | D16v1 | 2015-05-16 | Any | SFm | 2011 | CZ06 | rNCEH | Each | 1 | 1200 | None | 118 | 0.0163 | 12.4 | -0.587 | -0.000164 | 9.45 | 118 | 0.0163 | 12.4 | -0.587 | -0.000164 | 9.45 |  |  | 1 |  | RB-Appl-EffCW-med-ElecDHW-GasCDryer-Tier3-FrontAnySFm2011CZ06rNCEH
RB-Appl-EffCW-med-ElecDHW-GasCDryer-Tier3-Front | DEER2016 | D16v1 | 2015-05-16 | Any | SFm | 2011 | CZ06 | rNCGF | Each | 1 | 1200 | None | 125 | 0.0163 | 11.7 | 0.147 | -0.00015 | 9.4 | 125 | 0.0163 | 11.7 | 0.147 | -0.00015 | 9.4 |  |  | 1 |  | RB-Appl-EffCW-med-ElecDHW-GasCDryer-Tier3-FrontAnySFm2011CZ06rNCGF
RB-Appl-EffCW-med-ElecDHW-GasCDryer-Tier3-Front | DEER2016 | D16v1 | 2015-05-16 | Any | SFm | 2011 | CZ07 | rDXGF | Each | 1 | 1200 | None | 128 | -0.0175 | 11.8 | 0.255 | -0.0346 | 9.37 | 128 | -0.0175 | 11.8 | 0.255 | -0.0346 | 9.37 |  |  | 1 |  | RB-Appl-EffCW-med-ElecDHW-GasCDryer-Tier3-FrontAnySFm2011CZ07rDXGF
RB-Appl-EffCW-med-ElecDHW-GasCDryer-Tier3-Front | DEER2016 | D16v1 | 2015-05-16 | Any | SFm | 2011 | CZ07 | rDXHP | Each | 1 | 1200 | None | 132 | -0.0141 | 12.4 | -0.131 | 0.000339 | 9.45 | 132 | -0.0141 | 12.4 | -0.131 | 0.000339 | 9.45 |  |  | 1 |  | RB-Appl-EffCW-med-ElecDHW-GasCDryer-Tier3-FrontAnySFm2011CZ07rDXHP
RB-Appl-EffCW-med-ElecDHW-GasCDryer-Tier3-Front | DEER2016 | D16v1 | 2015-05-16 | Any | SFm | 2011 | CZ07 | rNCEH | Each | 1 | 1200 | None | 118 | 0.0163 | 12.4 | -0.697 | -0.000168 | 9.45 | 118 | 0.0163 | 12.4 | -0.697 | -0.000168 | 9.45 |  |  | 1 |  | RB-Appl-EffCW-med-ElecDHW-GasCDryer-Tier3-FrontAnySFm2011CZ07rNCEH
RB-Appl-EffCW-med-ElecDHW-GasCDryer-Tier3-Front | DEER2016 | D16v1 | 2015-05-16 | Any | SFm | 2011 | CZ07 | rNCGF | Each | 1 | 1200 | None | 123 | 0.0163 | 11.7 | -0.124 | -0.000158 | 9.36 | 123 | 0.0163 | 11.7 | -0.124 | -0.000158 | 9.36 |  |  | 1 |  | RB-Appl-EffCW-med-ElecDHW-GasCDryer-Tier3-FrontAnySFm2011CZ07rNCGF
RB-Appl-EffCW-med-ElecDHW-GasCDryer-Tier3-Front | DEER2016 | D16v1 | 2015-05-16 | Any | SFm | 2011 | CZ08 | rDXGF | Each | 1 | 1200 | None | 139 | 0.0157 | 11.8 | -1.82 | -0.000622 | 9.3 | 139 | 0.0157 | 11.8 | -1.82 | -0.000622 | 9.3 |  |  | 1 |  | RB-Appl-EffCW-med-ElecDHW-GasCDryer-Tier3-FrontAnySFm2011CZ08rDXGF
RB-Appl-EffCW-med-ElecDHW-GasCDryer-Tier3-Front | DEER2016 | D16v1 | 2015-05-16 | Any | SFm | 2011 | CZ08 | rDXHP | Each | 1 | 1200 | None | 128 | 0.0189 | 12.4 | -0.281 | 0.000411 | 9.45 | 128 | 0.0189 | 12.4 | -0.281 | 0.000411 | 9.45 |  |  | 1 |  | RB-Appl-EffCW-med-ElecDHW-GasCDryer-Tier3-FrontAnySFm2011CZ08rDXHP
RB-Appl-EffCW-med-ElecDHW-GasCDryer-Tier3-Front | DEER2016 | D16v1 | 2015-05-16 | Any | SFm | 2011 | CZ08 | rNCEH | Each | 1 | 1200 | None | 116 | 0.0158 | 12.4 | -1.1 | -0.000269 | 9.45 | 116 | 0.0158 | 12.4 | -1.1 | -0.000269 | 9.45 |  |  | 1 |  | RB-Appl-EffCW-med-ElecDHW-GasCDryer-Tier3-FrontAnySFm2011CZ08rNCEH
RB-Appl-EffCW-med-ElecDHW-GasCDryer-Tier3-Front | DEER2016 | D16v1 | 2015-05-16 | Any | SFm | 2011 | CZ08 | rNCGF | Each | 1 | 1200 | None | 121 | 0.0158 | 11.8 | -0.511 | -0.000251 | 9.39 | 121 | 0.0158 | 11.8 | -0.511 | -0.000251 | 9.39 |  |  | 1 |  | RB-Appl-EffCW-med-ElecDHW-GasCDryer-Tier3-FrontAnySFm2011CZ08rNCGF
RB-Appl-EffCW-med-ElecDHW-GasCDryer-Tier3-Front | DEER2016 | D16v1 | 2015-05-16 | Any | SFm | 2011 | CZ09 | rDXGF | Each | 1 | 1210 | None | 129 | 0.0168 | 11.7 | -1.74 | -0.000499 | 9.37 | 129 | 0.0168 | 11.7 | -1.74 | -0.000499 | 9.37 |  |  | 1 |  | RB-Appl-EffCW-med-ElecDHW-GasCDryer-Tier3-FrontAnySFm2011CZ09rDXGF
RB-Appl-EffCW-med-ElecDHW-GasCDryer-Tier3-Front | DEER2016 | D16v1 | 2015-05-16 | Any | SFm | 2011 | CZ09 | rDXHP | Each | 1 | 1210 | None | 119 | 0.0187 | 12.4 | 1.34 | 2.65e-08 | 9.45 | 119 | 0.0187 | 12.4 | 1.34 | 2.65e-08 | 9.45 |  |  | 1 |  | RB-Appl-EffCW-med-ElecDHW-GasCDryer-Tier3-FrontAnySFm2011CZ09rDXHP
RB-Appl-EffCW-med-ElecDHW-GasCDryer-Tier3-Front | DEER2016 | D16v1 | 2015-05-16 | Any | SFm | 2011 | CZ09 | rNCEH | Each | 1 | 1210 | None | 115 | 0.0156 | 12.4 | -1.03 | -0.000247 | 9.45 | 115 | 0.0156 | 12.4 | -1.03 | -0.000247 | 9.45 |  |  | 1 |  | RB-Appl-EffCW-med-ElecDHW-GasCDryer-Tier3-FrontAnySFm2011CZ09rNCEH
RB-Appl-EffCW-med-ElecDHW-GasCDryer-Tier3-Front | DEER2016 | D16v1 | 2015-05-16 | Any | SFm | 2011 | CZ09 | rNCGF | Each | 1 | 1210 | None | 122 | 0.0157 | 11.7 | -0.275 | -0.000249 | 9.39 | 122 | 0.0157 | 11.7 | -0.275 | -0.000249 | 9.39 |  |  | 1 |  | RB-Appl-EffCW-med-ElecDHW-GasCDryer-Tier3-FrontAnySFm2011CZ09rNCGF
RB-Appl-EffCW-med-ElecDHW-GasCDryer-Tier3-Front | DEER2016 | D16v1 | 2015-05-16 | Any | SFm | 2011 | CZ10 | rDXGF | Each | 1 | 974 | None | 125 | 0.0162 | 11.9 | -0.335 | -0.000269 | 9.36 | 125 | 0.0162 | 11.9 | -0.335 | -0.000269 | 9.36 |  |  | 1 |  | RB-Appl-EffCW-med-ElecDHW-GasCDryer-Tier3-FrontAnySFm2011CZ10rDXGF
RB-Appl-EffCW-med-ElecDHW-GasCDryer-Tier3-Front | DEER2016 | D16v1 | 2015-05-16 | Any | SFm | 2011 | CZ10 | rDXHP | Each | 1 | 974 | None | 122 | 0.0158 | 12.4 | -0.317 | -0.000358 | 9.45 | 122 | 0.0158 | 12.4 | -0.317 | -0.000358 | 9.45 |  |  | 1 |  | RB-Appl-EffCW-med-ElecDHW-GasCDryer-Tier3-FrontAnySFm2011CZ10rDXHP
RB-Appl-EffCW-med-ElecDHW-GasCDryer-Tier3-Front | DEER2016 | D16v1 | 2015-05-16 | Any | SFm | 2011 | CZ10 | rNCEH | Each | 1 | 974 | None | 115 | 0.0153 | 12.4 | -1.46 | -0.000343 | 9.45 | 115 | 0.0153 | 12.4 | -1.46 | -0.000343 | 9.45 |  |  | 1 |  | RB-Appl-EffCW-med-ElecDHW-GasCDryer-Tier3-FrontAnySFm2011CZ10rNCEH
RB-Appl-EffCW-med-ElecDHW-GasCDryer-Tier3-Front | DEER2016 | D16v1 | 2015-05-16 | Any | SFm | 2011 | CZ10 | rNCGF | Each | 1 | 974 | None | 121 | 0.0152 | 11.9 | -0.489 | -0.000349 | 9.4 | 121 | 0.0152 | 11.9 | -0.489 | -0.000349 | 9.4 |  |  | 1 |  | RB-Appl-EffCW-med-ElecDHW-GasCDryer-Tier3-FrontAnySFm2011CZ10rNCGF
RB-Appl-EffCW-med-ElecDHW-GasCDryer-Tier3-Front | DEER2016 | D16v1 | 2015-05-16 | Any | SFm | 2011 | CZ11 | rDXGF | Each | 1 | 974 | None | 124 | 0.0174 | 11.8 | -1.8 | 0.000477 | 9.38 | 124 | 0.0174 | 11.8 | -1.8 | 0.000477 | 9.38 |  |  | 1 |  | RB-Appl-EffCW-med-ElecDHW-GasCDryer-Tier3-FrontAnySFm2011CZ11rDXGF
RB-Appl-EffCW-med-ElecDHW-GasCDryer-Tier3-Front | DEER2016 | D16v1 | 2015-05-16 | Any | SFm | 2011 | CZ11 | rDXHP | Each | 1 | 974 | None | 122 | 0.0164 | 12.4 | -0.384 | -0.000211 | 9.45 | 122 | 0.0164 | 12.4 | -0.384 | -0.000211 | 9.45 |  |  | 1 |  | RB-Appl-EffCW-med-ElecDHW-GasCDryer-Tier3-FrontAnySFm2011CZ11rDXHP
RB-Appl-EffCW-med-ElecDHW-GasCDryer-Tier3-Front | DEER2016 | D16v1 | 2015-05-16 | Any | SFm | 2011 | CZ11 | rNCEH | Each | 1 | 974 | None | 116 | 0.0152 | 12.4 | -1.15 | -0.000354 | 9.45 | 116 | 0.0152 | 12.4 | -1.15 | -0.000354 | 9.45 |  |  | 1 |  | RB-Appl-EffCW-med-ElecDHW-GasCDryer-Tier3-FrontAnySFm2011CZ11rNCEH
RB-Appl-EffCW-med-ElecDHW-GasCDryer-Tier3-Front | DEER2016 | D16v1 | 2015-05-16 | Any | SFm | 2011 | CZ11 | rNCGF | Each | 1 | 974 | None | 122 | 0.0152 | 11.8 | -0.19 | -0.000355 | 9.38 | 122 | 0.0152 | 11.8 | -0.19 | -0.000355 | 9.38 |  |  | 1 |  | RB-Appl-EffCW-med-ElecDHW-GasCDryer-Tier3-FrontAnySFm2011CZ11rNCGF
RB-Appl-EffCW-med-ElecDHW-GasCDryer-Tier3-Front | DEER2016 | D16v1 | 2015-05-16 | Any | SFm | 2011 | CZ12 | rDXGF | Each | 1 | 974 | None | 129 | 0.017 | 11.9 | 0.371 | -0.000401 | 9.39 | 129 | 0.017 | 11.9 | 0.371 | -0.000401 | 9.39 |  |  | 1 |  | RB-Appl-EffCW-med-ElecDHW-GasCDryer-Tier3-FrontAnySFm2011CZ12rDXGF
RB-Appl-EffCW-med-ElecDHW-GasCDryer-Tier3-Front | DEER2016 | D16v1 | 2015-05-16 | Any | SFm | 2011 | CZ12 | rDXHP | Each | 1 | 974 | None | 125 | 0.018 | 12.4 | 0.139 | 2.44e-05 | 9.45 | 125 | 0.018 | 12.4 | 0.139 | 2.44e-05 | 9.45 |  |  | 1 |  | RB-Appl-EffCW-med-ElecDHW-GasCDryer-Tier3-FrontAnySFm2011CZ12rDXHP
RB-Appl-EffCW-med-ElecDHW-GasCDryer-Tier3-Front | DEER2016 | D16v1 | 2015-05-16 | Any | SFm | 2011 | CZ12 | rNCEH | Each | 1 | 974 | None | 120 | 0.0162 | 12.4 | -0.453 | -0.000156 | 9.45 | 120 | 0.0162 | 12.4 | -0.453 | -0.000156 | 9.45 |  |  | 1 |  | RB-Appl-EffCW-med-ElecDHW-GasCDryer-Tier3-FrontAnySFm2011CZ12rNCEH
RB-Appl-EffCW-med-ElecDHW-GasCDryer-Tier3-Front | DEER2016 | D16v1 | 2015-05-16 | Any | SFm | 2011 | CZ12 | rNCGF | Each | 1 | 974 | None | 126 | 0.0162 | 11.8 | 0.564 | -0.000159 | 9.39 | 126 | 0.0162 | 11.8 | 0.564 | -0.000159 | 9.39 |  |  | 1 |  | RB-Appl-EffCW-med-ElecDHW-GasCDryer-Tier3-FrontAnySFm2011CZ12rNCGF
RB-Appl-EffCW-med-ElecDHW-GasCDryer-Tier3-Front | DEER2016 | D16v1 | 2015-05-16 | Any | SFm | 2011 | CZ13 | rDXGF | Each | 1 | 974 | None | 124 | 0.0168 | 11.8 | -0.144 | -5e-05 | 9.38 | 124 | 0.0168 | 11.8 | -0.144 | -5e-05 | 9.38 |  |  | 1 |  | RB-Appl-EffCW-med-ElecDHW-GasCDryer-Tier3-FrontAnySFm2011CZ13rDXGF
RB-Appl-EffCW-med-ElecDHW-GasCDryer-Tier3-Front | DEER2016 | D16v1 | 2015-05-16 | Any | SFm | 2011 | CZ13 | rDXHP | Each | 1 | 974 | None | 121 | 0.0169 | 12.4 | -0.541 | -0.000207 | 9.45 | 121 | 0.0169 | 12.4 | -0.541 | -0.000207 | 9.45 |  |  | 1 |  | RB-Appl-EffCW-med-ElecDHW-GasCDryer-Tier3-FrontAnySFm2011CZ13rDXHP
RB-Appl-EffCW-med-ElecDHW-GasCDryer-Tier3-Front | DEER2016 | D16v1 | 2015-05-16 | Any | SFm | 2011 | CZ13 | rNCEH | Each | 1 | 974 | None | 114 | 0.015 | 12.4 | -1.54 | -0.000382 | 9.45 | 114 | 0.015 | 12.4 | -1.54 | -0.000382 | 9.45 |  |  | 1 |  | RB-Appl-EffCW-med-ElecDHW-GasCDryer-Tier3-FrontAnySFm2011CZ13rNCEH
RB-Appl-EffCW-med-ElecDHW-GasCDryer-Tier3-Front | DEER2016 | D16v1 | 2015-05-16 | Any | SFm | 2011 | CZ13 | rNCGF | Each | 1 | 974 | None | 121 | 0.015 | 11.8 | -0.477 | -0.000383 | 9.38 | 121 | 0.015 | 11.8 | -0.477 | -0.000383 | 9.38 |  |  | 1 |  | RB-Appl-EffCW-med-ElecDHW-GasCDryer-Tier3-FrontAnySFm2011CZ13rNCGF
RB-Appl-EffCW-med-ElecDHW-GasCDryer-Tier3-Front | DEER2016 | D16v1 | 2015-05-16 | Any | SFm | 2011 | CZ14 | rDXGF | Each | 1 | 1080 | None | 126 | 0.0173 | 12 | -4.45 | 0.000499 | 10.1 | 126 | 0.0173 | 12 | -4.45 | 0.000499 | 10.1 |  |  | 1 |  | RB-Appl-EffCW-med-ElecDHW-GasCDryer-Tier3-FrontAnySFm2011CZ14rDXGF
RB-Appl-EffCW-med-ElecDHW-GasCDryer-Tier3-Front | DEER2016 | D16v1 | 2015-05-16 | Any | SFm | 2011 | CZ14 | rDXHP | Each | 1 | 1080 | None | 124 | 0.0167 | 12.4 | -0.453 | -0.00121 | 9.45 | 124 | 0.0167 | 12.4 | -0.453 | -0.00121 | 9.45 |  |  | 1 |  | RB-Appl-EffCW-med-ElecDHW-GasCDryer-Tier3-FrontAnySFm2011CZ14rDXHP
RB-Appl-EffCW-med-ElecDHW-GasCDryer-Tier3-Front | DEER2016 | D16v1 | 2015-05-16 | Any | SFm | 2011 | CZ14 | rNCEH | Each | 1 | 1080 | None | 119 | 0.0146 | 12.4 | 5.69 | -0.000492 | 9.45 | 119 | 0.0146 | 12.4 | 5.69 | -0.000492 | 9.45 |  |  | 1 |  | RB-Appl-EffCW-med-ElecDHW-GasCDryer-Tier3-FrontAnySFm2011CZ14rNCEH
RB-Appl-EffCW-med-ElecDHW-GasCDryer-Tier3-Front | DEER2016 | D16v1 | 2015-05-16 | Any | SFm | 2011 | CZ14 | rNCGF | Each | 1 | 1080 | None | 123 | 0.0146 | 12 | 0.231 | -0.00047 | 10.1 | 123 | 0.0146 | 12 | 0.231 | -0.00047 | 10.1 |  |  | 1 |  | RB-Appl-EffCW-med-ElecDHW-GasCDryer-Tier3-FrontAnySFm2011CZ14rNCGF
RB-Appl-EffCW-med-ElecDHW-GasCDryer-Tier3-Front | DEER2016 | D16v1 | 2015-05-16 | Any | SFm | 2011 | CZ15 | rDXGF | Each | 1 | 1080 | None | 107 | 0.0129 | 12.2 | -7.83 | -0.0027 | 9.76 | 107 | 0.0129 | 12.2 | -7.83 | -0.0027 | 9.76 |  |  | 1 |  | RB-Appl-EffCW-med-ElecDHW-GasCDryer-Tier3-FrontAnySFm2011CZ15rDXGF
RB-Appl-EffCW-med-ElecDHW-GasCDryer-Tier3-Front | DEER2016 | D16v1 | 2015-05-16 | Any | SFm | 2011 | CZ15 | rDXHP | Each | 1 | 1080 | None | 104 | 0.0127 | 12.4 | -6.72 | -0.00222 | 9.45 | 104 | 0.0127 | 12.4 | -6.72 | -0.00222 | 9.45 |  |  | 1 |  | RB-Appl-EffCW-med-ElecDHW-GasCDryer-Tier3-FrontAnySFm2011CZ15rDXHP
RB-Appl-EffCW-med-ElecDHW-GasCDryer-Tier3-Front | DEER2016 | D16v1 | 2015-05-16 | Any | SFm | 2011 | CZ15 | rNCEH | Each | 1 | 1080 | None | 99.9 | 0.0117 | 12.4 | -1.42 | -0.00104 | 9.45 | 99.9 | 0.0117 | 12.4 | -1.42 | -0.00104 | 9.45 |  |  | 1 |  | RB-Appl-EffCW-med-ElecDHW-GasCDryer-Tier3-FrontAnySFm2011CZ15rNCEH
RB-Appl-EffCW-med-ElecDHW-GasCDryer-Tier3-Front | DEER2016 | D16v1 | 2015-05-16 | Any | SFm | 2011 | CZ15 | rNCGF | Each | 1 | 1080 | None | 102 | 0.0117 | 12.2 | -4.1 | -0.00105 | 9.75 | 102 | 0.0117 | 12.2 | -4.1 | -0.00105 | 9.75 |  |  | 1 |  | RB-Appl-EffCW-med-ElecDHW-GasCDryer-Tier3-FrontAnySFm2011CZ15rNCGF
RB-Appl-EffCW-med-ElecDHW-GasCDryer-Tier3-Front | DEER2016 | D16v1 | 2015-05-16 | Any | SFm | 2011 | CZ16 | rDXGF | Each | 1 | 1150 | None | 144 | 0.0207 | 11.8 | 3.7 | 0.00071 | 9.41 | 144 | 0.0207 | 11.8 | 3.7 | 0.00071 | 9.41 |  |  | 1 |  | RB-Appl-EffCW-med-ElecDHW-GasCDryer-Tier3-FrontAnySFm2011CZ16rDXGF
RB-Appl-EffCW-med-ElecDHW-GasCDryer-Tier3-Front | DEER2016 | D16v1 | 2015-05-16 | Any | SFm | 2011 | CZ16 | rDXHP | Each | 1 | 1150 | None | 133 | -0.000513 | 12.4 | 2.24 | 0.00057 | 9.45 | 133 | -0.000513 | 12.4 | 2.24 | 0.00057 | 9.45 |  |  | 1 |  | RB-Appl-EffCW-med-ElecDHW-GasCDryer-Tier3-FrontAnySFm2011CZ16rDXHP
RB-Appl-EffCW-med-ElecDHW-GasCDryer-Tier3-Front | DEER2016 | D16v1 | 2015-05-16 | Any | SFm | 2011 | CZ16 | rNCEH | Each | 1 | 1150 | None | 136 | 0.0182 | 12.4 | 2.87 | 0.000236 | 9.45 | 136 | 0.0182 | 12.4 | 2.87 | 0.000236 | 9.45 |  |  | 1 |  | RB-Appl-EffCW-med-ElecDHW-GasCDryer-Tier3-FrontAnySFm2011CZ16rNCEH
RB-Appl-EffCW-med-ElecDHW-GasCDryer-Tier3-Front | DEER2016 | D16v1 | 2015-05-16 | Any | SFm | 2011 | CZ16 | rNCGF | Each | 1 | 1150 | None | 142 | 0.0181 | 11.8 | 3.74 | 0.000229 | 9.41 | 142 | 0.0181 | 11.8 | 3.74 | 0.000229 | 9.41 |  |  | 1 |  | RB-Appl-EffCW-med-ElecDHW-GasCDryer-Tier3-FrontAnySFm2011CZ16rNCGF
RB-Appl-EffCW-med-ElecDHW-GasCDryer-Tier3-Front | DEER2016 | D16v1 | 2015-05-16 | Any | SFm | 2014 | CZ01 | rDXGF | Each | 1 | 1150 | None | 142 | 0.0159 | 11.6 | 3.59 | -0.0053 | 9.37 | 142 | 0.0159 | 11.6 | 3.59 | -0.0053 | 9.37 |  |  | 1 |  | RB-Appl-EffCW-med-ElecDHW-GasCDryer-Tier3-FrontAnySFm2014CZ01rDXGF
RB-Appl-EffCW-med-ElecDHW-GasCDryer-Tier3-Front | DEER2016 | D16v1 | 2015-05-16 | Any | SFm | 2014 | CZ01 | rDXHP | Each | 1 | 1150 | None | 139 | 0.021 | 12.4 | 3.19 | 0.000552 | 9.45 | 139 | 0.021 | 12.4 | 3.19 | 0.000552 | 9.45 |  |  | 1 |  | RB-Appl-EffCW-med-ElecDHW-GasCDryer-Tier3-FrontAnySFm2014CZ01rDXHP
RB-Appl-EffCW-med-ElecDHW-GasCDryer-Tier3-Front | DEER2016 | D16v1 | 2015-05-16 | Any | SFm | 2014 | CZ01 | rNCEH | Each | 1 | 1150 | None | 136 | 0.0191 | 12.4 | 2.82 | 0.000414 | 9.45 | 136 | 0.0191 | 12.4 | 2.82 | 0.000414 | 9.45 |  |  | 1 |  | RB-Appl-EffCW-med-ElecDHW-GasCDryer-Tier3-FrontAnySFm2014CZ01rNCEH
RB-Appl-EffCW-med-ElecDHW-GasCDryer-Tier3-Front | DEER2016 | D16v1 | 2015-05-16 | Any | SFm | 2014 | CZ01 | rNCGF | Each | 1 | 1150 | None | 143 | 0.0191 | 11.6 | 3.83 | 0.000424 | 9.35 | 143 | 0.0191 | 11.6 | 3.83 | 0.000424 | 9.35 |  |  | 1 |  | RB-Appl-EffCW-med-ElecDHW-GasCDryer-Tier3-FrontAnySFm2014CZ01rNCGF
RB-Appl-EffCW-med-ElecDHW-GasCDryer-Tier3-Front | DEER2016 | D16v1 | 2015-05-16 | Any | SFm | 2014 | CZ02 | rDXGF | Each | 1 | 974 | None | 134 | 0.0186 | 11.6 | 1.39 | -0.00145 | 9.35 | 134 | 0.0186 | 11.6 | 1.39 | -0.00145 | 9.35 |  |  | 1 |  | RB-Appl-EffCW-med-ElecDHW-GasCDryer-Tier3-FrontAnySFm2014CZ02rDXGF
RB-Appl-EffCW-med-ElecDHW-GasCDryer-Tier3-Front | DEER2016 | D16v1 | 2015-05-16 | Any | SFm | 2014 | CZ02 | rDXHP | Each | 1 | 974 | None | 127 | 0.0178 | 12.4 | 1.09 | 0.000487 | 9.45 | 127 | 0.0178 | 12.4 | 1.09 | 0.000487 | 9.45 |  |  | 1 |  | RB-Appl-EffCW-med-ElecDHW-GasCDryer-Tier3-FrontAnySFm2014CZ02rDXHP
RB-Appl-EffCW-med-ElecDHW-GasCDryer-Tier3-Front | DEER2016 | D16v1 | 2015-05-16 | Any | SFm | 2014 | CZ02 | rNCEH | Each | 1 | 974 | None | 124 | 0.0175 | 12.4 | 0.356 | 8.56e-05 | 9.45 | 124 | 0.0175 | 12.4 | 0.356 | 8.56e-05 | 9.45 |  |  | 1 |  | RB-Appl-EffCW-med-ElecDHW-GasCDryer-Tier3-FrontAnySFm2014CZ02rNCEH
RB-Appl-EffCW-med-ElecDHW-GasCDryer-Tier3-Front | DEER2016 | D16v1 | 2015-05-16 | Any | SFm | 2014 | CZ02 | rNCGF | Each | 1 | 974 | None | 132 | 0.0174 | 11.6 | 1.72 | 6.78e-05 | 9.34 | 132 | 0.0174 | 11.6 | 1.72 | 6.78e-05 | 9.34 |  |  | 1 |  | RB-Appl-EffCW-med-ElecDHW-GasCDryer-Tier3-FrontAnySFm2014CZ02rNCGF
RB-Appl-EffCW-med-ElecDHW-GasCDryer-Tier3-Front | DEER2016 | D16v1 | 2015-05-16 | Any | SFm | 2014 | CZ03 | rDXGF | Each | 1 | 1150 | None | 132 | 0.0216 | 11.6 | -0.0339 | 0.00861 | 9.32 | 132 | 0.0216 | 11.6 | -0.0339 | 0.00861 | 9.32 |  |  | 1 |  | RB-Appl-EffCW-med-ElecDHW-GasCDryer-Tier3-FrontAnySFm2014CZ03rDXGF
RB-Appl-EffCW-med-ElecDHW-GasCDryer-Tier3-Front | DEER2016 | D16v1 | 2015-05-16 | Any | SFm | 2014 | CZ03 | rDXHP | Each | 1 | 1150 | None | 130 | 0.0203 | 12.4 | 1.6 | 0.000869 | 9.45 | 130 | 0.0203 | 12.4 | 1.6 | 0.000869 | 9.45 |  |  | 1 |  | RB-Appl-EffCW-med-ElecDHW-GasCDryer-Tier3-FrontAnySFm2014CZ03rDXHP
RB-Appl-EffCW-med-ElecDHW-GasCDryer-Tier3-Front | DEER2016 | D16v1 | 2015-05-16 | Any | SFm | 2014 | CZ03 | rNCEH | Each | 1 | 1150 | None | 126 | 0.0178 | 12.4 | 1.12 | 0.000169 | 9.45 | 126 | 0.0178 | 12.4 | 1.12 | 0.000169 | 9.45 |  |  | 1 |  | RB-Appl-EffCW-med-ElecDHW-GasCDryer-Tier3-FrontAnySFm2014CZ03rNCEH
RB-Appl-EffCW-med-ElecDHW-GasCDryer-Tier3-Front | DEER2016 | D16v1 | 2015-05-16 | Any | SFm | 2014 | CZ03 | rNCGF | Each | 1 | 1150 | None | 133 | 0.0179 | 11.6 | 1.96 | 0.000144 | 9.35 | 133 | 0.0179 | 11.6 | 1.96 | 0.000144 | 9.35 |  |  | 1 |  | RB-Appl-EffCW-med-ElecDHW-GasCDryer-Tier3-FrontAnySFm2014CZ03rNCGF
RB-Appl-EffCW-med-ElecDHW-GasCDryer-Tier3-Front | DEER2016 | D16v1 | 2015-05-16 | Any | SFm | 2014 | CZ04 | rDXGF | Each | 1 | 1150 | None | 132 | 0.0188 | 11.6 | 2.08 | -0.000479 | 9.36 | 132 | 0.0188 | 11.6 | 2.08 | -0.000479 | 9.36 |  |  | 1 |  | RB-Appl-EffCW-med-ElecDHW-GasCDryer-Tier3-FrontAnySFm2014CZ04rDXGF
RB-Appl-EffCW-med-ElecDHW-GasCDryer-Tier3-Front | DEER2016 | D16v1 | 2015-05-16 | Any | SFm | 2014 | CZ04 | rDXHP | Each | 1 | 1150 | None | 126 | 0.0221 | 12.4 | 1.12 | -0.000906 | 9.45 | 126 | 0.0221 | 12.4 | 1.12 | -0.000906 | 9.45 |  |  | 1 |  | RB-Appl-EffCW-med-ElecDHW-GasCDryer-Tier3-FrontAnySFm2014CZ04rDXHP
RB-Appl-EffCW-med-ElecDHW-GasCDryer-Tier3-Front | DEER2016 | D16v1 | 2015-05-16 | Any | SFm | 2014 | CZ04 | rNCEH | Each | 1 | 1150 | None | 121 | 0.0165 | 12.4 | 0.181 | -7.56e-05 | 9.45 | 121 | 0.0165 | 12.4 | 0.181 | -7.56e-05 | 9.45 |  |  | 1 |  | RB-Appl-EffCW-med-ElecDHW-GasCDryer-Tier3-FrontAnySFm2014CZ04rNCEH
RB-Appl-EffCW-med-ElecDHW-GasCDryer-Tier3-Front | DEER2016 | D16v1 | 2015-05-16 | Any | SFm | 2014 | CZ04 | rNCGF | Each | 1 | 1150 | None | 129 | 0.0165 | 11.6 | 1.17 | -8.92e-05 | 9.36 | 129 | 0.0165 | 11.6 | 1.17 | -8.92e-05 | 9.36 |  |  | 1 |  | RB-Appl-EffCW-med-ElecDHW-GasCDryer-Tier3-FrontAnySFm2014CZ04rNCGF
RB-Appl-EffCW-med-ElecDHW-GasCDryer-Tier3-Front | DEER2016 | D16v1 | 2015-05-16 | Any | SFm | 2014 | CZ05 | rDXGF | Each | 1 | 1150 | None | 138 | 0.0167 | 11.6 | 3.54 | 0.00943 | 9.33 | 138 | 0.0167 | 11.6 | 3.54 | 0.00943 | 9.33 |  |  | 1 |  | RB-Appl-EffCW-med-ElecDHW-GasCDryer-Tier3-FrontAnySFm2014CZ05rDXGF
RB-Appl-EffCW-med-ElecDHW-GasCDryer-Tier3-Front | DEER2016 | D16v1 | 2015-05-16 | Any | SFm | 2014 | CZ05 | rDXHP | Each | 1 | 1150 | None | 131 | 0.0199 | 12.4 | 1.9 | 0.000197 | 9.45 | 131 | 0.0199 | 12.4 | 1.9 | 0.000197 | 9.45 |  |  | 1 |  | RB-Appl-EffCW-med-ElecDHW-GasCDryer-Tier3-FrontAnySFm2014CZ05rDXHP
RB-Appl-EffCW-med-ElecDHW-GasCDryer-Tier3-Front | DEER2016 | D16v1 | 2015-05-16 | Any | SFm | 2014 | CZ05 | rNCEH | Each | 1 | 1150 | None | 129 | 0.018 | 12.4 | 1.42 | 0.000198 | 9.45 | 129 | 0.018 | 12.4 | 1.42 | 0.000198 | 9.45 |  |  | 1 |  | RB-Appl-EffCW-med-ElecDHW-GasCDryer-Tier3-FrontAnySFm2014CZ05rNCEH
RB-Appl-EffCW-med-ElecDHW-GasCDryer-Tier3-Front | DEER2016 | D16v1 | 2015-05-16 | Any | SFm | 2014 | CZ05 | rNCGF | Each | 1 | 1150 | None | 135 | 0.018 | 11.5 | 2.34 | 0.00021 | 9.3 | 135 | 0.018 | 11.5 | 2.34 | 0.00021 | 9.3 |  |  | 1 |  | RB-Appl-EffCW-med-ElecDHW-GasCDryer-Tier3-FrontAnySFm2014CZ05rNCGF
RB-Appl-EffCW-med-ElecDHW-GasCDryer-Tier3-Front | DEER2016 | D16v1 | 2015-05-16 | Any | SFm | 2014 | CZ06 | rDXGF | Each | 1 | 1200 | None | 124 | 0.0378 | 11.8 | -2.74 | -0.0034 | 9.37 | 124 | 0.0378 | 11.8 | -2.74 | -0.0034 | 9.37 |  |  | 1 |  | RB-Appl-EffCW-med-ElecDHW-GasCDryer-Tier3-FrontAnySFm2014CZ06rDXGF
RB-Appl-EffCW-med-ElecDHW-GasCDryer-Tier3-Front | DEER2016 | D16v1 | 2015-05-16 | Any | SFm | 2014 | CZ06 | rDXHP | Each | 1 | 1200 | None | 121 | 0.0101 | 12.4 | -0.427 | 0.000384 | 9.45 | 121 | 0.0101 | 12.4 | -0.427 | 0.000384 | 9.45 |  |  | 1 |  | RB-Appl-EffCW-med-ElecDHW-GasCDryer-Tier3-FrontAnySFm2014CZ06rDXHP
RB-Appl-EffCW-med-ElecDHW-GasCDryer-Tier3-Front | DEER2016 | D16v1 | 2015-05-16 | Any | SFm | 2014 | CZ06 | rNCEH | Each | 1 | 1200 | None | 118 | 0.0163 | 12.4 | -0.612 | -0.000167 | 9.45 | 118 | 0.0163 | 12.4 | -0.612 | -0.000167 | 9.45 |  |  | 1 |  | RB-Appl-EffCW-med-ElecDHW-GasCDryer-Tier3-FrontAnySFm2014CZ06rNCEH
RB-Appl-EffCW-med-ElecDHW-GasCDryer-Tier3-Front | DEER2016 | D16v1 | 2015-05-16 | Any | SFm | 2014 | CZ06 | rNCGF | Each | 1 | 1200 | None | 125 | 0.0163 | 11.8 | 0.127 | -0.000153 | 9.4 | 125 | 0.0163 | 11.8 | 0.127 | -0.000153 | 9.4 |  |  | 1 |  | RB-Appl-EffCW-med-ElecDHW-GasCDryer-Tier3-FrontAnySFm2014CZ06rNCGF
RB-Appl-EffCW-med-ElecDHW-GasCDryer-Tier3-Front | DEER2016 | D16v1 | 2015-05-16 | Any | SFm | 2014 | CZ07 | rDXGF | Each | 1 | 1200 | None | 128 | 0.0177 | 11.8 | 1.7 | -0.00153 | 9.36 | 128 | 0.0177 | 11.8 | 1.7 | -0.00153 | 9.36 |  |  | 1 |  | RB-Appl-EffCW-med-ElecDHW-GasCDryer-Tier3-FrontAnySFm2014CZ07rDXGF
RB-Appl-EffCW-med-ElecDHW-GasCDryer-Tier3-Front | DEER2016 | D16v1 | 2015-05-16 | Any | SFm | 2014 | CZ07 | rDXHP | Each | 1 | 1200 | None | 127 | 0.0643 | 12.4 | -1.87 | 0.000303 | 9.45 | 127 | 0.0643 | 12.4 | -1.87 | 0.000303 | 9.45 |  |  | 1 |  | RB-Appl-EffCW-med-ElecDHW-GasCDryer-Tier3-FrontAnySFm2014CZ07rDXHP
RB-Appl-EffCW-med-ElecDHW-GasCDryer-Tier3-Front | DEER2016 | D16v1 | 2015-05-16 | Any | SFm | 2014 | CZ07 | rNCEH | Each | 1 | 1200 | None | 118 | 0.0163 | 12.4 | -0.702 | -0.000167 | 9.45 | 118 | 0.0163 | 12.4 | -0.702 | -0.000167 | 9.45 |  |  | 1 |  | RB-Appl-EffCW-med-ElecDHW-GasCDryer-Tier3-FrontAnySFm2014CZ07rNCEH
RB-Appl-EffCW-med-ElecDHW-GasCDryer-Tier3-Front | DEER2016 | D16v1 | 2015-05-16 | Any | SFm | 2014 | CZ07 | rNCGF | Each | 1 | 1200 | None | 123 | 0.0162 | 11.7 | -0.115 | -0.000229 | 9.38 | 123 | 0.0162 | 11.7 | -0.115 | -0.000229 | 9.38 |  |  | 1 |  | RB-Appl-EffCW-med-ElecDHW-GasCDryer-Tier3-FrontAnySFm2014CZ07rNCGF
RB-Appl-EffCW-med-ElecDHW-GasCDryer-Tier3-Front | DEER2016 | D16v1 | 2015-05-16 | Any | SFm | 2014 | CZ08 | rDXGF | Each | 1 | 1200 | None | 124 | 0.0168 | 11.8 | -0.478 | -0.000662 | 9.33 | 124 | 0.0168 | 11.8 | -0.478 | -0.000662 | 9.33 |  |  | 1 |  | RB-Appl-EffCW-med-ElecDHW-GasCDryer-Tier3-FrontAnySFm2014CZ08rDXGF
RB-Appl-EffCW-med-ElecDHW-GasCDryer-Tier3-Front | DEER2016 | D16v1 | 2015-05-16 | Any | SFm | 2014 | CZ08 | rDXHP | Each | 1 | 1200 | None | 129 | 0.0175 | 12.4 | -0.273 | 0.000101 | 9.45 | 129 | 0.0175 | 12.4 | -0.273 | 0.000101 | 9.45 |  |  | 1 |  | RB-Appl-EffCW-med-ElecDHW-GasCDryer-Tier3-FrontAnySFm2014CZ08rDXHP
RB-Appl-EffCW-med-ElecDHW-GasCDryer-Tier3-Front | DEER2016 | D16v1 | 2015-05-16 | Any | SFm | 2014 | CZ08 | rNCEH | Each | 1 | 1200 | None | 116 | 0.0158 | 12.4 | -1.12 | -0.000268 | 9.45 | 116 | 0.0158 | 12.4 | -1.12 | -0.000268 | 9.45 |  |  | 1 |  | RB-Appl-EffCW-med-ElecDHW-GasCDryer-Tier3-FrontAnySFm2014CZ08rNCEH
RB-Appl-EffCW-med-ElecDHW-GasCDryer-Tier3-Front | DEER2016 | D16v1 | 2015-05-16 | Any | SFm | 2014 | CZ08 | rNCGF | Each | 1 | 1200 | None | 121 | 0.0159 | 11.8 | -0.497 | -0.00025 | 9.37 | 121 | 0.0159 | 11.8 | -0.497 | -0.00025 | 9.37 |  |  | 1 |  | RB-Appl-EffCW-med-ElecDHW-GasCDryer-Tier3-FrontAnySFm2014CZ08rNCGF
RB-Appl-EffCW-med-ElecDHW-GasCDryer-Tier3-Front | DEER2016 | D16v1 | 2015-05-16 | Any | SFm | 2014 | CZ09 | rDXGF | Each | 1 | 1210 | None | 123 | 0.017 | 11.7 | -4.52 | 1.77e-05 | 9.35 | 123 | 0.017 | 11.7 | -4.52 | 1.77e-05 | 9.35 |  |  | 1 |  | RB-Appl-EffCW-med-ElecDHW-GasCDryer-Tier3-FrontAnySFm2014CZ09rDXGF
RB-Appl-EffCW-med-ElecDHW-GasCDryer-Tier3-Front | DEER2016 | D16v1 | 2015-05-16 | Any | SFm | 2014 | CZ09 | rDXHP | Each | 1 | 1210 | None | 125 | 0.0181 | 12.4 | 0.0571 | 0.000182 | 9.45 | 125 | 0.0181 | 12.4 | 0.0571 | 0.000182 | 9.45 |  |  | 1 |  | RB-Appl-EffCW-med-ElecDHW-GasCDryer-Tier3-FrontAnySFm2014CZ09rDXHP
RB-Appl-EffCW-med-ElecDHW-GasCDryer-Tier3-Front | DEER2016 | D16v1 | 2015-05-16 | Any | SFm | 2014 | CZ09 | rNCEH | Each | 1 | 1210 | None | 115 | 0.0156 | 12.4 | -1.06 | -0.000243 | 9.45 | 115 | 0.0156 | 12.4 | -1.06 | -0.000243 | 9.45 |  |  | 1 |  | RB-Appl-EffCW-med-ElecDHW-GasCDryer-Tier3-FrontAnySFm2014CZ09rNCEH
RB-Appl-EffCW-med-ElecDHW-GasCDryer-Tier3-Front | DEER2016 | D16v1 | 2015-05-16 | Any | SFm | 2014 | CZ09 | rNCGF | Each | 1 | 1210 | None | 122 | 0.0157 | 11.7 | -0.28 | -0.000273 | 9.35 | 122 | 0.0157 | 11.7 | -0.28 | -0.000273 | 9.35 |  |  | 1 |  | RB-Appl-EffCW-med-ElecDHW-GasCDryer-Tier3-FrontAnySFm2014CZ09rNCGF
RB-Appl-EffCW-med-ElecDHW-GasCDryer-Tier3-Front | DEER2016 | D16v1 | 2015-05-16 | Any | SFm | 2014 | CZ10 | rDXGF | Each | 1 | 974 | None | 125 | 0.0171 | 11.9 | 0.484 | 1.11e-05 | 9.36 | 125 | 0.0171 | 11.9 | 0.484 | 1.11e-05 | 9.36 |  |  | 1 |  | RB-Appl-EffCW-med-ElecDHW-GasCDryer-Tier3-FrontAnySFm2014CZ10rDXGF
RB-Appl-EffCW-med-ElecDHW-GasCDryer-Tier3-Front | DEER2016 | D16v1 | 2015-05-16 | Any | SFm | 2014 | CZ10 | rDXHP | Each | 1 | 974 | None | 122 | 0.0166 | 12.4 | -0.306 | -0.00025 | 9.45 | 122 | 0.0166 | 12.4 | -0.306 | -0.00025 | 9.45 |  |  | 1 |  | RB-Appl-EffCW-med-ElecDHW-GasCDryer-Tier3-FrontAnySFm2014CZ10rDXHP
RB-Appl-EffCW-med-ElecDHW-GasCDryer-Tier3-Front | DEER2016 | D16v1 | 2015-05-16 | Any | SFm | 2014 | CZ10 | rNCEH | Each | 1 | 974 | None | 115 | 0.0153 | 12.4 | -1.49 | -0.000342 | 9.45 | 115 | 0.0153 | 12.4 | -1.49 | -0.000342 | 9.45 |  |  | 1 |  | RB-Appl-EffCW-med-ElecDHW-GasCDryer-Tier3-FrontAnySFm2014CZ10rNCEH
RB-Appl-EffCW-med-ElecDHW-GasCDryer-Tier3-Front | DEER2016 | D16v1 | 2015-05-16 | Any | SFm | 2014 | CZ10 | rNCGF | Each | 1 | 974 | None | 121 | 0.0153 | 11.9 | -0.485 | -0.000346 | 9.38 | 121 | 0.0153 | 11.9 | -0.485 | -0.000346 | 9.38 |  |  | 1 |  | RB-Appl-EffCW-med-ElecDHW-GasCDryer-Tier3-FrontAnySFm2014CZ10rNCGF
RB-Appl-EffCW-med-ElecDHW-GasCDryer-Tier3-Front | DEER2016 | D16v1 | 2015-05-16 | Any | SFm | 2014 | CZ11 | rDXGF | Each | 1 | 974 | None | 126 | 0.0169 | 11.8 | 1.5 | -0.000174 | 9.36 | 126 | 0.0169 | 11.8 | 1.5 | -0.000174 | 9.36 |  |  | 1 |  | RB-Appl-EffCW-med-ElecDHW-GasCDryer-Tier3-FrontAnySFm2014CZ11rDXGF
RB-Appl-EffCW-med-ElecDHW-GasCDryer-Tier3-Front | DEER2016 | D16v1 | 2015-05-16 | Any | SFm | 2014 | CZ11 | rDXHP | Each | 1 | 974 | None | 122 | 0.0175 | 12.4 | -0.445 | 0.000791 | 9.45 | 122 | 0.0175 | 12.4 | -0.445 | 0.000791 | 9.45 |  |  | 1 |  | RB-Appl-EffCW-med-ElecDHW-GasCDryer-Tier3-FrontAnySFm2014CZ11rDXHP
RB-Appl-EffCW-med-ElecDHW-GasCDryer-Tier3-Front | DEER2016 | D16v1 | 2015-05-16 | Any | SFm | 2014 | CZ11 | rNCEH | Each | 1 | 974 | None | 116 | 0.0152 | 12.4 | -1.19 | -0.000352 | 9.45 | 116 | 0.0152 | 12.4 | -1.19 | -0.000352 | 9.45 |  |  | 1 |  | RB-Appl-EffCW-med-ElecDHW-GasCDryer-Tier3-FrontAnySFm2014CZ11rNCEH
RB-Appl-EffCW-med-ElecDHW-GasCDryer-Tier3-Front | DEER2016 | D16v1 | 2015-05-16 | Any | SFm | 2014 | CZ11 | rNCGF | Each | 1 | 974 | None | 122 | 0.0152 | 11.8 | -0.19 | -0.000359 | 9.37 | 122 | 0.0152 | 11.8 | -0.19 | -0.000359 | 9.37 |  |  | 1 |  | RB-Appl-EffCW-med-ElecDHW-GasCDryer-Tier3-FrontAnySFm2014CZ11rNCGF
RB-Appl-EffCW-med-ElecDHW-GasCDryer-Tier3-Front | DEER2016 | D16v1 | 2015-05-16 | Any | SFm | 2014 | CZ12 | rDXGF | Each | 1 | 974 | None | 129 | 0.0158 | 11.8 | 0.921 | 0.000382 | 9.38 | 129 | 0.0158 | 11.8 | 0.921 | 0.000382 | 9.38 |  |  | 1 |  | RB-Appl-EffCW-med-ElecDHW-GasCDryer-Tier3-FrontAnySFm2014CZ12rDXGF
RB-Appl-EffCW-med-ElecDHW-GasCDryer-Tier3-Front | DEER2016 | D16v1 | 2015-05-16 | Any | SFm | 2014 | CZ12 | rDXHP | Each | 1 | 974 | None | 125 | 0.0181 | 12.4 | 0.543 | 0.00015 | 9.45 | 125 | 0.0181 | 12.4 | 0.543 | 0.00015 | 9.45 |  |  | 1 |  | RB-Appl-EffCW-med-ElecDHW-GasCDryer-Tier3-FrontAnySFm2014CZ12rDXHP
RB-Appl-EffCW-med-ElecDHW-GasCDryer-Tier3-Front | DEER2016 | D16v1 | 2015-05-16 | Any | SFm | 2014 | CZ12 | rNCEH | Each | 1 | 974 | None | 120 | 0.0162 | 12.4 | -0.489 | -0.000156 | 9.45 | 120 | 0.0162 | 12.4 | -0.489 | -0.000156 | 9.45 |  |  | 1 |  | RB-Appl-EffCW-med-ElecDHW-GasCDryer-Tier3-FrontAnySFm2014CZ12rNCEH
RB-Appl-EffCW-med-ElecDHW-GasCDryer-Tier3-Front | DEER2016 | D16v1 | 2015-05-16 | Any | SFm | 2014 | CZ12 | rNCGF | Each | 1 | 974 | None | 126 | 0.0162 | 11.8 | 0.558 | -0.000167 | 9.38 | 126 | 0.0162 | 11.8 | 0.558 | -0.000167 | 9.38 |  |  | 1 |  | RB-Appl-EffCW-med-ElecDHW-GasCDryer-Tier3-FrontAnySFm2014CZ12rNCGF
RB-Appl-EffCW-med-ElecDHW-GasCDryer-Tier3-Front | DEER2016 | D16v1 | 2015-05-16 | Any | SFm | 2014 | CZ13 | rDXGF | Each | 1 | 974 | None | 121 | 0.0157 | 11.8 | -4.2 | -0.00131 | 9.38 | 121 | 0.0157 | 11.8 | -4.2 | -0.00131 | 9.38 |  |  | 1 |  | RB-Appl-EffCW-med-ElecDHW-GasCDryer-Tier3-FrontAnySFm2014CZ13rDXGF
RB-Appl-EffCW-med-ElecDHW-GasCDryer-Tier3-Front | DEER2016 | D16v1 | 2015-05-16 | Any | SFm | 2014 | CZ13 | rDXHP | Each | 1 | 974 | None | 121 | 0.0171 | 12.4 | -0.566 | -0.000119 | 9.45 | 121 | 0.0171 | 12.4 | -0.566 | -0.000119 | 9.45 |  |  | 1 |  | RB-Appl-EffCW-med-ElecDHW-GasCDryer-Tier3-FrontAnySFm2014CZ13rDXHP
RB-Appl-EffCW-med-ElecDHW-GasCDryer-Tier3-Front | DEER2016 | D16v1 | 2015-05-16 | Any | SFm | 2014 | CZ13 | rNCEH | Each | 1 | 974 | None | 114 | 0.015 | 12.4 | -1.59 | -0.000382 | 9.45 | 114 | 0.015 | 12.4 | -1.59 | -0.000382 | 9.45 |  |  | 1 |  | RB-Appl-EffCW-med-ElecDHW-GasCDryer-Tier3-FrontAnySFm2014CZ13rNCEH
RB-Appl-EffCW-med-ElecDHW-GasCDryer-Tier3-Front | DEER2016 | D16v1 | 2015-05-16 | Any | SFm | 2014 | CZ13 | rNCGF | Each | 1 | 974 | None | 121 | 0.0151 | 11.8 | -0.514 | -0.000362 | 9.39 | 121 | 0.0151 | 11.8 | -0.514 | -0.000362 | 9.39 |  |  | 1 |  | RB-Appl-EffCW-med-ElecDHW-GasCDryer-Tier3-FrontAnySFm2014CZ13rNCGF
RB-Appl-EffCW-med-ElecDHW-GasCDryer-Tier3-Front | DEER2016 | D16v1 | 2015-05-16 | Any | SFm | 2014 | CZ14 | rDXGF | Each | 1 | 1080 | None | 127 | 0.0155 | 12 | -2.9 | -0.00211 | 10.1 | 127 | 0.0155 | 12 | -2.9 | -0.00211 | 10.1 |  |  | 1 |  | RB-Appl-EffCW-med-ElecDHW-GasCDryer-Tier3-FrontAnySFm2014CZ14rDXGF
RB-Appl-EffCW-med-ElecDHW-GasCDryer-Tier3-Front | DEER2016 | D16v1 | 2015-05-16 | Any | SFm | 2014 | CZ14 | rDXHP | Each | 1 | 1080 | None | 124 | 0.0159 | 12.4 | 0.596 | -0.00183 | 9.45 | 124 | 0.0159 | 12.4 | 0.596 | -0.00183 | 9.45 |  |  | 1 |  | RB-Appl-EffCW-med-ElecDHW-GasCDryer-Tier3-FrontAnySFm2014CZ14rDXHP
RB-Appl-EffCW-med-ElecDHW-GasCDryer-Tier3-Front | DEER2016 | D16v1 | 2015-05-16 | Any | SFm | 2014 | CZ14 | rNCEH | Each | 1 | 1080 | None | 119 | 0.0146 | 12.4 | 5.81 | -0.000494 | 9.45 | 119 | 0.0146 | 12.4 | 5.81 | -0.000494 | 9.45 |  |  | 1 |  | RB-Appl-EffCW-med-ElecDHW-GasCDryer-Tier3-FrontAnySFm2014CZ14rNCEH
RB-Appl-EffCW-med-ElecDHW-GasCDryer-Tier3-Front | DEER2016 | D16v1 | 2015-05-16 | Any | SFm | 2014 | CZ14 | rNCGF | Each | 1 | 1080 | None | 123 | 0.0146 | 12 | 0.239 | -0.000496 | 10.1 | 123 | 0.0146 | 12 | 0.239 | -0.000496 | 10.1 |  |  | 1 |  | RB-Appl-EffCW-med-ElecDHW-GasCDryer-Tier3-FrontAnySFm2014CZ14rNCGF
RB-Appl-EffCW-med-ElecDHW-GasCDryer-Tier3-Front | DEER2016 | D16v1 | 2015-05-16 | Any | SFm | 2014 | CZ15 | rDXGF | Each | 1 | 1080 | None | 107 | 0.0131 | 12.2 | -7.63 | -0.00199 | 9.75 | 107 | 0.0131 | 12.2 | -7.63 | -0.00199 | 9.75 |  |  | 1 |  | RB-Appl-EffCW-med-ElecDHW-GasCDryer-Tier3-FrontAnySFm2014CZ15rDXGF
RB-Appl-EffCW-med-ElecDHW-GasCDryer-Tier3-Front | DEER2016 | D16v1 | 2015-05-16 | Any | SFm | 2014 | CZ15 | rDXHP | Each | 1 | 1080 | None | 104 | 0.0128 | 12.4 | -6.54 | -0.00228 | 9.45 | 104 | 0.0128 | 12.4 | -6.54 | -0.00228 | 9.45 |  |  | 1 |  | RB-Appl-EffCW-med-ElecDHW-GasCDryer-Tier3-FrontAnySFm2014CZ15rDXHP
RB-Appl-EffCW-med-ElecDHW-GasCDryer-Tier3-Front | DEER2016 | D16v1 | 2015-05-16 | Any | SFm | 2014 | CZ15 | rNCEH | Each | 1 | 1080 | None | 99.8 | 0.0117 | 12.4 | -1.44 | -0.00104 | 9.45 | 99.8 | 0.0117 | 12.4 | -1.44 | -0.00104 | 9.45 |  |  | 1 |  | RB-Appl-EffCW-med-ElecDHW-GasCDryer-Tier3-FrontAnySFm2014CZ15rNCEH
RB-Appl-EffCW-med-ElecDHW-GasCDryer-Tier3-Front | DEER2016 | D16v1 | 2015-05-16 | Any | SFm | 2014 | CZ15 | rNCGF | Each | 1 | 1080 | None | 102 | 0.0117 | 12.2 | -4.15 | -0.00104 | 9.79 | 102 | 0.0117 | 12.2 | -4.15 | -0.00104 | 9.79 |  |  | 1 |  | RB-Appl-EffCW-med-ElecDHW-GasCDryer-Tier3-FrontAnySFm2014CZ15rNCGF
RB-Appl-EffCW-med-ElecDHW-GasCDryer-Tier3-Front | DEER2016 | D16v1 | 2015-05-16 | Any | SFm | 2014 | CZ16 | rDXGF | Each | 1 | 1150 | None | 144 | 0.018 | 11.5 | 4.03 | -0.000952 | 9.35 | 144 | 0.018 | 11.5 | 4.03 | -0.000952 | 9.35 |  |  | 1 |  | RB-Appl-EffCW-med-ElecDHW-GasCDryer-Tier3-FrontAnySFm2014CZ16rDXGF
RB-Appl-EffCW-med-ElecDHW-GasCDryer-Tier3-Front | DEER2016 | D16v1 | 2015-05-16 | Any | SFm | 2014 | CZ16 | rDXHP | Each | 1 | 1150 | None | 134 | 0.0201 | 12.4 | 3.17 | 0.000226 | 9.45 | 134 | 0.0201 | 12.4 | 3.17 | 0.000226 | 9.45 |  |  | 1 |  | RB-Appl-EffCW-med-ElecDHW-GasCDryer-Tier3-FrontAnySFm2014CZ16rDXHP
RB-Appl-EffCW-med-ElecDHW-GasCDryer-Tier3-Front | DEER2016 | D16v1 | 2015-05-16 | Any | SFm | 2014 | CZ16 | rNCEH | Each | 1 | 1150 | None | 133 | 0.0182 | 12.4 | 2.54 | 0.000237 | 9.45 | 133 | 0.0182 | 12.4 | 2.54 | 0.000237 | 9.45 |  |  | 1 |  | RB-Appl-EffCW-med-ElecDHW-GasCDryer-Tier3-FrontAnySFm2014CZ16rNCEH
RB-Appl-EffCW-med-ElecDHW-GasCDryer-Tier3-Front | DEER2016 | D16v1 | 2015-05-16 | Any | SFm | 2014 | CZ16 | rNCGF | Each | 1 | 1150 | None | 142 | 0.0181 | 11.5 | 3.71 | 0.000212 | 9.35 | 142 | 0.0181 | 11.5 | 3.71 | 0.000212 | 9.35 |  |  | 1 |  | RB-Appl-EffCW-med-ElecDHW-GasCDryer-Tier3-FrontAnySFm2014CZ16rNCGF
RB-Appl-EffCW-med-ElecDHW-GasCDryer-Tier3-Front | DEER2016 | D16v1 | 2015-05-14 08:06 | PGE | DMo | Ex | CZ01 | rWtd | Each | 1 | 606 | None | 113 | 0.0127 | 9.5 | 2.95 | -0.000876 | 7.52 | 113 | 0.0127 | 9.5 | 2.95 | -0.000876 | 7.52 |  |  | 2 |  | RB-Appl-EffCW-med-ElecDHW-GasCDryer-Tier3-FrontPGEDMoExCZ01rWtd
RB-Appl-EffCW-med-ElecDHW-GasCDryer-Tier3-Front | DEER2016 | D16v1 | 2015-05-14 08:06 | PGE | DMo | Ex | CZ02 | rWtd | Each | 1 | 606 | None | 106 | 0.016 | 9.41 | 0.354 | 0.000727 | 7.46 | 106 | 0.016 | 9.41 | 0.354 | 0.000727 | 7.46 |  |  | 2 |  | RB-Appl-EffCW-med-ElecDHW-GasCDryer-Tier3-FrontPGEDMoExCZ02rWtd
RB-Appl-EffCW-med-ElecDHW-GasCDryer-Tier3-Front | DEER2016 | D16v1 | 2015-05-14 08:06 | PGE | DMo | Ex | CZ03 | rWtd | Each | 1 | 606 | None | 106 | 0.0151 | 9.38 | 1.01 | 5.09e-05 | 7.4 | 106 | 0.0151 | 9.38 | 1.01 | 5.09e-05 | 7.4 |  |  | 2 |  | RB-Appl-EffCW-med-ElecDHW-GasCDryer-Tier3-FrontPGEDMoExCZ03rWtd
RB-Appl-EffCW-med-ElecDHW-GasCDryer-Tier3-Front | DEER2016 | D16v1 | 2015-05-14 08:06 | PGE | DMo | Ex | CZ04 | rWtd | Each | 1 | 608 | None | 104 | 0.0145 | 9.4 | 0.699 | 0.000449 | 7.46 | 104 | 0.0145 | 9.4 | 0.699 | 0.000449 | 7.46 |  |  | 2 |  | RB-Appl-EffCW-med-ElecDHW-GasCDryer-Tier3-FrontPGEDMoExCZ04rWtd
RB-Appl-EffCW-med-ElecDHW-GasCDryer-Tier3-Front | DEER2016 | D16v1 | 2015-05-14 08:06 | PGE | DMo | Ex | CZ05 | rWtd | Each | 1 | 607 | None | 107 | 0.0144 | 9.35 | 1.91 | 7.22e-05 | 7.41 | 107 | 0.0144 | 9.35 | 1.91 | 7.22e-05 | 7.41 |  |  | 2 |  | RB-Appl-EffCW-med-ElecDHW-GasCDryer-Tier3-FrontPGEDMoExCZ05rWtd
RB-Appl-EffCW-med-ElecDHW-GasCDryer-Tier3-Front | DEER2016 | D16v1 | 2015-05-14 08:06 | PGE | DMo | Ex | CZ11 | rWtd | Each | 1 | 610 | None | 100 | 0.0139 | 9.33 | -0.12 | -5.27e-07 | 7.45 | 100 | 0.0139 | 9.33 | -0.12 | -5.27e-07 | 7.45 |  |  | 2 |  | RB-Appl-EffCW-med-ElecDHW-GasCDryer-Tier3-FrontPGEDMoExCZ11rWtd
RB-Appl-EffCW-med-ElecDHW-GasCDryer-Tier3-Front | DEER2016 | D16v1 | 2015-05-14 08:06 | PGE | DMo | Ex | CZ12 | rWtd | Each | 1 | 606 | None | 102 | 0.0142 | 9.36 | -0.0274 | -0.000424 | 7.42 | 102 | 0.0142 | 9.36 | -0.0274 | -0.000424 | 7.42 |  |  | 2 |  | RB-Appl-EffCW-med-ElecDHW-GasCDryer-Tier3-FrontPGEDMoExCZ12rWtd
RB-Appl-EffCW-med-ElecDHW-GasCDryer-Tier3-Front | DEER2016 | D16v1 | 2015-05-14 08:06 | PGE | DMo | Ex | CZ13 | rWtd | Each | 1 | 604 | None | 98.5 | 0.0127 | 9.51 | 0.139 | -0.000698 | 7.46 | 98.5 | 0.0127 | 9.51 | 0.139 | -0.000698 | 7.46 |  |  | 2 |  | RB-Appl-EffCW-med-ElecDHW-GasCDryer-Tier3-FrontPGEDMoExCZ13rWtd
RB-Appl-EffCW-med-ElecDHW-GasCDryer-Tier3-Front | DEER2016 | D16v1 | 2015-05-14 08:06 | PGE | DMo | Ex | CZ16 | rWtd | Each | 1 | 614 | None | 113 | 0.0155 | 9.2 | 3.09 | 0.000321 | 7.55 | 113 | 0.0155 | 9.2 | 3.09 | 0.000321 | 7.55 |  |  | 2 |  | RB-Appl-EffCW-med-ElecDHW-GasCDryer-Tier3-FrontPGEDMoExCZ16rWtd
RB-Appl-EffCW-med-ElecDHW-GasCDryer-Tier3-Front | DEER2016 | D16v1 | 2015-05-14 08:06 | PGE | DMo | Ex | IOU | rWtd | Each | 1 | 608 | None | 103 | 0.0142 | 9.37 | 0.485 | -6.71e-05 | 7.45 | 103 | 0.0142 | 9.37 | 0.485 | -6.71e-05 | 7.45 |  |  | 2 |  | RB-Appl-EffCW-med-ElecDHW-GasCDryer-Tier3-FrontPGEDMoExIOUrWtd
RB-Appl-EffCW-med-ElecDHW-GasCDryer-Tier3-Front | DEER2016 | D16v1 | 2015-05-14 08:06 | PGE | DMo | MH00 | CZ01 | rWtd | Each | 1 | 621 | None | 113 | 0.0156 | 9.04 | 2.82 | 0.000406 | 7.49 | 113 | 0.0156 | 9.04 | 2.82 | 0.000406 | 7.49 |  |  | 2 |  | RB-Appl-EffCW-med-ElecDHW-GasCDryer-Tier3-FrontPGEDMoMH00CZ01rWtd
RB-Appl-EffCW-med-ElecDHW-GasCDryer-Tier3-Front | DEER2016 | D16v1 | 2015-05-14 08:06 | PGE | DMo | MH00 | CZ02 | rWtd | Each | 1 | 621 | None | 107 | 0.0174 | 8.95 | 0.1 | 0.000867 | 7.4 | 107 | 0.0174 | 8.95 | 0.1 | 0.000867 | 7.4 |  |  | 2 |  | RB-Appl-EffCW-med-ElecDHW-GasCDryer-Tier3-FrontPGEDMoMH00CZ02rWtd
RB-Appl-EffCW-med-ElecDHW-GasCDryer-Tier3-Front | DEER2016 | D16v1 | 2015-05-14 08:06 | PGE | DMo | MH00 | CZ03 | rWtd | Each | 1 | 621 | None | 105 | 0.0152 | 8.95 | 1.11 | 0.00026 | 7.4 | 105 | 0.0152 | 8.95 | 1.11 | 0.00026 | 7.4 |  |  | 2 |  | RB-Appl-EffCW-med-ElecDHW-GasCDryer-Tier3-FrontPGEDMoMH00CZ03rWtd
RB-Appl-EffCW-med-ElecDHW-GasCDryer-Tier3-Front | DEER2016 | D16v1 | 2015-05-14 08:06 | PGE | DMo | MH00 | CZ04 | rWtd | Each | 1 | 621 | None | 104 | 0.0152 | 9.16 | 0.101 | 0.00151 | 7.49 | 104 | 0.0152 | 9.16 | 0.101 | 0.00151 | 7.49 |  |  | 2 |  | RB-Appl-EffCW-med-ElecDHW-GasCDryer-Tier3-FrontPGEDMoMH00CZ04rWtd
RB-Appl-EffCW-med-ElecDHW-GasCDryer-Tier3-Front | DEER2016 | D16v1 | 2015-05-14 08:06 | PGE | DMo | MH00 | CZ05 | rWtd | Each | 1 | 621 | None | 106 | 0.0151 | 8.84 | 1.65 | 0.000136 | 7.41 | 106 | 0.0151 | 8.84 | 1.65 | 0.000136 | 7.41 |  |  | 2 |  | RB-Appl-EffCW-med-ElecDHW-GasCDryer-Tier3-FrontPGEDMoMH00CZ05rWtd
RB-Appl-EffCW-med-ElecDHW-GasCDryer-Tier3-Front | DEER2016 | D16v1 | 2015-05-14 08:06 | PGE | DMo | MH00 | CZ11 | rWtd | Each | 1 | 621 | None | 102 | 0.0143 | 9.06 | 0.03 | -0.000114 | 7.45 | 102 | 0.0143 | 9.06 | 0.03 | -0.000114 | 7.45 |  |  | 2 |  | RB-Appl-EffCW-med-ElecDHW-GasCDryer-Tier3-FrontPGEDMoMH00CZ11rWtd
RB-Appl-EffCW-med-ElecDHW-GasCDryer-Tier3-Front | DEER2016 | D16v1 | 2015-05-14 08:06 | PGE | DMo | MH00 | CZ12 | rWtd | Each | 1 | 621 | None | 104 | 0.015 | 9.02 | 0.573 | 5.49e-05 | 7.46 | 104 | 0.015 | 9.02 | 0.573 | 5.49e-05 | 7.46 |  |  | 2 |  | RB-Appl-EffCW-med-ElecDHW-GasCDryer-Tier3-FrontPGEDMoMH00CZ12rWtd
RB-Appl-EffCW-med-ElecDHW-GasCDryer-Tier3-Front | DEER2016 | D16v1 | 2015-05-14 08:06 | PGE | DMo | MH00 | CZ13 | rWtd | Each | 1 | 621 | None | 102 | 0.0142 | 9.09 | 0.468 | -0.000236 | 7.47 | 102 | 0.0142 | 9.09 | 0.468 | -0.000236 | 7.47 |  |  | 2 |  | RB-Appl-EffCW-med-ElecDHW-GasCDryer-Tier3-FrontPGEDMoMH00CZ13rWtd
RB-Appl-EffCW-med-ElecDHW-GasCDryer-Tier3-Front | DEER2016 | D16v1 | 2015-05-14 08:06 | PGE | DMo | MH00 | CZ16 | rWtd | Each | 1 | 621 | None | 114 | 0.0158 | 9.1 | 3.25 | 0.000319 | 7.49 | 114 | 0.0158 | 9.1 | 3.25 | 0.000319 | 7.49 |  |  | 2 |  | RB-Appl-EffCW-med-ElecDHW-GasCDryer-Tier3-FrontPGEDMoMH00CZ16rWtd
RB-Appl-EffCW-med-ElecDHW-GasCDryer-Tier3-Front | DEER2016 | D16v1 | 2015-05-14 08:06 | PGE | DMo | MH06 | CZ01 | rWtd | Each | 1 | 621 | None | 112 | 0.0153 | 9.01 | 2.85 | 0.000258 | 7.49 | 112 | 0.0153 | 9.01 | 2.85 | 0.000258 | 7.49 |  |  | 2 |  | RB-Appl-EffCW-med-ElecDHW-GasCDryer-Tier3-FrontPGEDMoMH06CZ01rWtd
RB-Appl-EffCW-med-ElecDHW-GasCDryer-Tier3-Front | DEER2016 | D16v1 | 2015-05-14 08:06 | PGE | DMo | MH06 | CZ02 | rWtd | Each | 1 | 621 | None | 107 | 0.0159 | 8.9 | 0.953 | 0.000239 | 7.43 | 107 | 0.0159 | 8.9 | 0.953 | 0.000239 | 7.43 |  |  | 2 |  | RB-Appl-EffCW-med-ElecDHW-GasCDryer-Tier3-FrontPGEDMoMH06CZ02rWtd
RB-Appl-EffCW-med-ElecDHW-GasCDryer-Tier3-Front | DEER2016 | D16v1 | 2015-05-14 08:06 | PGE | DMo | MH06 | CZ03 | rWtd | Each | 1 | 621 | None | 103 | 0.0167 | 8.77 | 0.577 | 0.000102 | 7.35 | 103 | 0.0167 | 8.77 | 0.577 | 0.000102 | 7.35 |  |  | 2 |  | RB-Appl-EffCW-med-ElecDHW-GasCDryer-Tier3-FrontPGEDMoMH06CZ03rWtd
RB-Appl-EffCW-med-ElecDHW-GasCDryer-Tier3-Front | DEER2016 | D16v1 | 2015-05-14 08:06 | PGE | DMo | MH06 | CZ04 | rWtd | Each | 1 | 621 | None | 105 | 0.0148 | 9.1 | 0.928 | 0.000185 | 7.45 | 105 | 0.0148 | 9.1 | 0.928 | 0.000185 | 7.45 |  |  | 2 |  | RB-Appl-EffCW-med-ElecDHW-GasCDryer-Tier3-FrontPGEDMoMH06CZ04rWtd
RB-Appl-EffCW-med-ElecDHW-GasCDryer-Tier3-Front | DEER2016 | D16v1 | 2015-05-14 08:06 | PGE | DMo | MH06 | CZ05 | rWtd | Each | 1 | 621 | None | 106 | 0.0146 | 8.87 | 1.69 | 1.65e-05 | 7.41 | 106 | 0.0146 | 8.87 | 1.69 | 1.65e-05 | 7.41 |  |  | 2 |  | RB-Appl-EffCW-med-ElecDHW-GasCDryer-Tier3-FrontPGEDMoMH06CZ05rWtd
RB-Appl-EffCW-med-ElecDHW-GasCDryer-Tier3-Front | DEER2016 | D16v1 | 2015-05-14 08:06 | PGE | DMo | MH06 | CZ11 | rWtd | Each | 1 | 621 | None | 102 | 0.0134 | 9.12 | 0.339 | -0.000164 | 7.44 | 102 | 0.0134 | 9.12 | 0.339 | -0.000164 | 7.44 |  |  | 2 |  | RB-Appl-EffCW-med-ElecDHW-GasCDryer-Tier3-FrontPGEDMoMH06CZ11rWtd
RB-Appl-EffCW-med-ElecDHW-GasCDryer-Tier3-Front | DEER2016 | D16v1 | 2015-05-14 08:06 | PGE | DMo | MH06 | CZ12 | rWtd | Each | 1 | 621 | None | 104 | 0.0149 | 9.08 | 0.71 | 8.01e-05 | 7.46 | 104 | 0.0149 | 9.08 | 0.71 | 8.01e-05 | 7.46 |  |  | 2 |  | RB-Appl-EffCW-med-ElecDHW-GasCDryer-Tier3-FrontPGEDMoMH06CZ12rWtd
RB-Appl-EffCW-med-ElecDHW-GasCDryer-Tier3-Front | DEER2016 | D16v1 | 2015-05-14 08:06 | PGE | DMo | MH06 | CZ13 | rWtd | Each | 1 | 621 | None | 102 | 0.0141 | 9.07 | 0.575 | -0.000195 | 7.45 | 102 | 0.0141 | 9.07 | 0.575 | -0.000195 | 7.45 |  |  | 2 |  | RB-Appl-EffCW-med-ElecDHW-GasCDryer-Tier3-FrontPGEDMoMH06CZ13rWtd
RB-Appl-EffCW-med-ElecDHW-GasCDryer-Tier3-Front | DEER2016 | D16v1 | 2015-05-14 08:06 | PGE | DMo | MH06 | CZ16 | rWtd | Each | 1 | 621 | None | 114 | 0.0155 | 9.08 | 2.68 | 0.000302 | 7.5 | 114 | 0.0155 | 9.08 | 2.68 | 0.000302 | 7.5 |  |  | 2 |  | RB-Appl-EffCW-med-ElecDHW-GasCDryer-Tier3-FrontPGEDMoMH06CZ16rWtd
RB-Appl-EffCW-med-ElecDHW-GasCDryer-Tier3-Front | DEER2016 | D16v1 | 2015-05-14 08:06 | PGE | DMo | MH72 | CZ01 | rWtd | Each | 1 | 598 | None | 113 | 0.0111 | 9.75 | 2.97 | -0.00165 | 7.52 | 113 | 0.0111 | 9.75 | 2.97 | -0.00165 | 7.52 |  |  | 2 |  | RB-Appl-EffCW-med-ElecDHW-GasCDryer-Tier3-FrontPGEDMoMH72CZ01rWtd
RB-Appl-EffCW-med-ElecDHW-GasCDryer-Tier3-Front | DEER2016 | D16v1 | 2015-05-14 08:06 | PGE | DMo | MH72 | CZ02 | rWtd | Each | 1 | 598 | None | 106 | 0.0157 | 9.65 | 0.838 | 0.000782 | 7.44 | 106 | 0.0157 | 9.65 | 0.838 | 0.000782 | 7.44 |  |  | 2 |  | RB-Appl-EffCW-med-ElecDHW-GasCDryer-Tier3-FrontPGEDMoMH72CZ02rWtd
RB-Appl-EffCW-med-ElecDHW-GasCDryer-Tier3-Front | DEER2016 | D16v1 | 2015-05-14 08:06 | PGE | DMo | MH72 | CZ03 | rWtd | Each | 1 | 598 | None | 106 | 0.0147 | 9.64 | 0.841 | -0.00011 | 7.41 | 106 | 0.0147 | 9.64 | 0.841 | -0.00011 | 7.41 |  |  | 2 |  | RB-Appl-EffCW-med-ElecDHW-GasCDryer-Tier3-FrontPGEDMoMH72CZ03rWtd
RB-Appl-EffCW-med-ElecDHW-GasCDryer-Tier3-Front | DEER2016 | D16v1 | 2015-05-14 08:06 | PGE | DMo | MH72 | CZ04 | rWtd | Each | 1 | 598 | None | 103 | 0.0141 | 9.67 | 0.835 | 0.000173 | 7.46 | 103 | 0.0141 | 9.67 | 0.835 | 0.000173 | 7.46 |  |  | 2 |  | RB-Appl-EffCW-med-ElecDHW-GasCDryer-Tier3-FrontPGEDMoMH72CZ04rWtd
RB-Appl-EffCW-med-ElecDHW-GasCDryer-Tier3-Front | DEER2016 | D16v1 | 2015-05-14 08:06 | PGE | DMo | MH72 | CZ05 | rWtd | Each | 1 | 598 | None | 108 | 0.0145 | 9.69 | 1.98 | 0.00019 | 7.41 | 108 | 0.0145 | 9.69 | 1.98 | 0.00019 | 7.41 |  |  | 2 |  | RB-Appl-EffCW-med-ElecDHW-GasCDryer-Tier3-FrontPGEDMoMH72CZ05rWtd
RB-Appl-EffCW-med-ElecDHW-GasCDryer-Tier3-Front | DEER2016 | D16v1 | 2015-05-14 08:06 | PGE | DMo | MH72 | CZ11 | rWtd | Each | 1 | 598 | None | 98.2 | 0.0139 | 9.7 | -0.26 | 0.0001 | 7.47 | 98.2 | 0.0139 | 9.7 | -0.26 | 0.0001 | 7.47 |  |  | 2 |  | RB-Appl-EffCW-med-ElecDHW-GasCDryer-Tier3-FrontPGEDMoMH72CZ11rWtd
RB-Appl-EffCW-med-ElecDHW-GasCDryer-Tier3-Front | DEER2016 | D16v1 | 2015-05-14 08:06 | PGE | DMo | MH72 | CZ12 | rWtd | Each | 1 | 598 | None | 101 | 0.0143 | 9.63 | 0.135 | 7.46e-06 | 7.45 | 101 | 0.0143 | 9.63 | 0.135 | 7.46e-06 | 7.45 |  |  | 2 |  | RB-Appl-EffCW-med-ElecDHW-GasCDryer-Tier3-FrontPGEDMoMH72CZ12rWtd
RB-Appl-EffCW-med-ElecDHW-GasCDryer-Tier3-Front | DEER2016 | D16v1 | 2015-05-14 08:06 | PGE | DMo | MH72 | CZ13 | rWtd | Each | 1 | 598 | None | 97.8 | 0.0122 | 9.66 | 0.195 | -0.000862 | 7.46 | 97.8 | 0.0122 | 9.66 | 0.195 | -0.000862 | 7.46 |  |  | 2 |  | RB-Appl-EffCW-med-ElecDHW-GasCDryer-Tier3-FrontPGEDMoMH72CZ13rWtd
RB-Appl-EffCW-med-ElecDHW-GasCDryer-Tier3-Front | DEER2016 | D16v1 | 2015-05-14 08:06 | PGE | DMo | MH72 | CZ16 | rWtd | Each | 1 | 598 | None | 114 | 0.0151 | 9.72 | 3.42 | 0.000351 | 7.53 | 114 | 0.0151 | 9.72 | 3.42 | 0.000351 | 7.53 |  |  | 2 |  | RB-Appl-EffCW-med-ElecDHW-GasCDryer-Tier3-FrontPGEDMoMH72CZ16rWtd
RB-Appl-EffCW-med-ElecDHW-GasCDryer-Tier3-Front | DEER2016 | D16v1 | 2015-05-14 08:06 | PGE | DMo | MH85 | CZ01 | rWtd | Each | 1 | 621 | None | 112 | 0.0156 | 8.99 | 2.9 | 0.000618 | 7.54 | 112 | 0.0156 | 8.99 | 2.9 | 0.000618 | 7.54 |  |  | 2 |  | RB-Appl-EffCW-med-ElecDHW-GasCDryer-Tier3-FrontPGEDMoMH85CZ01rWtd
RB-Appl-EffCW-med-ElecDHW-GasCDryer-Tier3-Front | DEER2016 | D16v1 | 2015-05-14 08:06 | PGE | DMo | MH85 | CZ02 | rWtd | Each | 1 | 621 | None | 105 | 0.0165 | 8.93 | -0.85 | 0.000564 | 7.52 | 105 | 0.0165 | 8.93 | -0.85 | 0.000564 | 7.52 |  |  | 2 |  | RB-Appl-EffCW-med-ElecDHW-GasCDryer-Tier3-FrontPGEDMoMH85CZ02rWtd
RB-Appl-EffCW-med-ElecDHW-GasCDryer-Tier3-Front | DEER2016 | D16v1 | 2015-05-14 08:06 | PGE | DMo | MH85 | CZ03 | rWtd | Each | 1 | 621 | None | 106 | 0.0161 | 8.87 | 1.38 | 0.000377 | 7.4 | 106 | 0.0161 | 8.87 | 1.38 | 0.000377 | 7.4 |  |  | 2 |  | RB-Appl-EffCW-med-ElecDHW-GasCDryer-Tier3-FrontPGEDMoMH85CZ03rWtd
RB-Appl-EffCW-med-ElecDHW-GasCDryer-Tier3-Front | DEER2016 | D16v1 | 2015-05-14 08:06 | PGE | DMo | MH85 | CZ04 | rWtd | Each | 1 | 621 | None | 104 | 0.0151 | 8.92 | 0.831 | 0.000285 | 7.43 | 104 | 0.0151 | 8.92 | 0.831 | 0.000285 | 7.43 |  |  | 2 |  | RB-Appl-EffCW-med-ElecDHW-GasCDryer-Tier3-FrontPGEDMoMH85CZ04rWtd
RB-Appl-EffCW-med-ElecDHW-GasCDryer-Tier3-Front | DEER2016 | D16v1 | 2015-05-14 08:06 | PGE | DMo | MH85 | CZ05 | rWtd | Each | 1 | 621 | None | 106 | 0.0142 | 8.77 | 1.83 | -0.000167 | 7.43 | 106 | 0.0142 | 8.77 | 1.83 | -0.000167 | 7.43 |  |  | 2 |  | RB-Appl-EffCW-med-ElecDHW-GasCDryer-Tier3-FrontPGEDMoMH85CZ05rWtd
RB-Appl-EffCW-med-ElecDHW-GasCDryer-Tier3-Front | DEER2016 | D16v1 | 2015-05-14 08:06 | PGE | DMo | MH85 | CZ11 | rWtd | Each | 1 | 621 | None | 102 | 0.0139 | 8.98 | -0.00109 | -8.88e-05 | 7.43 | 102 | 0.0139 | 8.98 | -0.00109 | -8.88e-05 | 7.43 |  |  | 2 |  | RB-Appl-EffCW-med-ElecDHW-GasCDryer-Tier3-FrontPGEDMoMH85CZ11rWtd
RB-Appl-EffCW-med-ElecDHW-GasCDryer-Tier3-Front | DEER2016 | D16v1 | 2015-05-14 08:06 | PGE | DMo | MH85 | CZ12 | rWtd | Each | 1 | 621 | None | 103 | 0.0138 | 8.88 | -0.51 | -0.00144 | 7.36 | 103 | 0.0138 | 8.88 | -0.51 | -0.00144 | 7.36 |  |  | 2 |  | RB-Appl-EffCW-med-ElecDHW-GasCDryer-Tier3-FrontPGEDMoMH85CZ12rWtd
RB-Appl-EffCW-med-ElecDHW-GasCDryer-Tier3-Front | DEER2016 | D16v1 | 2015-05-14 08:06 | PGE | DMo | MH85 | CZ13 | rWtd | Each | 1 | 621 | None | 100 | 0.0142 | 9.07 | -0.0967 | -0.00025 | 7.47 | 100 | 0.0142 | 9.07 | -0.0967 | -0.00025 | 7.47 |  |  | 2 |  | RB-Appl-EffCW-med-ElecDHW-GasCDryer-Tier3-FrontPGEDMoMH85CZ13rWtd
RB-Appl-EffCW-med-ElecDHW-GasCDryer-Tier3-Front | DEER2016 | D16v1 | 2015-05-14 08:06 | PGE | DMo | MH85 | CZ16 | rWtd | Each | 1 | 621 | None | 113 | 0.0157 | 8.95 | 2.92 | 0.000307 | 7.56 | 113 | 0.0157 | 8.95 | 2.92 | 0.000307 | 7.56 |  |  | 2 |  | RB-Appl-EffCW-med-ElecDHW-GasCDryer-Tier3-FrontPGEDMoMH85CZ16rWtd
RB-Appl-EffCW-med-ElecDHW-GasCDryer-Tier3-Front | DEER2016 | D16v1 | 2015-05-14 08:06 | PGE | MFm | 1975 | CZ01 | rWtd | Each | 1 | 474 | None | 114 | 0.0156 | 9.45 | 4.34 | 0.000364 | 8.04 | 114 | 0.0156 | 9.45 | 4.34 | 0.000364 | 8.04 |  |  | 2 |  | RB-Appl-EffCW-med-ElecDHW-GasCDryer-Tier3-FrontPGEMFm1975CZ01rWtd
RB-Appl-EffCW-med-ElecDHW-GasCDryer-Tier3-Front | DEER2016 | D16v1 | 2015-05-14 08:06 | PGE | MFm | 1975 | CZ02 | rWtd | Each | 1 | 474 | None | 106 | 0.0148 | 9.69 | 1.67 | -0.000558 | 7.92 | 106 | 0.0148 | 9.69 | 1.67 | -0.000558 | 7.92 |  |  | 2 |  | RB-Appl-EffCW-med-ElecDHW-GasCDryer-Tier3-FrontPGEMFm1975CZ02rWtd
RB-Appl-EffCW-med-ElecDHW-GasCDryer-Tier3-Front | DEER2016 | D16v1 | 2015-05-14 08:06 | PGE | MFm | 1975 | CZ03 | rWtd | Each | 1 | 474 | None | 107 | 0.0148 | 9.65 | 2.45 | 0.000199 | 7.97 | 107 | 0.0148 | 9.65 | 2.45 | 0.000199 | 7.97 |  |  | 2 |  | RB-Appl-EffCW-med-ElecDHW-GasCDryer-Tier3-FrontPGEMFm1975CZ03rWtd
RB-Appl-EffCW-med-ElecDHW-GasCDryer-Tier3-Front | DEER2016 | D16v1 | 2015-05-14 08:06 | PGE | MFm | 1975 | CZ04 | rWtd | Each | 1 | 474 | None | 104 | 0.0135 | 9.72 | 1.09 | -0.000565 | 7.87 | 104 | 0.0135 | 9.72 | 1.09 | -0.000565 | 7.87 |  |  | 2 |  | RB-Appl-EffCW-med-ElecDHW-GasCDryer-Tier3-FrontPGEMFm1975CZ04rWtd
RB-Appl-EffCW-med-ElecDHW-GasCDryer-Tier3-Front | DEER2016 | D16v1 | 2015-05-14 08:06 | PGE | MFm | 1975 | CZ05 | rWtd | Each | 1 | 474 | None | 108 | 0.0141 | 9.58 | 2.8 | -0.000553 | 7.97 | 108 | 0.0141 | 9.58 | 2.8 | -0.000553 | 7.97 |  |  | 2 |  | RB-Appl-EffCW-med-ElecDHW-GasCDryer-Tier3-FrontPGEMFm1975CZ05rWtd
RB-Appl-EffCW-med-ElecDHW-GasCDryer-Tier3-Front | DEER2016 | D16v1 | 2015-05-14 08:06 | PGE | MFm | 1975 | CZ11 | rWtd | Each | 1 | 487 | None | 100 | 0.0134 | 9.71 | -1.76 | -0.00117 | 7.87 | 100 | 0.0134 | 9.71 | -1.76 | -0.00117 | 7.87 |  |  | 2 |  | RB-Appl-EffCW-med-ElecDHW-GasCDryer-Tier3-FrontPGEMFm1975CZ11rWtd
RB-Appl-EffCW-med-ElecDHW-GasCDryer-Tier3-Front | DEER2016 | D16v1 | 2015-05-14 08:06 | PGE | MFm | 1975 | CZ12 | rWtd | Each | 1 | 487 | None | 103 | 0.0148 | 9.74 | -0.326 | -0.000875 | 7.93 | 103 | 0.0148 | 9.74 | -0.326 | -0.000875 | 7.93 |  |  | 2 |  | RB-Appl-EffCW-med-ElecDHW-GasCDryer-Tier3-FrontPGEMFm1975CZ12rWtd
RB-Appl-EffCW-med-ElecDHW-GasCDryer-Tier3-Front | DEER2016 | D16v1 | 2015-05-14 08:06 | PGE | MFm | 1975 | CZ13 | rWtd | Each | 1 | 487 | None | 99.7 | 0.0127 | 9.74 | -2.05 | -0.00138 | 7.88 | 99.7 | 0.0127 | 9.74 | -2.05 | -0.00138 | 7.88 |  |  | 2 |  | RB-Appl-EffCW-med-ElecDHW-GasCDryer-Tier3-FrontPGEMFm1975CZ13rWtd
RB-Appl-EffCW-med-ElecDHW-GasCDryer-Tier3-Front | DEER2016 | D16v1 | 2015-05-14 08:06 | PGE | MFm | 1975 | CZ16 | rWtd | Each | 1 | 474 | None | 115 | 0.015 | 9.6 | 2.84 | -0.00162 | 7.92 | 115 | 0.015 | 9.6 | 2.84 | -0.00162 | 7.92 |  |  | 2 |  | RB-Appl-EffCW-med-ElecDHW-GasCDryer-Tier3-FrontPGEMFm1975CZ16rWtd
RB-Appl-EffCW-med-ElecDHW-GasCDryer-Tier3-Front | DEER2016 | D16v1 | 2015-05-14 08:06 | PGE | MFm | 1985 | CZ01 | rWtd | Each | 1 | 512 | None | 114 | 0.0155 | 9.59 | 4.29 | 0.000371 | 8.08 | 114 | 0.0155 | 9.59 | 4.29 | 0.000371 | 8.08 |  |  | 2 |  | RB-Appl-EffCW-med-ElecDHW-GasCDryer-Tier3-FrontPGEMFm1985CZ01rWtd
RB-Appl-EffCW-med-ElecDHW-GasCDryer-Tier3-Front | DEER2016 | D16v1 | 2015-05-14 08:06 | PGE | MFm | 1985 | CZ02 | rWtd | Each | 1 | 512 | None | 107 | 0.0147 | 9.7 | 1.8 | -0.00058 | 7.97 | 107 | 0.0147 | 9.7 | 1.8 | -0.00058 | 7.97 |  |  | 2 |  | RB-Appl-EffCW-med-ElecDHW-GasCDryer-Tier3-FrontPGEMFm1985CZ02rWtd
RB-Appl-EffCW-med-ElecDHW-GasCDryer-Tier3-Front | DEER2016 | D16v1 | 2015-05-14 08:06 | PGE | MFm | 1985 | CZ03 | rWtd | Each | 1 | 512 | None | 107 | 0.0145 | 9.66 | 2.44 | 7.91e-05 | 8.03 | 107 | 0.0145 | 9.66 | 2.44 | 7.91e-05 | 8.03 |  |  | 2 |  | RB-Appl-EffCW-med-ElecDHW-GasCDryer-Tier3-FrontPGEMFm1985CZ03rWtd
RB-Appl-EffCW-med-ElecDHW-GasCDryer-Tier3-Front | DEER2016 | D16v1 | 2015-05-14 08:06 | PGE | MFm | 1985 | CZ04 | rWtd | Each | 1 | 512 | None | 104 | 0.013 | 9.76 | 1.13 | -0.00143 | 7.91 | 104 | 0.013 | 9.76 | 1.13 | -0.00143 | 7.91 |  |  | 2 |  | RB-Appl-EffCW-med-ElecDHW-GasCDryer-Tier3-FrontPGEMFm1985CZ04rWtd
RB-Appl-EffCW-med-ElecDHW-GasCDryer-Tier3-Front | DEER2016 | D16v1 | 2015-05-14 08:06 | PGE | MFm | 1985 | CZ05 | rWtd | Each | 1 | 512 | None | 108 | 0.014 | 9.67 | 2.79 | -0.000139 | 8.04 | 108 | 0.014 | 9.67 | 2.79 | -0.000139 | 8.04 |  |  | 2 |  | RB-Appl-EffCW-med-ElecDHW-GasCDryer-Tier3-FrontPGEMFm1985CZ05rWtd
RB-Appl-EffCW-med-ElecDHW-GasCDryer-Tier3-Front | DEER2016 | D16v1 | 2015-05-14 08:06 | PGE | MFm | 1985 | CZ11 | rWtd | Each | 1 | 512 | None | 99.9 | 0.0124 | 9.72 | -1.87 | -0.00221 | 7.88 | 99.9 | 0.0124 | 9.72 | -1.87 | -0.00221 | 7.88 |  |  | 2 |  | RB-Appl-EffCW-med-ElecDHW-GasCDryer-Tier3-FrontPGEMFm1985CZ11rWtd
RB-Appl-EffCW-med-ElecDHW-GasCDryer-Tier3-Front | DEER2016 | D16v1 | 2015-05-14 08:06 | PGE | MFm | 1985 | CZ12 | rWtd | Each | 1 | 512 | None | 103 | 0.0147 | 9.73 | -0.409 | -0.000279 | 7.92 | 103 | 0.0147 | 9.73 | -0.409 | -0.000279 | 7.92 |  |  | 2 |  | RB-Appl-EffCW-med-ElecDHW-GasCDryer-Tier3-FrontPGEMFm1985CZ12rWtd
RB-Appl-EffCW-med-ElecDHW-GasCDryer-Tier3-Front | DEER2016 | D16v1 | 2015-05-14 08:06 | PGE | MFm | 1985 | CZ13 | rWtd | Each | 1 | 512 | None | 98.1 | 0.0132 | 9.76 | -2.58 | -0.00126 | 7.9 | 98.1 | 0.0132 | 9.76 | -2.58 | -0.00126 | 7.9 |  |  | 2 |  | RB-Appl-EffCW-med-ElecDHW-GasCDryer-Tier3-FrontPGEMFm1985CZ13rWtd
RB-Appl-EffCW-med-ElecDHW-GasCDryer-Tier3-Front | DEER2016 | D16v1 | 2015-05-14 08:06 | PGE | MFm | 1985 | CZ16 | rWtd | Each | 1 | 512 | None | 115 | 0.0144 | 9.66 | 2.55 | -0.00105 | 7.97 | 115 | 0.0144 | 9.66 | 2.55 | -0.00105 | 7.97 |  |  | 2 |  | RB-Appl-EffCW-med-ElecDHW-GasCDryer-Tier3-FrontPGEMFm1985CZ16rWtd
RB-Appl-EffCW-med-ElecDHW-GasCDryer-Tier3-Front | DEER2016 | D16v1 | 2015-05-14 08:06 | PGE | MFm | 1996 | CZ01 | rWtd | Each | 1 | 432 | None | 114 | 0.0155 | 9.47 | 3.89 | 0.000372 | 7.88 | 114 | 0.0155 | 9.47 | 3.89 | 0.000372 | 7.88 |  |  | 2 |  | RB-Appl-EffCW-med-ElecDHW-GasCDryer-Tier3-FrontPGEMFm1996CZ01rWtd
RB-Appl-EffCW-med-ElecDHW-GasCDryer-Tier3-Front | DEER2016 | D16v1 | 2015-05-14 08:06 | PGE | MFm | 1996 | CZ02 | rWtd | Each | 1 | 432 | None | 107 | 0.0156 | 9.69 | 1.54 | 0.000353 | 7.85 | 107 | 0.0156 | 9.69 | 1.54 | 0.000353 | 7.85 |  |  | 2 |  | RB-Appl-EffCW-med-ElecDHW-GasCDryer-Tier3-FrontPGEMFm1996CZ02rWtd
RB-Appl-EffCW-med-ElecDHW-GasCDryer-Tier3-Front | DEER2016 | D16v1 | 2015-05-14 08:06 | PGE | MFm | 1996 | CZ03 | rWtd | Each | 1 | 432 | None | 107 | 0.0143 | 9.69 | 2.04 | -2.28e-06 | 7.88 | 107 | 0.0143 | 9.69 | 2.04 | -2.28e-06 | 7.88 |  |  | 2 |  | RB-Appl-EffCW-med-ElecDHW-GasCDryer-Tier3-FrontPGEMFm1996CZ03rWtd
RB-Appl-EffCW-med-ElecDHW-GasCDryer-Tier3-Front | DEER2016 | D16v1 | 2015-05-14 08:06 | PGE | MFm | 1996 | CZ04 | rWtd | Each | 1 | 432 | None | 104 | 0.014 | 9.76 | 0.875 | -0.000194 | 7.81 | 104 | 0.014 | 9.76 | 0.875 | -0.000194 | 7.81 |  |  | 2 |  | RB-Appl-EffCW-med-ElecDHW-GasCDryer-Tier3-FrontPGEMFm1996CZ04rWtd
RB-Appl-EffCW-med-ElecDHW-GasCDryer-Tier3-Front | DEER2016 | D16v1 | 2015-05-14 08:06 | PGE | MFm | 1996 | CZ05 | rWtd | Each | 1 | 432 | None | 108 | 0.0149 | 9.64 | 2.4 | -0.00018 | 7.89 | 108 | 0.0149 | 9.64 | 2.4 | -0.00018 | 7.89 |  |  | 2 |  | RB-Appl-EffCW-med-ElecDHW-GasCDryer-Tier3-FrontPGEMFm1996CZ05rWtd
RB-Appl-EffCW-med-ElecDHW-GasCDryer-Tier3-Front | DEER2016 | D16v1 | 2015-05-14 08:06 | PGE | MFm | 1996 | CZ11 | rWtd | Each | 1 | 456 | None | 101 | 0.0137 | 9.74 | -1.72 | -0.000828 | 7.78 | 101 | 0.0137 | 9.74 | -1.72 | -0.000828 | 7.78 |  |  | 2 |  | RB-Appl-EffCW-med-ElecDHW-GasCDryer-Tier3-FrontPGEMFm1996CZ11rWtd
RB-Appl-EffCW-med-ElecDHW-GasCDryer-Tier3-Front | DEER2016 | D16v1 | 2015-05-14 08:06 | PGE | MFm | 1996 | CZ12 | rWtd | Each | 1 | 456 | None | 103 | 0.0138 | 9.67 | -0.528 | 0.00107 | 7.84 | 103 | 0.0138 | 9.67 | -0.528 | 0.00107 | 7.84 |  |  | 2 |  | RB-Appl-EffCW-med-ElecDHW-GasCDryer-Tier3-FrontPGEMFm1996CZ12rWtd
RB-Appl-EffCW-med-ElecDHW-GasCDryer-Tier3-Front | DEER2016 | D16v1 | 2015-05-14 08:06 | PGE | MFm | 1996 | CZ13 | rWtd | Each | 1 | 456 | None | 99.7 | 0.0126 | 9.72 | -2.04 | -0.00131 | 7.82 | 99.7 | 0.0126 | 9.72 | -2.04 | -0.00131 | 7.82 |  |  | 2 |  | RB-Appl-EffCW-med-ElecDHW-GasCDryer-Tier3-FrontPGEMFm1996CZ13rWtd
RB-Appl-EffCW-med-ElecDHW-GasCDryer-Tier3-Front | DEER2016 | D16v1 | 2015-05-14 08:06 | PGE | MFm | 1996 | CZ16 | rWtd | Each | 1 | 432 | None | 115 | 0.0143 | 9.6 | 2.38 | -0.00127 | 7.88 | 115 | 0.0143 | 9.6 | 2.38 | -0.00127 | 7.88 |  |  | 2 |  | RB-Appl-EffCW-med-ElecDHW-GasCDryer-Tier3-FrontPGEMFm1996CZ16rWtd
RB-Appl-EffCW-med-ElecDHW-GasCDryer-Tier3-Front | DEER2016 | D16v1 | 2015-05-14 08:06 | PGE | MFm | 2003 | CZ01 | rWtd | Each | 1 | 441 | None | 114 | 0.0154 | 9.64 | 3.77 | 0.000267 | 7.93 | 114 | 0.0154 | 9.64 | 3.77 | 0.000267 | 7.93 |  |  | 2 |  | RB-Appl-EffCW-med-ElecDHW-GasCDryer-Tier3-FrontPGEMFm2003CZ01rWtd
RB-Appl-EffCW-med-ElecDHW-GasCDryer-Tier3-Front | DEER2016 | D16v1 | 2015-05-14 08:06 | PGE | MFm | 2003 | CZ02 | rWtd | Each | 1 | 474 | None | 107 | 0.0157 | 9.64 | 1.59 | 6.47e-05 | 7.82 | 107 | 0.0157 | 9.64 | 1.59 | 6.47e-05 | 7.82 |  |  | 2 |  | RB-Appl-EffCW-med-ElecDHW-GasCDryer-Tier3-FrontPGEMFm2003CZ02rWtd
RB-Appl-EffCW-med-ElecDHW-GasCDryer-Tier3-Front | DEER2016 | D16v1 | 2015-05-14 08:06 | PGE | MFm | 2003 | CZ03 | rWtd | Each | 1 | 441 | None | 106 | 0.0145 | 9.57 | 2.14 | 8.29e-05 | 7.92 | 106 | 0.0145 | 9.57 | 2.14 | 8.29e-05 | 7.92 |  |  | 2 |  | RB-Appl-EffCW-med-ElecDHW-GasCDryer-Tier3-FrontPGEMFm2003CZ03rWtd
RB-Appl-EffCW-med-ElecDHW-GasCDryer-Tier3-Front | DEER2016 | D16v1 | 2015-05-14 08:06 | PGE | MFm | 2003 | CZ04 | rWtd | Each | 1 | 441 | None | 104 | 0.0144 | 9.7 | 0.504 | -4.73e-05 | 7.77 | 104 | 0.0144 | 9.7 | 0.504 | -4.73e-05 | 7.77 |  |  | 2 |  | RB-Appl-EffCW-med-ElecDHW-GasCDryer-Tier3-FrontPGEMFm2003CZ04rWtd
RB-Appl-EffCW-med-ElecDHW-GasCDryer-Tier3-Front | DEER2016 | D16v1 | 2015-05-14 08:06 | PGE | MFm | 2003 | CZ05 | rWtd | Each | 1 | 441 | None | 108 | 0.0147 | 9.63 | 2.4 | 1.67e-05 | 7.91 | 108 | 0.0147 | 9.63 | 2.4 | 1.67e-05 | 7.91 |  |  | 2 |  | RB-Appl-EffCW-med-ElecDHW-GasCDryer-Tier3-FrontPGEMFm2003CZ05rWtd
RB-Appl-EffCW-med-ElecDHW-GasCDryer-Tier3-Front | DEER2016 | D16v1 | 2015-05-14 08:06 | PGE | MFm | 2003 | CZ11 | rWtd | Each | 1 | 474 | None | 101 | 0.0126 | 9.7 | -1.36 | -0.00109 | 7.82 | 101 | 0.0126 | 9.7 | -1.36 | -0.00109 | 7.82 |  |  | 2 |  | RB-Appl-EffCW-med-ElecDHW-GasCDryer-Tier3-FrontPGEMFm2003CZ11rWtd
RB-Appl-EffCW-med-ElecDHW-GasCDryer-Tier3-Front | DEER2016 | D16v1 | 2015-05-14 08:06 | PGE | MFm | 2003 | CZ12 | rWtd | Each | 1 | 474 | None | 103 | 0.0146 | 9.72 | -0.63 | -0.00104 | 7.81 | 103 | 0.0146 | 9.72 | -0.63 | -0.00104 | 7.81 |  |  | 2 |  | RB-Appl-EffCW-med-ElecDHW-GasCDryer-Tier3-FrontPGEMFm2003CZ12rWtd
RB-Appl-EffCW-med-ElecDHW-GasCDryer-Tier3-Front | DEER2016 | D16v1 | 2015-05-14 08:06 | PGE | MFm | 2003 | CZ13 | rWtd | Each | 1 | 474 | None | 100 | 0.0127 | 9.78 | -1.59 | -0.00114 | 7.81 | 100 | 0.0127 | 9.78 | -1.59 | -0.00114 | 7.81 |  |  | 2 |  | RB-Appl-EffCW-med-ElecDHW-GasCDryer-Tier3-FrontPGEMFm2003CZ13rWtd
RB-Appl-EffCW-med-ElecDHW-GasCDryer-Tier3-Front | DEER2016 | D16v1 | 2015-05-14 08:06 | PGE | MFm | 2003 | CZ16 | rWtd | Each | 1 | 441 | None | 115 | 0.0153 | 9.64 | 2.34 | -0.000401 | 7.87 | 115 | 0.0153 | 9.64 | 2.34 | -0.000401 | 7.87 |  |  | 2 |  | RB-Appl-EffCW-med-ElecDHW-GasCDryer-Tier3-FrontPGEMFm2003CZ16rWtd
RB-Appl-EffCW-med-ElecDHW-GasCDryer-Tier3-Front | DEER2016 | D16v1 | 2015-05-14 08:06 | PGE | MFm | 2007 | CZ01 | rWtd | Each | 1 | 441 | None | 114 | 0.0154 | 9.55 | 3.83 | 0.00029 | 7.97 | 114 | 0.0154 | 9.55 | 3.83 | 0.00029 | 7.97 |  |  | 2 |  | RB-Appl-EffCW-med-ElecDHW-GasCDryer-Tier3-FrontPGEMFm2007CZ01rWtd
RB-Appl-EffCW-med-ElecDHW-GasCDryer-Tier3-Front | DEER2016 | D16v1 | 2015-05-14 08:06 | PGE | MFm | 2007 | CZ02 | rWtd | Each | 1 | 474 | None | 107 | 0.0145 | 9.73 | 1.58 | -0.000256 | 7.88 | 107 | 0.0145 | 9.73 | 1.58 | -0.000256 | 7.88 |  |  | 2 |  | RB-Appl-EffCW-med-ElecDHW-GasCDryer-Tier3-FrontPGEMFm2007CZ02rWtd
RB-Appl-EffCW-med-ElecDHW-GasCDryer-Tier3-Front | DEER2016 | D16v1 | 2015-05-14 08:06 | PGE | MFm | 2007 | CZ03 | rWtd | Each | 1 | 441 | None | 107 | 0.0143 | 9.62 | 2.06 | -4.33e-05 | 7.92 | 107 | 0.0143 | 9.62 | 2.06 | -4.33e-05 | 7.92 |  |  | 2 |  | RB-Appl-EffCW-med-ElecDHW-GasCDryer-Tier3-FrontPGEMFm2007CZ03rWtd
RB-Appl-EffCW-med-ElecDHW-GasCDryer-Tier3-Front | DEER2016 | D16v1 | 2015-05-14 08:06 | PGE | MFm | 2007 | CZ04 | rWtd | Each | 1 | 441 | None | 104 | 0.0136 | 9.71 | 0.522 | -0.00029 | 7.79 | 104 | 0.0136 | 9.71 | 0.522 | -0.00029 | 7.79 |  |  | 2 |  | RB-Appl-EffCW-med-ElecDHW-GasCDryer-Tier3-FrontPGEMFm2007CZ04rWtd
RB-Appl-EffCW-med-ElecDHW-GasCDryer-Tier3-Front | DEER2016 | D16v1 | 2015-05-14 08:06 | PGE | MFm | 2007 | CZ05 | rWtd | Each | 1 | 441 | None | 108 | 0.015 | 9.69 | 2.21 | 0.00066 | 7.87 | 108 | 0.015 | 9.69 | 2.21 | 0.00066 | 7.87 |  |  | 2 |  | RB-Appl-EffCW-med-ElecDHW-GasCDryer-Tier3-FrontPGEMFm2007CZ05rWtd
RB-Appl-EffCW-med-ElecDHW-GasCDryer-Tier3-Front | DEER2016 | D16v1 | 2015-05-14 08:06 | PGE | MFm | 2007 | CZ11 | rWtd | Each | 1 | 474 | None | 102 | 0.0126 | 9.77 | -0.788 | -0.00104 | 7.8 | 102 | 0.0126 | 9.77 | -0.788 | -0.00104 | 7.8 |  |  | 2 |  | RB-Appl-EffCW-med-ElecDHW-GasCDryer-Tier3-FrontPGEMFm2007CZ11rWtd
RB-Appl-EffCW-med-ElecDHW-GasCDryer-Tier3-Front | DEER2016 | D16v1 | 2015-05-14 08:06 | PGE | MFm | 2007 | CZ12 | rWtd | Each | 1 | 474 | None | 103 | 0.0139 | 9.75 | -0.169 | -0.000457 | 7.82 | 103 | 0.0139 | 9.75 | -0.169 | -0.000457 | 7.82 |  |  | 2 |  | RB-Appl-EffCW-med-ElecDHW-GasCDryer-Tier3-FrontPGEMFm2007CZ12rWtd
RB-Appl-EffCW-med-ElecDHW-GasCDryer-Tier3-Front | DEER2016 | D16v1 | 2015-05-14 08:06 | PGE | MFm | 2007 | CZ13 | rWtd | Each | 1 | 474 | None | 99.9 | 0.0124 | 9.73 | -1.32 | -0.000999 | 7.79 | 99.9 | 0.0124 | 9.73 | -1.32 | -0.000999 | 7.79 |  |  | 2 |  | RB-Appl-EffCW-med-ElecDHW-GasCDryer-Tier3-FrontPGEMFm2007CZ13rWtd
RB-Appl-EffCW-med-ElecDHW-GasCDryer-Tier3-Front | DEER2016 | D16v1 | 2015-05-14 08:06 | PGE | MFm | 2007 | CZ16 | rWtd | Each | 1 | 441 | None | 116 | 0.015 | 9.68 | 2.47 | -0.000436 | 7.86 | 116 | 0.015 | 9.68 | 2.47 | -0.000436 | 7.86 |  |  | 2 |  | RB-Appl-EffCW-med-ElecDHW-GasCDryer-Tier3-FrontPGEMFm2007CZ16rWtd
RB-Appl-EffCW-med-ElecDHW-GasCDryer-Tier3-Front | DEER2016 | D16v1 | 2015-05-14 08:06 | PGE | MFm | 2011 | CZ01 | rWtd | Each | 1 | 441 | None | 114 | 0.0154 | 9.54 | 3.7 | 0.000285 | 7.92 | 114 | 0.0154 | 9.54 | 3.7 | 0.000285 | 7.92 |  |  | 2 |  | RB-Appl-EffCW-med-ElecDHW-GasCDryer-Tier3-FrontPGEMFm2011CZ01rWtd
RB-Appl-EffCW-med-ElecDHW-GasCDryer-Tier3-Front | DEER2016 | D16v1 | 2015-05-14 08:06 | PGE | MFm | 2011 | CZ02 | rWtd | Each | 1 | 474 | None | 107 | 0.0149 | 9.74 | 1.76 | -0.000373 | 7.84 | 107 | 0.0149 | 9.74 | 1.76 | -0.000373 | 7.84 |  |  | 2 |  | RB-Appl-EffCW-med-ElecDHW-GasCDryer-Tier3-FrontPGEMFm2011CZ02rWtd
RB-Appl-EffCW-med-ElecDHW-GasCDryer-Tier3-Front | DEER2016 | D16v1 | 2015-05-14 08:06 | PGE | MFm | 2011 | CZ03 | rWtd | Each | 1 | 441 | None | 107 | 0.0143 | 9.69 | 1.88 | 6.21e-05 | 7.87 | 107 | 0.0143 | 9.69 | 1.88 | 6.21e-05 | 7.87 |  |  | 2 |  | RB-Appl-EffCW-med-ElecDHW-GasCDryer-Tier3-FrontPGEMFm2011CZ03rWtd
RB-Appl-EffCW-med-ElecDHW-GasCDryer-Tier3-Front | DEER2016 | D16v1 | 2015-05-14 08:06 | PGE | MFm | 2011 | CZ04 | rWtd | Each | 1 | 441 | None | 104 | 0.0139 | 9.75 | 0.418 | 1.41e-05 | 7.75 | 104 | 0.0139 | 9.75 | 0.418 | 1.41e-05 | 7.75 |  |  | 2 |  | RB-Appl-EffCW-med-ElecDHW-GasCDryer-Tier3-FrontPGEMFm2011CZ04rWtd
RB-Appl-EffCW-med-ElecDHW-GasCDryer-Tier3-Front | DEER2016 | D16v1 | 2015-05-14 08:06 | PGE | MFm | 2011 | CZ05 | rWtd | Each | 1 | 441 | None | 109 | 0.0146 | 9.7 | 2.16 | 0.000416 | 7.86 | 109 | 0.0146 | 9.7 | 2.16 | 0.000416 | 7.86 |  |  | 2 |  | RB-Appl-EffCW-med-ElecDHW-GasCDryer-Tier3-FrontPGEMFm2011CZ05rWtd
RB-Appl-EffCW-med-ElecDHW-GasCDryer-Tier3-Front | DEER2016 | D16v1 | 2015-05-14 08:06 | PGE | MFm | 2011 | CZ11 | rWtd | Each | 1 | 474 | None | 102 | 0.0126 | 9.79 | -1.1 | -0.00114 | 7.79 | 102 | 0.0126 | 9.79 | -1.1 | -0.00114 | 7.79 |  |  | 2 |  | RB-Appl-EffCW-med-ElecDHW-GasCDryer-Tier3-FrontPGEMFm2011CZ11rWtd
RB-Appl-EffCW-med-ElecDHW-GasCDryer-Tier3-Front | DEER2016 | D16v1 | 2015-05-14 08:06 | PGE | MFm | 2011 | CZ12 | rWtd | Each | 1 | 474 | None | 104 | 0.0135 | 9.76 | -0.479 | -0.00065 | 7.8 | 104 | 0.0135 | 9.76 | -0.479 | -0.00065 | 7.8 |  |  | 2 |  | RB-Appl-EffCW-med-ElecDHW-GasCDryer-Tier3-FrontPGEMFm2011CZ12rWtd
RB-Appl-EffCW-med-ElecDHW-GasCDryer-Tier3-Front | DEER2016 | D16v1 | 2015-05-14 08:06 | PGE | MFm | 2011 | CZ13 | rWtd | Each | 1 | 474 | None | 100 | 0.0124 | 9.75 | -1.29 | -0.00102 | 7.77 | 100 | 0.0124 | 9.75 | -1.29 | -0.00102 | 7.77 |  |  | 2 |  | RB-Appl-EffCW-med-ElecDHW-GasCDryer-Tier3-FrontPGEMFm2011CZ13rWtd
RB-Appl-EffCW-med-ElecDHW-GasCDryer-Tier3-Front | DEER2016 | D16v1 | 2015-05-14 08:06 | PGE | MFm | 2011 | CZ16 | rWtd | Each | 1 | 441 | None | 116 | 0.0148 | 9.69 | 2.05 | -0.000291 | 7.83 | 116 | 0.0148 | 9.69 | 2.05 | -0.000291 | 7.83 |  |  | 2 |  | RB-Appl-EffCW-med-ElecDHW-GasCDryer-Tier3-FrontPGEMFm2011CZ16rWtd
RB-Appl-EffCW-med-ElecDHW-GasCDryer-Tier3-Front | DEER2016 | D16v1 | 2015-05-14 08:06 | PGE | MFm | 2014 | CZ01 | rWtd | Each | 1 | 441 | None | 114 | 0.0154 | 9.61 | 3.65 | 0.000261 | 7.92 | 114 | 0.0154 | 9.61 | 3.65 | 0.000261 | 7.92 |  |  | 2 |  | RB-Appl-EffCW-med-ElecDHW-GasCDryer-Tier3-FrontPGEMFm2014CZ01rWtd
RB-Appl-EffCW-med-ElecDHW-GasCDryer-Tier3-Front | DEER2016 | D16v1 | 2015-05-14 08:06 | PGE | MFm | 2014 | CZ02 | rWtd | Each | 1 | 474 | None | 107 | 0.0154 | 9.76 | 1.62 | 0.000149 | 7.83 | 107 | 0.0154 | 9.76 | 1.62 | 0.000149 | 7.83 |  |  | 2 |  | RB-Appl-EffCW-med-ElecDHW-GasCDryer-Tier3-FrontPGEMFm2014CZ02rWtd
RB-Appl-EffCW-med-ElecDHW-GasCDryer-Tier3-Front | DEER2016 | D16v1 | 2015-05-14 08:06 | PGE | MFm | 2014 | CZ03 | rWtd | Each | 1 | 441 | None | 107 | 0.0144 | 9.75 | 1.72 | 0.000217 | 7.82 | 107 | 0.0144 | 9.75 | 1.72 | 0.000217 | 7.82 |  |  | 2 |  | RB-Appl-EffCW-med-ElecDHW-GasCDryer-Tier3-FrontPGEMFm2014CZ03rWtd
RB-Appl-EffCW-med-ElecDHW-GasCDryer-Tier3-Front | DEER2016 | D16v1 | 2015-05-14 08:06 | PGE | MFm | 2014 | CZ04 | rWtd | Each | 1 | 441 | None | 104 | 0.0139 | 9.77 | 0.335 | 6.51e-05 | 7.73 | 104 | 0.0139 | 9.77 | 0.335 | 6.51e-05 | 7.73 |  |  | 2 |  | RB-Appl-EffCW-med-ElecDHW-GasCDryer-Tier3-FrontPGEMFm2014CZ04rWtd
RB-Appl-EffCW-med-ElecDHW-GasCDryer-Tier3-Front | DEER2016 | D16v1 | 2015-05-14 08:06 | PGE | MFm | 2014 | CZ05 | rWtd | Each | 1 | 441 | None | 109 | 0.0145 | 9.85 | 1.79 | 1.15e-05 | 7.79 | 109 | 0.0145 | 9.85 | 1.79 | 1.15e-05 | 7.79 |  |  | 2 |  | RB-Appl-EffCW-med-ElecDHW-GasCDryer-Tier3-FrontPGEMFm2014CZ05rWtd
RB-Appl-EffCW-med-ElecDHW-GasCDryer-Tier3-Front | DEER2016 | D16v1 | 2015-05-14 08:06 | PGE | MFm | 2014 | CZ11 | rWtd | Each | 1 | 474 | None | 101 | 0.0127 | 9.78 | -1.41 | -0.000791 | 7.77 | 101 | 0.0127 | 9.78 | -1.41 | -0.000791 | 7.77 |  |  | 2 |  | RB-Appl-EffCW-med-ElecDHW-GasCDryer-Tier3-FrontPGEMFm2014CZ11rWtd
RB-Appl-EffCW-med-ElecDHW-GasCDryer-Tier3-Front | DEER2016 | D16v1 | 2015-05-14 08:06 | PGE | MFm | 2014 | CZ12 | rWtd | Each | 1 | 474 | None | 104 | 0.0137 | 9.77 | -0.319 | -0.000564 | 7.78 | 104 | 0.0137 | 9.77 | -0.319 | -0.000564 | 7.78 |  |  | 2 |  | RB-Appl-EffCW-med-ElecDHW-GasCDryer-Tier3-FrontPGEMFm2014CZ12rWtd
RB-Appl-EffCW-med-ElecDHW-GasCDryer-Tier3-Front | DEER2016 | D16v1 | 2015-05-14 08:06 | PGE | MFm | 2014 | CZ13 | rWtd | Each | 1 | 474 | None | 100 | 0.0124 | 9.76 | -1.47 | -0.000929 | 7.76 | 100 | 0.0124 | 9.76 | -1.47 | -0.000929 | 7.76 |  |  | 2 |  | RB-Appl-EffCW-med-ElecDHW-GasCDryer-Tier3-FrontPGEMFm2014CZ13rWtd
RB-Appl-EffCW-med-ElecDHW-GasCDryer-Tier3-Front | DEER2016 | D16v1 | 2015-05-14 08:06 | PGE | MFm | 2014 | CZ16 | rWtd | Each | 1 | 441 | None | 116 | 0.0151 | 9.67 | 2.4 | -0.0001 | 7.87 | 116 | 0.0151 | 9.67 | 2.4 | -0.0001 | 7.87 |  |  | 2 |  | RB-Appl-EffCW-med-ElecDHW-GasCDryer-Tier3-FrontPGEMFm2014CZ16rWtd
RB-Appl-EffCW-med-ElecDHW-GasCDryer-Tier3-Front | DEER2016 | D16v1 | 2015-05-14 08:06 | PGE | MFm | Ex | CZ01 | rWtd | Each | 1 | 456 | None | 114 | 0.0155 | 9.51 | 4.03 | 0.000334 | 7.97 | 114 | 0.0155 | 9.51 | 4.03 | 0.000334 | 7.97 |  |  | 2 |  | RB-Appl-EffCW-med-ElecDHW-GasCDryer-Tier3-FrontPGEMFmExCZ01rWtd
RB-Appl-EffCW-med-ElecDHW-GasCDryer-Tier3-Front | DEER2016 | D16v1 | 2015-05-14 08:06 | PGE | MFm | Ex | CZ02 | rWtd | Each | 1 | 478 | None | 107 | 0.015 | 9.7 | 1.68 | -0.000342 | 7.91 | 107 | 0.015 | 9.7 | 1.68 | -0.000342 | 7.91 |  |  | 2 |  | RB-Appl-EffCW-med-ElecDHW-GasCDryer-Tier3-FrontPGEMFmExCZ02rWtd
RB-Appl-EffCW-med-ElecDHW-GasCDryer-Tier3-Front | DEER2016 | D16v1 | 2015-05-14 08:06 | PGE | MFm | Ex | CZ03 | rWtd | Each | 1 | 477 | None | 107 | 0.0147 | 9.66 | 2.4 | 0.00016 | 7.97 | 107 | 0.0147 | 9.66 | 2.4 | 0.00016 | 7.97 |  |  | 2 |  | RB-Appl-EffCW-med-ElecDHW-GasCDryer-Tier3-FrontPGEMFmExCZ03rWtd
RB-Appl-EffCW-med-ElecDHW-GasCDryer-Tier3-Front | DEER2016 | D16v1 | 2015-05-14 08:06 | PGE | MFm | Ex | CZ04 | rWtd | Each | 1 | 480 | None | 104 | 0.0134 | 9.73 | 1.03 | -0.000769 | 7.87 | 104 | 0.0134 | 9.73 | 1.03 | -0.000769 | 7.87 |  |  | 2 |  | RB-Appl-EffCW-med-ElecDHW-GasCDryer-Tier3-FrontPGEMFmExCZ04rWtd
RB-Appl-EffCW-med-ElecDHW-GasCDryer-Tier3-Front | DEER2016 | D16v1 | 2015-05-14 08:06 | PGE | MFm | Ex | CZ05 | rWtd | Each | 1 | 468 | None | 108 | 0.0143 | 9.6 | 2.69 | -0.000407 | 7.96 | 108 | 0.0143 | 9.6 | 2.69 | -0.000407 | 7.96 |  |  | 2 |  | RB-Appl-EffCW-med-ElecDHW-GasCDryer-Tier3-FrontPGEMFmExCZ05rWtd
RB-Appl-EffCW-med-ElecDHW-GasCDryer-Tier3-Front | DEER2016 | D16v1 | 2015-05-14 08:06 | PGE | MFm | Ex | CZ11 | rWtd | Each | 1 | 499 | None | 100 | 0.0128 | 9.71 | -1.81 | -0.00169 | 7.87 | 100 | 0.0128 | 9.71 | -1.81 | -0.00169 | 7.87 |  |  | 2 |  | RB-Appl-EffCW-med-ElecDHW-GasCDryer-Tier3-FrontPGEMFmExCZ11rWtd
RB-Appl-EffCW-med-ElecDHW-GasCDryer-Tier3-Front | DEER2016 | D16v1 | 2015-05-14 08:06 | PGE | MFm | Ex | CZ12 | rWtd | Each | 1 | 495 | None | 103 | 0.0146 | 9.73 | -0.391 | -0.000445 | 7.91 | 103 | 0.0146 | 9.73 | -0.391 | -0.000445 | 7.91 |  |  | 2 |  | RB-Appl-EffCW-med-ElecDHW-GasCDryer-Tier3-FrontPGEMFmExCZ12rWtd
RB-Appl-EffCW-med-ElecDHW-GasCDryer-Tier3-Front | DEER2016 | D16v1 | 2015-05-14 08:06 | PGE | MFm | Ex | CZ13 | rWtd | Each | 1 | 493 | None | 99.2 | 0.0128 | 9.74 | -2.21 | -0.00133 | 7.88 | 99.2 | 0.0128 | 9.74 | -2.21 | -0.00133 | 7.88 |  |  | 2 |  | RB-Appl-EffCW-med-ElecDHW-GasCDryer-Tier3-FrontPGEMFmExCZ13rWtd
RB-Appl-EffCW-med-ElecDHW-GasCDryer-Tier3-Front | DEER2016 | D16v1 | 2015-05-14 08:06 | PGE | MFm | Ex | CZ16 | rWtd | Each | 1 | 501 | None | 115 | 0.0145 | 9.65 | 2.64 | -0.00122 | 7.95 | 115 | 0.0145 | 9.65 | 2.64 | -0.00122 | 7.95 |  |  | 2 |  | RB-Appl-EffCW-med-ElecDHW-GasCDryer-Tier3-FrontPGEMFmExCZ16rWtd
RB-Appl-EffCW-med-ElecDHW-GasCDryer-Tier3-Front | DEER2016 | D16v1 | 2015-05-14 08:06 | PGE | MFm | Ex | IOU | rWtd | Each | 1 | 483 | None | 105 | 0.0142 | 9.69 | 1.09 | -0.000341 | 7.93 | 105 | 0.0142 | 9.69 | 1.09 | -0.000341 | 7.93 |  |  | 2 |  | RB-Appl-EffCW-med-ElecDHW-GasCDryer-Tier3-FrontPGEMFmExIOUrWtd
RB-Appl-EffCW-med-ElecDHW-GasCDryer-Tier3-Front | DEER2016 | D16v1 | 2015-05-14 08:06 | PGE | SFm | 1975 | CZ01 | rWtd | Each | 1 | 796 | None | 143 | 0.0191 | 12.2 | 4.86 | 0.000298 | 10.4 | 143 | 0.0191 | 12.2 | 4.86 | 0.000298 | 10.4 |  |  | 2 |  | RB-Appl-EffCW-med-ElecDHW-GasCDryer-Tier3-FrontPGESFm1975CZ01rWtd
RB-Appl-EffCW-med-ElecDHW-GasCDryer-Tier3-Front | DEER2016 | D16v1 | 2015-05-14 08:06 | PGE | SFm | 1975 | CZ02 | rWtd | Each | 1 | 796 | None | 133 | 0.0186 | 12.1 | 2.04 | -0.000753 | 10.2 | 133 | 0.0186 | 12.1 | 2.04 | -0.000753 | 10.2 |  |  | 2 |  | RB-Appl-EffCW-med-ElecDHW-GasCDryer-Tier3-FrontPGESFm1975CZ02rWtd
RB-Appl-EffCW-med-ElecDHW-GasCDryer-Tier3-Front | DEER2016 | D16v1 | 2015-05-14 08:06 | PGE | SFm | 1975 | CZ03 | rWtd | Each | 1 | 796 | None | 133 | 0.0181 | 12.1 | 2.73 | 0.000664 | 10.3 | 133 | 0.0181 | 12.1 | 2.73 | 0.000664 | 10.3 |  |  | 2 |  | RB-Appl-EffCW-med-ElecDHW-GasCDryer-Tier3-FrontPGESFm1975CZ03rWtd
RB-Appl-EffCW-med-ElecDHW-GasCDryer-Tier3-Front | DEER2016 | D16v1 | 2015-05-14 08:06 | PGE | SFm | 1975 | CZ04 | rWtd | Each | 1 | 796 | None | 128 | 0.0176 | 12.1 | 0.676 | -0.000658 | 10 | 128 | 0.0176 | 12.1 | 0.676 | -0.000658 | 10 |  |  | 2 |  | RB-Appl-EffCW-med-ElecDHW-GasCDryer-Tier3-FrontPGESFm1975CZ04rWtd
RB-Appl-EffCW-med-ElecDHW-GasCDryer-Tier3-Front | DEER2016 | D16v1 | 2015-05-14 08:06 | PGE | SFm | 1975 | CZ05 | rWtd | Each | 1 | 796 | None | 135 | 0.0171 | 12 | 3.34 | -0.00124 | 10.3 | 135 | 0.0171 | 12 | 3.34 | -0.00124 | 10.3 |  |  | 2 |  | RB-Appl-EffCW-med-ElecDHW-GasCDryer-Tier3-FrontPGESFm1975CZ05rWtd
RB-Appl-EffCW-med-ElecDHW-GasCDryer-Tier3-Front | DEER2016 | D16v1 | 2015-05-14 08:06 | PGE | SFm | 1975 | CZ11 | rWtd | Each | 1 | 764 | None | 124 | 0.0174 | 12.2 | -1.37 | -0.00124 | 9.8 | 124 | 0.0174 | 12.2 | -1.37 | -0.00124 | 9.8 |  |  | 2 |  | RB-Appl-EffCW-med-ElecDHW-GasCDryer-Tier3-FrontPGESFm1975CZ11rWtd
RB-Appl-EffCW-med-ElecDHW-GasCDryer-Tier3-Front | DEER2016 | D16v1 | 2015-05-14 08:06 | PGE | SFm | 1975 | CZ12 | rWtd | Each | 1 | 764 | None | 127 | 0.0192 | 12.1 | -0.885 | 0.00263 | 9.84 | 127 | 0.0192 | 12.1 | -0.885 | 0.00263 | 9.84 |  |  | 2 |  | RB-Appl-EffCW-med-ElecDHW-GasCDryer-Tier3-FrontPGESFm1975CZ12rWtd
RB-Appl-EffCW-med-ElecDHW-GasCDryer-Tier3-Front | DEER2016 | D16v1 | 2015-05-14 08:06 | PGE | SFm | 1975 | CZ13 | rWtd | Each | 1 | 764 | None | 124 | 0.0167 | 12.1 | -0.715 | -0.00176 | 9.84 | 124 | 0.0167 | 12.1 | -0.715 | -0.00176 | 9.84 |  |  | 2 |  | RB-Appl-EffCW-med-ElecDHW-GasCDryer-Tier3-FrontPGESFm1975CZ13rWtd
RB-Appl-EffCW-med-ElecDHW-GasCDryer-Tier3-Front | DEER2016 | D16v1 | 2015-05-14 08:06 | PGE | SFm | 1975 | CZ16 | rWtd | Each | 1 | 796 | None | 145 | 0.0195 | 12.3 | 4.41 | -0.000289 | 10.3 | 145 | 0.0195 | 12.3 | 4.41 | -0.000289 | 10.3 |  |  | 2 |  | RB-Appl-EffCW-med-ElecDHW-GasCDryer-Tier3-FrontPGESFm1975CZ16rWtd
RB-Appl-EffCW-med-ElecDHW-GasCDryer-Tier3-Front | DEER2016 | D16v1 | 2015-05-14 08:06 | PGE | SFm | 1985 | CZ01 | rWtd | Each | 1 | 952 | None | 142 | 0.0191 | 11.6 | 3.49 | 0.000333 | 9.25 | 142 | 0.0191 | 11.6 | 3.49 | 0.000333 | 9.25 |  |  | 2 |  | RB-Appl-EffCW-med-ElecDHW-GasCDryer-Tier3-FrontPGESFm1985CZ01rWtd
RB-Appl-EffCW-med-ElecDHW-GasCDryer-Tier3-Front | DEER2016 | D16v1 | 2015-05-14 08:06 | PGE | SFm | 1985 | CZ02 | rWtd | Each | 1 | 952 | None | 132 | 0.0197 | 11.7 | 1.41 | 0.000881 | 9.38 | 132 | 0.0197 | 11.7 | 1.41 | 0.000881 | 9.38 |  |  | 2 |  | RB-Appl-EffCW-med-ElecDHW-GasCDryer-Tier3-FrontPGESFm1985CZ02rWtd
RB-Appl-EffCW-med-ElecDHW-GasCDryer-Tier3-Front | DEER2016 | D16v1 | 2015-05-14 08:06 | PGE | SFm | 1985 | CZ03 | rWtd | Each | 1 | 952 | None | 132 | 0.0187 | 11.8 | 1.57 | 0.000861 | 9.39 | 132 | 0.0187 | 11.8 | 1.57 | 0.000861 | 9.39 |  |  | 2 |  | RB-Appl-EffCW-med-ElecDHW-GasCDryer-Tier3-FrontPGESFm1985CZ03rWtd
RB-Appl-EffCW-med-ElecDHW-GasCDryer-Tier3-Front | DEER2016 | D16v1 | 2015-05-14 08:06 | PGE | SFm | 1985 | CZ04 | rWtd | Each | 1 | 952 | None | 129 | 0.0182 | 11.8 | 0.0747 | 0.000801 | 9.39 | 129 | 0.0182 | 11.8 | 0.0747 | 0.000801 | 9.39 |  |  | 2 |  | RB-Appl-EffCW-med-ElecDHW-GasCDryer-Tier3-FrontPGESFm1985CZ04rWtd
RB-Appl-EffCW-med-ElecDHW-GasCDryer-Tier3-Front | DEER2016 | D16v1 | 2015-05-14 08:06 | PGE | SFm | 1985 | CZ05 | rWtd | Each | 1 | 952 | None | 134 | 0.0161 | 11.4 | 2.02 | -0.000467 | 9.25 | 134 | 0.0161 | 11.4 | 2.02 | -0.000467 | 9.25 |  |  | 2 |  | RB-Appl-EffCW-med-ElecDHW-GasCDryer-Tier3-FrontPGESFm1985CZ05rWtd
RB-Appl-EffCW-med-ElecDHW-GasCDryer-Tier3-Front | DEER2016 | D16v1 | 2015-05-14 08:06 | PGE | SFm | 1985 | CZ11 | rWtd | Each | 1 | 852 | None | 125 | 0.0171 | 11.9 | -0.0165 | -0.000268 | 9.4 | 125 | 0.0171 | 11.9 | -0.0165 | -0.000268 | 9.4 |  |  | 2 |  | RB-Appl-EffCW-med-ElecDHW-GasCDryer-Tier3-FrontPGESFm1985CZ11rWtd
RB-Appl-EffCW-med-ElecDHW-GasCDryer-Tier3-Front | DEER2016 | D16v1 | 2015-05-14 08:06 | PGE | SFm | 1985 | CZ12 | rWtd | Each | 1 | 852 | None | 129 | 0.0182 | 11.9 | 1.62 | -0.000622 | 9.4 | 129 | 0.0182 | 11.9 | 1.62 | -0.000622 | 9.4 |  |  | 2 |  | RB-Appl-EffCW-med-ElecDHW-GasCDryer-Tier3-FrontPGESFm1985CZ12rWtd
RB-Appl-EffCW-med-ElecDHW-GasCDryer-Tier3-Front | DEER2016 | D16v1 | 2015-05-14 08:06 | PGE | SFm | 1985 | CZ13 | rWtd | Each | 1 | 852 | None | 124 | 0.02 | 11.9 | -0.296 | 0.00217 | 9.44 | 124 | 0.02 | 11.9 | -0.296 | 0.00217 | 9.44 |  |  | 2 |  | RB-Appl-EffCW-med-ElecDHW-GasCDryer-Tier3-FrontPGESFm1985CZ13rWtd
RB-Appl-EffCW-med-ElecDHW-GasCDryer-Tier3-Front | DEER2016 | D16v1 | 2015-05-14 08:06 | PGE | SFm | 1985 | CZ16 | rWtd | Each | 1 | 952 | None | 142 | 0.0178 | 11.8 | 3.19 | -0.000947 | 9.4 | 142 | 0.0178 | 11.8 | 3.19 | -0.000947 | 9.4 |  |  | 2 |  | RB-Appl-EffCW-med-ElecDHW-GasCDryer-Tier3-FrontPGESFm1985CZ16rWtd
RB-Appl-EffCW-med-ElecDHW-GasCDryer-Tier3-Front | DEER2016 | D16v1 | 2015-05-14 08:06 | PGE | SFm | 1996 | CZ01 | rWtd | Each | 1 | 1100 | None | 143 | 0.019 | 12.3 | 3.72 | 0.000308 | 9.35 | 143 | 0.019 | 12.3 | 3.72 | 0.000308 | 9.35 |  |  | 2 |  | RB-Appl-EffCW-med-ElecDHW-GasCDryer-Tier3-FrontPGESFm1996CZ01rWtd
RB-Appl-EffCW-med-ElecDHW-GasCDryer-Tier3-Front | DEER2016 | D16v1 | 2015-05-14 08:06 | PGE | SFm | 1996 | CZ02 | rWtd | Each | 1 | 1100 | None | 133 | 0.0161 | 12.3 | 1.67 | 9.49e-05 | 9.39 | 133 | 0.0161 | 12.3 | 1.67 | 9.49e-05 | 9.39 |  |  | 2 |  | RB-Appl-EffCW-med-ElecDHW-GasCDryer-Tier3-FrontPGESFm1996CZ02rWtd
RB-Appl-EffCW-med-ElecDHW-GasCDryer-Tier3-Front | DEER2016 | D16v1 | 2015-05-14 08:06 | PGE | SFm | 1996 | CZ03 | rWtd | Each | 1 | 1100 | None | 133 | 0.0187 | 12.4 | 1.79 | 0.000662 | 9.33 | 133 | 0.0187 | 12.4 | 1.79 | 0.000662 | 9.33 |  |  | 2 |  | RB-Appl-EffCW-med-ElecDHW-GasCDryer-Tier3-FrontPGESFm1996CZ03rWtd
RB-Appl-EffCW-med-ElecDHW-GasCDryer-Tier3-Front | DEER2016 | D16v1 | 2015-05-14 08:06 | PGE | SFm | 1996 | CZ04 | rWtd | Each | 1 | 1100 | None | 128 | 0.0161 | 12.4 | 2.15 | -0.000875 | 9.41 | 128 | 0.0161 | 12.4 | 2.15 | -0.000875 | 9.41 |  |  | 2 |  | RB-Appl-EffCW-med-ElecDHW-GasCDryer-Tier3-FrontPGESFm1996CZ04rWtd
RB-Appl-EffCW-med-ElecDHW-GasCDryer-Tier3-Front | DEER2016 | D16v1 | 2015-05-14 08:06 | PGE | SFm | 1996 | CZ05 | rWtd | Each | 1 | 1100 | None | 135 | 0.0181 | 12.3 | 2.18 | 0.000541 | 9.22 | 135 | 0.0181 | 12.3 | 2.18 | 0.000541 | 9.22 |  |  | 2 |  | RB-Appl-EffCW-med-ElecDHW-GasCDryer-Tier3-FrontPGESFm1996CZ05rWtd
RB-Appl-EffCW-med-ElecDHW-GasCDryer-Tier3-Front | DEER2016 | D16v1 | 2015-05-14 08:06 | PGE | SFm | 1996 | CZ11 | rWtd | Each | 1 | 1020 | None | 127 | 0.0174 | 11.8 | 0.125 | -0.000292 | 9.4 | 127 | 0.0174 | 11.8 | 0.125 | -0.000292 | 9.4 |  |  | 2 |  | RB-Appl-EffCW-med-ElecDHW-GasCDryer-Tier3-FrontPGESFm1996CZ11rWtd
RB-Appl-EffCW-med-ElecDHW-GasCDryer-Tier3-Front | DEER2016 | D16v1 | 2015-05-14 08:06 | PGE | SFm | 1996 | CZ12 | rWtd | Each | 1 | 1020 | None | 128 | 0.0219 | 11.8 | 0.717 | 0.000419 | 9.38 | 128 | 0.0219 | 11.8 | 0.717 | 0.000419 | 9.38 |  |  | 2 |  | RB-Appl-EffCW-med-ElecDHW-GasCDryer-Tier3-FrontPGESFm1996CZ12rWtd
RB-Appl-EffCW-med-ElecDHW-GasCDryer-Tier3-Front | DEER2016 | D16v1 | 2015-05-14 08:06 | PGE | SFm | 1996 | CZ13 | rWtd | Each | 1 | 1020 | None | 125 | 0.0168 | 11.9 | 0.687 | -0.0012 | 9.42 | 125 | 0.0168 | 11.9 | 0.687 | -0.0012 | 9.42 |  |  | 2 |  | RB-Appl-EffCW-med-ElecDHW-GasCDryer-Tier3-FrontPGESFm1996CZ13rWtd
RB-Appl-EffCW-med-ElecDHW-GasCDryer-Tier3-Front | DEER2016 | D16v1 | 2015-05-14 08:06 | PGE | SFm | 1996 | CZ16 | rWtd | Each | 1 | 1100 | None | 142 | 0.0184 | 12.4 | 3.69 | 0.000395 | 9.41 | 142 | 0.0184 | 12.4 | 3.69 | 0.000395 | 9.41 |  |  | 2 |  | RB-Appl-EffCW-med-ElecDHW-GasCDryer-Tier3-FrontPGESFm1996CZ16rWtd
RB-Appl-EffCW-med-ElecDHW-GasCDryer-Tier3-Front | DEER2016 | D16v1 | 2015-05-14 08:06 | PGE | SFm | 2003 | CZ01 | rWtd | Each | 1 | 1150 | None | 142 | 0.0191 | 11.6 | 3.77 | 0.000414 | 9.36 | 142 | 0.0191 | 11.6 | 3.77 | 0.000414 | 9.36 |  |  | 2 |  | RB-Appl-EffCW-med-ElecDHW-GasCDryer-Tier3-FrontPGESFm2003CZ01rWtd
RB-Appl-EffCW-med-ElecDHW-GasCDryer-Tier3-Front | DEER2016 | D16v1 | 2015-05-14 08:06 | PGE | SFm | 2003 | CZ02 | rWtd | Each | 1 | 974 | None | 132 | 0.0192 | 11.8 | 1.73 | 0.000747 | 9.41 | 132 | 0.0192 | 11.8 | 1.73 | 0.000747 | 9.41 |  |  | 2 |  | RB-Appl-EffCW-med-ElecDHW-GasCDryer-Tier3-FrontPGESFm2003CZ02rWtd
RB-Appl-EffCW-med-ElecDHW-GasCDryer-Tier3-Front | DEER2016 | D16v1 | 2015-05-14 08:06 | PGE | SFm | 2003 | CZ03 | rWtd | Each | 1 | 1150 | None | 133 | 0.0189 | 11.6 | 1.9 | -0.00149 | 9.36 | 133 | 0.0189 | 11.6 | 1.9 | -0.00149 | 9.36 |  |  | 2 |  | RB-Appl-EffCW-med-ElecDHW-GasCDryer-Tier3-FrontPGESFm2003CZ03rWtd
RB-Appl-EffCW-med-ElecDHW-GasCDryer-Tier3-Front | DEER2016 | D16v1 | 2015-05-14 08:06 | PGE | SFm | 2003 | CZ04 | rWtd | Each | 1 | 1150 | None | 130 | 0.0171 | 11.7 | 0.701 | -0.000212 | 9.41 | 130 | 0.0171 | 11.7 | 0.701 | -0.000212 | 9.41 |  |  | 2 |  | RB-Appl-EffCW-med-ElecDHW-GasCDryer-Tier3-FrontPGESFm2003CZ04rWtd
RB-Appl-EffCW-med-ElecDHW-GasCDryer-Tier3-Front | DEER2016 | D16v1 | 2015-05-14 08:06 | PGE | SFm | 2003 | CZ05 | rWtd | Each | 1 | 1150 | None | 134 | 0.0125 | 11.1 | 2.3 | 0.000465 | 9.2 | 134 | 0.0125 | 11.1 | 2.3 | 0.000465 | 9.2 |  |  | 2 |  | RB-Appl-EffCW-med-ElecDHW-GasCDryer-Tier3-FrontPGESFm2003CZ05rWtd
RB-Appl-EffCW-med-ElecDHW-GasCDryer-Tier3-Front | DEER2016 | D16v1 | 2015-05-14 08:06 | PGE | SFm | 2003 | CZ11 | rWtd | Each | 1 | 974 | None | 125 | 0.0172 | 11.8 | 0.214 | -0.000154 | 9.37 | 125 | 0.0172 | 11.8 | 0.214 | -0.000154 | 9.37 |  |  | 2 |  | RB-Appl-EffCW-med-ElecDHW-GasCDryer-Tier3-FrontPGESFm2003CZ11rWtd
RB-Appl-EffCW-med-ElecDHW-GasCDryer-Tier3-Front | DEER2016 | D16v1 | 2015-05-14 08:06 | PGE | SFm | 2003 | CZ12 | rWtd | Each | 1 | 974 | None | 129 | 0.02 | 11.8 | 0.388 | 0.000122 | 9.38 | 129 | 0.02 | 11.8 | 0.388 | 0.000122 | 9.38 |  |  | 2 |  | RB-Appl-EffCW-med-ElecDHW-GasCDryer-Tier3-FrontPGESFm2003CZ12rWtd
RB-Appl-EffCW-med-ElecDHW-GasCDryer-Tier3-Front | DEER2016 | D16v1 | 2015-05-14 08:06 | PGE | SFm | 2003 | CZ13 | rWtd | Each | 1 | 974 | None | 125 | 0.0175 | 11.8 | 0.299 | -0.000108 | 9.39 | 125 | 0.0175 | 11.8 | 0.299 | -0.000108 | 9.39 |  |  | 2 |  | RB-Appl-EffCW-med-ElecDHW-GasCDryer-Tier3-FrontPGESFm2003CZ13rWtd
RB-Appl-EffCW-med-ElecDHW-GasCDryer-Tier3-Front | DEER2016 | D16v1 | 2015-05-14 08:06 | PGE | SFm | 2003 | CZ16 | rWtd | Each | 1 | 1150 | None | 144 | 0.0364 | 11.7 | 5.04 | 0.00954 | 9.41 | 144 | 0.0364 | 11.7 | 5.04 | 0.00954 | 9.41 |  |  | 2 |  | RB-Appl-EffCW-med-ElecDHW-GasCDryer-Tier3-FrontPGESFm2003CZ16rWtd
RB-Appl-EffCW-med-ElecDHW-GasCDryer-Tier3-Front | DEER2016 | D16v1 | 2015-05-14 08:06 | PGE | SFm | 2007 | CZ01 | rWtd | Each | 1 | 1150 | None | 142 | 0.019 | 11.5 | 3.77 | 0.00035 | 9.38 | 142 | 0.019 | 11.5 | 3.77 | 0.00035 | 9.38 |  |  | 2 |  | RB-Appl-EffCW-med-ElecDHW-GasCDryer-Tier3-FrontPGESFm2007CZ01rWtd
RB-Appl-EffCW-med-ElecDHW-GasCDryer-Tier3-Front | DEER2016 | D16v1 | 2015-05-14 08:06 | PGE | SFm | 2007 | CZ02 | rWtd | Each | 1 | 974 | None | 132 | 0.0183 | 11.6 | 1.4 | -0.000221 | 9.37 | 132 | 0.0183 | 11.6 | 1.4 | -0.000221 | 9.37 |  |  | 2 |  | RB-Appl-EffCW-med-ElecDHW-GasCDryer-Tier3-FrontPGESFm2007CZ02rWtd
RB-Appl-EffCW-med-ElecDHW-GasCDryer-Tier3-Front | DEER2016 | D16v1 | 2015-05-14 08:06 | PGE | SFm | 2007 | CZ03 | rWtd | Each | 1 | 1150 | None | 132 | 0.0185 | 11.4 | 1.93 | -0.00107 | 9.31 | 132 | 0.0185 | 11.4 | 1.93 | -0.00107 | 9.31 |  |  | 2 |  | RB-Appl-EffCW-med-ElecDHW-GasCDryer-Tier3-FrontPGESFm2007CZ03rWtd
RB-Appl-EffCW-med-ElecDHW-GasCDryer-Tier3-Front | DEER2016 | D16v1 | 2015-05-14 08:06 | PGE | SFm | 2007 | CZ04 | rWtd | Each | 1 | 1150 | None | 129 | 0.0176 | 11.6 | 0.764 | 0.000114 | 9.39 | 129 | 0.0176 | 11.6 | 0.764 | 0.000114 | 9.39 |  |  | 2 |  | RB-Appl-EffCW-med-ElecDHW-GasCDryer-Tier3-FrontPGESFm2007CZ04rWtd
RB-Appl-EffCW-med-ElecDHW-GasCDryer-Tier3-Front | DEER2016 | D16v1 | 2015-05-14 08:06 | PGE | SFm | 2007 | CZ05 | rWtd | Each | 1 | 1150 | None | 134 | 0.0175 | 11.3 | 2.26 | -0.00136 | 9.27 | 134 | 0.0175 | 11.3 | 2.26 | -0.00136 | 9.27 |  |  | 2 |  | RB-Appl-EffCW-med-ElecDHW-GasCDryer-Tier3-FrontPGESFm2007CZ05rWtd
RB-Appl-EffCW-med-ElecDHW-GasCDryer-Tier3-Front | DEER2016 | D16v1 | 2015-05-14 08:06 | PGE | SFm | 2007 | CZ11 | rWtd | Each | 1 | 974 | None | 126 | 0.0165 | 11.8 | 0.987 | -0.000494 | 9.37 | 126 | 0.0165 | 11.8 | 0.987 | -0.000494 | 9.37 |  |  | 2 |  | RB-Appl-EffCW-med-ElecDHW-GasCDryer-Tier3-FrontPGESFm2007CZ11rWtd
RB-Appl-EffCW-med-ElecDHW-GasCDryer-Tier3-Front | DEER2016 | D16v1 | 2015-05-14 08:06 | PGE | SFm | 2007 | CZ12 | rWtd | Each | 1 | 974 | None | 128 | 0.0159 | 11.8 | 0.182 | -0.00189 | 9.39 | 128 | 0.0159 | 11.8 | 0.182 | -0.00189 | 9.39 |  |  | 2 |  | RB-Appl-EffCW-med-ElecDHW-GasCDryer-Tier3-FrontPGESFm2007CZ12rWtd
RB-Appl-EffCW-med-ElecDHW-GasCDryer-Tier3-Front | DEER2016 | D16v1 | 2015-05-14 08:06 | PGE | SFm | 2007 | CZ13 | rWtd | Each | 1 | 974 | None | 125 | 0.0173 | 11.8 | 0.646 | -0.000187 | 9.4 | 125 | 0.0173 | 11.8 | 0.646 | -0.000187 | 9.4 |  |  | 2 |  | RB-Appl-EffCW-med-ElecDHW-GasCDryer-Tier3-FrontPGESFm2007CZ13rWtd
RB-Appl-EffCW-med-ElecDHW-GasCDryer-Tier3-Front | DEER2016 | D16v1 | 2015-05-14 08:06 | PGE | SFm | 2007 | CZ16 | rWtd | Each | 1 | 1150 | None | 141 | 0.0281 | 11.8 | 3.32 | 0.000589 | 9.41 | 141 | 0.0281 | 11.8 | 3.32 | 0.000589 | 9.41 |  |  | 2 |  | RB-Appl-EffCW-med-ElecDHW-GasCDryer-Tier3-FrontPGESFm2007CZ16rWtd
RB-Appl-EffCW-med-ElecDHW-GasCDryer-Tier3-Front | DEER2016 | D16v1 | 2015-05-14 08:06 | PGE | SFm | 2011 | CZ01 | rWtd | Each | 1 | 1150 | None | 142 | 0.019 | 11.6 | 3.77 | 0.000387 | 9.34 | 142 | 0.019 | 11.6 | 3.77 | 0.000387 | 9.34 |  |  | 2 |  | RB-Appl-EffCW-med-ElecDHW-GasCDryer-Tier3-FrontPGESFm2011CZ01rWtd
RB-Appl-EffCW-med-ElecDHW-GasCDryer-Tier3-Front | DEER2016 | D16v1 | 2015-05-14 08:06 | PGE | SFm | 2011 | CZ02 | rWtd | Each | 1 | 974 | None | 133 | 0.0189 | 11.7 | 1.66 | 0.000483 | 9.37 | 133 | 0.0189 | 11.7 | 1.66 | 0.000483 | 9.37 |  |  | 2 |  | RB-Appl-EffCW-med-ElecDHW-GasCDryer-Tier3-FrontPGESFm2011CZ02rWtd
RB-Appl-EffCW-med-ElecDHW-GasCDryer-Tier3-Front | DEER2016 | D16v1 | 2015-05-14 08:06 | PGE | SFm | 2011 | CZ03 | rWtd | Each | 1 | 1150 | None | 132 | 0.0167 | 11.5 | 2.05 | -0.00134 | 9.31 | 132 | 0.0167 | 11.5 | 2.05 | -0.00134 | 9.31 |  |  | 2 |  | RB-Appl-EffCW-med-ElecDHW-GasCDryer-Tier3-FrontPGESFm2011CZ03rWtd
RB-Appl-EffCW-med-ElecDHW-GasCDryer-Tier3-Front | DEER2016 | D16v1 | 2015-05-14 08:06 | PGE | SFm | 2011 | CZ04 | rWtd | Each | 1 | 1150 | None | 130 | 0.0174 | 11.7 | 1.09 | -7.7e-05 | 9.37 | 130 | 0.0174 | 11.7 | 1.09 | -7.7e-05 | 9.37 |  |  | 2 |  | RB-Appl-EffCW-med-ElecDHW-GasCDryer-Tier3-FrontPGESFm2011CZ04rWtd
RB-Appl-EffCW-med-ElecDHW-GasCDryer-Tier3-Front | DEER2016 | D16v1 | 2015-05-14 08:06 | PGE | SFm | 2011 | CZ05 | rWtd | Each | 1 | 1150 | None | 134 | 0.018 | 11.1 | 2.24 | 0.000113 | 9.28 | 134 | 0.018 | 11.1 | 2.24 | 0.000113 | 9.28 |  |  | 2 |  | RB-Appl-EffCW-med-ElecDHW-GasCDryer-Tier3-FrontPGESFm2011CZ05rWtd
RB-Appl-EffCW-med-ElecDHW-GasCDryer-Tier3-Front | DEER2016 | D16v1 | 2015-05-14 08:06 | PGE | SFm | 2011 | CZ11 | rWtd | Each | 1 | 974 | None | 124 | 0.0172 | 11.8 | -1.62 | 0.000382 | 9.38 | 124 | 0.0172 | 11.8 | -1.62 | 0.000382 | 9.38 |  |  | 2 |  | RB-Appl-EffCW-med-ElecDHW-GasCDryer-Tier3-FrontPGESFm2011CZ11rWtd
RB-Appl-EffCW-med-ElecDHW-GasCDryer-Tier3-Front | DEER2016 | D16v1 | 2015-05-14 08:06 | PGE | SFm | 2011 | CZ12 | rWtd | Each | 1 | 974 | None | 128 | 0.0169 | 11.9 | 0.378 | -0.00035 | 9.39 | 128 | 0.0169 | 11.9 | 0.378 | -0.00035 | 9.39 |  |  | 2 |  | RB-Appl-EffCW-med-ElecDHW-GasCDryer-Tier3-FrontPGESFm2011CZ12rWtd
RB-Appl-EffCW-med-ElecDHW-GasCDryer-Tier3-Front | DEER2016 | D16v1 | 2015-05-14 08:06 | PGE | SFm | 2011 | CZ13 | rWtd | Each | 1 | 974 | None | 124 | 0.0167 | 11.8 | -0.181 | -7.19e-05 | 9.38 | 124 | 0.0167 | 11.8 | -0.181 | -7.19e-05 | 9.38 |  |  | 2 |  | RB-Appl-EffCW-med-ElecDHW-GasCDryer-Tier3-FrontPGESFm2011CZ13rWtd
RB-Appl-EffCW-med-ElecDHW-GasCDryer-Tier3-Front | DEER2016 | D16v1 | 2015-05-14 08:06 | PGE | SFm | 2011 | CZ16 | rWtd | Each | 1 | 1150 | None | 143 | 0.0189 | 11.8 | 3.65 | 0.000486 | 9.41 | 143 | 0.0189 | 11.8 | 3.65 | 0.000486 | 9.41 |  |  | 2 |  | RB-Appl-EffCW-med-ElecDHW-GasCDryer-Tier3-FrontPGESFm2011CZ16rWtd
RB-Appl-EffCW-med-ElecDHW-GasCDryer-Tier3-Front | DEER2016 | D16v1 | 2015-05-14 08:06 | PGE | SFm | 2014 | CZ01 | rWtd | Each | 1 | 1150 | None | 142 | 0.0191 | 11.6 | 3.77 | 0.000356 | 9.35 | 142 | 0.0191 | 11.6 | 3.77 | 0.000356 | 9.35 |  |  | 2 |  | RB-Appl-EffCW-med-ElecDHW-GasCDryer-Tier3-FrontPGESFm2014CZ01rWtd
RB-Appl-EffCW-med-ElecDHW-GasCDryer-Tier3-Front | DEER2016 | D16v1 | 2015-05-14 08:06 | PGE | SFm | 2014 | CZ02 | rWtd | Each | 1 | 974 | None | 132 | 0.0179 | 11.7 | 1.54 | -0.00047 | 9.35 | 132 | 0.0179 | 11.7 | 1.54 | -0.00047 | 9.35 |  |  | 2 |  | RB-Appl-EffCW-med-ElecDHW-GasCDryer-Tier3-FrontPGESFm2014CZ02rWtd
RB-Appl-EffCW-med-ElecDHW-GasCDryer-Tier3-Front | DEER2016 | D16v1 | 2015-05-14 08:06 | PGE | SFm | 2014 | CZ03 | rWtd | Each | 1 | 1150 | None | 132 | 0.0184 | 11.7 | 1.69 | 0.00115 | 9.35 | 132 | 0.0184 | 11.7 | 1.69 | 0.00115 | 9.35 |  |  | 2 |  | RB-Appl-EffCW-med-ElecDHW-GasCDryer-Tier3-FrontPGESFm2014CZ03rWtd
RB-Appl-EffCW-med-ElecDHW-GasCDryer-Tier3-Front | DEER2016 | D16v1 | 2015-05-14 08:06 | PGE | SFm | 2014 | CZ04 | rWtd | Each | 1 | 1150 | None | 130 | 0.0177 | 11.7 | 1.57 | -0.000295 | 9.37 | 130 | 0.0177 | 11.7 | 1.57 | -0.000295 | 9.37 |  |  | 2 |  | RB-Appl-EffCW-med-ElecDHW-GasCDryer-Tier3-FrontPGESFm2014CZ04rWtd
RB-Appl-EffCW-med-ElecDHW-GasCDryer-Tier3-Front | DEER2016 | D16v1 | 2015-05-14 08:06 | PGE | SFm | 2014 | CZ05 | rWtd | Each | 1 | 1150 | None | 135 | 0.0177 | 11.6 | 2.52 | 0.00194 | 9.31 | 135 | 0.0177 | 11.6 | 2.52 | 0.00194 | 9.31 |  |  | 2 |  | RB-Appl-EffCW-med-ElecDHW-GasCDryer-Tier3-FrontPGESFm2014CZ05rWtd
RB-Appl-EffCW-med-ElecDHW-GasCDryer-Tier3-Front | DEER2016 | D16v1 | 2015-05-14 08:06 | PGE | SFm | 2014 | CZ11 | rWtd | Each | 1 | 974 | None | 125 | 0.0168 | 11.8 | 1.27 | -0.000139 | 9.37 | 125 | 0.0168 | 11.8 | 1.27 | -0.000139 | 9.37 |  |  | 2 |  | RB-Appl-EffCW-med-ElecDHW-GasCDryer-Tier3-FrontPGESFm2014CZ11rWtd
RB-Appl-EffCW-med-ElecDHW-GasCDryer-Tier3-Front | DEER2016 | D16v1 | 2015-05-14 08:06 | PGE | SFm | 2014 | CZ12 | rWtd | Each | 1 | 974 | None | 129 | 0.0159 | 11.8 | 0.849 | 0.000301 | 9.38 | 129 | 0.0159 | 11.8 | 0.849 | 0.000301 | 9.38 |  |  | 2 |  | RB-Appl-EffCW-med-ElecDHW-GasCDryer-Tier3-FrontPGESFm2014CZ12rWtd
RB-Appl-EffCW-med-ElecDHW-GasCDryer-Tier3-Front | DEER2016 | D16v1 | 2015-05-14 08:06 | PGE | SFm | 2014 | CZ13 | rWtd | Each | 1 | 974 | None | 121 | 0.0158 | 11.8 | -3.86 | -0.00121 | 9.38 | 121 | 0.0158 | 11.8 | -3.86 | -0.00121 | 9.38 |  |  | 2 |  | RB-Appl-EffCW-med-ElecDHW-GasCDryer-Tier3-FrontPGESFm2014CZ13rWtd
RB-Appl-EffCW-med-ElecDHW-GasCDryer-Tier3-Front | DEER2016 | D16v1 | 2015-05-14 08:06 | PGE | SFm | 2014 | CZ16 | rWtd | Each | 1 | 1150 | None | 142 | 0.0181 | 11.6 | 3.83 | -0.000385 | 9.35 | 142 | 0.0181 | 11.6 | 3.83 | -0.000385 | 9.35 |  |  | 2 |  | RB-Appl-EffCW-med-ElecDHW-GasCDryer-Tier3-FrontPGESFm2014CZ16rWtd
RB-Appl-EffCW-med-ElecDHW-GasCDryer-Tier3-Front | DEER2016 | D16v1 | 2015-05-14 08:06 | PGE | SFm | Ex | CZ01 | rWtd | Each | 1 | 982 | None | 142 | 0.0191 | 11.9 | 4.08 | 0.000332 | 9.71 | 142 | 0.0191 | 11.9 | 4.08 | 0.000332 | 9.71 |  |  | 2 |  | RB-Appl-EffCW-med-ElecDHW-GasCDryer-Tier3-FrontPGESFmExCZ01rWtd
RB-Appl-EffCW-med-ElecDHW-GasCDryer-Tier3-Front | DEER2016 | D16v1 | 2015-05-14 08:06 | PGE | SFm | Ex | CZ02 | rWtd | Each | 1 | 867 | None | 132 | 0.0188 | 12 | 1.82 | -0.000171 | 9.87 | 132 | 0.0188 | 12 | 1.82 | -0.000171 | 9.87 |  |  | 2 |  | RB-Appl-EffCW-med-ElecDHW-GasCDryer-Tier3-FrontPGESFmExCZ02rWtd
RB-Appl-EffCW-med-ElecDHW-GasCDryer-Tier3-Front | DEER2016 | D16v1 | 2015-05-14 08:06 | PGE | SFm | Ex | CZ03 | rWtd | Each | 1 | 859 | None | 133 | 0.0182 | 12.1 | 2.45 | 0.000606 | 10 | 133 | 0.0182 | 12.1 | 2.45 | 0.000606 | 10 |  |  | 2 |  | RB-Appl-EffCW-med-ElecDHW-GasCDryer-Tier3-FrontPGESFmExCZ03rWtd
RB-Appl-EffCW-med-ElecDHW-GasCDryer-Tier3-Front | DEER2016 | D16v1 | 2015-05-14 08:06 | PGE | SFm | Ex | CZ04 | rWtd | Each | 1 | 862 | None | 128 | 0.0176 | 12 | 0.703 | -0.000438 | 9.84 | 128 | 0.0176 | 12 | 0.703 | -0.000438 | 9.84 |  |  | 2 |  | RB-Appl-EffCW-med-ElecDHW-GasCDryer-Tier3-FrontPGESFmExCZ04rWtd
RB-Appl-EffCW-med-ElecDHW-GasCDryer-Tier3-Front | DEER2016 | D16v1 | 2015-05-14 08:06 | PGE | SFm | Ex | CZ05 | rWtd | Each | 1 | 884 | None | 135 | 0.017 | 11.9 | 2.9 | -0.000785 | 9.9 | 135 | 0.017 | 11.9 | 2.9 | -0.000785 | 9.9 |  |  | 2 |  | RB-Appl-EffCW-med-ElecDHW-GasCDryer-Tier3-FrontPGESFmExCZ05rWtd
RB-Appl-EffCW-med-ElecDHW-GasCDryer-Tier3-Front | DEER2016 | D16v1 | 2015-05-14 08:06 | PGE | SFm | Ex | CZ11 | rWtd | Each | 1 | 860 | None | 125 | 0.0173 | 12 | -0.545 | -0.000651 | 9.56 | 125 | 0.0173 | 12 | -0.545 | -0.000651 | 9.56 |  |  | 2 |  | RB-Appl-EffCW-med-ElecDHW-GasCDryer-Tier3-FrontPGESFmExCZ11rWtd
RB-Appl-EffCW-med-ElecDHW-GasCDryer-Tier3-Front | DEER2016 | D16v1 | 2015-05-14 08:06 | PGE | SFm | Ex | CZ12 | rWtd | Each | 1 | 847 | None | 128 | 0.0191 | 12 | 0.112 | 0.00113 | 9.61 | 128 | 0.0191 | 12 | 0.112 | 0.00113 | 9.61 |  |  | 2 |  | RB-Appl-EffCW-med-ElecDHW-GasCDryer-Tier3-FrontPGESFmExCZ12rWtd
RB-Appl-EffCW-med-ElecDHW-GasCDryer-Tier3-Front | DEER2016 | D16v1 | 2015-05-14 08:06 | PGE | SFm | Ex | CZ13 | rWtd | Each | 1 | 852 | None | 124 | 0.0176 | 12 | -0.327 | -0.000484 | 9.62 | 124 | 0.0176 | 12 | -0.327 | -0.000484 | 9.62 |  |  | 2 |  | RB-Appl-EffCW-med-ElecDHW-GasCDryer-Tier3-FrontPGESFmExCZ13rWtd
RB-Appl-EffCW-med-ElecDHW-GasCDryer-Tier3-Front | DEER2016 | D16v1 | 2015-05-14 08:06 | PGE | SFm | Ex | CZ16 | rWtd | Each | 1 | 898 | None | 143 | 0.0189 | 12.1 | 3.87 | -0.000346 | 9.84 | 143 | 0.0189 | 12.1 | 3.87 | -0.000346 | 9.84 |  |  | 2 |  | RB-Appl-EffCW-med-ElecDHW-GasCDryer-Tier3-FrontPGESFmExCZ16rWtd
RB-Appl-EffCW-med-ElecDHW-GasCDryer-Tier3-Front | DEER2016 | D16v1 | 2015-05-14 08:06 | PGE | SFm | Ex | IOU | rWtd | Each | 1 | 859 | None | 129 | 0.0183 | 12 | 1.02 | 0.000237 | 9.78 | 129 | 0.0183 | 12 | 1.02 | 0.000237 | 9.78 |  |  | 2 |  | RB-Appl-EffCW-med-ElecDHW-GasCDryer-Tier3-FrontPGESFmExIOUrWtd
RB-Appl-EffCW-med-ElecDHW-GasCDryer-Tier3-Front | DEER2016 | D16v1 | 2015-05-14 08:06 | SCE | DMo | Ex | CZ06 | rWtd | Each | 1 | 610 | None | 101 | 0.0136 | 9.54 | 1.04 | 5.37e-06 | 7.49 | 101 | 0.0136 | 9.54 | 1.04 | 5.37e-06 | 7.49 |  |  | 2 |  | RB-Appl-EffCW-med-ElecDHW-GasCDryer-Tier3-FrontSCEDMoExCZ06rWtd
RB-Appl-EffCW-med-ElecDHW-GasCDryer-Tier3-Front | DEER2016 | D16v1 | 2015-05-14 08:06 | SCE | DMo | Ex | CZ08 | rWtd | Each | 1 | 607 | None | 98.8 | 0.0135 | 9.52 | -0.511 | -0.000343 | 7.44 | 98.8 | 0.0135 | 9.52 | -0.511 | -0.000343 | 7.44 |  |  | 2 |  | RB-Appl-EffCW-med-ElecDHW-GasCDryer-Tier3-FrontSCEDMoExCZ08rWtd
RB-Appl-EffCW-med-ElecDHW-GasCDryer-Tier3-Front | DEER2016 | D16v1 | 2015-05-14 08:06 | SCE | DMo | Ex | CZ09 | rWtd | Each | 1 | 608 | None | 99.6 | 0.0138 | 9.51 | -0.159 | 0.000251 | 7.46 | 99.6 | 0.0138 | 9.51 | -0.159 | 0.000251 | 7.46 |  |  | 2 |  | RB-Appl-EffCW-med-ElecDHW-GasCDryer-Tier3-FrontSCEDMoExCZ09rWtd
RB-Appl-EffCW-med-ElecDHW-GasCDryer-Tier3-Front | DEER2016 | D16v1 | 2015-05-14 08:06 | SCE | DMo | Ex | CZ10 | rWtd | Each | 1 | 610 | None | 98.5 | 0.0136 | 9.43 | -0.0182 | -0.000128 | 7.44 | 98.5 | 0.0136 | 9.43 | -0.0182 | -0.000128 | 7.44 |  |  | 2 |  | RB-Appl-EffCW-med-ElecDHW-GasCDryer-Tier3-FrontSCEDMoExCZ10rWtd
RB-Appl-EffCW-med-ElecDHW-GasCDryer-Tier3-Front | DEER2016 | D16v1 | 2015-05-14 08:06 | SCE | DMo | Ex | CZ13 | rWtd | Each | 1 | 604 | None | 98.7 | 0.0128 | 9.5 | 0.139 | -0.000737 | 7.46 | 98.7 | 0.0128 | 9.5 | 0.139 | -0.000737 | 7.46 |  |  | 2 |  | RB-Appl-EffCW-med-ElecDHW-GasCDryer-Tier3-FrontSCEDMoExCZ13rWtd
RB-Appl-EffCW-med-ElecDHW-GasCDryer-Tier3-Front | DEER2016 | D16v1 | 2015-05-14 08:06 | SCE | DMo | Ex | CZ14 | rWtd | Each | 1 | 608 | None | 103 | 0.013 | 9.44 | 0.938 | -0.000257 | 7.47 | 103 | 0.013 | 9.44 | 0.938 | -0.000257 | 7.47 |  |  | 2 |  | RB-Appl-EffCW-med-ElecDHW-GasCDryer-Tier3-FrontSCEDMoExCZ14rWtd
RB-Appl-EffCW-med-ElecDHW-GasCDryer-Tier3-Front | DEER2016 | D16v1 | 2015-05-14 08:06 | SCE | DMo | Ex | CZ15 | rWtd | Each | 1 | 612 | None | 88.8 | 0.0108 | 9.57 | -2.27 | -0.000727 | 7.49 | 88.8 | 0.0108 | 9.57 | -2.27 | -0.000727 | 7.49 |  |  | 2 |  | RB-Appl-EffCW-med-ElecDHW-GasCDryer-Tier3-FrontSCEDMoExCZ15rWtd
RB-Appl-EffCW-med-ElecDHW-GasCDryer-Tier3-Front | DEER2016 | D16v1 | 2015-05-14 08:06 | SCE | DMo | Ex | CZ16 | rWtd | Each | 1 | 613 | None | 114 | 0.0162 | 9.2 | 3.22 | 0.000412 | 7.55 | 114 | 0.0162 | 9.2 | 3.22 | 0.000412 | 7.55 |  |  | 2 |  | RB-Appl-EffCW-med-ElecDHW-GasCDryer-Tier3-FrontSCEDMoExCZ16rWtd
RB-Appl-EffCW-med-ElecDHW-GasCDryer-Tier3-Front | DEER2016 | D16v1 | 2015-05-14 08:06 | SCE | DMo | Ex | IOU | rWtd | Each | 1 | 609 | None | 101 | 0.0137 | 9.46 | 0.354 | -7.46e-05 | 7.47 | 101 | 0.0137 | 9.46 | 0.354 | -7.46e-05 | 7.47 |  |  | 2 |  | RB-Appl-EffCW-med-ElecDHW-GasCDryer-Tier3-FrontSCEDMoExIOUrWtd
RB-Appl-EffCW-med-ElecDHW-GasCDryer-Tier3-Front | DEER2016 | D16v1 | 2015-05-14 08:06 | SCE | DMo | MH00 | CZ05 | rWtd | Each | 1 | 621 | None | 105 | 0.0153 | 8.95 | 1.39 | 6.36e-05 | 7.44 | 105 | 0.0153 | 8.95 | 1.39 | 6.36e-05 | 7.44 |  |  | 2 |  | RB-Appl-EffCW-med-ElecDHW-GasCDryer-Tier3-FrontSCEDMoMH00CZ05rWtd
RB-Appl-EffCW-med-ElecDHW-GasCDryer-Tier3-Front | DEER2016 | D16v1 | 2015-05-14 08:06 | SCE | DMo | MH00 | CZ06 | rWtd | Each | 1 | 621 | None | 100 | 0.0136 | 9.3 | -0.271 | -4.33e-05 | 7.52 | 100 | 0.0136 | 9.3 | -0.271 | -4.33e-05 | 7.52 |  |  | 2 |  | RB-Appl-EffCW-med-ElecDHW-GasCDryer-Tier3-FrontSCEDMoMH00CZ06rWtd
RB-Appl-EffCW-med-ElecDHW-GasCDryer-Tier3-Front | DEER2016 | D16v1 | 2015-05-14 08:06 | SCE | DMo | MH00 | CZ08 | rWtd | Each | 1 | 621 | None | 100 | 0.0141 | 9.29 | -0.244 | -0.000216 | 7.44 | 100 | 0.0141 | 9.29 | -0.244 | -0.000216 | 7.44 |  |  | 2 |  | RB-Appl-EffCW-med-ElecDHW-GasCDryer-Tier3-FrontSCEDMoMH00CZ08rWtd
RB-Appl-EffCW-med-ElecDHW-GasCDryer-Tier3-Front | DEER2016 | D16v1 | 2015-05-14 08:06 | SCE | DMo | MH00 | CZ09 | rWtd | Each | 1 | 621 | None | 101 | 0.0145 | 9.28 | 0.384 | 0.000143 | 7.47 | 101 | 0.0145 | 9.28 | 0.384 | 0.000143 | 7.47 |  |  | 2 |  | RB-Appl-EffCW-med-ElecDHW-GasCDryer-Tier3-FrontSCEDMoMH00CZ09rWtd
RB-Appl-EffCW-med-ElecDHW-GasCDryer-Tier3-Front | DEER2016 | D16v1 | 2015-05-14 08:06 | SCE | DMo | MH00 | CZ10 | rWtd | Each | 1 | 621 | None | 103 | 0.0147 | 9.26 | 0.276 | -7.7e-05 | 7.47 | 103 | 0.0147 | 9.26 | 0.276 | -7.7e-05 | 7.47 |  |  | 2 |  | RB-Appl-EffCW-med-ElecDHW-GasCDryer-Tier3-FrontSCEDMoMH00CZ10rWtd
RB-Appl-EffCW-med-ElecDHW-GasCDryer-Tier3-Front | DEER2016 | D16v1 | 2015-05-14 08:06 | SCE | DMo | MH00 | CZ13 | rWtd | Each | 1 | 621 | None | 102 | 0.0144 | 9.09 | 0.529 | -0.000233 | 7.47 | 102 | 0.0144 | 9.09 | 0.529 | -0.000233 | 7.47 |  |  | 2 |  | RB-Appl-EffCW-med-ElecDHW-GasCDryer-Tier3-FrontSCEDMoMH00CZ13rWtd
RB-Appl-EffCW-med-ElecDHW-GasCDryer-Tier3-Front | DEER2016 | D16v1 | 2015-05-14 08:06 | SCE | DMo | MH00 | CZ14 | rWtd | Each | 1 | 621 | None | 104 | 0.0143 | 9.15 | 0.978 | -0.000192 | 7.46 | 104 | 0.0143 | 9.15 | 0.978 | -0.000192 | 7.46 |  |  | 2 |  | RB-Appl-EffCW-med-ElecDHW-GasCDryer-Tier3-FrontSCEDMoMH00CZ14rWtd
RB-Appl-EffCW-med-ElecDHW-GasCDryer-Tier3-Front | DEER2016 | D16v1 | 2015-05-14 08:06 | SCE | DMo | MH00 | CZ15 | rWtd | Each | 1 | 621 | None | 92.5 | 0.011 | 9.41 | -1.16 | -0.000692 | 7.48 | 92.5 | 0.011 | 9.41 | -1.16 | -0.000692 | 7.48 |  |  | 2 |  | RB-Appl-EffCW-med-ElecDHW-GasCDryer-Tier3-FrontSCEDMoMH00CZ15rWtd
RB-Appl-EffCW-med-ElecDHW-GasCDryer-Tier3-Front | DEER2016 | D16v1 | 2015-05-14 08:06 | SCE | DMo | MH00 | CZ16 | rWtd | Each | 1 | 621 | None | 115 | 0.0167 | 9.09 | 3.54 | 0.000409 | 7.48 | 115 | 0.0167 | 9.09 | 3.54 | 0.000409 | 7.48 |  |  | 2 |  | RB-Appl-EffCW-med-ElecDHW-GasCDryer-Tier3-FrontSCEDMoMH00CZ16rWtd
RB-Appl-EffCW-med-ElecDHW-GasCDryer-Tier3-Front | DEER2016 | D16v1 | 2015-05-14 08:06 | SCE | DMo | MH06 | CZ05 | rWtd | Each | 1 | 621 | None | 107 | 0.0149 | 8.91 | 1.65 | 0.000168 | 7.4 | 107 | 0.0149 | 8.91 | 1.65 | 0.000168 | 7.4 |  |  | 2 |  | RB-Appl-EffCW-med-ElecDHW-GasCDryer-Tier3-FrontSCEDMoMH06CZ05rWtd
RB-Appl-EffCW-med-ElecDHW-GasCDryer-Tier3-Front | DEER2016 | D16v1 | 2015-05-14 08:06 | SCE | DMo | MH06 | CZ06 | rWtd | Each | 1 | 621 | None | 99.9 | 0.0135 | 9.32 | -0.0902 | 1.29e-05 | 7.47 | 99.9 | 0.0135 | 9.32 | -0.0902 | 1.29e-05 | 7.47 |  |  | 2 |  | RB-Appl-EffCW-med-ElecDHW-GasCDryer-Tier3-FrontSCEDMoMH06CZ06rWtd
RB-Appl-EffCW-med-ElecDHW-GasCDryer-Tier3-Front | DEER2016 | D16v1 | 2015-05-14 08:06 | SCE | DMo | MH06 | CZ08 | rWtd | Each | 1 | 621 | None | 102 | 0.0137 | 9.32 | 0.223 | -0.000213 | 7.43 | 102 | 0.0137 | 9.32 | 0.223 | -0.000213 | 7.43 |  |  | 2 |  | RB-Appl-EffCW-med-ElecDHW-GasCDryer-Tier3-FrontSCEDMoMH06CZ08rWtd
RB-Appl-EffCW-med-ElecDHW-GasCDryer-Tier3-Front | DEER2016 | D16v1 | 2015-05-14 08:06 | SCE | DMo | MH06 | CZ09 | rWtd | Each | 1 | 621 | None | 101 | 0.0139 | 9.27 | 0.432 | 9.89e-05 | 7.46 | 101 | 0.0139 | 9.27 | 0.432 | 9.89e-05 | 7.46 |  |  | 2 |  | RB-Appl-EffCW-med-ElecDHW-GasCDryer-Tier3-FrontSCEDMoMH06CZ09rWtd
RB-Appl-EffCW-med-ElecDHW-GasCDryer-Tier3-Front | DEER2016 | D16v1 | 2015-05-14 08:06 | SCE | DMo | MH06 | CZ10 | rWtd | Each | 1 | 621 | None | 102 | 0.0132 | 9.23 | 0.313 | -0.000108 | 7.46 | 102 | 0.0132 | 9.23 | 0.313 | -0.000108 | 7.46 |  |  | 2 |  | RB-Appl-EffCW-med-ElecDHW-GasCDryer-Tier3-FrontSCEDMoMH06CZ10rWtd
RB-Appl-EffCW-med-ElecDHW-GasCDryer-Tier3-Front | DEER2016 | D16v1 | 2015-05-14 08:06 | SCE | DMo | MH06 | CZ13 | rWtd | Each | 1 | 621 | None | 102 | 0.0142 | 9.07 | 0.642 | -0.000189 | 7.45 | 102 | 0.0142 | 9.07 | 0.642 | -0.000189 | 7.45 |  |  | 2 |  | RB-Appl-EffCW-med-ElecDHW-GasCDryer-Tier3-FrontSCEDMoMH06CZ13rWtd
RB-Appl-EffCW-med-ElecDHW-GasCDryer-Tier3-Front | DEER2016 | D16v1 | 2015-05-14 08:06 | SCE | DMo | MH06 | CZ14 | rWtd | Each | 1 | 621 | None | 105 | 0.0118 | 9.07 | 1.52 | -0.000409 | 7.44 | 105 | 0.0118 | 9.07 | 1.52 | -0.000409 | 7.44 |  |  | 2 |  | RB-Appl-EffCW-med-ElecDHW-GasCDryer-Tier3-FrontSCEDMoMH06CZ14rWtd
RB-Appl-EffCW-med-ElecDHW-GasCDryer-Tier3-Front | DEER2016 | D16v1 | 2015-05-14 08:06 | SCE | DMo | MH06 | CZ15 | rWtd | Each | 1 | 621 | None | 90.3 | 0.0105 | 9.4 | -1.39 | -0.000588 | 7.47 | 90.3 | 0.0105 | 9.4 | -1.39 | -0.000588 | 7.47 |  |  | 2 |  | RB-Appl-EffCW-med-ElecDHW-GasCDryer-Tier3-FrontSCEDMoMH06CZ15rWtd
RB-Appl-EffCW-med-ElecDHW-GasCDryer-Tier3-Front | DEER2016 | D16v1 | 2015-05-14 08:06 | SCE | DMo | MH06 | CZ16 | rWtd | Each | 1 | 621 | None | 116 | 0.0163 | 9.07 | 2.56 | 0.000381 | 7.5 | 116 | 0.0163 | 9.07 | 2.56 | 0.000381 | 7.5 |  |  | 2 |  | RB-Appl-EffCW-med-ElecDHW-GasCDryer-Tier3-FrontSCEDMoMH06CZ16rWtd
RB-Appl-EffCW-med-ElecDHW-GasCDryer-Tier3-Front | DEER2016 | D16v1 | 2015-05-14 08:06 | SCE | DMo | MH72 | CZ05 | rWtd | Each | 1 | 598 | None | 108 | 0.0156 | 9.68 | 1.98 | 0.000295 | 7.41 | 108 | 0.0156 | 9.68 | 1.98 | 0.000295 | 7.41 |  |  | 2 |  | RB-Appl-EffCW-med-ElecDHW-GasCDryer-Tier3-FrontSCEDMoMH72CZ05rWtd
RB-Appl-EffCW-med-ElecDHW-GasCDryer-Tier3-Front | DEER2016 | D16v1 | 2015-05-14 08:06 | SCE | DMo | MH72 | CZ06 | rWtd | Each | 1 | 598 | None | 102 | 0.0136 | 9.8 | 2.08 | 3.22e-05 | 7.47 | 102 | 0.0136 | 9.8 | 2.08 | 3.22e-05 | 7.47 |  |  | 2 |  | RB-Appl-EffCW-med-ElecDHW-GasCDryer-Tier3-FrontSCEDMoMH72CZ06rWtd
RB-Appl-EffCW-med-ElecDHW-GasCDryer-Tier3-Front | DEER2016 | D16v1 | 2015-05-14 08:06 | SCE | DMo | MH72 | CZ08 | rWtd | Each | 1 | 598 | None | 97.9 | 0.0132 | 9.69 | -0.336 | -0.000239 | 7.42 | 97.9 | 0.0132 | 9.69 | -0.336 | -0.000239 | 7.42 |  |  | 2 |  | RB-Appl-EffCW-med-ElecDHW-GasCDryer-Tier3-FrontSCEDMoMH72CZ08rWtd
RB-Appl-EffCW-med-ElecDHW-GasCDryer-Tier3-Front | DEER2016 | D16v1 | 2015-05-14 08:06 | SCE | DMo | MH72 | CZ09 | rWtd | Each | 1 | 598 | None | 99.2 | 0.0134 | 9.69 | 0.657 | 0.00022 | 7.44 | 99.2 | 0.0134 | 9.69 | 0.657 | 0.00022 | 7.44 |  |  | 2 |  | RB-Appl-EffCW-med-ElecDHW-GasCDryer-Tier3-FrontSCEDMoMH72CZ09rWtd
RB-Appl-EffCW-med-ElecDHW-GasCDryer-Tier3-Front | DEER2016 | D16v1 | 2015-05-14 08:06 | SCE | DMo | MH72 | CZ10 | rWtd | Each | 1 | 598 | None | 98.1 | 0.013 | 9.64 | -0.207 | -0.000201 | 7.4 | 98.1 | 0.013 | 9.64 | -0.207 | -0.000201 | 7.4 |  |  | 2 |  | RB-Appl-EffCW-med-ElecDHW-GasCDryer-Tier3-FrontSCEDMoMH72CZ10rWtd
RB-Appl-EffCW-med-ElecDHW-GasCDryer-Tier3-Front | DEER2016 | D16v1 | 2015-05-14 08:06 | SCE | DMo | MH72 | CZ13 | rWtd | Each | 1 | 598 | None | 97.9 | 0.0122 | 9.66 | 0.219 | -0.000915 | 7.46 | 97.9 | 0.0122 | 9.66 | 0.219 | -0.000915 | 7.46 |  |  | 2 |  | RB-Appl-EffCW-med-ElecDHW-GasCDryer-Tier3-FrontSCEDMoMH72CZ13rWtd
RB-Appl-EffCW-med-ElecDHW-GasCDryer-Tier3-Front | DEER2016 | D16v1 | 2015-05-14 08:06 | SCE | DMo | MH72 | CZ14 | rWtd | Each | 1 | 598 | None | 101 | 0.0127 | 9.74 | 1.1 | -0.000274 | 7.48 | 101 | 0.0127 | 9.74 | 1.1 | -0.000274 | 7.48 |  |  | 2 |  | RB-Appl-EffCW-med-ElecDHW-GasCDryer-Tier3-FrontSCEDMoMH72CZ14rWtd
RB-Appl-EffCW-med-ElecDHW-GasCDryer-Tier3-Front | DEER2016 | D16v1 | 2015-05-14 08:06 | SCE | DMo | MH72 | CZ15 | rWtd | Each | 1 | 598 | None | 86.9 | 0.0103 | 9.83 | -1.42 | -0.000648 | 7.5 | 86.9 | 0.0103 | 9.83 | -1.42 | -0.000648 | 7.5 |  |  | 2 |  | RB-Appl-EffCW-med-ElecDHW-GasCDryer-Tier3-FrontSCEDMoMH72CZ15rWtd
RB-Appl-EffCW-med-ElecDHW-GasCDryer-Tier3-Front | DEER2016 | D16v1 | 2015-05-14 08:06 | SCE | DMo | MH72 | CZ16 | rWtd | Each | 1 | 598 | None | 115 | 0.0154 | 9.72 | 3.66 | 0.000451 | 7.53 | 115 | 0.0154 | 9.72 | 3.66 | 0.000451 | 7.53 |  |  | 2 |  | RB-Appl-EffCW-med-ElecDHW-GasCDryer-Tier3-FrontSCEDMoMH72CZ16rWtd
RB-Appl-EffCW-med-ElecDHW-GasCDryer-Tier3-Front | DEER2016 | D16v1 | 2015-05-14 08:06 | SCE | DMo | MH85 | CZ05 | rWtd | Each | 1 | 621 | None | 109 | 0.0176 | 8.79 | 2.5 | -4.92e-05 | 7.41 | 109 | 0.0176 | 8.79 | 2.5 | -4.92e-05 | 7.41 |  |  | 2 |  | RB-Appl-EffCW-med-ElecDHW-GasCDryer-Tier3-FrontSCEDMoMH85CZ05rWtd
RB-Appl-EffCW-med-ElecDHW-GasCDryer-Tier3-Front | DEER2016 | D16v1 | 2015-05-14 08:06 | SCE | DMo | MH85 | CZ06 | rWtd | Each | 1 | 621 | None | 100 | 0.0136 | 9.28 | 0.576 | 2.1e-06 | 7.52 | 100 | 0.0136 | 9.28 | 0.576 | 2.1e-06 | 7.52 |  |  | 2 |  | RB-Appl-EffCW-med-ElecDHW-GasCDryer-Tier3-FrontSCEDMoMH85CZ06rWtd
RB-Appl-EffCW-med-ElecDHW-GasCDryer-Tier3-Front | DEER2016 | D16v1 | 2015-05-14 08:06 | SCE | DMo | MH85 | CZ08 | rWtd | Each | 1 | 621 | None | 100 | 0.0139 | 9.2 | -1.03 | -0.000617 | 7.49 | 100 | 0.0139 | 9.2 | -1.03 | -0.000617 | 7.49 |  |  | 2 |  | RB-Appl-EffCW-med-ElecDHW-GasCDryer-Tier3-FrontSCEDMoMH85CZ08rWtd
RB-Appl-EffCW-med-ElecDHW-GasCDryer-Tier3-Front | DEER2016 | D16v1 | 2015-05-14 08:06 | SCE | DMo | MH85 | CZ09 | rWtd | Each | 1 | 621 | None | 99.7 | 0.0145 | 9.26 | -2.39 | 0.000399 | 7.52 | 99.7 | 0.0145 | 9.26 | -2.39 | 0.000399 | 7.52 |  |  | 2 |  | RB-Appl-EffCW-med-ElecDHW-GasCDryer-Tier3-FrontSCEDMoMH85CZ09rWtd
RB-Appl-EffCW-med-ElecDHW-GasCDryer-Tier3-Front | DEER2016 | D16v1 | 2015-05-14 08:06 | SCE | DMo | MH85 | CZ10 | rWtd | Each | 1 | 621 | None | 98.7 | 0.0141 | 9.23 | 0.146 | -6.14e-05 | 7.47 | 98.7 | 0.0141 | 9.23 | 0.146 | -6.14e-05 | 7.47 |  |  | 2 |  | RB-Appl-EffCW-med-ElecDHW-GasCDryer-Tier3-FrontSCEDMoMH85CZ10rWtd
RB-Appl-EffCW-med-ElecDHW-GasCDryer-Tier3-Front | DEER2016 | D16v1 | 2015-05-14 08:06 | SCE | DMo | MH85 | CZ13 | rWtd | Each | 1 | 621 | None | 101 | 0.0143 | 9.07 | -0.0774 | -0.00026 | 7.47 | 101 | 0.0143 | 9.07 | -0.0774 | -0.00026 | 7.47 |  |  | 2 |  | RB-Appl-EffCW-med-ElecDHW-GasCDryer-Tier3-FrontSCEDMoMH85CZ13rWtd
RB-Appl-EffCW-med-ElecDHW-GasCDryer-Tier3-Front | DEER2016 | D16v1 | 2015-05-14 08:06 | SCE | DMo | MH85 | CZ14 | rWtd | Each | 1 | 621 | None | 104 | 0.0133 | 9.04 | 0.712 | -0.000238 | 7.46 | 104 | 0.0133 | 9.04 | 0.712 | -0.000238 | 7.46 |  |  | 2 |  | RB-Appl-EffCW-med-ElecDHW-GasCDryer-Tier3-FrontSCEDMoMH85CZ14rWtd
RB-Appl-EffCW-med-ElecDHW-GasCDryer-Tier3-Front | DEER2016 | D16v1 | 2015-05-14 08:06 | SCE | DMo | MH85 | CZ15 | rWtd | Each | 1 | 621 | None | 88.7 | 0.0113 | 9.41 | -3.88 | -0.000848 | 7.5 | 88.7 | 0.0113 | 9.41 | -3.88 | -0.000848 | 7.5 |  |  | 2 |  | RB-Appl-EffCW-med-ElecDHW-GasCDryer-Tier3-FrontSCEDMoMH85CZ15rWtd
RB-Appl-EffCW-med-ElecDHW-GasCDryer-Tier3-Front | DEER2016 | D16v1 | 2015-05-14 08:06 | SCE | DMo | MH85 | CZ16 | rWtd | Each | 1 | 621 | None | 114 | 0.0166 | 8.94 | 2.98 | 0.000392 | 7.56 | 114 | 0.0166 | 8.94 | 2.98 | 0.000392 | 7.56 |  |  | 2 |  | RB-Appl-EffCW-med-ElecDHW-GasCDryer-Tier3-FrontSCEDMoMH85CZ16rWtd
RB-Appl-EffCW-med-ElecDHW-GasCDryer-Tier3-Front | DEER2016 | D16v1 | 2015-05-14 08:06 | SCE | MFm | 1975 | CZ05 | rWtd | Each | 1 | 474 | None | 109 | 0.0145 | 9.52 | 2.19 | 0.000177 | 8.04 | 109 | 0.0145 | 9.52 | 2.19 | 0.000177 | 8.04 |  |  | 2 |  | RB-Appl-EffCW-med-ElecDHW-GasCDryer-Tier3-FrontSCEMFm1975CZ05rWtd
RB-Appl-EffCW-med-ElecDHW-GasCDryer-Tier3-Front | DEER2016 | D16v1 | 2015-05-14 08:06 | SCE | MFm | 1975 | CZ06 | rWtd | Each | 1 | 465 | None | 101 | 0.0132 | 9.81 | 0.193 | -0.00104 | 7.83 | 101 | 0.0132 | 9.81 | 0.193 | -0.00104 | 7.83 |  |  | 2 |  | RB-Appl-EffCW-med-ElecDHW-GasCDryer-Tier3-FrontSCEMFm1975CZ06rWtd
RB-Appl-EffCW-med-ElecDHW-GasCDryer-Tier3-Front | DEER2016 | D16v1 | 2015-05-14 08:06 | SCE | MFm | 1975 | CZ08 | rWtd | Each | 1 | 465 | None | 98.5 | 0.0145 | 9.76 | -1.26 | 0.000606 | 7.82 | 98.5 | 0.0145 | 9.76 | -1.26 | 0.000606 | 7.82 |  |  | 2 |  | RB-Appl-EffCW-med-ElecDHW-GasCDryer-Tier3-FrontSCEMFm1975CZ08rWtd
RB-Appl-EffCW-med-ElecDHW-GasCDryer-Tier3-Front | DEER2016 | D16v1 | 2015-05-14 08:06 | SCE | MFm | 1975 | CZ09 | rWtd | Each | 1 | 544 | None | 98.6 | 0.0131 | 9.79 | -0.95 | -0.00035 | 7.55 | 98.6 | 0.0131 | 9.79 | -0.95 | -0.00035 | 7.55 |  |  | 2 |  | RB-Appl-EffCW-med-ElecDHW-GasCDryer-Tier3-FrontSCEMFm1975CZ09rWtd
RB-Appl-EffCW-med-ElecDHW-GasCDryer-Tier3-Front | DEER2016 | D16v1 | 2015-05-14 08:06 | SCE | MFm | 1975 | CZ10 | rWtd | Each | 1 | 544 | None | 98.6 | 0.0132 | 9.82 | -0.329 | -0.000911 | 7.56 | 98.6 | 0.0132 | 9.82 | -0.329 | -0.000911 | 7.56 |  |  | 2 |  | RB-Appl-EffCW-med-ElecDHW-GasCDryer-Tier3-FrontSCEMFm1975CZ10rWtd
RB-Appl-EffCW-med-ElecDHW-GasCDryer-Tier3-Front | DEER2016 | D16v1 | 2015-05-14 08:06 | SCE | MFm | 1975 | CZ13 | rWtd | Each | 1 | 487 | None | 99.5 | 0.0126 | 9.74 | -1.91 | -0.00131 | 7.88 | 99.5 | 0.0126 | 9.74 | -1.91 | -0.00131 | 7.88 |  |  | 2 |  | RB-Appl-EffCW-med-ElecDHW-GasCDryer-Tier3-FrontSCEMFm1975CZ13rWtd
RB-Appl-EffCW-med-ElecDHW-GasCDryer-Tier3-Front | DEER2016 | D16v1 | 2015-05-14 08:06 | SCE | MFm | 1975 | CZ14 | rWtd | Each | 1 | 634 | None | 104 | 0.0131 | 9.36 | -0.137 | -0.00063 | 7.53 | 104 | 0.0131 | 9.36 | -0.137 | -0.00063 | 7.53 |  |  | 2 |  | RB-Appl-EffCW-med-ElecDHW-GasCDryer-Tier3-FrontSCEMFm1975CZ14rWtd
RB-Appl-EffCW-med-ElecDHW-GasCDryer-Tier3-Front | DEER2016 | D16v1 | 2015-05-14 08:06 | SCE | MFm | 1975 | CZ15 | rWtd | Each | 1 | 634 | None | 90.4 | 0.0102 | 9.72 | -2.53 | -0.00153 | 7.59 | 90.4 | 0.0102 | 9.72 | -2.53 | -0.00153 | 7.59 |  |  | 2 |  | RB-Appl-EffCW-med-ElecDHW-GasCDryer-Tier3-FrontSCEMFm1975CZ15rWtd
RB-Appl-EffCW-med-ElecDHW-GasCDryer-Tier3-Front | DEER2016 | D16v1 | 2015-05-14 08:06 | SCE | MFm | 1975 | CZ16 | rWtd | Each | 1 | 474 | None | 115 | 0.015 | 9.6 | 2.79 | -0.00172 | 7.92 | 115 | 0.015 | 9.6 | 2.79 | -0.00172 | 7.92 |  |  | 2 |  | RB-Appl-EffCW-med-ElecDHW-GasCDryer-Tier3-FrontSCEMFm1975CZ16rWtd
RB-Appl-EffCW-med-ElecDHW-GasCDryer-Tier3-Front | DEER2016 | D16v1 | 2015-05-14 08:06 | SCE | MFm | 1985 | CZ05 | rWtd | Each | 1 | 512 | None | 109 | 0.0144 | 9.63 | 2.11 | 9.93e-05 | 8.1 | 109 | 0.0144 | 9.63 | 2.11 | 9.93e-05 | 8.1 |  |  | 2 |  | RB-Appl-EffCW-med-ElecDHW-GasCDryer-Tier3-FrontSCEMFm1985CZ05rWtd
RB-Appl-EffCW-med-ElecDHW-GasCDryer-Tier3-Front | DEER2016 | D16v1 | 2015-05-14 08:06 | SCE | MFm | 1985 | CZ06 | rWtd | Each | 1 | 578 | None | 101 | 0.0147 | 9.85 | 0.248 | 0.000549 | 7.56 | 101 | 0.0147 | 9.85 | 0.248 | 0.000549 | 7.56 |  |  | 2 |  | RB-Appl-EffCW-med-ElecDHW-GasCDryer-Tier3-FrontSCEMFm1985CZ06rWtd
RB-Appl-EffCW-med-ElecDHW-GasCDryer-Tier3-Front | DEER2016 | D16v1 | 2015-05-14 08:06 | SCE | MFm | 1985 | CZ08 | rWtd | Each | 1 | 578 | None | 98.8 | 0.0134 | 9.87 | -0.264 | -0.000327 | 7.57 | 98.8 | 0.0134 | 9.87 | -0.264 | -0.000327 | 7.57 |  |  | 2 |  | RB-Appl-EffCW-med-ElecDHW-GasCDryer-Tier3-FrontSCEMFm1985CZ08rWtd
RB-Appl-EffCW-med-ElecDHW-GasCDryer-Tier3-Front | DEER2016 | D16v1 | 2015-05-14 08:06 | SCE | MFm | 1985 | CZ09 | rWtd | Each | 1 | 648 | None | 101 | 0.0138 | 9.49 | -0.458 | -0.000262 | 7.55 | 101 | 0.0138 | 9.49 | -0.458 | -0.000262 | 7.55 |  |  | 2 |  | RB-Appl-EffCW-med-ElecDHW-GasCDryer-Tier3-FrontSCEMFm1985CZ09rWtd
RB-Appl-EffCW-med-ElecDHW-GasCDryer-Tier3-Front | DEER2016 | D16v1 | 2015-05-14 08:06 | SCE | MFm | 1985 | CZ10 | rWtd | Each | 1 | 648 | None | 100 | 0.0139 | 9.53 | -0.186 | -0.000694 | 7.57 | 100 | 0.0139 | 9.53 | -0.186 | -0.000694 | 7.57 |  |  | 2 |  | RB-Appl-EffCW-med-ElecDHW-GasCDryer-Tier3-FrontSCEMFm1985CZ10rWtd
RB-Appl-EffCW-med-ElecDHW-GasCDryer-Tier3-Front | DEER2016 | D16v1 | 2015-05-14 08:06 | SCE | MFm | 1985 | CZ13 | rWtd | Each | 1 | 512 | None | 98.1 | 0.0131 | 9.75 | -2.39 | -0.0012 | 7.9 | 98.1 | 0.0131 | 9.75 | -2.39 | -0.0012 | 7.9 |  |  | 2 |  | RB-Appl-EffCW-med-ElecDHW-GasCDryer-Tier3-FrontSCEMFm1985CZ13rWtd
RB-Appl-EffCW-med-ElecDHW-GasCDryer-Tier3-Front | DEER2016 | D16v1 | 2015-05-14 08:06 | SCE | MFm | 1985 | CZ14 | rWtd | Each | 1 | 630 | None | 105 | 0.0122 | 9.44 | 0.297 | -0.00111 | 7.55 | 105 | 0.0122 | 9.44 | 0.297 | -0.00111 | 7.55 |  |  | 2 |  | RB-Appl-EffCW-med-ElecDHW-GasCDryer-Tier3-FrontSCEMFm1985CZ14rWtd
RB-Appl-EffCW-med-ElecDHW-GasCDryer-Tier3-Front | DEER2016 | D16v1 | 2015-05-14 08:06 | SCE | MFm | 1985 | CZ15 | rWtd | Each | 1 | 630 | None | 90.3 | 0.0102 | 9.73 | -2.6 | -0.0017 | 7.59 | 90.3 | 0.0102 | 9.73 | -2.6 | -0.0017 | 7.59 |  |  | 2 |  | RB-Appl-EffCW-med-ElecDHW-GasCDryer-Tier3-FrontSCEMFm1985CZ15rWtd
RB-Appl-EffCW-med-ElecDHW-GasCDryer-Tier3-Front | DEER2016 | D16v1 | 2015-05-14 08:06 | SCE | MFm | 1985 | CZ16 | rWtd | Each | 1 | 512 | None | 115 | 0.0144 | 9.66 | 2.48 | -0.00112 | 7.97 | 115 | 0.0144 | 9.66 | 2.48 | -0.00112 | 7.97 |  |  | 2 |  | RB-Appl-EffCW-med-ElecDHW-GasCDryer-Tier3-FrontSCEMFm1985CZ16rWtd
RB-Appl-EffCW-med-ElecDHW-GasCDryer-Tier3-Front | DEER2016 | D16v1 | 2015-05-14 08:06 | SCE | MFm | 1996 | CZ05 | rWtd | Each | 1 | 432 | None | 109 | 0.0145 | 9.58 | 1.96 | 0.000134 | 7.93 | 109 | 0.0145 | 9.58 | 1.96 | 0.000134 | 7.93 |  |  | 2 |  | RB-Appl-EffCW-med-ElecDHW-GasCDryer-Tier3-FrontSCEMFm1996CZ05rWtd
RB-Appl-EffCW-med-ElecDHW-GasCDryer-Tier3-Front | DEER2016 | D16v1 | 2015-05-14 08:06 | SCE | MFm | 1996 | CZ06 | rWtd | Each | 1 | 518 | None | 101 | 0.0141 | 9.83 | 0.338 | 0.00038 | 7.57 | 101 | 0.0141 | 9.83 | 0.338 | 0.00038 | 7.57 |  |  | 2 |  | RB-Appl-EffCW-med-ElecDHW-GasCDryer-Tier3-FrontSCEMFm1996CZ06rWtd
RB-Appl-EffCW-med-ElecDHW-GasCDryer-Tier3-Front | DEER2016 | D16v1 | 2015-05-14 08:06 | SCE | MFm | 1996 | CZ08 | rWtd | Each | 1 | 518 | None | 99.3 | 0.0138 | 9.84 | -0.273 | -0.000501 | 7.57 | 99.3 | 0.0138 | 9.84 | -0.273 | -0.000501 | 7.57 |  |  | 2 |  | RB-Appl-EffCW-med-ElecDHW-GasCDryer-Tier3-FrontSCEMFm1996CZ08rWtd
RB-Appl-EffCW-med-ElecDHW-GasCDryer-Tier3-Front | DEER2016 | D16v1 | 2015-05-14 08:06 | SCE | MFm | 1996 | CZ09 | rWtd | Each | 1 | 487 | None | 101 | 0.0133 | 9.8 | -1.59 | -0.000783 | 7.81 | 101 | 0.0133 | 9.8 | -1.59 | -0.000783 | 7.81 |  |  | 2 |  | RB-Appl-EffCW-med-ElecDHW-GasCDryer-Tier3-FrontSCEMFm1996CZ09rWtd
RB-Appl-EffCW-med-ElecDHW-GasCDryer-Tier3-Front | DEER2016 | D16v1 | 2015-05-14 08:06 | SCE | MFm | 1996 | CZ10 | rWtd | Each | 1 | 487 | None | 98.7 | 0.014 | 9.8 | -1.09 | -0.0025 | 7.83 | 98.7 | 0.014 | 9.8 | -1.09 | -0.0025 | 7.83 |  |  | 2 |  | RB-Appl-EffCW-med-ElecDHW-GasCDryer-Tier3-FrontSCEMFm1996CZ10rWtd
RB-Appl-EffCW-med-ElecDHW-GasCDryer-Tier3-Front | DEER2016 | D16v1 | 2015-05-14 08:06 | SCE | MFm | 1996 | CZ13 | rWtd | Each | 1 | 456 | None | 99.5 | 0.0126 | 9.72 | -1.9 | -0.00125 | 7.82 | 99.5 | 0.0126 | 9.72 | -1.9 | -0.00125 | 7.82 |  |  | 2 |  | RB-Appl-EffCW-med-ElecDHW-GasCDryer-Tier3-FrontSCEMFm1996CZ13rWtd
RB-Appl-EffCW-med-ElecDHW-GasCDryer-Tier3-Front | DEER2016 | D16v1 | 2015-05-14 08:06 | SCE | MFm | 1996 | CZ14 | rWtd | Each | 1 | 480 | None | 103 | 0.012 | 9.78 | -2.03 | -0.00123 | 7.8 | 103 | 0.012 | 9.78 | -2.03 | -0.00123 | 7.8 |  |  | 2 |  | RB-Appl-EffCW-med-ElecDHW-GasCDryer-Tier3-FrontSCEMFm1996CZ14rWtd
RB-Appl-EffCW-med-ElecDHW-GasCDryer-Tier3-Front | DEER2016 | D16v1 | 2015-05-14 08:06 | SCE | MFm | 1996 | CZ15 | rWtd | Each | 1 | 480 | None | 85.4 | 0.00988 | 9.89 | -5.9 | -0.00221 | 7.7 | 85.4 | 0.00988 | 9.89 | -5.9 | -0.00221 | 7.7 |  |  | 2 |  | RB-Appl-EffCW-med-ElecDHW-GasCDryer-Tier3-FrontSCEMFm1996CZ15rWtd
RB-Appl-EffCW-med-ElecDHW-GasCDryer-Tier3-Front | DEER2016 | D16v1 | 2015-05-14 08:06 | SCE | MFm | 1996 | CZ16 | rWtd | Each | 1 | 432 | None | 116 | 0.0143 | 9.6 | 2.31 | -0.00134 | 7.88 | 116 | 0.0143 | 9.6 | 2.31 | -0.00134 | 7.88 |  |  | 2 |  | RB-Appl-EffCW-med-ElecDHW-GasCDryer-Tier3-FrontSCEMFm1996CZ16rWtd
RB-Appl-EffCW-med-ElecDHW-GasCDryer-Tier3-Front | DEER2016 | D16v1 | 2015-05-14 08:06 | SCE | MFm | 2003 | CZ05 | rWtd | Each | 1 | 441 | None | 109 | 0.0145 | 9.58 | 1.9 | 0.000123 | 7.95 | 109 | 0.0145 | 9.58 | 1.9 | 0.000123 | 7.95 |  |  | 2 |  | RB-Appl-EffCW-med-ElecDHW-GasCDryer-Tier3-FrontSCEMFm2003CZ05rWtd
RB-Appl-EffCW-med-ElecDHW-GasCDryer-Tier3-Front | DEER2016 | D16v1 | 2015-05-14 08:06 | SCE | MFm | 2003 | CZ06 | rWtd | Each | 1 | 538 | None | 101 | 0.0128 | 9.84 | 0.145 | -0.000226 | 7.57 | 101 | 0.0128 | 9.84 | 0.145 | -0.000226 | 7.57 |  |  | 2 |  | RB-Appl-EffCW-med-ElecDHW-GasCDryer-Tier3-FrontSCEMFm2003CZ06rWtd
RB-Appl-EffCW-med-ElecDHW-GasCDryer-Tier3-Front | DEER2016 | D16v1 | 2015-05-14 08:06 | SCE | MFm | 2003 | CZ08 | rWtd | Each | 1 | 538 | None | 98.9 | 0.013 | 9.84 | -0.455 | -0.000342 | 7.58 | 98.9 | 0.013 | 9.84 | -0.455 | -0.000342 | 7.58 |  |  | 2 |  | RB-Appl-EffCW-med-ElecDHW-GasCDryer-Tier3-FrontSCEMFm2003CZ08rWtd
RB-Appl-EffCW-med-ElecDHW-GasCDryer-Tier3-Front | DEER2016 | D16v1 | 2015-05-14 08:06 | SCE | MFm | 2003 | CZ09 | rWtd | Each | 1 | 499 | None | 99.1 | 0.0134 | 9.79 | -1.23 | -0.000692 | 7.83 | 99.1 | 0.0134 | 9.79 | -1.23 | -0.000692 | 7.83 |  |  | 2 |  | RB-Appl-EffCW-med-ElecDHW-GasCDryer-Tier3-FrontSCEMFm2003CZ09rWtd
RB-Appl-EffCW-med-ElecDHW-GasCDryer-Tier3-Front | DEER2016 | D16v1 | 2015-05-14 08:06 | SCE | MFm | 2003 | CZ10 | rWtd | Each | 1 | 474 | None | 98.9 | 0.0134 | 9.82 | -1.62 | -0.000986 | 7.77 | 98.9 | 0.0134 | 9.82 | -1.62 | -0.000986 | 7.77 |  |  | 2 |  | RB-Appl-EffCW-med-ElecDHW-GasCDryer-Tier3-FrontSCEMFm2003CZ10rWtd
RB-Appl-EffCW-med-ElecDHW-GasCDryer-Tier3-Front | DEER2016 | D16v1 | 2015-05-14 08:06 | SCE | MFm | 2003 | CZ13 | rWtd | Each | 1 | 474 | None | 100 | 0.0126 | 9.78 | -1.47 | -0.00108 | 7.81 | 100 | 0.0126 | 9.78 | -1.47 | -0.00108 | 7.81 |  |  | 2 |  | RB-Appl-EffCW-med-ElecDHW-GasCDryer-Tier3-FrontSCEMFm2003CZ13rWtd
RB-Appl-EffCW-med-ElecDHW-GasCDryer-Tier3-Front | DEER2016 | D16v1 | 2015-05-14 08:06 | SCE | MFm | 2003 | CZ14 | rWtd | Each | 1 | 487 | None | 103 | 0.012 | 9.77 | -1.78 | -0.00113 | 7.81 | 103 | 0.012 | 9.77 | -1.78 | -0.00113 | 7.81 |  |  | 2 |  | RB-Appl-EffCW-med-ElecDHW-GasCDryer-Tier3-FrontSCEMFm2003CZ14rWtd
RB-Appl-EffCW-med-ElecDHW-GasCDryer-Tier3-Front | DEER2016 | D16v1 | 2015-05-14 08:06 | SCE | MFm | 2003 | CZ15 | rWtd | Each | 1 | 487 | None | 85.6 | 0.0099 | 9.89 | -5.8 | -0.0021 | 7.7 | 85.6 | 0.0099 | 9.89 | -5.8 | -0.0021 | 7.7 |  |  | 2 |  | RB-Appl-EffCW-med-ElecDHW-GasCDryer-Tier3-FrontSCEMFm2003CZ15rWtd
RB-Appl-EffCW-med-ElecDHW-GasCDryer-Tier3-Front | DEER2016 | D16v1 | 2015-05-14 08:06 | SCE | MFm | 2003 | CZ16 | rWtd | Each | 1 | 441 | None | 115 | 0.0153 | 9.64 | 2.28 | -0.000432 | 7.87 | 115 | 0.0153 | 9.64 | 2.28 | -0.000432 | 7.87 |  |  | 2 |  | RB-Appl-EffCW-med-ElecDHW-GasCDryer-Tier3-FrontSCEMFm2003CZ16rWtd
RB-Appl-EffCW-med-ElecDHW-GasCDryer-Tier3-Front | DEER2016 | D16v1 | 2015-05-14 08:06 | SCE | MFm | 2007 | CZ05 | rWtd | Each | 1 | 441 | None | 109 | 0.0145 | 9.64 | 1.85 | 0.000147 | 7.9 | 109 | 0.0145 | 9.64 | 1.85 | 0.000147 | 7.9 |  |  | 2 |  | RB-Appl-EffCW-med-ElecDHW-GasCDryer-Tier3-FrontSCEMFm2007CZ05rWtd
RB-Appl-EffCW-med-ElecDHW-GasCDryer-Tier3-Front | DEER2016 | D16v1 | 2015-05-14 08:06 | SCE | MFm | 2007 | CZ06 | rWtd | Each | 1 | 538 | None | 101 | 0.0142 | 9.82 | 0.131 | 0.000522 | 7.56 | 101 | 0.0142 | 9.82 | 0.131 | 0.000522 | 7.56 |  |  | 2 |  | RB-Appl-EffCW-med-ElecDHW-GasCDryer-Tier3-FrontSCEMFm2007CZ06rWtd
RB-Appl-EffCW-med-ElecDHW-GasCDryer-Tier3-Front | DEER2016 | D16v1 | 2015-05-14 08:06 | SCE | MFm | 2007 | CZ08 | rWtd | Each | 1 | 538 | None | 99 | 0.013 | 9.83 | -0.454 | -0.000186 | 7.57 | 99 | 0.013 | 9.83 | -0.454 | -0.000186 | 7.57 |  |  | 2 |  | RB-Appl-EffCW-med-ElecDHW-GasCDryer-Tier3-FrontSCEMFm2007CZ08rWtd
RB-Appl-EffCW-med-ElecDHW-GasCDryer-Tier3-Front | DEER2016 | D16v1 | 2015-05-14 08:06 | SCE | MFm | 2007 | CZ09 | rWtd | Each | 1 | 499 | None | 99.4 | 0.0134 | 9.8 | -1.19 | -0.000519 | 7.81 | 99.4 | 0.0134 | 9.8 | -1.19 | -0.000519 | 7.81 |  |  | 2 |  | RB-Appl-EffCW-med-ElecDHW-GasCDryer-Tier3-FrontSCEMFm2007CZ09rWtd
RB-Appl-EffCW-med-ElecDHW-GasCDryer-Tier3-Front | DEER2016 | D16v1 | 2015-05-14 08:06 | SCE | MFm | 2007 | CZ10 | rWtd | Each | 1 | 474 | None | 98.7 | 0.0129 | 9.83 | -1.54 | -0.000804 | 7.77 | 98.7 | 0.0129 | 9.83 | -1.54 | -0.000804 | 7.77 |  |  | 2 |  | RB-Appl-EffCW-med-ElecDHW-GasCDryer-Tier3-FrontSCEMFm2007CZ10rWtd
RB-Appl-EffCW-med-ElecDHW-GasCDryer-Tier3-Front | DEER2016 | D16v1 | 2015-05-14 08:06 | SCE | MFm | 2007 | CZ13 | rWtd | Each | 1 | 474 | None | 99.7 | 0.0124 | 9.73 | -1.22 | -0.000954 | 7.79 | 99.7 | 0.0124 | 9.73 | -1.22 | -0.000954 | 7.79 |  |  | 2 |  | RB-Appl-EffCW-med-ElecDHW-GasCDryer-Tier3-FrontSCEMFm2007CZ13rWtd
RB-Appl-EffCW-med-ElecDHW-GasCDryer-Tier3-Front | DEER2016 | D16v1 | 2015-05-14 08:06 | SCE | MFm | 2007 | CZ14 | rWtd | Each | 1 | 487 | None | 102 | 0.0119 | 9.77 | -1.56 | -0.00118 | 7.81 | 102 | 0.0119 | 9.77 | -1.56 | -0.00118 | 7.81 |  |  | 2 |  | RB-Appl-EffCW-med-ElecDHW-GasCDryer-Tier3-FrontSCEMFm2007CZ14rWtd
RB-Appl-EffCW-med-ElecDHW-GasCDryer-Tier3-Front | DEER2016 | D16v1 | 2015-05-14 08:06 | SCE | MFm | 2007 | CZ15 | rWtd | Each | 1 | 487 | None | 85.2 | 0.0099 | 9.91 | -5.54 | -0.00173 | 7.68 | 85.2 | 0.0099 | 9.91 | -5.54 | -0.00173 | 7.68 |  |  | 2 |  | RB-Appl-EffCW-med-ElecDHW-GasCDryer-Tier3-FrontSCEMFm2007CZ15rWtd
RB-Appl-EffCW-med-ElecDHW-GasCDryer-Tier3-Front | DEER2016 | D16v1 | 2015-05-14 08:06 | SCE | MFm | 2007 | CZ16 | rWtd | Each | 1 | 441 | None | 116 | 0.0151 | 9.68 | 2.42 | -0.000469 | 7.86 | 116 | 0.0151 | 9.68 | 2.42 | -0.000469 | 7.86 |  |  | 2 |  | RB-Appl-EffCW-med-ElecDHW-GasCDryer-Tier3-FrontSCEMFm2007CZ16rWtd
RB-Appl-EffCW-med-ElecDHW-GasCDryer-Tier3-Front | DEER2016 | D16v1 | 2015-05-14 08:06 | SCE | MFm | 2011 | CZ05 | rWtd | Each | 1 | 441 | None | 109 | 0.0145 | 9.66 | 1.81 | 0.000144 | 7.89 | 109 | 0.0145 | 9.66 | 1.81 | 0.000144 | 7.89 |  |  | 2 |  | RB-Appl-EffCW-med-ElecDHW-GasCDryer-Tier3-FrontSCEMFm2011CZ05rWtd
RB-Appl-EffCW-med-ElecDHW-GasCDryer-Tier3-Front | DEER2016 | D16v1 | 2015-05-14 08:06 | SCE | MFm | 2011 | CZ06 | rWtd | Each | 1 | 538 | None | 101 | 0.0143 | 9.84 | 0.192 | 0.000961 | 7.58 | 101 | 0.0143 | 9.84 | 0.192 | 0.000961 | 7.58 |  |  | 2 |  | RB-Appl-EffCW-med-ElecDHW-GasCDryer-Tier3-FrontSCEMFm2011CZ06rWtd
RB-Appl-EffCW-med-ElecDHW-GasCDryer-Tier3-Front | DEER2016 | D16v1 | 2015-05-14 08:06 | SCE | MFm | 2011 | CZ08 | rWtd | Each | 1 | 538 | None | 99.4 | 0.0129 | 9.86 | -0.0686 | -0.00019 | 7.58 | 99.4 | 0.0129 | 9.86 | -0.0686 | -0.00019 | 7.58 |  |  | 2 |  | RB-Appl-EffCW-med-ElecDHW-GasCDryer-Tier3-FrontSCEMFm2011CZ08rWtd
RB-Appl-EffCW-med-ElecDHW-GasCDryer-Tier3-Front | DEER2016 | D16v1 | 2015-05-14 08:06 | SCE | MFm | 2011 | CZ09 | rWtd | Each | 1 | 499 | None | 99.6 | 0.0131 | 9.84 | -1.48 | -0.000693 | 7.77 | 99.6 | 0.0131 | 9.84 | -1.48 | -0.000693 | 7.77 |  |  | 2 |  | RB-Appl-EffCW-med-ElecDHW-GasCDryer-Tier3-FrontSCEMFm2011CZ09rWtd
RB-Appl-EffCW-med-ElecDHW-GasCDryer-Tier3-Front | DEER2016 | D16v1 | 2015-05-14 08:06 | SCE | MFm | 2011 | CZ10 | rWtd | Each | 1 | 474 | None | 99.4 | 0.0129 | 9.86 | -1.56 | -0.000718 | 7.75 | 99.4 | 0.0129 | 9.86 | -1.56 | -0.000718 | 7.75 |  |  | 2 |  | RB-Appl-EffCW-med-ElecDHW-GasCDryer-Tier3-FrontSCEMFm2011CZ10rWtd
RB-Appl-EffCW-med-ElecDHW-GasCDryer-Tier3-Front | DEER2016 | D16v1 | 2015-05-14 08:06 | SCE | MFm | 2011 | CZ13 | rWtd | Each | 1 | 474 | None | 100 | 0.0123 | 9.75 | -1.2 | -0.000974 | 7.77 | 100 | 0.0123 | 9.75 | -1.2 | -0.000974 | 7.77 |  |  | 2 |  | RB-Appl-EffCW-med-ElecDHW-GasCDryer-Tier3-FrontSCEMFm2011CZ13rWtd
RB-Appl-EffCW-med-ElecDHW-GasCDryer-Tier3-Front | DEER2016 | D16v1 | 2015-05-14 08:06 | SCE | MFm | 2011 | CZ14 | rWtd | Each | 1 | 487 | None | 103 | 0.012 | 9.79 | -1.48 | -0.00103 | 7.78 | 103 | 0.012 | 9.79 | -1.48 | -0.00103 | 7.78 |  |  | 2 |  | RB-Appl-EffCW-med-ElecDHW-GasCDryer-Tier3-FrontSCEMFm2011CZ14rWtd
RB-Appl-EffCW-med-ElecDHW-GasCDryer-Tier3-Front | DEER2016 | D16v1 | 2015-05-14 08:06 | SCE | MFm | 2011 | CZ15 | rWtd | Each | 1 | 487 | None | 85.3 | 0.00993 | 9.92 | -5.94 | -0.00171 | 7.67 | 85.3 | 0.00993 | 9.92 | -5.94 | -0.00171 | 7.67 |  |  | 2 |  | RB-Appl-EffCW-med-ElecDHW-GasCDryer-Tier3-FrontSCEMFm2011CZ15rWtd
RB-Appl-EffCW-med-ElecDHW-GasCDryer-Tier3-Front | DEER2016 | D16v1 | 2015-05-14 08:06 | SCE | MFm | 2011 | CZ16 | rWtd | Each | 1 | 441 | None | 116 | 0.0148 | 9.69 | 1.97 | -0.000316 | 7.83 | 116 | 0.0148 | 9.69 | 1.97 | -0.000316 | 7.83 |  |  | 2 |  | RB-Appl-EffCW-med-ElecDHW-GasCDryer-Tier3-FrontSCEMFm2011CZ16rWtd
RB-Appl-EffCW-med-ElecDHW-GasCDryer-Tier3-Front | DEER2016 | D16v1 | 2015-05-14 08:06 | SCE | MFm | 2014 | CZ05 | rWtd | Each | 1 | 441 | None | 109 | 0.0145 | 9.83 | 1.73 | 0.000129 | 7.81 | 109 | 0.0145 | 9.83 | 1.73 | 0.000129 | 7.81 |  |  | 2 |  | RB-Appl-EffCW-med-ElecDHW-GasCDryer-Tier3-FrontSCEMFm2014CZ05rWtd
RB-Appl-EffCW-med-ElecDHW-GasCDryer-Tier3-Front | DEER2016 | D16v1 | 2015-05-14 08:06 | SCE | MFm | 2014 | CZ06 | rWtd | Each | 1 | 538 | None | 101 | 0.0138 | 9.84 | 0.227 | -0.000478 | 7.57 | 101 | 0.0138 | 9.84 | 0.227 | -0.000478 | 7.57 |  |  | 2 |  | RB-Appl-EffCW-med-ElecDHW-GasCDryer-Tier3-FrontSCEMFm2014CZ06rWtd
RB-Appl-EffCW-med-ElecDHW-GasCDryer-Tier3-Front | DEER2016 | D16v1 | 2015-05-14 08:06 | SCE | MFm | 2014 | CZ08 | rWtd | Each | 1 | 538 | None | 99.3 | 0.0131 | 9.88 | -0.272 | 1.83e-05 | 7.58 | 99.3 | 0.0131 | 9.88 | -0.272 | 1.83e-05 | 7.58 |  |  | 2 |  | RB-Appl-EffCW-med-ElecDHW-GasCDryer-Tier3-FrontSCEMFm2014CZ08rWtd
RB-Appl-EffCW-med-ElecDHW-GasCDryer-Tier3-Front | DEER2016 | D16v1 | 2015-05-14 08:06 | SCE | MFm | 2014 | CZ09 | rWtd | Each | 1 | 499 | None | 99.2 | 0.0133 | 9.86 | -1.61 | -0.000683 | 7.74 | 99.2 | 0.0133 | 9.86 | -1.61 | -0.000683 | 7.74 |  |  | 2 |  | RB-Appl-EffCW-med-ElecDHW-GasCDryer-Tier3-FrontSCEMFm2014CZ09rWtd
RB-Appl-EffCW-med-ElecDHW-GasCDryer-Tier3-Front | DEER2016 | D16v1 | 2015-05-14 08:06 | SCE | MFm | 2014 | CZ10 | rWtd | Each | 1 | 474 | None | 99.5 | 0.0128 | 9.87 | -1.53 | -0.00133 | 7.72 | 99.5 | 0.0128 | 9.87 | -1.53 | -0.00133 | 7.72 |  |  | 2 |  | RB-Appl-EffCW-med-ElecDHW-GasCDryer-Tier3-FrontSCEMFm2014CZ10rWtd
RB-Appl-EffCW-med-ElecDHW-GasCDryer-Tier3-Front | DEER2016 | D16v1 | 2015-05-14 08:06 | SCE | MFm | 2014 | CZ13 | rWtd | Each | 1 | 474 | None | 100 | 0.0124 | 9.76 | -1.37 | -0.00089 | 7.76 | 100 | 0.0124 | 9.76 | -1.37 | -0.00089 | 7.76 |  |  | 2 |  | RB-Appl-EffCW-med-ElecDHW-GasCDryer-Tier3-FrontSCEMFm2014CZ13rWtd
RB-Appl-EffCW-med-ElecDHW-GasCDryer-Tier3-Front | DEER2016 | D16v1 | 2015-05-14 08:06 | SCE | MFm | 2014 | CZ14 | rWtd | Each | 1 | 487 | None | 102 | 0.0121 | 9.78 | -2.24 | -0.00107 | 7.78 | 102 | 0.0121 | 9.78 | -2.24 | -0.00107 | 7.78 |  |  | 2 |  | RB-Appl-EffCW-med-ElecDHW-GasCDryer-Tier3-FrontSCEMFm2014CZ14rWtd
RB-Appl-EffCW-med-ElecDHW-GasCDryer-Tier3-Front | DEER2016 | D16v1 | 2015-05-14 08:06 | SCE | MFm | 2014 | CZ15 | rWtd | Each | 1 | 487 | None | 85.3 | 0.00981 | 9.92 | -5.81 | -0.00176 | 7.66 | 85.3 | 0.00981 | 9.92 | -5.81 | -0.00176 | 7.66 |  |  | 2 |  | RB-Appl-EffCW-med-ElecDHW-GasCDryer-Tier3-FrontSCEMFm2014CZ15rWtd
RB-Appl-EffCW-med-ElecDHW-GasCDryer-Tier3-Front | DEER2016 | D16v1 | 2015-05-14 08:06 | SCE | MFm | 2014 | CZ16 | rWtd | Each | 1 | 441 | None | 116 | 0.0151 | 9.67 | 2.34 | -0.000114 | 7.87 | 116 | 0.0151 | 9.67 | 2.34 | -0.000114 | 7.87 |  |  | 2 |  | RB-Appl-EffCW-med-ElecDHW-GasCDryer-Tier3-FrontSCEMFm2014CZ16rWtd
RB-Appl-EffCW-med-ElecDHW-GasCDryer-Tier3-Front | DEER2016 | D16v1 | 2015-05-14 08:06 | SCE | MFm | Ex | CZ05 | rWtd | Each | 1 | 474 | None | 109 | 0.0145 | 9.52 | 2.19 | 0.000177 | 8.04 | 109 | 0.0145 | 9.52 | 2.19 | 0.000177 | 8.04 |  |  | 2 |  | RB-Appl-EffCW-med-ElecDHW-GasCDryer-Tier3-FrontSCEMFmExCZ05rWtd
RB-Appl-EffCW-med-ElecDHW-GasCDryer-Tier3-Front | DEER2016 | D16v1 | 2015-05-14 08:06 | SCE | MFm | Ex | CZ06 | rWtd | Each | 1 | 502 | None | 101 | 0.0137 | 9.82 | 0.216 | -0.000458 | 7.73 | 101 | 0.0137 | 9.82 | 0.216 | -0.000458 | 7.73 |  |  | 2 |  | RB-Appl-EffCW-med-ElecDHW-GasCDryer-Tier3-FrontSCEMFmExCZ06rWtd
RB-Appl-EffCW-med-ElecDHW-GasCDryer-Tier3-Front | DEER2016 | D16v1 | 2015-05-14 08:06 | SCE | MFm | Ex | CZ08 | rWtd | Each | 1 | 511 | None | 98.7 | 0.014 | 9.81 | -0.795 | 0.000156 | 7.7 | 98.7 | 0.014 | 9.81 | -0.795 | 0.000156 | 7.7 |  |  | 2 |  | RB-Appl-EffCW-med-ElecDHW-GasCDryer-Tier3-FrontSCEMFmExCZ08rWtd
RB-Appl-EffCW-med-ElecDHW-GasCDryer-Tier3-Front | DEER2016 | D16v1 | 2015-05-14 08:06 | SCE | MFm | Ex | CZ09 | rWtd | Each | 1 | 571 | None | 99.7 | 0.0134 | 9.69 | -0.855 | -0.000369 | 7.58 | 99.7 | 0.0134 | 9.69 | -0.855 | -0.000369 | 7.58 |  |  | 2 |  | RB-Appl-EffCW-med-ElecDHW-GasCDryer-Tier3-FrontSCEMFmExCZ09rWtd
RB-Appl-EffCW-med-ElecDHW-GasCDryer-Tier3-Front | DEER2016 | D16v1 | 2015-05-14 08:06 | SCE | MFm | Ex | CZ10 | rWtd | Each | 1 | 586 | None | 99.3 | 0.0135 | 9.7 | -0.297 | -0.000855 | 7.57 | 99.3 | 0.0135 | 9.7 | -0.297 | -0.000855 | 7.57 |  |  | 2 |  | RB-Appl-EffCW-med-ElecDHW-GasCDryer-Tier3-FrontSCEMFmExCZ10rWtd
RB-Appl-EffCW-med-ElecDHW-GasCDryer-Tier3-Front | DEER2016 | D16v1 | 2015-05-14 08:06 | SCE | MFm | Ex | CZ13 | rWtd | Each | 1 | 490 | None | 99.1 | 0.0128 | 9.74 | -2.01 | -0.00126 | 7.88 | 99.1 | 0.0128 | 9.74 | -2.01 | -0.00126 | 7.88 |  |  | 2 |  | RB-Appl-EffCW-med-ElecDHW-GasCDryer-Tier3-FrontSCEMFmExCZ13rWtd
RB-Appl-EffCW-med-ElecDHW-GasCDryer-Tier3-Front | DEER2016 | D16v1 | 2015-05-14 08:06 | SCE | MFm | Ex | CZ14 | rWtd | Each | 1 | 624 | None | 104 | 0.0126 | 9.42 | 0.00282 | -0.000924 | 7.56 | 104 | 0.0126 | 9.42 | 0.00282 | -0.000924 | 7.56 |  |  | 2 |  | RB-Appl-EffCW-med-ElecDHW-GasCDryer-Tier3-FrontSCEMFmExCZ14rWtd
RB-Appl-EffCW-med-ElecDHW-GasCDryer-Tier3-Front | DEER2016 | D16v1 | 2015-05-14 08:06 | SCE | MFm | Ex | CZ15 | rWtd | Each | 1 | 621 | None | 90 | 0.0102 | 9.74 | -2.81 | -0.00166 | 7.6 | 90 | 0.0102 | 9.74 | -2.81 | -0.00166 | 7.6 |  |  | 2 |  | RB-Appl-EffCW-med-ElecDHW-GasCDryer-Tier3-FrontSCEMFmExCZ15rWtd
RB-Appl-EffCW-med-ElecDHW-GasCDryer-Tier3-Front | DEER2016 | D16v1 | 2015-05-14 08:06 | SCE | MFm | Ex | CZ16 | rWtd | Each | 1 | 491 | None | 115 | 0.0146 | 9.63 | 2.62 | -0.00141 | 7.94 | 115 | 0.0146 | 9.63 | 2.62 | -0.00141 | 7.94 |  |  | 2 |  | RB-Appl-EffCW-med-ElecDHW-GasCDryer-Tier3-FrontSCEMFmExCZ16rWtd
RB-Appl-EffCW-med-ElecDHW-GasCDryer-Tier3-Front | DEER2016 | D16v1 | 2015-05-14 08:06 | SCE | MFm | Ex | IOU | rWtd | Each | 1 | 535 | None | 99.8 | 0.0135 | 9.76 | -0.448 | -0.000402 | 7.67 | 99.8 | 0.0135 | 9.76 | -0.448 | -0.000402 | 7.67 |  |  | 2 |  | RB-Appl-EffCW-med-ElecDHW-GasCDryer-Tier3-FrontSCEMFmExIOUrWtd
RB-Appl-EffCW-med-ElecDHW-GasCDryer-Tier3-Front | DEER2016 | D16v1 | 2015-05-14 08:06 | SCE | SFm | 1975 | CZ05 | rWtd | Each | 1 | 796 | None | 135 | 0.0164 | 12 | 3.28 | -0.0026 | 10.3 | 135 | 0.0164 | 12 | 3.28 | -0.0026 | 10.3 |  |  | 2 |  | RB-Appl-EffCW-med-ElecDHW-GasCDryer-Tier3-FrontSCESFm1975CZ05rWtd
RB-Appl-EffCW-med-ElecDHW-GasCDryer-Tier3-Front | DEER2016 | D16v1 | 2015-05-14 08:06 | SCE | SFm | 1975 | CZ06 | rWtd | Each | 1 | 764 | None | 125 | 0.017 | 12.3 | -0.276 | -0.000218 | 9.82 | 125 | 0.017 | 12.3 | -0.276 | -0.000218 | 9.82 |  |  | 2 |  | RB-Appl-EffCW-med-ElecDHW-GasCDryer-Tier3-FrontSCESFm1975CZ06rWtd
RB-Appl-EffCW-med-ElecDHW-GasCDryer-Tier3-Front | DEER2016 | D16v1 | 2015-05-14 08:06 | SCE | SFm | 1975 | CZ08 | rWtd | Each | 1 | 764 | None | 122 | 0.0162 | 12.1 | -1.84 | -0.00059 | 9.72 | 122 | 0.0162 | 12.1 | -1.84 | -0.00059 | 9.72 |  |  | 2 |  | RB-Appl-EffCW-med-ElecDHW-GasCDryer-Tier3-FrontSCESFm1975CZ08rWtd
RB-Appl-EffCW-med-ElecDHW-GasCDryer-Tier3-Front | DEER2016 | D16v1 | 2015-05-14 08:06 | SCE | SFm | 1975 | CZ09 | rWtd | Each | 1 | 818 | None | 126 | 0.0174 | 12.1 | 0.319 | -0.000334 | 9.72 | 126 | 0.0174 | 12.1 | 0.319 | -0.000334 | 9.72 |  |  | 2 |  | RB-Appl-EffCW-med-ElecDHW-GasCDryer-Tier3-FrontSCESFm1975CZ09rWtd
RB-Appl-EffCW-med-ElecDHW-GasCDryer-Tier3-Front | DEER2016 | D16v1 | 2015-05-14 08:06 | SCE | SFm | 1975 | CZ10 | rWtd | Each | 1 | 818 | None | 124 | 0.0165 | 12.1 | -0.817 | -0.0019 | 9.75 | 124 | 0.0165 | 12.1 | -0.817 | -0.0019 | 9.75 |  |  | 2 |  | RB-Appl-EffCW-med-ElecDHW-GasCDryer-Tier3-FrontSCESFm1975CZ10rWtd
RB-Appl-EffCW-med-ElecDHW-GasCDryer-Tier3-Front | DEER2016 | D16v1 | 2015-05-14 08:06 | SCE | SFm | 1975 | CZ13 | rWtd | Each | 1 | 764 | None | 124 | 0.0168 | 12.1 | -0.736 | -0.00179 | 9.84 | 124 | 0.0168 | 12.1 | -0.736 | -0.00179 | 9.84 |  |  | 2 |  | RB-Appl-EffCW-med-ElecDHW-GasCDryer-Tier3-FrontSCESFm1975CZ13rWtd
RB-Appl-EffCW-med-ElecDHW-GasCDryer-Tier3-Front | DEER2016 | D16v1 | 2015-05-14 08:06 | SCE | SFm | 1975 | CZ14 | rWtd | Each | 1 | 778 | None | 128 | 0.0163 | 12.2 | 1.02 | -0.000349 | 9.43 | 128 | 0.0163 | 12.2 | 1.02 | -0.000349 | 9.43 |  |  | 2 |  | RB-Appl-EffCW-med-ElecDHW-GasCDryer-Tier3-FrontSCESFm1975CZ14rWtd
RB-Appl-EffCW-med-ElecDHW-GasCDryer-Tier3-Front | DEER2016 | D16v1 | 2015-05-14 08:06 | SCE | SFm | 1975 | CZ15 | rWtd | Each | 1 | 778 | None | 109 | 0.0133 | 12.2 | -1.79 | -0.000925 | 9.43 | 109 | 0.0133 | 12.2 | -1.79 | -0.000925 | 9.43 |  |  | 2 |  | RB-Appl-EffCW-med-ElecDHW-GasCDryer-Tier3-FrontSCESFm1975CZ15rWtd
RB-Appl-EffCW-med-ElecDHW-GasCDryer-Tier3-Front | DEER2016 | D16v1 | 2015-05-14 08:06 | SCE | SFm | 1975 | CZ16 | rWtd | Each | 1 | 796 | None | 145 | 0.0198 | 12.3 | 4.37 | -0.0004 | 10.3 | 145 | 0.0198 | 12.3 | 4.37 | -0.0004 | 10.3 |  |  | 2 |  | RB-Appl-EffCW-med-ElecDHW-GasCDryer-Tier3-FrontSCESFm1975CZ16rWtd
RB-Appl-EffCW-med-ElecDHW-GasCDryer-Tier3-Front | DEER2016 | D16v1 | 2015-05-14 08:06 | SCE | SFm | 1985 | CZ05 | rWtd | Each | 1 | 952 | None | 135 | 0.0144 | 11.5 | 2.01 | -0.00106 | 9.25 | 135 | 0.0144 | 11.5 | 2.01 | -0.00106 | 9.25 |  |  | 2 |  | RB-Appl-EffCW-med-ElecDHW-GasCDryer-Tier3-FrontSCESFm1985CZ05rWtd
RB-Appl-EffCW-med-ElecDHW-GasCDryer-Tier3-Front | DEER2016 | D16v1 | 2015-05-14 08:06 | SCE | SFm | 1985 | CZ06 | rWtd | Each | 1 | 1030 | None | 126 | 0.0257 | 12.5 | 0.59 | 0.0139 | 9.44 | 126 | 0.0257 | 12.5 | 0.59 | 0.0139 | 9.44 |  |  | 2 |  | RB-Appl-EffCW-med-ElecDHW-GasCDryer-Tier3-FrontSCESFm1985CZ06rWtd
RB-Appl-EffCW-med-ElecDHW-GasCDryer-Tier3-Front | DEER2016 | D16v1 | 2015-05-14 08:06 | SCE | SFm | 1985 | CZ08 | rWtd | Each | 1 | 1030 | None | 123 | 0.0159 | 12.4 | 0.0181 | -0.000306 | 9.36 | 123 | 0.0159 | 12.4 | 0.0181 | -0.000306 | 9.36 |  |  | 2 |  | RB-Appl-EffCW-med-ElecDHW-GasCDryer-Tier3-FrontSCESFm1985CZ08rWtd
RB-Appl-EffCW-med-ElecDHW-GasCDryer-Tier3-Front | DEER2016 | D16v1 | 2015-05-14 08:06 | SCE | SFm | 1985 | CZ09 | rWtd | Each | 1 | 906 | None | 123 | 0.0166 | 12.3 | -0.178 | 0.000136 | 9.38 | 123 | 0.0166 | 12.3 | -0.178 | 0.000136 | 9.38 |  |  | 2 |  | RB-Appl-EffCW-med-ElecDHW-GasCDryer-Tier3-FrontSCESFm1985CZ09rWtd
RB-Appl-EffCW-med-ElecDHW-GasCDryer-Tier3-Front | DEER2016 | D16v1 | 2015-05-14 08:06 | SCE | SFm | 1985 | CZ10 | rWtd | Each | 1 | 906 | None | 121 | 0.0167 | 12.3 | -0.0844 | -0.000818 | 9.37 | 121 | 0.0167 | 12.3 | -0.0844 | -0.000818 | 9.37 |  |  | 2 |  | RB-Appl-EffCW-med-ElecDHW-GasCDryer-Tier3-FrontSCESFm1985CZ10rWtd
RB-Appl-EffCW-med-ElecDHW-GasCDryer-Tier3-Front | DEER2016 | D16v1 | 2015-05-14 08:06 | SCE | SFm | 1985 | CZ13 | rWtd | Each | 1 | 852 | None | 124 | 0.0201 | 11.9 | -0.293 | 0.00223 | 9.44 | 124 | 0.0201 | 11.9 | -0.293 | 0.00223 | 9.44 |  |  | 2 |  | RB-Appl-EffCW-med-ElecDHW-GasCDryer-Tier3-FrontSCESFm1985CZ13rWtd
RB-Appl-EffCW-med-ElecDHW-GasCDryer-Tier3-Front | DEER2016 | D16v1 | 2015-05-14 08:06 | SCE | SFm | 1985 | CZ14 | rWtd | Each | 1 | 870 | None | 132 | 0.0177 | 11.3 | 1.17 | -0.000412 | 9.41 | 132 | 0.0177 | 11.3 | 1.17 | -0.000412 | 9.41 |  |  | 2 |  | RB-Appl-EffCW-med-ElecDHW-GasCDryer-Tier3-FrontSCESFm1985CZ14rWtd
RB-Appl-EffCW-med-ElecDHW-GasCDryer-Tier3-Front | DEER2016 | D16v1 | 2015-05-14 08:06 | SCE | SFm | 1985 | CZ15 | rWtd | Each | 1 | 870 | None | 113 | 0.0147 | 11.7 | -2.11 | -0.00105 | 9.4 | 113 | 0.0147 | 11.7 | -2.11 | -0.00105 | 9.4 |  |  | 2 |  | RB-Appl-EffCW-med-ElecDHW-GasCDryer-Tier3-FrontSCESFm1985CZ15rWtd
RB-Appl-EffCW-med-ElecDHW-GasCDryer-Tier3-Front | DEER2016 | D16v1 | 2015-05-14 08:06 | SCE | SFm | 1985 | CZ16 | rWtd | Each | 1 | 952 | None | 142 | 0.0177 | 11.8 | 3.13 | -0.0012 | 9.4 | 142 | 0.0177 | 11.8 | 3.13 | -0.0012 | 9.4 |  |  | 2 |  | RB-Appl-EffCW-med-ElecDHW-GasCDryer-Tier3-FrontSCESFm1985CZ16rWtd
RB-Appl-EffCW-med-ElecDHW-GasCDryer-Tier3-Front | DEER2016 | D16v1 | 2015-05-14 08:06 | SCE | SFm | 1996 | CZ05 | rWtd | Each | 1 | 1100 | None | 135 | 0.0183 | 12.3 | 2.2 | 0.000821 | 9.23 | 135 | 0.0183 | 12.3 | 2.2 | 0.000821 | 9.23 |  |  | 2 |  | RB-Appl-EffCW-med-ElecDHW-GasCDryer-Tier3-FrontSCESFm1996CZ05rWtd
RB-Appl-EffCW-med-ElecDHW-GasCDryer-Tier3-Front | DEER2016 | D16v1 | 2015-05-14 08:06 | SCE | SFm | 1996 | CZ06 | rWtd | Each | 1 | 1150 | None | 126 | 0.00265 | 12.5 | 0.386 | -0.00162 | 9.41 | 126 | 0.00265 | 12.5 | 0.386 | -0.00162 | 9.41 |  |  | 2 |  | RB-Appl-EffCW-med-ElecDHW-GasCDryer-Tier3-FrontSCESFm1996CZ06rWtd
RB-Appl-EffCW-med-ElecDHW-GasCDryer-Tier3-Front | DEER2016 | D16v1 | 2015-05-14 08:06 | SCE | SFm | 1996 | CZ08 | rWtd | Each | 1 | 1150 | None | 123 | 0.0146 | 12.4 | 1.05 | -0.00128 | 9.35 | 123 | 0.0146 | 12.4 | 1.05 | -0.00128 | 9.35 |  |  | 2 |  | RB-Appl-EffCW-med-ElecDHW-GasCDryer-Tier3-FrontSCESFm1996CZ08rWtd
RB-Appl-EffCW-med-ElecDHW-GasCDryer-Tier3-Front | DEER2016 | D16v1 | 2015-05-14 08:06 | SCE | SFm | 1996 | CZ09 | rWtd | Each | 1 | 1090 | None | 121 | 0.016 | 12.4 | -5.48 | -0.000677 | 9.48 | 121 | 0.016 | 12.4 | -5.48 | -0.000677 | 9.48 |  |  | 2 |  | RB-Appl-EffCW-med-ElecDHW-GasCDryer-Tier3-FrontSCESFm1996CZ09rWtd
RB-Appl-EffCW-med-ElecDHW-GasCDryer-Tier3-Front | DEER2016 | D16v1 | 2015-05-14 08:06 | SCE | SFm | 1996 | CZ10 | rWtd | Each | 1 | 1090 | None | 121 | 0.0145 | 12.4 | -0.0382 | -0.00126 | 9.5 | 121 | 0.0145 | 12.4 | -0.0382 | -0.00126 | 9.5 |  |  | 2 |  | RB-Appl-EffCW-med-ElecDHW-GasCDryer-Tier3-FrontSCESFm1996CZ10rWtd
RB-Appl-EffCW-med-ElecDHW-GasCDryer-Tier3-Front | DEER2016 | D16v1 | 2015-05-14 08:06 | SCE | SFm | 1996 | CZ13 | rWtd | Each | 1 | 1020 | None | 125 | 0.0168 | 11.9 | 0.713 | -0.00122 | 9.42 | 125 | 0.0168 | 11.9 | 0.713 | -0.00122 | 9.42 |  |  | 2 |  | RB-Appl-EffCW-med-ElecDHW-GasCDryer-Tier3-FrontSCESFm1996CZ13rWtd
RB-Appl-EffCW-med-ElecDHW-GasCDryer-Tier3-Front | DEER2016 | D16v1 | 2015-05-14 08:06 | SCE | SFm | 1996 | CZ14 | rWtd | Each | 1 | 879 | None | 128 | 0.0159 | 12 | 1.03 | -0.000421 | 9.39 | 128 | 0.0159 | 12 | 1.03 | -0.000421 | 9.39 |  |  | 2 |  | RB-Appl-EffCW-med-ElecDHW-GasCDryer-Tier3-FrontSCESFm1996CZ14rWtd
RB-Appl-EffCW-med-ElecDHW-GasCDryer-Tier3-Front | DEER2016 | D16v1 | 2015-05-14 08:06 | SCE | SFm | 1996 | CZ15 | rWtd | Each | 1 | 879 | None | 108 | 0.0132 | 12.1 | -2.15 | -0.000979 | 9.4 | 108 | 0.0132 | 12.1 | -2.15 | -0.000979 | 9.4 |  |  | 2 |  | RB-Appl-EffCW-med-ElecDHW-GasCDryer-Tier3-FrontSCESFm1996CZ15rWtd
RB-Appl-EffCW-med-ElecDHW-GasCDryer-Tier3-Front | DEER2016 | D16v1 | 2015-05-14 08:06 | SCE | SFm | 1996 | CZ16 | rWtd | Each | 1 | 1100 | None | 142 | 0.0184 | 12.4 | 3.7 | 0.000441 | 9.41 | 142 | 0.0184 | 12.4 | 3.7 | 0.000441 | 9.41 |  |  | 2 |  | RB-Appl-EffCW-med-ElecDHW-GasCDryer-Tier3-FrontSCESFm1996CZ16rWtd
RB-Appl-EffCW-med-ElecDHW-GasCDryer-Tier3-Front | DEER2016 | D16v1 | 2015-05-14 08:06 | SCE | SFm | 2003 | CZ05 | rWtd | Each | 1 | 1150 | None | 134 | 0.00734 | 11.1 | 2.37 | 0.000785 | 9.2 | 134 | 0.00734 | 11.1 | 2.37 | 0.000785 | 9.2 |  |  | 2 |  | RB-Appl-EffCW-med-ElecDHW-GasCDryer-Tier3-FrontSCESFm2003CZ05rWtd
RB-Appl-EffCW-med-ElecDHW-GasCDryer-Tier3-Front | DEER2016 | D16v1 | 2015-05-14 08:06 | SCE | SFm | 2003 | CZ06 | rWtd | Each | 1 | 1200 | None | 126 | 0.0162 | 11.8 | -0.36 | -0.00127 | 9.41 | 126 | 0.0162 | 11.8 | -0.36 | -0.00127 | 9.41 |  |  | 2 |  | RB-Appl-EffCW-med-ElecDHW-GasCDryer-Tier3-FrontSCESFm2003CZ06rWtd
RB-Appl-EffCW-med-ElecDHW-GasCDryer-Tier3-Front | DEER2016 | D16v1 | 2015-05-14 08:06 | SCE | SFm | 2003 | CZ08 | rWtd | Each | 1 | 1200 | None | 124 | 0.0166 | 11.7 | -2.27 | -0.000155 | 9.37 | 124 | 0.0166 | 11.7 | -2.27 | -0.000155 | 9.37 |  |  | 2 |  | RB-Appl-EffCW-med-ElecDHW-GasCDryer-Tier3-FrontSCESFm2003CZ08rWtd
RB-Appl-EffCW-med-ElecDHW-GasCDryer-Tier3-Front | DEER2016 | D16v1 | 2015-05-14 08:06 | SCE | SFm | 2003 | CZ09 | rWtd | Each | 1 | 1210 | None | 126 | 0.0168 | 11.7 | -2.78 | -0.000245 | 9.36 | 126 | 0.0168 | 11.7 | -2.78 | -0.000245 | 9.36 |  |  | 2 |  | RB-Appl-EffCW-med-ElecDHW-GasCDryer-Tier3-FrontSCESFm2003CZ09rWtd
RB-Appl-EffCW-med-ElecDHW-GasCDryer-Tier3-Front | DEER2016 | D16v1 | 2015-05-14 08:06 | SCE | SFm | 2003 | CZ10 | rWtd | Each | 1 | 974 | None | 124 | 0.0158 | 11.9 | -1.01 | -0.000371 | 9.39 | 124 | 0.0158 | 11.9 | -1.01 | -0.000371 | 9.39 |  |  | 2 |  | RB-Appl-EffCW-med-ElecDHW-GasCDryer-Tier3-FrontSCESFm2003CZ10rWtd
RB-Appl-EffCW-med-ElecDHW-GasCDryer-Tier3-Front | DEER2016 | D16v1 | 2015-05-14 08:06 | SCE | SFm | 2003 | CZ13 | rWtd | Each | 1 | 974 | None | 125 | 0.0176 | 11.8 | 0.318 | -0.000101 | 9.39 | 125 | 0.0176 | 11.8 | 0.318 | -0.000101 | 9.39 |  |  | 2 |  | RB-Appl-EffCW-med-ElecDHW-GasCDryer-Tier3-FrontSCESFm2003CZ13rWtd
RB-Appl-EffCW-med-ElecDHW-GasCDryer-Tier3-Front | DEER2016 | D16v1 | 2015-05-14 08:06 | SCE | SFm | 2003 | CZ14 | rWtd | Each | 1 | 1080 | None | 128 | 0.0145 | 12.1 | -0.763 | -0.000846 | 10.1 | 128 | 0.0145 | 12.1 | -0.763 | -0.000846 | 10.1 |  |  | 2 |  | RB-Appl-EffCW-med-ElecDHW-GasCDryer-Tier3-FrontSCESFm2003CZ14rWtd
RB-Appl-EffCW-med-ElecDHW-GasCDryer-Tier3-Front | DEER2016 | D16v1 | 2015-05-14 08:06 | SCE | SFm | 2003 | CZ15 | rWtd | Each | 1 | 1080 | None | 108 | 0.0131 | 12.2 | -8.8 | -0.00295 | 9.79 | 108 | 0.0131 | 12.2 | -8.8 | -0.00295 | 9.79 |  |  | 2 |  | RB-Appl-EffCW-med-ElecDHW-GasCDryer-Tier3-FrontSCESFm2003CZ15rWtd
RB-Appl-EffCW-med-ElecDHW-GasCDryer-Tier3-Front | DEER2016 | D16v1 | 2015-05-14 08:06 | SCE | SFm | 2003 | CZ16 | rWtd | Each | 1 | 1150 | None | 144 | 0.0404 | 11.7 | 5.34 | 0.0116 | 9.4 | 144 | 0.0404 | 11.7 | 5.34 | 0.0116 | 9.4 |  |  | 2 |  | RB-Appl-EffCW-med-ElecDHW-GasCDryer-Tier3-FrontSCESFm2003CZ16rWtd
RB-Appl-EffCW-med-ElecDHW-GasCDryer-Tier3-Front | DEER2016 | D16v1 | 2015-05-14 08:06 | SCE | SFm | 2007 | CZ05 | rWtd | Each | 1 | 1150 | None | 135 | 0.0169 | 11.3 | 2.27 | -0.00292 | 9.26 | 135 | 0.0169 | 11.3 | 2.27 | -0.00292 | 9.26 |  |  | 2 |  | RB-Appl-EffCW-med-ElecDHW-GasCDryer-Tier3-FrontSCESFm2007CZ05rWtd
RB-Appl-EffCW-med-ElecDHW-GasCDryer-Tier3-Front | DEER2016 | D16v1 | 2015-05-14 08:06 | SCE | SFm | 2007 | CZ06 | rWtd | Each | 1 | 1200 | None | 125 | 0.0132 | 11.9 | -0.0684 | 0.000283 | 9.38 | 125 | 0.0132 | 11.9 | -0.0684 | 0.000283 | 9.38 |  |  | 2 |  | RB-Appl-EffCW-med-ElecDHW-GasCDryer-Tier3-FrontSCESFm2007CZ06rWtd
RB-Appl-EffCW-med-ElecDHW-GasCDryer-Tier3-Front | DEER2016 | D16v1 | 2015-05-14 08:06 | SCE | SFm | 2007 | CZ08 | rWtd | Each | 1 | 1200 | None | 123 | 0.0163 | 11.8 | -0.444 | -4.03e-05 | 9.35 | 123 | 0.0163 | 11.8 | -0.444 | -4.03e-05 | 9.35 |  |  | 2 |  | RB-Appl-EffCW-med-ElecDHW-GasCDryer-Tier3-FrontSCESFm2007CZ08rWtd
RB-Appl-EffCW-med-ElecDHW-GasCDryer-Tier3-Front | DEER2016 | D16v1 | 2015-05-14 08:06 | SCE | SFm | 2007 | CZ09 | rWtd | Each | 1 | 1210 | None | 127 | 0.0157 | 11.6 | -0.454 | -0.000594 | 9.34 | 127 | 0.0157 | 11.6 | -0.454 | -0.000594 | 9.34 |  |  | 2 |  | RB-Appl-EffCW-med-ElecDHW-GasCDryer-Tier3-FrontSCESFm2007CZ09rWtd
RB-Appl-EffCW-med-ElecDHW-GasCDryer-Tier3-Front | DEER2016 | D16v1 | 2015-05-14 08:06 | SCE | SFm | 2007 | CZ10 | rWtd | Each | 1 | 974 | None | 123 | 0.0155 | 11.9 | -1.52 | -0.000415 | 9.36 | 123 | 0.0155 | 11.9 | -1.52 | -0.000415 | 9.36 |  |  | 2 |  | RB-Appl-EffCW-med-ElecDHW-GasCDryer-Tier3-FrontSCESFm2007CZ10rWtd
RB-Appl-EffCW-med-ElecDHW-GasCDryer-Tier3-Front | DEER2016 | D16v1 | 2015-05-14 08:06 | SCE | SFm | 2007 | CZ13 | rWtd | Each | 1 | 974 | None | 126 | 0.0173 | 11.8 | 0.673 | -0.000182 | 9.4 | 126 | 0.0173 | 11.8 | 0.673 | -0.000182 | 9.4 |  |  | 2 |  | RB-Appl-EffCW-med-ElecDHW-GasCDryer-Tier3-FrontSCESFm2007CZ13rWtd
RB-Appl-EffCW-med-ElecDHW-GasCDryer-Tier3-Front | DEER2016 | D16v1 | 2015-05-14 08:06 | SCE | SFm | 2007 | CZ14 | rWtd | Each | 1 | 1080 | None | 127 | 0.0155 | 12 | -3.08 | -0.000723 | 10.1 | 127 | 0.0155 | 12 | -3.08 | -0.000723 | 10.1 |  |  | 2 |  | RB-Appl-EffCW-med-ElecDHW-GasCDryer-Tier3-FrontSCESFm2007CZ14rWtd
RB-Appl-EffCW-med-ElecDHW-GasCDryer-Tier3-Front | DEER2016 | D16v1 | 2015-05-14 08:06 | SCE | SFm | 2007 | CZ15 | rWtd | Each | 1 | 1080 | None | 106 | 0.0127 | 12.2 | -8.01 | -0.00196 | 9.8 | 106 | 0.0127 | 12.2 | -8.01 | -0.00196 | 9.8 |  |  | 2 |  | RB-Appl-EffCW-med-ElecDHW-GasCDryer-Tier3-FrontSCESFm2007CZ15rWtd
RB-Appl-EffCW-med-ElecDHW-GasCDryer-Tier3-Front | DEER2016 | D16v1 | 2015-05-14 08:06 | SCE | SFm | 2007 | CZ16 | rWtd | Each | 1 | 1150 | None | 141 | 0.0302 | 11.8 | 3.24 | 0.000676 | 9.41 | 141 | 0.0302 | 11.8 | 3.24 | 0.000676 | 9.41 |  |  | 2 |  | RB-Appl-EffCW-med-ElecDHW-GasCDryer-Tier3-FrontSCESFm2007CZ16rWtd
RB-Appl-EffCW-med-ElecDHW-GasCDryer-Tier3-Front | DEER2016 | D16v1 | 2015-05-14 08:06 | SCE | SFm | 2011 | CZ05 | rWtd | Each | 1 | 1150 | None | 134 | 0.0181 | 11.1 | 2.22 | 3.91e-05 | 9.29 | 134 | 0.0181 | 11.1 | 2.22 | 3.91e-05 | 9.29 |  |  | 2 |  | RB-Appl-EffCW-med-ElecDHW-GasCDryer-Tier3-FrontSCESFm2011CZ05rWtd
RB-Appl-EffCW-med-ElecDHW-GasCDryer-Tier3-Front | DEER2016 | D16v1 | 2015-05-14 08:06 | SCE | SFm | 2011 | CZ06 | rWtd | Each | 1 | 1200 | None | 125 | 0.0149 | 11.8 | 0.366 | -0.000155 | 9.39 | 125 | 0.0149 | 11.8 | 0.366 | -0.000155 | 9.39 |  |  | 2 |  | RB-Appl-EffCW-med-ElecDHW-GasCDryer-Tier3-FrontSCESFm2011CZ06rWtd
RB-Appl-EffCW-med-ElecDHW-GasCDryer-Tier3-Front | DEER2016 | D16v1 | 2015-05-14 08:06 | SCE | SFm | 2011 | CZ08 | rWtd | Each | 1 | 1200 | None | 130 | 0.0158 | 11.8 | -1.17 | -0.000418 | 9.35 | 130 | 0.0158 | 11.8 | -1.17 | -0.000418 | 9.35 |  |  | 2 |  | RB-Appl-EffCW-med-ElecDHW-GasCDryer-Tier3-FrontSCESFm2011CZ08rWtd
RB-Appl-EffCW-med-ElecDHW-GasCDryer-Tier3-Front | DEER2016 | D16v1 | 2015-05-14 08:06 | SCE | SFm | 2011 | CZ09 | rWtd | Each | 1 | 1210 | None | 127 | 0.0167 | 11.8 | -1.33 | -0.000429 | 9.37 | 127 | 0.0167 | 11.8 | -1.33 | -0.000429 | 9.37 |  |  | 2 |  | RB-Appl-EffCW-med-ElecDHW-GasCDryer-Tier3-FrontSCESFm2011CZ09rWtd
RB-Appl-EffCW-med-ElecDHW-GasCDryer-Tier3-Front | DEER2016 | D16v1 | 2015-05-14 08:06 | SCE | SFm | 2011 | CZ10 | rWtd | Each | 1 | 974 | None | 124 | 0.0161 | 11.9 | -0.345 | -0.000278 | 9.37 | 124 | 0.0161 | 11.9 | -0.345 | -0.000278 | 9.37 |  |  | 2 |  | RB-Appl-EffCW-med-ElecDHW-GasCDryer-Tier3-FrontSCESFm2011CZ10rWtd
RB-Appl-EffCW-med-ElecDHW-GasCDryer-Tier3-Front | DEER2016 | D16v1 | 2015-05-14 08:06 | SCE | SFm | 2011 | CZ13 | rWtd | Each | 1 | 974 | None | 124 | 0.0167 | 11.8 | -0.173 | -6.47e-05 | 9.38 | 124 | 0.0167 | 11.8 | -0.173 | -6.47e-05 | 9.38 |  |  | 2 |  | RB-Appl-EffCW-med-ElecDHW-GasCDryer-Tier3-FrontSCESFm2011CZ13rWtd
RB-Appl-EffCW-med-ElecDHW-GasCDryer-Tier3-Front | DEER2016 | D16v1 | 2015-05-14 08:06 | SCE | SFm | 2011 | CZ14 | rWtd | Each | 1 | 1080 | None | 125 | 0.0171 | 12 | -4.04 | 0.00037 | 10 | 125 | 0.0171 | 12 | -4.04 | 0.00037 | 10 |  |  | 2 |  | RB-Appl-EffCW-med-ElecDHW-GasCDryer-Tier3-FrontSCESFm2011CZ14rWtd
RB-Appl-EffCW-med-ElecDHW-GasCDryer-Tier3-Front | DEER2016 | D16v1 | 2015-05-14 08:06 | SCE | SFm | 2011 | CZ15 | rWtd | Each | 1 | 1080 | None | 107 | 0.0129 | 12.2 | -7.74 | -0.00266 | 9.74 | 107 | 0.0129 | 12.2 | -7.74 | -0.00266 | 9.74 |  |  | 2 |  | RB-Appl-EffCW-med-ElecDHW-GasCDryer-Tier3-FrontSCESFm2011CZ15rWtd
RB-Appl-EffCW-med-ElecDHW-GasCDryer-Tier3-Front | DEER2016 | D16v1 | 2015-05-14 08:06 | SCE | SFm | 2011 | CZ16 | rWtd | Each | 1 | 1150 | None | 143 | 0.019 | 11.8 | 3.64 | 0.000543 | 9.41 | 143 | 0.019 | 11.8 | 3.64 | 0.000543 | 9.41 |  |  | 2 |  | RB-Appl-EffCW-med-ElecDHW-GasCDryer-Tier3-FrontSCESFm2011CZ16rWtd
RB-Appl-EffCW-med-ElecDHW-GasCDryer-Tier3-Front | DEER2016 | D16v1 | 2015-05-14 08:06 | SCE | SFm | 2014 | CZ05 | rWtd | Each | 1 | 1150 | None | 136 | 0.0175 | 11.6 | 2.75 | 0.00362 | 9.32 | 136 | 0.0175 | 11.6 | 2.75 | 0.00362 | 9.32 |  |  | 2 |  | RB-Appl-EffCW-med-ElecDHW-GasCDryer-Tier3-FrontSCESFm2014CZ05rWtd
RB-Appl-EffCW-med-ElecDHW-GasCDryer-Tier3-Front | DEER2016 | D16v1 | 2015-05-14 08:06 | SCE | SFm | 2014 | CZ06 | rWtd | Each | 1 | 1200 | None | 124 | 0.0237 | 11.8 | -0.918 | -0.00128 | 9.4 | 124 | 0.0237 | 11.8 | -0.918 | -0.00128 | 9.4 |  |  | 2 |  | RB-Appl-EffCW-med-ElecDHW-GasCDryer-Tier3-FrontSCESFm2014CZ06rWtd
RB-Appl-EffCW-med-ElecDHW-GasCDryer-Tier3-Front | DEER2016 | D16v1 | 2015-05-14 08:06 | SCE | SFm | 2014 | CZ08 | rWtd | Each | 1 | 1200 | None | 122 | 0.0164 | 11.8 | -0.497 | -0.000446 | 9.35 | 122 | 0.0164 | 11.8 | -0.497 | -0.000446 | 9.35 |  |  | 2 |  | RB-Appl-EffCW-med-ElecDHW-GasCDryer-Tier3-FrontSCESFm2014CZ08rWtd
RB-Appl-EffCW-med-ElecDHW-GasCDryer-Tier3-Front | DEER2016 | D16v1 | 2015-05-14 08:06 | SCE | SFm | 2014 | CZ09 | rWtd | Each | 1 | 1210 | None | 123 | 0.0168 | 11.8 | -3.51 | -3.09e-05 | 9.35 | 123 | 0.0168 | 11.8 | -3.51 | -3.09e-05 | 9.35 |  |  | 2 |  | RB-Appl-EffCW-med-ElecDHW-GasCDryer-Tier3-FrontSCESFm2014CZ09rWtd
RB-Appl-EffCW-med-ElecDHW-GasCDryer-Tier3-Front | DEER2016 | D16v1 | 2015-05-14 08:06 | SCE | SFm | 2014 | CZ10 | rWtd | Each | 1 | 974 | None | 125 | 0.017 | 11.9 | 0.39 | -2.1e-05 | 9.37 | 125 | 0.017 | 11.9 | 0.39 | -2.1e-05 | 9.37 |  |  | 2 |  | RB-Appl-EffCW-med-ElecDHW-GasCDryer-Tier3-FrontSCESFm2014CZ10rWtd
RB-Appl-EffCW-med-ElecDHW-GasCDryer-Tier3-Front | DEER2016 | D16v1 | 2015-05-14 08:06 | SCE | SFm | 2014 | CZ13 | rWtd | Each | 1 | 974 | None | 121 | 0.0158 | 11.8 | -3.94 | -0.00123 | 9.38 | 121 | 0.0158 | 11.8 | -3.94 | -0.00123 | 9.38 |  |  | 2 |  | RB-Appl-EffCW-med-ElecDHW-GasCDryer-Tier3-FrontSCESFm2014CZ13rWtd
RB-Appl-EffCW-med-ElecDHW-GasCDryer-Tier3-Front | DEER2016 | D16v1 | 2015-05-14 08:06 | SCE | SFm | 2014 | CZ14 | rWtd | Each | 1 | 1080 | None | 127 | 0.0155 | 12 | -2.58 | -0.00203 | 10 | 127 | 0.0155 | 12 | -2.58 | -0.00203 | 10 |  |  | 2 |  | RB-Appl-EffCW-med-ElecDHW-GasCDryer-Tier3-FrontSCESFm2014CZ14rWtd
RB-Appl-EffCW-med-ElecDHW-GasCDryer-Tier3-Front | DEER2016 | D16v1 | 2015-05-14 08:06 | SCE | SFm | 2014 | CZ15 | rWtd | Each | 1 | 1080 | None | 107 | 0.0131 | 12.2 | -7.55 | -0.002 | 9.74 | 107 | 0.0131 | 12.2 | -7.55 | -0.002 | 9.74 |  |  | 2 |  | RB-Appl-EffCW-med-ElecDHW-GasCDryer-Tier3-FrontSCESFm2014CZ15rWtd
RB-Appl-EffCW-med-ElecDHW-GasCDryer-Tier3-Front | DEER2016 | D16v1 | 2015-05-14 08:06 | SCE | SFm | 2014 | CZ16 | rWtd | Each | 1 | 1150 | None | 143 | 0.0181 | 11.6 | 3.87 | -0.000516 | 9.35 | 143 | 0.0181 | 11.6 | 3.87 | -0.000516 | 9.35 |  |  | 2 |  | RB-Appl-EffCW-med-ElecDHW-GasCDryer-Tier3-FrontSCESFm2014CZ16rWtd
RB-Appl-EffCW-med-ElecDHW-GasCDryer-Tier3-Front | DEER2016 | D16v1 | 2015-05-14 08:06 | SCE | SFm | Ex | CZ05 | rWtd | Each | 1 | 844 | None | 135 | 0.0161 | 11.9 | 3.08 | -0.00216 | 10.1 | 135 | 0.0161 | 11.9 | 3.08 | -0.00216 | 10.1 |  |  | 2 |  | RB-Appl-EffCW-med-ElecDHW-GasCDryer-Tier3-FrontSCESFmExCZ05rWtd
RB-Appl-EffCW-med-ElecDHW-GasCDryer-Tier3-Front | DEER2016 | D16v1 | 2015-05-14 08:06 | SCE | SFm | Ex | CZ06 | rWtd | Each | 1 | 865 | None | 125 | 0.0165 | 12.3 | -0.133 | 0.000935 | 9.7 | 125 | 0.0165 | 12.3 | -0.133 | 0.000935 | 9.7 |  |  | 2 |  | RB-Appl-EffCW-med-ElecDHW-GasCDryer-Tier3-FrontSCESFmExCZ06rWtd
RB-Appl-EffCW-med-ElecDHW-GasCDryer-Tier3-Front | DEER2016 | D16v1 | 2015-05-14 08:06 | SCE | SFm | Ex | CZ08 | rWtd | Each | 1 | 834 | None | 122 | 0.0161 | 12.1 | -1.49 | -0.000583 | 9.65 | 122 | 0.0161 | 12.1 | -1.49 | -0.000583 | 9.65 |  |  | 2 |  | RB-Appl-EffCW-med-ElecDHW-GasCDryer-Tier3-FrontSCESFmExCZ08rWtd
RB-Appl-EffCW-med-ElecDHW-GasCDryer-Tier3-Front | DEER2016 | D16v1 | 2015-05-14 08:06 | SCE | SFm | Ex | CZ09 | rWtd | Each | 1 | 868 | None | 125 | 0.0171 | 12.1 | -0.204 | -0.000286 | 9.64 | 125 | 0.0171 | 12.1 | -0.204 | -0.000286 | 9.64 |  |  | 2 |  | RB-Appl-EffCW-med-ElecDHW-GasCDryer-Tier3-FrontSCESFmExCZ09rWtd
RB-Appl-EffCW-med-ElecDHW-GasCDryer-Tier3-Front | DEER2016 | D16v1 | 2015-05-14 08:06 | SCE | SFm | Ex | CZ10 | rWtd | Each | 1 | 925 | None | 122 | 0.0161 | 12.2 | -0.443 | -0.00112 | 9.51 | 122 | 0.0161 | 12.2 | -0.443 | -0.00112 | 9.51 |  |  | 2 |  | RB-Appl-EffCW-med-ElecDHW-GasCDryer-Tier3-FrontSCESFmExCZ10rWtd
RB-Appl-EffCW-med-ElecDHW-GasCDryer-Tier3-Front | DEER2016 | D16v1 | 2015-05-14 08:06 | SCE | SFm | Ex | CZ13 | rWtd | Each | 1 | 868 | None | 124 | 0.0175 | 12 | -0.258 | -0.000589 | 9.6 | 124 | 0.0175 | 12 | -0.258 | -0.000589 | 9.6 |  |  | 2 |  | RB-Appl-EffCW-med-ElecDHW-GasCDryer-Tier3-FrontSCESFmExCZ13rWtd
RB-Appl-EffCW-med-ElecDHW-GasCDryer-Tier3-Front | DEER2016 | D16v1 | 2015-05-14 08:06 | SCE | SFm | Ex | CZ14 | rWtd | Each | 1 | 864 | None | 130 | 0.0169 | 11.7 | 0.839 | -0.000418 | 9.47 | 130 | 0.0169 | 11.7 | 0.839 | -0.000418 | 9.47 |  |  | 2 |  | RB-Appl-EffCW-med-ElecDHW-GasCDryer-Tier3-FrontSCESFmExCZ14rWtd
RB-Appl-EffCW-med-ElecDHW-GasCDryer-Tier3-Front | DEER2016 | D16v1 | 2015-05-14 08:06 | SCE | SFm | Ex | CZ15 | rWtd | Each | 1 | 857 | None | 110 | 0.0138 | 12 | -2.41 | -0.00109 | 9.43 | 110 | 0.0138 | 12 | -2.41 | -0.00109 | 9.43 |  |  | 2 |  | RB-Appl-EffCW-med-ElecDHW-GasCDryer-Tier3-FrontSCESFmExCZ15rWtd
RB-Appl-EffCW-med-ElecDHW-GasCDryer-Tier3-Front | DEER2016 | D16v1 | 2015-05-14 08:06 | SCE | SFm | Ex | CZ16 | rWtd | Each | 1 | 865 | None | 144 | 0.0198 | 12.1 | 4.05 | -0.000228 | 9.99 | 144 | 0.0198 | 12.1 | 4.05 | -0.000228 | 9.99 |  |  | 2 |  | RB-Appl-EffCW-med-ElecDHW-GasCDryer-Tier3-FrontSCESFmExCZ16rWtd
RB-Appl-EffCW-med-ElecDHW-GasCDryer-Tier3-Front | DEER2016 | D16v1 | 2015-05-14 08:06 | SCE | SFm | Ex | IOU | rWtd | Each | 1 | 873 | None | 125 | 0.0167 | 12.1 | -0.27 | -0.000375 | 9.62 | 125 | 0.0167 | 12.1 | -0.27 | -0.000375 | 9.62 |  |  | 2 |  | RB-Appl-EffCW-med-ElecDHW-GasCDryer-Tier3-FrontSCESFmExIOUrWtd
RB-Appl-EffCW-med-ElecDHW-GasCDryer-Tier3-Front | DEER2016 | D16v1 | 2015-05-14 08:06 | SCG | DMo | Ex | CZ04 | rWtd | Each | 1 | 621 | None | 105 | 0.0154 | 8.92 | 0.839 | 0.000338 | 7.43 | 105 | 0.0154 | 8.92 | 0.839 | 0.000338 | 7.43 |  |  | 2 |  | RB-Appl-EffCW-med-ElecDHW-GasCDryer-Tier3-FrontSCGDMoExCZ04rWtd
RB-Appl-EffCW-med-ElecDHW-GasCDryer-Tier3-Front | DEER2016 | D16v1 | 2015-05-14 08:06 | SCG | DMo | Ex | CZ05 | rWtd | Each | 1 | 612 | None | 107 | 0.0149 | 9.13 | 1.93 | 2.81e-05 | 7.42 | 107 | 0.0149 | 9.13 | 1.93 | 2.81e-05 | 7.42 |  |  | 2 |  | RB-Appl-EffCW-med-ElecDHW-GasCDryer-Tier3-FrontSCGDMoExCZ05rWtd
RB-Appl-EffCW-med-ElecDHW-GasCDryer-Tier3-Front | DEER2016 | D16v1 | 2015-05-14 08:06 | SCG | DMo | Ex | CZ06 | rWtd | Each | 1 | 613 | None | 99.9 | 0.0134 | 9.46 | 0.495 | -4.52e-05 | 7.5 | 99.9 | 0.0134 | 9.46 | 0.495 | -4.52e-05 | 7.5 |  |  | 2 |  | RB-Appl-EffCW-med-ElecDHW-GasCDryer-Tier3-FrontSCGDMoExCZ06rWtd
RB-Appl-EffCW-med-ElecDHW-GasCDryer-Tier3-Front | DEER2016 | D16v1 | 2015-05-14 08:06 | SCG | DMo | Ex | CZ08 | rWtd | Each | 1 | 610 | None | 98.7 | 0.0135 | 9.45 | -0.513 | -0.00032 | 7.45 | 98.7 | 0.0135 | 9.45 | -0.513 | -0.00032 | 7.45 |  |  | 2 |  | RB-Appl-EffCW-med-ElecDHW-GasCDryer-Tier3-FrontSCGDMoExCZ08rWtd
RB-Appl-EffCW-med-ElecDHW-GasCDryer-Tier3-Front | DEER2016 | D16v1 | 2015-05-14 08:06 | SCG | DMo | Ex | CZ09 | rWtd | Each | 1 | 609 | None | 99.1 | 0.0137 | 9.48 | -0.513 | 0.000224 | 7.47 | 99.1 | 0.0137 | 9.48 | -0.513 | 0.000224 | 7.47 |  |  | 2 |  | RB-Appl-EffCW-med-ElecDHW-GasCDryer-Tier3-FrontSCGDMoExCZ09rWtd
RB-Appl-EffCW-med-ElecDHW-GasCDryer-Tier3-Front | DEER2016 | D16v1 | 2015-05-14 08:06 | SCG | DMo | Ex | CZ10 | rWtd | Each | 1 | 610 | None | 98.5 | 0.0136 | 9.42 | -0.00842 | -0.000124 | 7.44 | 98.5 | 0.0136 | 9.42 | -0.00842 | -0.000124 | 7.44 |  |  | 2 |  | RB-Appl-EffCW-med-ElecDHW-GasCDryer-Tier3-FrontSCGDMoExCZ10rWtd
RB-Appl-EffCW-med-ElecDHW-GasCDryer-Tier3-Front | DEER2016 | D16v1 | 2015-05-14 08:06 | SCG | DMo | Ex | CZ13 | rWtd | Each | 1 | 605 | None | 98.7 | 0.0128 | 9.49 | 0.134 | -0.000726 | 7.46 | 98.7 | 0.0128 | 9.49 | 0.134 | -0.000726 | 7.46 |  |  | 2 |  | RB-Appl-EffCW-med-ElecDHW-GasCDryer-Tier3-FrontSCGDMoExCZ13rWtd
RB-Appl-EffCW-med-ElecDHW-GasCDryer-Tier3-Front | DEER2016 | D16v1 | 2015-05-14 08:06 | SCG | DMo | Ex | CZ14 | rWtd | Each | 1 | 617 | None | 102 | 0.0128 | 9.16 | 0.602 | -0.000276 | 7.47 | 102 | 0.0128 | 9.16 | 0.602 | -0.000276 | 7.47 |  |  | 2 |  | RB-Appl-EffCW-med-ElecDHW-GasCDryer-Tier3-FrontSCGDMoExCZ14rWtd
RB-Appl-EffCW-med-ElecDHW-GasCDryer-Tier3-Front | DEER2016 | D16v1 | 2015-05-14 08:06 | SCG | DMo | Ex | CZ15 | rWtd | Each | 1 | 615 | None | 88.6 | 0.011 | 9.52 | -2.93 | -0.000776 | 7.5 | 88.6 | 0.011 | 9.52 | -2.93 | -0.000776 | 7.5 |  |  | 2 |  | RB-Appl-EffCW-med-ElecDHW-GasCDryer-Tier3-FrontSCGDMoExCZ15rWtd
RB-Appl-EffCW-med-ElecDHW-GasCDryer-Tier3-Front | DEER2016 | D16v1 | 2015-05-14 08:06 | SCG | DMo | Ex | CZ16 | rWtd | Each | 1 | 621 | None | 115 | 0.0166 | 9.07 | 3.3 | 0.000402 | 7.49 | 115 | 0.0166 | 9.07 | 3.3 | 0.000402 | 7.49 |  |  | 2 |  | RB-Appl-EffCW-med-ElecDHW-GasCDryer-Tier3-FrontSCGDMoExCZ16rWtd
RB-Appl-EffCW-med-ElecDHW-GasCDryer-Tier3-Front | DEER2016 | D16v1 | 2015-05-14 08:06 | SCG | DMo | Ex | IOU | rWtd | Each | 1 | 611 | None | 98.9 | 0.0135 | 9.43 | -0.114 | -0.000113 | 7.46 | 98.9 | 0.0135 | 9.43 | -0.114 | -0.000113 | 7.46 |  |  | 2 |  | RB-Appl-EffCW-med-ElecDHW-GasCDryer-Tier3-FrontSCGDMoExIOUrWtd
RB-Appl-EffCW-med-ElecDHW-GasCDryer-Tier3-Front | DEER2016 | D16v1 | 2015-05-14 08:06 | SCG | DMo | MH00 | CZ04 | rWtd | Each | 1 | 621 | None | 105 | 0.0155 | 9.17 | -0.011 | 0.00175 | 7.49 | 105 | 0.0155 | 9.17 | -0.011 | 0.00175 | 7.49 |  |  | 2 |  | RB-Appl-EffCW-med-ElecDHW-GasCDryer-Tier3-FrontSCGDMoMH00CZ04rWtd
RB-Appl-EffCW-med-ElecDHW-GasCDryer-Tier3-Front | DEER2016 | D16v1 | 2015-05-14 08:06 | SCG | DMo | MH00 | CZ05 | rWtd | Each | 1 | 621 | None | 106 | 0.0152 | 8.86 | 1.59 | 0.00012 | 7.41 | 106 | 0.0152 | 8.86 | 1.59 | 0.00012 | 7.41 |  |  | 2 |  | RB-Appl-EffCW-med-ElecDHW-GasCDryer-Tier3-FrontSCGDMoMH00CZ05rWtd
RB-Appl-EffCW-med-ElecDHW-GasCDryer-Tier3-Front | DEER2016 | D16v1 | 2015-05-14 08:06 | SCG | DMo | MH00 | CZ06 | rWtd | Each | 1 | 621 | None | 99.5 | 0.0133 | 9.29 | 0.00344 | -6.48e-05 | 7.52 | 99.5 | 0.0133 | 9.29 | 0.00344 | -6.48e-05 | 7.52 |  |  | 2 |  | RB-Appl-EffCW-med-ElecDHW-GasCDryer-Tier3-FrontSCGDMoMH00CZ06rWtd
RB-Appl-EffCW-med-ElecDHW-GasCDryer-Tier3-Front | DEER2016 | D16v1 | 2015-05-14 08:06 | SCG | DMo | MH00 | CZ08 | rWtd | Each | 1 | 621 | None | 99.4 | 0.0139 | 9.28 | -0.244 | -0.000187 | 7.44 | 99.4 | 0.0139 | 9.28 | -0.244 | -0.000187 | 7.44 |  |  | 2 |  | RB-Appl-EffCW-med-ElecDHW-GasCDryer-Tier3-FrontSCGDMoMH00CZ08rWtd
RB-Appl-EffCW-med-ElecDHW-GasCDryer-Tier3-Front | DEER2016 | D16v1 | 2015-05-14 08:06 | SCG | DMo | MH00 | CZ09 | rWtd | Each | 1 | 621 | None | 100 | 0.0143 | 9.28 | 0.301 | 9.97e-05 | 7.47 | 100 | 0.0143 | 9.28 | 0.301 | 9.97e-05 | 7.47 |  |  | 2 |  | RB-Appl-EffCW-med-ElecDHW-GasCDryer-Tier3-FrontSCGDMoMH00CZ09rWtd
RB-Appl-EffCW-med-ElecDHW-GasCDryer-Tier3-Front | DEER2016 | D16v1 | 2015-05-14 08:06 | SCG | DMo | MH00 | CZ10 | rWtd | Each | 1 | 621 | None | 103 | 0.0147 | 9.26 | 0.287 | -7.3e-05 | 7.47 | 103 | 0.0147 | 9.26 | 0.287 | -7.3e-05 | 7.47 |  |  | 2 |  | RB-Appl-EffCW-med-ElecDHW-GasCDryer-Tier3-FrontSCGDMoMH00CZ10rWtd
RB-Appl-EffCW-med-ElecDHW-GasCDryer-Tier3-Front | DEER2016 | D16v1 | 2015-05-14 08:06 | SCG | DMo | MH00 | CZ13 | rWtd | Each | 1 | 621 | None | 102 | 0.0144 | 9.09 | 0.529 | -0.000233 | 7.47 | 102 | 0.0144 | 9.09 | 0.529 | -0.000233 | 7.47 |  |  | 2 |  | RB-Appl-EffCW-med-ElecDHW-GasCDryer-Tier3-FrontSCGDMoMH00CZ13rWtd
RB-Appl-EffCW-med-ElecDHW-GasCDryer-Tier3-Front | DEER2016 | D16v1 | 2015-05-14 08:06 | SCG | DMo | MH00 | CZ14 | rWtd | Each | 1 | 621 | None | 102 | 0.0137 | 9.15 | 0.75 | -0.000228 | 7.46 | 102 | 0.0137 | 9.15 | 0.75 | -0.000228 | 7.46 |  |  | 2 |  | RB-Appl-EffCW-med-ElecDHW-GasCDryer-Tier3-FrontSCGDMoMH00CZ14rWtd
RB-Appl-EffCW-med-ElecDHW-GasCDryer-Tier3-Front | DEER2016 | D16v1 | 2015-05-14 08:06 | SCG | DMo | MH00 | CZ15 | rWtd | Each | 1 | 621 | None | 92.5 | 0.011 | 9.41 | -1.16 | -0.000692 | 7.48 | 92.5 | 0.011 | 9.41 | -1.16 | -0.000692 | 7.48 |  |  | 2 |  | RB-Appl-EffCW-med-ElecDHW-GasCDryer-Tier3-FrontSCGDMoMH00CZ15rWtd
RB-Appl-EffCW-med-ElecDHW-GasCDryer-Tier3-Front | DEER2016 | D16v1 | 2015-05-14 08:06 | SCG | DMo | MH00 | CZ16 | rWtd | Each | 1 | 621 | None | 115 | 0.0167 | 9.09 | 3.54 | 0.000409 | 7.48 | 115 | 0.0167 | 9.09 | 3.54 | 0.000409 | 7.48 |  |  | 2 |  | RB-Appl-EffCW-med-ElecDHW-GasCDryer-Tier3-FrontSCGDMoMH00CZ16rWtd
RB-Appl-EffCW-med-ElecDHW-GasCDryer-Tier3-Front | DEER2016 | D16v1 | 2015-05-14 08:06 | SCG | DMo | MH06 | CZ04 | rWtd | Each | 1 | 621 | None | 106 | 0.015 | 9.1 | 0.946 | 0.000222 | 7.45 | 106 | 0.015 | 9.1 | 0.946 | 0.000222 | 7.45 |  |  | 2 |  | RB-Appl-EffCW-med-ElecDHW-GasCDryer-Tier3-FrontSCGDMoMH06CZ04rWtd
RB-Appl-EffCW-med-ElecDHW-GasCDryer-Tier3-Front | DEER2016 | D16v1 | 2015-05-14 08:06 | SCG | DMo | MH06 | CZ05 | rWtd | Each | 1 | 621 | None | 107 | 0.0147 | 8.88 | 1.68 | 5.12e-05 | 7.41 | 107 | 0.0147 | 8.88 | 1.68 | 5.12e-05 | 7.41 |  |  | 2 |  | RB-Appl-EffCW-med-ElecDHW-GasCDryer-Tier3-FrontSCGDMoMH06CZ05rWtd
RB-Appl-EffCW-med-ElecDHW-GasCDryer-Tier3-Front | DEER2016 | D16v1 | 2015-05-14 08:06 | SCG | DMo | MH06 | CZ06 | rWtd | Each | 1 | 621 | None | 99.4 | 0.0132 | 9.31 | 0.0742 | -6.02e-05 | 7.48 | 99.4 | 0.0132 | 9.31 | 0.0742 | -6.02e-05 | 7.48 |  |  | 2 |  | RB-Appl-EffCW-med-ElecDHW-GasCDryer-Tier3-FrontSCGDMoMH06CZ06rWtd
RB-Appl-EffCW-med-ElecDHW-GasCDryer-Tier3-Front | DEER2016 | D16v1 | 2015-05-14 08:06 | SCG | DMo | MH06 | CZ08 | rWtd | Each | 1 | 621 | None | 101 | 0.0136 | 9.32 | 0.144 | -0.000183 | 7.43 | 101 | 0.0136 | 9.32 | 0.144 | -0.000183 | 7.43 |  |  | 2 |  | RB-Appl-EffCW-med-ElecDHW-GasCDryer-Tier3-FrontSCGDMoMH06CZ08rWtd
RB-Appl-EffCW-med-ElecDHW-GasCDryer-Tier3-Front | DEER2016 | D16v1 | 2015-05-14 08:06 | SCG | DMo | MH06 | CZ09 | rWtd | Each | 1 | 621 | None | 101 | 0.0137 | 9.27 | 0.343 | 6.14e-05 | 7.47 | 101 | 0.0137 | 9.27 | 0.343 | 6.14e-05 | 7.47 |  |  | 2 |  | RB-Appl-EffCW-med-ElecDHW-GasCDryer-Tier3-FrontSCGDMoMH06CZ09rWtd
RB-Appl-EffCW-med-ElecDHW-GasCDryer-Tier3-Front | DEER2016 | D16v1 | 2015-05-14 08:06 | SCG | DMo | MH06 | CZ10 | rWtd | Each | 1 | 621 | None | 102 | 0.0132 | 9.23 | 0.326 | -0.000105 | 7.46 | 102 | 0.0132 | 9.23 | 0.326 | -0.000105 | 7.46 |  |  | 2 |  | RB-Appl-EffCW-med-ElecDHW-GasCDryer-Tier3-FrontSCGDMoMH06CZ10rWtd
RB-Appl-EffCW-med-ElecDHW-GasCDryer-Tier3-Front | DEER2016 | D16v1 | 2015-05-14 08:06 | SCG | DMo | MH06 | CZ13 | rWtd | Each | 1 | 621 | None | 102 | 0.0142 | 9.07 | 0.642 | -0.000189 | 7.45 | 102 | 0.0142 | 9.07 | 0.642 | -0.000189 | 7.45 |  |  | 2 |  | RB-Appl-EffCW-med-ElecDHW-GasCDryer-Tier3-FrontSCGDMoMH06CZ13rWtd
RB-Appl-EffCW-med-ElecDHW-GasCDryer-Tier3-Front | DEER2016 | D16v1 | 2015-05-14 08:06 | SCG | DMo | MH06 | CZ14 | rWtd | Each | 1 | 621 | None | 103 | 0.0118 | 9.07 | 1.16 | -0.000394 | 7.44 | 103 | 0.0118 | 9.07 | 1.16 | -0.000394 | 7.44 |  |  | 2 |  | RB-Appl-EffCW-med-ElecDHW-GasCDryer-Tier3-FrontSCGDMoMH06CZ14rWtd
RB-Appl-EffCW-med-ElecDHW-GasCDryer-Tier3-Front | DEER2016 | D16v1 | 2015-05-14 08:06 | SCG | DMo | MH06 | CZ15 | rWtd | Each | 1 | 621 | None | 90.3 | 0.0105 | 9.4 | -1.39 | -0.000588 | 7.47 | 90.3 | 0.0105 | 9.4 | -1.39 | -0.000588 | 7.47 |  |  | 2 |  | RB-Appl-EffCW-med-ElecDHW-GasCDryer-Tier3-FrontSCGDMoMH06CZ15rWtd
RB-Appl-EffCW-med-ElecDHW-GasCDryer-Tier3-Front | DEER2016 | D16v1 | 2015-05-14 08:06 | SCG | DMo | MH06 | CZ16 | rWtd | Each | 1 | 621 | None | 116 | 0.0163 | 9.07 | 2.56 | 0.000381 | 7.5 | 116 | 0.0163 | 9.07 | 2.56 | 0.000381 | 7.5 |  |  | 2 |  | RB-Appl-EffCW-med-ElecDHW-GasCDryer-Tier3-FrontSCGDMoMH06CZ16rWtd
RB-Appl-EffCW-med-ElecDHW-GasCDryer-Tier3-Front | DEER2016 | D16v1 | 2015-05-14 08:06 | SCG | DMo | MH72 | CZ04 | rWtd | Each | 1 | 598 | None | 103 | 0.0143 | 9.67 | 0.801 | 0.000205 | 7.46 | 103 | 0.0143 | 9.67 | 0.801 | 0.000205 | 7.46 |  |  | 2 |  | RB-Appl-EffCW-med-ElecDHW-GasCDryer-Tier3-FrontSCGDMoMH72CZ04rWtd
RB-Appl-EffCW-med-ElecDHW-GasCDryer-Tier3-Front | DEER2016 | D16v1 | 2015-05-14 08:06 | SCG | DMo | MH72 | CZ05 | rWtd | Each | 1 | 598 | None | 108 | 0.0147 | 9.69 | 1.98 | 0.000214 | 7.41 | 108 | 0.0147 | 9.69 | 1.98 | 0.000214 | 7.41 |  |  | 2 |  | RB-Appl-EffCW-med-ElecDHW-GasCDryer-Tier3-FrontSCGDMoMH72CZ05rWtd
RB-Appl-EffCW-med-ElecDHW-GasCDryer-Tier3-Front | DEER2016 | D16v1 | 2015-05-14 08:06 | SCG | DMo | MH72 | CZ06 | rWtd | Each | 1 | 598 | None | 101 | 0.0135 | 9.8 | 1.33 | -1.59e-05 | 7.47 | 101 | 0.0135 | 9.8 | 1.33 | -1.59e-05 | 7.47 |  |  | 2 |  | RB-Appl-EffCW-med-ElecDHW-GasCDryer-Tier3-FrontSCGDMoMH72CZ06rWtd
RB-Appl-EffCW-med-ElecDHW-GasCDryer-Tier3-Front | DEER2016 | D16v1 | 2015-05-14 08:06 | SCG | DMo | MH72 | CZ08 | rWtd | Each | 1 | 598 | None | 97.7 | 0.0131 | 9.69 | -0.289 | -0.000211 | 7.43 | 97.7 | 0.0131 | 9.69 | -0.289 | -0.000211 | 7.43 |  |  | 2 |  | RB-Appl-EffCW-med-ElecDHW-GasCDryer-Tier3-FrontSCGDMoMH72CZ08rWtd
RB-Appl-EffCW-med-ElecDHW-GasCDryer-Tier3-Front | DEER2016 | D16v1 | 2015-05-14 08:06 | SCG | DMo | MH72 | CZ09 | rWtd | Each | 1 | 598 | None | 98.9 | 0.0132 | 9.69 | 0.568 | 0.000164 | 7.44 | 98.9 | 0.0132 | 9.69 | 0.568 | 0.000164 | 7.44 |  |  | 2 |  | RB-Appl-EffCW-med-ElecDHW-GasCDryer-Tier3-FrontSCGDMoMH72CZ09rWtd
RB-Appl-EffCW-med-ElecDHW-GasCDryer-Tier3-Front | DEER2016 | D16v1 | 2015-05-14 08:06 | SCG | DMo | MH72 | CZ10 | rWtd | Each | 1 | 598 | None | 98.2 | 0.013 | 9.64 | -0.207 | -0.000201 | 7.4 | 98.2 | 0.013 | 9.64 | -0.207 | -0.000201 | 7.4 |  |  | 2 |  | RB-Appl-EffCW-med-ElecDHW-GasCDryer-Tier3-FrontSCGDMoMH72CZ10rWtd
RB-Appl-EffCW-med-ElecDHW-GasCDryer-Tier3-Front | DEER2016 | D16v1 | 2015-05-14 08:06 | SCG | DMo | MH72 | CZ13 | rWtd | Each | 1 | 598 | None | 97.9 | 0.0122 | 9.66 | 0.219 | -0.000915 | 7.46 | 97.9 | 0.0122 | 9.66 | 0.219 | -0.000915 | 7.46 |  |  | 2 |  | RB-Appl-EffCW-med-ElecDHW-GasCDryer-Tier3-FrontSCGDMoMH72CZ13rWtd
RB-Appl-EffCW-med-ElecDHW-GasCDryer-Tier3-Front | DEER2016 | D16v1 | 2015-05-14 08:06 | SCG | DMo | MH72 | CZ14 | rWtd | Each | 1 | 598 | None | 101 | 0.0125 | 9.74 | 0.909 | -0.000287 | 7.48 | 101 | 0.0125 | 9.74 | 0.909 | -0.000287 | 7.48 |  |  | 2 |  | RB-Appl-EffCW-med-ElecDHW-GasCDryer-Tier3-FrontSCGDMoMH72CZ14rWtd
RB-Appl-EffCW-med-ElecDHW-GasCDryer-Tier3-Front | DEER2016 | D16v1 | 2015-05-14 08:06 | SCG | DMo | MH72 | CZ15 | rWtd | Each | 1 | 598 | None | 86.9 | 0.0103 | 9.83 | -1.42 | -0.000648 | 7.5 | 86.9 | 0.0103 | 9.83 | -1.42 | -0.000648 | 7.5 |  |  | 2 |  | RB-Appl-EffCW-med-ElecDHW-GasCDryer-Tier3-FrontSCGDMoMH72CZ15rWtd
RB-Appl-EffCW-med-ElecDHW-GasCDryer-Tier3-Front | DEER2016 | D16v1 | 2015-05-14 08:06 | SCG | DMo | MH72 | CZ16 | rWtd | Each | 1 | 598 | None | 115 | 0.0154 | 9.72 | 3.66 | 0.000451 | 7.53 | 115 | 0.0154 | 9.72 | 3.66 | 0.000451 | 7.53 |  |  | 2 |  | RB-Appl-EffCW-med-ElecDHW-GasCDryer-Tier3-FrontSCGDMoMH72CZ16rWtd
RB-Appl-EffCW-med-ElecDHW-GasCDryer-Tier3-Front | DEER2016 | D16v1 | 2015-05-14 08:06 | SCG | DMo | MH85 | CZ04 | rWtd | Each | 1 | 621 | None | 105 | 0.0154 | 8.92 | 0.839 | 0.000338 | 7.43 | 105 | 0.0154 | 8.92 | 0.839 | 0.000338 | 7.43 |  |  | 2 |  | RB-Appl-EffCW-med-ElecDHW-GasCDryer-Tier3-FrontSCGDMoMH85CZ04rWtd
RB-Appl-EffCW-med-ElecDHW-GasCDryer-Tier3-Front | DEER2016 | D16v1 | 2015-05-14 08:06 | SCG | DMo | MH85 | CZ05 | rWtd | Each | 1 | 621 | None | 107 | 0.015 | 8.78 | 1.98 | -0.00014 | 7.42 | 107 | 0.015 | 8.78 | 1.98 | -0.00014 | 7.42 |  |  | 2 |  | RB-Appl-EffCW-med-ElecDHW-GasCDryer-Tier3-FrontSCGDMoMH85CZ05rWtd
RB-Appl-EffCW-med-ElecDHW-GasCDryer-Tier3-Front | DEER2016 | D16v1 | 2015-05-14 08:06 | SCG | DMo | MH85 | CZ06 | rWtd | Each | 1 | 621 | None | 99.5 | 0.0133 | 9.28 | 0.393 | -4.01e-05 | 7.52 | 99.5 | 0.0133 | 9.28 | 0.393 | -4.01e-05 | 7.52 |  |  | 2 |  | RB-Appl-EffCW-med-ElecDHW-GasCDryer-Tier3-FrontSCGDMoMH85CZ06rWtd
RB-Appl-EffCW-med-ElecDHW-GasCDryer-Tier3-Front | DEER2016 | D16v1 | 2015-05-14 08:06 | SCG | DMo | MH85 | CZ08 | rWtd | Each | 1 | 621 | None | 99.5 | 0.0137 | 9.21 | -0.897 | -0.000495 | 7.48 | 99.5 | 0.0137 | 9.21 | -0.897 | -0.000495 | 7.48 |  |  | 2 |  | RB-Appl-EffCW-med-ElecDHW-GasCDryer-Tier3-FrontSCGDMoMH85CZ08rWtd
RB-Appl-EffCW-med-ElecDHW-GasCDryer-Tier3-Front | DEER2016 | D16v1 | 2015-05-14 08:06 | SCG | DMo | MH85 | CZ09 | rWtd | Each | 1 | 621 | None | 99.2 | 0.0142 | 9.26 | -2.12 | 0.000332 | 7.51 | 99.2 | 0.0142 | 9.26 | -2.12 | 0.000332 | 7.51 |  |  | 2 |  | RB-Appl-EffCW-med-ElecDHW-GasCDryer-Tier3-FrontSCGDMoMH85CZ09rWtd
RB-Appl-EffCW-med-ElecDHW-GasCDryer-Tier3-Front | DEER2016 | D16v1 | 2015-05-14 08:06 | SCG | DMo | MH85 | CZ10 | rWtd | Each | 1 | 621 | None | 98.7 | 0.0141 | 9.23 | 0.155 | -5.81e-05 | 7.47 | 98.7 | 0.0141 | 9.23 | 0.155 | -5.81e-05 | 7.47 |  |  | 2 |  | RB-Appl-EffCW-med-ElecDHW-GasCDryer-Tier3-FrontSCGDMoMH85CZ10rWtd
RB-Appl-EffCW-med-ElecDHW-GasCDryer-Tier3-Front | DEER2016 | D16v1 | 2015-05-14 08:06 | SCG | DMo | MH85 | CZ13 | rWtd | Each | 1 | 621 | None | 101 | 0.0143 | 9.07 | -0.0774 | -0.00026 | 7.47 | 101 | 0.0143 | 9.07 | -0.0774 | -0.00026 | 7.47 |  |  | 2 |  | RB-Appl-EffCW-med-ElecDHW-GasCDryer-Tier3-FrontSCGDMoMH85CZ13rWtd
RB-Appl-EffCW-med-ElecDHW-GasCDryer-Tier3-Front | DEER2016 | D16v1 | 2015-05-14 08:06 | SCG | DMo | MH85 | CZ14 | rWtd | Each | 1 | 621 | None | 103 | 0.0129 | 9.04 | 0.537 | -0.000274 | 7.46 | 103 | 0.0129 | 9.04 | 0.537 | -0.000274 | 7.46 |  |  | 2 |  | RB-Appl-EffCW-med-ElecDHW-GasCDryer-Tier3-FrontSCGDMoMH85CZ14rWtd
RB-Appl-EffCW-med-ElecDHW-GasCDryer-Tier3-Front | DEER2016 | D16v1 | 2015-05-14 08:06 | SCG | DMo | MH85 | CZ15 | rWtd | Each | 1 | 621 | None | 88.7 | 0.0113 | 9.41 | -3.88 | -0.000848 | 7.5 | 88.7 | 0.0113 | 9.41 | -3.88 | -0.000848 | 7.5 |  |  | 2 |  | RB-Appl-EffCW-med-ElecDHW-GasCDryer-Tier3-FrontSCGDMoMH85CZ15rWtd
RB-Appl-EffCW-med-ElecDHW-GasCDryer-Tier3-Front | DEER2016 | D16v1 | 2015-05-14 08:06 | SCG | DMo | MH85 | CZ16 | rWtd | Each | 1 | 621 | None | 114 | 0.0166 | 8.94 | 2.98 | 0.000392 | 7.56 | 114 | 0.0166 | 8.94 | 2.98 | 0.000392 | 7.56 |  |  | 2 |  | RB-Appl-EffCW-med-ElecDHW-GasCDryer-Tier3-FrontSCGDMoMH85CZ16rWtd
RB-Appl-EffCW-med-ElecDHW-GasCDryer-Tier3-Front | DEER2016 | D16v1 | 2015-05-14 08:06 | SCG | MFm | 1975 | CZ04 | rWtd | Each | 1 | 474 | None | 104 | 0.0137 | 9.72 | 0.594 | -0.00103 | 7.87 | 104 | 0.0137 | 9.72 | 0.594 | -0.00103 | 7.87 |  |  | 2 |  | RB-Appl-EffCW-med-ElecDHW-GasCDryer-Tier3-FrontSCGMFm1975CZ04rWtd
RB-Appl-EffCW-med-ElecDHW-GasCDryer-Tier3-Front | DEER2016 | D16v1 | 2015-05-14 08:06 | SCG | MFm | 1975 | CZ05 | rWtd | Each | 1 | 474 | None | 108 | 0.0145 | 9.58 | 2.91 | 0.000114 | 7.98 | 108 | 0.0145 | 9.58 | 2.91 | 0.000114 | 7.98 |  |  | 2 |  | RB-Appl-EffCW-med-ElecDHW-GasCDryer-Tier3-FrontSCGMFm1975CZ05rWtd
RB-Appl-EffCW-med-ElecDHW-GasCDryer-Tier3-Front | DEER2016 | D16v1 | 2015-05-14 08:06 | SCG | MFm | 1975 | CZ06 | rWtd | Each | 1 | 465 | None | 101 | 0.0132 | 9.81 | 0.0673 | -0.0013 | 7.83 | 101 | 0.0132 | 9.81 | 0.0673 | -0.0013 | 7.83 |  |  | 2 |  | RB-Appl-EffCW-med-ElecDHW-GasCDryer-Tier3-FrontSCGMFm1975CZ06rWtd
RB-Appl-EffCW-med-ElecDHW-GasCDryer-Tier3-Front | DEER2016 | D16v1 | 2015-05-14 08:06 | SCG | MFm | 1975 | CZ07 | rWtd | Each | 1 | 465 | None | 100 | 0.013 | 9.85 | -0.498 | -0.000569 | 7.76 | 100 | 0.013 | 9.85 | -0.498 | -0.000569 | 7.76 |  |  | 2 |  | RB-Appl-EffCW-med-ElecDHW-GasCDryer-Tier3-FrontSCGMFm1975CZ07rWtd
RB-Appl-EffCW-med-ElecDHW-GasCDryer-Tier3-Front | DEER2016 | D16v1 | 2015-05-14 08:06 | SCG | MFm | 1975 | CZ08 | rWtd | Each | 1 | 465 | None | 98.4 | 0.0142 | 9.76 | -1.06 | 0.000484 | 7.82 | 98.4 | 0.0142 | 9.76 | -1.06 | 0.000484 | 7.82 |  |  | 2 |  | RB-Appl-EffCW-med-ElecDHW-GasCDryer-Tier3-FrontSCGMFm1975CZ08rWtd
RB-Appl-EffCW-med-ElecDHW-GasCDryer-Tier3-Front | DEER2016 | D16v1 | 2015-05-14 08:06 | SCG | MFm | 1975 | CZ09 | rWtd | Each | 1 | 544 | None | 98.5 | 0.013 | 9.78 | -0.861 | -0.000333 | 7.55 | 98.5 | 0.013 | 9.78 | -0.861 | -0.000333 | 7.55 |  |  | 2 |  | RB-Appl-EffCW-med-ElecDHW-GasCDryer-Tier3-FrontSCGMFm1975CZ09rWtd
RB-Appl-EffCW-med-ElecDHW-GasCDryer-Tier3-Front | DEER2016 | D16v1 | 2015-05-14 08:06 | SCG | MFm | 1975 | CZ10 | rWtd | Each | 1 | 544 | None | 98.6 | 0.0132 | 9.82 | -0.328 | -0.000919 | 7.56 | 98.6 | 0.0132 | 9.82 | -0.328 | -0.000919 | 7.56 |  |  | 2 |  | RB-Appl-EffCW-med-ElecDHW-GasCDryer-Tier3-FrontSCGMFm1975CZ10rWtd
RB-Appl-EffCW-med-ElecDHW-GasCDryer-Tier3-Front | DEER2016 | D16v1 | 2015-05-14 08:06 | SCG | MFm | 1975 | CZ13 | rWtd | Each | 1 | 487 | None | 99.6 | 0.0126 | 9.74 | -1.95 | -0.00133 | 7.88 | 99.6 | 0.0126 | 9.74 | -1.95 | -0.00133 | 7.88 |  |  | 2 |  | RB-Appl-EffCW-med-ElecDHW-GasCDryer-Tier3-FrontSCGMFm1975CZ13rWtd
RB-Appl-EffCW-med-ElecDHW-GasCDryer-Tier3-Front | DEER2016 | D16v1 | 2015-05-14 08:06 | SCG | MFm | 1975 | CZ14 | rWtd | Each | 1 | 634 | None | 104 | 0.0131 | 9.36 | -0.137 | -0.00063 | 7.53 | 104 | 0.0131 | 9.36 | -0.137 | -0.00063 | 7.53 |  |  | 2 |  | RB-Appl-EffCW-med-ElecDHW-GasCDryer-Tier3-FrontSCGMFm1975CZ14rWtd
RB-Appl-EffCW-med-ElecDHW-GasCDryer-Tier3-Front | DEER2016 | D16v1 | 2015-05-14 08:06 | SCG | MFm | 1975 | CZ15 | rWtd | Each | 1 | 634 | None | 90.4 | 0.0102 | 9.72 | -2.53 | -0.00153 | 7.59 | 90.4 | 0.0102 | 9.72 | -2.53 | -0.00153 | 7.59 |  |  | 2 |  | RB-Appl-EffCW-med-ElecDHW-GasCDryer-Tier3-FrontSCGMFm1975CZ15rWtd
RB-Appl-EffCW-med-ElecDHW-GasCDryer-Tier3-Front | DEER2016 | D16v1 | 2015-05-14 08:06 | SCG | MFm | 1975 | CZ16 | rWtd | Each | 1 | 474 | None | 115 | 0.0151 | 9.61 | 2.44 | -0.00235 | 7.92 | 115 | 0.0151 | 9.61 | 2.44 | -0.00235 | 7.92 |  |  | 2 |  | RB-Appl-EffCW-med-ElecDHW-GasCDryer-Tier3-FrontSCGMFm1975CZ16rWtd
RB-Appl-EffCW-med-ElecDHW-GasCDryer-Tier3-Front | DEER2016 | D16v1 | 2015-05-14 08:06 | SCG | MFm | 1985 | CZ04 | rWtd | Each | 1 | 512 | None | 104 | 0.0127 | 9.76 | 0.714 | -0.00271 | 7.91 | 104 | 0.0127 | 9.76 | 0.714 | -0.00271 | 7.91 |  |  | 2 |  | RB-Appl-EffCW-med-ElecDHW-GasCDryer-Tier3-FrontSCGMFm1985CZ04rWtd
RB-Appl-EffCW-med-ElecDHW-GasCDryer-Tier3-Front | DEER2016 | D16v1 | 2015-05-14 08:06 | SCG | MFm | 1985 | CZ05 | rWtd | Each | 1 | 512 | None | 108 | 0.0144 | 9.67 | 2.9 | 8.33e-05 | 8.04 | 108 | 0.0144 | 9.67 | 2.9 | 8.33e-05 | 8.04 |  |  | 2 |  | RB-Appl-EffCW-med-ElecDHW-GasCDryer-Tier3-FrontSCGMFm1985CZ05rWtd
RB-Appl-EffCW-med-ElecDHW-GasCDryer-Tier3-Front | DEER2016 | D16v1 | 2015-05-14 08:06 | SCG | MFm | 1985 | CZ06 | rWtd | Each | 1 | 578 | None | 101 | 0.0152 | 9.85 | 0.237 | 0.000733 | 7.57 | 101 | 0.0152 | 9.85 | 0.237 | 0.000733 | 7.57 |  |  | 2 |  | RB-Appl-EffCW-med-ElecDHW-GasCDryer-Tier3-FrontSCGMFm1985CZ06rWtd
RB-Appl-EffCW-med-ElecDHW-GasCDryer-Tier3-Front | DEER2016 | D16v1 | 2015-05-14 08:06 | SCG | MFm | 1985 | CZ07 | rWtd | Each | 1 | 578 | None | 99.8 | 0.0137 | 9.88 | 0.202 | 0.000209 | 7.58 | 99.8 | 0.0137 | 9.88 | 0.202 | 0.000209 | 7.58 |  |  | 2 |  | RB-Appl-EffCW-med-ElecDHW-GasCDryer-Tier3-FrontSCGMFm1985CZ07rWtd
RB-Appl-EffCW-med-ElecDHW-GasCDryer-Tier3-Front | DEER2016 | D16v1 | 2015-05-14 08:06 | SCG | MFm | 1985 | CZ08 | rWtd | Each | 1 | 578 | None | 98.6 | 0.0133 | 9.87 | -0.256 | -0.000305 | 7.57 | 98.6 | 0.0133 | 9.87 | -0.256 | -0.000305 | 7.57 |  |  | 2 |  | RB-Appl-EffCW-med-ElecDHW-GasCDryer-Tier3-FrontSCGMFm1985CZ08rWtd
RB-Appl-EffCW-med-ElecDHW-GasCDryer-Tier3-Front | DEER2016 | D16v1 | 2015-05-14 08:06 | SCG | MFm | 1985 | CZ09 | rWtd | Each | 1 | 648 | None | 101 | 0.0137 | 9.49 | -0.423 | -0.000254 | 7.55 | 101 | 0.0137 | 9.49 | -0.423 | -0.000254 | 7.55 |  |  | 2 |  | RB-Appl-EffCW-med-ElecDHW-GasCDryer-Tier3-FrontSCGMFm1985CZ09rWtd
RB-Appl-EffCW-med-ElecDHW-GasCDryer-Tier3-Front | DEER2016 | D16v1 | 2015-05-14 08:06 | SCG | MFm | 1985 | CZ10 | rWtd | Each | 1 | 648 | None | 100 | 0.0139 | 9.53 | -0.185 | -0.000699 | 7.57 | 100 | 0.0139 | 9.53 | -0.185 | -0.000699 | 7.57 |  |  | 2 |  | RB-Appl-EffCW-med-ElecDHW-GasCDryer-Tier3-FrontSCGMFm1985CZ10rWtd
RB-Appl-EffCW-med-ElecDHW-GasCDryer-Tier3-Front | DEER2016 | D16v1 | 2015-05-14 08:06 | SCG | MFm | 1985 | CZ13 | rWtd | Each | 1 | 512 | None | 98.1 | 0.0131 | 9.75 | -2.44 | -0.00122 | 7.9 | 98.1 | 0.0131 | 9.75 | -2.44 | -0.00122 | 7.9 |  |  | 2 |  | RB-Appl-EffCW-med-ElecDHW-GasCDryer-Tier3-FrontSCGMFm1985CZ13rWtd
RB-Appl-EffCW-med-ElecDHW-GasCDryer-Tier3-Front | DEER2016 | D16v1 | 2015-05-14 08:06 | SCG | MFm | 1985 | CZ14 | rWtd | Each | 1 | 630 | None | 105 | 0.0122 | 9.44 | 0.297 | -0.00111 | 7.55 | 105 | 0.0122 | 9.44 | 0.297 | -0.00111 | 7.55 |  |  | 2 |  | RB-Appl-EffCW-med-ElecDHW-GasCDryer-Tier3-FrontSCGMFm1985CZ14rWtd
RB-Appl-EffCW-med-ElecDHW-GasCDryer-Tier3-Front | DEER2016 | D16v1 | 2015-05-14 08:06 | SCG | MFm | 1985 | CZ15 | rWtd | Each | 1 | 630 | None | 90.3 | 0.0102 | 9.73 | -2.6 | -0.0017 | 7.59 | 90.3 | 0.0102 | 9.73 | -2.6 | -0.0017 | 7.59 |  |  | 2 |  | RB-Appl-EffCW-med-ElecDHW-GasCDryer-Tier3-FrontSCGMFm1985CZ15rWtd
RB-Appl-EffCW-med-ElecDHW-GasCDryer-Tier3-Front | DEER2016 | D16v1 | 2015-05-14 08:06 | SCG | MFm | 1985 | CZ16 | rWtd | Each | 1 | 512 | None | 116 | 0.0143 | 9.67 | 2.05 | -0.00154 | 7.97 | 116 | 0.0143 | 9.67 | 2.05 | -0.00154 | 7.97 |  |  | 2 |  | RB-Appl-EffCW-med-ElecDHW-GasCDryer-Tier3-FrontSCGMFm1985CZ16rWtd
RB-Appl-EffCW-med-ElecDHW-GasCDryer-Tier3-Front | DEER2016 | D16v1 | 2015-05-14 08:06 | SCG | MFm | 1996 | CZ04 | rWtd | Each | 1 | 432 | None | 104 | 0.0146 | 9.76 | 0.484 | -0.000295 | 7.8 | 104 | 0.0146 | 9.76 | 0.484 | -0.000295 | 7.8 |  |  | 2 |  | RB-Appl-EffCW-med-ElecDHW-GasCDryer-Tier3-FrontSCGMFm1996CZ04rWtd
RB-Appl-EffCW-med-ElecDHW-GasCDryer-Tier3-Front | DEER2016 | D16v1 | 2015-05-14 08:06 | SCG | MFm | 1996 | CZ05 | rWtd | Each | 1 | 432 | None | 108 | 0.0145 | 9.63 | 2.47 | 0.000108 | 7.89 | 108 | 0.0145 | 9.63 | 2.47 | 0.000108 | 7.89 |  |  | 2 |  | RB-Appl-EffCW-med-ElecDHW-GasCDryer-Tier3-FrontSCGMFm1996CZ05rWtd
RB-Appl-EffCW-med-ElecDHW-GasCDryer-Tier3-Front | DEER2016 | D16v1 | 2015-05-14 08:06 | SCG | MFm | 1996 | CZ06 | rWtd | Each | 1 | 518 | None | 101 | 0.0143 | 9.84 | 0.38 | 0.00052 | 7.57 | 101 | 0.0143 | 9.84 | 0.38 | 0.00052 | 7.57 |  |  | 2 |  | RB-Appl-EffCW-med-ElecDHW-GasCDryer-Tier3-FrontSCGMFm1996CZ06rWtd
RB-Appl-EffCW-med-ElecDHW-GasCDryer-Tier3-Front | DEER2016 | D16v1 | 2015-05-14 08:06 | SCG | MFm | 1996 | CZ07 | rWtd | Each | 1 | 518 | None | 100 | 0.0152 | 9.88 | 0.255 | 0.00204 | 7.59 | 100 | 0.0152 | 9.88 | 0.255 | 0.00204 | 7.59 |  |  | 2 |  | RB-Appl-EffCW-med-ElecDHW-GasCDryer-Tier3-FrontSCGMFm1996CZ07rWtd
RB-Appl-EffCW-med-ElecDHW-GasCDryer-Tier3-Front | DEER2016 | D16v1 | 2015-05-14 08:06 | SCG | MFm | 1996 | CZ08 | rWtd | Each | 1 | 518 | None | 99.1 | 0.0137 | 9.84 | -0.277 | -0.000457 | 7.57 | 99.1 | 0.0137 | 9.84 | -0.277 | -0.000457 | 7.57 |  |  | 2 |  | RB-Appl-EffCW-med-ElecDHW-GasCDryer-Tier3-FrontSCGMFm1996CZ08rWtd
RB-Appl-EffCW-med-ElecDHW-GasCDryer-Tier3-Front | DEER2016 | D16v1 | 2015-05-14 08:06 | SCG | MFm | 1996 | CZ09 | rWtd | Each | 1 | 487 | None | 100 | 0.0132 | 9.8 | -1.35 | -0.00071 | 7.81 | 100 | 0.0132 | 9.8 | -1.35 | -0.00071 | 7.81 |  |  | 2 |  | RB-Appl-EffCW-med-ElecDHW-GasCDryer-Tier3-FrontSCGMFm1996CZ09rWtd
RB-Appl-EffCW-med-ElecDHW-GasCDryer-Tier3-Front | DEER2016 | D16v1 | 2015-05-14 08:06 | SCG | MFm | 1996 | CZ10 | rWtd | Each | 1 | 487 | None | 98.8 | 0.0141 | 9.8 | -1.1 | -0.00253 | 7.83 | 98.8 | 0.0141 | 9.8 | -1.1 | -0.00253 | 7.83 |  |  | 2 |  | RB-Appl-EffCW-med-ElecDHW-GasCDryer-Tier3-FrontSCGMFm1996CZ10rWtd
RB-Appl-EffCW-med-ElecDHW-GasCDryer-Tier3-Front | DEER2016 | D16v1 | 2015-05-14 08:06 | SCG | MFm | 1996 | CZ13 | rWtd | Each | 1 | 456 | None | 99.5 | 0.0126 | 9.72 | -1.94 | -0.00127 | 7.82 | 99.5 | 0.0126 | 9.72 | -1.94 | -0.00127 | 7.82 |  |  | 2 |  | RB-Appl-EffCW-med-ElecDHW-GasCDryer-Tier3-FrontSCGMFm1996CZ13rWtd
RB-Appl-EffCW-med-ElecDHW-GasCDryer-Tier3-Front | DEER2016 | D16v1 | 2015-05-14 08:06 | SCG | MFm | 1996 | CZ14 | rWtd | Each | 1 | 480 | None | 103 | 0.012 | 9.78 | -2.03 | -0.00123 | 7.8 | 103 | 0.012 | 9.78 | -2.03 | -0.00123 | 7.8 |  |  | 2 |  | RB-Appl-EffCW-med-ElecDHW-GasCDryer-Tier3-FrontSCGMFm1996CZ14rWtd
RB-Appl-EffCW-med-ElecDHW-GasCDryer-Tier3-Front | DEER2016 | D16v1 | 2015-05-14 08:06 | SCG | MFm | 1996 | CZ15 | rWtd | Each | 1 | 480 | None | 85.4 | 0.00988 | 9.89 | -5.9 | -0.00222 | 7.7 | 85.4 | 0.00988 | 9.89 | -5.9 | -0.00222 | 7.7 |  |  | 2 |  | RB-Appl-EffCW-med-ElecDHW-GasCDryer-Tier3-FrontSCGMFm1996CZ15rWtd
RB-Appl-EffCW-med-ElecDHW-GasCDryer-Tier3-Front | DEER2016 | D16v1 | 2015-05-14 08:06 | SCG | MFm | 1996 | CZ16 | rWtd | Each | 1 | 432 | None | 116 | 0.0142 | 9.6 | 1.88 | -0.00185 | 7.87 | 116 | 0.0142 | 9.6 | 1.88 | -0.00185 | 7.87 |  |  | 2 |  | RB-Appl-EffCW-med-ElecDHW-GasCDryer-Tier3-FrontSCGMFm1996CZ16rWtd
RB-Appl-EffCW-med-ElecDHW-GasCDryer-Tier3-Front | DEER2016 | D16v1 | 2015-05-14 08:06 | SCG | MFm | 2003 | CZ04 | rWtd | Each | 1 | 441 | None | 105 | 0.0154 | 9.7 | -0.143 | 8.49e-06 | 7.77 | 105 | 0.0154 | 9.7 | -0.143 | 8.49e-06 | 7.77 |  |  | 2 |  | RB-Appl-EffCW-med-ElecDHW-GasCDryer-Tier3-FrontSCGMFm2003CZ04rWtd
RB-Appl-EffCW-med-ElecDHW-GasCDryer-Tier3-Front | DEER2016 | D16v1 | 2015-05-14 08:06 | SCG | MFm | 2003 | CZ05 | rWtd | Each | 1 | 441 | None | 108 | 0.0145 | 9.63 | 2.48 | 0.000114 | 7.91 | 108 | 0.0145 | 9.63 | 2.48 | 0.000114 | 7.91 |  |  | 2 |  | RB-Appl-EffCW-med-ElecDHW-GasCDryer-Tier3-FrontSCGMFm2003CZ05rWtd
RB-Appl-EffCW-med-ElecDHW-GasCDryer-Tier3-Front | DEER2016 | D16v1 | 2015-05-14 08:06 | SCG | MFm | 2003 | CZ06 | rWtd | Each | 1 | 538 | None | 101 | 0.0127 | 9.84 | 0.145 | -0.000256 | 7.57 | 101 | 0.0127 | 9.84 | 0.145 | -0.000256 | 7.57 |  |  | 2 |  | RB-Appl-EffCW-med-ElecDHW-GasCDryer-Tier3-FrontSCGMFm2003CZ06rWtd
RB-Appl-EffCW-med-ElecDHW-GasCDryer-Tier3-Front | DEER2016 | D16v1 | 2015-05-14 08:06 | SCG | MFm | 2003 | CZ07 | rWtd | Each | 1 | 538 | None | 100 | 0.0129 | 9.87 | -0.0186 | -0.00103 | 7.59 | 100 | 0.0129 | 9.87 | -0.0186 | -0.00103 | 7.59 |  |  | 2 |  | RB-Appl-EffCW-med-ElecDHW-GasCDryer-Tier3-FrontSCGMFm2003CZ07rWtd
RB-Appl-EffCW-med-ElecDHW-GasCDryer-Tier3-Front | DEER2016 | D16v1 | 2015-05-14 08:06 | SCG | MFm | 2003 | CZ08 | rWtd | Each | 1 | 538 | None | 98.7 | 0.013 | 9.84 | -0.441 | -0.000319 | 7.58 | 98.7 | 0.013 | 9.84 | -0.441 | -0.000319 | 7.58 |  |  | 2 |  | RB-Appl-EffCW-med-ElecDHW-GasCDryer-Tier3-FrontSCGMFm2003CZ08rWtd
RB-Appl-EffCW-med-ElecDHW-GasCDryer-Tier3-Front | DEER2016 | D16v1 | 2015-05-14 08:06 | SCG | MFm | 2003 | CZ09 | rWtd | Each | 1 | 499 | None | 98.9 | 0.0132 | 9.79 | -1.02 | -0.000628 | 7.83 | 98.9 | 0.0132 | 9.79 | -1.02 | -0.000628 | 7.83 |  |  | 2 |  | RB-Appl-EffCW-med-ElecDHW-GasCDryer-Tier3-FrontSCGMFm2003CZ09rWtd
RB-Appl-EffCW-med-ElecDHW-GasCDryer-Tier3-Front | DEER2016 | D16v1 | 2015-05-14 08:06 | SCG | MFm | 2003 | CZ10 | rWtd | Each | 1 | 474 | None | 99 | 0.0134 | 9.82 | -1.64 | -0.000995 | 7.77 | 99 | 0.0134 | 9.82 | -1.64 | -0.000995 | 7.77 |  |  | 2 |  | RB-Appl-EffCW-med-ElecDHW-GasCDryer-Tier3-FrontSCGMFm2003CZ10rWtd
RB-Appl-EffCW-med-ElecDHW-GasCDryer-Tier3-Front | DEER2016 | D16v1 | 2015-05-14 08:06 | SCG | MFm | 2003 | CZ13 | rWtd | Each | 1 | 474 | None | 100 | 0.0127 | 9.78 | -1.5 | -0.0011 | 7.81 | 100 | 0.0127 | 9.78 | -1.5 | -0.0011 | 7.81 |  |  | 2 |  | RB-Appl-EffCW-med-ElecDHW-GasCDryer-Tier3-FrontSCGMFm2003CZ13rWtd
RB-Appl-EffCW-med-ElecDHW-GasCDryer-Tier3-Front | DEER2016 | D16v1 | 2015-05-14 08:06 | SCG | MFm | 2003 | CZ14 | rWtd | Each | 1 | 487 | None | 103 | 0.012 | 9.77 | -1.78 | -0.00113 | 7.81 | 103 | 0.012 | 9.77 | -1.78 | -0.00113 | 7.81 |  |  | 2 |  | RB-Appl-EffCW-med-ElecDHW-GasCDryer-Tier3-FrontSCGMFm2003CZ14rWtd
RB-Appl-EffCW-med-ElecDHW-GasCDryer-Tier3-Front | DEER2016 | D16v1 | 2015-05-14 08:06 | SCG | MFm | 2003 | CZ15 | rWtd | Each | 1 | 487 | None | 85.6 | 0.0099 | 9.89 | -5.8 | -0.0021 | 7.7 | 85.6 | 0.0099 | 9.89 | -5.8 | -0.0021 | 7.7 |  |  | 2 |  | RB-Appl-EffCW-med-ElecDHW-GasCDryer-Tier3-FrontSCGMFm2003CZ15rWtd
RB-Appl-EffCW-med-ElecDHW-GasCDryer-Tier3-Front | DEER2016 | D16v1 | 2015-05-14 08:06 | SCG | MFm | 2003 | CZ16 | rWtd | Each | 1 | 441 | None | 116 | 0.0155 | 9.64 | 1.88 | -0.000629 | 7.87 | 116 | 0.0155 | 9.64 | 1.88 | -0.000629 | 7.87 |  |  | 2 |  | RB-Appl-EffCW-med-ElecDHW-GasCDryer-Tier3-FrontSCGMFm2003CZ16rWtd
RB-Appl-EffCW-med-ElecDHW-GasCDryer-Tier3-Front | DEER2016 | D16v1 | 2015-05-14 08:06 | SCG | MFm | 2007 | CZ04 | rWtd | Each | 1 | 441 | None | 104 | 0.0139 | 9.71 | -0.0959 | -0.000458 | 7.78 | 104 | 0.0139 | 9.71 | -0.0959 | -0.000458 | 7.78 |  |  | 2 |  | RB-Appl-EffCW-med-ElecDHW-GasCDryer-Tier3-FrontSCGMFm2007CZ04rWtd
RB-Appl-EffCW-med-ElecDHW-GasCDryer-Tier3-Front | DEER2016 | D16v1 | 2015-05-14 08:06 | SCG | MFm | 2007 | CZ05 | rWtd | Each | 1 | 441 | None | 108 | 0.0146 | 9.68 | 2.31 | 0.000186 | 7.87 | 108 | 0.0146 | 9.68 | 2.31 | 0.000186 | 7.87 |  |  | 2 |  | RB-Appl-EffCW-med-ElecDHW-GasCDryer-Tier3-FrontSCGMFm2007CZ05rWtd
RB-Appl-EffCW-med-ElecDHW-GasCDryer-Tier3-Front | DEER2016 | D16v1 | 2015-05-14 08:06 | SCG | MFm | 2007 | CZ06 | rWtd | Each | 1 | 538 | None | 101 | 0.0145 | 9.83 | 0.122 | 0.000708 | 7.56 | 101 | 0.0145 | 9.83 | 0.122 | 0.000708 | 7.56 |  |  | 2 |  | RB-Appl-EffCW-med-ElecDHW-GasCDryer-Tier3-FrontSCGMFm2007CZ06rWtd
RB-Appl-EffCW-med-ElecDHW-GasCDryer-Tier3-Front | DEER2016 | D16v1 | 2015-05-14 08:06 | SCG | MFm | 2007 | CZ07 | rWtd | Each | 1 | 538 | None | 100 | 0.0146 | 9.9 | 0.11 | 0.000867 | 7.59 | 100 | 0.0146 | 9.9 | 0.11 | 0.000867 | 7.59 |  |  | 2 |  | RB-Appl-EffCW-med-ElecDHW-GasCDryer-Tier3-FrontSCGMFm2007CZ07rWtd
RB-Appl-EffCW-med-ElecDHW-GasCDryer-Tier3-Front | DEER2016 | D16v1 | 2015-05-14 08:06 | SCG | MFm | 2007 | CZ08 | rWtd | Each | 1 | 538 | None | 98.8 | 0.0129 | 9.83 | -0.438 | -0.000185 | 7.57 | 98.8 | 0.0129 | 9.83 | -0.438 | -0.000185 | 7.57 |  |  | 2 |  | RB-Appl-EffCW-med-ElecDHW-GasCDryer-Tier3-FrontSCGMFm2007CZ08rWtd
RB-Appl-EffCW-med-ElecDHW-GasCDryer-Tier3-Front | DEER2016 | D16v1 | 2015-05-14 08:06 | SCG | MFm | 2007 | CZ09 | rWtd | Each | 1 | 499 | None | 99.2 | 0.0133 | 9.8 | -0.999 | -0.00048 | 7.81 | 99.2 | 0.0133 | 9.8 | -0.999 | -0.00048 | 7.81 |  |  | 2 |  | RB-Appl-EffCW-med-ElecDHW-GasCDryer-Tier3-FrontSCGMFm2007CZ09rWtd
RB-Appl-EffCW-med-ElecDHW-GasCDryer-Tier3-Front | DEER2016 | D16v1 | 2015-05-14 08:06 | SCG | MFm | 2007 | CZ10 | rWtd | Each | 1 | 474 | None | 98.8 | 0.0129 | 9.83 | -1.56 | -0.00081 | 7.77 | 98.8 | 0.0129 | 9.83 | -1.56 | -0.00081 | 7.77 |  |  | 2 |  | RB-Appl-EffCW-med-ElecDHW-GasCDryer-Tier3-FrontSCGMFm2007CZ10rWtd
RB-Appl-EffCW-med-ElecDHW-GasCDryer-Tier3-Front | DEER2016 | D16v1 | 2015-05-14 08:06 | SCG | MFm | 2007 | CZ13 | rWtd | Each | 1 | 474 | None | 99.8 | 0.0124 | 9.73 | -1.25 | -0.000967 | 7.79 | 99.8 | 0.0124 | 9.73 | -1.25 | -0.000967 | 7.79 |  |  | 2 |  | RB-Appl-EffCW-med-ElecDHW-GasCDryer-Tier3-FrontSCGMFm2007CZ13rWtd
RB-Appl-EffCW-med-ElecDHW-GasCDryer-Tier3-Front | DEER2016 | D16v1 | 2015-05-14 08:06 | SCG | MFm | 2007 | CZ14 | rWtd | Each | 1 | 487 | None | 102 | 0.0119 | 9.77 | -1.56 | -0.00118 | 7.81 | 102 | 0.0119 | 9.77 | -1.56 | -0.00118 | 7.81 |  |  | 2 |  | RB-Appl-EffCW-med-ElecDHW-GasCDryer-Tier3-FrontSCGMFm2007CZ14rWtd
RB-Appl-EffCW-med-ElecDHW-GasCDryer-Tier3-Front | DEER2016 | D16v1 | 2015-05-14 08:06 | SCG | MFm | 2007 | CZ15 | rWtd | Each | 1 | 487 | None | 85.2 | 0.0099 | 9.91 | -5.54 | -0.00173 | 7.68 | 85.2 | 0.0099 | 9.91 | -5.54 | -0.00173 | 7.68 |  |  | 2 |  | RB-Appl-EffCW-med-ElecDHW-GasCDryer-Tier3-FrontSCGMFm2007CZ15rWtd
RB-Appl-EffCW-med-ElecDHW-GasCDryer-Tier3-Front | DEER2016 | D16v1 | 2015-05-14 08:06 | SCG | MFm | 2007 | CZ16 | rWtd | Each | 1 | 441 | None | 117 | 0.0152 | 9.69 | 2.07 | -0.000679 | 7.85 | 117 | 0.0152 | 9.69 | 2.07 | -0.000679 | 7.85 |  |  | 2 |  | RB-Appl-EffCW-med-ElecDHW-GasCDryer-Tier3-FrontSCGMFm2007CZ16rWtd
RB-Appl-EffCW-med-ElecDHW-GasCDryer-Tier3-Front | DEER2016 | D16v1 | 2015-05-14 08:06 | SCG | MFm | 2011 | CZ04 | rWtd | Each | 1 | 441 | None | 105 | 0.0145 | 9.75 | -0.197 | 0.000111 | 7.74 | 105 | 0.0145 | 9.75 | -0.197 | 0.000111 | 7.74 |  |  | 2 |  | RB-Appl-EffCW-med-ElecDHW-GasCDryer-Tier3-FrontSCGMFm2011CZ04rWtd
RB-Appl-EffCW-med-ElecDHW-GasCDryer-Tier3-Front | DEER2016 | D16v1 | 2015-05-14 08:06 | SCG | MFm | 2011 | CZ05 | rWtd | Each | 1 | 441 | None | 108 | 0.0145 | 9.7 | 2.24 | 0.000162 | 7.86 | 108 | 0.0145 | 9.7 | 2.24 | 0.000162 | 7.86 |  |  | 2 |  | RB-Appl-EffCW-med-ElecDHW-GasCDryer-Tier3-FrontSCGMFm2011CZ05rWtd
RB-Appl-EffCW-med-ElecDHW-GasCDryer-Tier3-Front | DEER2016 | D16v1 | 2015-05-14 08:06 | SCG | MFm | 2011 | CZ06 | rWtd | Each | 1 | 538 | None | 101 | 0.0146 | 9.84 | 0.199 | 0.00127 | 7.58 | 101 | 0.0146 | 9.84 | 0.199 | 0.00127 | 7.58 |  |  | 2 |  | RB-Appl-EffCW-med-ElecDHW-GasCDryer-Tier3-FrontSCGMFm2011CZ06rWtd
RB-Appl-EffCW-med-ElecDHW-GasCDryer-Tier3-Front | DEER2016 | D16v1 | 2015-05-14 08:06 | SCG | MFm | 2011 | CZ07 | rWtd | Each | 1 | 538 | None | 100 | 0.0141 | 9.94 | 0.084 | -1.82e-05 | 7.61 | 100 | 0.0141 | 9.94 | 0.084 | -1.82e-05 | 7.61 |  |  | 2 |  | RB-Appl-EffCW-med-ElecDHW-GasCDryer-Tier3-FrontSCGMFm2011CZ07rWtd
RB-Appl-EffCW-med-ElecDHW-GasCDryer-Tier3-Front | DEER2016 | D16v1 | 2015-05-14 08:06 | SCG | MFm | 2011 | CZ08 | rWtd | Each | 1 | 538 | None | 99.2 | 0.0129 | 9.86 | -0.106 | -0.000188 | 7.58 | 99.2 | 0.0129 | 9.86 | -0.106 | -0.000188 | 7.58 |  |  | 2 |  | RB-Appl-EffCW-med-ElecDHW-GasCDryer-Tier3-FrontSCGMFm2011CZ08rWtd
RB-Appl-EffCW-med-ElecDHW-GasCDryer-Tier3-Front | DEER2016 | D16v1 | 2015-05-14 08:06 | SCG | MFm | 2011 | CZ09 | rWtd | Each | 1 | 499 | None | 99.3 | 0.013 | 9.84 | -1.27 | -0.00063 | 7.77 | 99.3 | 0.013 | 9.84 | -1.27 | -0.00063 | 7.77 |  |  | 2 |  | RB-Appl-EffCW-med-ElecDHW-GasCDryer-Tier3-FrontSCGMFm2011CZ09rWtd
RB-Appl-EffCW-med-ElecDHW-GasCDryer-Tier3-Front | DEER2016 | D16v1 | 2015-05-14 08:06 | SCG | MFm | 2011 | CZ10 | rWtd | Each | 1 | 474 | None | 99.4 | 0.0129 | 9.86 | -1.58 | -0.000723 | 7.75 | 99.4 | 0.0129 | 9.86 | -1.58 | -0.000723 | 7.75 |  |  | 2 |  | RB-Appl-EffCW-med-ElecDHW-GasCDryer-Tier3-FrontSCGMFm2011CZ10rWtd
RB-Appl-EffCW-med-ElecDHW-GasCDryer-Tier3-Front | DEER2016 | D16v1 | 2015-05-14 08:06 | SCG | MFm | 2011 | CZ13 | rWtd | Each | 1 | 474 | None | 100 | 0.0123 | 9.75 | -1.22 | -0.000987 | 7.77 | 100 | 0.0123 | 9.75 | -1.22 | -0.000987 | 7.77 |  |  | 2 |  | RB-Appl-EffCW-med-ElecDHW-GasCDryer-Tier3-FrontSCGMFm2011CZ13rWtd
RB-Appl-EffCW-med-ElecDHW-GasCDryer-Tier3-Front | DEER2016 | D16v1 | 2015-05-14 08:06 | SCG | MFm | 2011 | CZ14 | rWtd | Each | 1 | 487 | None | 103 | 0.012 | 9.79 | -1.48 | -0.00103 | 7.78 | 103 | 0.012 | 9.79 | -1.48 | -0.00103 | 7.78 |  |  | 2 |  | RB-Appl-EffCW-med-ElecDHW-GasCDryer-Tier3-FrontSCGMFm2011CZ14rWtd
RB-Appl-EffCW-med-ElecDHW-GasCDryer-Tier3-Front | DEER2016 | D16v1 | 2015-05-14 08:06 | SCG | MFm | 2011 | CZ15 | rWtd | Each | 1 | 487 | None | 85.3 | 0.00993 | 9.92 | -5.95 | -0.00171 | 7.67 | 85.3 | 0.00993 | 9.92 | -5.95 | -0.00171 | 7.67 |  |  | 2 |  | RB-Appl-EffCW-med-ElecDHW-GasCDryer-Tier3-FrontSCGMFm2011CZ15rWtd
RB-Appl-EffCW-med-ElecDHW-GasCDryer-Tier3-Front | DEER2016 | D16v1 | 2015-05-14 08:06 | SCG | MFm | 2011 | CZ16 | rWtd | Each | 1 | 441 | None | 117 | 0.0149 | 9.69 | 1.5 | -0.000475 | 7.82 | 117 | 0.0149 | 9.69 | 1.5 | -0.000475 | 7.82 |  |  | 2 |  | RB-Appl-EffCW-med-ElecDHW-GasCDryer-Tier3-FrontSCGMFm2011CZ16rWtd
RB-Appl-EffCW-med-ElecDHW-GasCDryer-Tier3-Front | DEER2016 | D16v1 | 2015-05-14 08:06 | SCG | MFm | 2014 | CZ04 | rWtd | Each | 1 | 441 | None | 105 | 0.0145 | 9.78 | -0.28 | 0.000223 | 7.72 | 105 | 0.0145 | 9.78 | -0.28 | 0.000223 | 7.72 |  |  | 2 |  | RB-Appl-EffCW-med-ElecDHW-GasCDryer-Tier3-FrontSCGMFm2014CZ04rWtd
RB-Appl-EffCW-med-ElecDHW-GasCDryer-Tier3-Front | DEER2016 | D16v1 | 2015-05-14 08:06 | SCG | MFm | 2014 | CZ05 | rWtd | Each | 1 | 441 | None | 109 | 0.0145 | 9.85 | 1.93 | 0.000117 | 7.79 | 109 | 0.0145 | 9.85 | 1.93 | 0.000117 | 7.79 |  |  | 2 |  | RB-Appl-EffCW-med-ElecDHW-GasCDryer-Tier3-FrontSCGMFm2014CZ05rWtd
RB-Appl-EffCW-med-ElecDHW-GasCDryer-Tier3-Front | DEER2016 | D16v1 | 2015-05-14 08:06 | SCG | MFm | 2014 | CZ06 | rWtd | Each | 1 | 538 | None | 101 | 0.014 | 9.85 | 0.232 | -0.00059 | 7.57 | 101 | 0.014 | 9.85 | 0.232 | -0.00059 | 7.57 |  |  | 2 |  | RB-Appl-EffCW-med-ElecDHW-GasCDryer-Tier3-FrontSCGMFm2014CZ06rWtd
RB-Appl-EffCW-med-ElecDHW-GasCDryer-Tier3-Front | DEER2016 | D16v1 | 2015-05-14 08:06 | SCG | MFm | 2014 | CZ07 | rWtd | Each | 1 | 538 | None | 100 | 0.0147 | 9.95 | 0.156 | -0.0002 | 7.61 | 100 | 0.0147 | 9.95 | 0.156 | -0.0002 | 7.61 |  |  | 2 |  | RB-Appl-EffCW-med-ElecDHW-GasCDryer-Tier3-FrontSCGMFm2014CZ07rWtd
RB-Appl-EffCW-med-ElecDHW-GasCDryer-Tier3-Front | DEER2016 | D16v1 | 2015-05-14 08:06 | SCG | MFm | 2014 | CZ08 | rWtd | Each | 1 | 538 | None | 99.1 | 0.0131 | 9.88 | -0.28 | -1.9e-05 | 7.58 | 99.1 | 0.0131 | 9.88 | -0.28 | -1.9e-05 | 7.58 |  |  | 2 |  | RB-Appl-EffCW-med-ElecDHW-GasCDryer-Tier3-FrontSCGMFm2014CZ08rWtd
RB-Appl-EffCW-med-ElecDHW-GasCDryer-Tier3-Front | DEER2016 | D16v1 | 2015-05-14 08:06 | SCG | MFm | 2014 | CZ09 | rWtd | Each | 1 | 499 | None | 99 | 0.0132 | 9.86 | -1.38 | -0.000619 | 7.74 | 99 | 0.0132 | 9.86 | -1.38 | -0.000619 | 7.74 |  |  | 2 |  | RB-Appl-EffCW-med-ElecDHW-GasCDryer-Tier3-FrontSCGMFm2014CZ09rWtd
RB-Appl-EffCW-med-ElecDHW-GasCDryer-Tier3-Front | DEER2016 | D16v1 | 2015-05-14 08:06 | SCG | MFm | 2014 | CZ10 | rWtd | Each | 1 | 474 | None | 99.5 | 0.0128 | 9.87 | -1.54 | -0.00134 | 7.72 | 99.5 | 0.0128 | 9.87 | -1.54 | -0.00134 | 7.72 |  |  | 2 |  | RB-Appl-EffCW-med-ElecDHW-GasCDryer-Tier3-FrontSCGMFm2014CZ10rWtd
RB-Appl-EffCW-med-ElecDHW-GasCDryer-Tier3-Front | DEER2016 | D16v1 | 2015-05-14 08:06 | SCG | MFm | 2014 | CZ13 | rWtd | Each | 1 | 474 | None | 100 | 0.0124 | 9.76 | -1.4 | -0.000901 | 7.76 | 100 | 0.0124 | 9.76 | -1.4 | -0.000901 | 7.76 |  |  | 2 |  | RB-Appl-EffCW-med-ElecDHW-GasCDryer-Tier3-FrontSCGMFm2014CZ13rWtd
RB-Appl-EffCW-med-ElecDHW-GasCDryer-Tier3-Front | DEER2016 | D16v1 | 2015-05-14 08:06 | SCG | MFm | 2014 | CZ14 | rWtd | Each | 1 | 487 | None | 102 | 0.0121 | 9.78 | -2.24 | -0.00107 | 7.78 | 102 | 0.0121 | 9.78 | -2.24 | -0.00107 | 7.78 |  |  | 2 |  | RB-Appl-EffCW-med-ElecDHW-GasCDryer-Tier3-FrontSCGMFm2014CZ14rWtd
RB-Appl-EffCW-med-ElecDHW-GasCDryer-Tier3-Front | DEER2016 | D16v1 | 2015-05-14 08:06 | SCG | MFm | 2014 | CZ15 | rWtd | Each | 1 | 487 | None | 85.3 | 0.00981 | 9.92 | -5.81 | -0.00176 | 7.66 | 85.3 | 0.00981 | 9.92 | -5.81 | -0.00176 | 7.66 |  |  | 2 |  | RB-Appl-EffCW-med-ElecDHW-GasCDryer-Tier3-FrontSCGMFm2014CZ15rWtd
RB-Appl-EffCW-med-ElecDHW-GasCDryer-Tier3-Front | DEER2016 | D16v1 | 2015-05-14 08:06 | SCG | MFm | 2014 | CZ16 | rWtd | Each | 1 | 441 | None | 116 | 0.0153 | 9.68 | 1.96 | -0.000199 | 7.86 | 116 | 0.0153 | 9.68 | 1.96 | -0.000199 | 7.86 |  |  | 2 |  | RB-Appl-EffCW-med-ElecDHW-GasCDryer-Tier3-FrontSCGMFm2014CZ16rWtd
RB-Appl-EffCW-med-ElecDHW-GasCDryer-Tier3-Front | DEER2016 | D16v1 | 2015-05-14 08:06 | SCG | MFm | Ex | CZ04 | rWtd | Each | 1 | 508 | None | 104 | 0.0128 | 9.76 | 0.702 | -0.00254 | 7.91 | 104 | 0.0128 | 9.76 | 0.702 | -0.00254 | 7.91 |  |  | 2 |  | RB-Appl-EffCW-med-ElecDHW-GasCDryer-Tier3-FrontSCGMFmExCZ04rWtd
RB-Appl-EffCW-med-ElecDHW-GasCDryer-Tier3-Front | DEER2016 | D16v1 | 2015-05-14 08:06 | SCG | MFm | Ex | CZ05 | rWtd | Each | 1 | 464 | None | 108 | 0.0145 | 9.61 | 2.75 | 0.000108 | 7.96 | 108 | 0.0145 | 9.61 | 2.75 | 0.000108 | 7.96 |  |  | 2 |  | RB-Appl-EffCW-med-ElecDHW-GasCDryer-Tier3-FrontSCGMFmExCZ05rWtd
RB-Appl-EffCW-med-ElecDHW-GasCDryer-Tier3-Front | DEER2016 | D16v1 | 2015-05-14 08:06 | SCG | MFm | Ex | CZ06 | rWtd | Each | 1 | 511 | None | 101 | 0.0139 | 9.83 | 0.157 | -0.000371 | 7.7 | 101 | 0.0139 | 9.83 | 0.157 | -0.000371 | 7.7 |  |  | 2 |  | RB-Appl-EffCW-med-ElecDHW-GasCDryer-Tier3-FrontSCGMFmExCZ06rWtd
RB-Appl-EffCW-med-ElecDHW-GasCDryer-Tier3-Front | DEER2016 | D16v1 | 2015-05-14 08:06 | SCG | MFm | Ex | CZ07 | rWtd | Each | 1 | 520 | None | 100 | 0.0133 | 9.86 | -0.157 | -0.00019 | 7.67 | 100 | 0.0133 | 9.86 | -0.157 | -0.00019 | 7.67 |  |  | 2 |  | RB-Appl-EffCW-med-ElecDHW-GasCDryer-Tier3-FrontSCGMFmExCZ07rWtd
RB-Appl-EffCW-med-ElecDHW-GasCDryer-Tier3-Front | DEER2016 | D16v1 | 2015-05-14 08:06 | SCG | MFm | Ex | CZ08 | rWtd | Each | 1 | 506 | None | 98.6 | 0.0138 | 9.8 | -0.723 | 0.00014 | 7.71 | 98.6 | 0.0138 | 9.8 | -0.723 | 0.00014 | 7.71 |  |  | 2 |  | RB-Appl-EffCW-med-ElecDHW-GasCDryer-Tier3-FrontSCGMFmExCZ08rWtd
RB-Appl-EffCW-med-ElecDHW-GasCDryer-Tier3-Front | DEER2016 | D16v1 | 2015-05-14 08:06 | SCG | MFm | Ex | CZ09 | rWtd | Each | 1 | 561 | None | 99 | 0.0131 | 9.73 | -0.799 | -0.000338 | 7.56 | 99 | 0.0131 | 9.73 | -0.799 | -0.000338 | 7.56 |  |  | 2 |  | RB-Appl-EffCW-med-ElecDHW-GasCDryer-Tier3-FrontSCGMFmExCZ09rWtd
RB-Appl-EffCW-med-ElecDHW-GasCDryer-Tier3-Front | DEER2016 | D16v1 | 2015-05-14 08:06 | SCG | MFm | Ex | CZ10 | rWtd | Each | 1 | 587 | None | 99.4 | 0.0136 | 9.69 | -0.306 | -0.000873 | 7.58 | 99.4 | 0.0136 | 9.69 | -0.306 | -0.000873 | 7.58 |  |  | 2 |  | RB-Appl-EffCW-med-ElecDHW-GasCDryer-Tier3-FrontSCGMFmExCZ10rWtd
RB-Appl-EffCW-med-ElecDHW-GasCDryer-Tier3-Front | DEER2016 | D16v1 | 2015-05-14 08:06 | SCG | MFm | Ex | CZ13 | rWtd | Each | 1 | 488 | None | 99.4 | 0.0127 | 9.74 | -1.99 | -0.0013 | 7.88 | 99.4 | 0.0127 | 9.74 | -1.99 | -0.0013 | 7.88 |  |  | 2 |  | RB-Appl-EffCW-med-ElecDHW-GasCDryer-Tier3-FrontSCGMFmExCZ13rWtd
RB-Appl-EffCW-med-ElecDHW-GasCDryer-Tier3-Front | DEER2016 | D16v1 | 2015-05-14 08:06 | SCG | MFm | Ex | CZ14 | rWtd | Each | 1 | 623 | None | 104 | 0.0126 | 9.42 | -0.0466 | -0.00089 | 7.56 | 104 | 0.0126 | 9.42 | -0.0466 | -0.00089 | 7.56 |  |  | 2 |  | RB-Appl-EffCW-med-ElecDHW-GasCDryer-Tier3-FrontSCGMFmExCZ14rWtd
RB-Appl-EffCW-med-ElecDHW-GasCDryer-Tier3-Front | DEER2016 | D16v1 | 2015-05-14 08:06 | SCG | MFm | Ex | CZ15 | rWtd | Each | 1 | 631 | None | 90.3 | 0.0102 | 9.72 | -2.58 | -0.00161 | 7.59 | 90.3 | 0.0102 | 9.72 | -2.58 | -0.00161 | 7.59 |  |  | 2 |  | RB-Appl-EffCW-med-ElecDHW-GasCDryer-Tier3-FrontSCGMFmExCZ15rWtd
RB-Appl-EffCW-med-ElecDHW-GasCDryer-Tier3-Front | DEER2016 | D16v1 | 2015-05-14 08:06 | SCG | MFm | Ex | CZ16 | rWtd | Each | 1 | 502 | None | 116 | 0.0144 | 9.65 | 2.13 | -0.00172 | 7.95 | 116 | 0.0144 | 9.65 | 2.13 | -0.00172 | 7.95 |  |  | 2 |  | RB-Appl-EffCW-med-ElecDHW-GasCDryer-Tier3-FrontSCGMFmExCZ16rWtd
RB-Appl-EffCW-med-ElecDHW-GasCDryer-Tier3-Front | DEER2016 | D16v1 | 2015-05-14 08:06 | SCG | MFm | Ex | IOU | rWtd | Each | 1 | 540 | None | 99.4 | 0.0134 | 9.76 | -0.556 | -0.00032 | 7.64 | 99.4 | 0.0134 | 9.76 | -0.556 | -0.00032 | 7.64 |  |  | 2 |  | RB-Appl-EffCW-med-ElecDHW-GasCDryer-Tier3-FrontSCGMFmExIOUrWtd
RB-Appl-EffCW-med-ElecDHW-GasCDryer-Tier3-Front | DEER2016 | D16v1 | 2015-05-14 08:06 | SCG | SFm | 1975 | CZ04 | rWtd | Each | 1 | 796 | None | 127 | 0.0187 | 12.1 | -0.461 | -0.00132 | 10 | 127 | 0.0187 | 12.1 | -0.461 | -0.00132 | 10 |  |  | 2 |  | RB-Appl-EffCW-med-ElecDHW-GasCDryer-Tier3-FrontSCGSFm1975CZ04rWtd
RB-Appl-EffCW-med-ElecDHW-GasCDryer-Tier3-Front | DEER2016 | D16v1 | 2015-05-14 08:06 | SCG | SFm | 1975 | CZ05 | rWtd | Each | 1 | 796 | None | 135 | 0.0174 | 12 | 3.36 | -0.000743 | 10.3 | 135 | 0.0174 | 12 | 3.36 | -0.000743 | 10.3 |  |  | 2 |  | RB-Appl-EffCW-med-ElecDHW-GasCDryer-Tier3-FrontSCGSFm1975CZ05rWtd
RB-Appl-EffCW-med-ElecDHW-GasCDryer-Tier3-Front | DEER2016 | D16v1 | 2015-05-14 08:06 | SCG | SFm | 1975 | CZ06 | rWtd | Each | 1 | 764 | None | 125 | 0.0171 | 12.3 | -0.344 | -0.000223 | 9.82 | 125 | 0.0171 | 12.3 | -0.344 | -0.000223 | 9.82 |  |  | 2 |  | RB-Appl-EffCW-med-ElecDHW-GasCDryer-Tier3-FrontSCGSFm1975CZ06rWtd
RB-Appl-EffCW-med-ElecDHW-GasCDryer-Tier3-Front | DEER2016 | D16v1 | 2015-05-14 08:06 | SCG | SFm | 1975 | CZ07 | rWtd | Each | 1 | 764 | None | 123 | 0.00805 | 12.1 | -0.556 | -0.00767 | 9.71 | 123 | 0.00805 | 12.1 | -0.556 | -0.00767 | 9.71 |  |  | 2 |  | RB-Appl-EffCW-med-ElecDHW-GasCDryer-Tier3-FrontSCGSFm1975CZ07rWtd
RB-Appl-EffCW-med-ElecDHW-GasCDryer-Tier3-Front | DEER2016 | D16v1 | 2015-05-14 08:06 | SCG | SFm | 1975 | CZ08 | rWtd | Each | 1 | 764 | None | 122 | 0.0162 | 12.1 | -1.69 | -0.000553 | 9.72 | 122 | 0.0162 | 12.1 | -1.69 | -0.000553 | 9.72 |  |  | 2 |  | RB-Appl-EffCW-med-ElecDHW-GasCDryer-Tier3-FrontSCGSFm1975CZ08rWtd
RB-Appl-EffCW-med-ElecDHW-GasCDryer-Tier3-Front | DEER2016 | D16v1 | 2015-05-14 08:06 | SCG | SFm | 1975 | CZ09 | rWtd | Each | 1 | 818 | None | 126 | 0.0173 | 12.1 | 0.313 | -0.000331 | 9.72 | 126 | 0.0173 | 12.1 | 0.313 | -0.000331 | 9.72 |  |  | 2 |  | RB-Appl-EffCW-med-ElecDHW-GasCDryer-Tier3-FrontSCGSFm1975CZ09rWtd
RB-Appl-EffCW-med-ElecDHW-GasCDryer-Tier3-Front | DEER2016 | D16v1 | 2015-05-14 08:06 | SCG | SFm | 1975 | CZ10 | rWtd | Each | 1 | 818 | None | 124 | 0.0165 | 12.1 | -0.813 | -0.00189 | 9.75 | 124 | 0.0165 | 12.1 | -0.813 | -0.00189 | 9.75 |  |  | 2 |  | RB-Appl-EffCW-med-ElecDHW-GasCDryer-Tier3-FrontSCGSFm1975CZ10rWtd
RB-Appl-EffCW-med-ElecDHW-GasCDryer-Tier3-Front | DEER2016 | D16v1 | 2015-05-14 08:06 | SCG | SFm | 1975 | CZ13 | rWtd | Each | 1 | 764 | None | 124 | 0.0168 | 12.1 | -0.73 | -0.00178 | 9.84 | 124 | 0.0168 | 12.1 | -0.73 | -0.00178 | 9.84 |  |  | 2 |  | RB-Appl-EffCW-med-ElecDHW-GasCDryer-Tier3-FrontSCGSFm1975CZ13rWtd
RB-Appl-EffCW-med-ElecDHW-GasCDryer-Tier3-Front | DEER2016 | D16v1 | 2015-05-14 08:06 | SCG | SFm | 1975 | CZ14 | rWtd | Each | 1 | 778 | None | 128 | 0.0163 | 12.2 | 1.05 | -0.000345 | 9.43 | 128 | 0.0163 | 12.2 | 1.05 | -0.000345 | 9.43 |  |  | 2 |  | RB-Appl-EffCW-med-ElecDHW-GasCDryer-Tier3-FrontSCGSFm1975CZ14rWtd
RB-Appl-EffCW-med-ElecDHW-GasCDryer-Tier3-Front | DEER2016 | D16v1 | 2015-05-14 08:06 | SCG | SFm | 1975 | CZ15 | rWtd | Each | 1 | 778 | None | 108 | 0.0133 | 12.2 | -1.81 | -0.000926 | 9.43 | 108 | 0.0133 | 12.2 | -1.81 | -0.000926 | 9.43 |  |  | 2 |  | RB-Appl-EffCW-med-ElecDHW-GasCDryer-Tier3-FrontSCGSFm1975CZ15rWtd
RB-Appl-EffCW-med-ElecDHW-GasCDryer-Tier3-Front | DEER2016 | D16v1 | 2015-05-14 08:06 | SCG | SFm | 1975 | CZ16 | rWtd | Each | 1 | 796 | None | 145 | 0.0198 | 12.3 | 4.37 | -0.000392 | 10.3 | 145 | 0.0198 | 12.3 | 4.37 | -0.000392 | 10.3 |  |  | 2 |  | RB-Appl-EffCW-med-ElecDHW-GasCDryer-Tier3-FrontSCGSFm1975CZ16rWtd
RB-Appl-EffCW-med-ElecDHW-GasCDryer-Tier3-Front | DEER2016 | D16v1 | 2015-05-14 08:06 | SCG | SFm | 1985 | CZ04 | rWtd | Each | 1 | 952 | None | 129 | 0.02 | 11.8 | -0.791 | 0.00174 | 9.39 | 129 | 0.02 | 11.8 | -0.791 | 0.00174 | 9.39 |  |  | 2 |  | RB-Appl-EffCW-med-ElecDHW-GasCDryer-Tier3-FrontSCGSFm1985CZ04rWtd
RB-Appl-EffCW-med-ElecDHW-GasCDryer-Tier3-Front | DEER2016 | D16v1 | 2015-05-14 08:06 | SCG | SFm | 1985 | CZ05 | rWtd | Each | 1 | 952 | None | 134 | 0.0167 | 11.4 | 2.02 | -0.000252 | 9.25 | 134 | 0.0167 | 11.4 | 2.02 | -0.000252 | 9.25 |  |  | 2 |  | RB-Appl-EffCW-med-ElecDHW-GasCDryer-Tier3-FrontSCGSFm1985CZ05rWtd
RB-Appl-EffCW-med-ElecDHW-GasCDryer-Tier3-Front | DEER2016 | D16v1 | 2015-05-14 08:06 | SCG | SFm | 1985 | CZ06 | rWtd | Each | 1 | 1030 | None | 126 | 0.0264 | 12.5 | 0.61 | 0.015 | 9.44 | 126 | 0.0264 | 12.5 | 0.61 | 0.015 | 9.44 |  |  | 2 |  | RB-Appl-EffCW-med-ElecDHW-GasCDryer-Tier3-FrontSCGSFm1985CZ06rWtd
RB-Appl-EffCW-med-ElecDHW-GasCDryer-Tier3-Front | DEER2016 | D16v1 | 2015-05-14 08:06 | SCG | SFm | 1985 | CZ07 | rWtd | Each | 1 | 1030 | None | 124 | 0.0203 | 12.4 | -0.177 | -0.0172 | 9.37 | 124 | 0.0203 | 12.4 | -0.177 | -0.0172 | 9.37 |  |  | 2 |  | RB-Appl-EffCW-med-ElecDHW-GasCDryer-Tier3-FrontSCGSFm1985CZ07rWtd
RB-Appl-EffCW-med-ElecDHW-GasCDryer-Tier3-Front | DEER2016 | D16v1 | 2015-05-14 08:06 | SCG | SFm | 1985 | CZ08 | rWtd | Each | 1 | 1030 | None | 123 | 0.0159 | 12.4 | -0.0118 | -0.000298 | 9.36 | 123 | 0.0159 | 12.4 | -0.0118 | -0.000298 | 9.36 |  |  | 2 |  | RB-Appl-EffCW-med-ElecDHW-GasCDryer-Tier3-FrontSCGSFm1985CZ08rWtd
RB-Appl-EffCW-med-ElecDHW-GasCDryer-Tier3-Front | DEER2016 | D16v1 | 2015-05-14 08:06 | SCG | SFm | 1985 | CZ09 | rWtd | Each | 1 | 906 | None | 123 | 0.0166 | 12.3 | -0.19 | 0.000119 | 9.38 | 123 | 0.0166 | 12.3 | -0.19 | 0.000119 | 9.38 |  |  | 2 |  | RB-Appl-EffCW-med-ElecDHW-GasCDryer-Tier3-FrontSCGSFm1985CZ09rWtd
RB-Appl-EffCW-med-ElecDHW-GasCDryer-Tier3-Front | DEER2016 | D16v1 | 2015-05-14 08:06 | SCG | SFm | 1985 | CZ10 | rWtd | Each | 1 | 906 | None | 121 | 0.0167 | 12.3 | -0.0867 | -0.000816 | 9.37 | 121 | 0.0167 | 12.3 | -0.0867 | -0.000816 | 9.37 |  |  | 2 |  | RB-Appl-EffCW-med-ElecDHW-GasCDryer-Tier3-FrontSCGSFm1985CZ10rWtd
RB-Appl-EffCW-med-ElecDHW-GasCDryer-Tier3-Front | DEER2016 | D16v1 | 2015-05-14 08:06 | SCG | SFm | 1985 | CZ13 | rWtd | Each | 1 | 852 | None | 124 | 0.0201 | 11.9 | -0.294 | 0.00222 | 9.44 | 124 | 0.0201 | 11.9 | -0.294 | 0.00222 | 9.44 |  |  | 2 |  | RB-Appl-EffCW-med-ElecDHW-GasCDryer-Tier3-FrontSCGSFm1985CZ13rWtd
RB-Appl-EffCW-med-ElecDHW-GasCDryer-Tier3-Front | DEER2016 | D16v1 | 2015-05-14 08:06 | SCG | SFm | 1985 | CZ14 | rWtd | Each | 1 | 870 | None | 133 | 0.0178 | 11.3 | 1.21 | -0.000411 | 9.41 | 133 | 0.0178 | 11.3 | 1.21 | -0.000411 | 9.41 |  |  | 2 |  | RB-Appl-EffCW-med-ElecDHW-GasCDryer-Tier3-FrontSCGSFm1985CZ14rWtd
RB-Appl-EffCW-med-ElecDHW-GasCDryer-Tier3-Front | DEER2016 | D16v1 | 2015-05-14 08:06 | SCG | SFm | 1985 | CZ15 | rWtd | Each | 1 | 870 | None | 113 | 0.0146 | 11.7 | -2.13 | -0.00105 | 9.4 | 113 | 0.0146 | 11.7 | -2.13 | -0.00105 | 9.4 |  |  | 2 |  | RB-Appl-EffCW-med-ElecDHW-GasCDryer-Tier3-FrontSCGSFm1985CZ15rWtd
RB-Appl-EffCW-med-ElecDHW-GasCDryer-Tier3-Front | DEER2016 | D16v1 | 2015-05-14 08:06 | SCG | SFm | 1985 | CZ16 | rWtd | Each | 1 | 952 | None | 142 | 0.0177 | 11.8 | 3.13 | -0.00118 | 9.4 | 142 | 0.0177 | 11.8 | 3.13 | -0.00118 | 9.4 |  |  | 2 |  | RB-Appl-EffCW-med-ElecDHW-GasCDryer-Tier3-FrontSCGSFm1985CZ16rWtd
RB-Appl-EffCW-med-ElecDHW-GasCDryer-Tier3-Front | DEER2016 | D16v1 | 2015-05-14 08:06 | SCG | SFm | 1996 | CZ04 | rWtd | Each | 1 | 1100 | None | 128 | 0.0158 | 12.4 | 3.21 | -0.00164 | 9.43 | 128 | 0.0158 | 12.4 | 3.21 | -0.00164 | 9.43 |  |  | 2 |  | RB-Appl-EffCW-med-ElecDHW-GasCDryer-Tier3-FrontSCGSFm1996CZ04rWtd
RB-Appl-EffCW-med-ElecDHW-GasCDryer-Tier3-Front | DEER2016 | D16v1 | 2015-05-14 08:06 | SCG | SFm | 1996 | CZ05 | rWtd | Each | 1 | 1100 | None | 135 | 0.0181 | 12.3 | 2.18 | 0.000439 | 9.21 | 135 | 0.0181 | 12.3 | 2.18 | 0.000439 | 9.21 |  |  | 2 |  | RB-Appl-EffCW-med-ElecDHW-GasCDryer-Tier3-FrontSCGSFm1996CZ05rWtd
RB-Appl-EffCW-med-ElecDHW-GasCDryer-Tier3-Front | DEER2016 | D16v1 | 2015-05-14 08:06 | SCG | SFm | 1996 | CZ06 | rWtd | Each | 1 | 1150 | None | 126 | 0.0016 | 12.5 | 0.401 | -0.00174 | 9.41 | 126 | 0.0016 | 12.5 | 0.401 | -0.00174 | 9.41 |  |  | 2 |  | RB-Appl-EffCW-med-ElecDHW-GasCDryer-Tier3-FrontSCGSFm1996CZ06rWtd
RB-Appl-EffCW-med-ElecDHW-GasCDryer-Tier3-Front | DEER2016 | D16v1 | 2015-05-14 08:06 | SCG | SFm | 1996 | CZ07 | rWtd | Each | 1 | 1150 | None | 124 | 0.0161 | 12.5 | -0.247 | -0.000558 | 9.35 | 124 | 0.0161 | 12.5 | -0.247 | -0.000558 | 9.35 |  |  | 2 |  | RB-Appl-EffCW-med-ElecDHW-GasCDryer-Tier3-FrontSCGSFm1996CZ07rWtd
RB-Appl-EffCW-med-ElecDHW-GasCDryer-Tier3-Front | DEER2016 | D16v1 | 2015-05-14 08:06 | SCG | SFm | 1996 | CZ08 | rWtd | Each | 1 | 1150 | None | 123 | 0.0147 | 12.4 | 0.919 | -0.00119 | 9.35 | 123 | 0.0147 | 12.4 | 0.919 | -0.00119 | 9.35 |  |  | 2 |  | RB-Appl-EffCW-med-ElecDHW-GasCDryer-Tier3-FrontSCGSFm1996CZ08rWtd
RB-Appl-EffCW-med-ElecDHW-GasCDryer-Tier3-Front | DEER2016 | D16v1 | 2015-05-14 08:06 | SCG | SFm | 1996 | CZ09 | rWtd | Each | 1 | 1090 | None | 121 | 0.016 | 12.4 | -5.29 | -0.000661 | 9.48 | 121 | 0.016 | 12.4 | -5.29 | -0.000661 | 9.48 |  |  | 2 |  | RB-Appl-EffCW-med-ElecDHW-GasCDryer-Tier3-FrontSCGSFm1996CZ09rWtd
RB-Appl-EffCW-med-ElecDHW-GasCDryer-Tier3-Front | DEER2016 | D16v1 | 2015-05-14 08:06 | SCG | SFm | 1996 | CZ10 | rWtd | Each | 1 | 1090 | None | 121 | 0.0145 | 12.4 | -0.0416 | -0.00126 | 9.5 | 121 | 0.0145 | 12.4 | -0.0416 | -0.00126 | 9.5 |  |  | 2 |  | RB-Appl-EffCW-med-ElecDHW-GasCDryer-Tier3-FrontSCGSFm1996CZ10rWtd
RB-Appl-EffCW-med-ElecDHW-GasCDryer-Tier3-Front | DEER2016 | D16v1 | 2015-05-14 08:06 | SCG | SFm | 1996 | CZ13 | rWtd | Each | 1 | 1020 | None | 125 | 0.0168 | 11.9 | 0.706 | -0.00121 | 9.42 | 125 | 0.0168 | 11.9 | 0.706 | -0.00121 | 9.42 |  |  | 2 |  | RB-Appl-EffCW-med-ElecDHW-GasCDryer-Tier3-FrontSCGSFm1996CZ13rWtd
RB-Appl-EffCW-med-ElecDHW-GasCDryer-Tier3-Front | DEER2016 | D16v1 | 2015-05-14 08:06 | SCG | SFm | 1996 | CZ14 | rWtd | Each | 1 | 879 | None | 128 | 0.016 | 12 | 1.07 | -0.000419 | 9.39 | 128 | 0.016 | 12 | 1.07 | -0.000419 | 9.39 |  |  | 2 |  | RB-Appl-EffCW-med-ElecDHW-GasCDryer-Tier3-FrontSCGSFm1996CZ14rWtd
RB-Appl-EffCW-med-ElecDHW-GasCDryer-Tier3-Front | DEER2016 | D16v1 | 2015-05-14 08:06 | SCG | SFm | 1996 | CZ15 | rWtd | Each | 1 | 879 | None | 108 | 0.0132 | 12.1 | -2.17 | -0.000979 | 9.4 | 108 | 0.0132 | 12.1 | -2.17 | -0.000979 | 9.4 |  |  | 2 |  | RB-Appl-EffCW-med-ElecDHW-GasCDryer-Tier3-FrontSCGSFm1996CZ15rWtd
RB-Appl-EffCW-med-ElecDHW-GasCDryer-Tier3-Front | DEER2016 | D16v1 | 2015-05-14 08:06 | SCG | SFm | 1996 | CZ16 | rWtd | Each | 1 | 1100 | None | 142 | 0.0184 | 12.4 | 3.7 | 0.000438 | 9.41 | 142 | 0.0184 | 12.4 | 3.7 | 0.000438 | 9.41 |  |  | 2 |  | RB-Appl-EffCW-med-ElecDHW-GasCDryer-Tier3-FrontSCGSFm1996CZ16rWtd
RB-Appl-EffCW-med-ElecDHW-GasCDryer-Tier3-Front | DEER2016 | D16v1 | 2015-05-14 08:06 | SCG | SFm | 2003 | CZ04 | rWtd | Each | 1 | 1150 | None | 131 | 0.0176 | 11.8 | 0.24 | -0.000346 | 9.41 | 131 | 0.0176 | 11.8 | 0.24 | -0.000346 | 9.41 |  |  | 2 |  | RB-Appl-EffCW-med-ElecDHW-GasCDryer-Tier3-FrontSCGSFm2003CZ04rWtd
RB-Appl-EffCW-med-ElecDHW-GasCDryer-Tier3-Front | DEER2016 | D16v1 | 2015-05-14 08:06 | SCG | SFm | 2003 | CZ05 | rWtd | Each | 1 | 1150 | None | 134 | 0.0144 | 11.1 | 2.27 | 0.000349 | 9.2 | 134 | 0.0144 | 11.1 | 2.27 | 0.000349 | 9.2 |  |  | 2 |  | RB-Appl-EffCW-med-ElecDHW-GasCDryer-Tier3-FrontSCGSFm2003CZ05rWtd
RB-Appl-EffCW-med-ElecDHW-GasCDryer-Tier3-Front | DEER2016 | D16v1 | 2015-05-14 08:06 | SCG | SFm | 2003 | CZ06 | rWtd | Each | 1 | 1200 | None | 126 | 0.0161 | 11.8 | -0.397 | -0.00135 | 9.41 | 126 | 0.0161 | 11.8 | -0.397 | -0.00135 | 9.41 |  |  | 2 |  | RB-Appl-EffCW-med-ElecDHW-GasCDryer-Tier3-FrontSCGSFm2003CZ06rWtd
RB-Appl-EffCW-med-ElecDHW-GasCDryer-Tier3-Front | DEER2016 | D16v1 | 2015-05-14 08:06 | SCG | SFm | 2003 | CZ07 | rWtd | Each | 1 | 1200 | None | 125 | 0.017 | 11.7 | 0.276 | 5.42e-05 | 9.4 | 125 | 0.017 | 11.7 | 0.276 | 5.42e-05 | 9.4 |  |  | 2 |  | RB-Appl-EffCW-med-ElecDHW-GasCDryer-Tier3-FrontSCGSFm2003CZ07rWtd
RB-Appl-EffCW-med-ElecDHW-GasCDryer-Tier3-Front | DEER2016 | D16v1 | 2015-05-14 08:06 | SCG | SFm | 2003 | CZ08 | rWtd | Each | 1 | 1200 | None | 123 | 0.0165 | 11.7 | -2.13 | -0.000158 | 9.37 | 123 | 0.0165 | 11.7 | -2.13 | -0.000158 | 9.37 |  |  | 2 |  | RB-Appl-EffCW-med-ElecDHW-GasCDryer-Tier3-FrontSCGSFm2003CZ08rWtd
RB-Appl-EffCW-med-ElecDHW-GasCDryer-Tier3-Front | DEER2016 | D16v1 | 2015-05-14 08:06 | SCG | SFm | 2003 | CZ09 | rWtd | Each | 1 | 1210 | None | 125 | 0.0167 | 11.7 | -2.68 | -0.000244 | 9.36 | 125 | 0.0167 | 11.7 | -2.68 | -0.000244 | 9.36 |  |  | 2 |  | RB-Appl-EffCW-med-ElecDHW-GasCDryer-Tier3-FrontSCGSFm2003CZ09rWtd
RB-Appl-EffCW-med-ElecDHW-GasCDryer-Tier3-Front | DEER2016 | D16v1 | 2015-05-14 08:06 | SCG | SFm | 2003 | CZ10 | rWtd | Each | 1 | 974 | None | 124 | 0.0158 | 11.9 | -1.01 | -0.000371 | 9.39 | 124 | 0.0158 | 11.9 | -1.01 | -0.000371 | 9.39 |  |  | 2 |  | RB-Appl-EffCW-med-ElecDHW-GasCDryer-Tier3-FrontSCGSFm2003CZ10rWtd
RB-Appl-EffCW-med-ElecDHW-GasCDryer-Tier3-Front | DEER2016 | D16v1 | 2015-05-14 08:06 | SCG | SFm | 2003 | CZ13 | rWtd | Each | 1 | 974 | None | 125 | 0.0175 | 11.8 | 0.313 | -0.000103 | 9.39 | 125 | 0.0175 | 11.8 | 0.313 | -0.000103 | 9.39 |  |  | 2 |  | RB-Appl-EffCW-med-ElecDHW-GasCDryer-Tier3-FrontSCGSFm2003CZ13rWtd
RB-Appl-EffCW-med-ElecDHW-GasCDryer-Tier3-Front | DEER2016 | D16v1 | 2015-05-14 08:06 | SCG | SFm | 2003 | CZ14 | rWtd | Each | 1 | 1080 | None | 128 | 0.0145 | 12.1 | -0.812 | -0.000859 | 10.1 | 128 | 0.0145 | 12.1 | -0.812 | -0.000859 | 10.1 |  |  | 2 |  | RB-Appl-EffCW-med-ElecDHW-GasCDryer-Tier3-FrontSCGSFm2003CZ14rWtd
RB-Appl-EffCW-med-ElecDHW-GasCDryer-Tier3-Front | DEER2016 | D16v1 | 2015-05-14 08:06 | SCG | SFm | 2003 | CZ15 | rWtd | Each | 1 | 1080 | None | 107 | 0.013 | 12.2 | -8.76 | -0.00294 | 9.79 | 107 | 0.013 | 12.2 | -8.76 | -0.00294 | 9.79 |  |  | 2 |  | RB-Appl-EffCW-med-ElecDHW-GasCDryer-Tier3-FrontSCGSFm2003CZ15rWtd
RB-Appl-EffCW-med-ElecDHW-GasCDryer-Tier3-Front | DEER2016 | D16v1 | 2015-05-14 08:06 | SCG | SFm | 2003 | CZ16 | rWtd | Each | 1 | 1150 | None | 144 | 0.0401 | 11.7 | 5.32 | 0.0114 | 9.4 | 144 | 0.0401 | 11.7 | 5.32 | 0.0114 | 9.4 |  |  | 2 |  | RB-Appl-EffCW-med-ElecDHW-GasCDryer-Tier3-FrontSCGSFm2003CZ16rWtd
RB-Appl-EffCW-med-ElecDHW-GasCDryer-Tier3-Front | DEER2016 | D16v1 | 2015-05-14 08:06 | SCG | SFm | 2007 | CZ04 | rWtd | Each | 1 | 1150 | None | 129 | 0.0187 | 11.6 | 0.399 | 0.000305 | 9.38 | 129 | 0.0187 | 11.6 | 0.399 | 0.000305 | 9.38 |  |  | 2 |  | RB-Appl-EffCW-med-ElecDHW-GasCDryer-Tier3-FrontSCGSFm2007CZ04rWtd
RB-Appl-EffCW-med-ElecDHW-GasCDryer-Tier3-Front | DEER2016 | D16v1 | 2015-05-14 08:06 | SCG | SFm | 2007 | CZ05 | rWtd | Each | 1 | 1150 | None | 134 | 0.0177 | 11.3 | 2.25 | -0.000791 | 9.27 | 134 | 0.0177 | 11.3 | 2.25 | -0.000791 | 9.27 |  |  | 2 |  | RB-Appl-EffCW-med-ElecDHW-GasCDryer-Tier3-FrontSCGSFm2007CZ05rWtd
RB-Appl-EffCW-med-ElecDHW-GasCDryer-Tier3-Front | DEER2016 | D16v1 | 2015-05-14 08:06 | SCG | SFm | 2007 | CZ06 | rWtd | Each | 1 | 1200 | None | 125 | 0.013 | 11.9 | -0.0817 | 0.000318 | 9.38 | 125 | 0.013 | 11.9 | -0.0817 | 0.000318 | 9.38 |  |  | 2 |  | RB-Appl-EffCW-med-ElecDHW-GasCDryer-Tier3-FrontSCGSFm2007CZ06rWtd
RB-Appl-EffCW-med-ElecDHW-GasCDryer-Tier3-Front | DEER2016 | D16v1 | 2015-05-14 08:06 | SCG | SFm | 2007 | CZ07 | rWtd | Each | 1 | 1200 | None | 123 | 0.018 | 11.8 | -0.433 | 0.000906 | 9.38 | 123 | 0.018 | 11.8 | -0.433 | 0.000906 | 9.38 |  |  | 2 |  | RB-Appl-EffCW-med-ElecDHW-GasCDryer-Tier3-FrontSCGSFm2007CZ07rWtd
RB-Appl-EffCW-med-ElecDHW-GasCDryer-Tier3-Front | DEER2016 | D16v1 | 2015-05-14 08:06 | SCG | SFm | 2007 | CZ08 | rWtd | Each | 1 | 1200 | None | 123 | 0.0163 | 11.8 | -0.454 | -5.89e-05 | 9.35 | 123 | 0.0163 | 11.8 | -0.454 | -5.89e-05 | 9.35 |  |  | 2 |  | RB-Appl-EffCW-med-ElecDHW-GasCDryer-Tier3-FrontSCGSFm2007CZ08rWtd
RB-Appl-EffCW-med-ElecDHW-GasCDryer-Tier3-Front | DEER2016 | D16v1 | 2015-05-14 08:06 | SCG | SFm | 2007 | CZ09 | rWtd | Each | 1 | 1210 | None | 127 | 0.0157 | 11.6 | -0.449 | -0.00058 | 9.34 | 127 | 0.0157 | 11.6 | -0.449 | -0.00058 | 9.34 |  |  | 2 |  | RB-Appl-EffCW-med-ElecDHW-GasCDryer-Tier3-FrontSCGSFm2007CZ09rWtd
RB-Appl-EffCW-med-ElecDHW-GasCDryer-Tier3-Front | DEER2016 | D16v1 | 2015-05-14 08:06 | SCG | SFm | 2007 | CZ10 | rWtd | Each | 1 | 974 | None | 123 | 0.0155 | 11.9 | -1.52 | -0.000415 | 9.36 | 123 | 0.0155 | 11.9 | -1.52 | -0.000415 | 9.36 |  |  | 2 |  | RB-Appl-EffCW-med-ElecDHW-GasCDryer-Tier3-FrontSCGSFm2007CZ10rWtd
RB-Appl-EffCW-med-ElecDHW-GasCDryer-Tier3-Front | DEER2016 | D16v1 | 2015-05-14 08:06 | SCG | SFm | 2007 | CZ13 | rWtd | Each | 1 | 974 | None | 126 | 0.0173 | 11.8 | 0.666 | -0.000183 | 9.4 | 126 | 0.0173 | 11.8 | 0.666 | -0.000183 | 9.4 |  |  | 2 |  | RB-Appl-EffCW-med-ElecDHW-GasCDryer-Tier3-FrontSCGSFm2007CZ13rWtd
RB-Appl-EffCW-med-ElecDHW-GasCDryer-Tier3-Front | DEER2016 | D16v1 | 2015-05-14 08:06 | SCG | SFm | 2007 | CZ14 | rWtd | Each | 1 | 1080 | None | 127 | 0.0155 | 12 | -3.21 | -0.00073 | 10.1 | 127 | 0.0155 | 12 | -3.21 | -0.00073 | 10.1 |  |  | 2 |  | RB-Appl-EffCW-med-ElecDHW-GasCDryer-Tier3-FrontSCGSFm2007CZ14rWtd
RB-Appl-EffCW-med-ElecDHW-GasCDryer-Tier3-Front | DEER2016 | D16v1 | 2015-05-14 08:06 | SCG | SFm | 2007 | CZ15 | rWtd | Each | 1 | 1080 | None | 106 | 0.0127 | 12.2 | -7.98 | -0.00195 | 9.8 | 106 | 0.0127 | 12.2 | -7.98 | -0.00195 | 9.8 |  |  | 2 |  | RB-Appl-EffCW-med-ElecDHW-GasCDryer-Tier3-FrontSCGSFm2007CZ15rWtd
RB-Appl-EffCW-med-ElecDHW-GasCDryer-Tier3-Front | DEER2016 | D16v1 | 2015-05-14 08:06 | SCG | SFm | 2007 | CZ16 | rWtd | Each | 1 | 1150 | None | 141 | 0.0301 | 11.8 | 3.24 | 0.00067 | 9.41 | 141 | 0.0301 | 11.8 | 3.24 | 0.00067 | 9.41 |  |  | 2 |  | RB-Appl-EffCW-med-ElecDHW-GasCDryer-Tier3-FrontSCGSFm2007CZ16rWtd
RB-Appl-EffCW-med-ElecDHW-GasCDryer-Tier3-Front | DEER2016 | D16v1 | 2015-05-14 08:06 | SCG | SFm | 2011 | CZ04 | rWtd | Each | 1 | 1150 | None | 131 | 0.0182 | 11.7 | 1.06 | -8.21e-05 | 9.38 | 131 | 0.0182 | 11.7 | 1.06 | -8.21e-05 | 9.38 |  |  | 2 |  | RB-Appl-EffCW-med-ElecDHW-GasCDryer-Tier3-FrontSCGSFm2011CZ04rWtd
RB-Appl-EffCW-med-ElecDHW-GasCDryer-Tier3-Front | DEER2016 | D16v1 | 2015-05-14 08:06 | SCG | SFm | 2011 | CZ05 | rWtd | Each | 1 | 1150 | None | 134 | 0.018 | 11.1 | 2.25 | 0.00014 | 9.28 | 134 | 0.018 | 11.1 | 2.25 | 0.00014 | 9.28 |  |  | 2 |  | RB-Appl-EffCW-med-ElecDHW-GasCDryer-Tier3-FrontSCGSFm2011CZ05rWtd
RB-Appl-EffCW-med-ElecDHW-GasCDryer-Tier3-Front | DEER2016 | D16v1 | 2015-05-14 08:06 | SCG | SFm | 2011 | CZ06 | rWtd | Each | 1 | 1200 | None | 125 | 0.0148 | 11.8 | 0.386 | -0.000155 | 9.39 | 125 | 0.0148 | 11.8 | 0.386 | -0.000155 | 9.39 |  |  | 2 |  | RB-Appl-EffCW-med-ElecDHW-GasCDryer-Tier3-FrontSCGSFm2011CZ06rWtd
RB-Appl-EffCW-med-ElecDHW-GasCDryer-Tier3-Front | DEER2016 | D16v1 | 2015-05-14 08:06 | SCG | SFm | 2011 | CZ07 | rWtd | Each | 1 | 1200 | None | 124 | 0.00972 | 11.8 | -0.0788 | -0.00651 | 9.37 | 124 | 0.00972 | 11.8 | -0.0788 | -0.00651 | 9.37 |  |  | 2 |  | RB-Appl-EffCW-med-ElecDHW-GasCDryer-Tier3-FrontSCGSFm2011CZ07rWtd
RB-Appl-EffCW-med-ElecDHW-GasCDryer-Tier3-Front | DEER2016 | D16v1 | 2015-05-14 08:06 | SCG | SFm | 2011 | CZ08 | rWtd | Each | 1 | 1200 | None | 129 | 0.0158 | 11.8 | -1.12 | -0.000404 | 9.35 | 129 | 0.0158 | 11.8 | -1.12 | -0.000404 | 9.35 |  |  | 2 |  | RB-Appl-EffCW-med-ElecDHW-GasCDryer-Tier3-FrontSCGSFm2011CZ08rWtd
RB-Appl-EffCW-med-ElecDHW-GasCDryer-Tier3-Front | DEER2016 | D16v1 | 2015-05-14 08:06 | SCG | SFm | 2011 | CZ09 | rWtd | Each | 1 | 1210 | None | 127 | 0.0166 | 11.8 | -1.29 | -0.000421 | 9.37 | 127 | 0.0166 | 11.8 | -1.29 | -0.000421 | 9.37 |  |  | 2 |  | RB-Appl-EffCW-med-ElecDHW-GasCDryer-Tier3-FrontSCGSFm2011CZ09rWtd
RB-Appl-EffCW-med-ElecDHW-GasCDryer-Tier3-Front | DEER2016 | D16v1 | 2015-05-14 08:06 | SCG | SFm | 2011 | CZ10 | rWtd | Each | 1 | 974 | None | 124 | 0.0161 | 11.9 | -0.346 | -0.000278 | 9.37 | 124 | 0.0161 | 11.9 | -0.346 | -0.000278 | 9.37 |  |  | 2 |  | RB-Appl-EffCW-med-ElecDHW-GasCDryer-Tier3-FrontSCGSFm2011CZ10rWtd
RB-Appl-EffCW-med-ElecDHW-GasCDryer-Tier3-Front | DEER2016 | D16v1 | 2015-05-14 08:06 | SCG | SFm | 2011 | CZ13 | rWtd | Each | 1 | 974 | None | 124 | 0.0167 | 11.8 | -0.175 | -6.66e-05 | 9.38 | 124 | 0.0167 | 11.8 | -0.175 | -6.66e-05 | 9.38 |  |  | 2 |  | RB-Appl-EffCW-med-ElecDHW-GasCDryer-Tier3-FrontSCGSFm2011CZ13rWtd
RB-Appl-EffCW-med-ElecDHW-GasCDryer-Tier3-Front | DEER2016 | D16v1 | 2015-05-14 08:06 | SCG | SFm | 2011 | CZ14 | rWtd | Each | 1 | 1080 | None | 126 | 0.0172 | 12 | -4.2 | 0.0004 | 10 | 126 | 0.0172 | 12 | -4.2 | 0.0004 | 10 |  |  | 2 |  | RB-Appl-EffCW-med-ElecDHW-GasCDryer-Tier3-FrontSCGSFm2011CZ14rWtd
RB-Appl-EffCW-med-ElecDHW-GasCDryer-Tier3-Front | DEER2016 | D16v1 | 2015-05-14 08:06 | SCG | SFm | 2011 | CZ15 | rWtd | Each | 1 | 1080 | None | 107 | 0.0129 | 12.2 | -7.71 | -0.00265 | 9.74 | 107 | 0.0129 | 12.2 | -7.71 | -0.00265 | 9.74 |  |  | 2 |  | RB-Appl-EffCW-med-ElecDHW-GasCDryer-Tier3-FrontSCGSFm2011CZ15rWtd
RB-Appl-EffCW-med-ElecDHW-GasCDryer-Tier3-Front | DEER2016 | D16v1 | 2015-05-14 08:06 | SCG | SFm | 2011 | CZ16 | rWtd | Each | 1 | 1150 | None | 143 | 0.019 | 11.8 | 3.64 | 0.000539 | 9.41 | 143 | 0.019 | 11.8 | 3.64 | 0.000539 | 9.41 |  |  | 2 |  | RB-Appl-EffCW-med-ElecDHW-GasCDryer-Tier3-FrontSCGSFm2011CZ16rWtd
RB-Appl-EffCW-med-ElecDHW-GasCDryer-Tier3-Front | DEER2016 | D16v1 | 2015-05-14 08:06 | SCG | SFm | 2014 | CZ04 | rWtd | Each | 1 | 1150 | None | 131 | 0.019 | 11.7 | 2.03 | -0.000502 | 9.37 | 131 | 0.019 | 11.7 | 2.03 | -0.000502 | 9.37 |  |  | 2 |  | RB-Appl-EffCW-med-ElecDHW-GasCDryer-Tier3-FrontSCGSFm2014CZ04rWtd
RB-Appl-EffCW-med-ElecDHW-GasCDryer-Tier3-Front | DEER2016 | D16v1 | 2015-05-14 08:06 | SCG | SFm | 2014 | CZ05 | rWtd | Each | 1 | 1150 | None | 135 | 0.0178 | 11.6 | 2.44 | 0.00133 | 9.31 | 135 | 0.0178 | 11.6 | 2.44 | 0.00133 | 9.31 |  |  | 2 |  | RB-Appl-EffCW-med-ElecDHW-GasCDryer-Tier3-FrontSCGSFm2014CZ05rWtd
RB-Appl-EffCW-med-ElecDHW-GasCDryer-Tier3-Front | DEER2016 | D16v1 | 2015-05-14 08:06 | SCG | SFm | 2014 | CZ06 | rWtd | Each | 1 | 1200 | None | 124 | 0.0243 | 11.8 | -0.995 | -0.00137 | 9.4 | 124 | 0.0243 | 11.8 | -0.995 | -0.00137 | 9.4 |  |  | 2 |  | RB-Appl-EffCW-med-ElecDHW-GasCDryer-Tier3-FrontSCGSFm2014CZ06rWtd
RB-Appl-EffCW-med-ElecDHW-GasCDryer-Tier3-Front | DEER2016 | D16v1 | 2015-05-14 08:06 | SCG | SFm | 2014 | CZ07 | rWtd | Each | 1 | 1200 | None | 124 | 0.017 | 11.8 | 0.175 | -0.00046 | 9.38 | 124 | 0.017 | 11.8 | 0.175 | -0.00046 | 9.38 |  |  | 2 |  | RB-Appl-EffCW-med-ElecDHW-GasCDryer-Tier3-FrontSCGSFm2014CZ07rWtd
RB-Appl-EffCW-med-ElecDHW-GasCDryer-Tier3-Front | DEER2016 | D16v1 | 2015-05-14 08:06 | SCG | SFm | 2014 | CZ08 | rWtd | Each | 1 | 1200 | None | 122 | 0.0164 | 11.8 | -0.5 | -0.00043 | 9.36 | 122 | 0.0164 | 11.8 | -0.5 | -0.00043 | 9.36 |  |  | 2 |  | RB-Appl-EffCW-med-ElecDHW-GasCDryer-Tier3-FrontSCGSFm2014CZ08rWtd
RB-Appl-EffCW-med-ElecDHW-GasCDryer-Tier3-Front | DEER2016 | D16v1 | 2015-05-14 08:06 | SCG | SFm | 2014 | CZ09 | rWtd | Each | 1 | 1210 | None | 123 | 0.0168 | 11.8 | -3.38 | -4.06e-05 | 9.35 | 123 | 0.0168 | 11.8 | -3.38 | -4.06e-05 | 9.35 |  |  | 2 |  | RB-Appl-EffCW-med-ElecDHW-GasCDryer-Tier3-FrontSCGSFm2014CZ09rWtd
RB-Appl-EffCW-med-ElecDHW-GasCDryer-Tier3-Front | DEER2016 | D16v1 | 2015-05-14 08:06 | SCG | SFm | 2014 | CZ10 | rWtd | Each | 1 | 974 | None | 125 | 0.017 | 11.9 | 0.386 | -2.25e-05 | 9.37 | 125 | 0.017 | 11.9 | 0.386 | -2.25e-05 | 9.37 |  |  | 2 |  | RB-Appl-EffCW-med-ElecDHW-GasCDryer-Tier3-FrontSCGSFm2014CZ10rWtd
RB-Appl-EffCW-med-ElecDHW-GasCDryer-Tier3-Front | DEER2016 | D16v1 | 2015-05-14 08:06 | SCG | SFm | 2014 | CZ13 | rWtd | Each | 1 | 974 | None | 121 | 0.0158 | 11.8 | -3.92 | -0.00123 | 9.38 | 121 | 0.0158 | 11.8 | -3.92 | -0.00123 | 9.38 |  |  | 2 |  | RB-Appl-EffCW-med-ElecDHW-GasCDryer-Tier3-FrontSCGSFm2014CZ13rWtd
RB-Appl-EffCW-med-ElecDHW-GasCDryer-Tier3-Front | DEER2016 | D16v1 | 2015-05-14 08:06 | SCG | SFm | 2014 | CZ14 | rWtd | Each | 1 | 1080 | None | 127 | 0.0155 | 12 | -2.69 | -0.00209 | 10 | 127 | 0.0155 | 12 | -2.69 | -0.00209 | 10 |  |  | 2 |  | RB-Appl-EffCW-med-ElecDHW-GasCDryer-Tier3-FrontSCGSFm2014CZ14rWtd
RB-Appl-EffCW-med-ElecDHW-GasCDryer-Tier3-Front | DEER2016 | D16v1 | 2015-05-14 08:06 | SCG | SFm | 2014 | CZ15 | rWtd | Each | 1 | 1080 | None | 107 | 0.0131 | 12.2 | -7.52 | -0.00199 | 9.74 | 107 | 0.0131 | 12.2 | -7.52 | -0.00199 | 9.74 |  |  | 2 |  | RB-Appl-EffCW-med-ElecDHW-GasCDryer-Tier3-FrontSCGSFm2014CZ15rWtd
RB-Appl-EffCW-med-ElecDHW-GasCDryer-Tier3-Front | DEER2016 | D16v1 | 2015-05-14 08:06 | SCG | SFm | 2014 | CZ16 | rWtd | Each | 1 | 1150 | None | 143 | 0.0181 | 11.6 | 3.87 | -0.000507 | 9.35 | 143 | 0.0181 | 11.6 | 3.87 | -0.000507 | 9.35 |  |  | 2 |  | RB-Appl-EffCW-med-ElecDHW-GasCDryer-Tier3-FrontSCGSFm2014CZ16rWtd
RB-Appl-EffCW-med-ElecDHW-GasCDryer-Tier3-Front | DEER2016 | D16v1 | 2015-05-14 08:06 | SCG | SFm | Ex | CZ04 | rWtd | Each | 1 | 986 | None | 129 | 0.0181 | 12 | 0.485 | -0.000815 | 9.66 | 129 | 0.0181 | 12 | 0.485 | -0.000815 | 9.66 |  |  | 2 |  | RB-Appl-EffCW-med-ElecDHW-GasCDryer-Tier3-FrontSCGSFmExCZ04rWtd
RB-Appl-EffCW-med-ElecDHW-GasCDryer-Tier3-Front | DEER2016 | D16v1 | 2015-05-14 08:06 | SCG | SFm | Ex | CZ05 | rWtd | Each | 1 | 893 | None | 135 | 0.0173 | 11.9 | 2.9 | -0.000413 | 9.89 | 135 | 0.0173 | 11.9 | 2.9 | -0.000413 | 9.89 |  |  | 2 |  | RB-Appl-EffCW-med-ElecDHW-GasCDryer-Tier3-FrontSCGSFmExCZ05rWtd
RB-Appl-EffCW-med-ElecDHW-GasCDryer-Tier3-Front | DEER2016 | D16v1 | 2015-05-14 08:06 | SCG | SFm | Ex | CZ06 | rWtd | Each | 1 | 913 | None | 125 | 0.0164 | 12.3 | -0.102 | 0.0017 | 9.65 | 125 | 0.0164 | 12.3 | -0.102 | 0.0017 | 9.65 |  |  | 2 |  | RB-Appl-EffCW-med-ElecDHW-GasCDryer-Tier3-FrontSCGSFmExCZ06rWtd
RB-Appl-EffCW-med-ElecDHW-GasCDryer-Tier3-Front | DEER2016 | D16v1 | 2015-05-14 08:06 | SCG | SFm | Ex | CZ07 | rWtd | Each | 1 | 828 | None | 123 | 0.0103 | 12.2 | -0.483 | -0.0085 | 9.64 | 123 | 0.0103 | 12.2 | -0.483 | -0.0085 | 9.64 |  |  | 2 |  | RB-Appl-EffCW-med-ElecDHW-GasCDryer-Tier3-FrontSCGSFmExCZ07rWtd
RB-Appl-EffCW-med-ElecDHW-GasCDryer-Tier3-Front | DEER2016 | D16v1 | 2015-05-14 08:06 | SCG | SFm | Ex | CZ08 | rWtd | Each | 1 | 832 | None | 122 | 0.0161 | 12.1 | -1.4 | -0.000548 | 9.65 | 122 | 0.0161 | 12.1 | -1.4 | -0.000548 | 9.65 |  |  | 2 |  | RB-Appl-EffCW-med-ElecDHW-GasCDryer-Tier3-FrontSCGSFmExCZ08rWtd
RB-Appl-EffCW-med-ElecDHW-GasCDryer-Tier3-Front | DEER2016 | D16v1 | 2015-05-14 08:06 | SCG | SFm | Ex | CZ09 | rWtd | Each | 1 | 861 | None | 125 | 0.0171 | 12.1 | -0.151 | -0.000297 | 9.65 | 125 | 0.0171 | 12.1 | -0.151 | -0.000297 | 9.65 |  |  | 2 |  | RB-Appl-EffCW-med-ElecDHW-GasCDryer-Tier3-FrontSCGSFmExCZ09rWtd
RB-Appl-EffCW-med-ElecDHW-GasCDryer-Tier3-Front | DEER2016 | D16v1 | 2015-05-14 08:06 | SCG | SFm | Ex | CZ10 | rWtd | Each | 1 | 927 | None | 122 | 0.0161 | 12.2 | -0.447 | -0.00112 | 9.51 | 122 | 0.0161 | 12.2 | -0.447 | -0.00112 | 9.51 |  |  | 2 |  | RB-Appl-EffCW-med-ElecDHW-GasCDryer-Tier3-FrontSCGSFmExCZ10rWtd
RB-Appl-EffCW-med-ElecDHW-GasCDryer-Tier3-Front | DEER2016 | D16v1 | 2015-05-14 08:06 | SCG | SFm | Ex | CZ13 | rWtd | Each | 1 | 873 | None | 124 | 0.0175 | 12 | -0.255 | -0.00052 | 9.59 | 124 | 0.0175 | 12 | -0.255 | -0.00052 | 9.59 |  |  | 2 |  | RB-Appl-EffCW-med-ElecDHW-GasCDryer-Tier3-FrontSCGSFmExCZ13rWtd
RB-Appl-EffCW-med-ElecDHW-GasCDryer-Tier3-Front | DEER2016 | D16v1 | 2015-05-14 08:06 | SCG | SFm | Ex | CZ14 | rWtd | Each | 1 | 873 | None | 131 | 0.0171 | 11.6 | 0.878 | -0.000423 | 9.46 | 131 | 0.0171 | 11.6 | 0.878 | -0.000423 | 9.46 |  |  | 2 |  | RB-Appl-EffCW-med-ElecDHW-GasCDryer-Tier3-FrontSCGSFmExCZ14rWtd
RB-Appl-EffCW-med-ElecDHW-GasCDryer-Tier3-Front | DEER2016 | D16v1 | 2015-05-14 08:06 | SCG | SFm | Ex | CZ15 | rWtd | Each | 1 | 845 | None | 109 | 0.0135 | 12.1 | -2.62 | -0.00113 | 9.46 | 109 | 0.0135 | 12.1 | -2.62 | -0.00113 | 9.46 |  |  | 2 |  | RB-Appl-EffCW-med-ElecDHW-GasCDryer-Tier3-FrontSCGSFmExCZ15rWtd
RB-Appl-EffCW-med-ElecDHW-GasCDryer-Tier3-Front | DEER2016 | D16v1 | 2015-05-14 08:06 | SCG | SFm | Ex | CZ16 | rWtd | Each | 1 | 855 | None | 144 | 0.0195 | 12.1 | 4.02 | -0.000423 | 10 | 144 | 0.0195 | 12.1 | 4.02 | -0.000423 | 10 |  |  | 2 |  | RB-Appl-EffCW-med-ElecDHW-GasCDryer-Tier3-FrontSCGSFmExCZ16rWtd
RB-Appl-EffCW-med-ElecDHW-GasCDryer-Tier3-Front | DEER2016 | D16v1 | 2015-05-14 08:06 | SCG | SFm | Ex | IOU | rWtd | Each | 1 | 880 | None | 125 | 0.0166 | 12.1 | -0.332 | -0.000201 | 9.62 | 125 | 0.0166 | 12.1 | -0.332 | -0.000201 | 9.62 |  |  | 2 |  | RB-Appl-EffCW-med-ElecDHW-GasCDryer-Tier3-FrontSCGSFmExIOUrWtd
RB-Appl-EffCW-med-ElecDHW-GasCDryer-Tier3-Front | DEER2016 | D16v1 | 2015-05-14 08:06 | SDG | DMo | Ex | CZ07 | rWtd | Each | 1 | 605 | None | 99.3 | 0.0101 | 9.56 | 0.345 | -0.00071 | 7.43 | 99.3 | 0.0101 | 9.56 | 0.345 | -0.00071 | 7.43 |  |  | 2 |  | RB-Appl-EffCW-med-ElecDHW-GasCDryer-Tier3-FrontSDGDMoExCZ07rWtd
RB-Appl-EffCW-med-ElecDHW-GasCDryer-Tier3-Front | DEER2016 | D16v1 | 2015-05-14 08:06 | SDG | DMo | Ex | CZ08 | rWtd | Each | 1 | 598 | None | 97.6 | 0.0131 | 9.69 | -0.271 | -0.0002 | 7.43 | 97.6 | 0.0131 | 9.69 | -0.271 | -0.0002 | 7.43 |  |  | 2 |  | RB-Appl-EffCW-med-ElecDHW-GasCDryer-Tier3-FrontSDGDMoExCZ08rWtd
RB-Appl-EffCW-med-ElecDHW-GasCDryer-Tier3-Front | DEER2016 | D16v1 | 2015-05-14 08:06 | SDG | DMo | Ex | CZ10 | rWtd | Each | 1 | 609 | None | 98.7 | 0.0134 | 9.45 | -0.044 | -0.000151 | 7.43 | 98.7 | 0.0134 | 9.45 | -0.044 | -0.000151 | 7.43 |  |  | 2 |  | RB-Appl-EffCW-med-ElecDHW-GasCDryer-Tier3-FrontSDGDMoExCZ10rWtd
RB-Appl-EffCW-med-ElecDHW-GasCDryer-Tier3-Front | DEER2016 | D16v1 | 2015-05-14 08:06 | SDG | DMo | Ex | CZ14 | rWtd | Each | 1 | 605 | None | 98.7 | 0.0119 | 9.51 | 0.33 | -0.000332 | 7.48 | 98.7 | 0.0119 | 9.51 | 0.33 | -0.000332 | 7.48 |  |  | 2 |  | RB-Appl-EffCW-med-ElecDHW-GasCDryer-Tier3-FrontSDGDMoExCZ14rWtd
RB-Appl-EffCW-med-ElecDHW-GasCDryer-Tier3-Front | DEER2016 | D16v1 | 2015-05-14 08:06 | SDG | DMo | Ex | IOU | rWtd | Each | 1 | 607 | None | 99 | 0.0117 | 9.51 | 0.142 | -0.000427 | 7.43 | 99 | 0.0117 | 9.51 | 0.142 | -0.000427 | 7.43 |  |  | 2 |  | RB-Appl-EffCW-med-ElecDHW-GasCDryer-Tier3-FrontSDGDMoExIOUrWtd
RB-Appl-EffCW-med-ElecDHW-GasCDryer-Tier3-Front | DEER2016 | D16v1 | 2015-05-14 08:06 | SDG | DMo | MH00 | CZ07 | rWtd | Each | 1 | 621 | None | 99.2 | 0.0171 | 9.26 | 0.11 | -0.00882 | 7.45 | 99.2 | 0.0171 | 9.26 | 0.11 | -0.00882 | 7.45 |  |  | 2 |  | RB-Appl-EffCW-med-ElecDHW-GasCDryer-Tier3-FrontSDGDMoMH00CZ07rWtd
RB-Appl-EffCW-med-ElecDHW-GasCDryer-Tier3-Front | DEER2016 | D16v1 | 2015-05-14 08:06 | SDG | DMo | MH00 | CZ08 | rWtd | Each | 1 | 621 | None | 99.1 | 0.0138 | 9.28 | -0.243 | -0.000175 | 7.44 | 99.1 | 0.0138 | 9.28 | -0.243 | -0.000175 | 7.44 |  |  | 2 |  | RB-Appl-EffCW-med-ElecDHW-GasCDryer-Tier3-FrontSDGDMoMH00CZ08rWtd
RB-Appl-EffCW-med-ElecDHW-GasCDryer-Tier3-Front | DEER2016 | D16v1 | 2015-05-14 08:06 | SDG | DMo | MH00 | CZ10 | rWtd | Each | 1 | 621 | None | 102 | 0.0144 | 9.26 | 0.203 | -0.000102 | 7.47 | 102 | 0.0144 | 9.26 | 0.203 | -0.000102 | 7.47 |  |  | 2 |  | RB-Appl-EffCW-med-ElecDHW-GasCDryer-Tier3-FrontSDGDMoMH00CZ10rWtd
RB-Appl-EffCW-med-ElecDHW-GasCDryer-Tier3-Front | DEER2016 | D16v1 | 2015-05-14 08:06 | SDG | DMo | MH00 | CZ14 | rWtd | Each | 1 | 621 | None | 98.5 | 0.0122 | 9.15 | 0.184 | -0.000318 | 7.47 | 98.5 | 0.0122 | 9.15 | 0.184 | -0.000318 | 7.47 |  |  | 2 |  | RB-Appl-EffCW-med-ElecDHW-GasCDryer-Tier3-FrontSDGDMoMH00CZ14rWtd
RB-Appl-EffCW-med-ElecDHW-GasCDryer-Tier3-Front | DEER2016 | D16v1 | 2015-05-14 08:06 | SDG | DMo | MH00 | CZ15 | rWtd | Each | 1 | 621 | None | 86.7 | 0.0102 | 9.41 | -2.16 | -0.000738 | 7.49 | 86.7 | 0.0102 | 9.41 | -2.16 | -0.000738 | 7.49 |  |  | 2 |  | RB-Appl-EffCW-med-ElecDHW-GasCDryer-Tier3-FrontSDGDMoMH00CZ15rWtd
RB-Appl-EffCW-med-ElecDHW-GasCDryer-Tier3-Front | DEER2016 | D16v1 | 2015-05-14 08:06 | SDG | DMo | MH06 | CZ07 | rWtd | Each | 1 | 621 | None | 99.6 | 0.0133 | 9.33 | 0.197 | -0.000964 | 7.44 | 99.6 | 0.0133 | 9.33 | 0.197 | -0.000964 | 7.44 |  |  | 2 |  | RB-Appl-EffCW-med-ElecDHW-GasCDryer-Tier3-FrontSDGDMoMH06CZ07rWtd
RB-Appl-EffCW-med-ElecDHW-GasCDryer-Tier3-Front | DEER2016 | D16v1 | 2015-05-14 08:06 | SDG | DMo | MH06 | CZ08 | rWtd | Each | 1 | 621 | None | 100 | 0.0135 | 9.31 | 0.112 | -0.00017 | 7.44 | 100 | 0.0135 | 9.31 | 0.112 | -0.00017 | 7.44 |  |  | 2 |  | RB-Appl-EffCW-med-ElecDHW-GasCDryer-Tier3-FrontSDGDMoMH06CZ08rWtd
RB-Appl-EffCW-med-ElecDHW-GasCDryer-Tier3-Front | DEER2016 | D16v1 | 2015-05-14 08:06 | SDG | DMo | MH06 | CZ10 | rWtd | Each | 1 | 621 | None | 102 | 0.0131 | 9.23 | 0.236 | -0.00013 | 7.46 | 102 | 0.0131 | 9.23 | 0.236 | -0.00013 | 7.46 |  |  | 2 |  | RB-Appl-EffCW-med-ElecDHW-GasCDryer-Tier3-FrontSDGDMoMH06CZ10rWtd
RB-Appl-EffCW-med-ElecDHW-GasCDryer-Tier3-Front | DEER2016 | D16v1 | 2015-05-14 08:06 | SDG | DMo | MH06 | CZ14 | rWtd | Each | 1 | 621 | None | 98.5 | 0.0117 | 9.07 | 0.267 | -0.000357 | 7.46 | 98.5 | 0.0117 | 9.07 | 0.267 | -0.000357 | 7.46 |  |  | 2 |  | RB-Appl-EffCW-med-ElecDHW-GasCDryer-Tier3-FrontSDGDMoMH06CZ14rWtd
RB-Appl-EffCW-med-ElecDHW-GasCDryer-Tier3-Front | DEER2016 | D16v1 | 2015-05-14 08:06 | SDG | DMo | MH06 | CZ15 | rWtd | Each | 1 | 621 | None | 85.5 | 0.00998 | 9.4 | -2.28 | -0.000684 | 7.49 | 85.5 | 0.00998 | 9.4 | -2.28 | -0.000684 | 7.49 |  |  | 2 |  | RB-Appl-EffCW-med-ElecDHW-GasCDryer-Tier3-FrontSDGDMoMH06CZ15rWtd
RB-Appl-EffCW-med-ElecDHW-GasCDryer-Tier3-Front | DEER2016 | D16v1 | 2015-05-14 08:06 | SDG | DMo | MH72 | CZ07 | rWtd | Each | 1 | 598 | None | 99.5 | 0.00736 | 9.71 | 0.48 | -6.42e-05 | 7.42 | 99.5 | 0.00736 | 9.71 | 0.48 | -6.42e-05 | 7.42 |  |  | 2 |  | RB-Appl-EffCW-med-ElecDHW-GasCDryer-Tier3-FrontSDGDMoMH72CZ07rWtd
RB-Appl-EffCW-med-ElecDHW-GasCDryer-Tier3-Front | DEER2016 | D16v1 | 2015-05-14 08:06 | SDG | DMo | MH72 | CZ08 | rWtd | Each | 1 | 598 | None | 97.6 | 0.0131 | 9.69 | -0.271 | -0.0002 | 7.43 | 97.6 | 0.0131 | 9.69 | -0.271 | -0.0002 | 7.43 |  |  | 2 |  | RB-Appl-EffCW-med-ElecDHW-GasCDryer-Tier3-FrontSDGDMoMH72CZ08rWtd
RB-Appl-EffCW-med-ElecDHW-GasCDryer-Tier3-Front | DEER2016 | D16v1 | 2015-05-14 08:06 | SDG | DMo | MH72 | CZ10 | rWtd | Each | 1 | 598 | None | 97.9 | 0.0129 | 9.64 | -0.204 | -0.000203 | 7.4 | 97.9 | 0.0129 | 9.64 | -0.204 | -0.000203 | 7.4 |  |  | 2 |  | RB-Appl-EffCW-med-ElecDHW-GasCDryer-Tier3-FrontSDGDMoMH72CZ10rWtd
RB-Appl-EffCW-med-ElecDHW-GasCDryer-Tier3-Front | DEER2016 | D16v1 | 2015-05-14 08:06 | SDG | DMo | MH72 | CZ14 | rWtd | Each | 1 | 598 | None | 98.8 | 0.0119 | 9.72 | 0.432 | -0.000318 | 7.48 | 98.8 | 0.0119 | 9.72 | 0.432 | -0.000318 | 7.48 |  |  | 2 |  | RB-Appl-EffCW-med-ElecDHW-GasCDryer-Tier3-FrontSDGDMoMH72CZ14rWtd
RB-Appl-EffCW-med-ElecDHW-GasCDryer-Tier3-Front | DEER2016 | D16v1 | 2015-05-14 08:06 | SDG | DMo | MH72 | CZ15 | rWtd | Each | 1 | 598 | None | 84 | 0.01 | 9.83 | -2.18 | -0.000553 | 7.5 | 84 | 0.01 | 9.83 | -2.18 | -0.000553 | 7.5 |  |  | 2 |  | RB-Appl-EffCW-med-ElecDHW-GasCDryer-Tier3-FrontSDGDMoMH72CZ15rWtd
RB-Appl-EffCW-med-ElecDHW-GasCDryer-Tier3-Front | DEER2016 | D16v1 | 2015-05-14 08:06 | SDG | DMo | MH85 | CZ07 | rWtd | Each | 1 | 621 | None | 99 | 0.0154 | 9.25 | 0.0422 | -0.000182 | 7.43 | 99 | 0.0154 | 9.25 | 0.0422 | -0.000182 | 7.43 |  |  | 2 |  | RB-Appl-EffCW-med-ElecDHW-GasCDryer-Tier3-FrontSDGDMoMH85CZ07rWtd
RB-Appl-EffCW-med-ElecDHW-GasCDryer-Tier3-Front | DEER2016 | D16v1 | 2015-05-14 08:06 | SDG | DMo | MH85 | CZ08 | rWtd | Each | 1 | 621 | None | 99.2 | 0.0137 | 9.21 | -0.845 | -0.000446 | 7.48 | 99.2 | 0.0137 | 9.21 | -0.845 | -0.000446 | 7.48 |  |  | 2 |  | RB-Appl-EffCW-med-ElecDHW-GasCDryer-Tier3-FrontSDGDMoMH85CZ08rWtd
RB-Appl-EffCW-med-ElecDHW-GasCDryer-Tier3-Front | DEER2016 | D16v1 | 2015-05-14 08:06 | SDG | DMo | MH85 | CZ10 | rWtd | Each | 1 | 621 | None | 98.3 | 0.0139 | 9.22 | 0.0912 | -8.2e-05 | 7.47 | 98.3 | 0.0139 | 9.22 | 0.0912 | -8.2e-05 | 7.47 |  |  | 2 |  | RB-Appl-EffCW-med-ElecDHW-GasCDryer-Tier3-FrontSDGDMoMH85CZ10rWtd
RB-Appl-EffCW-med-ElecDHW-GasCDryer-Tier3-Front | DEER2016 | D16v1 | 2015-05-14 08:06 | SDG | DMo | MH85 | CZ14 | rWtd | Each | 1 | 621 | None | 98.4 | 0.0118 | 9.03 | 0.105 | -0.000363 | 7.47 | 98.4 | 0.0118 | 9.03 | 0.105 | -0.000363 | 7.47 |  |  | 2 |  | RB-Appl-EffCW-med-ElecDHW-GasCDryer-Tier3-FrontSDGDMoMH85CZ14rWtd
RB-Appl-EffCW-med-ElecDHW-GasCDryer-Tier3-Front | DEER2016 | D16v1 | 2015-05-14 08:06 | SDG | DMo | MH85 | CZ15 | rWtd | Each | 1 | 621 | None | 84.6 | 0.0103 | 9.4 | -3.59 | -0.000821 | 7.5 | 84.6 | 0.0103 | 9.4 | -3.59 | -0.000821 | 7.5 |  |  | 2 |  | RB-Appl-EffCW-med-ElecDHW-GasCDryer-Tier3-FrontSDGDMoMH85CZ15rWtd
RB-Appl-EffCW-med-ElecDHW-GasCDryer-Tier3-Front | DEER2016 | D16v1 | 2015-05-14 08:06 | SDG | MFm | 1975 | CZ06 | rWtd | Each | 1 | 465 | None | 101 | 0.0132 | 9.81 | 0.121 | -0.00119 | 7.83 | 101 | 0.0132 | 9.81 | 0.121 | -0.00119 | 7.83 |  |  | 2 |  | RB-Appl-EffCW-med-ElecDHW-GasCDryer-Tier3-FrontSDGMFm1975CZ06rWtd
RB-Appl-EffCW-med-ElecDHW-GasCDryer-Tier3-Front | DEER2016 | D16v1 | 2015-05-14 08:06 | SDG | MFm | 1975 | CZ07 | rWtd | Each | 1 | 465 | None | 100 | 0.013 | 9.85 | -0.265 | -0.000439 | 7.76 | 100 | 0.013 | 9.85 | -0.265 | -0.000439 | 7.76 |  |  | 2 |  | RB-Appl-EffCW-med-ElecDHW-GasCDryer-Tier3-FrontSDGMFm1975CZ07rWtd
RB-Appl-EffCW-med-ElecDHW-GasCDryer-Tier3-Front | DEER2016 | D16v1 | 2015-05-14 08:06 | SDG | MFm | 1975 | CZ08 | rWtd | Each | 1 | 465 | None | 98.8 | 0.0151 | 9.76 | -1.73 | 0.000879 | 7.82 | 98.8 | 0.0151 | 9.76 | -1.73 | 0.000879 | 7.82 |  |  | 2 |  | RB-Appl-EffCW-med-ElecDHW-GasCDryer-Tier3-FrontSDGMFm1975CZ08rWtd
RB-Appl-EffCW-med-ElecDHW-GasCDryer-Tier3-Front | DEER2016 | D16v1 | 2015-05-14 08:06 | SDG | MFm | 1975 | CZ10 | rWtd | Each | 1 | 544 | None | 98.4 | 0.0131 | 9.82 | -0.337 | -0.000837 | 7.56 | 98.4 | 0.0131 | 9.82 | -0.337 | -0.000837 | 7.56 |  |  | 2 |  | RB-Appl-EffCW-med-ElecDHW-GasCDryer-Tier3-FrontSDGMFm1975CZ10rWtd
RB-Appl-EffCW-med-ElecDHW-GasCDryer-Tier3-Front | DEER2016 | D16v1 | 2015-05-14 08:06 | SDG | MFm | 1975 | CZ14 | rWtd | Each | 1 | 634 | None | 104 | 0.0131 | 9.36 | -0.137 | -0.00063 | 7.53 | 104 | 0.0131 | 9.36 | -0.137 | -0.00063 | 7.53 |  |  | 2 |  | RB-Appl-EffCW-med-ElecDHW-GasCDryer-Tier3-FrontSDGMFm1975CZ14rWtd
RB-Appl-EffCW-med-ElecDHW-GasCDryer-Tier3-Front | DEER2016 | D16v1 | 2015-05-14 08:06 | SDG | MFm | 1975 | CZ15 | rWtd | Each | 1 | 634 | None | 90.5 | 0.0102 | 9.72 | -2.52 | -0.00154 | 7.59 | 90.5 | 0.0102 | 9.72 | -2.52 | -0.00154 | 7.59 |  |  | 2 |  | RB-Appl-EffCW-med-ElecDHW-GasCDryer-Tier3-FrontSDGMFm1975CZ15rWtd
RB-Appl-EffCW-med-ElecDHW-GasCDryer-Tier3-Front | DEER2016 | D16v1 | 2015-05-14 08:06 | SDG | MFm | 1985 | CZ06 | rWtd | Each | 1 | 578 | None | 101 | 0.015 | 9.85 | 0.242 | 0.000654 | 7.56 | 101 | 0.015 | 9.85 | 0.242 | 0.000654 | 7.56 |  |  | 2 |  | RB-Appl-EffCW-med-ElecDHW-GasCDryer-Tier3-FrontSDGMFm1985CZ06rWtd
RB-Appl-EffCW-med-ElecDHW-GasCDryer-Tier3-Front | DEER2016 | D16v1 | 2015-05-14 08:06 | SDG | MFm | 1985 | CZ07 | rWtd | Each | 1 | 578 | None | 99.7 | 0.0135 | 9.87 | 0.179 | 0.000117 | 7.58 | 99.7 | 0.0135 | 9.87 | 0.179 | 0.000117 | 7.58 |  |  | 2 |  | RB-Appl-EffCW-med-ElecDHW-GasCDryer-Tier3-FrontSDGMFm1985CZ07rWtd
RB-Appl-EffCW-med-ElecDHW-GasCDryer-Tier3-Front | DEER2016 | D16v1 | 2015-05-14 08:06 | SDG | MFm | 1985 | CZ08 | rWtd | Each | 1 | 578 | None | 99.1 | 0.0136 | 9.88 | -0.282 | -0.000378 | 7.57 | 99.1 | 0.0136 | 9.88 | -0.282 | -0.000378 | 7.57 |  |  | 2 |  | RB-Appl-EffCW-med-ElecDHW-GasCDryer-Tier3-FrontSDGMFm1985CZ08rWtd
RB-Appl-EffCW-med-ElecDHW-GasCDryer-Tier3-Front | DEER2016 | D16v1 | 2015-05-14 08:06 | SDG | MFm | 1985 | CZ10 | rWtd | Each | 1 | 648 | None | 99.9 | 0.0137 | 9.53 | -0.197 | -0.000643 | 7.57 | 99.9 | 0.0137 | 9.53 | -0.197 | -0.000643 | 7.57 |  |  | 2 |  | RB-Appl-EffCW-med-ElecDHW-GasCDryer-Tier3-FrontSDGMFm1985CZ10rWtd
RB-Appl-EffCW-med-ElecDHW-GasCDryer-Tier3-Front | DEER2016 | D16v1 | 2015-05-14 08:06 | SDG | MFm | 1985 | CZ14 | rWtd | Each | 1 | 630 | None | 105 | 0.0122 | 9.44 | 0.297 | -0.00111 | 7.55 | 105 | 0.0122 | 9.44 | 0.297 | -0.00111 | 7.55 |  |  | 2 |  | RB-Appl-EffCW-med-ElecDHW-GasCDryer-Tier3-FrontSDGMFm1985CZ14rWtd
RB-Appl-EffCW-med-ElecDHW-GasCDryer-Tier3-Front | DEER2016 | D16v1 | 2015-05-14 08:06 | SDG | MFm | 1985 | CZ15 | rWtd | Each | 1 | 630 | None | 90.4 | 0.0102 | 9.73 | -2.59 | -0.00171 | 7.59 | 90.4 | 0.0102 | 9.73 | -2.59 | -0.00171 | 7.59 |  |  | 2 |  | RB-Appl-EffCW-med-ElecDHW-GasCDryer-Tier3-FrontSDGMFm1985CZ15rWtd
RB-Appl-EffCW-med-ElecDHW-GasCDryer-Tier3-Front | DEER2016 | D16v1 | 2015-05-14 08:06 | SDG | MFm | 1996 | CZ06 | rWtd | Each | 1 | 518 | None | 101 | 0.0142 | 9.83 | 0.362 | 0.00046 | 7.57 | 101 | 0.0142 | 9.83 | 0.362 | 0.00046 | 7.57 |  |  | 2 |  | RB-Appl-EffCW-med-ElecDHW-GasCDryer-Tier3-FrontSDGMFm1996CZ06rWtd
RB-Appl-EffCW-med-ElecDHW-GasCDryer-Tier3-Front | DEER2016 | D16v1 | 2015-05-14 08:06 | SDG | MFm | 1996 | CZ07 | rWtd | Each | 1 | 518 | None | 100 | 0.0146 | 9.88 | 0.188 | 0.00138 | 7.59 | 100 | 0.0146 | 9.88 | 0.188 | 0.00138 | 7.59 |  |  | 2 |  | RB-Appl-EffCW-med-ElecDHW-GasCDryer-Tier3-FrontSDGMFm1996CZ07rWtd
RB-Appl-EffCW-med-ElecDHW-GasCDryer-Tier3-Front | DEER2016 | D16v1 | 2015-05-14 08:06 | SDG | MFm | 1996 | CZ08 | rWtd | Each | 1 | 518 | None | 99.8 | 0.0142 | 9.84 | -0.263 | -0.0006 | 7.56 | 99.8 | 0.0142 | 9.84 | -0.263 | -0.0006 | 7.56 |  |  | 2 |  | RB-Appl-EffCW-med-ElecDHW-GasCDryer-Tier3-FrontSDGMFm1996CZ08rWtd
RB-Appl-EffCW-med-ElecDHW-GasCDryer-Tier3-Front | DEER2016 | D16v1 | 2015-05-14 08:06 | SDG | MFm | 1996 | CZ10 | rWtd | Each | 1 | 487 | None | 98.6 | 0.0138 | 9.8 | -0.96 | -0.00224 | 7.83 | 98.6 | 0.0138 | 9.8 | -0.96 | -0.00224 | 7.83 |  |  | 2 |  | RB-Appl-EffCW-med-ElecDHW-GasCDryer-Tier3-FrontSDGMFm1996CZ10rWtd
RB-Appl-EffCW-med-ElecDHW-GasCDryer-Tier3-Front | DEER2016 | D16v1 | 2015-05-14 08:06 | SDG | MFm | 1996 | CZ14 | rWtd | Each | 1 | 480 | None | 103 | 0.012 | 9.78 | -2.03 | -0.00123 | 7.8 | 103 | 0.012 | 9.78 | -2.03 | -0.00123 | 7.8 |  |  | 2 |  | RB-Appl-EffCW-med-ElecDHW-GasCDryer-Tier3-FrontSDGMFm1996CZ14rWtd
RB-Appl-EffCW-med-ElecDHW-GasCDryer-Tier3-Front | DEER2016 | D16v1 | 2015-05-14 08:06 | SDG | MFm | 1996 | CZ15 | rWtd | Each | 1 | 480 | None | 85.4 | 0.00989 | 9.89 | -5.93 | -0.00223 | 7.7 | 85.4 | 0.00989 | 9.89 | -5.93 | -0.00223 | 7.7 |  |  | 2 |  | RB-Appl-EffCW-med-ElecDHW-GasCDryer-Tier3-FrontSDGMFm1996CZ15rWtd
RB-Appl-EffCW-med-ElecDHW-GasCDryer-Tier3-Front | DEER2016 | D16v1 | 2015-05-14 08:06 | SDG | MFm | 2003 | CZ06 | rWtd | Each | 1 | 538 | None | 101 | 0.0128 | 9.84 | 0.145 | -0.000243 | 7.57 | 101 | 0.0128 | 9.84 | 0.145 | -0.000243 | 7.57 |  |  | 2 |  | RB-Appl-EffCW-med-ElecDHW-GasCDryer-Tier3-FrontSDGMFm2003CZ06rWtd
RB-Appl-EffCW-med-ElecDHW-GasCDryer-Tier3-Front | DEER2016 | D16v1 | 2015-05-14 08:06 | SDG | MFm | 2003 | CZ07 | rWtd | Each | 1 | 538 | None | 99.9 | 0.013 | 9.87 | -0.0205 | -0.000745 | 7.59 | 99.9 | 0.013 | 9.87 | -0.0205 | -0.000745 | 7.59 |  |  | 2 |  | RB-Appl-EffCW-med-ElecDHW-GasCDryer-Tier3-FrontSDGMFm2003CZ07rWtd
RB-Appl-EffCW-med-ElecDHW-GasCDryer-Tier3-Front | DEER2016 | D16v1 | 2015-05-14 08:06 | SDG | MFm | 2003 | CZ08 | rWtd | Each | 1 | 538 | None | 99.2 | 0.0131 | 9.85 | -0.487 | -0.000394 | 7.58 | 99.2 | 0.0131 | 9.85 | -0.487 | -0.000394 | 7.58 |  |  | 2 |  | RB-Appl-EffCW-med-ElecDHW-GasCDryer-Tier3-FrontSDGMFm2003CZ08rWtd
RB-Appl-EffCW-med-ElecDHW-GasCDryer-Tier3-Front | DEER2016 | D16v1 | 2015-05-14 08:06 | SDG | MFm | 2003 | CZ10 | rWtd | Each | 1 | 474 | None | 98.7 | 0.0132 | 9.82 | -1.42 | -0.000902 | 7.77 | 98.7 | 0.0132 | 9.82 | -1.42 | -0.000902 | 7.77 |  |  | 2 |  | RB-Appl-EffCW-med-ElecDHW-GasCDryer-Tier3-FrontSDGMFm2003CZ10rWtd
RB-Appl-EffCW-med-ElecDHW-GasCDryer-Tier3-Front | DEER2016 | D16v1 | 2015-05-14 08:06 | SDG | MFm | 2003 | CZ14 | rWtd | Each | 1 | 487 | None | 103 | 0.012 | 9.77 | -1.78 | -0.00113 | 7.81 | 103 | 0.012 | 9.77 | -1.78 | -0.00113 | 7.81 |  |  | 2 |  | RB-Appl-EffCW-med-ElecDHW-GasCDryer-Tier3-FrontSDGMFm2003CZ14rWtd
RB-Appl-EffCW-med-ElecDHW-GasCDryer-Tier3-Front | DEER2016 | D16v1 | 2015-05-14 08:06 | SDG | MFm | 2003 | CZ15 | rWtd | Each | 1 | 487 | None | 85.7 | 0.00991 | 9.89 | -5.82 | -0.00211 | 7.7 | 85.7 | 0.00991 | 9.89 | -5.82 | -0.00211 | 7.7 |  |  | 2 |  | RB-Appl-EffCW-med-ElecDHW-GasCDryer-Tier3-FrontSDGMFm2003CZ15rWtd
RB-Appl-EffCW-med-ElecDHW-GasCDryer-Tier3-Front | DEER2016 | D16v1 | 2015-05-14 08:06 | SDG | MFm | 2007 | CZ06 | rWtd | Each | 1 | 538 | None | 101 | 0.0144 | 9.82 | 0.126 | 0.000628 | 7.56 | 101 | 0.0144 | 9.82 | 0.126 | 0.000628 | 7.56 |  |  | 2 |  | RB-Appl-EffCW-med-ElecDHW-GasCDryer-Tier3-FrontSDGMFm2007CZ06rWtd
RB-Appl-EffCW-med-ElecDHW-GasCDryer-Tier3-Front | DEER2016 | D16v1 | 2015-05-14 08:06 | SDG | MFm | 2007 | CZ07 | rWtd | Each | 1 | 538 | None | 100 | 0.0141 | 9.9 | 0.0843 | 0.000572 | 7.59 | 100 | 0.0141 | 9.9 | 0.0843 | 0.000572 | 7.59 |  |  | 2 |  | RB-Appl-EffCW-med-ElecDHW-GasCDryer-Tier3-FrontSDGMFm2007CZ07rWtd
RB-Appl-EffCW-med-ElecDHW-GasCDryer-Tier3-Front | DEER2016 | D16v1 | 2015-05-14 08:06 | SDG | MFm | 2007 | CZ08 | rWtd | Each | 1 | 538 | None | 99.3 | 0.013 | 9.84 | -0.49 | -0.000188 | 7.57 | 99.3 | 0.013 | 9.84 | -0.49 | -0.000188 | 7.57 |  |  | 2 |  | RB-Appl-EffCW-med-ElecDHW-GasCDryer-Tier3-FrontSDGMFm2007CZ08rWtd
RB-Appl-EffCW-med-ElecDHW-GasCDryer-Tier3-Front | DEER2016 | D16v1 | 2015-05-14 08:06 | SDG | MFm | 2007 | CZ10 | rWtd | Each | 1 | 474 | None | 98.6 | 0.0128 | 9.83 | -1.35 | -0.000742 | 7.77 | 98.6 | 0.0128 | 9.83 | -1.35 | -0.000742 | 7.77 |  |  | 2 |  | RB-Appl-EffCW-med-ElecDHW-GasCDryer-Tier3-FrontSDGMFm2007CZ10rWtd
RB-Appl-EffCW-med-ElecDHW-GasCDryer-Tier3-Front | DEER2016 | D16v1 | 2015-05-14 08:06 | SDG | MFm | 2007 | CZ14 | rWtd | Each | 1 | 487 | None | 102 | 0.0119 | 9.77 | -1.56 | -0.00118 | 7.81 | 102 | 0.0119 | 9.77 | -1.56 | -0.00118 | 7.81 |  |  | 2 |  | RB-Appl-EffCW-med-ElecDHW-GasCDryer-Tier3-FrontSDGMFm2007CZ14rWtd
RB-Appl-EffCW-med-ElecDHW-GasCDryer-Tier3-Front | DEER2016 | D16v1 | 2015-05-14 08:06 | SDG | MFm | 2007 | CZ15 | rWtd | Each | 1 | 487 | None | 85.2 | 0.00991 | 9.91 | -5.56 | -0.00174 | 7.68 | 85.2 | 0.00991 | 9.91 | -5.56 | -0.00174 | 7.68 |  |  | 2 |  | RB-Appl-EffCW-med-ElecDHW-GasCDryer-Tier3-FrontSDGMFm2007CZ15rWtd
RB-Appl-EffCW-med-ElecDHW-GasCDryer-Tier3-Front | DEER2016 | D16v1 | 2015-05-14 08:06 | SDG | MFm | 2011 | CZ06 | rWtd | Each | 1 | 538 | None | 101 | 0.0145 | 9.84 | 0.196 | 0.00114 | 7.58 | 101 | 0.0145 | 9.84 | 0.196 | 0.00114 | 7.58 |  |  | 2 |  | RB-Appl-EffCW-med-ElecDHW-GasCDryer-Tier3-FrontSDGMFm2011CZ06rWtd
RB-Appl-EffCW-med-ElecDHW-GasCDryer-Tier3-Front | DEER2016 | D16v1 | 2015-05-14 08:06 | SDG | MFm | 2011 | CZ07 | rWtd | Each | 1 | 538 | None | 100 | 0.0138 | 9.94 | 0.0733 | -4.88e-05 | 7.61 | 100 | 0.0138 | 9.94 | 0.0733 | -4.88e-05 | 7.61 |  |  | 2 |  | RB-Appl-EffCW-med-ElecDHW-GasCDryer-Tier3-FrontSDGMFm2011CZ07rWtd
RB-Appl-EffCW-med-ElecDHW-GasCDryer-Tier3-Front | DEER2016 | D16v1 | 2015-05-14 08:06 | SDG | MFm | 2011 | CZ08 | rWtd | Each | 1 | 538 | None | 99.9 | 0.013 | 9.86 | 0.0146 | -0.000195 | 7.57 | 99.9 | 0.013 | 9.86 | 0.0146 | -0.000195 | 7.57 |  |  | 2 |  | RB-Appl-EffCW-med-ElecDHW-GasCDryer-Tier3-FrontSDGMFm2011CZ08rWtd
RB-Appl-EffCW-med-ElecDHW-GasCDryer-Tier3-Front | DEER2016 | D16v1 | 2015-05-14 08:06 | SDG | MFm | 2011 | CZ10 | rWtd | Each | 1 | 474 | None | 99.2 | 0.0128 | 9.86 | -1.38 | -0.000665 | 7.75 | 99.2 | 0.0128 | 9.86 | -1.38 | -0.000665 | 7.75 |  |  | 2 |  | RB-Appl-EffCW-med-ElecDHW-GasCDryer-Tier3-FrontSDGMFm2011CZ10rWtd
RB-Appl-EffCW-med-ElecDHW-GasCDryer-Tier3-Front | DEER2016 | D16v1 | 2015-05-14 08:06 | SDG | MFm | 2011 | CZ14 | rWtd | Each | 1 | 487 | None | 103 | 0.012 | 9.79 | -1.48 | -0.00103 | 7.78 | 103 | 0.012 | 9.79 | -1.48 | -0.00103 | 7.78 |  |  | 2 |  | RB-Appl-EffCW-med-ElecDHW-GasCDryer-Tier3-FrontSDGMFm2011CZ14rWtd
RB-Appl-EffCW-med-ElecDHW-GasCDryer-Tier3-Front | DEER2016 | D16v1 | 2015-05-14 08:06 | SDG | MFm | 2011 | CZ15 | rWtd | Each | 1 | 487 | None | 85.3 | 0.00993 | 9.92 | -5.97 | -0.00172 | 7.67 | 85.3 | 0.00993 | 9.92 | -5.97 | -0.00172 | 7.67 |  |  | 2 |  | RB-Appl-EffCW-med-ElecDHW-GasCDryer-Tier3-FrontSDGMFm2011CZ15rWtd
RB-Appl-EffCW-med-ElecDHW-GasCDryer-Tier3-Front | DEER2016 | D16v1 | 2015-05-14 08:06 | SDG | MFm | 2014 | CZ06 | rWtd | Each | 1 | 538 | None | 101 | 0.0139 | 9.85 | 0.23 | -0.000542 | 7.57 | 101 | 0.0139 | 9.85 | 0.23 | -0.000542 | 7.57 |  |  | 2 |  | RB-Appl-EffCW-med-ElecDHW-GasCDryer-Tier3-FrontSDGMFm2014CZ06rWtd
RB-Appl-EffCW-med-ElecDHW-GasCDryer-Tier3-Front | DEER2016 | D16v1 | 2015-05-14 08:06 | SDG | MFm | 2014 | CZ07 | rWtd | Each | 1 | 538 | None | 100 | 0.0142 | 9.95 | 0.122 | -0.000172 | 7.61 | 100 | 0.0142 | 9.95 | 0.122 | -0.000172 | 7.61 |  |  | 2 |  | RB-Appl-EffCW-med-ElecDHW-GasCDryer-Tier3-FrontSDGMFm2014CZ07rWtd
RB-Appl-EffCW-med-ElecDHW-GasCDryer-Tier3-Front | DEER2016 | D16v1 | 2015-05-14 08:06 | SDG | MFm | 2014 | CZ08 | rWtd | Each | 1 | 538 | None | 99.7 | 0.0133 | 9.88 | -0.256 | 0.000102 | 7.58 | 99.7 | 0.0133 | 9.88 | -0.256 | 0.000102 | 7.58 |  |  | 2 |  | RB-Appl-EffCW-med-ElecDHW-GasCDryer-Tier3-FrontSDGMFm2014CZ08rWtd
RB-Appl-EffCW-med-ElecDHW-GasCDryer-Tier3-Front | DEER2016 | D16v1 | 2015-05-14 08:06 | SDG | MFm | 2014 | CZ10 | rWtd | Each | 1 | 474 | None | 99.3 | 0.0127 | 9.87 | -1.36 | -0.0012 | 7.72 | 99.3 | 0.0127 | 9.87 | -1.36 | -0.0012 | 7.72 |  |  | 2 |  | RB-Appl-EffCW-med-ElecDHW-GasCDryer-Tier3-FrontSDGMFm2014CZ10rWtd
RB-Appl-EffCW-med-ElecDHW-GasCDryer-Tier3-Front | DEER2016 | D16v1 | 2015-05-14 08:06 | SDG | MFm | 2014 | CZ14 | rWtd | Each | 1 | 487 | None | 102 | 0.0121 | 9.78 | -2.24 | -0.00107 | 7.78 | 102 | 0.0121 | 9.78 | -2.24 | -0.00107 | 7.78 |  |  | 2 |  | RB-Appl-EffCW-med-ElecDHW-GasCDryer-Tier3-FrontSDGMFm2014CZ14rWtd
RB-Appl-EffCW-med-ElecDHW-GasCDryer-Tier3-Front | DEER2016 | D16v1 | 2015-05-14 08:06 | SDG | MFm | 2014 | CZ15 | rWtd | Each | 1 | 487 | None | 85.4 | 0.00981 | 9.92 | -5.84 | -0.00177 | 7.66 | 85.4 | 0.00981 | 9.92 | -5.84 | -0.00177 | 7.66 |  |  | 2 |  | RB-Appl-EffCW-med-ElecDHW-GasCDryer-Tier3-FrontSDGMFm2014CZ15rWtd
RB-Appl-EffCW-med-ElecDHW-GasCDryer-Tier3-Front | DEER2016 | D16v1 | 2015-05-14 08:06 | SDG | MFm | Ex | CZ06 | rWtd | Each | 1 | 527 | None | 101 | 0.0141 | 9.83 | 0.197 | -0.000116 | 7.67 | 101 | 0.0141 | 9.83 | 0.197 | -0.000116 | 7.67 |  |  | 2 |  | RB-Appl-EffCW-med-ElecDHW-GasCDryer-Tier3-FrontSDGMFmExCZ06rWtd
RB-Appl-EffCW-med-ElecDHW-GasCDryer-Tier3-Front | DEER2016 | D16v1 | 2015-05-14 08:06 | SDG | MFm | Ex | CZ07 | rWtd | Each | 1 | 516 | None | 99.9 | 0.0133 | 9.86 | -0.0534 | -0.000125 | 7.67 | 99.9 | 0.0133 | 9.86 | -0.0534 | -0.000125 | 7.67 |  |  | 2 |  | RB-Appl-EffCW-med-ElecDHW-GasCDryer-Tier3-FrontSDGMFmExCZ07rWtd
RB-Appl-EffCW-med-ElecDHW-GasCDryer-Tier3-Front | DEER2016 | D16v1 | 2015-05-14 08:06 | SDG | MFm | Ex | CZ08 | rWtd | Each | 1 | 539 | None | 99.4 | 0.0137 | 9.85 | -0.366 | -0.000349 | 7.58 | 99.4 | 0.0137 | 9.85 | -0.366 | -0.000349 | 7.58 |  |  | 2 |  | RB-Appl-EffCW-med-ElecDHW-GasCDryer-Tier3-FrontSDGMFmExCZ08rWtd
RB-Appl-EffCW-med-ElecDHW-GasCDryer-Tier3-Front | DEER2016 | D16v1 | 2015-05-14 08:06 | SDG | MFm | Ex | CZ10 | rWtd | Each | 1 | 580 | None | 99.1 | 0.0134 | 9.69 | -0.402 | -0.000839 | 7.6 | 99.1 | 0.0134 | 9.69 | -0.402 | -0.000839 | 7.6 |  |  | 2 |  | RB-Appl-EffCW-med-ElecDHW-GasCDryer-Tier3-FrontSDGMFmExCZ10rWtd
RB-Appl-EffCW-med-ElecDHW-GasCDryer-Tier3-Front | DEER2016 | D16v1 | 2015-05-14 08:06 | SDG | MFm | Ex | CZ14 | rWtd | Each | 1 | 634 | None | 104 | 0.0131 | 9.36 | -0.137 | -0.00063 | 7.53 | 104 | 0.0131 | 9.36 | -0.137 | -0.00063 | 7.53 |  |  | 2 |  | RB-Appl-EffCW-med-ElecDHW-GasCDryer-Tier3-FrontSDGMFmExCZ14rWtd
RB-Appl-EffCW-med-ElecDHW-GasCDryer-Tier3-Front | DEER2016 | D16v1 | 2015-05-14 08:06 | SDG | MFm | Ex | CZ15 | rWtd | Each | 1 | 634 | None | 90.5 | 0.0102 | 9.72 | -2.52 | -0.00154 | 7.59 | 90.5 | 0.0102 | 9.72 | -2.52 | -0.00154 | 7.59 |  |  | 2 |  | RB-Appl-EffCW-med-ElecDHW-GasCDryer-Tier3-FrontSDGMFmExCZ15rWtd
RB-Appl-EffCW-med-ElecDHW-GasCDryer-Tier3-Front | DEER2016 | D16v1 | 2015-05-14 08:06 | SDG | MFm | Ex | IOU | rWtd | Each | 1 | 530 | None | 99.8 | 0.0134 | 9.83 | -0.127 | -0.000282 | 7.65 | 99.8 | 0.0134 | 9.83 | -0.127 | -0.000282 | 7.65 |  |  | 2 |  | RB-Appl-EffCW-med-ElecDHW-GasCDryer-Tier3-FrontSDGMFmExIOUrWtd
RB-Appl-EffCW-med-ElecDHW-GasCDryer-Tier3-Front | DEER2016 | D16v1 | 2015-05-14 08:06 | SDG | SFm | 1975 | CZ06 | rWtd | Each | 1 | 764 | None | 125 | 0.0172 | 12.3 | -0.591 | -0.000243 | 9.82 | 125 | 0.0172 | 12.3 | -0.591 | -0.000243 | 9.82 |  |  | 2 |  | RB-Appl-EffCW-med-ElecDHW-GasCDryer-Tier3-FrontSDGSFm1975CZ06rWtd
RB-Appl-EffCW-med-ElecDHW-GasCDryer-Tier3-Front | DEER2016 | D16v1 | 2015-05-14 08:06 | SDG | SFm | 1975 | CZ07 | rWtd | Each | 1 | 764 | None | 123 | 0.00289 | 12.1 | -1.07 | -0.0124 | 9.71 | 123 | 0.00289 | 12.1 | -1.07 | -0.0124 | 9.71 |  |  | 2 |  | RB-Appl-EffCW-med-ElecDHW-GasCDryer-Tier3-FrontSDGSFm1975CZ07rWtd
RB-Appl-EffCW-med-ElecDHW-GasCDryer-Tier3-Front | DEER2016 | D16v1 | 2015-05-14 08:06 | SDG | SFm | 1975 | CZ08 | rWtd | Each | 1 | 764 | None | 123 | 0.0166 | 12.1 | -2.95 | -0.000872 | 9.71 | 123 | 0.0166 | 12.1 | -2.95 | -0.000872 | 9.71 |  |  | 2 |  | RB-Appl-EffCW-med-ElecDHW-GasCDryer-Tier3-FrontSDGSFm1975CZ08rWtd
RB-Appl-EffCW-med-ElecDHW-GasCDryer-Tier3-Front | DEER2016 | D16v1 | 2015-05-14 08:06 | SDG | SFm | 1975 | CZ10 | rWtd | Each | 1 | 818 | None | 123 | 0.0162 | 12.1 | -0.617 | -0.00153 | 9.75 | 123 | 0.0162 | 12.1 | -0.617 | -0.00153 | 9.75 |  |  | 2 |  | RB-Appl-EffCW-med-ElecDHW-GasCDryer-Tier3-FrontSDGSFm1975CZ10rWtd
RB-Appl-EffCW-med-ElecDHW-GasCDryer-Tier3-Front | DEER2016 | D16v1 | 2015-05-14 08:06 | SDG | SFm | 1975 | CZ14 | rWtd | Each | 1 | 778 | None | 126 | 0.0158 | 12.2 | 0.758 | -0.000378 | 9.43 | 126 | 0.0158 | 12.2 | 0.758 | -0.000378 | 9.43 |  |  | 2 |  | RB-Appl-EffCW-med-ElecDHW-GasCDryer-Tier3-FrontSDGSFm1975CZ14rWtd
RB-Appl-EffCW-med-ElecDHW-GasCDryer-Tier3-Front | DEER2016 | D16v1 | 2015-05-14 08:06 | SDG | SFm | 1975 | CZ15 | rWtd | Each | 1 | 778 | None | 109 | 0.0133 | 12.2 | -1.78 | -0.000924 | 9.43 | 109 | 0.0133 | 12.2 | -1.78 | -0.000924 | 9.43 |  |  | 2 |  | RB-Appl-EffCW-med-ElecDHW-GasCDryer-Tier3-FrontSDGSFm1975CZ15rWtd
RB-Appl-EffCW-med-ElecDHW-GasCDryer-Tier3-Front | DEER2016 | D16v1 | 2015-05-14 08:06 | SDG | SFm | 1985 | CZ06 | rWtd | Each | 1 | 1030 | None | 126 | 0.0289 | 12.5 | 0.682 | 0.0189 | 9.44 | 126 | 0.0289 | 12.5 | 0.682 | 0.0189 | 9.44 |  |  | 2 |  | RB-Appl-EffCW-med-ElecDHW-GasCDryer-Tier3-FrontSDGSFm1985CZ06rWtd
RB-Appl-EffCW-med-ElecDHW-GasCDryer-Tier3-Front | DEER2016 | D16v1 | 2015-05-14 08:06 | SDG | SFm | 1985 | CZ07 | rWtd | Each | 1 | 1030 | None | 124 | 0.0229 | 12.4 | -0.325 | -0.0279 | 9.37 | 124 | 0.0229 | 12.4 | -0.325 | -0.0279 | 9.37 |  |  | 2 |  | RB-Appl-EffCW-med-ElecDHW-GasCDryer-Tier3-FrontSDGSFm1985CZ07rWtd
RB-Appl-EffCW-med-ElecDHW-GasCDryer-Tier3-Front | DEER2016 | D16v1 | 2015-05-14 08:06 | SDG | SFm | 1985 | CZ08 | rWtd | Each | 1 | 1030 | None | 123 | 0.0159 | 12.4 | 0.243 | -0.000367 | 9.37 | 123 | 0.0159 | 12.4 | 0.243 | -0.000367 | 9.37 |  |  | 2 |  | RB-Appl-EffCW-med-ElecDHW-GasCDryer-Tier3-FrontSDGSFm1985CZ08rWtd
RB-Appl-EffCW-med-ElecDHW-GasCDryer-Tier3-Front | DEER2016 | D16v1 | 2015-05-14 08:06 | SDG | SFm | 1985 | CZ10 | rWtd | Each | 1 | 906 | None | 121 | 0.0164 | 12.3 | -0.199 | -0.000704 | 9.37 | 121 | 0.0164 | 12.3 | -0.199 | -0.000704 | 9.37 |  |  | 2 |  | RB-Appl-EffCW-med-ElecDHW-GasCDryer-Tier3-FrontSDGSFm1985CZ10rWtd
RB-Appl-EffCW-med-ElecDHW-GasCDryer-Tier3-Front | DEER2016 | D16v1 | 2015-05-14 08:06 | SDG | SFm | 1985 | CZ14 | rWtd | Each | 1 | 870 | None | 130 | 0.0168 | 11.3 | 0.881 | -0.000422 | 9.41 | 130 | 0.0168 | 11.3 | 0.881 | -0.000422 | 9.41 |  |  | 2 |  | RB-Appl-EffCW-med-ElecDHW-GasCDryer-Tier3-FrontSDGSFm1985CZ14rWtd
RB-Appl-EffCW-med-ElecDHW-GasCDryer-Tier3-Front | DEER2016 | D16v1 | 2015-05-14 08:06 | SDG | SFm | 1985 | CZ15 | rWtd | Each | 1 | 870 | None | 113 | 0.0147 | 11.7 | -2.1 | -0.00105 | 9.4 | 113 | 0.0147 | 11.7 | -2.1 | -0.00105 | 9.4 |  |  | 2 |  | RB-Appl-EffCW-med-ElecDHW-GasCDryer-Tier3-FrontSDGSFm1985CZ15rWtd
RB-Appl-EffCW-med-ElecDHW-GasCDryer-Tier3-Front | DEER2016 | D16v1 | 2015-05-14 08:06 | SDG | SFm | 1996 | CZ06 | rWtd | Each | 1 | 1150 | None | 126 | -0.00221 | 12.5 | 0.452 | -0.00216 | 9.41 | 126 | -0.00221 | 12.5 | 0.452 | -0.00216 | 9.41 |  |  | 2 |  | RB-Appl-EffCW-med-ElecDHW-GasCDryer-Tier3-FrontSDGSFm1996CZ06rWtd
RB-Appl-EffCW-med-ElecDHW-GasCDryer-Tier3-Front | DEER2016 | D16v1 | 2015-05-14 08:06 | SDG | SFm | 1996 | CZ07 | rWtd | Each | 1 | 1150 | None | 124 | 0.016 | 12.5 | -0.354 | -0.000809 | 9.35 | 124 | 0.016 | 12.5 | -0.354 | -0.000809 | 9.35 |  |  | 2 |  | RB-Appl-EffCW-med-ElecDHW-GasCDryer-Tier3-FrontSDGSFm1996CZ07rWtd
RB-Appl-EffCW-med-ElecDHW-GasCDryer-Tier3-Front | DEER2016 | D16v1 | 2015-05-14 08:06 | SDG | SFm | 1996 | CZ08 | rWtd | Each | 1 | 1150 | None | 124 | 0.0139 | 12.4 | 1.99 | -0.0019 | 9.34 | 124 | 0.0139 | 12.4 | 1.99 | -0.0019 | 9.34 |  |  | 2 |  | RB-Appl-EffCW-med-ElecDHW-GasCDryer-Tier3-FrontSDGSFm1996CZ08rWtd
RB-Appl-EffCW-med-ElecDHW-GasCDryer-Tier3-Front | DEER2016 | D16v1 | 2015-05-14 08:06 | SDG | SFm | 1996 | CZ10 | rWtd | Each | 1 | 1090 | None | 121 | 0.0147 | 12.4 | -0.204 | -0.00105 | 9.5 | 121 | 0.0147 | 12.4 | -0.204 | -0.00105 | 9.5 |  |  | 2 |  | RB-Appl-EffCW-med-ElecDHW-GasCDryer-Tier3-FrontSDGSFm1996CZ10rWtd
RB-Appl-EffCW-med-ElecDHW-GasCDryer-Tier3-Front | DEER2016 | D16v1 | 2015-05-14 08:06 | SDG | SFm | 1996 | CZ14 | rWtd | Each | 1 | 879 | None | 127 | 0.0156 | 12 | 0.713 | -0.000436 | 9.39 | 127 | 0.0156 | 12 | 0.713 | -0.000436 | 9.39 |  |  | 2 |  | RB-Appl-EffCW-med-ElecDHW-GasCDryer-Tier3-FrontSDGSFm1996CZ14rWtd
RB-Appl-EffCW-med-ElecDHW-GasCDryer-Tier3-Front | DEER2016 | D16v1 | 2015-05-14 08:06 | SDG | SFm | 1996 | CZ15 | rWtd | Each | 1 | 879 | None | 108 | 0.0132 | 12.1 | -2.14 | -0.000978 | 9.4 | 108 | 0.0132 | 12.1 | -2.14 | -0.000978 | 9.4 |  |  | 2 |  | RB-Appl-EffCW-med-ElecDHW-GasCDryer-Tier3-FrontSDGSFm1996CZ15rWtd
RB-Appl-EffCW-med-ElecDHW-GasCDryer-Tier3-Front | DEER2016 | D16v1 | 2015-05-14 08:06 | SDG | SFm | 2003 | CZ06 | rWtd | Each | 1 | 1200 | None | 126 | 0.0161 | 11.8 | -0.531 | -0.00164 | 9.41 | 126 | 0.0161 | 11.8 | -0.531 | -0.00164 | 9.41 |  |  | 2 |  | RB-Appl-EffCW-med-ElecDHW-GasCDryer-Tier3-FrontSDGSFm2003CZ06rWtd
RB-Appl-EffCW-med-ElecDHW-GasCDryer-Tier3-Front | DEER2016 | D16v1 | 2015-05-14 08:06 | SDG | SFm | 2003 | CZ07 | rWtd | Each | 1 | 1200 | None | 126 | 0.0174 | 11.7 | 0.547 | 0.000182 | 9.4 | 126 | 0.0174 | 11.7 | 0.547 | 0.000182 | 9.4 |  |  | 2 |  | RB-Appl-EffCW-med-ElecDHW-GasCDryer-Tier3-FrontSDGSFm2003CZ07rWtd
RB-Appl-EffCW-med-ElecDHW-GasCDryer-Tier3-Front | DEER2016 | D16v1 | 2015-05-14 08:06 | SDG | SFm | 2003 | CZ08 | rWtd | Each | 1 | 1200 | None | 125 | 0.0171 | 11.7 | -3.35 | -0.000131 | 9.36 | 125 | 0.0171 | 11.7 | -3.35 | -0.000131 | 9.36 |  |  | 2 |  | RB-Appl-EffCW-med-ElecDHW-GasCDryer-Tier3-FrontSDGSFm2003CZ08rWtd
RB-Appl-EffCW-med-ElecDHW-GasCDryer-Tier3-Front | DEER2016 | D16v1 | 2015-05-14 08:06 | SDG | SFm | 2003 | CZ10 | rWtd | Each | 1 | 974 | None | 123 | 0.0157 | 11.9 | -0.9 | -0.000366 | 9.39 | 123 | 0.0157 | 11.9 | -0.9 | -0.000366 | 9.39 |  |  | 2 |  | RB-Appl-EffCW-med-ElecDHW-GasCDryer-Tier3-FrontSDGSFm2003CZ10rWtd
RB-Appl-EffCW-med-ElecDHW-GasCDryer-Tier3-Front | DEER2016 | D16v1 | 2015-05-14 08:06 | SDG | SFm | 2003 | CZ14 | rWtd | Each | 1 | 1080 | None | 126 | 0.0145 | 12.1 | -0.391 | -0.000748 | 10.1 | 126 | 0.0145 | 12.1 | -0.391 | -0.000748 | 10.1 |  |  | 2 |  | RB-Appl-EffCW-med-ElecDHW-GasCDryer-Tier3-FrontSDGSFm2003CZ14rWtd
RB-Appl-EffCW-med-ElecDHW-GasCDryer-Tier3-Front | DEER2016 | D16v1 | 2015-05-14 08:06 | SDG | SFm | 2003 | CZ15 | rWtd | Each | 1 | 1080 | None | 108 | 0.0131 | 12.2 | -8.84 | -0.00296 | 9.79 | 108 | 0.0131 | 12.2 | -8.84 | -0.00296 | 9.79 |  |  | 2 |  | RB-Appl-EffCW-med-ElecDHW-GasCDryer-Tier3-FrontSDGSFm2003CZ15rWtd
RB-Appl-EffCW-med-ElecDHW-GasCDryer-Tier3-Front | DEER2016 | D16v1 | 2015-05-14 08:06 | SDG | SFm | 2007 | CZ06 | rWtd | Each | 1 | 1200 | None | 126 | 0.0122 | 11.9 | -0.129 | 0.000443 | 9.38 | 126 | 0.0122 | 11.9 | -0.129 | 0.000443 | 9.38 |  |  | 2 |  | RB-Appl-EffCW-med-ElecDHW-GasCDryer-Tier3-FrontSDGSFm2007CZ06rWtd
RB-Appl-EffCW-med-ElecDHW-GasCDryer-Tier3-Front | DEER2016 | D16v1 | 2015-05-14 08:06 | SDG | SFm | 2007 | CZ07 | rWtd | Each | 1 | 1200 | None | 124 | 0.019 | 11.8 | -0.605 | 0.00148 | 9.37 | 124 | 0.019 | 11.8 | -0.605 | 0.00148 | 9.37 |  |  | 2 |  | RB-Appl-EffCW-med-ElecDHW-GasCDryer-Tier3-FrontSDGSFm2007CZ07rWtd
RB-Appl-EffCW-med-ElecDHW-GasCDryer-Tier3-Front | DEER2016 | D16v1 | 2015-05-14 08:06 | SDG | SFm | 2007 | CZ08 | rWtd | Each | 1 | 1200 | None | 124 | 0.0166 | 11.8 | -0.368 | 0.0001 | 9.34 | 124 | 0.0166 | 11.8 | -0.368 | 0.0001 | 9.34 |  |  | 2 |  | RB-Appl-EffCW-med-ElecDHW-GasCDryer-Tier3-FrontSDGSFm2007CZ08rWtd
RB-Appl-EffCW-med-ElecDHW-GasCDryer-Tier3-Front | DEER2016 | D16v1 | 2015-05-14 08:06 | SDG | SFm | 2007 | CZ10 | rWtd | Each | 1 | 974 | None | 123 | 0.0154 | 11.9 | -1.3 | -0.0004 | 9.36 | 123 | 0.0154 | 11.9 | -1.3 | -0.0004 | 9.36 |  |  | 2 |  | RB-Appl-EffCW-med-ElecDHW-GasCDryer-Tier3-FrontSDGSFm2007CZ10rWtd
RB-Appl-EffCW-med-ElecDHW-GasCDryer-Tier3-Front | DEER2016 | D16v1 | 2015-05-14 08:06 | SDG | SFm | 2007 | CZ14 | rWtd | Each | 1 | 1080 | None | 126 | 0.0152 | 12 | -2.13 | -0.000674 | 10.1 | 126 | 0.0152 | 12 | -2.13 | -0.000674 | 10.1 |  |  | 2 |  | RB-Appl-EffCW-med-ElecDHW-GasCDryer-Tier3-FrontSDGSFm2007CZ14rWtd
RB-Appl-EffCW-med-ElecDHW-GasCDryer-Tier3-Front | DEER2016 | D16v1 | 2015-05-14 08:06 | SDG | SFm | 2007 | CZ15 | rWtd | Each | 1 | 1080 | None | 106 | 0.0127 | 12.2 | -8.04 | -0.00196 | 9.8 | 106 | 0.0127 | 12.2 | -8.04 | -0.00196 | 9.8 |  |  | 2 |  | RB-Appl-EffCW-med-ElecDHW-GasCDryer-Tier3-FrontSDGSFm2007CZ15rWtd
RB-Appl-EffCW-med-ElecDHW-GasCDryer-Tier3-Front | DEER2016 | D16v1 | 2015-05-14 08:06 | SDG | SFm | 2011 | CZ06 | rWtd | Each | 1 | 1200 | None | 126 | 0.0144 | 11.8 | 0.458 | -0.000157 | 9.39 | 126 | 0.0144 | 11.8 | 0.458 | -0.000157 | 9.39 |  |  | 2 |  | RB-Appl-EffCW-med-ElecDHW-GasCDryer-Tier3-FrontSDGSFm2011CZ06rWtd
RB-Appl-EffCW-med-ElecDHW-GasCDryer-Tier3-Front | DEER2016 | D16v1 | 2015-05-14 08:06 | SDG | SFm | 2011 | CZ07 | rWtd | Each | 1 | 1200 | None | 125 | 0.00563 | 11.8 | -0.0314 | -0.0105 | 9.37 | 125 | 0.00563 | 11.8 | -0.0314 | -0.0105 | 9.37 |  |  | 2 |  | RB-Appl-EffCW-med-ElecDHW-GasCDryer-Tier3-FrontSDGSFm2011CZ07rWtd
RB-Appl-EffCW-med-ElecDHW-GasCDryer-Tier3-Front | DEER2016 | D16v1 | 2015-05-14 08:06 | SDG | SFm | 2011 | CZ08 | rWtd | Each | 1 | 1200 | None | 136 | 0.0159 | 11.8 | -1.57 | -0.000523 | 9.32 | 136 | 0.0159 | 11.8 | -1.57 | -0.000523 | 9.32 |  |  | 2 |  | RB-Appl-EffCW-med-ElecDHW-GasCDryer-Tier3-FrontSDGSFm2011CZ08rWtd
RB-Appl-EffCW-med-ElecDHW-GasCDryer-Tier3-Front | DEER2016 | D16v1 | 2015-05-14 08:06 | SDG | SFm | 2011 | CZ10 | rWtd | Each | 1 | 974 | None | 123 | 0.0159 | 11.9 | -0.39 | -0.000294 | 9.38 | 123 | 0.0159 | 11.9 | -0.39 | -0.000294 | 9.38 |  |  | 2 |  | RB-Appl-EffCW-med-ElecDHW-GasCDryer-Tier3-FrontSDGSFm2011CZ10rWtd
RB-Appl-EffCW-med-ElecDHW-GasCDryer-Tier3-Front | DEER2016 | D16v1 | 2015-05-14 08:06 | SDG | SFm | 2011 | CZ14 | rWtd | Each | 1 | 1080 | None | 125 | 0.0164 | 12 | -2.8 | 0.000142 | 10 | 125 | 0.0164 | 12 | -2.8 | 0.000142 | 10 |  |  | 2 |  | RB-Appl-EffCW-med-ElecDHW-GasCDryer-Tier3-FrontSDGSFm2011CZ14rWtd
RB-Appl-EffCW-med-ElecDHW-GasCDryer-Tier3-Front | DEER2016 | D16v1 | 2015-05-14 08:06 | SDG | SFm | 2011 | CZ15 | rWtd | Each | 1 | 1080 | None | 107 | 0.0129 | 12.2 | -7.77 | -0.00267 | 9.74 | 107 | 0.0129 | 12.2 | -7.77 | -0.00267 | 9.74 |  |  | 2 |  | RB-Appl-EffCW-med-ElecDHW-GasCDryer-Tier3-FrontSDGSFm2011CZ15rWtd
RB-Appl-EffCW-med-ElecDHW-GasCDryer-Tier3-Front | DEER2016 | D16v1 | 2015-05-14 08:06 | SDG | SFm | 2014 | CZ06 | rWtd | Each | 1 | 1200 | None | 124 | 0.0264 | 11.8 | -1.27 | -0.00169 | 9.39 | 124 | 0.0264 | 11.8 | -1.27 | -0.00169 | 9.39 |  |  | 2 |  | RB-Appl-EffCW-med-ElecDHW-GasCDryer-Tier3-FrontSDGSFm2014CZ06rWtd
RB-Appl-EffCW-med-ElecDHW-GasCDryer-Tier3-Front | DEER2016 | D16v1 | 2015-05-14 08:06 | SDG | SFm | 2014 | CZ07 | rWtd | Each | 1 | 1200 | None | 124 | 0.0175 | 11.8 | 0.377 | -0.000606 | 9.38 | 124 | 0.0175 | 11.8 | 0.377 | -0.000606 | 9.38 |  |  | 2 |  | RB-Appl-EffCW-med-ElecDHW-GasCDryer-Tier3-FrontSDGSFm2014CZ07rWtd
RB-Appl-EffCW-med-ElecDHW-GasCDryer-Tier3-Front | DEER2016 | D16v1 | 2015-05-14 08:06 | SDG | SFm | 2014 | CZ08 | rWtd | Each | 1 | 1200 | None | 123 | 0.0167 | 11.8 | -0.475 | -0.00057 | 9.34 | 123 | 0.0167 | 11.8 | -0.475 | -0.00057 | 9.34 |  |  | 2 |  | RB-Appl-EffCW-med-ElecDHW-GasCDryer-Tier3-FrontSDGSFm2014CZ08rWtd
RB-Appl-EffCW-med-ElecDHW-GasCDryer-Tier3-Front | DEER2016 | D16v1 | 2015-05-14 08:06 | SDG | SFm | 2014 | CZ10 | rWtd | Each | 1 | 974 | None | 124 | 0.0166 | 11.9 | 0.176 | -9.57e-05 | 9.37 | 124 | 0.0166 | 11.9 | 0.176 | -9.57e-05 | 9.37 |  |  | 2 |  | RB-Appl-EffCW-med-ElecDHW-GasCDryer-Tier3-FrontSDGSFm2014CZ10rWtd
RB-Appl-EffCW-med-ElecDHW-GasCDryer-Tier3-Front | DEER2016 | D16v1 | 2015-05-14 08:06 | SDG | SFm | 2014 | CZ14 | rWtd | Each | 1 | 1080 | None | 126 | 0.0152 | 12 | -1.73 | -0.00162 | 10 | 126 | 0.0152 | 12 | -1.73 | -0.00162 | 10 |  |  | 2 |  | RB-Appl-EffCW-med-ElecDHW-GasCDryer-Tier3-FrontSDGSFm2014CZ14rWtd
RB-Appl-EffCW-med-ElecDHW-GasCDryer-Tier3-Front | DEER2016 | D16v1 | 2015-05-14 08:06 | SDG | SFm | 2014 | CZ15 | rWtd | Each | 1 | 1080 | None | 107 | 0.0131 | 12.2 | -7.58 | -0.00201 | 9.74 | 107 | 0.0131 | 12.2 | -7.58 | -0.00201 | 9.74 |  |  | 2 |  | RB-Appl-EffCW-med-ElecDHW-GasCDryer-Tier3-FrontSDGSFm2014CZ15rWtd
RB-Appl-EffCW-med-ElecDHW-GasCDryer-Tier3-Front | DEER2016 | D16v1 | 2015-05-14 08:06 | SDG | SFm | Ex | CZ06 | rWtd | Each | 1 | 1090 | None | 126 | 0.0157 | 12.3 | 0.171 | 0.00517 | 9.46 | 126 | 0.0157 | 12.3 | 0.171 | 0.00517 | 9.46 |  |  | 2 |  | RB-Appl-EffCW-med-ElecDHW-GasCDryer-Tier3-FrontSDGSFmExCZ06rWtd
RB-Appl-EffCW-med-ElecDHW-GasCDryer-Tier3-Front | DEER2016 | D16v1 | 2015-05-14 08:06 | SDG | SFm | Ex | CZ07 | rWtd | Each | 1 | 932 | None | 124 | 0.0109 | 12.2 | -0.645 | -0.0134 | 9.54 | 124 | 0.0109 | 12.2 | -0.645 | -0.0134 | 9.54 |  |  | 2 |  | RB-Appl-EffCW-med-ElecDHW-GasCDryer-Tier3-FrontSDGSFmExCZ07rWtd
RB-Appl-EffCW-med-ElecDHW-GasCDryer-Tier3-Front | DEER2016 | D16v1 | 2015-05-14 08:06 | SDG | SFm | Ex | CZ08 | rWtd | Each | 1 | 1030 | None | 124 | 0.0154 | 12.2 | -0.254 | -0.00108 | 9.44 | 124 | 0.0154 | 12.2 | -0.254 | -0.00108 | 9.44 |  |  | 2 |  | RB-Appl-EffCW-med-ElecDHW-GasCDryer-Tier3-FrontSDGSFmExCZ08rWtd
RB-Appl-EffCW-med-ElecDHW-GasCDryer-Tier3-Front | DEER2016 | D16v1 | 2015-05-14 08:06 | SDG | SFm | Ex | CZ10 | rWtd | Each | 1 | 903 | None | 122 | 0.016 | 12.2 | -0.479 | -0.00103 | 9.55 | 122 | 0.016 | 12.2 | -0.479 | -0.00103 | 9.55 |  |  | 2 |  | RB-Appl-EffCW-med-ElecDHW-GasCDryer-Tier3-FrontSDGSFmExCZ10rWtd
RB-Appl-EffCW-med-ElecDHW-GasCDryer-Tier3-Front | DEER2016 | D16v1 | 2015-05-14 08:06 | SDG | SFm | Ex | CZ14 | rWtd | Each | 1 | 841 | None | 127 | 0.016 | 11.9 | 0.556 | -0.00042 | 9.49 | 127 | 0.016 | 11.9 | 0.556 | -0.00042 | 9.49 |  |  | 2 |  | RB-Appl-EffCW-med-ElecDHW-GasCDryer-Tier3-FrontSDGSFmExCZ14rWtd
RB-Appl-EffCW-med-ElecDHW-GasCDryer-Tier3-Front | DEER2016 | D16v1 | 2015-05-14 08:06 | SDG | SFm | Ex | CZ15 | rWtd | Each | 1 | 798 | None | 110 | 0.0136 | 12.1 | -1.85 | -0.000951 | 9.42 | 110 | 0.0136 | 12.1 | -1.85 | -0.000951 | 9.42 |  |  | 2 |  | RB-Appl-EffCW-med-ElecDHW-GasCDryer-Tier3-FrontSDGSFmExCZ15rWtd
RB-Appl-EffCW-med-ElecDHW-GasCDryer-Tier3-Front | DEER2016 | D16v1 | 2015-05-14 08:06 | SDG | SFm | Ex | IOU | rWtd | Each | 1 | 939 | None | 124 | 0.0129 | 12.2 | -0.507 | -0.00785 | 9.53 | 124 | 0.0129 | 12.2 | -0.507 | -0.00785 | 9.53 |  |  | 2 |  | RB-Appl-EffCW-med-ElecDHW-GasCDryer-Tier3-FrontSDGSFmExIOUrWtd
RB-Appl-EffCW-med-GasDHW-ElecCDryer-Tier1-Front | DEER2016 | D16v1 | 2015-05-16 | Any | DMo | MH00 | CZ01 | rDXGF | Each | 1 | 621 | None | 218 | 0.0422 | 4.27 | 140 | 0.0223 | 0.566 | 218 | 0.0422 | 4.27 | 140 | 0.0223 | 0.566 |  |  | 1 |  | RB-Appl-EffCW-med-GasDHW-ElecCDryer-Tier1-FrontAnyDMoMH00CZ01rDXGF
RB-Appl-EffCW-med-GasDHW-ElecCDryer-Tier1-Front | DEER2016 | D16v1 | 2015-05-16 | Any | DMo | MH00 | CZ01 | rDXHP | Each | 1 | 621 | None | 215 | 0.0443 | 4.56 | 141 | 0.0261 | 0.439 | 215 | 0.0443 | 4.56 | 141 | 0.0261 | 0.439 |  |  | 1 |  | RB-Appl-EffCW-med-GasDHW-ElecCDryer-Tier1-FrontAnyDMoMH00CZ01rDXHP
RB-Appl-EffCW-med-GasDHW-ElecCDryer-Tier1-Front | DEER2016 | D16v1 | 2015-05-16 | Any | DMo | MH00 | CZ01 | rNCEH | Each | 1 | 621 | None | 213 | 0.03 | 4.55 | 140 | 0.0193 | 0.439 | 213 | 0.03 | 4.55 | 140 | 0.0193 | 0.439 |  |  | 1 |  | RB-Appl-EffCW-med-GasDHW-ElecCDryer-Tier1-FrontAnyDMoMH00CZ01rNCEH
RB-Appl-EffCW-med-GasDHW-ElecCDryer-Tier1-Front | DEER2016 | D16v1 | 2015-05-16 | Any | DMo | MH00 | CZ01 | rNCGF | Each | 1 | 621 | None | 216 | 0.0299 | 4.21 | 139 | 0.0191 | 0.532 | 216 | 0.0299 | 4.21 | 139 | 0.0191 | 0.532 |  |  | 1 |  | RB-Appl-EffCW-med-GasDHW-ElecCDryer-Tier1-FrontAnyDMoMH00CZ01rNCGF
RB-Appl-EffCW-med-GasDHW-ElecCDryer-Tier1-Front | DEER2016 | D16v1 | 2015-05-16 | Any | DMo | MH00 | CZ02 | rDXGF | Each | 1 | 621 | None | 224 | 0.0379 | 3.9 | 143 | 0.0247 | 0.503 | 224 | 0.0379 | 3.9 | 143 | 0.0247 | 0.503 |  |  | 1 |  | RB-Appl-EffCW-med-GasDHW-ElecCDryer-Tier1-FrontAnyDMoMH00CZ02rDXGF
RB-Appl-EffCW-med-GasDHW-ElecCDryer-Tier1-Front | DEER2016 | D16v1 | 2015-05-16 | Any | DMo | MH00 | CZ02 | rDXHP | Each | 1 | 621 | None | 221 | 0.0374 | 4.25 | 142 | 0.023 | 0.412 | 221 | 0.0374 | 4.25 | 142 | 0.023 | 0.412 |  |  | 1 |  | RB-Appl-EffCW-med-GasDHW-ElecCDryer-Tier1-FrontAnyDMoMH00CZ02rDXHP
RB-Appl-EffCW-med-GasDHW-ElecCDryer-Tier1-Front | DEER2016 | D16v1 | 2015-05-16 | Any | DMo | MH00 | CZ02 | rNCEH | Each | 1 | 621 | None | 212 | 0.03 | 4.24 | 139 | 0.0193 | 0.408 | 212 | 0.03 | 4.24 | 139 | 0.0193 | 0.408 |  |  | 1 |  | RB-Appl-EffCW-med-GasDHW-ElecCDryer-Tier1-FrontAnyDMoMH00CZ02rNCEH
RB-Appl-EffCW-med-GasDHW-ElecCDryer-Tier1-Front | DEER2016 | D16v1 | 2015-05-16 | Any | DMo | MH00 | CZ02 | rNCGF | Each | 1 | 621 | None | 215 | 0.0298 | 3.83 | 139 | 0.0192 | 0.414 | 215 | 0.0298 | 3.83 | 139 | 0.0192 | 0.414 |  |  | 1 |  | RB-Appl-EffCW-med-GasDHW-ElecCDryer-Tier1-FrontAnyDMoMH00CZ02rNCGF
RB-Appl-EffCW-med-GasDHW-ElecCDryer-Tier1-Front | DEER2016 | D16v1 | 2015-05-16 | Any | DMo | MH00 | CZ03 | rDXGF | Each | 1 | 621 | None | 222 | 0.0376 | 4.16 | 143 | 0.0243 | 0.671 | 222 | 0.0376 | 4.16 | 143 | 0.0243 | 0.671 |  |  | 1 |  | RB-Appl-EffCW-med-GasDHW-ElecCDryer-Tier1-FrontAnyDMoMH00CZ03rDXGF
RB-Appl-EffCW-med-GasDHW-ElecCDryer-Tier1-Front | DEER2016 | D16v1 | 2015-05-16 | Any | DMo | MH00 | CZ03 | rDXHP | Each | 1 | 621 | None | 222 | 0.0351 | 4.26 | 146 | 0.0217 | 0.412 | 222 | 0.0351 | 4.26 | 146 | 0.0217 | 0.412 |  |  | 1 |  | RB-Appl-EffCW-med-GasDHW-ElecCDryer-Tier1-FrontAnyDMoMH00CZ03rDXHP
RB-Appl-EffCW-med-GasDHW-ElecCDryer-Tier1-Front | DEER2016 | D16v1 | 2015-05-16 | Any | DMo | MH00 | CZ03 | rNCEH | Each | 1 | 621 | None | 214 | 0.03 | 4.25 | 141 | 0.0193 | 0.409 | 214 | 0.03 | 4.25 | 141 | 0.0193 | 0.409 |  |  | 1 |  | RB-Appl-EffCW-med-GasDHW-ElecCDryer-Tier1-FrontAnyDMoMH00CZ03rNCEH
RB-Appl-EffCW-med-GasDHW-ElecCDryer-Tier1-Front | DEER2016 | D16v1 | 2015-05-16 | Any | DMo | MH00 | CZ03 | rNCGF | Each | 1 | 621 | None | 216 | 0.0299 | 4.03 | 139 | 0.0194 | 0.608 | 216 | 0.0299 | 4.03 | 139 | 0.0194 | 0.608 |  |  | 1 |  | RB-Appl-EffCW-med-GasDHW-ElecCDryer-Tier1-FrontAnyDMoMH00CZ03rNCGF
RB-Appl-EffCW-med-GasDHW-ElecCDryer-Tier1-Front | DEER2016 | D16v1 | 2015-05-16 | Any | DMo | MH00 | CZ04 | rDXGF | Each | 1 | 621 | None | 225 | 0.0332 | 4.12 | 144 | 0.0198 | 0.64 | 225 | 0.0332 | 4.12 | 144 | 0.0198 | 0.64 |  |  | 1 |  | RB-Appl-EffCW-med-GasDHW-ElecCDryer-Tier1-FrontAnyDMoMH00CZ04rDXGF
RB-Appl-EffCW-med-GasDHW-ElecCDryer-Tier1-Front | DEER2016 | D16v1 | 2015-05-16 | Any | DMo | MH00 | CZ04 | rDXHP | Each | 1 | 621 | None | 227 | 0.0352 | 4.12 | 148 | 0.0199 | 0.401 | 227 | 0.0352 | 4.12 | 148 | 0.0199 | 0.401 |  |  | 1 |  | RB-Appl-EffCW-med-GasDHW-ElecCDryer-Tier1-FrontAnyDMoMH00CZ04rDXHP
RB-Appl-EffCW-med-GasDHW-ElecCDryer-Tier1-Front | DEER2016 | D16v1 | 2015-05-16 | Any | DMo | MH00 | CZ04 | rNCEH | Each | 1 | 621 | None | 215 | 0.03 | 4.11 | 141 | 0.0193 | 0.396 | 215 | 0.03 | 4.11 | 141 | 0.0193 | 0.396 |  |  | 1 |  | RB-Appl-EffCW-med-GasDHW-ElecCDryer-Tier1-FrontAnyDMoMH00CZ04rNCEH
RB-Appl-EffCW-med-GasDHW-ElecCDryer-Tier1-Front | DEER2016 | D16v1 | 2015-05-16 | Any | DMo | MH00 | CZ04 | rNCGF | Each | 1 | 621 | None | 216 | 0.0298 | 3.98 | 139 | 0.0192 | 0.569 | 216 | 0.0298 | 3.98 | 139 | 0.0192 | 0.569 |  |  | 1 |  | RB-Appl-EffCW-med-GasDHW-ElecCDryer-Tier1-FrontAnyDMoMH00CZ04rNCGF
RB-Appl-EffCW-med-GasDHW-ElecCDryer-Tier1-Front | DEER2016 | D16v1 | 2015-05-16 | Any | DMo | MH00 | CZ05 | rDXGF | Each | 1 | 621 | None | 222 | 0.033 | 4.58 | 144 | 0.0209 | 0.986 | 222 | 0.033 | 4.58 | 144 | 0.0209 | 0.986 |  |  | 1 |  | RB-Appl-EffCW-med-GasDHW-ElecCDryer-Tier1-FrontAnyDMoMH00CZ05rDXGF
RB-Appl-EffCW-med-GasDHW-ElecCDryer-Tier1-Front | DEER2016 | D16v1 | 2015-05-16 | Any | DMo | MH00 | CZ05 | rDXHP | Each | 1 | 621 | None | 224 | 0.0334 | 4.31 | 149 | 0.0213 | 0.416 | 224 | 0.0334 | 4.31 | 149 | 0.0213 | 0.416 |  |  | 1 |  | RB-Appl-EffCW-med-GasDHW-ElecCDryer-Tier1-FrontAnyDMoMH00CZ05rDXHP
RB-Appl-EffCW-med-GasDHW-ElecCDryer-Tier1-Front | DEER2016 | D16v1 | 2015-05-16 | Any | DMo | MH00 | CZ05 | rNCEH | Each | 1 | 621 | None | 218 | 0.03 | 4.31 | 144 | 0.0193 | 0.416 | 218 | 0.03 | 4.31 | 144 | 0.0193 | 0.416 |  |  | 1 |  | RB-Appl-EffCW-med-GasDHW-ElecCDryer-Tier1-FrontAnyDMoMH00CZ05rNCEH
RB-Appl-EffCW-med-GasDHW-ElecCDryer-Tier1-Front | DEER2016 | D16v1 | 2015-05-16 | Any | DMo | MH00 | CZ05 | rNCGF | Each | 1 | 621 | None | 216 | 0.0308 | 4.3 | 139 | 0.0202 | 0.788 | 216 | 0.0308 | 4.3 | 139 | 0.0202 | 0.788 |  |  | 1 |  | RB-Appl-EffCW-med-GasDHW-ElecCDryer-Tier1-FrontAnyDMoMH00CZ05rNCGF
RB-Appl-EffCW-med-GasDHW-ElecCDryer-Tier1-Front | DEER2016 | D16v1 | 2015-05-16 | Any | DMo | MH00 | CZ06 | rDXGF | Each | 1 | 621 | None | 231 | 0.0349 | 4.74 | 147 | 0.0219 | 1.16 | 231 | 0.0349 | 4.74 | 147 | 0.0219 | 1.16 |  |  | 1 |  | RB-Appl-EffCW-med-GasDHW-ElecCDryer-Tier1-FrontAnyDMoMH00CZ06rDXGF
RB-Appl-EffCW-med-GasDHW-ElecCDryer-Tier1-Front | DEER2016 | D16v1 | 2015-05-16 | Any | DMo | MH00 | CZ06 | rDXHP | Each | 1 | 621 | None | 240 | 0.0341 | 4 | 156 | 0.0212 | 0.388 | 240 | 0.0341 | 4 | 156 | 0.0212 | 0.388 |  |  | 1 |  | RB-Appl-EffCW-med-GasDHW-ElecCDryer-Tier1-FrontAnyDMoMH00CZ06rDXHP
RB-Appl-EffCW-med-GasDHW-ElecCDryer-Tier1-Front | DEER2016 | D16v1 | 2015-05-16 | Any | DMo | MH00 | CZ06 | rNCEH | Each | 1 | 621 | None | 219 | 0.03 | 3.99 | 143 | 0.0193 | 0.384 | 219 | 0.03 | 3.99 | 143 | 0.0193 | 0.384 |  |  | 1 |  | RB-Appl-EffCW-med-GasDHW-ElecCDryer-Tier1-FrontAnyDMoMH00CZ06rNCEH
RB-Appl-EffCW-med-GasDHW-ElecCDryer-Tier1-Front | DEER2016 | D16v1 | 2015-05-16 | Any | DMo | MH00 | CZ06 | rNCGF | Each | 1 | 621 | None | 216 | 0.0289 | 4.43 | 139 | 0.0179 | 0.977 | 216 | 0.0289 | 4.43 | 139 | 0.0179 | 0.977 |  |  | 1 |  | RB-Appl-EffCW-med-GasDHW-ElecCDryer-Tier1-FrontAnyDMoMH00CZ06rNCGF
RB-Appl-EffCW-med-GasDHW-ElecCDryer-Tier1-Front | DEER2016 | D16v1 | 2015-05-16 | Any | DMo | MH00 | CZ07 | rDXGF | Each | 1 | 621 | None | 225 | 0.0486 | 4.64 | 145 | 0.0218 | 1.06 | 225 | 0.0486 | 4.64 | 145 | 0.0218 | 1.06 |  |  | 1 |  | RB-Appl-EffCW-med-GasDHW-ElecCDryer-Tier1-FrontAnyDMoMH00CZ07rDXGF
RB-Appl-EffCW-med-GasDHW-ElecCDryer-Tier1-Front | DEER2016 | D16v1 | 2015-05-16 | Any | DMo | MH00 | CZ07 | rDXHP | Each | 1 | 621 | None | 240 | 0.0166 | 3.96 | 152 | 0.0578 | 0.382 | 240 | 0.0166 | 3.96 | 152 | 0.0578 | 0.382 |  |  | 1 |  | RB-Appl-EffCW-med-GasDHW-ElecCDryer-Tier1-FrontAnyDMoMH00CZ07rDXHP
RB-Appl-EffCW-med-GasDHW-ElecCDryer-Tier1-Front | DEER2016 | D16v1 | 2015-05-16 | Any | DMo | MH00 | CZ07 | rNCEH | Each | 1 | 621 | None | 219 | 0.03 | 3.95 | 143 | 0.0193 | 0.38 | 219 | 0.03 | 3.95 | 143 | 0.0193 | 0.38 |  |  | 1 |  | RB-Appl-EffCW-med-GasDHW-ElecCDryer-Tier1-FrontAnyDMoMH00CZ07rNCEH
RB-Appl-EffCW-med-GasDHW-ElecCDryer-Tier1-Front | DEER2016 | D16v1 | 2015-05-16 | Any | DMo | MH00 | CZ07 | rNCGF | Each | 1 | 621 | None | 216 | 0.0299 | 4.39 | 139 | 0.0192 | 0.909 | 216 | 0.0299 | 4.39 | 139 | 0.0192 | 0.909 |  |  | 1 |  | RB-Appl-EffCW-med-GasDHW-ElecCDryer-Tier1-FrontAnyDMoMH00CZ07rNCGF
RB-Appl-EffCW-med-GasDHW-ElecCDryer-Tier1-Front | DEER2016 | D16v1 | 2015-05-16 | Any | DMo | MH00 | CZ08 | rDXGF | Each | 1 | 621 | None | 238 | 0.0355 | 4.44 | 149 | 0.0219 | 0.95 | 238 | 0.0355 | 4.44 | 149 | 0.0219 | 0.95 |  |  | 1 |  | RB-Appl-EffCW-med-GasDHW-ElecCDryer-Tier1-FrontAnyDMoMH00CZ08rDXGF
RB-Appl-EffCW-med-GasDHW-ElecCDryer-Tier1-Front | DEER2016 | D16v1 | 2015-05-16 | Any | DMo | MH00 | CZ08 | rDXHP | Each | 1 | 621 | None | 235 | 0.0337 | 3.9 | 153 | 0.0207 | 0.384 | 235 | 0.0337 | 3.9 | 153 | 0.0207 | 0.384 |  |  | 1 |  | RB-Appl-EffCW-med-GasDHW-ElecCDryer-Tier1-FrontAnyDMoMH00CZ08rDXHP
RB-Appl-EffCW-med-GasDHW-ElecCDryer-Tier1-Front | DEER2016 | D16v1 | 2015-05-16 | Any | DMo | MH00 | CZ08 | rNCEH | Each | 1 | 621 | None | 218 | 0.03 | 3.88 | 143 | 0.0193 | 0.374 | 218 | 0.03 | 3.88 | 143 | 0.0193 | 0.374 |  |  | 1 |  | RB-Appl-EffCW-med-GasDHW-ElecCDryer-Tier1-FrontAnyDMoMH00CZ08rNCEH
RB-Appl-EffCW-med-GasDHW-ElecCDryer-Tier1-Front | DEER2016 | D16v1 | 2015-05-16 | Any | DMo | MH00 | CZ08 | rNCGF | Each | 1 | 621 | None | 216 | 0.0298 | 4.09 | 139 | 0.0192 | 0.734 | 216 | 0.0298 | 4.09 | 139 | 0.0192 | 0.734 |  |  | 1 |  | RB-Appl-EffCW-med-GasDHW-ElecCDryer-Tier1-FrontAnyDMoMH00CZ08rNCGF
RB-Appl-EffCW-med-GasDHW-ElecCDryer-Tier1-Front | DEER2016 | D16v1 | 2015-05-16 | Any | DMo | MH00 | CZ09 | rDXGF | Each | 1 | 621 | None | 227 | 0.0353 | 4.19 | 144 | 0.0224 | 0.8 | 227 | 0.0353 | 4.19 | 144 | 0.0224 | 0.8 |  |  | 1 |  | RB-Appl-EffCW-med-GasDHW-ElecCDryer-Tier1-FrontAnyDMoMH00CZ09rDXGF
RB-Appl-EffCW-med-GasDHW-ElecCDryer-Tier1-Front | DEER2016 | D16v1 | 2015-05-16 | Any | DMo | MH00 | CZ09 | rDXHP | Each | 1 | 621 | None | 231 | 0.034 | 3.89 | 148 | 0.0213 | 0.376 | 231 | 0.034 | 3.89 | 148 | 0.0213 | 0.376 |  |  | 1 |  | RB-Appl-EffCW-med-GasDHW-ElecCDryer-Tier1-FrontAnyDMoMH00CZ09rDXHP
RB-Appl-EffCW-med-GasDHW-ElecCDryer-Tier1-Front | DEER2016 | D16v1 | 2015-05-16 | Any | DMo | MH00 | CZ09 | rNCEH | Each | 1 | 621 | None | 217 | 0.03 | 3.88 | 142 | 0.0193 | 0.373 | 217 | 0.03 | 3.88 | 142 | 0.0193 | 0.373 |  |  | 1 |  | RB-Appl-EffCW-med-GasDHW-ElecCDryer-Tier1-FrontAnyDMoMH00CZ09rNCEH
RB-Appl-EffCW-med-GasDHW-ElecCDryer-Tier1-Front | DEER2016 | D16v1 | 2015-05-16 | Any | DMo | MH00 | CZ09 | rNCGF | Each | 1 | 621 | None | 216 | 0.0298 | 3.97 | 139 | 0.0192 | 0.691 | 216 | 0.0298 | 3.97 | 139 | 0.0192 | 0.691 |  |  | 1 |  | RB-Appl-EffCW-med-GasDHW-ElecCDryer-Tier1-FrontAnyDMoMH00CZ09rNCGF
RB-Appl-EffCW-med-GasDHW-ElecCDryer-Tier1-Front | DEER2016 | D16v1 | 2015-05-16 | Any | DMo | MH00 | CZ10 | rDXGF | Each | 1 | 621 | None | 230 | 0.0359 | 4.21 | 146 | 0.0224 | 0.836 | 230 | 0.0359 | 4.21 | 146 | 0.0224 | 0.836 |  |  | 1 |  | RB-Appl-EffCW-med-GasDHW-ElecCDryer-Tier1-FrontAnyDMoMH00CZ10rDXGF
RB-Appl-EffCW-med-GasDHW-ElecCDryer-Tier1-Front | DEER2016 | D16v1 | 2015-05-16 | Any | DMo | MH00 | CZ10 | rDXHP | Each | 1 | 621 | None | 235 | 0.0343 | 3.87 | 153 | 0.0216 | 0.377 | 235 | 0.0343 | 3.87 | 153 | 0.0216 | 0.377 |  |  | 1 |  | RB-Appl-EffCW-med-GasDHW-ElecCDryer-Tier1-FrontAnyDMoMH00CZ10rDXHP
RB-Appl-EffCW-med-GasDHW-ElecCDryer-Tier1-Front | DEER2016 | D16v1 | 2015-05-16 | Any | DMo | MH00 | CZ10 | rNCEH | Each | 1 | 621 | None | 218 | 0.03 | 3.86 | 142 | 0.0193 | 0.372 | 218 | 0.03 | 3.86 | 142 | 0.0193 | 0.372 |  |  | 1 |  | RB-Appl-EffCW-med-GasDHW-ElecCDryer-Tier1-FrontAnyDMoMH00CZ10rNCEH
RB-Appl-EffCW-med-GasDHW-ElecCDryer-Tier1-Front | DEER2016 | D16v1 | 2015-05-16 | Any | DMo | MH00 | CZ10 | rNCGF | Each | 1 | 621 | None | 216 | 0.0302 | 4.1 | 139 | 0.0198 | 0.79 | 216 | 0.0302 | 4.1 | 139 | 0.0198 | 0.79 |  |  | 1 |  | RB-Appl-EffCW-med-GasDHW-ElecCDryer-Tier1-FrontAnyDMoMH00CZ10rNCGF
RB-Appl-EffCW-med-GasDHW-ElecCDryer-Tier1-Front | DEER2016 | D16v1 | 2015-05-16 | Any | DMo | MH00 | CZ11 | rDXGF | Each | 1 | 621 | None | 228 | 0.0357 | 3.64 | 145 | 0.0225 | 0.51 | 228 | 0.0357 | 3.64 | 145 | 0.0225 | 0.51 |  |  | 1 |  | RB-Appl-EffCW-med-GasDHW-ElecCDryer-Tier1-FrontAnyDMoMH00CZ11rDXGF
RB-Appl-EffCW-med-GasDHW-ElecCDryer-Tier1-Front | DEER2016 | D16v1 | 2015-05-16 | Any | DMo | MH00 | CZ11 | rDXHP | Each | 1 | 621 | None | 223 | 0.0345 | 3.93 | 145 | 0.0213 | 0.383 | 223 | 0.0345 | 3.93 | 145 | 0.0213 | 0.383 |  |  | 1 |  | RB-Appl-EffCW-med-GasDHW-ElecCDryer-Tier1-FrontAnyDMoMH00CZ11rDXHP
RB-Appl-EffCW-med-GasDHW-ElecCDryer-Tier1-Front | DEER2016 | D16v1 | 2015-05-16 | Any | DMo | MH00 | CZ11 | rNCEH | Each | 1 | 621 | None | 212 | 0.03 | 3.91 | 139 | 0.0193 | 0.377 | 212 | 0.03 | 3.91 | 139 | 0.0193 | 0.377 |  |  | 1 |  | RB-Appl-EffCW-med-GasDHW-ElecCDryer-Tier1-FrontAnyDMoMH00CZ11rNCEH
RB-Appl-EffCW-med-GasDHW-ElecCDryer-Tier1-Front | DEER2016 | D16v1 | 2015-05-16 | Any | DMo | MH00 | CZ11 | rNCGF | Each | 1 | 621 | None | 216 | 0.0301 | 3.51 | 139 | 0.0193 | 0.386 | 216 | 0.0301 | 3.51 | 139 | 0.0193 | 0.386 |  |  | 1 |  | RB-Appl-EffCW-med-GasDHW-ElecCDryer-Tier1-FrontAnyDMoMH00CZ11rNCGF
RB-Appl-EffCW-med-GasDHW-ElecCDryer-Tier1-Front | DEER2016 | D16v1 | 2015-05-16 | Any | DMo | MH00 | CZ12 | rDXGF | Each | 1 | 621 | None | 225 | 0.0362 | 3.81 | 143 | 0.0229 | 0.581 | 225 | 0.0362 | 3.81 | 143 | 0.0229 | 0.581 |  |  | 1 |  | RB-Appl-EffCW-med-GasDHW-ElecCDryer-Tier1-FrontAnyDMoMH00CZ12rDXGF
RB-Appl-EffCW-med-GasDHW-ElecCDryer-Tier1-Front | DEER2016 | D16v1 | 2015-05-16 | Any | DMo | MH00 | CZ12 | rDXHP | Each | 1 | 621 | None | 223 | 0.0356 | 4.05 | 146 | 0.0218 | 0.395 | 223 | 0.0356 | 4.05 | 146 | 0.0218 | 0.395 |  |  | 1 |  | RB-Appl-EffCW-med-GasDHW-ElecCDryer-Tier1-FrontAnyDMoMH00CZ12rDXHP
RB-Appl-EffCW-med-GasDHW-ElecCDryer-Tier1-Front | DEER2016 | D16v1 | 2015-05-16 | Any | DMo | MH00 | CZ12 | rNCEH | Each | 1 | 621 | None | 213 | 0.03 | 4.04 | 139 | 0.0193 | 0.39 | 213 | 0.03 | 4.04 | 139 | 0.0193 | 0.39 |  |  | 1 |  | RB-Appl-EffCW-med-GasDHW-ElecCDryer-Tier1-FrontAnyDMoMH00CZ12rNCEH
RB-Appl-EffCW-med-GasDHW-ElecCDryer-Tier1-Front | DEER2016 | D16v1 | 2015-05-16 | Any | DMo | MH00 | CZ12 | rNCGF | Each | 1 | 621 | None | 216 | 0.03 | 3.61 | 139 | 0.0193 | 0.419 | 216 | 0.03 | 3.61 | 139 | 0.0193 | 0.419 |  |  | 1 |  | RB-Appl-EffCW-med-GasDHW-ElecCDryer-Tier1-FrontAnyDMoMH00CZ12rNCGF
RB-Appl-EffCW-med-GasDHW-ElecCDryer-Tier1-Front | DEER2016 | D16v1 | 2015-05-16 | Any | DMo | MH00 | CZ13 | rDXGF | Each | 1 | 621 | None | 227 | 0.037 | 3.44 | 146 | 0.0233 | 0.349 | 227 | 0.037 | 3.44 | 146 | 0.0233 | 0.349 |  |  | 1 |  | RB-Appl-EffCW-med-GasDHW-ElecCDryer-Tier1-FrontAnyDMoMH00CZ13rDXGF
RB-Appl-EffCW-med-GasDHW-ElecCDryer-Tier1-Front | DEER2016 | D16v1 | 2015-05-16 | Any | DMo | MH00 | CZ13 | rDXHP | Each | 1 | 621 | None | 222 | 0.0348 | 3.88 | 144 | 0.0218 | 0.379 | 222 | 0.0348 | 3.88 | 144 | 0.0218 | 0.379 |  |  | 1 |  | RB-Appl-EffCW-med-GasDHW-ElecCDryer-Tier1-FrontAnyDMoMH00CZ13rDXHP
RB-Appl-EffCW-med-GasDHW-ElecCDryer-Tier1-Front | DEER2016 | D16v1 | 2015-05-16 | Any | DMo | MH00 | CZ13 | rNCEH | Each | 1 | 621 | None | 211 | 0.03 | 3.87 | 138 | 0.0193 | 0.373 | 211 | 0.03 | 3.87 | 138 | 0.0193 | 0.373 |  |  | 1 |  | RB-Appl-EffCW-med-GasDHW-ElecCDryer-Tier1-FrontAnyDMoMH00CZ13rNCEH
RB-Appl-EffCW-med-GasDHW-ElecCDryer-Tier1-Front | DEER2016 | D16v1 | 2015-05-16 | Any | DMo | MH00 | CZ13 | rNCGF | Each | 1 | 621 | None | 216 | 0.0298 | 3.3 | 139 | 0.0192 | 0.295 | 216 | 0.0298 | 3.3 | 139 | 0.0192 | 0.295 |  |  | 1 |  | RB-Appl-EffCW-med-GasDHW-ElecCDryer-Tier1-FrontAnyDMoMH00CZ13rNCGF
RB-Appl-EffCW-med-GasDHW-ElecCDryer-Tier1-Front | DEER2016 | D16v1 | 2015-05-16 | Any | DMo | MH00 | CZ14 | rDXGF | Each | 1 | 621 | None | 230 | 0.0357 | 3.82 | 147 | 0.0232 | 0.553 | 230 | 0.0357 | 3.82 | 147 | 0.0232 | 0.553 |  |  | 1 |  | RB-Appl-EffCW-med-GasDHW-ElecCDryer-Tier1-FrontAnyDMoMH00CZ14rDXGF
RB-Appl-EffCW-med-GasDHW-ElecCDryer-Tier1-Front | DEER2016 | D16v1 | 2015-05-16 | Any | DMo | MH00 | CZ14 | rDXHP | Each | 1 | 621 | None | 228 | 0.0338 | 3.96 | 148 | 0.0215 | 0.387 | 228 | 0.0338 | 3.96 | 148 | 0.0215 | 0.387 |  |  | 1 |  | RB-Appl-EffCW-med-GasDHW-ElecCDryer-Tier1-FrontAnyDMoMH00CZ14rDXHP
RB-Appl-EffCW-med-GasDHW-ElecCDryer-Tier1-Front | DEER2016 | D16v1 | 2015-05-16 | Any | DMo | MH00 | CZ14 | rNCEH | Each | 1 | 621 | None | 214 | 0.03 | 3.94 | 140 | 0.0193 | 0.38 | 214 | 0.03 | 3.94 | 140 | 0.0193 | 0.38 |  |  | 1 |  | RB-Appl-EffCW-med-GasDHW-ElecCDryer-Tier1-FrontAnyDMoMH00CZ14rNCEH
RB-Appl-EffCW-med-GasDHW-ElecCDryer-Tier1-Front | DEER2016 | D16v1 | 2015-05-16 | Any | DMo | MH00 | CZ14 | rNCGF | Each | 1 | 621 | None | 216 | 0.0302 | 3.64 | 139 | 0.0195 | 0.455 | 216 | 0.0302 | 3.64 | 139 | 0.0195 | 0.455 |  |  | 1 |  | RB-Appl-EffCW-med-GasDHW-ElecCDryer-Tier1-FrontAnyDMoMH00CZ14rNCGF
RB-Appl-EffCW-med-GasDHW-ElecCDryer-Tier1-Front | DEER2016 | D16v1 | 2015-05-16 | Any | DMo | MH00 | CZ15 | rDXGF | Each | 1 | 621 | None | 235 | 0.0342 | 3.52 | 149 | 0.0217 | 0.679 | 235 | 0.0342 | 3.52 | 149 | 0.0217 | 0.679 |  |  | 1 |  | RB-Appl-EffCW-med-GasDHW-ElecCDryer-Tier1-FrontAnyDMoMH00CZ15rDXGF
RB-Appl-EffCW-med-GasDHW-ElecCDryer-Tier1-Front | DEER2016 | D16v1 | 2015-05-16 | Any | DMo | MH00 | CZ15 | rDXHP | Each | 1 | 621 | None | 238 | 0.0342 | 3.26 | 152 | 0.0217 | 0.32 | 238 | 0.0342 | 3.26 | 152 | 0.0217 | 0.32 |  |  | 1 |  | RB-Appl-EffCW-med-GasDHW-ElecCDryer-Tier1-FrontAnyDMoMH00CZ15rDXHP
RB-Appl-EffCW-med-GasDHW-ElecCDryer-Tier1-Front | DEER2016 | D16v1 | 2015-05-16 | Any | DMo | MH00 | CZ15 | rNCEH | Each | 1 | 621 | None | 217 | 0.03 | 3.25 | 141 | 0.0193 | 0.313 | 217 | 0.03 | 3.25 | 141 | 0.0193 | 0.313 |  |  | 1 |  | RB-Appl-EffCW-med-GasDHW-ElecCDryer-Tier1-FrontAnyDMoMH00CZ15rNCEH
RB-Appl-EffCW-med-GasDHW-ElecCDryer-Tier1-Front | DEER2016 | D16v1 | 2015-05-16 | Any | DMo | MH00 | CZ15 | rNCGF | Each | 1 | 621 | None | 216 | 0.0301 | 3.3 | 139 | 0.0195 | 0.515 | 216 | 0.0301 | 3.3 | 139 | 0.0195 | 0.515 |  |  | 1 |  | RB-Appl-EffCW-med-GasDHW-ElecCDryer-Tier1-FrontAnyDMoMH00CZ15rNCGF
RB-Appl-EffCW-med-GasDHW-ElecCDryer-Tier1-Front | DEER2016 | D16v1 | 2015-05-16 | Any | DMo | MH00 | CZ16 | rDXGF | Each | 1 | 621 | None | 225 | 0.035 | 4.12 | 144 | 0.0222 | 0.446 | 225 | 0.035 | 4.12 | 144 | 0.0222 | 0.446 |  |  | 1 |  | RB-Appl-EffCW-med-GasDHW-ElecCDryer-Tier1-FrontAnyDMoMH00CZ16rDXGF
RB-Appl-EffCW-med-GasDHW-ElecCDryer-Tier1-Front | DEER2016 | D16v1 | 2015-05-16 | Any | DMo | MH00 | CZ16 | rDXHP | Each | 1 | 621 | None | 216 | 0.0334 | 4.55 | 142 | 0.0207 | 0.443 | 216 | 0.0334 | 4.55 | 142 | 0.0207 | 0.443 |  |  | 1 |  | RB-Appl-EffCW-med-GasDHW-ElecCDryer-Tier1-FrontAnyDMoMH00CZ16rDXHP
RB-Appl-EffCW-med-GasDHW-ElecCDryer-Tier1-Front | DEER2016 | D16v1 | 2015-05-16 | Any | DMo | MH00 | CZ16 | rNCEH | Each | 1 | 621 | None | 212 | 0.03 | 4.54 | 139 | 0.0193 | 0.437 | 212 | 0.03 | 4.54 | 139 | 0.0193 | 0.437 |  |  | 1 |  | RB-Appl-EffCW-med-GasDHW-ElecCDryer-Tier1-FrontAnyDMoMH00CZ16rNCEH
RB-Appl-EffCW-med-GasDHW-ElecCDryer-Tier1-Front | DEER2016 | D16v1 | 2015-05-16 | Any | DMo | MH00 | CZ16 | rNCGF | Each | 1 | 621 | None | 216 | 0.0299 | 4.1 | 139 | 0.0193 | 0.436 | 216 | 0.0299 | 4.1 | 139 | 0.0193 | 0.436 |  |  | 1 |  | RB-Appl-EffCW-med-GasDHW-ElecCDryer-Tier1-FrontAnyDMoMH00CZ16rNCGF
RB-Appl-EffCW-med-GasDHW-ElecCDryer-Tier1-Front | DEER2016 | D16v1 | 2015-05-16 | Any | DMo | MH06 | CZ01 | rDXGF | Each | 1 | 621 | None | 218 | 0.0256 | 4.35 | 140 | 0.0131 | 0.651 | 218 | 0.0256 | 4.35 | 140 | 0.0131 | 0.651 |  |  | 1 |  | RB-Appl-EffCW-med-GasDHW-ElecCDryer-Tier1-FrontAnyDMoMH06CZ01rDXGF
RB-Appl-EffCW-med-GasDHW-ElecCDryer-Tier1-Front | DEER2016 | D16v1 | 2015-05-16 | Any | DMo | MH06 | CZ01 | rDXHP | Each | 1 | 621 | None | 217 | 0.0226 | 4.56 | 142 | 0.0128 | 0.44 | 217 | 0.0226 | 4.56 | 142 | 0.0128 | 0.44 |  |  | 1 |  | RB-Appl-EffCW-med-GasDHW-ElecCDryer-Tier1-FrontAnyDMoMH06CZ01rDXHP
RB-Appl-EffCW-med-GasDHW-ElecCDryer-Tier1-Front | DEER2016 | D16v1 | 2015-05-16 | Any | DMo | MH06 | CZ01 | rNCEH | Each | 1 | 621 | None | 214 | 0.03 | 4.56 | 141 | 0.0193 | 0.44 | 214 | 0.03 | 4.56 | 141 | 0.0193 | 0.44 |  |  | 1 |  | RB-Appl-EffCW-med-GasDHW-ElecCDryer-Tier1-FrontAnyDMoMH06CZ01rNCEH
RB-Appl-EffCW-med-GasDHW-ElecCDryer-Tier1-Front | DEER2016 | D16v1 | 2015-05-16 | Any | DMo | MH06 | CZ01 | rNCGF | Each | 1 | 621 | None | 216 | 0.0302 | 4.29 | 139 | 0.0193 | 0.62 | 216 | 0.0302 | 4.29 | 139 | 0.0193 | 0.62 |  |  | 1 |  | RB-Appl-EffCW-med-GasDHW-ElecCDryer-Tier1-FrontAnyDMoMH06CZ01rNCGF
RB-Appl-EffCW-med-GasDHW-ElecCDryer-Tier1-Front | DEER2016 | D16v1 | 2015-05-16 | Any | DMo | MH06 | CZ02 | rDXGF | Each | 1 | 621 | None | 224 | 0.0343 | 4.11 | 144 | 0.0225 | 0.654 | 224 | 0.0343 | 4.11 | 144 | 0.0225 | 0.654 |  |  | 1 |  | RB-Appl-EffCW-med-GasDHW-ElecCDryer-Tier1-FrontAnyDMoMH06CZ02rDXGF
RB-Appl-EffCW-med-GasDHW-ElecCDryer-Tier1-Front | DEER2016 | D16v1 | 2015-05-16 | Any | DMo | MH06 | CZ02 | rDXHP | Each | 1 | 621 | None | 223 | 0.0327 | 4.24 | 145 | 0.0201 | 0.413 | 223 | 0.0327 | 4.24 | 145 | 0.0201 | 0.413 |  |  | 1 |  | RB-Appl-EffCW-med-GasDHW-ElecCDryer-Tier1-FrontAnyDMoMH06CZ02rDXHP
RB-Appl-EffCW-med-GasDHW-ElecCDryer-Tier1-Front | DEER2016 | D16v1 | 2015-05-16 | Any | DMo | MH06 | CZ02 | rNCEH | Each | 1 | 621 | None | 212 | 0.03 | 4.24 | 140 | 0.0193 | 0.408 | 212 | 0.03 | 4.24 | 140 | 0.0193 | 0.408 |  |  | 1 |  | RB-Appl-EffCW-med-GasDHW-ElecCDryer-Tier1-FrontAnyDMoMH06CZ02rNCEH
RB-Appl-EffCW-med-GasDHW-ElecCDryer-Tier1-Front | DEER2016 | D16v1 | 2015-05-16 | Any | DMo | MH06 | CZ02 | rNCGF | Each | 1 | 621 | None | 215 | 0.0299 | 3.85 | 139 | 0.0193 | 0.511 | 215 | 0.0299 | 3.85 | 139 | 0.0193 | 0.511 |  |  | 1 |  | RB-Appl-EffCW-med-GasDHW-ElecCDryer-Tier1-FrontAnyDMoMH06CZ02rNCGF
RB-Appl-EffCW-med-GasDHW-ElecCDryer-Tier1-Front | DEER2016 | D16v1 | 2015-05-16 | Any | DMo | MH06 | CZ03 | rDXGF | Each | 1 | 621 | None | 221 | 0.0293 | 3.78 | 141 | 0.0175 | 0.46 | 221 | 0.0293 | 3.78 | 141 | 0.0175 | 0.46 |  |  | 1 |  | RB-Appl-EffCW-med-GasDHW-ElecCDryer-Tier1-FrontAnyDMoMH06CZ03rDXGF
RB-Appl-EffCW-med-GasDHW-ElecCDryer-Tier1-Front | DEER2016 | D16v1 | 2015-05-16 | Any | DMo | MH06 | CZ03 | rDXHP | Each | 1 | 621 | None | 216 | 0.0284 | 4.26 | 140 | 0.0156 | 0.411 | 216 | 0.0284 | 4.26 | 140 | 0.0156 | 0.411 |  |  | 1 |  | RB-Appl-EffCW-med-GasDHW-ElecCDryer-Tier1-FrontAnyDMoMH06CZ03rDXHP
RB-Appl-EffCW-med-GasDHW-ElecCDryer-Tier1-Front | DEER2016 | D16v1 | 2015-05-16 | Any | DMo | MH06 | CZ03 | rNCEH | Each | 1 | 621 | None | 210 | 0.03 | 4.25 | 138 | 0.0193 | 0.41 | 210 | 0.03 | 4.25 | 138 | 0.0193 | 0.41 |  |  | 1 |  | RB-Appl-EffCW-med-GasDHW-ElecCDryer-Tier1-FrontAnyDMoMH06CZ03rNCEH
RB-Appl-EffCW-med-GasDHW-ElecCDryer-Tier1-Front | DEER2016 | D16v1 | 2015-05-16 | Any | DMo | MH06 | CZ03 | rNCGF | Each | 1 | 621 | None | 215 | 0.0299 | 3.63 | 139 | 0.0193 | 0.363 | 215 | 0.0299 | 3.63 | 139 | 0.0193 | 0.363 |  |  | 1 |  | RB-Appl-EffCW-med-GasDHW-ElecCDryer-Tier1-FrontAnyDMoMH06CZ03rNCGF
RB-Appl-EffCW-med-GasDHW-ElecCDryer-Tier1-Front | DEER2016 | D16v1 | 2015-05-16 | Any | DMo | MH06 | CZ04 | rDXGF | Each | 1 | 621 | None | 225 | 0.0339 | 4.15 | 143 | 0.0217 | 0.688 | 225 | 0.0339 | 4.15 | 143 | 0.0217 | 0.688 |  |  | 1 |  | RB-Appl-EffCW-med-GasDHW-ElecCDryer-Tier1-FrontAnyDMoMH06CZ04rDXGF
RB-Appl-EffCW-med-GasDHW-ElecCDryer-Tier1-Front | DEER2016 | D16v1 | 2015-05-16 | Any | DMo | MH06 | CZ04 | rDXHP | Each | 1 | 621 | None | 230 | 0.0328 | 4.13 | 148 | 0.0214 | 0.401 | 230 | 0.0328 | 4.13 | 148 | 0.0214 | 0.401 |  |  | 1 |  | RB-Appl-EffCW-med-GasDHW-ElecCDryer-Tier1-FrontAnyDMoMH06CZ04rDXHP
RB-Appl-EffCW-med-GasDHW-ElecCDryer-Tier1-Front | DEER2016 | D16v1 | 2015-05-16 | Any | DMo | MH06 | CZ04 | rNCEH | Each | 1 | 621 | None | 215 | 0.03 | 4.11 | 140 | 0.0193 | 0.397 | 215 | 0.03 | 4.11 | 140 | 0.0193 | 0.397 |  |  | 1 |  | RB-Appl-EffCW-med-GasDHW-ElecCDryer-Tier1-FrontAnyDMoMH06CZ04rNCEH
RB-Appl-EffCW-med-GasDHW-ElecCDryer-Tier1-Front | DEER2016 | D16v1 | 2015-05-16 | Any | DMo | MH06 | CZ04 | rNCGF | Each | 1 | 621 | None | 216 | 0.0294 | 3.91 | 139 | 0.0187 | 0.542 | 216 | 0.0294 | 3.91 | 139 | 0.0187 | 0.542 |  |  | 1 |  | RB-Appl-EffCW-med-GasDHW-ElecCDryer-Tier1-FrontAnyDMoMH06CZ04rNCGF
RB-Appl-EffCW-med-GasDHW-ElecCDryer-Tier1-Front | DEER2016 | D16v1 | 2015-05-16 | Any | DMo | MH06 | CZ05 | rDXGF | Each | 1 | 621 | None | 222 | 0.0321 | 4.5 | 144 | 0.0267 | 0.881 | 222 | 0.0321 | 4.5 | 144 | 0.0267 | 0.881 |  |  | 1 |  | RB-Appl-EffCW-med-GasDHW-ElecCDryer-Tier1-FrontAnyDMoMH06CZ05rDXGF
RB-Appl-EffCW-med-GasDHW-ElecCDryer-Tier1-Front | DEER2016 | D16v1 | 2015-05-16 | Any | DMo | MH06 | CZ05 | rDXHP | Each | 1 | 621 | None | 223 | 0.0328 | 4.32 | 146 | 0.0216 | 0.415 | 223 | 0.0328 | 4.32 | 146 | 0.0216 | 0.415 |  |  | 1 |  | RB-Appl-EffCW-med-GasDHW-ElecCDryer-Tier1-FrontAnyDMoMH06CZ05rDXHP
RB-Appl-EffCW-med-GasDHW-ElecCDryer-Tier1-Front | DEER2016 | D16v1 | 2015-05-16 | Any | DMo | MH06 | CZ05 | rNCEH | Each | 1 | 621 | None | 217 | 0.03 | 4.31 | 143 | 0.0193 | 0.416 | 217 | 0.03 | 4.31 | 143 | 0.0193 | 0.416 |  |  | 1 |  | RB-Appl-EffCW-med-GasDHW-ElecCDryer-Tier1-FrontAnyDMoMH06CZ05rNCEH
RB-Appl-EffCW-med-GasDHW-ElecCDryer-Tier1-Front | DEER2016 | D16v1 | 2015-05-16 | Any | DMo | MH06 | CZ05 | rNCGF | Each | 1 | 621 | None | 216 | 0.0303 | 4.25 | 139 | 0.0197 | 0.738 | 216 | 0.0303 | 4.25 | 139 | 0.0197 | 0.738 |  |  | 1 |  | RB-Appl-EffCW-med-GasDHW-ElecCDryer-Tier1-FrontAnyDMoMH06CZ05rNCGF
RB-Appl-EffCW-med-GasDHW-ElecCDryer-Tier1-Front | DEER2016 | D16v1 | 2015-05-16 | Any | DMo | MH06 | CZ06 | rDXGF | Each | 1 | 621 | None | 230 | 0.0339 | 4.7 | 147 | 0.0212 | 1.09 | 230 | 0.0339 | 4.7 | 147 | 0.0212 | 1.09 |  |  | 1 |  | RB-Appl-EffCW-med-GasDHW-ElecCDryer-Tier1-FrontAnyDMoMH06CZ06rDXGF
RB-Appl-EffCW-med-GasDHW-ElecCDryer-Tier1-Front | DEER2016 | D16v1 | 2015-05-16 | Any | DMo | MH06 | CZ06 | rDXHP | Each | 1 | 621 | None | 234 | 0.0336 | 4 | 149 | 0.021 | 0.388 | 234 | 0.0336 | 4 | 149 | 0.021 | 0.388 |  |  | 1 |  | RB-Appl-EffCW-med-GasDHW-ElecCDryer-Tier1-FrontAnyDMoMH06CZ06rDXHP
RB-Appl-EffCW-med-GasDHW-ElecCDryer-Tier1-Front | DEER2016 | D16v1 | 2015-05-16 | Any | DMo | MH06 | CZ06 | rNCEH | Each | 1 | 621 | None | 219 | 0.03 | 3.99 | 143 | 0.0193 | 0.385 | 219 | 0.03 | 3.99 | 143 | 0.0193 | 0.385 |  |  | 1 |  | RB-Appl-EffCW-med-GasDHW-ElecCDryer-Tier1-FrontAnyDMoMH06CZ06rNCEH
RB-Appl-EffCW-med-GasDHW-ElecCDryer-Tier1-Front | DEER2016 | D16v1 | 2015-05-16 | Any | DMo | MH06 | CZ06 | rNCGF | Each | 1 | 621 | None | 216 | 0.0301 | 4.42 | 139 | 0.0192 | 0.889 | 216 | 0.0301 | 4.42 | 139 | 0.0192 | 0.889 |  |  | 1 |  | RB-Appl-EffCW-med-GasDHW-ElecCDryer-Tier1-FrontAnyDMoMH06CZ06rNCGF
RB-Appl-EffCW-med-GasDHW-ElecCDryer-Tier1-Front | DEER2016 | D16v1 | 2015-05-16 | Any | DMo | MH06 | CZ07 | rDXGF | Each | 1 | 621 | None | 231 | 0.0336 | 4.69 | 147 | 0.0212 | 1.07 | 231 | 0.0336 | 4.69 | 147 | 0.0212 | 1.07 |  |  | 1 |  | RB-Appl-EffCW-med-GasDHW-ElecCDryer-Tier1-FrontAnyDMoMH06CZ07rDXGF
RB-Appl-EffCW-med-GasDHW-ElecCDryer-Tier1-Front | DEER2016 | D16v1 | 2015-05-16 | Any | DMo | MH06 | CZ07 | rDXHP | Each | 1 | 621 | None | 242 | 0.0335 | 3.96 | 151 | 0.0212 | 0.384 | 242 | 0.0335 | 3.96 | 151 | 0.0212 | 0.384 |  |  | 1 |  | RB-Appl-EffCW-med-GasDHW-ElecCDryer-Tier1-FrontAnyDMoMH06CZ07rDXHP
RB-Appl-EffCW-med-GasDHW-ElecCDryer-Tier1-Front | DEER2016 | D16v1 | 2015-05-16 | Any | DMo | MH06 | CZ07 | rNCEH | Each | 1 | 621 | None | 219 | 0.03 | 3.95 | 142 | 0.0193 | 0.38 | 219 | 0.03 | 3.95 | 142 | 0.0193 | 0.38 |  |  | 1 |  | RB-Appl-EffCW-med-GasDHW-ElecCDryer-Tier1-FrontAnyDMoMH06CZ07rNCEH
RB-Appl-EffCW-med-GasDHW-ElecCDryer-Tier1-Front | DEER2016 | D16v1 | 2015-05-16 | Any | DMo | MH06 | CZ07 | rNCGF | Each | 1 | 621 | None | 216 | 0.03 | 4.31 | 139 | 0.0194 | 0.817 | 216 | 0.03 | 4.31 | 139 | 0.0194 | 0.817 |  |  | 1 |  | RB-Appl-EffCW-med-GasDHW-ElecCDryer-Tier1-FrontAnyDMoMH06CZ07rNCGF
RB-Appl-EffCW-med-GasDHW-ElecCDryer-Tier1-Front | DEER2016 | D16v1 | 2015-05-16 | Any | DMo | MH06 | CZ08 | rDXGF | Each | 1 | 621 | None | 232 | 0.0331 | 4.5 | 154 | 0.0207 | 1.01 | 232 | 0.0331 | 4.5 | 154 | 0.0207 | 1.01 |  |  | 1 |  | RB-Appl-EffCW-med-GasDHW-ElecCDryer-Tier1-FrontAnyDMoMH06CZ08rDXGF
RB-Appl-EffCW-med-GasDHW-ElecCDryer-Tier1-Front | DEER2016 | D16v1 | 2015-05-16 | Any | DMo | MH06 | CZ08 | rDXHP | Each | 1 | 621 | None | 233 | 0.0321 | 3.89 | 149 | 0.0202 | 0.378 | 233 | 0.0321 | 3.89 | 149 | 0.0202 | 0.378 |  |  | 1 |  | RB-Appl-EffCW-med-GasDHW-ElecCDryer-Tier1-FrontAnyDMoMH06CZ08rDXHP
RB-Appl-EffCW-med-GasDHW-ElecCDryer-Tier1-Front | DEER2016 | D16v1 | 2015-05-16 | Any | DMo | MH06 | CZ08 | rNCEH | Each | 1 | 621 | None | 218 | 0.03 | 3.88 | 142 | 0.0193 | 0.374 | 218 | 0.03 | 3.88 | 142 | 0.0193 | 0.374 |  |  | 1 |  | RB-Appl-EffCW-med-GasDHW-ElecCDryer-Tier1-FrontAnyDMoMH06CZ08rNCEH
RB-Appl-EffCW-med-GasDHW-ElecCDryer-Tier1-Front | DEER2016 | D16v1 | 2015-05-16 | Any | DMo | MH06 | CZ08 | rNCGF | Each | 1 | 621 | None | 216 | 0.0299 | 4.09 | 139 | 0.0193 | 0.719 | 216 | 0.0299 | 4.09 | 139 | 0.0193 | 0.719 |  |  | 1 |  | RB-Appl-EffCW-med-GasDHW-ElecCDryer-Tier1-FrontAnyDMoMH06CZ08rNCGF
RB-Appl-EffCW-med-GasDHW-ElecCDryer-Tier1-Front | DEER2016 | D16v1 | 2015-05-16 | Any | DMo | MH06 | CZ09 | rDXGF | Each | 1 | 621 | None | 226 | 0.0337 | 4.31 | 148 | 0.0213 | 0.893 | 226 | 0.0337 | 4.31 | 148 | 0.0213 | 0.893 |  |  | 1 |  | RB-Appl-EffCW-med-GasDHW-ElecCDryer-Tier1-FrontAnyDMoMH06CZ09rDXGF
RB-Appl-EffCW-med-GasDHW-ElecCDryer-Tier1-Front | DEER2016 | D16v1 | 2015-05-16 | Any | DMo | MH06 | CZ09 | rDXHP | Each | 1 | 621 | None | 232 | 0.0322 | 3.89 | 150 | 0.0204 | 0.378 | 232 | 0.0322 | 3.89 | 150 | 0.0204 | 0.378 |  |  | 1 |  | RB-Appl-EffCW-med-GasDHW-ElecCDryer-Tier1-FrontAnyDMoMH06CZ09rDXHP
RB-Appl-EffCW-med-GasDHW-ElecCDryer-Tier1-Front | DEER2016 | D16v1 | 2015-05-16 | Any | DMo | MH06 | CZ09 | rNCEH | Each | 1 | 621 | None | 217 | 0.03 | 3.88 | 142 | 0.0193 | 0.375 | 217 | 0.03 | 3.88 | 142 | 0.0193 | 0.375 |  |  | 1 |  | RB-Appl-EffCW-med-GasDHW-ElecCDryer-Tier1-FrontAnyDMoMH06CZ09rNCEH
RB-Appl-EffCW-med-GasDHW-ElecCDryer-Tier1-Front | DEER2016 | D16v1 | 2015-05-16 | Any | DMo | MH06 | CZ09 | rNCGF | Each | 1 | 621 | None | 216 | 0.0298 | 3.99 | 139 | 0.0191 | 0.703 | 216 | 0.0298 | 3.99 | 139 | 0.0191 | 0.703 |  |  | 1 |  | RB-Appl-EffCW-med-GasDHW-ElecCDryer-Tier1-FrontAnyDMoMH06CZ09rNCGF
RB-Appl-EffCW-med-GasDHW-ElecCDryer-Tier1-Front | DEER2016 | D16v1 | 2015-05-16 | Any | DMo | MH06 | CZ10 | rDXGF | Each | 1 | 621 | None | 232 | 0.0322 | 4.44 | 147 | 0.0205 | 1.01 | 232 | 0.0322 | 4.44 | 147 | 0.0205 | 1.01 |  |  | 1 |  | RB-Appl-EffCW-med-GasDHW-ElecCDryer-Tier1-FrontAnyDMoMH06CZ10rDXGF
RB-Appl-EffCW-med-GasDHW-ElecCDryer-Tier1-Front | DEER2016 | D16v1 | 2015-05-16 | Any | DMo | MH06 | CZ10 | rDXHP | Each | 1 | 621 | None | 236 | 0.0314 | 3.87 | 152 | 0.02 | 0.375 | 236 | 0.0314 | 3.87 | 152 | 0.02 | 0.375 |  |  | 1 |  | RB-Appl-EffCW-med-GasDHW-ElecCDryer-Tier1-FrontAnyDMoMH06CZ10rDXHP
RB-Appl-EffCW-med-GasDHW-ElecCDryer-Tier1-Front | DEER2016 | D16v1 | 2015-05-16 | Any | DMo | MH06 | CZ10 | rNCEH | Each | 1 | 621 | None | 218 | 0.03 | 3.86 | 143 | 0.0193 | 0.372 | 218 | 0.03 | 3.86 | 143 | 0.0193 | 0.372 |  |  | 1 |  | RB-Appl-EffCW-med-GasDHW-ElecCDryer-Tier1-FrontAnyDMoMH06CZ10rNCEH
RB-Appl-EffCW-med-GasDHW-ElecCDryer-Tier1-Front | DEER2016 | D16v1 | 2015-05-16 | Any | DMo | MH06 | CZ10 | rNCGF | Each | 1 | 621 | None | 216 | 0.0302 | 4.15 | 139 | 0.0197 | 0.826 | 216 | 0.0302 | 4.15 | 139 | 0.0197 | 0.826 |  |  | 1 |  | RB-Appl-EffCW-med-GasDHW-ElecCDryer-Tier1-FrontAnyDMoMH06CZ10rNCGF
RB-Appl-EffCW-med-GasDHW-ElecCDryer-Tier1-Front | DEER2016 | D16v1 | 2015-05-16 | Any | DMo | MH06 | CZ11 | rDXGF | Each | 1 | 621 | None | 224 | 0.0334 | 3.56 | 143 | 0.0213 | 0.42 | 224 | 0.0334 | 3.56 | 143 | 0.0213 | 0.42 |  |  | 1 |  | RB-Appl-EffCW-med-GasDHW-ElecCDryer-Tier1-FrontAnyDMoMH06CZ11rDXGF
RB-Appl-EffCW-med-GasDHW-ElecCDryer-Tier1-Front | DEER2016 | D16v1 | 2015-05-16 | Any | DMo | MH06 | CZ11 | rDXHP | Each | 1 | 621 | None | 221 | 0.0323 | 3.92 | 144 | 0.0206 | 0.382 | 221 | 0.0323 | 3.92 | 144 | 0.0206 | 0.382 |  |  | 1 |  | RB-Appl-EffCW-med-GasDHW-ElecCDryer-Tier1-FrontAnyDMoMH06CZ11rDXHP
RB-Appl-EffCW-med-GasDHW-ElecCDryer-Tier1-Front | DEER2016 | D16v1 | 2015-05-16 | Any | DMo | MH06 | CZ11 | rNCEH | Each | 1 | 621 | None | 212 | 0.03 | 3.91 | 139 | 0.0193 | 0.378 | 212 | 0.03 | 3.91 | 139 | 0.0193 | 0.378 |  |  | 1 |  | RB-Appl-EffCW-med-GasDHW-ElecCDryer-Tier1-FrontAnyDMoMH06CZ11rNCEH
RB-Appl-EffCW-med-GasDHW-ElecCDryer-Tier1-Front | DEER2016 | D16v1 | 2015-05-16 | Any | DMo | MH06 | CZ11 | rNCGF | Each | 1 | 621 | None | 216 | 0.03 | 3.44 | 139 | 0.0193 | 0.348 | 216 | 0.03 | 3.44 | 139 | 0.0193 | 0.348 |  |  | 1 |  | RB-Appl-EffCW-med-GasDHW-ElecCDryer-Tier1-FrontAnyDMoMH06CZ11rNCGF
RB-Appl-EffCW-med-GasDHW-ElecCDryer-Tier1-Front | DEER2016 | D16v1 | 2015-05-16 | Any | DMo | MH06 | CZ12 | rDXGF | Each | 1 | 621 | None | 225 | 0.0346 | 3.86 | 143 | 0.0206 | 0.669 | 225 | 0.0346 | 3.86 | 143 | 0.0206 | 0.669 |  |  | 1 |  | RB-Appl-EffCW-med-GasDHW-ElecCDryer-Tier1-FrontAnyDMoMH06CZ12rDXGF
RB-Appl-EffCW-med-GasDHW-ElecCDryer-Tier1-Front | DEER2016 | D16v1 | 2015-05-16 | Any | DMo | MH06 | CZ12 | rDXHP | Each | 1 | 621 | None | 224 | 0.0335 | 4.05 | 145 | 0.021 | 0.393 | 224 | 0.0335 | 4.05 | 145 | 0.021 | 0.393 |  |  | 1 |  | RB-Appl-EffCW-med-GasDHW-ElecCDryer-Tier1-FrontAnyDMoMH06CZ12rDXHP
RB-Appl-EffCW-med-GasDHW-ElecCDryer-Tier1-Front | DEER2016 | D16v1 | 2015-05-16 | Any | DMo | MH06 | CZ12 | rNCEH | Each | 1 | 621 | None | 213 | 0.03 | 4.04 | 140 | 0.0193 | 0.39 | 213 | 0.03 | 4.04 | 140 | 0.0193 | 0.39 |  |  | 1 |  | RB-Appl-EffCW-med-GasDHW-ElecCDryer-Tier1-FrontAnyDMoMH06CZ12rNCEH
RB-Appl-EffCW-med-GasDHW-ElecCDryer-Tier1-Front | DEER2016 | D16v1 | 2015-05-16 | Any | DMo | MH06 | CZ12 | rNCGF | Each | 1 | 621 | None | 216 | 0.0299 | 3.68 | 139 | 0.0192 | 0.45 | 216 | 0.0299 | 3.68 | 139 | 0.0192 | 0.45 |  |  | 1 |  | RB-Appl-EffCW-med-GasDHW-ElecCDryer-Tier1-FrontAnyDMoMH06CZ12rNCGF
RB-Appl-EffCW-med-GasDHW-ElecCDryer-Tier1-Front | DEER2016 | D16v1 | 2015-05-16 | Any | DMo | MH06 | CZ13 | rDXGF | Each | 1 | 621 | None | 226 | 0.0342 | 3.3 | 145 | 0.0217 | 0.259 | 226 | 0.0342 | 3.3 | 145 | 0.0217 | 0.259 |  |  | 1 |  | RB-Appl-EffCW-med-GasDHW-ElecCDryer-Tier1-FrontAnyDMoMH06CZ13rDXGF
RB-Appl-EffCW-med-GasDHW-ElecCDryer-Tier1-Front | DEER2016 | D16v1 | 2015-05-16 | Any | DMo | MH06 | CZ13 | rDXHP | Each | 1 | 621 | None | 224 | 0.0334 | 3.88 | 145 | 0.0211 | 0.379 | 224 | 0.0334 | 3.88 | 145 | 0.0211 | 0.379 |  |  | 1 |  | RB-Appl-EffCW-med-GasDHW-ElecCDryer-Tier1-FrontAnyDMoMH06CZ13rDXHP
RB-Appl-EffCW-med-GasDHW-ElecCDryer-Tier1-Front | DEER2016 | D16v1 | 2015-05-16 | Any | DMo | MH06 | CZ13 | rNCEH | Each | 1 | 621 | None | 210 | 0.03 | 3.87 | 138 | 0.0193 | 0.373 | 210 | 0.03 | 3.87 | 138 | 0.0193 | 0.373 |  |  | 1 |  | RB-Appl-EffCW-med-GasDHW-ElecCDryer-Tier1-FrontAnyDMoMH06CZ13rNCEH
RB-Appl-EffCW-med-GasDHW-ElecCDryer-Tier1-Front | DEER2016 | D16v1 | 2015-05-16 | Any | DMo | MH06 | CZ13 | rNCGF | Each | 1 | 621 | None | 216 | 0.0298 | 3.16 | 139 | 0.0191 | 0.181 | 216 | 0.0298 | 3.16 | 139 | 0.0191 | 0.181 |  |  | 1 |  | RB-Appl-EffCW-med-GasDHW-ElecCDryer-Tier1-FrontAnyDMoMH06CZ13rNCGF
RB-Appl-EffCW-med-GasDHW-ElecCDryer-Tier1-Front | DEER2016 | D16v1 | 2015-05-16 | Any | DMo | MH06 | CZ14 | rDXGF | Each | 1 | 621 | None | 229 | 0.0306 | 3.64 | 146 | 0.0196 | 0.446 | 229 | 0.0306 | 3.64 | 146 | 0.0196 | 0.446 |  |  | 1 |  | RB-Appl-EffCW-med-GasDHW-ElecCDryer-Tier1-FrontAnyDMoMH06CZ14rDXGF
RB-Appl-EffCW-med-GasDHW-ElecCDryer-Tier1-Front | DEER2016 | D16v1 | 2015-05-16 | Any | DMo | MH06 | CZ14 | rDXHP | Each | 1 | 621 | None | 225 | 0.0301 | 3.96 | 145 | 0.0193 | 0.386 | 225 | 0.0301 | 3.96 | 145 | 0.0193 | 0.386 |  |  | 1 |  | RB-Appl-EffCW-med-GasDHW-ElecCDryer-Tier1-FrontAnyDMoMH06CZ14rDXHP
RB-Appl-EffCW-med-GasDHW-ElecCDryer-Tier1-Front | DEER2016 | D16v1 | 2015-05-16 | Any | DMo | MH06 | CZ14 | rNCEH | Each | 1 | 621 | None | 211 | 0.03 | 3.94 | 138 | 0.0193 | 0.381 | 211 | 0.03 | 3.94 | 138 | 0.0193 | 0.381 |  |  | 1 |  | RB-Appl-EffCW-med-GasDHW-ElecCDryer-Tier1-FrontAnyDMoMH06CZ14rNCEH
RB-Appl-EffCW-med-GasDHW-ElecCDryer-Tier1-Front | DEER2016 | D16v1 | 2015-05-16 | Any | DMo | MH06 | CZ14 | rNCGF | Each | 1 | 621 | None | 215 | 0.0306 | 3.39 | 139 | 0.0198 | 0.279 | 215 | 0.0306 | 3.39 | 139 | 0.0198 | 0.279 |  |  | 1 |  | RB-Appl-EffCW-med-GasDHW-ElecCDryer-Tier1-FrontAnyDMoMH06CZ14rNCGF
RB-Appl-EffCW-med-GasDHW-ElecCDryer-Tier1-Front | DEER2016 | D16v1 | 2015-05-16 | Any | DMo | MH06 | CZ15 | rDXGF | Each | 1 | 621 | None | 231 | 0.0333 | 3.54 | 147 | 0.021 | 0.704 | 231 | 0.0333 | 3.54 | 147 | 0.021 | 0.704 |  |  | 1 |  | RB-Appl-EffCW-med-GasDHW-ElecCDryer-Tier1-FrontAnyDMoMH06CZ15rDXGF
RB-Appl-EffCW-med-GasDHW-ElecCDryer-Tier1-Front | DEER2016 | D16v1 | 2015-05-16 | Any | DMo | MH06 | CZ15 | rDXHP | Each | 1 | 621 | None | 233 | 0.0331 | 3.26 | 150 | 0.0209 | 0.319 | 233 | 0.0331 | 3.26 | 150 | 0.0209 | 0.319 |  |  | 1 |  | RB-Appl-EffCW-med-GasDHW-ElecCDryer-Tier1-FrontAnyDMoMH06CZ15rDXHP
RB-Appl-EffCW-med-GasDHW-ElecCDryer-Tier1-Front | DEER2016 | D16v1 | 2015-05-16 | Any | DMo | MH06 | CZ15 | rNCEH | Each | 1 | 621 | None | 217 | 0.03 | 3.25 | 141 | 0.0193 | 0.313 | 217 | 0.03 | 3.25 | 141 | 0.0193 | 0.313 |  |  | 1 |  | RB-Appl-EffCW-med-GasDHW-ElecCDryer-Tier1-FrontAnyDMoMH06CZ15rNCEH
RB-Appl-EffCW-med-GasDHW-ElecCDryer-Tier1-Front | DEER2016 | D16v1 | 2015-05-16 | Any | DMo | MH06 | CZ15 | rNCGF | Each | 1 | 621 | None | 216 | 0.0301 | 3.3 | 139 | 0.0195 | 0.516 | 216 | 0.0301 | 3.3 | 139 | 0.0195 | 0.516 |  |  | 1 |  | RB-Appl-EffCW-med-GasDHW-ElecCDryer-Tier1-FrontAnyDMoMH06CZ15rNCGF
RB-Appl-EffCW-med-GasDHW-ElecCDryer-Tier1-Front | DEER2016 | D16v1 | 2015-05-16 | Any | DMo | MH06 | CZ16 | rDXGF | Each | 1 | 621 | None | 223 | 0.0342 | 4.09 | 144 | 0.0216 | 0.44 | 223 | 0.0342 | 4.09 | 144 | 0.0216 | 0.44 |  |  | 1 |  | RB-Appl-EffCW-med-GasDHW-ElecCDryer-Tier1-FrontAnyDMoMH06CZ16rDXGF
RB-Appl-EffCW-med-GasDHW-ElecCDryer-Tier1-Front | DEER2016 | D16v1 | 2015-05-16 | Any | DMo | MH06 | CZ16 | rDXHP | Each | 1 | 621 | None | 214 | 0.0334 | 4.55 | 139 | 0.021 | 0.442 | 214 | 0.0334 | 4.55 | 139 | 0.021 | 0.442 |  |  | 1 |  | RB-Appl-EffCW-med-GasDHW-ElecCDryer-Tier1-FrontAnyDMoMH06CZ16rDXHP
RB-Appl-EffCW-med-GasDHW-ElecCDryer-Tier1-Front | DEER2016 | D16v1 | 2015-05-16 | Any | DMo | MH06 | CZ16 | rNCEH | Each | 1 | 621 | None | 212 | 0.03 | 4.54 | 139 | 0.0193 | 0.437 | 212 | 0.03 | 4.54 | 139 | 0.0193 | 0.437 |  |  | 1 |  | RB-Appl-EffCW-med-GasDHW-ElecCDryer-Tier1-FrontAnyDMoMH06CZ16rNCEH
RB-Appl-EffCW-med-GasDHW-ElecCDryer-Tier1-Front | DEER2016 | D16v1 | 2015-05-16 | Any | DMo | MH06 | CZ16 | rNCGF | Each | 1 | 621 | None | 216 | 0.0299 | 4.08 | 139 | 0.0193 | 0.431 | 216 | 0.0299 | 4.08 | 139 | 0.0193 | 0.431 |  |  | 1 |  | RB-Appl-EffCW-med-GasDHW-ElecCDryer-Tier1-FrontAnyDMoMH06CZ16rNCGF
RB-Appl-EffCW-med-GasDHW-ElecCDryer-Tier1-Front | DEER2016 | D16v1 | 2015-05-16 | Any | DMo | MH72 | CZ01 | rDXGF | Each | 1 | 598 | None | 219 | 0.0291 | 5.3 | 141 | 0.0343 | 1.53 | 219 | 0.0291 | 5.3 | 141 | 0.0343 | 1.53 |  |  | 1 |  | RB-Appl-EffCW-med-GasDHW-ElecCDryer-Tier1-FrontAnyDMoMH72CZ01rDXGF
RB-Appl-EffCW-med-GasDHW-ElecCDryer-Tier1-Front | DEER2016 | D16v1 | 2015-05-16 | Any | DMo | MH72 | CZ01 | rDXHP | Each | 1 | 598 | None | 223 | 0.0265 | 4.55 | 149 | 0.0262 | 0.434 | 223 | 0.0265 | 4.55 | 149 | 0.0262 | 0.434 |  |  | 1 |  | RB-Appl-EffCW-med-GasDHW-ElecCDryer-Tier1-FrontAnyDMoMH72CZ01rDXHP
RB-Appl-EffCW-med-GasDHW-ElecCDryer-Tier1-Front | DEER2016 | D16v1 | 2015-05-16 | Any | DMo | MH72 | CZ01 | rNCEH | Each | 1 | 598 | None | 223 | 0.0299 | 4.56 | 149 | 0.0192 | 0.44 | 223 | 0.0299 | 4.56 | 149 | 0.0192 | 0.44 |  |  | 1 |  | RB-Appl-EffCW-med-GasDHW-ElecCDryer-Tier1-FrontAnyDMoMH72CZ01rNCEH
RB-Appl-EffCW-med-GasDHW-ElecCDryer-Tier1-Front | DEER2016 | D16v1 | 2015-05-16 | Any | DMo | MH72 | CZ01 | rNCGF | Each | 1 | 598 | None | 216 | 0.0294 | 5.23 | 139 | 0.019 | 1.52 | 216 | 0.0294 | 5.23 | 139 | 0.019 | 1.52 |  |  | 1 |  | RB-Appl-EffCW-med-GasDHW-ElecCDryer-Tier1-FrontAnyDMoMH72CZ01rNCGF
RB-Appl-EffCW-med-GasDHW-ElecCDryer-Tier1-Front | DEER2016 | D16v1 | 2015-05-16 | Any | DMo | MH72 | CZ02 | rDXGF | Each | 1 | 598 | None | 222 | 0.0341 | 4.79 | 143 | 0.0206 | 1.34 | 222 | 0.0341 | 4.79 | 143 | 0.0206 | 1.34 |  |  | 1 |  | RB-Appl-EffCW-med-GasDHW-ElecCDryer-Tier1-FrontAnyDMoMH72CZ02rDXGF
RB-Appl-EffCW-med-GasDHW-ElecCDryer-Tier1-Front | DEER2016 | D16v1 | 2015-05-16 | Any | DMo | MH72 | CZ02 | rDXHP | Each | 1 | 598 | None | 223 | 0.033 | 4.24 | 148 | 0.0194 | 0.405 | 223 | 0.033 | 4.24 | 148 | 0.0194 | 0.405 |  |  | 1 |  | RB-Appl-EffCW-med-GasDHW-ElecCDryer-Tier1-FrontAnyDMoMH72CZ02rDXHP
RB-Appl-EffCW-med-GasDHW-ElecCDryer-Tier1-Front | DEER2016 | D16v1 | 2015-05-16 | Any | DMo | MH72 | CZ02 | rNCEH | Each | 1 | 598 | None | 221 | 0.0299 | 4.24 | 148 | 0.0192 | 0.409 | 221 | 0.0299 | 4.24 | 148 | 0.0192 | 0.409 |  |  | 1 |  | RB-Appl-EffCW-med-GasDHW-ElecCDryer-Tier1-FrontAnyDMoMH72CZ02rNCEH
RB-Appl-EffCW-med-GasDHW-ElecCDryer-Tier1-Front | DEER2016 | D16v1 | 2015-05-16 | Any | DMo | MH72 | CZ02 | rNCGF | Each | 1 | 598 | None | 216 | 0.0298 | 4.76 | 139 | 0.0192 | 1.35 | 216 | 0.0298 | 4.76 | 139 | 0.0192 | 1.35 |  |  | 1 |  | RB-Appl-EffCW-med-GasDHW-ElecCDryer-Tier1-FrontAnyDMoMH72CZ02rNCGF
RB-Appl-EffCW-med-GasDHW-ElecCDryer-Tier1-Front | DEER2016 | D16v1 | 2015-05-16 | Any | DMo | MH72 | CZ03 | rDXGF | Each | 1 | 598 | None | 222 | 0.0374 | 5.02 | 142 | 0.0253 | 1.46 | 222 | 0.0374 | 5.02 | 142 | 0.0253 | 1.46 |  |  | 1 |  | RB-Appl-EffCW-med-GasDHW-ElecCDryer-Tier1-FrontAnyDMoMH72CZ03rDXGF
RB-Appl-EffCW-med-GasDHW-ElecCDryer-Tier1-Front | DEER2016 | D16v1 | 2015-05-16 | Any | DMo | MH72 | CZ03 | rDXHP | Each | 1 | 598 | None | 226 | 0.0324 | 4.25 | 151 | 0.0221 | 0.407 | 226 | 0.0324 | 4.25 | 151 | 0.0221 | 0.407 |  |  | 1 |  | RB-Appl-EffCW-med-GasDHW-ElecCDryer-Tier1-FrontAnyDMoMH72CZ03rDXHP
RB-Appl-EffCW-med-GasDHW-ElecCDryer-Tier1-Front | DEER2016 | D16v1 | 2015-05-16 | Any | DMo | MH72 | CZ03 | rNCEH | Each | 1 | 598 | None | 224 | 0.0299 | 4.25 | 150 | 0.0192 | 0.411 | 224 | 0.0299 | 4.25 | 150 | 0.0192 | 0.411 |  |  | 1 |  | RB-Appl-EffCW-med-GasDHW-ElecCDryer-Tier1-FrontAnyDMoMH72CZ03rNCEH
RB-Appl-EffCW-med-GasDHW-ElecCDryer-Tier1-Front | DEER2016 | D16v1 | 2015-05-16 | Any | DMo | MH72 | CZ03 | rNCGF | Each | 1 | 598 | None | 216 | 0.0299 | 4.94 | 139 | 0.0193 | 1.46 | 216 | 0.0299 | 4.94 | 139 | 0.0193 | 1.46 |  |  | 1 |  | RB-Appl-EffCW-med-GasDHW-ElecCDryer-Tier1-FrontAnyDMoMH72CZ03rNCGF
RB-Appl-EffCW-med-GasDHW-ElecCDryer-Tier1-Front | DEER2016 | D16v1 | 2015-05-16 | Any | DMo | MH72 | CZ04 | rDXGF | Each | 1 | 598 | None | 222 | 0.033 | 4.38 | 141 | 0.0201 | 1.02 | 222 | 0.033 | 4.38 | 141 | 0.0201 | 1.02 |  |  | 1 |  | RB-Appl-EffCW-med-GasDHW-ElecCDryer-Tier1-FrontAnyDMoMH72CZ04rDXGF
RB-Appl-EffCW-med-GasDHW-ElecCDryer-Tier1-Front | DEER2016 | D16v1 | 2015-05-16 | Any | DMo | MH72 | CZ04 | rDXHP | Each | 1 | 598 | None | 224 | 0.0325 | 4.12 | 145 | 0.0197 | 0.394 | 224 | 0.0325 | 4.12 | 145 | 0.0197 | 0.394 |  |  | 1 |  | RB-Appl-EffCW-med-GasDHW-ElecCDryer-Tier1-FrontAnyDMoMH72CZ04rDXHP
RB-Appl-EffCW-med-GasDHW-ElecCDryer-Tier1-Front | DEER2016 | D16v1 | 2015-05-16 | Any | DMo | MH72 | CZ04 | rNCEH | Each | 1 | 598 | None | 218 | 0.0299 | 4.11 | 144 | 0.0192 | 0.397 | 218 | 0.0299 | 4.11 | 144 | 0.0192 | 0.397 |  |  | 1 |  | RB-Appl-EffCW-med-GasDHW-ElecCDryer-Tier1-FrontAnyDMoMH72CZ04rNCEH
RB-Appl-EffCW-med-GasDHW-ElecCDryer-Tier1-Front | DEER2016 | D16v1 | 2015-05-16 | Any | DMo | MH72 | CZ04 | rNCGF | Each | 1 | 598 | None | 215 | 0.0301 | 4.35 | 139 | 0.0192 | 1.03 | 215 | 0.0301 | 4.35 | 139 | 0.0192 | 1.03 |  |  | 1 |  | RB-Appl-EffCW-med-GasDHW-ElecCDryer-Tier1-FrontAnyDMoMH72CZ04rNCGF
RB-Appl-EffCW-med-GasDHW-ElecCDryer-Tier1-Front | DEER2016 | D16v1 | 2015-05-16 | Any | DMo | MH72 | CZ05 | rDXGF | Each | 1 | 598 | None | 222 | 0.0273 | 5.44 | 143 | 0.0141 | 1.84 | 222 | 0.0273 | 5.44 | 143 | 0.0141 | 1.84 |  |  | 1 |  | RB-Appl-EffCW-med-GasDHW-ElecCDryer-Tier1-FrontAnyDMoMH72CZ05rDXGF
RB-Appl-EffCW-med-GasDHW-ElecCDryer-Tier1-Front | DEER2016 | D16v1 | 2015-05-16 | Any | DMo | MH72 | CZ05 | rDXHP | Each | 1 | 598 | None | 232 | 0.0277 | 4.31 | 155 | 0.0121 | 0.41 | 232 | 0.0277 | 4.31 | 155 | 0.0121 | 0.41 |  |  | 1 |  | RB-Appl-EffCW-med-GasDHW-ElecCDryer-Tier1-FrontAnyDMoMH72CZ05rDXHP
RB-Appl-EffCW-med-GasDHW-ElecCDryer-Tier1-Front | DEER2016 | D16v1 | 2015-05-16 | Any | DMo | MH72 | CZ05 | rNCEH | Each | 1 | 598 | None | 226 | 0.0299 | 4.31 | 152 | 0.0193 | 0.416 | 226 | 0.0299 | 4.31 | 152 | 0.0193 | 0.416 |  |  | 1 |  | RB-Appl-EffCW-med-GasDHW-ElecCDryer-Tier1-FrontAnyDMoMH72CZ05rNCEH
RB-Appl-EffCW-med-GasDHW-ElecCDryer-Tier1-Front | DEER2016 | D16v1 | 2015-05-16 | Any | DMo | MH72 | CZ05 | rNCGF | Each | 1 | 598 | None | 216 | 0.0298 | 5.28 | 140 | 0.0192 | 1.71 | 216 | 0.0298 | 5.28 | 140 | 0.0192 | 1.71 |  |  | 1 |  | RB-Appl-EffCW-med-GasDHW-ElecCDryer-Tier1-FrontAnyDMoMH72CZ05rNCGF
RB-Appl-EffCW-med-GasDHW-ElecCDryer-Tier1-Front | DEER2016 | D16v1 | 2015-05-16 | Any | DMo | MH72 | CZ06 | rDXGF | Each | 1 | 598 | None | 231 | 0.0334 | 5.12 | 142 | 0.0208 | 1.56 | 231 | 0.0334 | 5.12 | 142 | 0.0208 | 1.56 |  |  | 1 |  | RB-Appl-EffCW-med-GasDHW-ElecCDryer-Tier1-FrontAnyDMoMH72CZ06rDXGF
RB-Appl-EffCW-med-GasDHW-ElecCDryer-Tier1-Front | DEER2016 | D16v1 | 2015-05-16 | Any | DMo | MH72 | CZ06 | rDXHP | Each | 1 | 598 | None | 240 | 0.0319 | 4 | 157 | 0.0193 | 0.388 | 240 | 0.0319 | 4 | 157 | 0.0193 | 0.388 |  |  | 1 |  | RB-Appl-EffCW-med-GasDHW-ElecCDryer-Tier1-FrontAnyDMoMH72CZ06rDXHP
RB-Appl-EffCW-med-GasDHW-ElecCDryer-Tier1-Front | DEER2016 | D16v1 | 2015-05-16 | Any | DMo | MH72 | CZ06 | rNCEH | Each | 1 | 598 | None | 224 | 0.0299 | 3.99 | 148 | 0.0192 | 0.385 | 224 | 0.0299 | 3.99 | 148 | 0.0192 | 0.385 |  |  | 1 |  | RB-Appl-EffCW-med-GasDHW-ElecCDryer-Tier1-FrontAnyDMoMH72CZ06rNCEH
RB-Appl-EffCW-med-GasDHW-ElecCDryer-Tier1-Front | DEER2016 | D16v1 | 2015-05-16 | Any | DMo | MH72 | CZ06 | rNCGF | Each | 1 | 598 | None | 216 | 0.0314 | 4.94 | 139 | 0.0208 | 1.43 | 216 | 0.0314 | 4.94 | 139 | 0.0208 | 1.43 |  |  | 1 |  | RB-Appl-EffCW-med-GasDHW-ElecCDryer-Tier1-FrontAnyDMoMH72CZ06rNCGF
RB-Appl-EffCW-med-GasDHW-ElecCDryer-Tier1-Front | DEER2016 | D16v1 | 2015-05-16 | Any | DMo | MH72 | CZ07 | rDXGF | Each | 1 | 598 | None | 226 | 0.0154 | 4.86 | 141 | -0.0157 | 1.37 | 226 | 0.0154 | 4.86 | 141 | -0.0157 | 1.37 |  |  | 1 |  | RB-Appl-EffCW-med-GasDHW-ElecCDryer-Tier1-FrontAnyDMoMH72CZ07rDXGF
RB-Appl-EffCW-med-GasDHW-ElecCDryer-Tier1-Front | DEER2016 | D16v1 | 2015-05-16 | Any | DMo | MH72 | CZ07 | rDXHP | Each | 1 | 598 | None | 234 | 0.0137 | 3.95 | 153 | 0.00101 | 0.38 | 234 | 0.0137 | 3.95 | 153 | 0.00101 | 0.38 |  |  | 1 |  | RB-Appl-EffCW-med-GasDHW-ElecCDryer-Tier1-FrontAnyDMoMH72CZ07rDXHP
RB-Appl-EffCW-med-GasDHW-ElecCDryer-Tier1-Front | DEER2016 | D16v1 | 2015-05-16 | Any | DMo | MH72 | CZ07 | rNCEH | Each | 1 | 598 | None | 222 | 0.0299 | 3.95 | 147 | 0.0192 | 0.381 | 222 | 0.0299 | 3.95 | 147 | 0.0192 | 0.381 |  |  | 1 |  | RB-Appl-EffCW-med-GasDHW-ElecCDryer-Tier1-FrontAnyDMoMH72CZ07rNCEH
RB-Appl-EffCW-med-GasDHW-ElecCDryer-Tier1-Front | DEER2016 | D16v1 | 2015-05-16 | Any | DMo | MH72 | CZ07 | rNCGF | Each | 1 | 598 | None | 216 | 0.0297 | 4.67 | 139 | 0.0191 | 1.26 | 216 | 0.0297 | 4.67 | 139 | 0.0191 | 1.26 |  |  | 1 |  | RB-Appl-EffCW-med-GasDHW-ElecCDryer-Tier1-FrontAnyDMoMH72CZ07rNCGF
RB-Appl-EffCW-med-GasDHW-ElecCDryer-Tier1-Front | DEER2016 | D16v1 | 2015-05-16 | Any | DMo | MH72 | CZ08 | rDXGF | Each | 1 | 598 | None | 226 | 0.0327 | 4.52 | 143 | 0.0201 | 1.21 | 226 | 0.0327 | 4.52 | 143 | 0.0201 | 1.21 |  |  | 1 |  | RB-Appl-EffCW-med-GasDHW-ElecCDryer-Tier1-FrontAnyDMoMH72CZ08rDXGF
RB-Appl-EffCW-med-GasDHW-ElecCDryer-Tier1-Front | DEER2016 | D16v1 | 2015-05-16 | Any | DMo | MH72 | CZ08 | rDXHP | Each | 1 | 598 | None | 228 | 0.0316 | 3.89 | 148 | 0.0189 | 0.374 | 228 | 0.0316 | 3.89 | 148 | 0.0189 | 0.374 |  |  | 1 |  | RB-Appl-EffCW-med-GasDHW-ElecCDryer-Tier1-FrontAnyDMoMH72CZ08rDXHP
RB-Appl-EffCW-med-GasDHW-ElecCDryer-Tier1-Front | DEER2016 | D16v1 | 2015-05-16 | Any | DMo | MH72 | CZ08 | rNCEH | Each | 1 | 598 | None | 220 | 0.0299 | 3.89 | 146 | 0.0192 | 0.376 | 220 | 0.0299 | 3.89 | 146 | 0.0192 | 0.376 |  |  | 1 |  | RB-Appl-EffCW-med-GasDHW-ElecCDryer-Tier1-FrontAnyDMoMH72CZ08rNCEH
RB-Appl-EffCW-med-GasDHW-ElecCDryer-Tier1-Front | DEER2016 | D16v1 | 2015-05-16 | Any | DMo | MH72 | CZ08 | rNCGF | Each | 1 | 598 | None | 216 | 0.0294 | 4.32 | 139 | 0.0187 | 1.08 | 216 | 0.0294 | 4.32 | 139 | 0.0187 | 1.08 |  |  | 1 |  | RB-Appl-EffCW-med-GasDHW-ElecCDryer-Tier1-FrontAnyDMoMH72CZ08rNCGF
RB-Appl-EffCW-med-GasDHW-ElecCDryer-Tier1-Front | DEER2016 | D16v1 | 2015-05-16 | Any | DMo | MH72 | CZ09 | rDXGF | Each | 1 | 598 | None | 229 | 0.0337 | 4.49 | 145 | 0.0207 | 1.2 | 229 | 0.0337 | 4.49 | 145 | 0.0207 | 1.2 |  |  | 1 |  | RB-Appl-EffCW-med-GasDHW-ElecCDryer-Tier1-FrontAnyDMoMH72CZ09rDXGF
RB-Appl-EffCW-med-GasDHW-ElecCDryer-Tier1-Front | DEER2016 | D16v1 | 2015-05-16 | Any | DMo | MH72 | CZ09 | rDXHP | Each | 1 | 598 | None | 230 | 0.032 | 3.89 | 150 | 0.0195 | 0.376 | 230 | 0.032 | 3.89 | 150 | 0.0195 | 0.376 |  |  | 1 |  | RB-Appl-EffCW-med-GasDHW-ElecCDryer-Tier1-FrontAnyDMoMH72CZ09rDXHP
RB-Appl-EffCW-med-GasDHW-ElecCDryer-Tier1-Front | DEER2016 | D16v1 | 2015-05-16 | Any | DMo | MH72 | CZ09 | rNCEH | Each | 1 | 598 | None | 220 | 0.0299 | 3.88 | 146 | 0.0192 | 0.375 | 220 | 0.0299 | 3.88 | 146 | 0.0192 | 0.375 |  |  | 1 |  | RB-Appl-EffCW-med-GasDHW-ElecCDryer-Tier1-FrontAnyDMoMH72CZ09rNCEH
RB-Appl-EffCW-med-GasDHW-ElecCDryer-Tier1-Front | DEER2016 | D16v1 | 2015-05-16 | Any | DMo | MH72 | CZ09 | rNCGF | Each | 1 | 598 | None | 216 | 0.03 | 4.29 | 139 | 0.0191 | 1.08 | 216 | 0.03 | 4.29 | 139 | 0.0191 | 1.08 |  |  | 1 |  | RB-Appl-EffCW-med-GasDHW-ElecCDryer-Tier1-FrontAnyDMoMH72CZ09rNCGF
RB-Appl-EffCW-med-GasDHW-ElecCDryer-Tier1-Front | DEER2016 | D16v1 | 2015-05-16 | Any | DMo | MH72 | CZ10 | rDXGF | Each | 1 | 598 | None | 226 | 0.0341 | 4.41 | 142 | 0.0208 | 1.2 | 226 | 0.0341 | 4.41 | 142 | 0.0208 | 1.2 |  |  | 1 |  | RB-Appl-EffCW-med-GasDHW-ElecCDryer-Tier1-FrontAnyDMoMH72CZ10rDXGF
RB-Appl-EffCW-med-GasDHW-ElecCDryer-Tier1-Front | DEER2016 | D16v1 | 2015-05-16 | Any | DMo | MH72 | CZ10 | rDXHP | Each | 1 | 598 | None | 232 | 0.0345 | 3.87 | 150 | 0.0206 | 0.371 | 232 | 0.0345 | 3.87 | 150 | 0.0206 | 0.371 |  |  | 1 |  | RB-Appl-EffCW-med-GasDHW-ElecCDryer-Tier1-FrontAnyDMoMH72CZ10rDXHP
RB-Appl-EffCW-med-GasDHW-ElecCDryer-Tier1-Front | DEER2016 | D16v1 | 2015-05-16 | Any | DMo | MH72 | CZ10 | rNCEH | Each | 1 | 598 | None | 220 | 0.0299 | 3.86 | 146 | 0.0192 | 0.373 | 220 | 0.0299 | 3.86 | 146 | 0.0192 | 0.373 |  |  | 1 |  | RB-Appl-EffCW-med-GasDHW-ElecCDryer-Tier1-FrontAnyDMoMH72CZ10rNCEH
RB-Appl-EffCW-med-GasDHW-ElecCDryer-Tier1-Front | DEER2016 | D16v1 | 2015-05-16 | Any | DMo | MH72 | CZ10 | rNCGF | Each | 1 | 598 | None | 216 | 0.0301 | 4.32 | 139 | 0.0194 | 1.13 | 216 | 0.0301 | 4.32 | 139 | 0.0194 | 1.13 |  |  | 1 |  | RB-Appl-EffCW-med-GasDHW-ElecCDryer-Tier1-FrontAnyDMoMH72CZ10rNCGF
RB-Appl-EffCW-med-GasDHW-ElecCDryer-Tier1-Front | DEER2016 | D16v1 | 2015-05-16 | Any | DMo | MH72 | CZ11 | rDXGF | Each | 1 | 598 | None | 221 | 0.0337 | 4.24 | 140 | 0.0208 | 1.05 | 221 | 0.0337 | 4.24 | 140 | 0.0208 | 1.05 |  |  | 1 |  | RB-Appl-EffCW-med-GasDHW-ElecCDryer-Tier1-FrontAnyDMoMH72CZ11rDXGF
RB-Appl-EffCW-med-GasDHW-ElecCDryer-Tier1-Front | DEER2016 | D16v1 | 2015-05-16 | Any | DMo | MH72 | CZ11 | rDXHP | Each | 1 | 598 | None | 222 | 0.0321 | 3.92 | 144 | 0.0192 | 0.376 | 222 | 0.0321 | 3.92 | 144 | 0.0192 | 0.376 |  |  | 1 |  | RB-Appl-EffCW-med-GasDHW-ElecCDryer-Tier1-FrontAnyDMoMH72CZ11rDXHP
RB-Appl-EffCW-med-GasDHW-ElecCDryer-Tier1-Front | DEER2016 | D16v1 | 2015-05-16 | Any | DMo | MH72 | CZ11 | rNCEH | Each | 1 | 598 | None | 219 | 0.0299 | 3.91 | 145 | 0.0192 | 0.379 | 219 | 0.0299 | 3.91 | 145 | 0.0192 | 0.379 |  |  | 1 |  | RB-Appl-EffCW-med-GasDHW-ElecCDryer-Tier1-FrontAnyDMoMH72CZ11rNCEH
RB-Appl-EffCW-med-GasDHW-ElecCDryer-Tier1-Front | DEER2016 | D16v1 | 2015-05-16 | Any | DMo | MH72 | CZ11 | rNCGF | Each | 1 | 598 | None | 216 | 0.0299 | 4.22 | 139 | 0.0191 | 1.05 | 216 | 0.0299 | 4.22 | 139 | 0.0191 | 1.05 |  |  | 1 |  | RB-Appl-EffCW-med-GasDHW-ElecCDryer-Tier1-FrontAnyDMoMH72CZ11rNCGF
RB-Appl-EffCW-med-GasDHW-ElecCDryer-Tier1-Front | DEER2016 | D16v1 | 2015-05-16 | Any | DMo | MH72 | CZ12 | rDXGF | Each | 1 | 598 | None | 218 | 0.0354 | 4.32 | 140 | 0.0212 | 1.1 | 218 | 0.0354 | 4.32 | 140 | 0.0212 | 1.1 |  |  | 1 |  | RB-Appl-EffCW-med-GasDHW-ElecCDryer-Tier1-FrontAnyDMoMH72CZ12rDXGF
RB-Appl-EffCW-med-GasDHW-ElecCDryer-Tier1-Front | DEER2016 | D16v1 | 2015-05-16 | Any | DMo | MH72 | CZ12 | rDXHP | Each | 1 | 598 | None | 219 | 0.0328 | 4.04 | 143 | 0.0193 | 0.387 | 219 | 0.0328 | 4.04 | 143 | 0.0193 | 0.387 |  |  | 1 |  | RB-Appl-EffCW-med-GasDHW-ElecCDryer-Tier1-FrontAnyDMoMH72CZ12rDXHP
RB-Appl-EffCW-med-GasDHW-ElecCDryer-Tier1-Front | DEER2016 | D16v1 | 2015-05-16 | Any | DMo | MH72 | CZ12 | rNCEH | Each | 1 | 598 | None | 218 | 0.0299 | 4.04 | 145 | 0.0192 | 0.39 | 218 | 0.0299 | 4.04 | 145 | 0.0192 | 0.39 |  |  | 1 |  | RB-Appl-EffCW-med-GasDHW-ElecCDryer-Tier1-FrontAnyDMoMH72CZ12rNCEH
RB-Appl-EffCW-med-GasDHW-ElecCDryer-Tier1-Front | DEER2016 | D16v1 | 2015-05-16 | Any | DMo | MH72 | CZ12 | rNCGF | Each | 1 | 598 | None | 216 | 0.03 | 4.25 | 139 | 0.0193 | 1.07 | 216 | 0.03 | 4.25 | 139 | 0.0193 | 1.07 |  |  | 1 |  | RB-Appl-EffCW-med-GasDHW-ElecCDryer-Tier1-FrontAnyDMoMH72CZ12rNCGF
RB-Appl-EffCW-med-GasDHW-ElecCDryer-Tier1-Front | DEER2016 | D16v1 | 2015-05-16 | Any | DMo | MH72 | CZ13 | rDXGF | Each | 1 | 598 | None | 224 | 0.0335 | 4.01 | 143 | 0.0205 | 0.956 | 224 | 0.0335 | 4.01 | 143 | 0.0205 | 0.956 |  |  | 1 |  | RB-Appl-EffCW-med-GasDHW-ElecCDryer-Tier1-FrontAnyDMoMH72CZ13rDXGF
RB-Appl-EffCW-med-GasDHW-ElecCDryer-Tier1-Front | DEER2016 | D16v1 | 2015-05-16 | Any | DMo | MH72 | CZ13 | rDXHP | Each | 1 | 598 | None | 224 | 0.0327 | 3.87 | 148 | 0.0206 | 0.373 | 224 | 0.0327 | 3.87 | 148 | 0.0206 | 0.373 |  |  | 1 |  | RB-Appl-EffCW-med-GasDHW-ElecCDryer-Tier1-FrontAnyDMoMH72CZ13rDXHP
RB-Appl-EffCW-med-GasDHW-ElecCDryer-Tier1-Front | DEER2016 | D16v1 | 2015-05-16 | Any | DMo | MH72 | CZ13 | rNCEH | Each | 1 | 598 | None | 217 | 0.0299 | 3.87 | 144 | 0.0192 | 0.374 | 217 | 0.0299 | 3.87 | 144 | 0.0192 | 0.374 |  |  | 1 |  | RB-Appl-EffCW-med-GasDHW-ElecCDryer-Tier1-FrontAnyDMoMH72CZ13rNCEH
RB-Appl-EffCW-med-GasDHW-ElecCDryer-Tier1-Front | DEER2016 | D16v1 | 2015-05-16 | Any | DMo | MH72 | CZ13 | rNCGF | Each | 1 | 598 | None | 215 | 0.0299 | 3.98 | 139 | 0.0193 | 0.932 | 215 | 0.0299 | 3.98 | 139 | 0.0193 | 0.932 |  |  | 1 |  | RB-Appl-EffCW-med-GasDHW-ElecCDryer-Tier1-FrontAnyDMoMH72CZ13rNCGF
RB-Appl-EffCW-med-GasDHW-ElecCDryer-Tier1-Front | DEER2016 | D16v1 | 2015-05-16 | Any | DMo | MH72 | CZ14 | rDXGF | Each | 1 | 598 | None | 225 | 0.0349 | 4.49 | 142 | 0.0215 | 1.17 | 225 | 0.0349 | 4.49 | 142 | 0.0215 | 1.17 |  |  | 1 |  | RB-Appl-EffCW-med-GasDHW-ElecCDryer-Tier1-FrontAnyDMoMH72CZ14rDXGF
RB-Appl-EffCW-med-GasDHW-ElecCDryer-Tier1-Front | DEER2016 | D16v1 | 2015-05-16 | Any | DMo | MH72 | CZ14 | rDXHP | Each | 1 | 598 | None | 230 | 0.0331 | 3.95 | 147 | 0.0201 | 0.379 | 230 | 0.0331 | 3.95 | 147 | 0.0201 | 0.379 |  |  | 1 |  | RB-Appl-EffCW-med-GasDHW-ElecCDryer-Tier1-FrontAnyDMoMH72CZ14rDXHP
RB-Appl-EffCW-med-GasDHW-ElecCDryer-Tier1-Front | DEER2016 | D16v1 | 2015-05-16 | Any | DMo | MH72 | CZ14 | rNCEH | Each | 1 | 598 | None | 221 | 0.0299 | 3.94 | 146 | 0.0192 | 0.381 | 221 | 0.0299 | 3.94 | 146 | 0.0192 | 0.381 |  |  | 1 |  | RB-Appl-EffCW-med-GasDHW-ElecCDryer-Tier1-FrontAnyDMoMH72CZ14rNCEH
RB-Appl-EffCW-med-GasDHW-ElecCDryer-Tier1-Front | DEER2016 | D16v1 | 2015-05-16 | Any | DMo | MH72 | CZ14 | rNCGF | Each | 1 | 598 | None | 216 | 0.03 | 4.42 | 139 | 0.0192 | 1.12 | 216 | 0.03 | 4.42 | 139 | 0.0192 | 1.12 |  |  | 1 |  | RB-Appl-EffCW-med-GasDHW-ElecCDryer-Tier1-FrontAnyDMoMH72CZ14rNCGF
RB-Appl-EffCW-med-GasDHW-ElecCDryer-Tier1-Front | DEER2016 | D16v1 | 2015-05-16 | Any | DMo | MH72 | CZ15 | rDXGF | Each | 1 | 598 | None | 227 | 0.0335 | 3.94 | 142 | 0.0207 | 1.03 | 227 | 0.0335 | 3.94 | 142 | 0.0207 | 1.03 |  |  | 1 |  | RB-Appl-EffCW-med-GasDHW-ElecCDryer-Tier1-FrontAnyDMoMH72CZ15rDXGF
RB-Appl-EffCW-med-GasDHW-ElecCDryer-Tier1-Front | DEER2016 | D16v1 | 2015-05-16 | Any | DMo | MH72 | CZ15 | rDXHP | Each | 1 | 598 | None | 234 | 0.0336 | 3.26 | 149 | 0.0209 | 0.313 | 234 | 0.0336 | 3.26 | 149 | 0.0209 | 0.313 |  |  | 1 |  | RB-Appl-EffCW-med-GasDHW-ElecCDryer-Tier1-FrontAnyDMoMH72CZ15rDXHP
RB-Appl-EffCW-med-GasDHW-ElecCDryer-Tier1-Front | DEER2016 | D16v1 | 2015-05-16 | Any | DMo | MH72 | CZ15 | rNCEH | Each | 1 | 598 | None | 221 | 0.0299 | 3.25 | 145 | 0.0192 | 0.314 | 221 | 0.0299 | 3.25 | 145 | 0.0192 | 0.314 |  |  | 1 |  | RB-Appl-EffCW-med-GasDHW-ElecCDryer-Tier1-FrontAnyDMoMH72CZ15rNCEH
RB-Appl-EffCW-med-GasDHW-ElecCDryer-Tier1-Front | DEER2016 | D16v1 | 2015-05-16 | Any | DMo | MH72 | CZ15 | rNCGF | Each | 1 | 598 | None | 216 | 0.0298 | 3.82 | 139 | 0.0192 | 0.94 | 216 | 0.0298 | 3.82 | 139 | 0.0192 | 0.94 |  |  | 1 |  | RB-Appl-EffCW-med-GasDHW-ElecCDryer-Tier1-FrontAnyDMoMH72CZ15rNCGF
RB-Appl-EffCW-med-GasDHW-ElecCDryer-Tier1-Front | DEER2016 | D16v1 | 2015-05-16 | Any | DMo | MH72 | CZ16 | rDXGF | Each | 1 | 598 | None | 222 | 0.0333 | 4.83 | 142 | 0.0207 | 1.2 | 222 | 0.0333 | 4.83 | 142 | 0.0207 | 1.2 |  |  | 1 |  | RB-Appl-EffCW-med-GasDHW-ElecCDryer-Tier1-FrontAnyDMoMH72CZ16rDXGF
RB-Appl-EffCW-med-GasDHW-ElecCDryer-Tier1-Front | DEER2016 | D16v1 | 2015-05-16 | Any | DMo | MH72 | CZ16 | rDXHP | Each | 1 | 598 | None | 222 | 0.032 | 4.54 | 147 | 0.0193 | 0.437 | 222 | 0.032 | 4.54 | 147 | 0.0193 | 0.437 |  |  | 1 |  | RB-Appl-EffCW-med-GasDHW-ElecCDryer-Tier1-FrontAnyDMoMH72CZ16rDXHP
RB-Appl-EffCW-med-GasDHW-ElecCDryer-Tier1-Front | DEER2016 | D16v1 | 2015-05-16 | Any | DMo | MH72 | CZ16 | rNCEH | Each | 1 | 598 | None | 218 | 0.0299 | 4.54 | 146 | 0.0192 | 0.439 | 218 | 0.0299 | 4.54 | 146 | 0.0192 | 0.439 |  |  | 1 |  | RB-Appl-EffCW-med-GasDHW-ElecCDryer-Tier1-FrontAnyDMoMH72CZ16rNCEH
RB-Appl-EffCW-med-GasDHW-ElecCDryer-Tier1-Front | DEER2016 | D16v1 | 2015-05-16 | Any | DMo | MH72 | CZ16 | rNCGF | Each | 1 | 598 | None | 216 | 0.0301 | 4.79 | 139 | 0.0195 | 1.21 | 216 | 0.0301 | 4.79 | 139 | 0.0195 | 1.21 |  |  | 1 |  | RB-Appl-EffCW-med-GasDHW-ElecCDryer-Tier1-FrontAnyDMoMH72CZ16rNCGF
RB-Appl-EffCW-med-GasDHW-ElecCDryer-Tier1-Front | DEER2016 | D16v1 | 2015-05-16 | Any | DMo | MH85 | CZ01 | rDXGF | Each | 1 | 621 | None | 219 | 0.0136 | 4.29 | 142 | 0.0216 | 0.627 | 219 | 0.0136 | 4.29 | 142 | 0.0216 | 0.627 |  |  | 1 |  | RB-Appl-EffCW-med-GasDHW-ElecCDryer-Tier1-FrontAnyDMoMH85CZ01rDXGF
RB-Appl-EffCW-med-GasDHW-ElecCDryer-Tier1-Front | DEER2016 | D16v1 | 2015-05-16 | Any | DMo | MH85 | CZ01 | rDXHP | Each | 1 | 621 | None | 217 | 0.0123 | 4.56 | 143 | 0.0204 | 0.442 | 217 | 0.0123 | 4.56 | 143 | 0.0204 | 0.442 |  |  | 1 |  | RB-Appl-EffCW-med-GasDHW-ElecCDryer-Tier1-FrontAnyDMoMH85CZ01rDXHP
RB-Appl-EffCW-med-GasDHW-ElecCDryer-Tier1-Front | DEER2016 | D16v1 | 2015-05-16 | Any | DMo | MH85 | CZ01 | rNCEH | Each | 1 | 621 | None | 215 | 0.03 | 4.56 | 141 | 0.0193 | 0.439 | 215 | 0.03 | 4.56 | 141 | 0.0193 | 0.439 |  |  | 1 |  | RB-Appl-EffCW-med-GasDHW-ElecCDryer-Tier1-FrontAnyDMoMH85CZ01rNCEH
RB-Appl-EffCW-med-GasDHW-ElecCDryer-Tier1-Front | DEER2016 | D16v1 | 2015-05-16 | Any | DMo | MH85 | CZ01 | rNCGF | Each | 1 | 621 | None | 216 | 0.0291 | 4.24 | 139 | 0.0184 | 0.598 | 216 | 0.0291 | 4.24 | 139 | 0.0184 | 0.598 |  |  | 1 |  | RB-Appl-EffCW-med-GasDHW-ElecCDryer-Tier1-FrontAnyDMoMH85CZ01rNCGF
RB-Appl-EffCW-med-GasDHW-ElecCDryer-Tier1-Front | DEER2016 | D16v1 | 2015-05-16 | Any | DMo | MH85 | CZ02 | rDXGF | Each | 1 | 621 | None | 222 | 0.0353 | 3.98 | 143 | 0.0223 | 0.624 | 222 | 0.0353 | 3.98 | 143 | 0.0223 | 0.624 |  |  | 1 |  | RB-Appl-EffCW-med-GasDHW-ElecCDryer-Tier1-FrontAnyDMoMH85CZ02rDXGF
RB-Appl-EffCW-med-GasDHW-ElecCDryer-Tier1-Front | DEER2016 | D16v1 | 2015-05-16 | Any | DMo | MH85 | CZ02 | rDXHP | Each | 1 | 621 | None | 221 | 0.035 | 4.25 | 144 | 0.0217 | 0.412 | 221 | 0.035 | 4.25 | 144 | 0.0217 | 0.412 |  |  | 1 |  | RB-Appl-EffCW-med-GasDHW-ElecCDryer-Tier1-FrontAnyDMoMH85CZ02rDXHP
RB-Appl-EffCW-med-GasDHW-ElecCDryer-Tier1-Front | DEER2016 | D16v1 | 2015-05-16 | Any | DMo | MH85 | CZ02 | rNCEH | Each | 1 | 621 | None | 213 | 0.03 | 4.24 | 141 | 0.0193 | 0.408 | 213 | 0.03 | 4.24 | 141 | 0.0193 | 0.408 |  |  | 1 |  | RB-Appl-EffCW-med-GasDHW-ElecCDryer-Tier1-FrontAnyDMoMH85CZ02rNCEH
RB-Appl-EffCW-med-GasDHW-ElecCDryer-Tier1-Front | DEER2016 | D16v1 | 2015-05-16 | Any | DMo | MH85 | CZ02 | rNCGF | Each | 1 | 621 | None | 216 | 0.0299 | 3.99 | 139 | 0.0193 | 0.527 | 216 | 0.0299 | 3.99 | 139 | 0.0193 | 0.527 |  |  | 1 |  | RB-Appl-EffCW-med-GasDHW-ElecCDryer-Tier1-FrontAnyDMoMH85CZ02rNCGF
RB-Appl-EffCW-med-GasDHW-ElecCDryer-Tier1-Front | DEER2016 | D16v1 | 2015-05-16 | Any | DMo | MH85 | CZ03 | rDXGF | Each | 1 | 621 | None | 225 | 0.0319 | 4.38 | 144 | 0.0189 | 0.862 | 225 | 0.0319 | 4.38 | 144 | 0.0189 | 0.862 |  |  | 1 |  | RB-Appl-EffCW-med-GasDHW-ElecCDryer-Tier1-FrontAnyDMoMH85CZ03rDXGF
RB-Appl-EffCW-med-GasDHW-ElecCDryer-Tier1-Front | DEER2016 | D16v1 | 2015-05-16 | Any | DMo | MH85 | CZ03 | rDXHP | Each | 1 | 621 | None | 226 | 0.0348 | 4.25 | 148 | 0.0217 | 0.41 | 226 | 0.0348 | 4.25 | 148 | 0.0217 | 0.41 |  |  | 1 |  | RB-Appl-EffCW-med-GasDHW-ElecCDryer-Tier1-FrontAnyDMoMH85CZ03rDXHP
RB-Appl-EffCW-med-GasDHW-ElecCDryer-Tier1-Front | DEER2016 | D16v1 | 2015-05-16 | Any | DMo | MH85 | CZ03 | rNCEH | Each | 1 | 621 | None | 218 | 0.03 | 4.25 | 144 | 0.0193 | 0.409 | 218 | 0.03 | 4.25 | 144 | 0.0193 | 0.409 |  |  | 1 |  | RB-Appl-EffCW-med-GasDHW-ElecCDryer-Tier1-FrontAnyDMoMH85CZ03rNCEH
RB-Appl-EffCW-med-GasDHW-ElecCDryer-Tier1-Front | DEER2016 | D16v1 | 2015-05-16 | Any | DMo | MH85 | CZ03 | rNCGF | Each | 1 | 621 | None | 216 | 0.0298 | 4.22 | 139 | 0.0194 | 0.776 | 216 | 0.0298 | 4.22 | 139 | 0.0194 | 0.776 |  |  | 1 |  | RB-Appl-EffCW-med-GasDHW-ElecCDryer-Tier1-FrontAnyDMoMH85CZ03rNCGF
RB-Appl-EffCW-med-GasDHW-ElecCDryer-Tier1-Front | DEER2016 | D16v1 | 2015-05-16 | Any | DMo | MH85 | CZ04 | rDXGF | Each | 1 | 621 | None | 229 | 0.0358 | 3.73 | 141 | 0.0211 | 0.559 | 229 | 0.0358 | 3.73 | 141 | 0.0211 | 0.559 |  |  | 1 |  | RB-Appl-EffCW-med-GasDHW-ElecCDryer-Tier1-FrontAnyDMoMH85CZ04rDXGF
RB-Appl-EffCW-med-GasDHW-ElecCDryer-Tier1-Front | DEER2016 | D16v1 | 2015-05-16 | Any | DMo | MH85 | CZ04 | rDXHP | Each | 1 | 621 | None | 219 | 0.0327 | 4.12 | 140 | 0.0197 | 0.396 | 219 | 0.0327 | 4.12 | 140 | 0.0197 | 0.396 |  |  | 1 |  | RB-Appl-EffCW-med-GasDHW-ElecCDryer-Tier1-FrontAnyDMoMH85CZ04rDXHP
RB-Appl-EffCW-med-GasDHW-ElecCDryer-Tier1-Front | DEER2016 | D16v1 | 2015-05-16 | Any | DMo | MH85 | CZ04 | rNCEH | Each | 1 | 621 | None | 211 | 0.03 | 4.11 | 139 | 0.0193 | 0.397 | 211 | 0.03 | 4.11 | 139 | 0.0193 | 0.397 |  |  | 1 |  | RB-Appl-EffCW-med-GasDHW-ElecCDryer-Tier1-FrontAnyDMoMH85CZ04rNCEH
RB-Appl-EffCW-med-GasDHW-ElecCDryer-Tier1-Front | DEER2016 | D16v1 | 2015-05-16 | Any | DMo | MH85 | CZ04 | rNCGF | Each | 1 | 621 | None | 215 | 0.0292 | 3.62 | 139 | 0.0184 | 0.423 | 215 | 0.0292 | 3.62 | 139 | 0.0184 | 0.423 |  |  | 1 |  | RB-Appl-EffCW-med-GasDHW-ElecCDryer-Tier1-FrontAnyDMoMH85CZ04rNCGF
RB-Appl-EffCW-med-GasDHW-ElecCDryer-Tier1-Front | DEER2016 | D16v1 | 2015-05-16 | Any | DMo | MH85 | CZ05 | rDXGF | Each | 1 | 621 | None | 225 | 0.0301 | 4.43 | 145 | 0.0181 | 0.918 | 225 | 0.0301 | 4.43 | 145 | 0.0181 | 0.918 |  |  | 1 |  | RB-Appl-EffCW-med-GasDHW-ElecCDryer-Tier1-FrontAnyDMoMH85CZ05rDXGF
RB-Appl-EffCW-med-GasDHW-ElecCDryer-Tier1-Front | DEER2016 | D16v1 | 2015-05-16 | Any | DMo | MH85 | CZ05 | rDXHP | Each | 1 | 621 | None | 229 | 0.0569 | 4.32 | 150 | 0.0426 | 0.419 | 229 | 0.0569 | 4.32 | 150 | 0.0426 | 0.419 |  |  | 1 |  | RB-Appl-EffCW-med-GasDHW-ElecCDryer-Tier1-FrontAnyDMoMH85CZ05rDXHP
RB-Appl-EffCW-med-GasDHW-ElecCDryer-Tier1-Front | DEER2016 | D16v1 | 2015-05-16 | Any | DMo | MH85 | CZ05 | rNCEH | Each | 1 | 621 | None | 216 | 0.03 | 4.31 | 143 | 0.0193 | 0.415 | 216 | 0.03 | 4.31 | 143 | 0.0193 | 0.415 |  |  | 1 |  | RB-Appl-EffCW-med-GasDHW-ElecCDryer-Tier1-FrontAnyDMoMH85CZ05rNCEH
RB-Appl-EffCW-med-GasDHW-ElecCDryer-Tier1-Front | DEER2016 | D16v1 | 2015-05-16 | Any | DMo | MH85 | CZ05 | rNCGF | Each | 1 | 621 | None | 216 | 0.0303 | 4.18 | 139 | 0.0196 | 0.763 | 216 | 0.0303 | 4.18 | 139 | 0.0196 | 0.763 |  |  | 1 |  | RB-Appl-EffCW-med-GasDHW-ElecCDryer-Tier1-FrontAnyDMoMH85CZ05rNCGF
RB-Appl-EffCW-med-GasDHW-ElecCDryer-Tier1-Front | DEER2016 | D16v1 | 2015-05-16 | Any | DMo | MH85 | CZ06 | rDXGF | Each | 1 | 621 | None | 234 | 0.0348 | 4.75 | 152 | 0.0221 | 1.15 | 234 | 0.0348 | 4.75 | 152 | 0.0221 | 1.15 |  |  | 1 |  | RB-Appl-EffCW-med-GasDHW-ElecCDryer-Tier1-FrontAnyDMoMH85CZ06rDXGF
RB-Appl-EffCW-med-GasDHW-ElecCDryer-Tier1-Front | DEER2016 | D16v1 | 2015-05-16 | Any | DMo | MH85 | CZ06 | rDXHP | Each | 1 | 621 | None | 237 | 0.0338 | 4 | 155 | 0.0213 | 0.391 | 237 | 0.0338 | 4 | 155 | 0.0213 | 0.391 |  |  | 1 |  | RB-Appl-EffCW-med-GasDHW-ElecCDryer-Tier1-FrontAnyDMoMH85CZ06rDXHP
RB-Appl-EffCW-med-GasDHW-ElecCDryer-Tier1-Front | DEER2016 | D16v1 | 2015-05-16 | Any | DMo | MH85 | CZ06 | rNCEH | Each | 1 | 621 | None | 220 | 0.03 | 3.99 | 144 | 0.0193 | 0.384 | 220 | 0.03 | 3.99 | 144 | 0.0193 | 0.384 |  |  | 1 |  | RB-Appl-EffCW-med-GasDHW-ElecCDryer-Tier1-FrontAnyDMoMH85CZ06rNCEH
RB-Appl-EffCW-med-GasDHW-ElecCDryer-Tier1-Front | DEER2016 | D16v1 | 2015-05-16 | Any | DMo | MH85 | CZ06 | rNCGF | Each | 1 | 621 | None | 216 | 0.0298 | 4.5 | 139 | 0.019 | 0.978 | 216 | 0.0298 | 4.5 | 139 | 0.019 | 0.978 |  |  | 1 |  | RB-Appl-EffCW-med-GasDHW-ElecCDryer-Tier1-FrontAnyDMoMH85CZ06rNCGF
RB-Appl-EffCW-med-GasDHW-ElecCDryer-Tier1-Front | DEER2016 | D16v1 | 2015-05-16 | Any | DMo | MH85 | CZ07 | rDXGF | Each | 1 | 621 | None | 230 | 0.0338 | 4.66 | 146 | 0.0216 | 1.1 | 230 | 0.0338 | 4.66 | 146 | 0.0216 | 1.1 |  |  | 1 |  | RB-Appl-EffCW-med-GasDHW-ElecCDryer-Tier1-FrontAnyDMoMH85CZ07rDXGF
RB-Appl-EffCW-med-GasDHW-ElecCDryer-Tier1-Front | DEER2016 | D16v1 | 2015-05-16 | Any | DMo | MH85 | CZ07 | rDXHP | Each | 1 | 621 | None | 238 | 0.0337 | 3.96 | 154 | 0.0211 | 0.383 | 238 | 0.0337 | 3.96 | 154 | 0.0211 | 0.383 |  |  | 1 |  | RB-Appl-EffCW-med-GasDHW-ElecCDryer-Tier1-FrontAnyDMoMH85CZ07rDXHP
RB-Appl-EffCW-med-GasDHW-ElecCDryer-Tier1-Front | DEER2016 | D16v1 | 2015-05-16 | Any | DMo | MH85 | CZ07 | rNCEH | Each | 1 | 621 | None | 220 | 0.03 | 3.95 | 144 | 0.0193 | 0.381 | 220 | 0.03 | 3.95 | 144 | 0.0193 | 0.381 |  |  | 1 |  | RB-Appl-EffCW-med-GasDHW-ElecCDryer-Tier1-FrontAnyDMoMH85CZ07rNCEH
RB-Appl-EffCW-med-GasDHW-ElecCDryer-Tier1-Front | DEER2016 | D16v1 | 2015-05-16 | Any | DMo | MH85 | CZ07 | rNCGF | Each | 1 | 621 | None | 216 | 0.0307 | 4.47 | 139 | 0.02 | 0.996 | 216 | 0.0307 | 4.47 | 139 | 0.02 | 0.996 |  |  | 1 |  | RB-Appl-EffCW-med-GasDHW-ElecCDryer-Tier1-FrontAnyDMoMH85CZ07rNCGF
RB-Appl-EffCW-med-GasDHW-ElecCDryer-Tier1-Front | DEER2016 | D16v1 | 2015-05-16 | Any | DMo | MH85 | CZ08 | rDXGF | Each | 1 | 621 | None | 227 | 0.0345 | 4.72 | 144 | 0.022 | 1.21 | 227 | 0.0345 | 4.72 | 144 | 0.022 | 1.21 |  |  | 1 |  | RB-Appl-EffCW-med-GasDHW-ElecCDryer-Tier1-FrontAnyDMoMH85CZ08rDXGF
RB-Appl-EffCW-med-GasDHW-ElecCDryer-Tier1-Front | DEER2016 | D16v1 | 2015-05-16 | Any | DMo | MH85 | CZ08 | rDXHP | Each | 1 | 621 | None | 238 | 0.0334 | 3.9 | 150 | 0.0211 | 0.376 | 238 | 0.0334 | 3.9 | 150 | 0.0211 | 0.376 |  |  | 1 |  | RB-Appl-EffCW-med-GasDHW-ElecCDryer-Tier1-FrontAnyDMoMH85CZ08rDXHP
RB-Appl-EffCW-med-GasDHW-ElecCDryer-Tier1-Front | DEER2016 | D16v1 | 2015-05-16 | Any | DMo | MH85 | CZ08 | rNCEH | Each | 1 | 621 | None | 220 | 0.03 | 3.88 | 144 | 0.0193 | 0.374 | 220 | 0.03 | 3.88 | 144 | 0.0193 | 0.374 |  |  | 1 |  | RB-Appl-EffCW-med-GasDHW-ElecCDryer-Tier1-FrontAnyDMoMH85CZ08rNCEH
RB-Appl-EffCW-med-GasDHW-ElecCDryer-Tier1-Front | DEER2016 | D16v1 | 2015-05-16 | Any | DMo | MH85 | CZ08 | rNCGF | Each | 1 | 621 | None | 216 | 0.03 | 4.44 | 139 | 0.0193 | 1.03 | 216 | 0.03 | 4.44 | 139 | 0.0193 | 1.03 |  |  | 1 |  | RB-Appl-EffCW-med-GasDHW-ElecCDryer-Tier1-FrontAnyDMoMH85CZ08rNCGF
RB-Appl-EffCW-med-GasDHW-ElecCDryer-Tier1-Front | DEER2016 | D16v1 | 2015-05-16 | Any | DMo | MH85 | CZ09 | rDXGF | Each | 1 | 621 | None | 230 | 0.035 | 4.46 | 148 | 0.0221 | 1.02 | 230 | 0.035 | 4.46 | 148 | 0.0221 | 1.02 |  |  | 1 |  | RB-Appl-EffCW-med-GasDHW-ElecCDryer-Tier1-FrontAnyDMoMH85CZ09rDXGF
RB-Appl-EffCW-med-GasDHW-ElecCDryer-Tier1-Front | DEER2016 | D16v1 | 2015-05-16 | Any | DMo | MH85 | CZ09 | rDXHP | Each | 1 | 621 | None | 232 | 0.0335 | 3.89 | 151 | 0.021 | 0.377 | 232 | 0.0335 | 3.89 | 151 | 0.021 | 0.377 |  |  | 1 |  | RB-Appl-EffCW-med-GasDHW-ElecCDryer-Tier1-FrontAnyDMoMH85CZ09rDXHP
RB-Appl-EffCW-med-GasDHW-ElecCDryer-Tier1-Front | DEER2016 | D16v1 | 2015-05-16 | Any | DMo | MH85 | CZ09 | rNCEH | Each | 1 | 621 | None | 219 | 0.03 | 3.88 | 143 | 0.0193 | 0.374 | 219 | 0.03 | 3.88 | 143 | 0.0193 | 0.374 |  |  | 1 |  | RB-Appl-EffCW-med-GasDHW-ElecCDryer-Tier1-FrontAnyDMoMH85CZ09rNCEH
RB-Appl-EffCW-med-GasDHW-ElecCDryer-Tier1-Front | DEER2016 | D16v1 | 2015-05-16 | Any | DMo | MH85 | CZ09 | rNCGF | Each | 1 | 621 | None | 216 | 0.03 | 4.24 | 139 | 0.0194 | 0.894 | 216 | 0.03 | 4.24 | 139 | 0.0194 | 0.894 |  |  | 1 |  | RB-Appl-EffCW-med-GasDHW-ElecCDryer-Tier1-FrontAnyDMoMH85CZ09rNCGF
RB-Appl-EffCW-med-GasDHW-ElecCDryer-Tier1-Front | DEER2016 | D16v1 | 2015-05-16 | Any | DMo | MH85 | CZ10 | rDXGF | Each | 1 | 621 | None | 230 | 0.0355 | 4.11 | 147 | 0.0225 | 0.872 | 230 | 0.0355 | 4.11 | 147 | 0.0225 | 0.872 |  |  | 1 |  | RB-Appl-EffCW-med-GasDHW-ElecCDryer-Tier1-FrontAnyDMoMH85CZ10rDXGF
RB-Appl-EffCW-med-GasDHW-ElecCDryer-Tier1-Front | DEER2016 | D16v1 | 2015-05-16 | Any | DMo | MH85 | CZ10 | rDXHP | Each | 1 | 621 | None | 231 | 0.0334 | 3.87 | 149 | 0.0208 | 0.376 | 231 | 0.0334 | 3.87 | 149 | 0.0208 | 0.376 |  |  | 1 |  | RB-Appl-EffCW-med-GasDHW-ElecCDryer-Tier1-FrontAnyDMoMH85CZ10rDXHP
RB-Appl-EffCW-med-GasDHW-ElecCDryer-Tier1-Front | DEER2016 | D16v1 | 2015-05-16 | Any | DMo | MH85 | CZ10 | rNCEH | Each | 1 | 621 | None | 218 | 0.03 | 3.86 | 143 | 0.0193 | 0.372 | 218 | 0.03 | 3.86 | 143 | 0.0193 | 0.372 |  |  | 1 |  | RB-Appl-EffCW-med-GasDHW-ElecCDryer-Tier1-FrontAnyDMoMH85CZ10rNCEH
RB-Appl-EffCW-med-GasDHW-ElecCDryer-Tier1-Front | DEER2016 | D16v1 | 2015-05-16 | Any | DMo | MH85 | CZ10 | rNCGF | Each | 1 | 621 | None | 216 | 0.0297 | 3.98 | 139 | 0.0191 | 0.736 | 216 | 0.0297 | 3.98 | 139 | 0.0191 | 0.736 |  |  | 1 |  | RB-Appl-EffCW-med-GasDHW-ElecCDryer-Tier1-FrontAnyDMoMH85CZ10rNCGF
RB-Appl-EffCW-med-GasDHW-ElecCDryer-Tier1-Front | DEER2016 | D16v1 | 2015-05-16 | Any | DMo | MH85 | CZ11 | rDXGF | Each | 1 | 621 | None | 228 | 0.0357 | 3.55 | 145 | 0.023 | 0.452 | 228 | 0.0357 | 3.55 | 145 | 0.023 | 0.452 |  |  | 1 |  | RB-Appl-EffCW-med-GasDHW-ElecCDryer-Tier1-FrontAnyDMoMH85CZ11rDXGF
RB-Appl-EffCW-med-GasDHW-ElecCDryer-Tier1-Front | DEER2016 | D16v1 | 2015-05-16 | Any | DMo | MH85 | CZ11 | rDXHP | Each | 1 | 621 | None | 220 | 0.0333 | 3.93 | 142 | 0.0208 | 0.384 | 220 | 0.0333 | 3.93 | 142 | 0.0208 | 0.384 |  |  | 1 |  | RB-Appl-EffCW-med-GasDHW-ElecCDryer-Tier1-FrontAnyDMoMH85CZ11rDXHP
RB-Appl-EffCW-med-GasDHW-ElecCDryer-Tier1-Front | DEER2016 | D16v1 | 2015-05-16 | Any | DMo | MH85 | CZ11 | rNCEH | Each | 1 | 621 | None | 211 | 0.03 | 3.91 | 139 | 0.0193 | 0.377 | 211 | 0.03 | 3.91 | 139 | 0.0193 | 0.377 |  |  | 1 |  | RB-Appl-EffCW-med-GasDHW-ElecCDryer-Tier1-FrontAnyDMoMH85CZ11rNCEH
RB-Appl-EffCW-med-GasDHW-ElecCDryer-Tier1-Front | DEER2016 | D16v1 | 2015-05-16 | Any | DMo | MH85 | CZ11 | rNCGF | Each | 1 | 621 | None | 215 | 0.0297 | 3.41 | 139 | 0.019 | 0.332 | 215 | 0.0297 | 3.41 | 139 | 0.019 | 0.332 |  |  | 1 |  | RB-Appl-EffCW-med-GasDHW-ElecCDryer-Tier1-FrontAnyDMoMH85CZ11rNCGF
RB-Appl-EffCW-med-GasDHW-ElecCDryer-Tier1-Front | DEER2016 | D16v1 | 2015-05-16 | Any | DMo | MH85 | CZ12 | rDXGF | Each | 1 | 621 | None | 224 | 0.0376 | 3.44 | 143 | 0.0236 | 0.299 | 224 | 0.0376 | 3.44 | 143 | 0.0236 | 0.299 |  |  | 1 |  | RB-Appl-EffCW-med-GasDHW-ElecCDryer-Tier1-FrontAnyDMoMH85CZ12rDXGF
RB-Appl-EffCW-med-GasDHW-ElecCDryer-Tier1-Front | DEER2016 | D16v1 | 2015-05-16 | Any | DMo | MH85 | CZ12 | rDXHP | Each | 1 | 621 | None | 215 | 0.0346 | 4.05 | 141 | 0.0216 | 0.395 | 215 | 0.0346 | 4.05 | 141 | 0.0216 | 0.395 |  |  | 1 |  | RB-Appl-EffCW-med-GasDHW-ElecCDryer-Tier1-FrontAnyDMoMH85CZ12rDXHP
RB-Appl-EffCW-med-GasDHW-ElecCDryer-Tier1-Front | DEER2016 | D16v1 | 2015-05-16 | Any | DMo | MH85 | CZ12 | rNCEH | Each | 1 | 621 | None | 210 | 0.03 | 4.04 | 138 | 0.0193 | 0.39 | 210 | 0.03 | 4.04 | 138 | 0.0193 | 0.39 |  |  | 1 |  | RB-Appl-EffCW-med-GasDHW-ElecCDryer-Tier1-FrontAnyDMoMH85CZ12rNCEH
RB-Appl-EffCW-med-GasDHW-ElecCDryer-Tier1-Front | DEER2016 | D16v1 | 2015-05-16 | Any | DMo | MH85 | CZ12 | rNCGF | Each | 1 | 621 | None | 215 | 0.0299 | 3.4 | 139 | 0.0193 | 0.288 | 215 | 0.0299 | 3.4 | 139 | 0.0193 | 0.288 |  |  | 1 |  | RB-Appl-EffCW-med-GasDHW-ElecCDryer-Tier1-FrontAnyDMoMH85CZ12rNCGF
RB-Appl-EffCW-med-GasDHW-ElecCDryer-Tier1-Front | DEER2016 | D16v1 | 2015-05-16 | Any | DMo | MH85 | CZ13 | rDXGF | Each | 1 | 621 | None | 226 | 0.0332 | 3.47 | 145 | 0.0207 | 0.405 | 226 | 0.0332 | 3.47 | 145 | 0.0207 | 0.405 |  |  | 1 |  | RB-Appl-EffCW-med-GasDHW-ElecCDryer-Tier1-FrontAnyDMoMH85CZ13rDXGF
RB-Appl-EffCW-med-GasDHW-ElecCDryer-Tier1-Front | DEER2016 | D16v1 | 2015-05-16 | Any | DMo | MH85 | CZ13 | rDXHP | Each | 1 | 621 | None | 218 | 0.0306 | 3.88 | 143 | 0.0181 | 0.378 | 218 | 0.0306 | 3.88 | 143 | 0.0181 | 0.378 |  |  | 1 |  | RB-Appl-EffCW-med-GasDHW-ElecCDryer-Tier1-FrontAnyDMoMH85CZ13rDXHP
RB-Appl-EffCW-med-GasDHW-ElecCDryer-Tier1-Front | DEER2016 | D16v1 | 2015-05-16 | Any | DMo | MH85 | CZ13 | rNCEH | Each | 1 | 621 | None | 212 | 0.03 | 3.87 | 139 | 0.0193 | 0.373 | 212 | 0.03 | 3.87 | 139 | 0.0193 | 0.373 |  |  | 1 |  | RB-Appl-EffCW-med-GasDHW-ElecCDryer-Tier1-FrontAnyDMoMH85CZ13rNCEH
RB-Appl-EffCW-med-GasDHW-ElecCDryer-Tier1-Front | DEER2016 | D16v1 | 2015-05-16 | Any | DMo | MH85 | CZ13 | rNCGF | Each | 1 | 621 | None | 216 | 0.0294 | 3.38 | 139 | 0.0189 | 0.343 | 216 | 0.0294 | 3.38 | 139 | 0.0189 | 0.343 |  |  | 1 |  | RB-Appl-EffCW-med-GasDHW-ElecCDryer-Tier1-FrontAnyDMoMH85CZ13rNCGF
RB-Appl-EffCW-med-GasDHW-ElecCDryer-Tier1-Front | DEER2016 | D16v1 | 2015-05-16 | Any | DMo | MH85 | CZ14 | rDXGF | Each | 1 | 621 | None | 233 | 0.0348 | 3.59 | 150 | 0.0222 | 0.443 | 233 | 0.0348 | 3.59 | 150 | 0.0222 | 0.443 |  |  | 1 |  | RB-Appl-EffCW-med-GasDHW-ElecCDryer-Tier1-FrontAnyDMoMH85CZ14rDXGF
RB-Appl-EffCW-med-GasDHW-ElecCDryer-Tier1-Front | DEER2016 | D16v1 | 2015-05-16 | Any | DMo | MH85 | CZ14 | rDXHP | Each | 1 | 621 | None | 226 | 0.0331 | 3.96 | 146 | 0.0208 | 0.387 | 226 | 0.0331 | 3.96 | 146 | 0.0208 | 0.387 |  |  | 1 |  | RB-Appl-EffCW-med-GasDHW-ElecCDryer-Tier1-FrontAnyDMoMH85CZ14rDXHP
RB-Appl-EffCW-med-GasDHW-ElecCDryer-Tier1-Front | DEER2016 | D16v1 | 2015-05-16 | Any | DMo | MH85 | CZ14 | rNCEH | Each | 1 | 621 | None | 212 | 0.03 | 3.94 | 139 | 0.0193 | 0.38 | 212 | 0.03 | 3.94 | 139 | 0.0193 | 0.38 |  |  | 1 |  | RB-Appl-EffCW-med-GasDHW-ElecCDryer-Tier1-FrontAnyDMoMH85CZ14rNCEH
RB-Appl-EffCW-med-GasDHW-ElecCDryer-Tier1-Front | DEER2016 | D16v1 | 2015-05-16 | Any | DMo | MH85 | CZ14 | rNCGF | Each | 1 | 621 | None | 216 | 0.0295 | 3.45 | 139 | 0.0189 | 0.357 | 216 | 0.0295 | 3.45 | 139 | 0.0189 | 0.357 |  |  | 1 |  | RB-Appl-EffCW-med-GasDHW-ElecCDryer-Tier1-FrontAnyDMoMH85CZ14rNCGF
RB-Appl-EffCW-med-GasDHW-ElecCDryer-Tier1-Front | DEER2016 | D16v1 | 2015-05-16 | Any | DMo | MH85 | CZ15 | rDXGF | Each | 1 | 621 | None | 234 | 0.0354 | 3.45 | 146 | 0.0222 | 0.614 | 234 | 0.0354 | 3.45 | 146 | 0.0222 | 0.614 |  |  | 1 |  | RB-Appl-EffCW-med-GasDHW-ElecCDryer-Tier1-FrontAnyDMoMH85CZ15rDXGF
RB-Appl-EffCW-med-GasDHW-ElecCDryer-Tier1-Front | DEER2016 | D16v1 | 2015-05-16 | Any | DMo | MH85 | CZ15 | rDXHP | Each | 1 | 621 | None | 233 | 0.0349 | 3.26 | 149 | 0.022 | 0.318 | 233 | 0.0349 | 3.26 | 149 | 0.022 | 0.318 |  |  | 1 |  | RB-Appl-EffCW-med-GasDHW-ElecCDryer-Tier1-FrontAnyDMoMH85CZ15rDXHP
RB-Appl-EffCW-med-GasDHW-ElecCDryer-Tier1-Front | DEER2016 | D16v1 | 2015-05-16 | Any | DMo | MH85 | CZ15 | rNCEH | Each | 1 | 621 | None | 217 | 0.03 | 3.25 | 142 | 0.0193 | 0.313 | 217 | 0.03 | 3.25 | 142 | 0.0193 | 0.313 |  |  | 1 |  | RB-Appl-EffCW-med-GasDHW-ElecCDryer-Tier1-FrontAnyDMoMH85CZ15rNCEH
RB-Appl-EffCW-med-GasDHW-ElecCDryer-Tier1-Front | DEER2016 | D16v1 | 2015-05-16 | Any | DMo | MH85 | CZ15 | rNCGF | Each | 1 | 621 | None | 216 | 0.029 | 3.32 | 139 | 0.0192 | 0.574 | 216 | 0.029 | 3.32 | 139 | 0.0192 | 0.574 |  |  | 1 |  | RB-Appl-EffCW-med-GasDHW-ElecCDryer-Tier1-FrontAnyDMoMH85CZ15rNCGF
RB-Appl-EffCW-med-GasDHW-ElecCDryer-Tier1-Front | DEER2016 | D16v1 | 2015-05-16 | Any | DMo | MH85 | CZ16 | rDXGF | Each | 1 | 621 | None | 224 | 0.0352 | 3.89 | 142 | 0.0217 | 0.392 | 224 | 0.0352 | 3.89 | 142 | 0.0217 | 0.392 |  |  | 1 |  | RB-Appl-EffCW-med-GasDHW-ElecCDryer-Tier1-FrontAnyDMoMH85CZ16rDXGF
RB-Appl-EffCW-med-GasDHW-ElecCDryer-Tier1-Front | DEER2016 | D16v1 | 2015-05-16 | Any | DMo | MH85 | CZ16 | rDXHP | Each | 1 | 621 | None | 214 | 0.0344 | 4.55 | 140 | 0.022 | 0.444 | 214 | 0.0344 | 4.55 | 140 | 0.022 | 0.444 |  |  | 1 |  | RB-Appl-EffCW-med-GasDHW-ElecCDryer-Tier1-FrontAnyDMoMH85CZ16rDXHP
RB-Appl-EffCW-med-GasDHW-ElecCDryer-Tier1-Front | DEER2016 | D16v1 | 2015-05-16 | Any | DMo | MH85 | CZ16 | rNCEH | Each | 1 | 621 | None | 210 | 0.03 | 4.54 | 138 | 0.0193 | 0.438 | 210 | 0.03 | 4.54 | 138 | 0.0193 | 0.438 |  |  | 1 |  | RB-Appl-EffCW-med-GasDHW-ElecCDryer-Tier1-FrontAnyDMoMH85CZ16rNCEH
RB-Appl-EffCW-med-GasDHW-ElecCDryer-Tier1-Front | DEER2016 | D16v1 | 2015-05-16 | Any | DMo | MH85 | CZ16 | rNCGF | Each | 1 | 621 | None | 215 | 0.0301 | 3.83 | 139 | 0.0193 | 0.367 | 215 | 0.0301 | 3.83 | 139 | 0.0193 | 0.367 |  |  | 1 |  | RB-Appl-EffCW-med-GasDHW-ElecCDryer-Tier1-FrontAnyDMoMH85CZ16rNCGF
RB-Appl-EffCW-med-GasDHW-ElecCDryer-Tier1-Front | DEER2016 | D16v1 | 2015-05-16 | Any | MFm | 1975 | CZ01 | rDXGF | Each | 1 | 474 | None | 219 | 0.0305 | 4.38 | 141 | 0.0163 | 1.1 | 219 | 0.0305 | 4.38 | 141 | 0.0163 | 1.1 |  |  | 1 |  | RB-Appl-EffCW-med-GasDHW-ElecCDryer-Tier1-FrontAnyMFm1975CZ01rDXGF
RB-Appl-EffCW-med-GasDHW-ElecCDryer-Tier1-Front | DEER2016 | D16v1 | 2015-05-16 | Any | MFm | 1975 | CZ01 | rDXHP | Each | 1 | 474 | None | 217 | 0.0317 | 4.61 | 146 | 0.0186 | 0.441 | 217 | 0.0317 | 4.61 | 146 | 0.0186 | 0.441 |  |  | 1 |  | RB-Appl-EffCW-med-GasDHW-ElecCDryer-Tier1-FrontAnyMFm1975CZ01rDXHP
RB-Appl-EffCW-med-GasDHW-ElecCDryer-Tier1-Front | DEER2016 | D16v1 | 2015-05-16 | Any | MFm | 1975 | CZ01 | rNCEH | Each | 1 | 474 | None | 214 | 0.0301 | 4.59 | 150 | 0.0194 | 0.438 | 214 | 0.0301 | 4.59 | 150 | 0.0194 | 0.438 |  |  | 1 |  | RB-Appl-EffCW-med-GasDHW-ElecCDryer-Tier1-FrontAnyMFm1975CZ01rNCEH
RB-Appl-EffCW-med-GasDHW-ElecCDryer-Tier1-Front | DEER2016 | D16v1 | 2015-05-16 | Any | MFm | 1975 | CZ01 | rNCGF | Each | 1 | 474 | None | 218 | 0.0304 | 4.26 | 141 | 0.0195 | 0.983 | 218 | 0.0304 | 4.26 | 141 | 0.0195 | 0.983 |  |  | 1 |  | RB-Appl-EffCW-med-GasDHW-ElecCDryer-Tier1-FrontAnyMFm1975CZ01rNCGF
RB-Appl-EffCW-med-GasDHW-ElecCDryer-Tier1-Front | DEER2016 | D16v1 | 2015-05-16 | Any | MFm | 1975 | CZ02 | rDXGF | Each | 1 | 474 | None | 221 | 0.037 | 4.37 | 142 | 0.023 | 1.02 | 221 | 0.037 | 4.37 | 142 | 0.023 | 1.02 |  |  | 1 |  | RB-Appl-EffCW-med-GasDHW-ElecCDryer-Tier1-FrontAnyMFm1975CZ02rDXGF
RB-Appl-EffCW-med-GasDHW-ElecCDryer-Tier1-Front | DEER2016 | D16v1 | 2015-05-16 | Any | MFm | 1975 | CZ02 | rDXHP | Each | 1 | 474 | None | 221 | 0.0376 | 4.27 | 146 | 0.0228 | 0.409 | 221 | 0.0376 | 4.27 | 146 | 0.0228 | 0.409 |  |  | 1 |  | RB-Appl-EffCW-med-GasDHW-ElecCDryer-Tier1-FrontAnyMFm1975CZ02rDXHP
RB-Appl-EffCW-med-GasDHW-ElecCDryer-Tier1-Front | DEER2016 | D16v1 | 2015-05-16 | Any | MFm | 1975 | CZ02 | rNCEH | Each | 1 | 474 | None | 218 | 0.0303 | 4.26 | 147 | 0.0195 | 0.414 | 218 | 0.0303 | 4.26 | 147 | 0.0195 | 0.414 |  |  | 1 |  | RB-Appl-EffCW-med-GasDHW-ElecCDryer-Tier1-FrontAnyMFm1975CZ02rNCEH
RB-Appl-EffCW-med-GasDHW-ElecCDryer-Tier1-Front | DEER2016 | D16v1 | 2015-05-16 | Any | MFm | 1975 | CZ02 | rNCGF | Each | 1 | 474 | None | 219 | 0.0303 | 4.26 | 141 | 0.0195 | 0.951 | 219 | 0.0303 | 4.26 | 141 | 0.0195 | 0.951 |  |  | 1 |  | RB-Appl-EffCW-med-GasDHW-ElecCDryer-Tier1-FrontAnyMFm1975CZ02rNCGF
RB-Appl-EffCW-med-GasDHW-ElecCDryer-Tier1-Front | DEER2016 | D16v1 | 2015-05-16 | Any | MFm | 1975 | CZ03 | rDXGF | Each | 1 | 474 | None | 220 | 0.0336 | 4.42 | 141 | 0.0222 | 1.1 | 220 | 0.0336 | 4.42 | 141 | 0.0222 | 1.1 |  |  | 1 |  | RB-Appl-EffCW-med-GasDHW-ElecCDryer-Tier1-FrontAnyMFm1975CZ03rDXGF
RB-Appl-EffCW-med-GasDHW-ElecCDryer-Tier1-Front | DEER2016 | D16v1 | 2015-05-16 | Any | MFm | 1975 | CZ03 | rDXHP | Each | 1 | 474 | None | 221 | 0.0351 | 4.28 | 147 | 0.0228 | 0.41 | 221 | 0.0351 | 4.28 | 147 | 0.0228 | 0.41 |  |  | 1 |  | RB-Appl-EffCW-med-GasDHW-ElecCDryer-Tier1-FrontAnyMFm1975CZ03rDXHP
RB-Appl-EffCW-med-GasDHW-ElecCDryer-Tier1-Front | DEER2016 | D16v1 | 2015-05-16 | Any | MFm | 1975 | CZ03 | rNCEH | Each | 1 | 474 | None | 218 | 0.0303 | 4.27 | 148 | 0.0195 | 0.413 | 218 | 0.0303 | 4.27 | 148 | 0.0195 | 0.413 |  |  | 1 |  | RB-Appl-EffCW-med-GasDHW-ElecCDryer-Tier1-FrontAnyMFm1975CZ03rNCEH
RB-Appl-EffCW-med-GasDHW-ElecCDryer-Tier1-Front | DEER2016 | D16v1 | 2015-05-16 | Any | MFm | 1975 | CZ03 | rNCGF | Each | 1 | 474 | None | 219 | 0.0303 | 4.34 | 141 | 0.0195 | 1.07 | 219 | 0.0303 | 4.34 | 141 | 0.0195 | 1.07 |  |  | 1 |  | RB-Appl-EffCW-med-GasDHW-ElecCDryer-Tier1-FrontAnyMFm1975CZ03rNCGF
RB-Appl-EffCW-med-GasDHW-ElecCDryer-Tier1-Front | DEER2016 | D16v1 | 2015-05-16 | Any | MFm | 1975 | CZ04 | rDXGF | Each | 1 | 474 | None | 222 | 0.0356 | 4.27 | 142 | 0.0223 | 0.925 | 222 | 0.0356 | 4.27 | 142 | 0.0223 | 0.925 |  |  | 1 |  | RB-Appl-EffCW-med-GasDHW-ElecCDryer-Tier1-FrontAnyMFm1975CZ04rDXGF
RB-Appl-EffCW-med-GasDHW-ElecCDryer-Tier1-Front | DEER2016 | D16v1 | 2015-05-16 | Any | MFm | 1975 | CZ04 | rDXHP | Each | 1 | 474 | None | 223 | 0.0337 | 4.15 | 147 | 0.0203 | 0.398 | 223 | 0.0337 | 4.15 | 147 | 0.0203 | 0.398 |  |  | 1 |  | RB-Appl-EffCW-med-GasDHW-ElecCDryer-Tier1-FrontAnyMFm1975CZ04rDXHP
RB-Appl-EffCW-med-GasDHW-ElecCDryer-Tier1-Front | DEER2016 | D16v1 | 2015-05-16 | Any | MFm | 1975 | CZ04 | rNCEH | Each | 1 | 474 | None | 218 | 0.0303 | 4.13 | 146 | 0.0195 | 0.406 | 218 | 0.0303 | 4.13 | 146 | 0.0195 | 0.406 |  |  | 1 |  | RB-Appl-EffCW-med-GasDHW-ElecCDryer-Tier1-FrontAnyMFm1975CZ04rNCEH
RB-Appl-EffCW-med-GasDHW-ElecCDryer-Tier1-Front | DEER2016 | D16v1 | 2015-05-16 | Any | MFm | 1975 | CZ04 | rNCGF | Each | 1 | 474 | None | 219 | 0.0303 | 4.17 | 141 | 0.0195 | 0.882 | 219 | 0.0303 | 4.17 | 141 | 0.0195 | 0.882 |  |  | 1 |  | RB-Appl-EffCW-med-GasDHW-ElecCDryer-Tier1-FrontAnyMFm1975CZ04rNCGF
RB-Appl-EffCW-med-GasDHW-ElecCDryer-Tier1-Front | DEER2016 | D16v1 | 2015-05-16 | Any | MFm | 1975 | CZ05 | rDXGF | Each | 1 | 474 | None | 220 | 0.0313 | 4.44 | 142 | 0.018 | 1.15 | 220 | 0.0313 | 4.44 | 142 | 0.018 | 1.15 |  |  | 1 |  | RB-Appl-EffCW-med-GasDHW-ElecCDryer-Tier1-FrontAnyMFm1975CZ05rDXGF
RB-Appl-EffCW-med-GasDHW-ElecCDryer-Tier1-Front | DEER2016 | D16v1 | 2015-05-16 | Any | MFm | 1975 | CZ05 | rDXHP | Each | 1 | 474 | None | 221 | 0.0355 | 4.35 | 148 | 0.019 | 0.414 | 221 | 0.0355 | 4.35 | 148 | 0.019 | 0.414 |  |  | 1 |  | RB-Appl-EffCW-med-GasDHW-ElecCDryer-Tier1-FrontAnyMFm1975CZ05rDXHP
RB-Appl-EffCW-med-GasDHW-ElecCDryer-Tier1-Front | DEER2016 | D16v1 | 2015-05-16 | Any | MFm | 1975 | CZ05 | rNCEH | Each | 1 | 474 | None | 218 | 0.0303 | 4.34 | 150 | 0.0195 | 0.417 | 218 | 0.0303 | 4.34 | 150 | 0.0195 | 0.417 |  |  | 1 |  | RB-Appl-EffCW-med-GasDHW-ElecCDryer-Tier1-FrontAnyMFm1975CZ05rNCEH
RB-Appl-EffCW-med-GasDHW-ElecCDryer-Tier1-Front | DEER2016 | D16v1 | 2015-05-16 | Any | MFm | 1975 | CZ05 | rNCGF | Each | 1 | 474 | None | 219 | 0.0303 | 4.42 | 141 | 0.0195 | 1.15 | 219 | 0.0303 | 4.42 | 141 | 0.0195 | 1.15 |  |  | 1 |  | RB-Appl-EffCW-med-GasDHW-ElecCDryer-Tier1-FrontAnyMFm1975CZ05rNCGF
RB-Appl-EffCW-med-GasDHW-ElecCDryer-Tier1-Front | DEER2016 | D16v1 | 2015-05-16 | Any | MFm | 1975 | CZ06 | rDXGF | Each | 1 | 465 | None | 227 | 0.0365 | 4.03 | 145 | 0.0249 | 0.61 | 227 | 0.0365 | 4.03 | 145 | 0.0249 | 0.61 |  |  | 1 |  | RB-Appl-EffCW-med-GasDHW-ElecCDryer-Tier1-FrontAnyMFm1975CZ06rDXGF
RB-Appl-EffCW-med-GasDHW-ElecCDryer-Tier1-Front | DEER2016 | D16v1 | 2015-05-16 | Any | MFm | 1975 | CZ06 | rDXHP | Each | 1 | 465 | None | 226 | 0.0346 | 4.01 | 146 | 0.0177 | 0.373 | 226 | 0.0346 | 4.01 | 146 | 0.0177 | 0.373 |  |  | 1 |  | RB-Appl-EffCW-med-GasDHW-ElecCDryer-Tier1-FrontAnyMFm1975CZ06rDXHP
RB-Appl-EffCW-med-GasDHW-ElecCDryer-Tier1-Front | DEER2016 | D16v1 | 2015-05-16 | Any | MFm | 1975 | CZ06 | rNCEH | Each | 1 | 465 | None | 215 | 0.0304 | 3.97 | 142 | 0.0196 | 0.362 | 215 | 0.0304 | 3.97 | 142 | 0.0196 | 0.362 |  |  | 1 |  | RB-Appl-EffCW-med-GasDHW-ElecCDryer-Tier1-FrontAnyMFm1975CZ06rNCEH
RB-Appl-EffCW-med-GasDHW-ElecCDryer-Tier1-Front | DEER2016 | D16v1 | 2015-05-16 | Any | MFm | 1975 | CZ06 | rNCGF | Each | 1 | 465 | None | 219 | 0.0303 | 3.81 | 141 | 0.0195 | 0.499 | 219 | 0.0303 | 3.81 | 141 | 0.0195 | 0.499 |  |  | 1 |  | RB-Appl-EffCW-med-GasDHW-ElecCDryer-Tier1-FrontAnyMFm1975CZ06rNCGF
RB-Appl-EffCW-med-GasDHW-ElecCDryer-Tier1-Front | DEER2016 | D16v1 | 2015-05-16 | Any | MFm | 1975 | CZ07 | rDXGF | Each | 1 | 465 | None | 224 | 0.031 | 4 | 143 | 0.0251 | 0.547 | 224 | 0.031 | 4 | 143 | 0.0251 | 0.547 |  |  | 1 |  | RB-Appl-EffCW-med-GasDHW-ElecCDryer-Tier1-FrontAnyMFm1975CZ07rDXGF
RB-Appl-EffCW-med-GasDHW-ElecCDryer-Tier1-Front | DEER2016 | D16v1 | 2015-05-16 | Any | MFm | 1975 | CZ07 | rDXHP | Each | 1 | 465 | None | 223 | 0.0331 | 3.96 | 144 | 0.0193 | 0.368 | 223 | 0.0331 | 3.96 | 144 | 0.0193 | 0.368 |  |  | 1 |  | RB-Appl-EffCW-med-GasDHW-ElecCDryer-Tier1-FrontAnyMFm1975CZ07rDXHP
RB-Appl-EffCW-med-GasDHW-ElecCDryer-Tier1-Front | DEER2016 | D16v1 | 2015-05-16 | Any | MFm | 1975 | CZ07 | rNCEH | Each | 1 | 465 | None | 216 | 0.0304 | 3.93 | 141 | 0.0196 | 0.359 | 216 | 0.0304 | 3.93 | 141 | 0.0196 | 0.359 |  |  | 1 |  | RB-Appl-EffCW-med-GasDHW-ElecCDryer-Tier1-FrontAnyMFm1975CZ07rNCEH
RB-Appl-EffCW-med-GasDHW-ElecCDryer-Tier1-Front | DEER2016 | D16v1 | 2015-05-16 | Any | MFm | 1975 | CZ07 | rNCGF | Each | 1 | 465 | None | 219 | 0.0304 | 3.86 | 141 | 0.0196 | 0.466 | 219 | 0.0304 | 3.86 | 141 | 0.0196 | 0.466 |  |  | 1 |  | RB-Appl-EffCW-med-GasDHW-ElecCDryer-Tier1-FrontAnyMFm1975CZ07rNCGF
RB-Appl-EffCW-med-GasDHW-ElecCDryer-Tier1-Front | DEER2016 | D16v1 | 2015-05-16 | Any | MFm | 1975 | CZ08 | rDXGF | Each | 1 | 465 | None | 227 | 0.0366 | 3.8 | 145 | 0.0218 | 0.541 | 227 | 0.0366 | 3.8 | 145 | 0.0218 | 0.541 |  |  | 1 |  | RB-Appl-EffCW-med-GasDHW-ElecCDryer-Tier1-FrontAnyMFm1975CZ08rDXGF
RB-Appl-EffCW-med-GasDHW-ElecCDryer-Tier1-Front | DEER2016 | D16v1 | 2015-05-16 | Any | MFm | 1975 | CZ08 | rDXHP | Each | 1 | 465 | None | 227 | 0.033 | 3.91 | 147 | 0.0192 | 0.366 | 227 | 0.033 | 3.91 | 147 | 0.0192 | 0.366 |  |  | 1 |  | RB-Appl-EffCW-med-GasDHW-ElecCDryer-Tier1-FrontAnyMFm1975CZ08rDXHP
RB-Appl-EffCW-med-GasDHW-ElecCDryer-Tier1-Front | DEER2016 | D16v1 | 2015-05-16 | Any | MFm | 1975 | CZ08 | rNCEH | Each | 1 | 465 | None | 214 | 0.0304 | 3.87 | 141 | 0.0196 | 0.353 | 214 | 0.0304 | 3.87 | 141 | 0.0196 | 0.353 |  |  | 1 |  | RB-Appl-EffCW-med-GasDHW-ElecCDryer-Tier1-FrontAnyMFm1975CZ08rNCEH
RB-Appl-EffCW-med-GasDHW-ElecCDryer-Tier1-Front | DEER2016 | D16v1 | 2015-05-16 | Any | MFm | 1975 | CZ08 | rNCGF | Each | 1 | 465 | None | 219 | 0.0303 | 3.57 | 141 | 0.0195 | 0.386 | 219 | 0.0303 | 3.57 | 141 | 0.0195 | 0.386 |  |  | 1 |  | RB-Appl-EffCW-med-GasDHW-ElecCDryer-Tier1-FrontAnyMFm1975CZ08rNCGF
RB-Appl-EffCW-med-GasDHW-ElecCDryer-Tier1-Front | DEER2016 | D16v1 | 2015-05-16 | Any | MFm | 1975 | CZ09 | rDXGF | Each | 1 | 544 | None | 224 | 0.0342 | 3.98 | 145 | 0.0226 | 0.25 | 224 | 0.0342 | 3.98 | 145 | 0.0226 | 0.25 |  |  | 1 |  | RB-Appl-EffCW-med-GasDHW-ElecCDryer-Tier1-FrontAnyMFm1975CZ09rDXGF
RB-Appl-EffCW-med-GasDHW-ElecCDryer-Tier1-Front | DEER2016 | D16v1 | 2015-05-16 | Any | MFm | 1975 | CZ09 | rDXHP | Each | 1 | 544 | None | 226 | 0.0338 | 3.92 | 145 | 0.0222 | 0.364 | 226 | 0.0338 | 3.92 | 145 | 0.0222 | 0.364 |  |  | 1 |  | RB-Appl-EffCW-med-GasDHW-ElecCDryer-Tier1-FrontAnyMFm1975CZ09rDXHP
RB-Appl-EffCW-med-GasDHW-ElecCDryer-Tier1-Front | DEER2016 | D16v1 | 2015-05-16 | Any | MFm | 1975 | CZ09 | rNCEH | Each | 1 | 544 | None | 217 | 0.0304 | 3.89 | 138 | 0.0196 | 0.341 | 217 | 0.0304 | 3.89 | 138 | 0.0196 | 0.341 |  |  | 1 |  | RB-Appl-EffCW-med-GasDHW-ElecCDryer-Tier1-FrontAnyMFm1975CZ09rNCEH
RB-Appl-EffCW-med-GasDHW-ElecCDryer-Tier1-Front | DEER2016 | D16v1 | 2015-05-16 | Any | MFm | 1975 | CZ09 | rNCGF | Each | 1 | 544 | None | 219 | 0.0303 | 3.79 | 141 | 0.0195 | 0.11 | 219 | 0.0303 | 3.79 | 141 | 0.0195 | 0.11 |  |  | 1 |  | RB-Appl-EffCW-med-GasDHW-ElecCDryer-Tier1-FrontAnyMFm1975CZ09rNCGF
RB-Appl-EffCW-med-GasDHW-ElecCDryer-Tier1-Front | DEER2016 | D16v1 | 2015-05-16 | Any | MFm | 1975 | CZ10 | rDXGF | Each | 1 | 544 | None | 225 | 0.0363 | 4.01 | 146 | 0.0238 | 0.292 | 225 | 0.0363 | 4.01 | 146 | 0.0238 | 0.292 |  |  | 1 |  | RB-Appl-EffCW-med-GasDHW-ElecCDryer-Tier1-FrontAnyMFm1975CZ10rDXGF
RB-Appl-EffCW-med-GasDHW-ElecCDryer-Tier1-Front | DEER2016 | D16v1 | 2015-05-16 | Any | MFm | 1975 | CZ10 | rDXHP | Each | 1 | 544 | None | 225 | 0.0351 | 3.89 | 145 | 0.0235 | 0.356 | 225 | 0.0351 | 3.89 | 145 | 0.0235 | 0.356 |  |  | 1 |  | RB-Appl-EffCW-med-GasDHW-ElecCDryer-Tier1-FrontAnyMFm1975CZ10rDXHP
RB-Appl-EffCW-med-GasDHW-ElecCDryer-Tier1-Front | DEER2016 | D16v1 | 2015-05-16 | Any | MFm | 1975 | CZ10 | rNCEH | Each | 1 | 544 | None | 218 | 0.0304 | 3.87 | 138 | 0.0196 | 0.338 | 218 | 0.0304 | 3.87 | 138 | 0.0196 | 0.338 |  |  | 1 |  | RB-Appl-EffCW-med-GasDHW-ElecCDryer-Tier1-FrontAnyMFm1975CZ10rNCEH
RB-Appl-EffCW-med-GasDHW-ElecCDryer-Tier1-Front | DEER2016 | D16v1 | 2015-05-16 | Any | MFm | 1975 | CZ10 | rNCGF | Each | 1 | 544 | None | 219 | 0.0304 | 3.85 | 141 | 0.0196 | 0.176 | 219 | 0.0304 | 3.85 | 141 | 0.0196 | 0.176 |  |  | 1 |  | RB-Appl-EffCW-med-GasDHW-ElecCDryer-Tier1-FrontAnyMFm1975CZ10rNCGF
RB-Appl-EffCW-med-GasDHW-ElecCDryer-Tier1-Front | DEER2016 | D16v1 | 2015-05-16 | Any | MFm | 1975 | CZ11 | rDXGF | Each | 1 | 487 | None | 223 | 0.0343 | 3.88 | 144 | 0.0219 | 0.3 | 223 | 0.0343 | 3.88 | 144 | 0.0219 | 0.3 |  |  | 1 |  | RB-Appl-EffCW-med-GasDHW-ElecCDryer-Tier1-FrontAnyMFm1975CZ11rDXGF
RB-Appl-EffCW-med-GasDHW-ElecCDryer-Tier1-Front | DEER2016 | D16v1 | 2015-05-16 | Any | MFm | 1975 | CZ11 | rDXHP | Each | 1 | 487 | None | 221 | 0.0336 | 3.96 | 142 | 0.0224 | 0.376 | 221 | 0.0336 | 3.96 | 142 | 0.0224 | 0.376 |  |  | 1 |  | RB-Appl-EffCW-med-GasDHW-ElecCDryer-Tier1-FrontAnyMFm1975CZ11rDXHP
RB-Appl-EffCW-med-GasDHW-ElecCDryer-Tier1-Front | DEER2016 | D16v1 | 2015-05-16 | Any | MFm | 1975 | CZ11 | rNCEH | Each | 1 | 487 | None | 217 | 0.0303 | 3.94 | 139 | 0.0195 | 0.365 | 217 | 0.0303 | 3.94 | 139 | 0.0195 | 0.365 |  |  | 1 |  | RB-Appl-EffCW-med-GasDHW-ElecCDryer-Tier1-FrontAnyMFm1975CZ11rNCEH
RB-Appl-EffCW-med-GasDHW-ElecCDryer-Tier1-Front | DEER2016 | D16v1 | 2015-05-16 | Any | MFm | 1975 | CZ11 | rNCGF | Each | 1 | 487 | None | 218 | 0.0303 | 3.82 | 141 | 0.0195 | 0.264 | 218 | 0.0303 | 3.82 | 141 | 0.0195 | 0.264 |  |  | 1 |  | RB-Appl-EffCW-med-GasDHW-ElecCDryer-Tier1-FrontAnyMFm1975CZ11rNCGF
RB-Appl-EffCW-med-GasDHW-ElecCDryer-Tier1-Front | DEER2016 | D16v1 | 2015-05-16 | Any | MFm | 1975 | CZ12 | rDXGF | Each | 1 | 487 | None | 223 | 0.0357 | 4.21 | 143 | 0.0226 | 0.451 | 223 | 0.0357 | 4.21 | 143 | 0.0226 | 0.451 |  |  | 1 |  | RB-Appl-EffCW-med-GasDHW-ElecCDryer-Tier1-FrontAnyMFm1975CZ12rDXGF
RB-Appl-EffCW-med-GasDHW-ElecCDryer-Tier1-Front | DEER2016 | D16v1 | 2015-05-16 | Any | MFm | 1975 | CZ12 | rDXHP | Each | 1 | 487 | None | 222 | 0.0356 | 4.08 | 143 | 0.0237 | 0.38 | 222 | 0.0356 | 4.08 | 143 | 0.0237 | 0.38 |  |  | 1 |  | RB-Appl-EffCW-med-GasDHW-ElecCDryer-Tier1-FrontAnyMFm1975CZ12rDXHP
RB-Appl-EffCW-med-GasDHW-ElecCDryer-Tier1-Front | DEER2016 | D16v1 | 2015-05-16 | Any | MFm | 1975 | CZ12 | rNCEH | Each | 1 | 487 | None | 218 | 0.0303 | 4.07 | 140 | 0.0195 | 0.374 | 218 | 0.0303 | 4.07 | 140 | 0.0195 | 0.374 |  |  | 1 |  | RB-Appl-EffCW-med-GasDHW-ElecCDryer-Tier1-FrontAnyMFm1975CZ12rNCEH
RB-Appl-EffCW-med-GasDHW-ElecCDryer-Tier1-Front | DEER2016 | D16v1 | 2015-05-16 | Any | MFm | 1975 | CZ12 | rNCGF | Each | 1 | 487 | None | 219 | 0.0303 | 4.1 | 141 | 0.0196 | 0.39 | 219 | 0.0303 | 4.1 | 141 | 0.0196 | 0.39 |  |  | 1 |  | RB-Appl-EffCW-med-GasDHW-ElecCDryer-Tier1-FrontAnyMFm1975CZ12rNCGF
RB-Appl-EffCW-med-GasDHW-ElecCDryer-Tier1-Front | DEER2016 | D16v1 | 2015-05-16 | Any | MFm | 1975 | CZ13 | rDXGF | Each | 1 | 487 | None | 223 | 0.0335 | 3.87 | 144 | 0.0217 | 0.325 | 223 | 0.0335 | 3.87 | 144 | 0.0217 | 0.325 |  |  | 1 |  | RB-Appl-EffCW-med-GasDHW-ElecCDryer-Tier1-FrontAnyMFm1975CZ13rDXGF
RB-Appl-EffCW-med-GasDHW-ElecCDryer-Tier1-Front | DEER2016 | D16v1 | 2015-05-16 | Any | MFm | 1975 | CZ13 | rDXHP | Each | 1 | 487 | None | 220 | 0.0335 | 3.91 | 142 | 0.0223 | 0.369 | 220 | 0.0335 | 3.91 | 142 | 0.0223 | 0.369 |  |  | 1 |  | RB-Appl-EffCW-med-GasDHW-ElecCDryer-Tier1-FrontAnyMFm1975CZ13rDXHP
RB-Appl-EffCW-med-GasDHW-ElecCDryer-Tier1-Front | DEER2016 | D16v1 | 2015-05-16 | Any | MFm | 1975 | CZ13 | rNCEH | Each | 1 | 487 | None | 217 | 0.0303 | 3.89 | 140 | 0.0195 | 0.358 | 217 | 0.0303 | 3.89 | 140 | 0.0195 | 0.358 |  |  | 1 |  | RB-Appl-EffCW-med-GasDHW-ElecCDryer-Tier1-FrontAnyMFm1975CZ13rNCEH
RB-Appl-EffCW-med-GasDHW-ElecCDryer-Tier1-Front | DEER2016 | D16v1 | 2015-05-16 | Any | MFm | 1975 | CZ13 | rNCGF | Each | 1 | 487 | None | 218 | 0.0303 | 3.78 | 141 | 0.0195 | 0.269 | 218 | 0.0303 | 3.78 | 141 | 0.0195 | 0.269 |  |  | 1 |  | RB-Appl-EffCW-med-GasDHW-ElecCDryer-Tier1-FrontAnyMFm1975CZ13rNCGF
RB-Appl-EffCW-med-GasDHW-ElecCDryer-Tier1-Front | DEER2016 | D16v1 | 2015-05-16 | Any | MFm | 1975 | CZ14 | rDXGF | Each | 1 | 634 | None | 230 | 0.0337 | 3.56 | 147 | 0.0214 | 0.29 | 230 | 0.0337 | 3.56 | 147 | 0.0214 | 0.29 |  |  | 1 |  | RB-Appl-EffCW-med-GasDHW-ElecCDryer-Tier1-FrontAnyMFm1975CZ14rDXGF
RB-Appl-EffCW-med-GasDHW-ElecCDryer-Tier1-Front | DEER2016 | D16v1 | 2015-05-16 | Any | MFm | 1975 | CZ14 | rDXHP | Each | 1 | 634 | None | 226 | 0.0332 | 4 | 146 | 0.0209 | 0.386 | 226 | 0.0332 | 4 | 146 | 0.0209 | 0.386 |  |  | 1 |  | RB-Appl-EffCW-med-GasDHW-ElecCDryer-Tier1-FrontAnyMFm1975CZ14rDXHP
RB-Appl-EffCW-med-GasDHW-ElecCDryer-Tier1-Front | DEER2016 | D16v1 | 2015-05-16 | Any | MFm | 1975 | CZ14 | rNCEH | Each | 1 | 634 | None | 211 | 0.0303 | 3.96 | 138 | 0.0195 | 0.367 | 211 | 0.0303 | 3.96 | 138 | 0.0195 | 0.367 |  |  | 1 |  | RB-Appl-EffCW-med-GasDHW-ElecCDryer-Tier1-FrontAnyMFm1975CZ14rNCEH
RB-Appl-EffCW-med-GasDHW-ElecCDryer-Tier1-Front | DEER2016 | D16v1 | 2015-05-16 | Any | MFm | 1975 | CZ14 | rNCGF | Each | 1 | 634 | None | 218 | 0.0303 | 3.38 | 141 | 0.0195 | 0.191 | 218 | 0.0303 | 3.38 | 141 | 0.0195 | 0.191 |  |  | 1 |  | RB-Appl-EffCW-med-GasDHW-ElecCDryer-Tier1-FrontAnyMFm1975CZ14rNCGF
RB-Appl-EffCW-med-GasDHW-ElecCDryer-Tier1-Front | DEER2016 | D16v1 | 2015-05-16 | Any | MFm | 1975 | CZ15 | rDXGF | Each | 1 | 634 | None | 231 | 0.0348 | 3.3 | 147 | 0.0219 | 0.415 | 231 | 0.0348 | 3.3 | 147 | 0.0219 | 0.415 |  |  | 1 |  | RB-Appl-EffCW-med-GasDHW-ElecCDryer-Tier1-FrontAnyMFm1975CZ15rDXGF
RB-Appl-EffCW-med-GasDHW-ElecCDryer-Tier1-Front | DEER2016 | D16v1 | 2015-05-16 | Any | MFm | 1975 | CZ15 | rDXHP | Each | 1 | 634 | None | 231 | 0.0344 | 3.28 | 147 | 0.0215 | 0.312 | 231 | 0.0344 | 3.28 | 147 | 0.0215 | 0.312 |  |  | 1 |  | RB-Appl-EffCW-med-GasDHW-ElecCDryer-Tier1-FrontAnyMFm1975CZ15rDXHP
RB-Appl-EffCW-med-GasDHW-ElecCDryer-Tier1-Front | DEER2016 | D16v1 | 2015-05-16 | Any | MFm | 1975 | CZ15 | rNCEH | Each | 1 | 634 | None | 217 | 0.0303 | 3.24 | 141 | 0.0195 | 0.294 | 217 | 0.0303 | 3.24 | 141 | 0.0195 | 0.294 |  |  | 1 |  | RB-Appl-EffCW-med-GasDHW-ElecCDryer-Tier1-FrontAnyMFm1975CZ15rNCEH
RB-Appl-EffCW-med-GasDHW-ElecCDryer-Tier1-Front | DEER2016 | D16v1 | 2015-05-16 | Any | MFm | 1975 | CZ15 | rNCGF | Each | 1 | 634 | None | 219 | 0.0303 | 3.13 | 141 | 0.0195 | 0.309 | 219 | 0.0303 | 3.13 | 141 | 0.0195 | 0.309 |  |  | 1 |  | RB-Appl-EffCW-med-GasDHW-ElecCDryer-Tier1-FrontAnyMFm1975CZ15rNCGF
RB-Appl-EffCW-med-GasDHW-ElecCDryer-Tier1-Front | DEER2016 | D16v1 | 2015-05-16 | Any | MFm | 1975 | CZ16 | rDXGF | Each | 1 | 474 | None | 221 | 0.0352 | 4.18 | 140 | 0.0207 | 0.741 | 221 | 0.0352 | 4.18 | 140 | 0.0207 | 0.741 |  |  | 1 |  | RB-Appl-EffCW-med-GasDHW-ElecCDryer-Tier1-FrontAnyMFm1975CZ16rDXGF
RB-Appl-EffCW-med-GasDHW-ElecCDryer-Tier1-Front | DEER2016 | D16v1 | 2015-05-16 | Any | MFm | 1975 | CZ16 | rDXHP | Each | 1 | 474 | None | 215 | 0.0338 | 4.59 | 142 | 0.0211 | 0.449 | 215 | 0.0338 | 4.59 | 142 | 0.0211 | 0.449 |  |  | 1 |  | RB-Appl-EffCW-med-GasDHW-ElecCDryer-Tier1-FrontAnyMFm1975CZ16rDXHP
RB-Appl-EffCW-med-GasDHW-ElecCDryer-Tier1-Front | DEER2016 | D16v1 | 2015-05-16 | Any | MFm | 1975 | CZ16 | rNCEH | Each | 1 | 474 | None | 212 | 0.0303 | 4.58 | 144 | 0.0195 | 0.453 | 212 | 0.0303 | 4.58 | 144 | 0.0195 | 0.453 |  |  | 1 |  | RB-Appl-EffCW-med-GasDHW-ElecCDryer-Tier1-FrontAnyMFm1975CZ16rNCEH
RB-Appl-EffCW-med-GasDHW-ElecCDryer-Tier1-Front | DEER2016 | D16v1 | 2015-05-16 | Any | MFm | 1975 | CZ16 | rNCGF | Each | 1 | 474 | None | 218 | 0.0303 | 4.15 | 141 | 0.0195 | 0.724 | 218 | 0.0303 | 4.15 | 141 | 0.0195 | 0.724 |  |  | 1 |  | RB-Appl-EffCW-med-GasDHW-ElecCDryer-Tier1-FrontAnyMFm1975CZ16rNCGF
RB-Appl-EffCW-med-GasDHW-ElecCDryer-Tier1-Front | DEER2016 | D16v1 | 2015-05-16 | Any | MFm | 1985 | CZ01 | rDXGF | Each | 1 | 512 | None | 220 | 0.0312 | 5.04 | 142 | 0.0197 | 0.728 | 220 | 0.0312 | 5.04 | 142 | 0.0197 | 0.728 |  |  | 1 |  | RB-Appl-EffCW-med-GasDHW-ElecCDryer-Tier1-FrontAnyMFm1985CZ01rDXGF
RB-Appl-EffCW-med-GasDHW-ElecCDryer-Tier1-Front | DEER2016 | D16v1 | 2015-05-16 | Any | MFm | 1985 | CZ01 | rDXHP | Each | 1 | 512 | None | 224 | 0.0327 | 4.6 | 144 | 0.0195 | 0.431 | 224 | 0.0327 | 4.6 | 144 | 0.0195 | 0.431 |  |  | 1 |  | RB-Appl-EffCW-med-GasDHW-ElecCDryer-Tier1-FrontAnyMFm1985CZ01rDXHP
RB-Appl-EffCW-med-GasDHW-ElecCDryer-Tier1-Front | DEER2016 | D16v1 | 2015-05-16 | Any | MFm | 1985 | CZ01 | rNCEH | Each | 1 | 512 | None | 223 | 0.0302 | 4.59 | 143 | 0.0195 | 0.424 | 223 | 0.0302 | 4.59 | 143 | 0.0195 | 0.424 |  |  | 1 |  | RB-Appl-EffCW-med-GasDHW-ElecCDryer-Tier1-FrontAnyMFm1985CZ01rNCEH
RB-Appl-EffCW-med-GasDHW-ElecCDryer-Tier1-Front | DEER2016 | D16v1 | 2015-05-16 | Any | MFm | 1985 | CZ01 | rNCGF | Each | 1 | 512 | None | 219 | 0.0303 | 4.99 | 141 | 0.0195 | 0.666 | 219 | 0.0303 | 4.99 | 141 | 0.0195 | 0.666 |  |  | 1 |  | RB-Appl-EffCW-med-GasDHW-ElecCDryer-Tier1-FrontAnyMFm1985CZ01rNCGF
RB-Appl-EffCW-med-GasDHW-ElecCDryer-Tier1-Front | DEER2016 | D16v1 | 2015-05-16 | Any | MFm | 1985 | CZ02 | rDXGF | Each | 1 | 512 | None | 221 | 0.0359 | 4.65 | 143 | 0.0234 | 0.628 | 221 | 0.0359 | 4.65 | 143 | 0.0234 | 0.628 |  |  | 1 |  | RB-Appl-EffCW-med-GasDHW-ElecCDryer-Tier1-FrontAnyMFm1985CZ02rDXGF
RB-Appl-EffCW-med-GasDHW-ElecCDryer-Tier1-Front | DEER2016 | D16v1 | 2015-05-16 | Any | MFm | 1985 | CZ02 | rDXHP | Each | 1 | 512 | None | 224 | 0.0365 | 4.28 | 145 | 0.0236 | 0.4 | 224 | 0.0365 | 4.28 | 145 | 0.0236 | 0.4 |  |  | 1 |  | RB-Appl-EffCW-med-GasDHW-ElecCDryer-Tier1-FrontAnyMFm1985CZ02rDXHP
RB-Appl-EffCW-med-GasDHW-ElecCDryer-Tier1-Front | DEER2016 | D16v1 | 2015-05-16 | Any | MFm | 1985 | CZ02 | rNCEH | Each | 1 | 512 | None | 221 | 0.0303 | 4.27 | 142 | 0.0195 | 0.396 | 221 | 0.0303 | 4.27 | 142 | 0.0195 | 0.396 |  |  | 1 |  | RB-Appl-EffCW-med-GasDHW-ElecCDryer-Tier1-FrontAnyMFm1985CZ02rNCEH
RB-Appl-EffCW-med-GasDHW-ElecCDryer-Tier1-Front | DEER2016 | D16v1 | 2015-05-16 | Any | MFm | 1985 | CZ02 | rNCGF | Each | 1 | 512 | None | 219 | 0.0303 | 4.54 | 141 | 0.0195 | 0.565 | 219 | 0.0303 | 4.54 | 141 | 0.0195 | 0.565 |  |  | 1 |  | RB-Appl-EffCW-med-GasDHW-ElecCDryer-Tier1-FrontAnyMFm1985CZ02rNCGF
RB-Appl-EffCW-med-GasDHW-ElecCDryer-Tier1-Front | DEER2016 | D16v1 | 2015-05-16 | Any | MFm | 1985 | CZ03 | rDXGF | Each | 1 | 512 | None | 220 | 0.0307 | 4.74 | 142 | 0.0208 | 0.675 | 220 | 0.0307 | 4.74 | 142 | 0.0208 | 0.675 |  |  | 1 |  | RB-Appl-EffCW-med-GasDHW-ElecCDryer-Tier1-FrontAnyMFm1985CZ03rDXGF
RB-Appl-EffCW-med-GasDHW-ElecCDryer-Tier1-Front | DEER2016 | D16v1 | 2015-05-16 | Any | MFm | 1985 | CZ03 | rDXHP | Each | 1 | 512 | None | 224 | 0.0365 | 4.29 | 144 | 0.0205 | 0.403 | 224 | 0.0365 | 4.29 | 144 | 0.0205 | 0.403 |  |  | 1 |  | RB-Appl-EffCW-med-GasDHW-ElecCDryer-Tier1-FrontAnyMFm1985CZ03rDXHP
RB-Appl-EffCW-med-GasDHW-ElecCDryer-Tier1-Front | DEER2016 | D16v1 | 2015-05-16 | Any | MFm | 1985 | CZ03 | rNCEH | Each | 1 | 512 | None | 222 | 0.0303 | 4.28 | 143 | 0.0195 | 0.396 | 222 | 0.0303 | 4.28 | 143 | 0.0195 | 0.396 |  |  | 1 |  | RB-Appl-EffCW-med-GasDHW-ElecCDryer-Tier1-FrontAnyMFm1985CZ03rNCEH
RB-Appl-EffCW-med-GasDHW-ElecCDryer-Tier1-Front | DEER2016 | D16v1 | 2015-05-16 | Any | MFm | 1985 | CZ03 | rNCGF | Each | 1 | 512 | None | 219 | 0.0303 | 4.68 | 141 | 0.0195 | 0.654 | 219 | 0.0303 | 4.68 | 141 | 0.0195 | 0.654 |  |  | 1 |  | RB-Appl-EffCW-med-GasDHW-ElecCDryer-Tier1-FrontAnyMFm1985CZ03rNCGF
RB-Appl-EffCW-med-GasDHW-ElecCDryer-Tier1-Front | DEER2016 | D16v1 | 2015-05-16 | Any | MFm | 1985 | CZ04 | rDXGF | Each | 1 | 512 | None | 221 | 0.0342 | 4.55 | 142 | 0.0234 | 0.657 | 221 | 0.0342 | 4.55 | 142 | 0.0234 | 0.657 |  |  | 1 |  | RB-Appl-EffCW-med-GasDHW-ElecCDryer-Tier1-FrontAnyMFm1985CZ04rDXGF
RB-Appl-EffCW-med-GasDHW-ElecCDryer-Tier1-Front | DEER2016 | D16v1 | 2015-05-16 | Any | MFm | 1985 | CZ04 | rDXHP | Each | 1 | 512 | None | 225 | 0.0353 | 4.15 | 145 | 0.0232 | 0.387 | 225 | 0.0353 | 4.15 | 145 | 0.0232 | 0.387 |  |  | 1 |  | RB-Appl-EffCW-med-GasDHW-ElecCDryer-Tier1-FrontAnyMFm1985CZ04rDXHP
RB-Appl-EffCW-med-GasDHW-ElecCDryer-Tier1-Front | DEER2016 | D16v1 | 2015-05-16 | Any | MFm | 1985 | CZ04 | rNCEH | Each | 1 | 512 | None | 222 | 0.0303 | 4.14 | 143 | 0.0195 | 0.384 | 222 | 0.0303 | 4.14 | 143 | 0.0195 | 0.384 |  |  | 1 |  | RB-Appl-EffCW-med-GasDHW-ElecCDryer-Tier1-FrontAnyMFm1985CZ04rNCEH
RB-Appl-EffCW-med-GasDHW-ElecCDryer-Tier1-Front | DEER2016 | D16v1 | 2015-05-16 | Any | MFm | 1985 | CZ04 | rNCGF | Each | 1 | 512 | None | 219 | 0.0303 | 4.47 | 141 | 0.0195 | 0.59 | 219 | 0.0303 | 4.47 | 141 | 0.0195 | 0.59 |  |  | 1 |  | RB-Appl-EffCW-med-GasDHW-ElecCDryer-Tier1-FrontAnyMFm1985CZ04rNCGF
RB-Appl-EffCW-med-GasDHW-ElecCDryer-Tier1-Front | DEER2016 | D16v1 | 2015-05-16 | Any | MFm | 1985 | CZ05 | rDXGF | Each | 1 | 512 | None | 220 | 0.0315 | 4.91 | 142 | 0.0217 | 0.753 | 220 | 0.0315 | 4.91 | 142 | 0.0217 | 0.753 |  |  | 1 |  | RB-Appl-EffCW-med-GasDHW-ElecCDryer-Tier1-FrontAnyMFm1985CZ05rDXGF
RB-Appl-EffCW-med-GasDHW-ElecCDryer-Tier1-Front | DEER2016 | D16v1 | 2015-05-16 | Any | MFm | 1985 | CZ05 | rDXHP | Each | 1 | 512 | None | 225 | 0.0318 | 4.35 | 145 | 0.0211 | 0.407 | 225 | 0.0318 | 4.35 | 145 | 0.0211 | 0.407 |  |  | 1 |  | RB-Appl-EffCW-med-GasDHW-ElecCDryer-Tier1-FrontAnyMFm1985CZ05rDXHP
RB-Appl-EffCW-med-GasDHW-ElecCDryer-Tier1-Front | DEER2016 | D16v1 | 2015-05-16 | Any | MFm | 1985 | CZ05 | rNCEH | Each | 1 | 512 | None | 223 | 0.0303 | 4.34 | 144 | 0.0195 | 0.4 | 223 | 0.0303 | 4.34 | 144 | 0.0195 | 0.4 |  |  | 1 |  | RB-Appl-EffCW-med-GasDHW-ElecCDryer-Tier1-FrontAnyMFm1985CZ05rNCEH
RB-Appl-EffCW-med-GasDHW-ElecCDryer-Tier1-Front | DEER2016 | D16v1 | 2015-05-16 | Any | MFm | 1985 | CZ05 | rNCGF | Each | 1 | 512 | None | 219 | 0.0303 | 4.84 | 141 | 0.0195 | 0.693 | 219 | 0.0303 | 4.84 | 141 | 0.0195 | 0.693 |  |  | 1 |  | RB-Appl-EffCW-med-GasDHW-ElecCDryer-Tier1-FrontAnyMFm1985CZ05rNCGF
RB-Appl-EffCW-med-GasDHW-ElecCDryer-Tier1-Front | DEER2016 | D16v1 | 2015-05-16 | Any | MFm | 1985 | CZ06 | rDXGF | Each | 1 | 578 | None | 222 | 0.0379 | 4.45 | 144 | 0.025 | 0.492 | 222 | 0.0379 | 4.45 | 144 | 0.025 | 0.492 |  |  | 1 |  | RB-Appl-EffCW-med-GasDHW-ElecCDryer-Tier1-FrontAnyMFm1985CZ06rDXGF
RB-Appl-EffCW-med-GasDHW-ElecCDryer-Tier1-Front | DEER2016 | D16v1 | 2015-05-16 | Any | MFm | 1985 | CZ06 | rDXHP | Each | 1 | 578 | None | 226 | 0.036 | 4.02 | 145 | 0.0244 | 0.366 | 226 | 0.036 | 4.02 | 145 | 0.0244 | 0.366 |  |  | 1 |  | RB-Appl-EffCW-med-GasDHW-ElecCDryer-Tier1-FrontAnyMFm1985CZ06rDXHP
RB-Appl-EffCW-med-GasDHW-ElecCDryer-Tier1-Front | DEER2016 | D16v1 | 2015-05-16 | Any | MFm | 1985 | CZ06 | rNCEH | Each | 1 | 578 | None | 219 | 0.0303 | 4.01 | 140 | 0.0196 | 0.351 | 219 | 0.0303 | 4.01 | 140 | 0.0196 | 0.351 |  |  | 1 |  | RB-Appl-EffCW-med-GasDHW-ElecCDryer-Tier1-FrontAnyMFm1985CZ06rNCEH
RB-Appl-EffCW-med-GasDHW-ElecCDryer-Tier1-Front | DEER2016 | D16v1 | 2015-05-16 | Any | MFm | 1985 | CZ06 | rNCGF | Each | 1 | 578 | None | 219 | 0.0303 | 4.26 | 141 | 0.0195 | 0.359 | 219 | 0.0303 | 4.26 | 141 | 0.0195 | 0.359 |  |  | 1 |  | RB-Appl-EffCW-med-GasDHW-ElecCDryer-Tier1-FrontAnyMFm1985CZ06rNCGF
RB-Appl-EffCW-med-GasDHW-ElecCDryer-Tier1-Front | DEER2016 | D16v1 | 2015-05-16 | Any | MFm | 1985 | CZ07 | rDXGF | Each | 1 | 578 | None | 221 | 0.0363 | 4.29 | 143 | 0.0269 | 0.472 | 221 | 0.0363 | 4.29 | 143 | 0.0269 | 0.472 |  |  | 1 |  | RB-Appl-EffCW-med-GasDHW-ElecCDryer-Tier1-FrontAnyMFm1985CZ07rDXGF
RB-Appl-EffCW-med-GasDHW-ElecCDryer-Tier1-Front | DEER2016 | D16v1 | 2015-05-16 | Any | MFm | 1985 | CZ07 | rDXHP | Each | 1 | 578 | None | 223 | 0.026 | 3.98 | 144 | 0.0137 | 0.366 | 223 | 0.026 | 3.98 | 144 | 0.0137 | 0.366 |  |  | 1 |  | RB-Appl-EffCW-med-GasDHW-ElecCDryer-Tier1-FrontAnyMFm1985CZ07rDXHP
RB-Appl-EffCW-med-GasDHW-ElecCDryer-Tier1-Front | DEER2016 | D16v1 | 2015-05-16 | Any | MFm | 1985 | CZ07 | rNCEH | Each | 1 | 578 | None | 219 | 0.0303 | 3.97 | 140 | 0.0196 | 0.348 | 219 | 0.0303 | 3.97 | 140 | 0.0196 | 0.348 |  |  | 1 |  | RB-Appl-EffCW-med-GasDHW-ElecCDryer-Tier1-FrontAnyMFm1985CZ07rNCEH
RB-Appl-EffCW-med-GasDHW-ElecCDryer-Tier1-Front | DEER2016 | D16v1 | 2015-05-16 | Any | MFm | 1985 | CZ07 | rNCGF | Each | 1 | 578 | None | 219 | 0.0303 | 4.17 | 141 | 0.0195 | 0.373 | 219 | 0.0303 | 4.17 | 141 | 0.0195 | 0.373 |  |  | 1 |  | RB-Appl-EffCW-med-GasDHW-ElecCDryer-Tier1-FrontAnyMFm1985CZ07rNCGF
RB-Appl-EffCW-med-GasDHW-ElecCDryer-Tier1-Front | DEER2016 | D16v1 | 2015-05-16 | Any | MFm | 1985 | CZ08 | rDXGF | Each | 1 | 578 | None | 224 | 0.0336 | 4.35 | 146 | 0.0205 | 0.499 | 224 | 0.0336 | 4.35 | 146 | 0.0205 | 0.499 |  |  | 1 |  | RB-Appl-EffCW-med-GasDHW-ElecCDryer-Tier1-FrontAnyMFm1985CZ08rDXGF
RB-Appl-EffCW-med-GasDHW-ElecCDryer-Tier1-Front | DEER2016 | D16v1 | 2015-05-16 | Any | MFm | 1985 | CZ08 | rDXHP | Each | 1 | 578 | None | 227 | 0.0331 | 3.92 | 146 | 0.0214 | 0.359 | 227 | 0.0331 | 3.92 | 146 | 0.0214 | 0.359 |  |  | 1 |  | RB-Appl-EffCW-med-GasDHW-ElecCDryer-Tier1-FrontAnyMFm1985CZ08rDXHP
RB-Appl-EffCW-med-GasDHW-ElecCDryer-Tier1-Front | DEER2016 | D16v1 | 2015-05-16 | Any | MFm | 1985 | CZ08 | rNCEH | Each | 1 | 578 | None | 219 | 0.0303 | 3.9 | 140 | 0.0196 | 0.342 | 219 | 0.0303 | 3.9 | 140 | 0.0196 | 0.342 |  |  | 1 |  | RB-Appl-EffCW-med-GasDHW-ElecCDryer-Tier1-FrontAnyMFm1985CZ08rNCEH
RB-Appl-EffCW-med-GasDHW-ElecCDryer-Tier1-Front | DEER2016 | D16v1 | 2015-05-16 | Any | MFm | 1985 | CZ08 | rNCGF | Each | 1 | 578 | None | 219 | 0.0303 | 4.08 | 141 | 0.0196 | 0.328 | 219 | 0.0303 | 4.08 | 141 | 0.0196 | 0.328 |  |  | 1 |  | RB-Appl-EffCW-med-GasDHW-ElecCDryer-Tier1-FrontAnyMFm1985CZ08rNCGF
RB-Appl-EffCW-med-GasDHW-ElecCDryer-Tier1-Front | DEER2016 | D16v1 | 2015-05-16 | Any | MFm | 1985 | CZ09 | rDXGF | Each | 1 | 648 | None | 228 | 0.0339 | 4 | 145 | 0.0216 | 0.6 | 228 | 0.0339 | 4 | 145 | 0.0216 | 0.6 |  |  | 1 |  | RB-Appl-EffCW-med-GasDHW-ElecCDryer-Tier1-FrontAnyMFm1985CZ09rDXGF
RB-Appl-EffCW-med-GasDHW-ElecCDryer-Tier1-Front | DEER2016 | D16v1 | 2015-05-16 | Any | MFm | 1985 | CZ09 | rDXHP | Each | 1 | 648 | None | 228 | 0.0343 | 3.92 | 147 | 0.0214 | 0.371 | 228 | 0.0343 | 3.92 | 147 | 0.0214 | 0.371 |  |  | 1 |  | RB-Appl-EffCW-med-GasDHW-ElecCDryer-Tier1-FrontAnyMFm1985CZ09rDXHP
RB-Appl-EffCW-med-GasDHW-ElecCDryer-Tier1-Front | DEER2016 | D16v1 | 2015-05-16 | Any | MFm | 1985 | CZ09 | rNCEH | Each | 1 | 648 | None | 216 | 0.0303 | 3.89 | 141 | 0.0195 | 0.36 | 216 | 0.0303 | 3.89 | 141 | 0.0195 | 0.36 |  |  | 1 |  | RB-Appl-EffCW-med-GasDHW-ElecCDryer-Tier1-FrontAnyMFm1985CZ09rNCEH
RB-Appl-EffCW-med-GasDHW-ElecCDryer-Tier1-Front | DEER2016 | D16v1 | 2015-05-16 | Any | MFm | 1985 | CZ09 | rNCGF | Each | 1 | 648 | None | 219 | 0.0303 | 3.73 | 141 | 0.0195 | 0.435 | 219 | 0.0303 | 3.73 | 141 | 0.0195 | 0.435 |  |  | 1 |  | RB-Appl-EffCW-med-GasDHW-ElecCDryer-Tier1-FrontAnyMFm1985CZ09rNCGF
RB-Appl-EffCW-med-GasDHW-ElecCDryer-Tier1-Front | DEER2016 | D16v1 | 2015-05-16 | Any | MFm | 1985 | CZ10 | rDXGF | Each | 1 | 648 | None | 226 | 0.0354 | 3.97 | 145 | 0.0227 | 0.617 | 226 | 0.0354 | 3.97 | 145 | 0.0227 | 0.617 |  |  | 1 |  | RB-Appl-EffCW-med-GasDHW-ElecCDryer-Tier1-FrontAnyMFm1985CZ10rDXGF
RB-Appl-EffCW-med-GasDHW-ElecCDryer-Tier1-Front | DEER2016 | D16v1 | 2015-05-16 | Any | MFm | 1985 | CZ10 | rDXHP | Each | 1 | 648 | None | 226 | 0.037 | 3.89 | 147 | 0.023 | 0.365 | 226 | 0.037 | 3.89 | 147 | 0.023 | 0.365 |  |  | 1 |  | RB-Appl-EffCW-med-GasDHW-ElecCDryer-Tier1-FrontAnyMFm1985CZ10rDXHP
RB-Appl-EffCW-med-GasDHW-ElecCDryer-Tier1-Front | DEER2016 | D16v1 | 2015-05-16 | Any | MFm | 1985 | CZ10 | rNCEH | Each | 1 | 648 | None | 216 | 0.0303 | 3.87 | 142 | 0.0195 | 0.358 | 216 | 0.0303 | 3.87 | 142 | 0.0195 | 0.358 |  |  | 1 |  | RB-Appl-EffCW-med-GasDHW-ElecCDryer-Tier1-FrontAnyMFm1985CZ10rNCEH
RB-Appl-EffCW-med-GasDHW-ElecCDryer-Tier1-Front | DEER2016 | D16v1 | 2015-05-16 | Any | MFm | 1985 | CZ10 | rNCGF | Each | 1 | 648 | None | 219 | 0.0303 | 3.78 | 141 | 0.0196 | 0.461 | 219 | 0.0303 | 3.78 | 141 | 0.0196 | 0.461 |  |  | 1 |  | RB-Appl-EffCW-med-GasDHW-ElecCDryer-Tier1-FrontAnyMFm1985CZ10rNCGF
RB-Appl-EffCW-med-GasDHW-ElecCDryer-Tier1-Front | DEER2016 | D16v1 | 2015-05-16 | Any | MFm | 1985 | CZ11 | rDXGF | Each | 1 | 512 | None | 223 | 0.0344 | 4.01 | 144 | 0.0217 | 0.391 | 223 | 0.0344 | 4.01 | 144 | 0.0217 | 0.391 |  |  | 1 |  | RB-Appl-EffCW-med-GasDHW-ElecCDryer-Tier1-FrontAnyMFm1985CZ11rDXGF
RB-Appl-EffCW-med-GasDHW-ElecCDryer-Tier1-Front | DEER2016 | D16v1 | 2015-05-16 | Any | MFm | 1985 | CZ11 | rDXHP | Each | 1 | 512 | None | 222 | 0.0333 | 3.96 | 143 | 0.0216 | 0.377 | 222 | 0.0333 | 3.96 | 143 | 0.0216 | 0.377 |  |  | 1 |  | RB-Appl-EffCW-med-GasDHW-ElecCDryer-Tier1-FrontAnyMFm1985CZ11rDXHP
RB-Appl-EffCW-med-GasDHW-ElecCDryer-Tier1-Front | DEER2016 | D16v1 | 2015-05-16 | Any | MFm | 1985 | CZ11 | rNCEH | Each | 1 | 512 | None | 218 | 0.0303 | 3.95 | 140 | 0.0195 | 0.369 | 218 | 0.0303 | 3.95 | 140 | 0.0195 | 0.369 |  |  | 1 |  | RB-Appl-EffCW-med-GasDHW-ElecCDryer-Tier1-FrontAnyMFm1985CZ11rNCEH
RB-Appl-EffCW-med-GasDHW-ElecCDryer-Tier1-Front | DEER2016 | D16v1 | 2015-05-16 | Any | MFm | 1985 | CZ11 | rNCGF | Each | 1 | 512 | None | 219 | 0.0303 | 3.93 | 141 | 0.0195 | 0.341 | 219 | 0.0303 | 3.93 | 141 | 0.0195 | 0.341 |  |  | 1 |  | RB-Appl-EffCW-med-GasDHW-ElecCDryer-Tier1-FrontAnyMFm1985CZ11rNCGF
RB-Appl-EffCW-med-GasDHW-ElecCDryer-Tier1-Front | DEER2016 | D16v1 | 2015-05-16 | Any | MFm | 1985 | CZ12 | rDXGF | Each | 1 | 512 | None | 222 | 0.0368 | 4.25 | 143 | 0.0223 | 0.484 | 222 | 0.0368 | 4.25 | 143 | 0.0223 | 0.484 |  |  | 1 |  | RB-Appl-EffCW-med-GasDHW-ElecCDryer-Tier1-FrontAnyMFm1985CZ12rDXGF
RB-Appl-EffCW-med-GasDHW-ElecCDryer-Tier1-Front | DEER2016 | D16v1 | 2015-05-16 | Any | MFm | 1985 | CZ12 | rDXHP | Each | 1 | 512 | None | 223 | 0.0347 | 4.08 | 144 | 0.0233 | 0.384 | 223 | 0.0347 | 4.08 | 144 | 0.0233 | 0.384 |  |  | 1 |  | RB-Appl-EffCW-med-GasDHW-ElecCDryer-Tier1-FrontAnyMFm1985CZ12rDXHP
RB-Appl-EffCW-med-GasDHW-ElecCDryer-Tier1-Front | DEER2016 | D16v1 | 2015-05-16 | Any | MFm | 1985 | CZ12 | rNCEH | Each | 1 | 512 | None | 219 | 0.0303 | 4.07 | 141 | 0.0195 | 0.379 | 219 | 0.0303 | 4.07 | 141 | 0.0195 | 0.379 |  |  | 1 |  | RB-Appl-EffCW-med-GasDHW-ElecCDryer-Tier1-FrontAnyMFm1985CZ12rNCEH
RB-Appl-EffCW-med-GasDHW-ElecCDryer-Tier1-Front | DEER2016 | D16v1 | 2015-05-16 | Any | MFm | 1985 | CZ12 | rNCGF | Each | 1 | 512 | None | 219 | 0.0304 | 4.15 | 141 | 0.0196 | 0.414 | 219 | 0.0304 | 4.15 | 141 | 0.0196 | 0.414 |  |  | 1 |  | RB-Appl-EffCW-med-GasDHW-ElecCDryer-Tier1-FrontAnyMFm1985CZ12rNCGF
RB-Appl-EffCW-med-GasDHW-ElecCDryer-Tier1-Front | DEER2016 | D16v1 | 2015-05-16 | Any | MFm | 1985 | CZ13 | rDXGF | Each | 1 | 512 | None | 222 | 0.033 | 3.97 | 143 | 0.0217 | 0.396 | 222 | 0.033 | 3.97 | 143 | 0.0217 | 0.396 |  |  | 1 |  | RB-Appl-EffCW-med-GasDHW-ElecCDryer-Tier1-FrontAnyMFm1985CZ13rDXGF
RB-Appl-EffCW-med-GasDHW-ElecCDryer-Tier1-Front | DEER2016 | D16v1 | 2015-05-16 | Any | MFm | 1985 | CZ13 | rDXHP | Each | 1 | 512 | None | 222 | 0.0329 | 3.91 | 143 | 0.0215 | 0.372 | 222 | 0.0329 | 3.91 | 143 | 0.0215 | 0.372 |  |  | 1 |  | RB-Appl-EffCW-med-GasDHW-ElecCDryer-Tier1-FrontAnyMFm1985CZ13rDXHP
RB-Appl-EffCW-med-GasDHW-ElecCDryer-Tier1-Front | DEER2016 | D16v1 | 2015-05-16 | Any | MFm | 1985 | CZ13 | rNCEH | Each | 1 | 512 | None | 219 | 0.0303 | 3.9 | 141 | 0.0195 | 0.363 | 219 | 0.0303 | 3.9 | 141 | 0.0195 | 0.363 |  |  | 1 |  | RB-Appl-EffCW-med-GasDHW-ElecCDryer-Tier1-FrontAnyMFm1985CZ13rNCEH
RB-Appl-EffCW-med-GasDHW-ElecCDryer-Tier1-Front | DEER2016 | D16v1 | 2015-05-16 | Any | MFm | 1985 | CZ13 | rNCGF | Each | 1 | 512 | None | 219 | 0.0303 | 3.87 | 141 | 0.0195 | 0.335 | 219 | 0.0303 | 3.87 | 141 | 0.0195 | 0.335 |  |  | 1 |  | RB-Appl-EffCW-med-GasDHW-ElecCDryer-Tier1-FrontAnyMFm1985CZ13rNCGF
RB-Appl-EffCW-med-GasDHW-ElecCDryer-Tier1-Front | DEER2016 | D16v1 | 2015-05-16 | Any | MFm | 1985 | CZ14 | rDXGF | Each | 1 | 630 | None | 230 | 0.0342 | 3.62 | 147 | 0.0217 | 0.324 | 230 | 0.0342 | 3.62 | 147 | 0.0217 | 0.324 |  |  | 1 |  | RB-Appl-EffCW-med-GasDHW-ElecCDryer-Tier1-FrontAnyMFm1985CZ14rDXGF
RB-Appl-EffCW-med-GasDHW-ElecCDryer-Tier1-Front | DEER2016 | D16v1 | 2015-05-16 | Any | MFm | 1985 | CZ14 | rDXHP | Each | 1 | 630 | None | 226 | 0.0343 | 3.99 | 145 | 0.0216 | 0.381 | 226 | 0.0343 | 3.99 | 145 | 0.0216 | 0.381 |  |  | 1 |  | RB-Appl-EffCW-med-GasDHW-ElecCDryer-Tier1-FrontAnyMFm1985CZ14rDXHP
RB-Appl-EffCW-med-GasDHW-ElecCDryer-Tier1-Front | DEER2016 | D16v1 | 2015-05-16 | Any | MFm | 1985 | CZ14 | rNCEH | Each | 1 | 630 | None | 212 | 0.0303 | 3.95 | 139 | 0.0196 | 0.366 | 212 | 0.0303 | 3.95 | 139 | 0.0196 | 0.366 |  |  | 1 |  | RB-Appl-EffCW-med-GasDHW-ElecCDryer-Tier1-FrontAnyMFm1985CZ14rNCEH
RB-Appl-EffCW-med-GasDHW-ElecCDryer-Tier1-Front | DEER2016 | D16v1 | 2015-05-16 | Any | MFm | 1985 | CZ14 | rNCGF | Each | 1 | 630 | None | 218 | 0.0303 | 3.5 | 141 | 0.0195 | 0.246 | 218 | 0.0303 | 3.5 | 141 | 0.0195 | 0.246 |  |  | 1 |  | RB-Appl-EffCW-med-GasDHW-ElecCDryer-Tier1-FrontAnyMFm1985CZ14rNCGF
RB-Appl-EffCW-med-GasDHW-ElecCDryer-Tier1-Front | DEER2016 | D16v1 | 2015-05-16 | Any | MFm | 1985 | CZ15 | rDXGF | Each | 1 | 630 | None | 231 | 0.0347 | 3.32 | 147 | 0.022 | 0.426 | 231 | 0.0347 | 3.32 | 147 | 0.022 | 0.426 |  |  | 1 |  | RB-Appl-EffCW-med-GasDHW-ElecCDryer-Tier1-FrontAnyMFm1985CZ15rDXGF
RB-Appl-EffCW-med-GasDHW-ElecCDryer-Tier1-Front | DEER2016 | D16v1 | 2015-05-16 | Any | MFm | 1985 | CZ15 | rDXHP | Each | 1 | 630 | None | 232 | 0.0346 | 3.28 | 148 | 0.0218 | 0.313 | 232 | 0.0346 | 3.28 | 148 | 0.0218 | 0.313 |  |  | 1 |  | RB-Appl-EffCW-med-GasDHW-ElecCDryer-Tier1-FrontAnyMFm1985CZ15rDXHP
RB-Appl-EffCW-med-GasDHW-ElecCDryer-Tier1-Front | DEER2016 | D16v1 | 2015-05-16 | Any | MFm | 1985 | CZ15 | rNCEH | Each | 1 | 630 | None | 217 | 0.0303 | 3.24 | 141 | 0.0196 | 0.294 | 217 | 0.0303 | 3.24 | 141 | 0.0196 | 0.294 |  |  | 1 |  | RB-Appl-EffCW-med-GasDHW-ElecCDryer-Tier1-FrontAnyMFm1985CZ15rNCEH
RB-Appl-EffCW-med-GasDHW-ElecCDryer-Tier1-Front | DEER2016 | D16v1 | 2015-05-16 | Any | MFm | 1985 | CZ15 | rNCGF | Each | 1 | 630 | None | 219 | 0.0303 | 3.14 | 141 | 0.0195 | 0.313 | 219 | 0.0303 | 3.14 | 141 | 0.0195 | 0.313 |  |  | 1 |  | RB-Appl-EffCW-med-GasDHW-ElecCDryer-Tier1-FrontAnyMFm1985CZ15rNCGF
RB-Appl-EffCW-med-GasDHW-ElecCDryer-Tier1-Front | DEER2016 | D16v1 | 2015-05-16 | Any | MFm | 1985 | CZ16 | rDXGF | Each | 1 | 512 | None | 223 | 0.0322 | 4.54 | 144 | 0.0211 | 0.393 | 223 | 0.0322 | 4.54 | 144 | 0.0211 | 0.393 |  |  | 1 |  | RB-Appl-EffCW-med-GasDHW-ElecCDryer-Tier1-FrontAnyMFm1985CZ16rDXGF
RB-Appl-EffCW-med-GasDHW-ElecCDryer-Tier1-Front | DEER2016 | D16v1 | 2015-05-16 | Any | MFm | 1985 | CZ16 | rDXHP | Each | 1 | 512 | None | 221 | 0.031 | 4.6 | 142 | 0.0204 | 0.444 | 221 | 0.031 | 4.6 | 142 | 0.0204 | 0.444 |  |  | 1 |  | RB-Appl-EffCW-med-GasDHW-ElecCDryer-Tier1-FrontAnyMFm1985CZ16rDXHP
RB-Appl-EffCW-med-GasDHW-ElecCDryer-Tier1-Front | DEER2016 | D16v1 | 2015-05-16 | Any | MFm | 1985 | CZ16 | rNCEH | Each | 1 | 512 | None | 216 | 0.0303 | 4.59 | 139 | 0.0195 | 0.434 | 216 | 0.0303 | 4.59 | 139 | 0.0195 | 0.434 |  |  | 1 |  | RB-Appl-EffCW-med-GasDHW-ElecCDryer-Tier1-FrontAnyMFm1985CZ16rNCEH
RB-Appl-EffCW-med-GasDHW-ElecCDryer-Tier1-Front | DEER2016 | D16v1 | 2015-05-16 | Any | MFm | 1985 | CZ16 | rNCGF | Each | 1 | 512 | None | 219 | 0.0303 | 4.46 | 141 | 0.0195 | 0.329 | 219 | 0.0303 | 4.46 | 141 | 0.0195 | 0.329 |  |  | 1 |  | RB-Appl-EffCW-med-GasDHW-ElecCDryer-Tier1-FrontAnyMFm1985CZ16rNCGF
RB-Appl-EffCW-med-GasDHW-ElecCDryer-Tier1-Front | DEER2016 | D16v1 | 2015-05-16 | Any | MFm | 1996 | CZ01 | rDXGF | Each | 1 | 432 | None | 220 | 0.031 | 4.44 | 141 | 0.0204 | 0.282 | 220 | 0.031 | 4.44 | 141 | 0.0204 | 0.282 |  |  | 1 |  | RB-Appl-EffCW-med-GasDHW-ElecCDryer-Tier1-FrontAnyMFm1996CZ01rDXGF
RB-Appl-EffCW-med-GasDHW-ElecCDryer-Tier1-Front | DEER2016 | D16v1 | 2015-05-16 | Any | MFm | 1996 | CZ01 | rDXHP | Each | 1 | 432 | None | 218 | 0.0322 | 4.6 | 140 | 0.0208 | 0.429 | 218 | 0.0322 | 4.6 | 140 | 0.0208 | 0.429 |  |  | 1 |  | RB-Appl-EffCW-med-GasDHW-ElecCDryer-Tier1-FrontAnyMFm1996CZ01rDXHP
RB-Appl-EffCW-med-GasDHW-ElecCDryer-Tier1-Front | DEER2016 | D16v1 | 2015-05-16 | Any | MFm | 1996 | CZ01 | rNCEH | Each | 1 | 432 | None | 211 | 0.0302 | 4.57 | 135 | 0.0194 | 0.409 | 211 | 0.0302 | 4.57 | 135 | 0.0194 | 0.409 |  |  | 1 |  | RB-Appl-EffCW-med-GasDHW-ElecCDryer-Tier1-FrontAnyMFm1996CZ01rNCEH
RB-Appl-EffCW-med-GasDHW-ElecCDryer-Tier1-Front | DEER2016 | D16v1 | 2015-05-16 | Any | MFm | 1996 | CZ01 | rNCGF | Each | 1 | 432 | None | 219 | 0.0301 | 4.35 | 141 | 0.0194 | 0.257 | 219 | 0.0301 | 4.35 | 141 | 0.0194 | 0.257 |  |  | 1 |  | RB-Appl-EffCW-med-GasDHW-ElecCDryer-Tier1-FrontAnyMFm1996CZ01rNCGF
RB-Appl-EffCW-med-GasDHW-ElecCDryer-Tier1-Front | DEER2016 | D16v1 | 2015-05-16 | Any | MFm | 1996 | CZ02 | rDXGF | Each | 1 | 432 | None | 222 | 0.0378 | 4.18 | 143 | 0.0256 | 0.318 | 222 | 0.0378 | 4.18 | 143 | 0.0256 | 0.318 |  |  | 1 |  | RB-Appl-EffCW-med-GasDHW-ElecCDryer-Tier1-FrontAnyMFm1996CZ02rDXGF
RB-Appl-EffCW-med-GasDHW-ElecCDryer-Tier1-Front | DEER2016 | D16v1 | 2015-05-16 | Any | MFm | 1996 | CZ02 | rDXHP | Each | 1 | 432 | None | 220 | 0.0364 | 4.26 | 142 | 0.0236 | 0.394 | 220 | 0.0364 | 4.26 | 142 | 0.0236 | 0.394 |  |  | 1 |  | RB-Appl-EffCW-med-GasDHW-ElecCDryer-Tier1-FrontAnyMFm1996CZ02rDXHP
RB-Appl-EffCW-med-GasDHW-ElecCDryer-Tier1-Front | DEER2016 | D16v1 | 2015-05-16 | Any | MFm | 1996 | CZ02 | rNCEH | Each | 1 | 432 | None | 215 | 0.0304 | 4.24 | 138 | 0.0196 | 0.373 | 215 | 0.0304 | 4.24 | 138 | 0.0196 | 0.373 |  |  | 1 |  | RB-Appl-EffCW-med-GasDHW-ElecCDryer-Tier1-FrontAnyMFm1996CZ02rNCEH
RB-Appl-EffCW-med-GasDHW-ElecCDryer-Tier1-Front | DEER2016 | D16v1 | 2015-05-16 | Any | MFm | 1996 | CZ02 | rNCGF | Each | 1 | 432 | None | 219 | 0.0305 | 4.1 | 141 | 0.0196 | 0.263 | 219 | 0.0305 | 4.1 | 141 | 0.0196 | 0.263 |  |  | 1 |  | RB-Appl-EffCW-med-GasDHW-ElecCDryer-Tier1-FrontAnyMFm1996CZ02rNCGF
RB-Appl-EffCW-med-GasDHW-ElecCDryer-Tier1-Front | DEER2016 | D16v1 | 2015-05-16 | Any | MFm | 1996 | CZ03 | rDXGF | Each | 1 | 432 | None | 220 | 0.0292 | 4.29 | 142 | 0.019 | 0.384 | 220 | 0.0292 | 4.29 | 142 | 0.019 | 0.384 |  |  | 1 |  | RB-Appl-EffCW-med-GasDHW-ElecCDryer-Tier1-FrontAnyMFm1996CZ03rDXGF
RB-Appl-EffCW-med-GasDHW-ElecCDryer-Tier1-Front | DEER2016 | D16v1 | 2015-05-16 | Any | MFm | 1996 | CZ03 | rDXHP | Each | 1 | 432 | None | 220 | 0.0347 | 4.28 | 141 | 0.0227 | 0.394 | 220 | 0.0347 | 4.28 | 141 | 0.0227 | 0.394 |  |  | 1 |  | RB-Appl-EffCW-med-GasDHW-ElecCDryer-Tier1-FrontAnyMFm1996CZ03rDXHP
RB-Appl-EffCW-med-GasDHW-ElecCDryer-Tier1-Front | DEER2016 | D16v1 | 2015-05-16 | Any | MFm | 1996 | CZ03 | rNCEH | Each | 1 | 432 | None | 215 | 0.0304 | 4.25 | 138 | 0.0196 | 0.376 | 215 | 0.0304 | 4.25 | 138 | 0.0196 | 0.376 |  |  | 1 |  | RB-Appl-EffCW-med-GasDHW-ElecCDryer-Tier1-FrontAnyMFm1996CZ03rNCEH
RB-Appl-EffCW-med-GasDHW-ElecCDryer-Tier1-Front | DEER2016 | D16v1 | 2015-05-16 | Any | MFm | 1996 | CZ03 | rNCGF | Each | 1 | 432 | None | 219 | 0.0304 | 4.25 | 141 | 0.0196 | 0.344 | 219 | 0.0304 | 4.25 | 141 | 0.0196 | 0.344 |  |  | 1 |  | RB-Appl-EffCW-med-GasDHW-ElecCDryer-Tier1-FrontAnyMFm1996CZ03rNCGF
RB-Appl-EffCW-med-GasDHW-ElecCDryer-Tier1-Front | DEER2016 | D16v1 | 2015-05-16 | Any | MFm | 1996 | CZ04 | rDXGF | Each | 1 | 432 | None | 222 | 0.0363 | 4.14 | 143 | 0.023 | 0.364 | 222 | 0.0363 | 4.14 | 143 | 0.023 | 0.364 |  |  | 1 |  | RB-Appl-EffCW-med-GasDHW-ElecCDryer-Tier1-FrontAnyMFm1996CZ04rDXGF
RB-Appl-EffCW-med-GasDHW-ElecCDryer-Tier1-Front | DEER2016 | D16v1 | 2015-05-16 | Any | MFm | 1996 | CZ04 | rDXHP | Each | 1 | 432 | None | 222 | 0.0367 | 4.13 | 143 | 0.0238 | 0.374 | 222 | 0.0367 | 4.13 | 143 | 0.0238 | 0.374 |  |  | 1 |  | RB-Appl-EffCW-med-GasDHW-ElecCDryer-Tier1-FrontAnyMFm1996CZ04rDXHP
RB-Appl-EffCW-med-GasDHW-ElecCDryer-Tier1-Front | DEER2016 | D16v1 | 2015-05-16 | Any | MFm | 1996 | CZ04 | rNCEH | Each | 1 | 432 | None | 217 | 0.0304 | 4.11 | 139 | 0.0196 | 0.361 | 217 | 0.0304 | 4.11 | 139 | 0.0196 | 0.361 |  |  | 1 |  | RB-Appl-EffCW-med-GasDHW-ElecCDryer-Tier1-FrontAnyMFm1996CZ04rNCEH
RB-Appl-EffCW-med-GasDHW-ElecCDryer-Tier1-Front | DEER2016 | D16v1 | 2015-05-16 | Any | MFm | 1996 | CZ04 | rNCGF | Each | 1 | 432 | None | 219 | 0.0304 | 4.05 | 141 | 0.0196 | 0.31 | 219 | 0.0304 | 4.05 | 141 | 0.0196 | 0.31 |  |  | 1 |  | RB-Appl-EffCW-med-GasDHW-ElecCDryer-Tier1-FrontAnyMFm1996CZ04rNCGF
RB-Appl-EffCW-med-GasDHW-ElecCDryer-Tier1-Front | DEER2016 | D16v1 | 2015-05-16 | Any | MFm | 1996 | CZ05 | rDXGF | Each | 1 | 432 | None | 220 | 0.03 | 4.35 | 141 | 0.0198 | 0.38 | 220 | 0.03 | 4.35 | 141 | 0.0198 | 0.38 |  |  | 1 |  | RB-Appl-EffCW-med-GasDHW-ElecCDryer-Tier1-FrontAnyMFm1996CZ05rDXGF
RB-Appl-EffCW-med-GasDHW-ElecCDryer-Tier1-Front | DEER2016 | D16v1 | 2015-05-16 | Any | MFm | 1996 | CZ05 | rDXHP | Each | 1 | 432 | None | 220 | 0.0319 | 4.34 | 142 | 0.0196 | 0.4 | 220 | 0.0319 | 4.34 | 142 | 0.0196 | 0.4 |  |  | 1 |  | RB-Appl-EffCW-med-GasDHW-ElecCDryer-Tier1-FrontAnyMFm1996CZ05rDXHP
RB-Appl-EffCW-med-GasDHW-ElecCDryer-Tier1-Front | DEER2016 | D16v1 | 2015-05-16 | Any | MFm | 1996 | CZ05 | rNCEH | Each | 1 | 432 | None | 215 | 0.0304 | 4.32 | 138 | 0.0196 | 0.382 | 215 | 0.0304 | 4.32 | 138 | 0.0196 | 0.382 |  |  | 1 |  | RB-Appl-EffCW-med-GasDHW-ElecCDryer-Tier1-FrontAnyMFm1996CZ05rNCEH
RB-Appl-EffCW-med-GasDHW-ElecCDryer-Tier1-Front | DEER2016 | D16v1 | 2015-05-16 | Any | MFm | 1996 | CZ05 | rNCGF | Each | 1 | 432 | None | 219 | 0.0303 | 4.31 | 141 | 0.0196 | 0.343 | 219 | 0.0303 | 4.31 | 141 | 0.0196 | 0.343 |  |  | 1 |  | RB-Appl-EffCW-med-GasDHW-ElecCDryer-Tier1-FrontAnyMFm1996CZ05rNCGF
RB-Appl-EffCW-med-GasDHW-ElecCDryer-Tier1-Front | DEER2016 | D16v1 | 2015-05-16 | Any | MFm | 1996 | CZ06 | rDXGF | Each | 1 | 518 | None | 224 | 0.035 | 4.18 | 143 | 0.0222 | 0.719 | 224 | 0.035 | 4.18 | 143 | 0.0222 | 0.719 |  |  | 1 |  | RB-Appl-EffCW-med-GasDHW-ElecCDryer-Tier1-FrontAnyMFm1996CZ06rDXGF
RB-Appl-EffCW-med-GasDHW-ElecCDryer-Tier1-Front | DEER2016 | D16v1 | 2015-05-16 | Any | MFm | 1996 | CZ06 | rDXHP | Each | 1 | 518 | None | 225 | 0.0336 | 4.01 | 146 | 0.023 | 0.374 | 225 | 0.0336 | 4.01 | 146 | 0.023 | 0.374 |  |  | 1 |  | RB-Appl-EffCW-med-GasDHW-ElecCDryer-Tier1-FrontAnyMFm1996CZ06rDXHP
RB-Appl-EffCW-med-GasDHW-ElecCDryer-Tier1-Front | DEER2016 | D16v1 | 2015-05-16 | Any | MFm | 1996 | CZ06 | rNCEH | Each | 1 | 518 | None | 216 | 0.0304 | 3.98 | 142 | 0.0195 | 0.372 | 216 | 0.0304 | 3.98 | 142 | 0.0195 | 0.372 |  |  | 1 |  | RB-Appl-EffCW-med-GasDHW-ElecCDryer-Tier1-FrontAnyMFm1996CZ06rNCEH
RB-Appl-EffCW-med-GasDHW-ElecCDryer-Tier1-Front | DEER2016 | D16v1 | 2015-05-16 | Any | MFm | 1996 | CZ06 | rNCGF | Each | 1 | 518 | None | 219 | 0.0304 | 3.97 | 141 | 0.0195 | 0.613 | 219 | 0.0304 | 3.97 | 141 | 0.0195 | 0.613 |  |  | 1 |  | RB-Appl-EffCW-med-GasDHW-ElecCDryer-Tier1-FrontAnyMFm1996CZ06rNCGF
RB-Appl-EffCW-med-GasDHW-ElecCDryer-Tier1-Front | DEER2016 | D16v1 | 2015-05-16 | Any | MFm | 1996 | CZ07 | rDXGF | Each | 1 | 518 | None | 223 | 0.0344 | 4.18 | 142 | 0.0246 | 0.683 | 223 | 0.0344 | 4.18 | 142 | 0.0246 | 0.683 |  |  | 1 |  | RB-Appl-EffCW-med-GasDHW-ElecCDryer-Tier1-FrontAnyMFm1996CZ07rDXGF
RB-Appl-EffCW-med-GasDHW-ElecCDryer-Tier1-Front | DEER2016 | D16v1 | 2015-05-16 | Any | MFm | 1996 | CZ07 | rDXHP | Each | 1 | 518 | None | 224 | 0.0405 | 3.97 | 144 | 0.0206 | 0.371 | 224 | 0.0405 | 3.97 | 144 | 0.0206 | 0.371 |  |  | 1 |  | RB-Appl-EffCW-med-GasDHW-ElecCDryer-Tier1-FrontAnyMFm1996CZ07rDXHP
RB-Appl-EffCW-med-GasDHW-ElecCDryer-Tier1-Front | DEER2016 | D16v1 | 2015-05-16 | Any | MFm | 1996 | CZ07 | rNCEH | Each | 1 | 518 | None | 217 | 0.0304 | 3.94 | 142 | 0.0195 | 0.371 | 217 | 0.0304 | 3.94 | 142 | 0.0195 | 0.371 |  |  | 1 |  | RB-Appl-EffCW-med-GasDHW-ElecCDryer-Tier1-FrontAnyMFm1996CZ07rNCEH
RB-Appl-EffCW-med-GasDHW-ElecCDryer-Tier1-Front | DEER2016 | D16v1 | 2015-05-16 | Any | MFm | 1996 | CZ07 | rNCGF | Each | 1 | 518 | None | 219 | 0.0303 | 4.01 | 141 | 0.0195 | 0.573 | 219 | 0.0303 | 4.01 | 141 | 0.0195 | 0.573 |  |  | 1 |  | RB-Appl-EffCW-med-GasDHW-ElecCDryer-Tier1-FrontAnyMFm1996CZ07rNCGF
RB-Appl-EffCW-med-GasDHW-ElecCDryer-Tier1-Front | DEER2016 | D16v1 | 2015-05-16 | Any | MFm | 1996 | CZ08 | rDXGF | Each | 1 | 518 | None | 228 | 0.0334 | 4.04 | 145 | 0.0202 | 0.649 | 228 | 0.0334 | 4.04 | 145 | 0.0202 | 0.649 |  |  | 1 |  | RB-Appl-EffCW-med-GasDHW-ElecCDryer-Tier1-FrontAnyMFm1996CZ08rDXGF
RB-Appl-EffCW-med-GasDHW-ElecCDryer-Tier1-Front | DEER2016 | D16v1 | 2015-05-16 | Any | MFm | 1996 | CZ08 | rDXHP | Each | 1 | 518 | None | 226 | 0.0357 | 3.91 | 146 | 0.0228 | 0.366 | 226 | 0.0357 | 3.91 | 146 | 0.0228 | 0.366 |  |  | 1 |  | RB-Appl-EffCW-med-GasDHW-ElecCDryer-Tier1-FrontAnyMFm1996CZ08rDXHP
RB-Appl-EffCW-med-GasDHW-ElecCDryer-Tier1-Front | DEER2016 | D16v1 | 2015-05-16 | Any | MFm | 1996 | CZ08 | rNCEH | Each | 1 | 518 | None | 216 | 0.0304 | 3.87 | 142 | 0.0195 | 0.362 | 216 | 0.0304 | 3.87 | 142 | 0.0195 | 0.362 |  |  | 1 |  | RB-Appl-EffCW-med-GasDHW-ElecCDryer-Tier1-FrontAnyMFm1996CZ08rNCEH
RB-Appl-EffCW-med-GasDHW-ElecCDryer-Tier1-Front | DEER2016 | D16v1 | 2015-05-16 | Any | MFm | 1996 | CZ08 | rNCGF | Each | 1 | 518 | None | 219 | 0.0304 | 3.81 | 141 | 0.0195 | 0.529 | 219 | 0.0304 | 3.81 | 141 | 0.0195 | 0.529 |  |  | 1 |  | RB-Appl-EffCW-med-GasDHW-ElecCDryer-Tier1-FrontAnyMFm1996CZ08rNCGF
RB-Appl-EffCW-med-GasDHW-ElecCDryer-Tier1-Front | DEER2016 | D16v1 | 2015-05-16 | Any | MFm | 1996 | CZ09 | rDXGF | Each | 1 | 487 | None | 226 | 0.0332 | 4.24 | 146 | 0.0216 | 0.574 | 226 | 0.0332 | 4.24 | 146 | 0.0216 | 0.574 |  |  | 1 |  | RB-Appl-EffCW-med-GasDHW-ElecCDryer-Tier1-FrontAnyMFm1996CZ09rDXGF
RB-Appl-EffCW-med-GasDHW-ElecCDryer-Tier1-Front | DEER2016 | D16v1 | 2015-05-16 | Any | MFm | 1996 | CZ09 | rDXHP | Each | 1 | 487 | None | 227 | 0.0325 | 3.92 | 147 | 0.021 | 0.369 | 227 | 0.0325 | 3.92 | 147 | 0.021 | 0.369 |  |  | 1 |  | RB-Appl-EffCW-med-GasDHW-ElecCDryer-Tier1-FrontAnyMFm1996CZ09rDXHP
RB-Appl-EffCW-med-GasDHW-ElecCDryer-Tier1-Front | DEER2016 | D16v1 | 2015-05-16 | Any | MFm | 1996 | CZ09 | rNCEH | Each | 1 | 487 | None | 219 | 0.0303 | 3.9 | 141 | 0.0196 | 0.354 | 219 | 0.0303 | 3.9 | 141 | 0.0196 | 0.354 |  |  | 1 |  | RB-Appl-EffCW-med-GasDHW-ElecCDryer-Tier1-FrontAnyMFm1996CZ09rNCEH
RB-Appl-EffCW-med-GasDHW-ElecCDryer-Tier1-Front | DEER2016 | D16v1 | 2015-05-16 | Any | MFm | 1996 | CZ09 | rNCGF | Each | 1 | 487 | None | 219 | 0.0303 | 3.99 | 141 | 0.0195 | 0.407 | 219 | 0.0303 | 3.99 | 141 | 0.0195 | 0.407 |  |  | 1 |  | RB-Appl-EffCW-med-GasDHW-ElecCDryer-Tier1-FrontAnyMFm1996CZ09rNCGF
RB-Appl-EffCW-med-GasDHW-ElecCDryer-Tier1-Front | DEER2016 | D16v1 | 2015-05-16 | Any | MFm | 1996 | CZ10 | rDXGF | Each | 1 | 487 | None | 222 | 0.0357 | 4.06 | 143 | 0.0232 | 0.455 | 222 | 0.0357 | 4.06 | 143 | 0.0232 | 0.455 |  |  | 1 |  | RB-Appl-EffCW-med-GasDHW-ElecCDryer-Tier1-FrontAnyMFm1996CZ10rDXGF
RB-Appl-EffCW-med-GasDHW-ElecCDryer-Tier1-Front | DEER2016 | D16v1 | 2015-05-16 | Any | MFm | 1996 | CZ10 | rDXHP | Each | 1 | 487 | None | 223 | 0.0351 | 3.89 | 144 | 0.0231 | 0.361 | 223 | 0.0351 | 3.89 | 144 | 0.0231 | 0.361 |  |  | 1 |  | RB-Appl-EffCW-med-GasDHW-ElecCDryer-Tier1-FrontAnyMFm1996CZ10rDXHP
RB-Appl-EffCW-med-GasDHW-ElecCDryer-Tier1-Front | DEER2016 | D16v1 | 2015-05-16 | Any | MFm | 1996 | CZ10 | rNCEH | Each | 1 | 487 | None | 219 | 0.0303 | 3.88 | 141 | 0.0196 | 0.352 | 219 | 0.0303 | 3.88 | 141 | 0.0196 | 0.352 |  |  | 1 |  | RB-Appl-EffCW-med-GasDHW-ElecCDryer-Tier1-FrontAnyMFm1996CZ10rNCEH
RB-Appl-EffCW-med-GasDHW-ElecCDryer-Tier1-Front | DEER2016 | D16v1 | 2015-05-16 | Any | MFm | 1996 | CZ10 | rNCGF | Each | 1 | 487 | None | 219 | 0.0303 | 3.97 | 141 | 0.0196 | 0.393 | 219 | 0.0303 | 3.97 | 141 | 0.0196 | 0.393 |  |  | 1 |  | RB-Appl-EffCW-med-GasDHW-ElecCDryer-Tier1-FrontAnyMFm1996CZ10rNCGF
RB-Appl-EffCW-med-GasDHW-ElecCDryer-Tier1-Front | DEER2016 | D16v1 | 2015-05-16 | Any | MFm | 1996 | CZ11 | rDXGF | Each | 1 | 456 | None | 223 | 0.0334 | 3.71 | 144 | 0.0219 | 0.196 | 223 | 0.0334 | 3.71 | 144 | 0.0219 | 0.196 |  |  | 1 |  | RB-Appl-EffCW-med-GasDHW-ElecCDryer-Tier1-FrontAnyMFm1996CZ11rDXGF
RB-Appl-EffCW-med-GasDHW-ElecCDryer-Tier1-Front | DEER2016 | D16v1 | 2015-05-16 | Any | MFm | 1996 | CZ11 | rDXHP | Each | 1 | 456 | None | 220 | 0.0332 | 3.96 | 142 | 0.021 | 0.374 | 220 | 0.0332 | 3.96 | 142 | 0.021 | 0.374 |  |  | 1 |  | RB-Appl-EffCW-med-GasDHW-ElecCDryer-Tier1-FrontAnyMFm1996CZ11rDXHP
RB-Appl-EffCW-med-GasDHW-ElecCDryer-Tier1-Front | DEER2016 | D16v1 | 2015-05-16 | Any | MFm | 1996 | CZ11 | rNCEH | Each | 1 | 456 | None | 214 | 0.0303 | 3.93 | 138 | 0.0196 | 0.352 | 214 | 0.0303 | 3.93 | 138 | 0.0196 | 0.352 |  |  | 1 |  | RB-Appl-EffCW-med-GasDHW-ElecCDryer-Tier1-FrontAnyMFm1996CZ11rNCEH
RB-Appl-EffCW-med-GasDHW-ElecCDryer-Tier1-Front | DEER2016 | D16v1 | 2015-05-16 | Any | MFm | 1996 | CZ11 | rNCGF | Each | 1 | 456 | None | 218 | 0.0303 | 3.67 | 141 | 0.0196 | 0.171 | 218 | 0.0303 | 3.67 | 141 | 0.0196 | 0.171 |  |  | 1 |  | RB-Appl-EffCW-med-GasDHW-ElecCDryer-Tier1-FrontAnyMFm1996CZ11rNCGF
RB-Appl-EffCW-med-GasDHW-ElecCDryer-Tier1-Front | DEER2016 | D16v1 | 2015-05-16 | Any | MFm | 1996 | CZ12 | rDXGF | Each | 1 | 456 | None | 222 | 0.0352 | 3.86 | 143 | 0.0234 | 0.224 | 222 | 0.0352 | 3.86 | 143 | 0.0234 | 0.224 |  |  | 1 |  | RB-Appl-EffCW-med-GasDHW-ElecCDryer-Tier1-FrontAnyMFm1996CZ12rDXGF
RB-Appl-EffCW-med-GasDHW-ElecCDryer-Tier1-Front | DEER2016 | D16v1 | 2015-05-16 | Any | MFm | 1996 | CZ12 | rDXHP | Each | 1 | 456 | None | 219 | 0.0335 | 4.08 | 141 | 0.0199 | 0.385 | 219 | 0.0335 | 4.08 | 141 | 0.0199 | 0.385 |  |  | 1 |  | RB-Appl-EffCW-med-GasDHW-ElecCDryer-Tier1-FrontAnyMFm1996CZ12rDXHP
RB-Appl-EffCW-med-GasDHW-ElecCDryer-Tier1-Front | DEER2016 | D16v1 | 2015-05-16 | Any | MFm | 1996 | CZ12 | rNCEH | Each | 1 | 456 | None | 214 | 0.0303 | 4.05 | 138 | 0.0196 | 0.363 | 214 | 0.0303 | 4.05 | 138 | 0.0196 | 0.363 |  |  | 1 |  | RB-Appl-EffCW-med-GasDHW-ElecCDryer-Tier1-FrontAnyMFm1996CZ12rNCEH
RB-Appl-EffCW-med-GasDHW-ElecCDryer-Tier1-Front | DEER2016 | D16v1 | 2015-05-16 | Any | MFm | 1996 | CZ12 | rNCGF | Each | 1 | 456 | None | 219 | 0.0304 | 3.78 | 141 | 0.0196 | 0.158 | 219 | 0.0304 | 3.78 | 141 | 0.0196 | 0.158 |  |  | 1 |  | RB-Appl-EffCW-med-GasDHW-ElecCDryer-Tier1-FrontAnyMFm1996CZ12rNCGF
RB-Appl-EffCW-med-GasDHW-ElecCDryer-Tier1-Front | DEER2016 | D16v1 | 2015-05-16 | Any | MFm | 1996 | CZ13 | rDXGF | Each | 1 | 456 | None | 224 | 0.0341 | 3.69 | 144 | 0.0228 | 0.205 | 224 | 0.0341 | 3.69 | 144 | 0.0228 | 0.205 |  |  | 1 |  | RB-Appl-EffCW-med-GasDHW-ElecCDryer-Tier1-FrontAnyMFm1996CZ13rDXGF
RB-Appl-EffCW-med-GasDHW-ElecCDryer-Tier1-Front | DEER2016 | D16v1 | 2015-05-16 | Any | MFm | 1996 | CZ13 | rDXHP | Each | 1 | 456 | None | 221 | 0.0341 | 3.91 | 142 | 0.0217 | 0.367 | 221 | 0.0341 | 3.91 | 142 | 0.0217 | 0.367 |  |  | 1 |  | RB-Appl-EffCW-med-GasDHW-ElecCDryer-Tier1-FrontAnyMFm1996CZ13rDXHP
RB-Appl-EffCW-med-GasDHW-ElecCDryer-Tier1-Front | DEER2016 | D16v1 | 2015-05-16 | Any | MFm | 1996 | CZ13 | rNCEH | Each | 1 | 456 | None | 215 | 0.0303 | 3.87 | 138 | 0.0196 | 0.346 | 215 | 0.0303 | 3.87 | 138 | 0.0196 | 0.346 |  |  | 1 |  | RB-Appl-EffCW-med-GasDHW-ElecCDryer-Tier1-FrontAnyMFm1996CZ13rNCEH
RB-Appl-EffCW-med-GasDHW-ElecCDryer-Tier1-Front | DEER2016 | D16v1 | 2015-05-16 | Any | MFm | 1996 | CZ13 | rNCGF | Each | 1 | 456 | None | 219 | 0.0303 | 3.62 | 141 | 0.0195 | 0.16 | 219 | 0.0303 | 3.62 | 141 | 0.0195 | 0.16 |  |  | 1 |  | RB-Appl-EffCW-med-GasDHW-ElecCDryer-Tier1-FrontAnyMFm1996CZ13rNCGF
RB-Appl-EffCW-med-GasDHW-ElecCDryer-Tier1-Front | DEER2016 | D16v1 | 2015-05-16 | Any | MFm | 1996 | CZ14 | rDXGF | Each | 1 | 480 | None | 227 | 0.032 | 4.21 | 147 | 0.0208 | 0.51 | 227 | 0.032 | 4.21 | 147 | 0.0208 | 0.51 |  |  | 1 |  | RB-Appl-EffCW-med-GasDHW-ElecCDryer-Tier1-FrontAnyMFm1996CZ14rDXGF
RB-Appl-EffCW-med-GasDHW-ElecCDryer-Tier1-Front | DEER2016 | D16v1 | 2015-05-16 | Any | MFm | 1996 | CZ14 | rDXHP | Each | 1 | 480 | None | 229 | 0.0316 | 3.99 | 148 | 0.0205 | 0.38 | 229 | 0.0316 | 3.99 | 148 | 0.0205 | 0.38 |  |  | 1 |  | RB-Appl-EffCW-med-GasDHW-ElecCDryer-Tier1-FrontAnyMFm1996CZ14rDXHP
RB-Appl-EffCW-med-GasDHW-ElecCDryer-Tier1-Front | DEER2016 | D16v1 | 2015-05-16 | Any | MFm | 1996 | CZ14 | rNCEH | Each | 1 | 480 | None | 218 | 0.0304 | 3.95 | 140 | 0.0196 | 0.354 | 218 | 0.0304 | 3.95 | 140 | 0.0196 | 0.354 |  |  | 1 |  | RB-Appl-EffCW-med-GasDHW-ElecCDryer-Tier1-FrontAnyMFm1996CZ14rNCEH
RB-Appl-EffCW-med-GasDHW-ElecCDryer-Tier1-Front | DEER2016 | D16v1 | 2015-05-16 | Any | MFm | 1996 | CZ14 | rNCGF | Each | 1 | 480 | None | 219 | 0.0304 | 3.94 | 141 | 0.0196 | 0.335 | 219 | 0.0304 | 3.94 | 141 | 0.0196 | 0.335 |  |  | 1 |  | RB-Appl-EffCW-med-GasDHW-ElecCDryer-Tier1-FrontAnyMFm1996CZ14rNCGF
RB-Appl-EffCW-med-GasDHW-ElecCDryer-Tier1-Front | DEER2016 | D16v1 | 2015-05-16 | Any | MFm | 1996 | CZ15 | rDXGF | Each | 1 | 480 | None | 225 | 0.0336 | 3.33 | 146 | 0.022 | 0.336 | 225 | 0.0336 | 3.33 | 146 | 0.022 | 0.336 |  |  | 1 |  | RB-Appl-EffCW-med-GasDHW-ElecCDryer-Tier1-FrontAnyMFm1996CZ15rDXGF
RB-Appl-EffCW-med-GasDHW-ElecCDryer-Tier1-Front | DEER2016 | D16v1 | 2015-05-16 | Any | MFm | 1996 | CZ15 | rDXHP | Each | 1 | 480 | None | 225 | 0.0339 | 3.28 | 146 | 0.0214 | 0.308 | 225 | 0.0339 | 3.28 | 146 | 0.0214 | 0.308 |  |  | 1 |  | RB-Appl-EffCW-med-GasDHW-ElecCDryer-Tier1-FrontAnyMFm1996CZ15rDXHP
RB-Appl-EffCW-med-GasDHW-ElecCDryer-Tier1-Front | DEER2016 | D16v1 | 2015-05-16 | Any | MFm | 1996 | CZ15 | rNCEH | Each | 1 | 480 | None | 219 | 0.0304 | 3.25 | 141 | 0.0196 | 0.286 | 219 | 0.0304 | 3.25 | 141 | 0.0196 | 0.286 |  |  | 1 |  | RB-Appl-EffCW-med-GasDHW-ElecCDryer-Tier1-FrontAnyMFm1996CZ15rNCEH
RB-Appl-EffCW-med-GasDHW-ElecCDryer-Tier1-Front | DEER2016 | D16v1 | 2015-05-16 | Any | MFm | 1996 | CZ15 | rNCGF | Each | 1 | 480 | None | 219 | 0.0304 | 3.27 | 141 | 0.0196 | 0.294 | 219 | 0.0304 | 3.27 | 141 | 0.0196 | 0.294 |  |  | 1 |  | RB-Appl-EffCW-med-GasDHW-ElecCDryer-Tier1-FrontAnyMFm1996CZ15rNCGF
RB-Appl-EffCW-med-GasDHW-ElecCDryer-Tier1-Front | DEER2016 | D16v1 | 2015-05-16 | Any | MFm | 1996 | CZ16 | rDXGF | Each | 1 | 432 | None | 226 | 0.0329 | 4.28 | 146 | 0.0216 | 0.214 | 226 | 0.0329 | 4.28 | 146 | 0.0216 | 0.214 |  |  | 1 |  | RB-Appl-EffCW-med-GasDHW-ElecCDryer-Tier1-FrontAnyMFm1996CZ16rDXGF
RB-Appl-EffCW-med-GasDHW-ElecCDryer-Tier1-Front | DEER2016 | D16v1 | 2015-05-16 | Any | MFm | 1996 | CZ16 | rDXHP | Each | 1 | 432 | None | 221 | 0.0327 | 4.59 | 143 | 0.021 | 0.437 | 221 | 0.0327 | 4.59 | 143 | 0.021 | 0.437 |  |  | 1 |  | RB-Appl-EffCW-med-GasDHW-ElecCDryer-Tier1-FrontAnyMFm1996CZ16rDXHP
RB-Appl-EffCW-med-GasDHW-ElecCDryer-Tier1-Front | DEER2016 | D16v1 | 2015-05-16 | Any | MFm | 1996 | CZ16 | rNCEH | Each | 1 | 432 | None | 211 | 0.0304 | 4.55 | 135 | 0.0196 | 0.408 | 211 | 0.0304 | 4.55 | 135 | 0.0196 | 0.408 |  |  | 1 |  | RB-Appl-EffCW-med-GasDHW-ElecCDryer-Tier1-FrontAnyMFm1996CZ16rNCEH
RB-Appl-EffCW-med-GasDHW-ElecCDryer-Tier1-Front | DEER2016 | D16v1 | 2015-05-16 | Any | MFm | 1996 | CZ16 | rNCGF | Each | 1 | 432 | None | 219 | 0.0304 | 4.09 | 141 | 0.0196 | 0.077 | 219 | 0.0304 | 4.09 | 141 | 0.0196 | 0.077 |  |  | 1 |  | RB-Appl-EffCW-med-GasDHW-ElecCDryer-Tier1-FrontAnyMFm1996CZ16rNCGF
RB-Appl-EffCW-med-GasDHW-ElecCDryer-Tier1-Front | DEER2016 | D16v1 | 2015-05-16 | Any | MFm | 2003 | CZ01 | rDXGF | Each | 1 | 441 | None | 220 | 0.0302 | 4.76 | 142 | 0.0198 | 1.09 | 220 | 0.0302 | 4.76 | 142 | 0.0198 | 1.09 |  |  | 1 |  | RB-Appl-EffCW-med-GasDHW-ElecCDryer-Tier1-FrontAnyMFm2003CZ01rDXGF
RB-Appl-EffCW-med-GasDHW-ElecCDryer-Tier1-Front | DEER2016 | D16v1 | 2015-05-16 | Any | MFm | 2003 | CZ01 | rDXHP | Each | 1 | 441 | None | 221 | 0.0312 | 4.59 | 148 | 0.0214 | 0.434 | 221 | 0.0312 | 4.59 | 148 | 0.0214 | 0.434 |  |  | 1 |  | RB-Appl-EffCW-med-GasDHW-ElecCDryer-Tier1-FrontAnyMFm2003CZ01rDXHP
RB-Appl-EffCW-med-GasDHW-ElecCDryer-Tier1-Front | DEER2016 | D16v1 | 2015-05-16 | Any | MFm | 2003 | CZ01 | rNCEH | Each | 1 | 441 | None | 214 | 0.0304 | 4.56 | 147 | 0.0195 | 0.432 | 214 | 0.0304 | 4.56 | 147 | 0.0195 | 0.432 |  |  | 1 |  | RB-Appl-EffCW-med-GasDHW-ElecCDryer-Tier1-FrontAnyMFm2003CZ01rNCEH
RB-Appl-EffCW-med-GasDHW-ElecCDryer-Tier1-Front | DEER2016 | D16v1 | 2015-05-16 | Any | MFm | 2003 | CZ01 | rNCGF | Each | 1 | 441 | None | 219 | 0.0303 | 4.7 | 141 | 0.0196 | 1.08 | 219 | 0.0303 | 4.7 | 141 | 0.0196 | 1.08 |  |  | 1 |  | RB-Appl-EffCW-med-GasDHW-ElecCDryer-Tier1-FrontAnyMFm2003CZ01rNCGF
RB-Appl-EffCW-med-GasDHW-ElecCDryer-Tier1-Front | DEER2016 | D16v1 | 2015-05-16 | Any | MFm | 2003 | CZ02 | rDXGF | Each | 1 | 474 | None | 219 | 0.0395 | 3.93 | 140 | 0.0225 | 0.608 | 219 | 0.0395 | 3.93 | 140 | 0.0225 | 0.608 |  |  | 1 |  | RB-Appl-EffCW-med-GasDHW-ElecCDryer-Tier1-FrontAnyMFm2003CZ02rDXGF
RB-Appl-EffCW-med-GasDHW-ElecCDryer-Tier1-Front | DEER2016 | D16v1 | 2015-05-16 | Any | MFm | 2003 | CZ02 | rDXHP | Each | 1 | 474 | None | 215 | 0.0371 | 4.29 | 142 | 0.0227 | 0.419 | 215 | 0.0371 | 4.29 | 142 | 0.0227 | 0.419 |  |  | 1 |  | RB-Appl-EffCW-med-GasDHW-ElecCDryer-Tier1-FrontAnyMFm2003CZ02rDXHP
RB-Appl-EffCW-med-GasDHW-ElecCDryer-Tier1-Front | DEER2016 | D16v1 | 2015-05-16 | Any | MFm | 2003 | CZ02 | rNCEH | Each | 1 | 474 | None | 213 | 0.0304 | 4.27 | 143 | 0.0195 | 0.428 | 213 | 0.0304 | 4.27 | 143 | 0.0195 | 0.428 |  |  | 1 |  | RB-Appl-EffCW-med-GasDHW-ElecCDryer-Tier1-FrontAnyMFm2003CZ02rNCEH
RB-Appl-EffCW-med-GasDHW-ElecCDryer-Tier1-Front | DEER2016 | D16v1 | 2015-05-16 | Any | MFm | 2003 | CZ02 | rNCGF | Each | 1 | 474 | None | 218 | 0.0304 | 3.94 | 141 | 0.0195 | 0.631 | 218 | 0.0304 | 3.94 | 141 | 0.0195 | 0.631 |  |  | 1 |  | RB-Appl-EffCW-med-GasDHW-ElecCDryer-Tier1-FrontAnyMFm2003CZ02rNCGF
RB-Appl-EffCW-med-GasDHW-ElecCDryer-Tier1-Front | DEER2016 | D16v1 | 2015-05-16 | Any | MFm | 2003 | CZ03 | rDXGF | Each | 1 | 441 | None | 219 | 0.0356 | 4.08 | 141 | 0.0204 | 0.838 | 219 | 0.0356 | 4.08 | 141 | 0.0204 | 0.838 |  |  | 1 |  | RB-Appl-EffCW-med-GasDHW-ElecCDryer-Tier1-FrontAnyMFm2003CZ03rDXGF
RB-Appl-EffCW-med-GasDHW-ElecCDryer-Tier1-Front | DEER2016 | D16v1 | 2015-05-16 | Any | MFm | 2003 | CZ03 | rDXHP | Each | 1 | 441 | None | 218 | 0.0325 | 4.29 | 145 | 0.0212 | 0.411 | 218 | 0.0325 | 4.29 | 145 | 0.0212 | 0.411 |  |  | 1 |  | RB-Appl-EffCW-med-GasDHW-ElecCDryer-Tier1-FrontAnyMFm2003CZ03rDXHP
RB-Appl-EffCW-med-GasDHW-ElecCDryer-Tier1-Front | DEER2016 | D16v1 | 2015-05-16 | Any | MFm | 2003 | CZ03 | rNCEH | Each | 1 | 441 | None | 213 | 0.0304 | 4.26 | 145 | 0.0195 | 0.41 | 213 | 0.0304 | 4.26 | 145 | 0.0195 | 0.41 |  |  | 1 |  | RB-Appl-EffCW-med-GasDHW-ElecCDryer-Tier1-FrontAnyMFm2003CZ03rNCEH
RB-Appl-EffCW-med-GasDHW-ElecCDryer-Tier1-Front | DEER2016 | D16v1 | 2015-05-16 | Any | MFm | 2003 | CZ03 | rNCGF | Each | 1 | 441 | None | 219 | 0.0303 | 4.03 | 141 | 0.0195 | 0.836 | 219 | 0.0303 | 4.03 | 141 | 0.0195 | 0.836 |  |  | 1 |  | RB-Appl-EffCW-med-GasDHW-ElecCDryer-Tier1-FrontAnyMFm2003CZ03rNCGF
RB-Appl-EffCW-med-GasDHW-ElecCDryer-Tier1-Front | DEER2016 | D16v1 | 2015-05-16 | Any | MFm | 2003 | CZ04 | rDXGF | Each | 1 | 441 | None | 224 | 0.0347 | 3.8 | 142 | 0.0215 | 0.491 | 224 | 0.0347 | 3.8 | 142 | 0.0215 | 0.491 |  |  | 1 |  | RB-Appl-EffCW-med-GasDHW-ElecCDryer-Tier1-FrontAnyMFm2003CZ04rDXGF
RB-Appl-EffCW-med-GasDHW-ElecCDryer-Tier1-Front | DEER2016 | D16v1 | 2015-05-16 | Any | MFm | 2003 | CZ04 | rDXHP | Each | 1 | 441 | None | 220 | 0.0352 | 4.15 | 143 | 0.0213 | 0.402 | 220 | 0.0352 | 4.15 | 143 | 0.0213 | 0.402 |  |  | 1 |  | RB-Appl-EffCW-med-GasDHW-ElecCDryer-Tier1-FrontAnyMFm2003CZ04rDXHP
RB-Appl-EffCW-med-GasDHW-ElecCDryer-Tier1-Front | DEER2016 | D16v1 | 2015-05-16 | Any | MFm | 2003 | CZ04 | rNCEH | Each | 1 | 441 | None | 213 | 0.0304 | 4.13 | 142 | 0.0195 | 0.404 | 213 | 0.0304 | 4.13 | 142 | 0.0195 | 0.404 |  |  | 1 |  | RB-Appl-EffCW-med-GasDHW-ElecCDryer-Tier1-FrontAnyMFm2003CZ04rNCEH
RB-Appl-EffCW-med-GasDHW-ElecCDryer-Tier1-Front | DEER2016 | D16v1 | 2015-05-16 | Any | MFm | 2003 | CZ04 | rNCGF | Each | 1 | 441 | None | 219 | 0.0304 | 3.77 | 141 | 0.0195 | 0.482 | 219 | 0.0304 | 3.77 | 141 | 0.0195 | 0.482 |  |  | 1 |  | RB-Appl-EffCW-med-GasDHW-ElecCDryer-Tier1-FrontAnyMFm2003CZ04rNCGF
RB-Appl-EffCW-med-GasDHW-ElecCDryer-Tier1-Front | DEER2016 | D16v1 | 2015-05-16 | Any | MFm | 2003 | CZ05 | rDXGF | Each | 1 | 441 | None | 220 | 0.0339 | 4.35 | 142 | 0.0219 | 0.949 | 220 | 0.0339 | 4.35 | 142 | 0.0219 | 0.949 |  |  | 1 |  | RB-Appl-EffCW-med-GasDHW-ElecCDryer-Tier1-FrontAnyMFm2003CZ05rDXGF
RB-Appl-EffCW-med-GasDHW-ElecCDryer-Tier1-Front | DEER2016 | D16v1 | 2015-05-16 | Any | MFm | 2003 | CZ05 | rDXHP | Each | 1 | 441 | None | 220 | 0.0313 | 4.35 | 147 | 0.0195 | 0.413 | 220 | 0.0313 | 4.35 | 147 | 0.0195 | 0.413 |  |  | 1 |  | RB-Appl-EffCW-med-GasDHW-ElecCDryer-Tier1-FrontAnyMFm2003CZ05rDXHP
RB-Appl-EffCW-med-GasDHW-ElecCDryer-Tier1-Front | DEER2016 | D16v1 | 2015-05-16 | Any | MFm | 2003 | CZ05 | rNCEH | Each | 1 | 441 | None | 215 | 0.0304 | 4.32 | 146 | 0.0195 | 0.414 | 215 | 0.0304 | 4.32 | 146 | 0.0195 | 0.414 |  |  | 1 |  | RB-Appl-EffCW-med-GasDHW-ElecCDryer-Tier1-FrontAnyMFm2003CZ05rNCEH
RB-Appl-EffCW-med-GasDHW-ElecCDryer-Tier1-Front | DEER2016 | D16v1 | 2015-05-16 | Any | MFm | 2003 | CZ05 | rNCGF | Each | 1 | 441 | None | 219 | 0.0303 | 4.29 | 141 | 0.0195 | 0.919 | 219 | 0.0303 | 4.29 | 141 | 0.0195 | 0.919 |  |  | 1 |  | RB-Appl-EffCW-med-GasDHW-ElecCDryer-Tier1-FrontAnyMFm2003CZ05rNCGF
RB-Appl-EffCW-med-GasDHW-ElecCDryer-Tier1-Front | DEER2016 | D16v1 | 2015-05-16 | Any | MFm | 2003 | CZ06 | rDXGF | Each | 1 | 538 | None | 223 | 0.0351 | 4.25 | 142 | 0.0232 | 0.782 | 223 | 0.0351 | 4.25 | 142 | 0.0232 | 0.782 |  |  | 1 |  | RB-Appl-EffCW-med-GasDHW-ElecCDryer-Tier1-FrontAnyMFm2003CZ06rDXGF
RB-Appl-EffCW-med-GasDHW-ElecCDryer-Tier1-Front | DEER2016 | D16v1 | 2015-05-16 | Any | MFm | 2003 | CZ06 | rDXHP | Each | 1 | 538 | None | 224 | 0.0364 | 4.02 | 145 | 0.0217 | 0.378 | 224 | 0.0364 | 4.02 | 145 | 0.0217 | 0.378 |  |  | 1 |  | RB-Appl-EffCW-med-GasDHW-ElecCDryer-Tier1-FrontAnyMFm2003CZ06rDXHP
RB-Appl-EffCW-med-GasDHW-ElecCDryer-Tier1-Front | DEER2016 | D16v1 | 2015-05-16 | Any | MFm | 2003 | CZ06 | rNCEH | Each | 1 | 538 | None | 217 | 0.0304 | 4 | 143 | 0.0195 | 0.38 | 217 | 0.0304 | 4 | 143 | 0.0195 | 0.38 |  |  | 1 |  | RB-Appl-EffCW-med-GasDHW-ElecCDryer-Tier1-FrontAnyMFm2003CZ06rNCEH
RB-Appl-EffCW-med-GasDHW-ElecCDryer-Tier1-Front | DEER2016 | D16v1 | 2015-05-16 | Any | MFm | 2003 | CZ06 | rNCGF | Each | 1 | 538 | None | 219 | 0.0303 | 4.04 | 141 | 0.0194 | 0.679 | 219 | 0.0303 | 4.04 | 141 | 0.0194 | 0.679 |  |  | 1 |  | RB-Appl-EffCW-med-GasDHW-ElecCDryer-Tier1-FrontAnyMFm2003CZ06rNCGF
RB-Appl-EffCW-med-GasDHW-ElecCDryer-Tier1-Front | DEER2016 | D16v1 | 2015-05-16 | Any | MFm | 2003 | CZ07 | rDXGF | Each | 1 | 538 | None | 223 | 0.0331 | 4.08 | 142 | 0.0189 | 0.633 | 223 | 0.0331 | 4.08 | 142 | 0.0189 | 0.633 |  |  | 1 |  | RB-Appl-EffCW-med-GasDHW-ElecCDryer-Tier1-FrontAnyMFm2003CZ07rDXGF
RB-Appl-EffCW-med-GasDHW-ElecCDryer-Tier1-Front | DEER2016 | D16v1 | 2015-05-16 | Any | MFm | 2003 | CZ07 | rDXHP | Each | 1 | 538 | None | 223 | 0.0371 | 3.98 | 144 | 0.0186 | 0.38 | 223 | 0.0371 | 3.98 | 144 | 0.0186 | 0.38 |  |  | 1 |  | RB-Appl-EffCW-med-GasDHW-ElecCDryer-Tier1-FrontAnyMFm2003CZ07rDXHP
RB-Appl-EffCW-med-GasDHW-ElecCDryer-Tier1-Front | DEER2016 | D16v1 | 2015-05-16 | Any | MFm | 2003 | CZ07 | rNCEH | Each | 1 | 538 | None | 217 | 0.0304 | 3.95 | 142 | 0.0195 | 0.379 | 217 | 0.0304 | 3.95 | 142 | 0.0195 | 0.379 |  |  | 1 |  | RB-Appl-EffCW-med-GasDHW-ElecCDryer-Tier1-FrontAnyMFm2003CZ07rNCEH
RB-Appl-EffCW-med-GasDHW-ElecCDryer-Tier1-Front | DEER2016 | D16v1 | 2015-05-16 | Any | MFm | 2003 | CZ07 | rNCGF | Each | 1 | 538 | None | 219 | 0.0303 | 4 | 141 | 0.0195 | 0.593 | 219 | 0.0303 | 4 | 141 | 0.0195 | 0.593 |  |  | 1 |  | RB-Appl-EffCW-med-GasDHW-ElecCDryer-Tier1-FrontAnyMFm2003CZ07rNCGF
RB-Appl-EffCW-med-GasDHW-ElecCDryer-Tier1-Front | DEER2016 | D16v1 | 2015-05-16 | Any | MFm | 2003 | CZ08 | rDXGF | Each | 1 | 538 | None | 226 | 0.0337 | 4.02 | 143 | 0.0223 | 0.665 | 226 | 0.0337 | 4.02 | 143 | 0.0223 | 0.665 |  |  | 1 |  | RB-Appl-EffCW-med-GasDHW-ElecCDryer-Tier1-FrontAnyMFm2003CZ08rDXGF
RB-Appl-EffCW-med-GasDHW-ElecCDryer-Tier1-Front | DEER2016 | D16v1 | 2015-05-16 | Any | MFm | 2003 | CZ08 | rDXHP | Each | 1 | 538 | None | 225 | 0.0348 | 3.92 | 144 | 0.0212 | 0.372 | 225 | 0.0348 | 3.92 | 144 | 0.0212 | 0.372 |  |  | 1 |  | RB-Appl-EffCW-med-GasDHW-ElecCDryer-Tier1-FrontAnyMFm2003CZ08rDXHP
RB-Appl-EffCW-med-GasDHW-ElecCDryer-Tier1-Front | DEER2016 | D16v1 | 2015-05-16 | Any | MFm | 2003 | CZ08 | rNCEH | Each | 1 | 538 | None | 217 | 0.0304 | 3.89 | 142 | 0.0195 | 0.371 | 217 | 0.0304 | 3.89 | 142 | 0.0195 | 0.371 |  |  | 1 |  | RB-Appl-EffCW-med-GasDHW-ElecCDryer-Tier1-FrontAnyMFm2003CZ08rNCEH
RB-Appl-EffCW-med-GasDHW-ElecCDryer-Tier1-Front | DEER2016 | D16v1 | 2015-05-16 | Any | MFm | 2003 | CZ08 | rNCGF | Each | 1 | 538 | None | 219 | 0.0303 | 3.85 | 141 | 0.0195 | 0.571 | 219 | 0.0303 | 3.85 | 141 | 0.0195 | 0.571 |  |  | 1 |  | RB-Appl-EffCW-med-GasDHW-ElecCDryer-Tier1-FrontAnyMFm2003CZ08rNCGF
RB-Appl-EffCW-med-GasDHW-ElecCDryer-Tier1-Front | DEER2016 | D16v1 | 2015-05-16 | Any | MFm | 2003 | CZ09 | rDXGF | Each | 1 | 499 | None | 226 | 0.0336 | 3.76 | 144 | 0.0211 | 0.53 | 226 | 0.0336 | 3.76 | 144 | 0.0211 | 0.53 |  |  | 1 |  | RB-Appl-EffCW-med-GasDHW-ElecCDryer-Tier1-FrontAnyMFm2003CZ09rDXGF
RB-Appl-EffCW-med-GasDHW-ElecCDryer-Tier1-Front | DEER2016 | D16v1 | 2015-05-16 | Any | MFm | 2003 | CZ09 | rDXHP | Each | 1 | 499 | None | 223 | 0.0342 | 3.91 | 143 | 0.0214 | 0.369 | 223 | 0.0342 | 3.91 | 143 | 0.0214 | 0.369 |  |  | 1 |  | RB-Appl-EffCW-med-GasDHW-ElecCDryer-Tier1-FrontAnyMFm2003CZ09rDXHP
RB-Appl-EffCW-med-GasDHW-ElecCDryer-Tier1-Front | DEER2016 | D16v1 | 2015-05-16 | Any | MFm | 2003 | CZ09 | rNCEH | Each | 1 | 499 | None | 214 | 0.0304 | 3.87 | 141 | 0.0196 | 0.36 | 214 | 0.0304 | 3.87 | 141 | 0.0196 | 0.36 |  |  | 1 |  | RB-Appl-EffCW-med-GasDHW-ElecCDryer-Tier1-FrontAnyMFm2003CZ09rNCEH
RB-Appl-EffCW-med-GasDHW-ElecCDryer-Tier1-Front | DEER2016 | D16v1 | 2015-05-16 | Any | MFm | 2003 | CZ09 | rNCGF | Each | 1 | 499 | None | 219 | 0.0304 | 3.6 | 141 | 0.0196 | 0.425 | 219 | 0.0304 | 3.6 | 141 | 0.0196 | 0.425 |  |  | 1 |  | RB-Appl-EffCW-med-GasDHW-ElecCDryer-Tier1-FrontAnyMFm2003CZ09rNCGF
RB-Appl-EffCW-med-GasDHW-ElecCDryer-Tier1-Front | DEER2016 | D16v1 | 2015-05-16 | Any | MFm | 2003 | CZ10 | rDXGF | Each | 1 | 474 | None | 223 | 0.0336 | 3.94 | 141 | 0.0206 | 0.679 | 223 | 0.0336 | 3.94 | 141 | 0.0206 | 0.679 |  |  | 1 |  | RB-Appl-EffCW-med-GasDHW-ElecCDryer-Tier1-FrontAnyMFm2003CZ10rDXGF
RB-Appl-EffCW-med-GasDHW-ElecCDryer-Tier1-Front | DEER2016 | D16v1 | 2015-05-16 | Any | MFm | 2003 | CZ10 | rDXHP | Each | 1 | 474 | None | 223 | 0.0337 | 3.9 | 144 | 0.0197 | 0.379 | 223 | 0.0337 | 3.9 | 144 | 0.0197 | 0.379 |  |  | 1 |  | RB-Appl-EffCW-med-GasDHW-ElecCDryer-Tier1-FrontAnyMFm2003CZ10rDXHP
RB-Appl-EffCW-med-GasDHW-ElecCDryer-Tier1-Front | DEER2016 | D16v1 | 2015-05-16 | Any | MFm | 2003 | CZ10 | rNCEH | Each | 1 | 474 | None | 218 | 0.0304 | 3.88 | 144 | 0.0195 | 0.389 | 218 | 0.0304 | 3.88 | 144 | 0.0195 | 0.389 |  |  | 1 |  | RB-Appl-EffCW-med-GasDHW-ElecCDryer-Tier1-FrontAnyMFm2003CZ10rNCEH
RB-Appl-EffCW-med-GasDHW-ElecCDryer-Tier1-Front | DEER2016 | D16v1 | 2015-05-16 | Any | MFm | 2003 | CZ10 | rNCGF | Each | 1 | 474 | None | 219 | 0.0303 | 3.88 | 141 | 0.0195 | 0.655 | 219 | 0.0303 | 3.88 | 141 | 0.0195 | 0.655 |  |  | 1 |  | RB-Appl-EffCW-med-GasDHW-ElecCDryer-Tier1-FrontAnyMFm2003CZ10rNCGF
RB-Appl-EffCW-med-GasDHW-ElecCDryer-Tier1-Front | DEER2016 | D16v1 | 2015-05-16 | Any | MFm | 2003 | CZ11 | rDXGF | Each | 1 | 474 | None | 225 | 0.0324 | 3.83 | 142 | 0.0201 | 0.689 | 225 | 0.0324 | 3.83 | 142 | 0.0201 | 0.689 |  |  | 1 |  | RB-Appl-EffCW-med-GasDHW-ElecCDryer-Tier1-FrontAnyMFm2003CZ11rDXGF
RB-Appl-EffCW-med-GasDHW-ElecCDryer-Tier1-Front | DEER2016 | D16v1 | 2015-05-16 | Any | MFm | 2003 | CZ11 | rDXHP | Each | 1 | 474 | None | 222 | 0.0318 | 3.96 | 143 | 0.0193 | 0.387 | 222 | 0.0318 | 3.96 | 143 | 0.0193 | 0.387 |  |  | 1 |  | RB-Appl-EffCW-med-GasDHW-ElecCDryer-Tier1-FrontAnyMFm2003CZ11rDXHP
RB-Appl-EffCW-med-GasDHW-ElecCDryer-Tier1-Front | DEER2016 | D16v1 | 2015-05-16 | Any | MFm | 2003 | CZ11 | rNCEH | Each | 1 | 474 | None | 215 | 0.0304 | 3.93 | 144 | 0.0195 | 0.392 | 215 | 0.0304 | 3.93 | 144 | 0.0195 | 0.392 |  |  | 1 |  | RB-Appl-EffCW-med-GasDHW-ElecCDryer-Tier1-FrontAnyMFm2003CZ11rNCEH
RB-Appl-EffCW-med-GasDHW-ElecCDryer-Tier1-Front | DEER2016 | D16v1 | 2015-05-16 | Any | MFm | 2003 | CZ11 | rNCGF | Each | 1 | 474 | None | 218 | 0.0303 | 3.72 | 141 | 0.0195 | 0.642 | 218 | 0.0303 | 3.72 | 141 | 0.0195 | 0.642 |  |  | 1 |  | RB-Appl-EffCW-med-GasDHW-ElecCDryer-Tier1-FrontAnyMFm2003CZ11rNCGF
RB-Appl-EffCW-med-GasDHW-ElecCDryer-Tier1-Front | DEER2016 | D16v1 | 2015-05-16 | Any | MFm | 2003 | CZ12 | rDXGF | Each | 1 | 474 | None | 223 | 0.0361 | 3.94 | 141 | 0.0214 | 0.678 | 223 | 0.0361 | 3.94 | 141 | 0.0214 | 0.678 |  |  | 1 |  | RB-Appl-EffCW-med-GasDHW-ElecCDryer-Tier1-FrontAnyMFm2003CZ12rDXGF
RB-Appl-EffCW-med-GasDHW-ElecCDryer-Tier1-Front | DEER2016 | D16v1 | 2015-05-16 | Any | MFm | 2003 | CZ12 | rDXHP | Each | 1 | 474 | None | 221 | 0.0376 | 4.08 | 144 | 0.0221 | 0.396 | 221 | 0.0376 | 4.08 | 144 | 0.0221 | 0.396 |  |  | 1 |  | RB-Appl-EffCW-med-GasDHW-ElecCDryer-Tier1-FrontAnyMFm2003CZ12rDXHP
RB-Appl-EffCW-med-GasDHW-ElecCDryer-Tier1-Front | DEER2016 | D16v1 | 2015-05-16 | Any | MFm | 2003 | CZ12 | rNCEH | Each | 1 | 474 | None | 215 | 0.0304 | 4.06 | 144 | 0.0195 | 0.405 | 215 | 0.0304 | 4.06 | 144 | 0.0195 | 0.405 |  |  | 1 |  | RB-Appl-EffCW-med-GasDHW-ElecCDryer-Tier1-FrontAnyMFm2003CZ12rNCEH
RB-Appl-EffCW-med-GasDHW-ElecCDryer-Tier1-Front | DEER2016 | D16v1 | 2015-05-16 | Any | MFm | 2003 | CZ12 | rNCGF | Each | 1 | 474 | None | 218 | 0.0303 | 3.87 | 141 | 0.0195 | 0.649 | 218 | 0.0303 | 3.87 | 141 | 0.0195 | 0.649 |  |  | 1 |  | RB-Appl-EffCW-med-GasDHW-ElecCDryer-Tier1-FrontAnyMFm2003CZ12rNCGF
RB-Appl-EffCW-med-GasDHW-ElecCDryer-Tier1-Front | DEER2016 | D16v1 | 2015-05-16 | Any | MFm | 2003 | CZ13 | rDXGF | Each | 1 | 474 | None | 224 | 0.0331 | 3.85 | 141 | 0.0204 | 0.68 | 224 | 0.0331 | 3.85 | 141 | 0.0204 | 0.68 |  |  | 1 |  | RB-Appl-EffCW-med-GasDHW-ElecCDryer-Tier1-FrontAnyMFm2003CZ13rDXGF
RB-Appl-EffCW-med-GasDHW-ElecCDryer-Tier1-Front | DEER2016 | D16v1 | 2015-05-16 | Any | MFm | 2003 | CZ13 | rDXHP | Each | 1 | 474 | None | 223 | 0.0332 | 3.91 | 143 | 0.0202 | 0.379 | 223 | 0.0332 | 3.91 | 143 | 0.0202 | 0.379 |  |  | 1 |  | RB-Appl-EffCW-med-GasDHW-ElecCDryer-Tier1-FrontAnyMFm2003CZ13rDXHP
RB-Appl-EffCW-med-GasDHW-ElecCDryer-Tier1-Front | DEER2016 | D16v1 | 2015-05-16 | Any | MFm | 2003 | CZ13 | rNCEH | Each | 1 | 474 | None | 217 | 0.0304 | 3.88 | 145 | 0.0195 | 0.385 | 217 | 0.0304 | 3.88 | 145 | 0.0195 | 0.385 |  |  | 1 |  | RB-Appl-EffCW-med-GasDHW-ElecCDryer-Tier1-FrontAnyMFm2003CZ13rNCEH
RB-Appl-EffCW-med-GasDHW-ElecCDryer-Tier1-Front | DEER2016 | D16v1 | 2015-05-16 | Any | MFm | 2003 | CZ13 | rNCGF | Each | 1 | 474 | None | 219 | 0.0304 | 3.8 | 141 | 0.0195 | 0.664 | 219 | 0.0304 | 3.8 | 141 | 0.0195 | 0.664 |  |  | 1 |  | RB-Appl-EffCW-med-GasDHW-ElecCDryer-Tier1-FrontAnyMFm2003CZ13rNCGF
RB-Appl-EffCW-med-GasDHW-ElecCDryer-Tier1-Front | DEER2016 | D16v1 | 2015-05-16 | Any | MFm | 2003 | CZ14 | rDXGF | Each | 1 | 487 | None | 227 | 0.0321 | 4.2 | 146 | 0.0208 | 0.507 | 227 | 0.0321 | 4.2 | 146 | 0.0208 | 0.507 |  |  | 1 |  | RB-Appl-EffCW-med-GasDHW-ElecCDryer-Tier1-FrontAnyMFm2003CZ14rDXGF
RB-Appl-EffCW-med-GasDHW-ElecCDryer-Tier1-Front | DEER2016 | D16v1 | 2015-05-16 | Any | MFm | 2003 | CZ14 | rDXHP | Each | 1 | 487 | None | 228 | 0.0314 | 3.99 | 147 | 0.0202 | 0.38 | 228 | 0.0314 | 3.99 | 147 | 0.0202 | 0.38 |  |  | 1 |  | RB-Appl-EffCW-med-GasDHW-ElecCDryer-Tier1-FrontAnyMFm2003CZ14rDXHP
RB-Appl-EffCW-med-GasDHW-ElecCDryer-Tier1-Front | DEER2016 | D16v1 | 2015-05-16 | Any | MFm | 2003 | CZ14 | rNCEH | Each | 1 | 487 | None | 218 | 0.0303 | 3.96 | 140 | 0.0196 | 0.36 | 218 | 0.0303 | 3.96 | 140 | 0.0196 | 0.36 |  |  | 1 |  | RB-Appl-EffCW-med-GasDHW-ElecCDryer-Tier1-FrontAnyMFm2003CZ14rNCEH
RB-Appl-EffCW-med-GasDHW-ElecCDryer-Tier1-Front | DEER2016 | D16v1 | 2015-05-16 | Any | MFm | 2003 | CZ14 | rNCGF | Each | 1 | 487 | None | 219 | 0.0303 | 3.94 | 141 | 0.0195 | 0.334 | 219 | 0.0303 | 3.94 | 141 | 0.0195 | 0.334 |  |  | 1 |  | RB-Appl-EffCW-med-GasDHW-ElecCDryer-Tier1-FrontAnyMFm2003CZ14rNCGF
RB-Appl-EffCW-med-GasDHW-ElecCDryer-Tier1-Front | DEER2016 | D16v1 | 2015-05-16 | Any | MFm | 2003 | CZ15 | rDXGF | Each | 1 | 487 | None | 224 | 0.0332 | 3.34 | 145 | 0.0215 | 0.337 | 224 | 0.0332 | 3.34 | 145 | 0.0215 | 0.337 |  |  | 1 |  | RB-Appl-EffCW-med-GasDHW-ElecCDryer-Tier1-FrontAnyMFm2003CZ15rDXGF
RB-Appl-EffCW-med-GasDHW-ElecCDryer-Tier1-Front | DEER2016 | D16v1 | 2015-05-16 | Any | MFm | 2003 | CZ15 | rDXHP | Each | 1 | 487 | None | 225 | 0.0336 | 3.29 | 146 | 0.0218 | 0.31 | 225 | 0.0336 | 3.29 | 146 | 0.0218 | 0.31 |  |  | 1 |  | RB-Appl-EffCW-med-GasDHW-ElecCDryer-Tier1-FrontAnyMFm2003CZ15rDXHP
RB-Appl-EffCW-med-GasDHW-ElecCDryer-Tier1-Front | DEER2016 | D16v1 | 2015-05-16 | Any | MFm | 2003 | CZ15 | rNCEH | Each | 1 | 487 | None | 219 | 0.0303 | 3.26 | 141 | 0.0196 | 0.291 | 219 | 0.0303 | 3.26 | 141 | 0.0196 | 0.291 |  |  | 1 |  | RB-Appl-EffCW-med-GasDHW-ElecCDryer-Tier1-FrontAnyMFm2003CZ15rNCEH
RB-Appl-EffCW-med-GasDHW-ElecCDryer-Tier1-Front | DEER2016 | D16v1 | 2015-05-16 | Any | MFm | 2003 | CZ15 | rNCGF | Each | 1 | 487 | None | 219 | 0.0303 | 3.29 | 141 | 0.0196 | 0.305 | 219 | 0.0303 | 3.29 | 141 | 0.0196 | 0.305 |  |  | 1 |  | RB-Appl-EffCW-med-GasDHW-ElecCDryer-Tier1-FrontAnyMFm2003CZ15rNCGF
RB-Appl-EffCW-med-GasDHW-ElecCDryer-Tier1-Front | DEER2016 | D16v1 | 2015-05-16 | Any | MFm | 2003 | CZ16 | rDXGF | Each | 1 | 441 | None | 225 | 0.0326 | 4.28 | 143 | 0.0205 | 0.692 | 225 | 0.0326 | 4.28 | 143 | 0.0205 | 0.692 |  |  | 1 |  | RB-Appl-EffCW-med-GasDHW-ElecCDryer-Tier1-FrontAnyMFm2003CZ16rDXGF
RB-Appl-EffCW-med-GasDHW-ElecCDryer-Tier1-Front | DEER2016 | D16v1 | 2015-05-16 | Any | MFm | 2003 | CZ16 | rDXHP | Each | 1 | 441 | None | 220 | 0.0318 | 4.59 | 145 | 0.019 | 0.446 | 220 | 0.0318 | 4.59 | 145 | 0.019 | 0.446 |  |  | 1 |  | RB-Appl-EffCW-med-GasDHW-ElecCDryer-Tier1-FrontAnyMFm2003CZ16rDXHP
RB-Appl-EffCW-med-GasDHW-ElecCDryer-Tier1-Front | DEER2016 | D16v1 | 2015-05-16 | Any | MFm | 2003 | CZ16 | rNCEH | Each | 1 | 441 | None | 211 | 0.0304 | 4.55 | 143 | 0.0195 | 0.442 | 211 | 0.0304 | 4.55 | 143 | 0.0195 | 0.442 |  |  | 1 |  | RB-Appl-EffCW-med-GasDHW-ElecCDryer-Tier1-FrontAnyMFm2003CZ16rNCEH
RB-Appl-EffCW-med-GasDHW-ElecCDryer-Tier1-Front | DEER2016 | D16v1 | 2015-05-16 | Any | MFm | 2003 | CZ16 | rNCGF | Each | 1 | 441 | None | 219 | 0.0303 | 4.14 | 141 | 0.0195 | 0.629 | 219 | 0.0303 | 4.14 | 141 | 0.0195 | 0.629 |  |  | 1 |  | RB-Appl-EffCW-med-GasDHW-ElecCDryer-Tier1-FrontAnyMFm2003CZ16rNCGF
RB-Appl-EffCW-med-GasDHW-ElecCDryer-Tier1-Front | DEER2016 | D16v1 | 2015-05-16 | Any | MFm | 2007 | CZ01 | rDXGF | Each | 1 | 441 | None | 220 | 0.0299 | 4.39 | 141 | 0.0203 | 0.939 | 220 | 0.0299 | 4.39 | 141 | 0.0203 | 0.939 |  |  | 1 |  | RB-Appl-EffCW-med-GasDHW-ElecCDryer-Tier1-FrontAnyMFm2007CZ01rDXGF
RB-Appl-EffCW-med-GasDHW-ElecCDryer-Tier1-Front | DEER2016 | D16v1 | 2015-05-16 | Any | MFm | 2007 | CZ01 | rDXHP | Each | 1 | 441 | None | 219 | 0.0329 | 4.61 | 146 | 0.0234 | 0.442 | 219 | 0.0329 | 4.61 | 146 | 0.0234 | 0.442 |  |  | 1 |  | RB-Appl-EffCW-med-GasDHW-ElecCDryer-Tier1-FrontAnyMFm2007CZ01rDXHP
RB-Appl-EffCW-med-GasDHW-ElecCDryer-Tier1-Front | DEER2016 | D16v1 | 2015-05-16 | Any | MFm | 2007 | CZ01 | rNCEH | Each | 1 | 441 | None | 210 | 0.0301 | 4.58 | 146 | 0.0194 | 0.437 | 210 | 0.0301 | 4.58 | 146 | 0.0194 | 0.437 |  |  | 1 |  | RB-Appl-EffCW-med-GasDHW-ElecCDryer-Tier1-FrontAnyMFm2007CZ01rNCEH
RB-Appl-EffCW-med-GasDHW-ElecCDryer-Tier1-Front | DEER2016 | D16v1 | 2015-05-16 | Any | MFm | 2007 | CZ01 | rNCGF | Each | 1 | 441 | None | 219 | 0.0303 | 4.27 | 141 | 0.0196 | 0.884 | 219 | 0.0303 | 4.27 | 141 | 0.0196 | 0.884 |  |  | 1 |  | RB-Appl-EffCW-med-GasDHW-ElecCDryer-Tier1-FrontAnyMFm2007CZ01rNCGF
RB-Appl-EffCW-med-GasDHW-ElecCDryer-Tier1-Front | DEER2016 | D16v1 | 2015-05-16 | Any | MFm | 2007 | CZ02 | rDXGF | Each | 1 | 474 | None | 221 | 0.0353 | 4.37 | 141 | 0.0207 | 0.93 | 221 | 0.0353 | 4.37 | 141 | 0.0207 | 0.93 |  |  | 1 |  | RB-Appl-EffCW-med-GasDHW-ElecCDryer-Tier1-FrontAnyMFm2007CZ02rDXGF
RB-Appl-EffCW-med-GasDHW-ElecCDryer-Tier1-Front | DEER2016 | D16v1 | 2015-05-16 | Any | MFm | 2007 | CZ02 | rDXHP | Each | 1 | 474 | None | 221 | 0.0375 | 4.28 | 145 | 0.0224 | 0.41 | 221 | 0.0375 | 4.28 | 145 | 0.0224 | 0.41 |  |  | 1 |  | RB-Appl-EffCW-med-GasDHW-ElecCDryer-Tier1-FrontAnyMFm2007CZ02rDXHP
RB-Appl-EffCW-med-GasDHW-ElecCDryer-Tier1-Front | DEER2016 | D16v1 | 2015-05-16 | Any | MFm | 2007 | CZ02 | rNCEH | Each | 1 | 474 | None | 217 | 0.0304 | 4.26 | 146 | 0.0195 | 0.418 | 217 | 0.0304 | 4.26 | 146 | 0.0195 | 0.418 |  |  | 1 |  | RB-Appl-EffCW-med-GasDHW-ElecCDryer-Tier1-FrontAnyMFm2007CZ02rNCEH
RB-Appl-EffCW-med-GasDHW-ElecCDryer-Tier1-Front | DEER2016 | D16v1 | 2015-05-16 | Any | MFm | 2007 | CZ02 | rNCGF | Each | 1 | 474 | None | 219 | 0.0303 | 4.27 | 141 | 0.0195 | 0.88 | 219 | 0.0303 | 4.27 | 141 | 0.0195 | 0.88 |  |  | 1 |  | RB-Appl-EffCW-med-GasDHW-ElecCDryer-Tier1-FrontAnyMFm2007CZ02rNCGF
RB-Appl-EffCW-med-GasDHW-ElecCDryer-Tier1-Front | DEER2016 | D16v1 | 2015-05-16 | Any | MFm | 2007 | CZ03 | rDXGF | Each | 1 | 441 | None | 219 | 0.0333 | 4.14 | 141 | 0.0206 | 0.863 | 219 | 0.0333 | 4.14 | 141 | 0.0206 | 0.863 |  |  | 1 |  | RB-Appl-EffCW-med-GasDHW-ElecCDryer-Tier1-FrontAnyMFm2007CZ03rDXGF
RB-Appl-EffCW-med-GasDHW-ElecCDryer-Tier1-Front | DEER2016 | D16v1 | 2015-05-16 | Any | MFm | 2007 | CZ03 | rDXHP | Each | 1 | 441 | None | 218 | 0.0338 | 4.29 | 144 | 0.0223 | 0.41 | 218 | 0.0338 | 4.29 | 144 | 0.0223 | 0.41 |  |  | 1 |  | RB-Appl-EffCW-med-GasDHW-ElecCDryer-Tier1-FrontAnyMFm2007CZ03rDXHP
RB-Appl-EffCW-med-GasDHW-ElecCDryer-Tier1-Front | DEER2016 | D16v1 | 2015-05-16 | Any | MFm | 2007 | CZ03 | rNCEH | Each | 1 | 441 | None | 214 | 0.0304 | 4.27 | 145 | 0.0195 | 0.411 | 214 | 0.0304 | 4.27 | 145 | 0.0195 | 0.411 |  |  | 1 |  | RB-Appl-EffCW-med-GasDHW-ElecCDryer-Tier1-FrontAnyMFm2007CZ03rNCEH
RB-Appl-EffCW-med-GasDHW-ElecCDryer-Tier1-Front | DEER2016 | D16v1 | 2015-05-16 | Any | MFm | 2007 | CZ03 | rNCGF | Each | 1 | 441 | None | 219 | 0.0303 | 4.12 | 141 | 0.0195 | 0.832 | 219 | 0.0303 | 4.12 | 141 | 0.0195 | 0.832 |  |  | 1 |  | RB-Appl-EffCW-med-GasDHW-ElecCDryer-Tier1-FrontAnyMFm2007CZ03rNCGF
RB-Appl-EffCW-med-GasDHW-ElecCDryer-Tier1-Front | DEER2016 | D16v1 | 2015-05-16 | Any | MFm | 2007 | CZ04 | rDXGF | Each | 1 | 441 | None | 222 | 0.034 | 3.91 | 142 | 0.0215 | 0.572 | 222 | 0.034 | 3.91 | 142 | 0.0215 | 0.572 |  |  | 1 |  | RB-Appl-EffCW-med-GasDHW-ElecCDryer-Tier1-FrontAnyMFm2007CZ04rDXGF
RB-Appl-EffCW-med-GasDHW-ElecCDryer-Tier1-Front | DEER2016 | D16v1 | 2015-05-16 | Any | MFm | 2007 | CZ04 | rDXHP | Each | 1 | 441 | None | 220 | 0.0347 | 4.16 | 143 | 0.0212 | 0.401 | 220 | 0.0347 | 4.16 | 143 | 0.0212 | 0.401 |  |  | 1 |  | RB-Appl-EffCW-med-GasDHW-ElecCDryer-Tier1-FrontAnyMFm2007CZ04rDXHP
RB-Appl-EffCW-med-GasDHW-ElecCDryer-Tier1-Front | DEER2016 | D16v1 | 2015-05-16 | Any | MFm | 2007 | CZ04 | rNCEH | Each | 1 | 441 | None | 214 | 0.0304 | 4.14 | 142 | 0.0195 | 0.403 | 214 | 0.0304 | 4.14 | 142 | 0.0195 | 0.403 |  |  | 1 |  | RB-Appl-EffCW-med-GasDHW-ElecCDryer-Tier1-FrontAnyMFm2007CZ04rNCEH
RB-Appl-EffCW-med-GasDHW-ElecCDryer-Tier1-Front | DEER2016 | D16v1 | 2015-05-16 | Any | MFm | 2007 | CZ04 | rNCGF | Each | 1 | 441 | None | 219 | 0.0304 | 3.84 | 141 | 0.0195 | 0.541 | 219 | 0.0304 | 3.84 | 141 | 0.0195 | 0.541 |  |  | 1 |  | RB-Appl-EffCW-med-GasDHW-ElecCDryer-Tier1-FrontAnyMFm2007CZ04rNCGF
RB-Appl-EffCW-med-GasDHW-ElecCDryer-Tier1-Front | DEER2016 | D16v1 | 2015-05-16 | Any | MFm | 2007 | CZ05 | rDXGF | Each | 1 | 441 | None | 220 | 0.0307 | 4.45 | 142 | 0.019 | 0.943 | 220 | 0.0307 | 4.45 | 142 | 0.019 | 0.943 |  |  | 1 |  | RB-Appl-EffCW-med-GasDHW-ElecCDryer-Tier1-FrontAnyMFm2007CZ05rDXGF
RB-Appl-EffCW-med-GasDHW-ElecCDryer-Tier1-Front | DEER2016 | D16v1 | 2015-05-16 | Any | MFm | 2007 | CZ05 | rDXHP | Each | 1 | 441 | None | 220 | 0.0315 | 4.35 | 146 | 0.022 | 0.416 | 220 | 0.0315 | 4.35 | 146 | 0.022 | 0.416 |  |  | 1 |  | RB-Appl-EffCW-med-GasDHW-ElecCDryer-Tier1-FrontAnyMFm2007CZ05rDXHP
RB-Appl-EffCW-med-GasDHW-ElecCDryer-Tier1-Front | DEER2016 | D16v1 | 2015-05-16 | Any | MFm | 2007 | CZ05 | rNCEH | Each | 1 | 441 | None | 216 | 0.0304 | 4.33 | 145 | 0.0195 | 0.417 | 216 | 0.0304 | 4.33 | 145 | 0.0195 | 0.417 |  |  | 1 |  | RB-Appl-EffCW-med-GasDHW-ElecCDryer-Tier1-FrontAnyMFm2007CZ05rNCEH
RB-Appl-EffCW-med-GasDHW-ElecCDryer-Tier1-Front | DEER2016 | D16v1 | 2015-05-16 | Any | MFm | 2007 | CZ05 | rNCGF | Each | 1 | 441 | None | 219 | 0.0303 | 4.39 | 141 | 0.0196 | 0.927 | 219 | 0.0303 | 4.39 | 141 | 0.0196 | 0.927 |  |  | 1 |  | RB-Appl-EffCW-med-GasDHW-ElecCDryer-Tier1-FrontAnyMFm2007CZ05rNCGF
RB-Appl-EffCW-med-GasDHW-ElecCDryer-Tier1-Front | DEER2016 | D16v1 | 2015-05-16 | Any | MFm | 2007 | CZ06 | rDXGF | Each | 1 | 538 | None | 223 | 0.033 | 4.28 | 143 | 0.0223 | 0.802 | 223 | 0.033 | 4.28 | 143 | 0.0223 | 0.802 |  |  | 1 |  | RB-Appl-EffCW-med-GasDHW-ElecCDryer-Tier1-FrontAnyMFm2007CZ06rDXGF
RB-Appl-EffCW-med-GasDHW-ElecCDryer-Tier1-Front | DEER2016 | D16v1 | 2015-05-16 | Any | MFm | 2007 | CZ06 | rDXHP | Each | 1 | 538 | None | 224 | 0.0334 | 4.03 | 145 | 0.0203 | 0.382 | 224 | 0.0334 | 4.03 | 145 | 0.0203 | 0.382 |  |  | 1 |  | RB-Appl-EffCW-med-GasDHW-ElecCDryer-Tier1-FrontAnyMFm2007CZ06rDXHP
RB-Appl-EffCW-med-GasDHW-ElecCDryer-Tier1-Front | DEER2016 | D16v1 | 2015-05-16 | Any | MFm | 2007 | CZ06 | rNCEH | Each | 1 | 538 | None | 217 | 0.0304 | 4.01 | 143 | 0.0195 | 0.383 | 217 | 0.0304 | 4.01 | 143 | 0.0195 | 0.383 |  |  | 1 |  | RB-Appl-EffCW-med-GasDHW-ElecCDryer-Tier1-FrontAnyMFm2007CZ06rNCEH
RB-Appl-EffCW-med-GasDHW-ElecCDryer-Tier1-Front | DEER2016 | D16v1 | 2015-05-16 | Any | MFm | 2007 | CZ06 | rNCGF | Each | 1 | 538 | None | 219 | 0.0303 | 4.06 | 141 | 0.0195 | 0.686 | 219 | 0.0303 | 4.06 | 141 | 0.0195 | 0.686 |  |  | 1 |  | RB-Appl-EffCW-med-GasDHW-ElecCDryer-Tier1-FrontAnyMFm2007CZ06rNCGF
RB-Appl-EffCW-med-GasDHW-ElecCDryer-Tier1-Front | DEER2016 | D16v1 | 2015-05-16 | Any | MFm | 2007 | CZ07 | rDXGF | Each | 1 | 538 | None | 221 | 0.0365 | 4.11 | 141 | 0.022 | 0.602 | 221 | 0.0365 | 4.11 | 141 | 0.022 | 0.602 |  |  | 1 |  | RB-Appl-EffCW-med-GasDHW-ElecCDryer-Tier1-FrontAnyMFm2007CZ07rDXGF
RB-Appl-EffCW-med-GasDHW-ElecCDryer-Tier1-Front | DEER2016 | D16v1 | 2015-05-16 | Any | MFm | 2007 | CZ07 | rDXHP | Each | 1 | 538 | None | 222 | 0.0318 | 3.98 | 143 | 0.0187 | 0.379 | 222 | 0.0318 | 3.98 | 143 | 0.0187 | 0.379 |  |  | 1 |  | RB-Appl-EffCW-med-GasDHW-ElecCDryer-Tier1-FrontAnyMFm2007CZ07rDXHP
RB-Appl-EffCW-med-GasDHW-ElecCDryer-Tier1-Front | DEER2016 | D16v1 | 2015-05-16 | Any | MFm | 2007 | CZ07 | rNCEH | Each | 1 | 538 | None | 218 | 0.0304 | 3.96 | 142 | 0.0195 | 0.381 | 218 | 0.0304 | 3.96 | 142 | 0.0195 | 0.381 |  |  | 1 |  | RB-Appl-EffCW-med-GasDHW-ElecCDryer-Tier1-FrontAnyMFm2007CZ07rNCEH
RB-Appl-EffCW-med-GasDHW-ElecCDryer-Tier1-Front | DEER2016 | D16v1 | 2015-05-16 | Any | MFm | 2007 | CZ07 | rNCGF | Each | 1 | 538 | None | 219 | 0.0303 | 4.03 | 141 | 0.0195 | 0.555 | 219 | 0.0303 | 4.03 | 141 | 0.0195 | 0.555 |  |  | 1 |  | RB-Appl-EffCW-med-GasDHW-ElecCDryer-Tier1-FrontAnyMFm2007CZ07rNCGF
RB-Appl-EffCW-med-GasDHW-ElecCDryer-Tier1-Front | DEER2016 | D16v1 | 2015-05-16 | Any | MFm | 2007 | CZ08 | rDXGF | Each | 1 | 538 | None | 227 | 0.0326 | 4.13 | 144 | 0.0207 | 0.744 | 227 | 0.0326 | 4.13 | 144 | 0.0207 | 0.744 |  |  | 1 |  | RB-Appl-EffCW-med-GasDHW-ElecCDryer-Tier1-FrontAnyMFm2007CZ08rDXGF
RB-Appl-EffCW-med-GasDHW-ElecCDryer-Tier1-Front | DEER2016 | D16v1 | 2015-05-16 | Any | MFm | 2007 | CZ08 | rDXHP | Each | 1 | 538 | None | 227 | 0.0328 | 3.93 | 146 | 0.0204 | 0.376 | 227 | 0.0328 | 3.93 | 146 | 0.0204 | 0.376 |  |  | 1 |  | RB-Appl-EffCW-med-GasDHW-ElecCDryer-Tier1-FrontAnyMFm2007CZ08rDXHP
RB-Appl-EffCW-med-GasDHW-ElecCDryer-Tier1-Front | DEER2016 | D16v1 | 2015-05-16 | Any | MFm | 2007 | CZ08 | rNCEH | Each | 1 | 538 | None | 217 | 0.0304 | 3.9 | 142 | 0.0195 | 0.373 | 217 | 0.0304 | 3.9 | 142 | 0.0195 | 0.373 |  |  | 1 |  | RB-Appl-EffCW-med-GasDHW-ElecCDryer-Tier1-FrontAnyMFm2007CZ08rNCEH
RB-Appl-EffCW-med-GasDHW-ElecCDryer-Tier1-Front | DEER2016 | D16v1 | 2015-05-16 | Any | MFm | 2007 | CZ08 | rNCGF | Each | 1 | 538 | None | 219 | 0.0303 | 3.84 | 141 | 0.0195 | 0.563 | 219 | 0.0303 | 3.84 | 141 | 0.0195 | 0.563 |  |  | 1 |  | RB-Appl-EffCW-med-GasDHW-ElecCDryer-Tier1-FrontAnyMFm2007CZ08rNCGF
RB-Appl-EffCW-med-GasDHW-ElecCDryer-Tier1-Front | DEER2016 | D16v1 | 2015-05-16 | Any | MFm | 2007 | CZ09 | rDXGF | Each | 1 | 499 | None | 224 | 0.0334 | 3.83 | 143 | 0.0212 | 0.531 | 224 | 0.0334 | 3.83 | 143 | 0.0212 | 0.531 |  |  | 1 |  | RB-Appl-EffCW-med-GasDHW-ElecCDryer-Tier1-FrontAnyMFm2007CZ09rDXGF
RB-Appl-EffCW-med-GasDHW-ElecCDryer-Tier1-Front | DEER2016 | D16v1 | 2015-05-16 | Any | MFm | 2007 | CZ09 | rDXHP | Each | 1 | 499 | None | 223 | 0.0338 | 3.92 | 144 | 0.0212 | 0.371 | 223 | 0.0338 | 3.92 | 144 | 0.0212 | 0.371 |  |  | 1 |  | RB-Appl-EffCW-med-GasDHW-ElecCDryer-Tier1-FrontAnyMFm2007CZ09rDXHP
RB-Appl-EffCW-med-GasDHW-ElecCDryer-Tier1-Front | DEER2016 | D16v1 | 2015-05-16 | Any | MFm | 2007 | CZ09 | rNCEH | Each | 1 | 499 | None | 214 | 0.0304 | 3.88 | 141 | 0.0196 | 0.365 | 214 | 0.0304 | 3.88 | 141 | 0.0196 | 0.365 |  |  | 1 |  | RB-Appl-EffCW-med-GasDHW-ElecCDryer-Tier1-FrontAnyMFm2007CZ09rNCEH
RB-Appl-EffCW-med-GasDHW-ElecCDryer-Tier1-Front | DEER2016 | D16v1 | 2015-05-16 | Any | MFm | 2007 | CZ09 | rNCGF | Each | 1 | 499 | None | 219 | 0.0304 | 3.64 | 141 | 0.0196 | 0.432 | 219 | 0.0304 | 3.64 | 141 | 0.0196 | 0.432 |  |  | 1 |  | RB-Appl-EffCW-med-GasDHW-ElecCDryer-Tier1-FrontAnyMFm2007CZ09rNCGF
RB-Appl-EffCW-med-GasDHW-ElecCDryer-Tier1-Front | DEER2016 | D16v1 | 2015-05-16 | Any | MFm | 2007 | CZ10 | rDXGF | Each | 1 | 474 | None | 223 | 0.0326 | 4.03 | 141 | 0.0202 | 0.731 | 223 | 0.0326 | 4.03 | 141 | 0.0202 | 0.731 |  |  | 1 |  | RB-Appl-EffCW-med-GasDHW-ElecCDryer-Tier1-FrontAnyMFm2007CZ10rDXGF
RB-Appl-EffCW-med-GasDHW-ElecCDryer-Tier1-Front | DEER2016 | D16v1 | 2015-05-16 | Any | MFm | 2007 | CZ10 | rDXHP | Each | 1 | 474 | None | 224 | 0.0323 | 3.9 | 144 | 0.0197 | 0.377 | 224 | 0.0323 | 3.9 | 144 | 0.0197 | 0.377 |  |  | 1 |  | RB-Appl-EffCW-med-GasDHW-ElecCDryer-Tier1-FrontAnyMFm2007CZ10rDXHP
RB-Appl-EffCW-med-GasDHW-ElecCDryer-Tier1-Front | DEER2016 | D16v1 | 2015-05-16 | Any | MFm | 2007 | CZ10 | rNCEH | Each | 1 | 474 | None | 218 | 0.0304 | 3.88 | 144 | 0.0195 | 0.386 | 218 | 0.0304 | 3.88 | 144 | 0.0195 | 0.386 |  |  | 1 |  | RB-Appl-EffCW-med-GasDHW-ElecCDryer-Tier1-FrontAnyMFm2007CZ10rNCEH
RB-Appl-EffCW-med-GasDHW-ElecCDryer-Tier1-Front | DEER2016 | D16v1 | 2015-05-16 | Any | MFm | 2007 | CZ10 | rNCGF | Each | 1 | 474 | None | 219 | 0.0303 | 3.92 | 141 | 0.0195 | 0.671 | 219 | 0.0303 | 3.92 | 141 | 0.0195 | 0.671 |  |  | 1 |  | RB-Appl-EffCW-med-GasDHW-ElecCDryer-Tier1-FrontAnyMFm2007CZ10rNCGF
RB-Appl-EffCW-med-GasDHW-ElecCDryer-Tier1-Front | DEER2016 | D16v1 | 2015-05-16 | Any | MFm | 2007 | CZ11 | rDXGF | Each | 1 | 474 | None | 225 | 0.032 | 4.11 | 142 | 0.0199 | 0.83 | 225 | 0.032 | 4.11 | 142 | 0.0199 | 0.83 |  |  | 1 |  | RB-Appl-EffCW-med-GasDHW-ElecCDryer-Tier1-FrontAnyMFm2007CZ11rDXGF
RB-Appl-EffCW-med-GasDHW-ElecCDryer-Tier1-Front | DEER2016 | D16v1 | 2015-05-16 | Any | MFm | 2007 | CZ11 | rDXHP | Each | 1 | 474 | None | 224 | 0.0316 | 3.96 | 144 | 0.0191 | 0.384 | 224 | 0.0316 | 3.96 | 144 | 0.0191 | 0.384 |  |  | 1 |  | RB-Appl-EffCW-med-GasDHW-ElecCDryer-Tier1-FrontAnyMFm2007CZ11rDXHP
RB-Appl-EffCW-med-GasDHW-ElecCDryer-Tier1-Front | DEER2016 | D16v1 | 2015-05-16 | Any | MFm | 2007 | CZ11 | rNCEH | Each | 1 | 474 | None | 217 | 0.0304 | 3.94 | 145 | 0.0195 | 0.388 | 217 | 0.0304 | 3.94 | 145 | 0.0195 | 0.388 |  |  | 1 |  | RB-Appl-EffCW-med-GasDHW-ElecCDryer-Tier1-FrontAnyMFm2007CZ11rNCEH
RB-Appl-EffCW-med-GasDHW-ElecCDryer-Tier1-Front | DEER2016 | D16v1 | 2015-05-16 | Any | MFm | 2007 | CZ11 | rNCGF | Each | 1 | 474 | None | 219 | 0.0303 | 3.9 | 141 | 0.0195 | 0.731 | 219 | 0.0303 | 3.9 | 141 | 0.0195 | 0.731 |  |  | 1 |  | RB-Appl-EffCW-med-GasDHW-ElecCDryer-Tier1-FrontAnyMFm2007CZ11rNCGF
RB-Appl-EffCW-med-GasDHW-ElecCDryer-Tier1-Front | DEER2016 | D16v1 | 2015-05-16 | Any | MFm | 2007 | CZ12 | rDXGF | Each | 1 | 474 | None | 224 | 0.033 | 4.14 | 142 | 0.0204 | 0.799 | 224 | 0.033 | 4.14 | 142 | 0.0204 | 0.799 |  |  | 1 |  | RB-Appl-EffCW-med-GasDHW-ElecCDryer-Tier1-FrontAnyMFm2007CZ12rDXGF
RB-Appl-EffCW-med-GasDHW-ElecCDryer-Tier1-Front | DEER2016 | D16v1 | 2015-05-16 | Any | MFm | 2007 | CZ12 | rDXHP | Each | 1 | 474 | None | 224 | 0.0322 | 4.09 | 145 | 0.0199 | 0.394 | 224 | 0.0322 | 4.09 | 145 | 0.0199 | 0.394 |  |  | 1 |  | RB-Appl-EffCW-med-GasDHW-ElecCDryer-Tier1-FrontAnyMFm2007CZ12rDXHP
RB-Appl-EffCW-med-GasDHW-ElecCDryer-Tier1-Front | DEER2016 | D16v1 | 2015-05-16 | Any | MFm | 2007 | CZ12 | rNCEH | Each | 1 | 474 | None | 217 | 0.0304 | 4.06 | 145 | 0.0195 | 0.401 | 217 | 0.0304 | 4.06 | 145 | 0.0195 | 0.401 |  |  | 1 |  | RB-Appl-EffCW-med-GasDHW-ElecCDryer-Tier1-FrontAnyMFm2007CZ12rNCEH
RB-Appl-EffCW-med-GasDHW-ElecCDryer-Tier1-Front | DEER2016 | D16v1 | 2015-05-16 | Any | MFm | 2007 | CZ12 | rNCGF | Each | 1 | 474 | None | 219 | 0.0304 | 3.97 | 141 | 0.0195 | 0.702 | 219 | 0.0304 | 3.97 | 141 | 0.0195 | 0.702 |  |  | 1 |  | RB-Appl-EffCW-med-GasDHW-ElecCDryer-Tier1-FrontAnyMFm2007CZ12rNCGF
RB-Appl-EffCW-med-GasDHW-ElecCDryer-Tier1-Front | DEER2016 | D16v1 | 2015-05-16 | Any | MFm | 2007 | CZ13 | rDXGF | Each | 1 | 474 | None | 224 | 0.0323 | 3.82 | 142 | 0.0204 | 0.663 | 224 | 0.0323 | 3.82 | 142 | 0.0204 | 0.663 |  |  | 1 |  | RB-Appl-EffCW-med-GasDHW-ElecCDryer-Tier1-FrontAnyMFm2007CZ13rDXGF
RB-Appl-EffCW-med-GasDHW-ElecCDryer-Tier1-Front | DEER2016 | D16v1 | 2015-05-16 | Any | MFm | 2007 | CZ13 | rDXHP | Each | 1 | 474 | None | 222 | 0.0317 | 3.92 | 143 | 0.0198 | 0.383 | 222 | 0.0317 | 3.92 | 143 | 0.0198 | 0.383 |  |  | 1 |  | RB-Appl-EffCW-med-GasDHW-ElecCDryer-Tier1-FrontAnyMFm2007CZ13rDXHP
RB-Appl-EffCW-med-GasDHW-ElecCDryer-Tier1-Front | DEER2016 | D16v1 | 2015-05-16 | Any | MFm | 2007 | CZ13 | rNCEH | Each | 1 | 474 | None | 216 | 0.0304 | 3.89 | 144 | 0.0195 | 0.386 | 216 | 0.0304 | 3.89 | 144 | 0.0195 | 0.386 |  |  | 1 |  | RB-Appl-EffCW-med-GasDHW-ElecCDryer-Tier1-FrontAnyMFm2007CZ13rNCEH
RB-Appl-EffCW-med-GasDHW-ElecCDryer-Tier1-Front | DEER2016 | D16v1 | 2015-05-16 | Any | MFm | 2007 | CZ13 | rNCGF | Each | 1 | 474 | None | 219 | 0.0303 | 3.68 | 141 | 0.0195 | 0.592 | 219 | 0.0303 | 3.68 | 141 | 0.0195 | 0.592 |  |  | 1 |  | RB-Appl-EffCW-med-GasDHW-ElecCDryer-Tier1-FrontAnyMFm2007CZ13rNCGF
RB-Appl-EffCW-med-GasDHW-ElecCDryer-Tier1-Front | DEER2016 | D16v1 | 2015-05-16 | Any | MFm | 2007 | CZ14 | rDXGF | Each | 1 | 487 | None | 225 | 0.0321 | 4.2 | 145 | 0.0207 | 0.503 | 225 | 0.0321 | 4.2 | 145 | 0.0207 | 0.503 |  |  | 1 |  | RB-Appl-EffCW-med-GasDHW-ElecCDryer-Tier1-FrontAnyMFm2007CZ14rDXGF
RB-Appl-EffCW-med-GasDHW-ElecCDryer-Tier1-Front | DEER2016 | D16v1 | 2015-05-16 | Any | MFm | 2007 | CZ14 | rDXHP | Each | 1 | 487 | None | 226 | 0.0314 | 4 | 146 | 0.0203 | 0.383 | 226 | 0.0314 | 4 | 146 | 0.0203 | 0.383 |  |  | 1 |  | RB-Appl-EffCW-med-GasDHW-ElecCDryer-Tier1-FrontAnyMFm2007CZ14rDXHP
RB-Appl-EffCW-med-GasDHW-ElecCDryer-Tier1-Front | DEER2016 | D16v1 | 2015-05-16 | Any | MFm | 2007 | CZ14 | rNCEH | Each | 1 | 487 | None | 218 | 0.0303 | 3.97 | 140 | 0.0196 | 0.366 | 218 | 0.0303 | 3.97 | 140 | 0.0196 | 0.366 |  |  | 1 |  | RB-Appl-EffCW-med-GasDHW-ElecCDryer-Tier1-FrontAnyMFm2007CZ14rNCEH
RB-Appl-EffCW-med-GasDHW-ElecCDryer-Tier1-Front | DEER2016 | D16v1 | 2015-05-16 | Any | MFm | 2007 | CZ14 | rNCGF | Each | 1 | 487 | None | 219 | 0.0303 | 3.93 | 141 | 0.0196 | 0.329 | 219 | 0.0303 | 3.93 | 141 | 0.0196 | 0.329 |  |  | 1 |  | RB-Appl-EffCW-med-GasDHW-ElecCDryer-Tier1-FrontAnyMFm2007CZ14rNCGF
RB-Appl-EffCW-med-GasDHW-ElecCDryer-Tier1-Front | DEER2016 | D16v1 | 2015-05-16 | Any | MFm | 2007 | CZ15 | rDXGF | Each | 1 | 487 | None | 224 | 0.0327 | 3.35 | 145 | 0.0212 | 0.352 | 224 | 0.0327 | 3.35 | 145 | 0.0212 | 0.352 |  |  | 1 |  | RB-Appl-EffCW-med-GasDHW-ElecCDryer-Tier1-FrontAnyMFm2007CZ15rDXGF
RB-Appl-EffCW-med-GasDHW-ElecCDryer-Tier1-Front | DEER2016 | D16v1 | 2015-05-16 | Any | MFm | 2007 | CZ15 | rDXHP | Each | 1 | 487 | None | 224 | 0.033 | 3.29 | 145 | 0.0214 | 0.313 | 224 | 0.033 | 3.29 | 145 | 0.0214 | 0.313 |  |  | 1 |  | RB-Appl-EffCW-med-GasDHW-ElecCDryer-Tier1-FrontAnyMFm2007CZ15rDXHP
RB-Appl-EffCW-med-GasDHW-ElecCDryer-Tier1-Front | DEER2016 | D16v1 | 2015-05-16 | Any | MFm | 2007 | CZ15 | rNCEH | Each | 1 | 487 | None | 219 | 0.0303 | 3.27 | 141 | 0.0196 | 0.297 | 219 | 0.0303 | 3.27 | 141 | 0.0196 | 0.297 |  |  | 1 |  | RB-Appl-EffCW-med-GasDHW-ElecCDryer-Tier1-FrontAnyMFm2007CZ15rNCEH
RB-Appl-EffCW-med-GasDHW-ElecCDryer-Tier1-Front | DEER2016 | D16v1 | 2015-05-16 | Any | MFm | 2007 | CZ15 | rNCGF | Each | 1 | 487 | None | 219 | 0.0303 | 3.29 | 141 | 0.0195 | 0.306 | 219 | 0.0303 | 3.29 | 141 | 0.0195 | 0.306 |  |  | 1 |  | RB-Appl-EffCW-med-GasDHW-ElecCDryer-Tier1-FrontAnyMFm2007CZ15rNCGF
RB-Appl-EffCW-med-GasDHW-ElecCDryer-Tier1-Front | DEER2016 | D16v1 | 2015-05-16 | Any | MFm | 2007 | CZ16 | rDXGF | Each | 1 | 441 | None | 226 | 0.0323 | 4.53 | 144 | 0.0202 | 0.845 | 226 | 0.0323 | 4.53 | 144 | 0.0202 | 0.845 |  |  | 1 |  | RB-Appl-EffCW-med-GasDHW-ElecCDryer-Tier1-FrontAnyMFm2007CZ16rDXGF
RB-Appl-EffCW-med-GasDHW-ElecCDryer-Tier1-Front | DEER2016 | D16v1 | 2015-05-16 | Any | MFm | 2007 | CZ16 | rDXHP | Each | 1 | 441 | None | 224 | 0.0317 | 4.59 | 147 | 0.0197 | 0.444 | 224 | 0.0317 | 4.59 | 147 | 0.0197 | 0.444 |  |  | 1 |  | RB-Appl-EffCW-med-GasDHW-ElecCDryer-Tier1-FrontAnyMFm2007CZ16rDXHP
RB-Appl-EffCW-med-GasDHW-ElecCDryer-Tier1-Front | DEER2016 | D16v1 | 2015-05-16 | Any | MFm | 2007 | CZ16 | rNCEH | Each | 1 | 441 | None | 213 | 0.0304 | 4.56 | 144 | 0.0195 | 0.44 | 213 | 0.0304 | 4.56 | 144 | 0.0195 | 0.44 |  |  | 1 |  | RB-Appl-EffCW-med-GasDHW-ElecCDryer-Tier1-FrontAnyMFm2007CZ16rNCEH
RB-Appl-EffCW-med-GasDHW-ElecCDryer-Tier1-Front | DEER2016 | D16v1 | 2015-05-16 | Any | MFm | 2007 | CZ16 | rNCGF | Each | 1 | 441 | None | 219 | 0.0303 | 4.23 | 141 | 0.0195 | 0.683 | 219 | 0.0303 | 4.23 | 141 | 0.0195 | 0.683 |  |  | 1 |  | RB-Appl-EffCW-med-GasDHW-ElecCDryer-Tier1-FrontAnyMFm2007CZ16rNCGF
RB-Appl-EffCW-med-GasDHW-ElecCDryer-Tier1-Front | DEER2016 | D16v1 | 2015-05-16 | Any | MFm | 2011 | CZ01 | rDXGF | Each | 1 | 441 | None | 221 | 0.0283 | 4.5 | 143 | 0.022 | 0.915 | 221 | 0.0283 | 4.5 | 143 | 0.022 | 0.915 |  |  | 1 |  | RB-Appl-EffCW-med-GasDHW-ElecCDryer-Tier1-FrontAnyMFm2011CZ01rDXGF
RB-Appl-EffCW-med-GasDHW-ElecCDryer-Tier1-Front | DEER2016 | D16v1 | 2015-05-16 | Any | MFm | 2011 | CZ01 | rDXHP | Each | 1 | 441 | None | 220 | 0.0307 | 4.61 | 146 | 0.0184 | 0.444 | 220 | 0.0307 | 4.61 | 146 | 0.0184 | 0.444 |  |  | 1 |  | RB-Appl-EffCW-med-GasDHW-ElecCDryer-Tier1-FrontAnyMFm2011CZ01rDXHP
RB-Appl-EffCW-med-GasDHW-ElecCDryer-Tier1-Front | DEER2016 | D16v1 | 2015-05-16 | Any | MFm | 2011 | CZ01 | rNCEH | Each | 1 | 441 | None | 211 | 0.0303 | 4.58 | 145 | 0.0195 | 0.439 | 211 | 0.0303 | 4.58 | 145 | 0.0195 | 0.439 |  |  | 1 |  | RB-Appl-EffCW-med-GasDHW-ElecCDryer-Tier1-FrontAnyMFm2011CZ01rNCEH
RB-Appl-EffCW-med-GasDHW-ElecCDryer-Tier1-Front | DEER2016 | D16v1 | 2015-05-16 | Any | MFm | 2011 | CZ01 | rNCGF | Each | 1 | 441 | None | 219 | 0.0303 | 4.47 | 141 | 0.0196 | 0.904 | 219 | 0.0303 | 4.47 | 141 | 0.0196 | 0.904 |  |  | 1 |  | RB-Appl-EffCW-med-GasDHW-ElecCDryer-Tier1-FrontAnyMFm2011CZ01rNCGF
RB-Appl-EffCW-med-GasDHW-ElecCDryer-Tier1-Front | DEER2016 | D16v1 | 2015-05-16 | Any | MFm | 2011 | CZ02 | rDXGF | Each | 1 | 474 | None | 221 | 0.0357 | 4.35 | 141 | 0.0223 | 0.877 | 221 | 0.0357 | 4.35 | 141 | 0.0223 | 0.877 |  |  | 1 |  | RB-Appl-EffCW-med-GasDHW-ElecCDryer-Tier1-FrontAnyMFm2011CZ02rDXGF
RB-Appl-EffCW-med-GasDHW-ElecCDryer-Tier1-Front | DEER2016 | D16v1 | 2015-05-16 | Any | MFm | 2011 | CZ02 | rDXHP | Each | 1 | 474 | None | 220 | 0.0376 | 4.27 | 144 | 0.0216 | 0.409 | 220 | 0.0376 | 4.27 | 144 | 0.0216 | 0.409 |  |  | 1 |  | RB-Appl-EffCW-med-GasDHW-ElecCDryer-Tier1-FrontAnyMFm2011CZ02rDXHP
RB-Appl-EffCW-med-GasDHW-ElecCDryer-Tier1-Front | DEER2016 | D16v1 | 2015-05-16 | Any | MFm | 2011 | CZ02 | rNCEH | Each | 1 | 474 | None | 217 | 0.0304 | 4.26 | 145 | 0.0195 | 0.42 | 217 | 0.0304 | 4.26 | 145 | 0.0195 | 0.42 |  |  | 1 |  | RB-Appl-EffCW-med-GasDHW-ElecCDryer-Tier1-FrontAnyMFm2011CZ02rNCEH
RB-Appl-EffCW-med-GasDHW-ElecCDryer-Tier1-Front | DEER2016 | D16v1 | 2015-05-16 | Any | MFm | 2011 | CZ02 | rNCGF | Each | 1 | 474 | None | 219 | 0.0303 | 4.29 | 141 | 0.0194 | 0.837 | 219 | 0.0303 | 4.29 | 141 | 0.0194 | 0.837 |  |  | 1 |  | RB-Appl-EffCW-med-GasDHW-ElecCDryer-Tier1-FrontAnyMFm2011CZ02rNCGF
RB-Appl-EffCW-med-GasDHW-ElecCDryer-Tier1-Front | DEER2016 | D16v1 | 2015-05-16 | Any | MFm | 2011 | CZ03 | rDXGF | Each | 1 | 441 | None | 220 | 0.0312 | 4.25 | 141 | 0.0207 | 0.851 | 220 | 0.0312 | 4.25 | 141 | 0.0207 | 0.851 |  |  | 1 |  | RB-Appl-EffCW-med-GasDHW-ElecCDryer-Tier1-FrontAnyMFm2011CZ03rDXGF
RB-Appl-EffCW-med-GasDHW-ElecCDryer-Tier1-Front | DEER2016 | D16v1 | 2015-05-16 | Any | MFm | 2011 | CZ03 | rDXHP | Each | 1 | 441 | None | 219 | 0.031 | 4.28 | 145 | 0.0212 | 0.41 | 219 | 0.031 | 4.28 | 145 | 0.0212 | 0.41 |  |  | 1 |  | RB-Appl-EffCW-med-GasDHW-ElecCDryer-Tier1-FrontAnyMFm2011CZ03rDXHP
RB-Appl-EffCW-med-GasDHW-ElecCDryer-Tier1-Front | DEER2016 | D16v1 | 2015-05-16 | Any | MFm | 2011 | CZ03 | rNCEH | Each | 1 | 441 | None | 215 | 0.0304 | 4.26 | 144 | 0.0195 | 0.413 | 215 | 0.0304 | 4.26 | 144 | 0.0195 | 0.413 |  |  | 1 |  | RB-Appl-EffCW-med-GasDHW-ElecCDryer-Tier1-FrontAnyMFm2011CZ03rNCEH
RB-Appl-EffCW-med-GasDHW-ElecCDryer-Tier1-Front | DEER2016 | D16v1 | 2015-05-16 | Any | MFm | 2011 | CZ03 | rNCGF | Each | 1 | 441 | None | 219 | 0.0304 | 4.22 | 141 | 0.0196 | 0.84 | 219 | 0.0304 | 4.22 | 141 | 0.0196 | 0.84 |  |  | 1 |  | RB-Appl-EffCW-med-GasDHW-ElecCDryer-Tier1-FrontAnyMFm2011CZ03rNCGF
RB-Appl-EffCW-med-GasDHW-ElecCDryer-Tier1-Front | DEER2016 | D16v1 | 2015-05-16 | Any | MFm | 2011 | CZ04 | rDXGF | Each | 1 | 441 | None | 223 | 0.0341 | 3.98 | 142 | 0.021 | 0.549 | 223 | 0.0341 | 3.98 | 142 | 0.021 | 0.549 |  |  | 1 |  | RB-Appl-EffCW-med-GasDHW-ElecCDryer-Tier1-FrontAnyMFm2011CZ04rDXGF
RB-Appl-EffCW-med-GasDHW-ElecCDryer-Tier1-Front | DEER2016 | D16v1 | 2015-05-16 | Any | MFm | 2011 | CZ04 | rDXHP | Each | 1 | 441 | None | 221 | 0.0345 | 4.16 | 143 | 0.0211 | 0.401 | 221 | 0.0345 | 4.16 | 143 | 0.0211 | 0.401 |  |  | 1 |  | RB-Appl-EffCW-med-GasDHW-ElecCDryer-Tier1-FrontAnyMFm2011CZ04rDXHP
RB-Appl-EffCW-med-GasDHW-ElecCDryer-Tier1-Front | DEER2016 | D16v1 | 2015-05-16 | Any | MFm | 2011 | CZ04 | rNCEH | Each | 1 | 441 | None | 215 | 0.0304 | 4.13 | 142 | 0.0195 | 0.404 | 215 | 0.0304 | 4.13 | 142 | 0.0195 | 0.404 |  |  | 1 |  | RB-Appl-EffCW-med-GasDHW-ElecCDryer-Tier1-FrontAnyMFm2011CZ04rNCEH
RB-Appl-EffCW-med-GasDHW-ElecCDryer-Tier1-Front | DEER2016 | D16v1 | 2015-05-16 | Any | MFm | 2011 | CZ04 | rNCGF | Each | 1 | 441 | None | 219 | 0.0303 | 3.9 | 141 | 0.0195 | 0.522 | 219 | 0.0303 | 3.9 | 141 | 0.0195 | 0.522 |  |  | 1 |  | RB-Appl-EffCW-med-GasDHW-ElecCDryer-Tier1-FrontAnyMFm2011CZ04rNCGF
RB-Appl-EffCW-med-GasDHW-ElecCDryer-Tier1-Front | DEER2016 | D16v1 | 2015-05-16 | Any | MFm | 2011 | CZ05 | rDXGF | Each | 1 | 441 | None | 219 | 0.0328 | 4.37 | 141 | 0.0204 | 0.873 | 219 | 0.0328 | 4.37 | 141 | 0.0204 | 0.873 |  |  | 1 |  | RB-Appl-EffCW-med-GasDHW-ElecCDryer-Tier1-FrontAnyMFm2011CZ05rDXGF
RB-Appl-EffCW-med-GasDHW-ElecCDryer-Tier1-Front | DEER2016 | D16v1 | 2015-05-16 | Any | MFm | 2011 | CZ05 | rDXHP | Each | 1 | 441 | None | 220 | 0.032 | 4.35 | 145 | 0.0192 | 0.416 | 220 | 0.032 | 4.35 | 145 | 0.0192 | 0.416 |  |  | 1 |  | RB-Appl-EffCW-med-GasDHW-ElecCDryer-Tier1-FrontAnyMFm2011CZ05rDXHP
RB-Appl-EffCW-med-GasDHW-ElecCDryer-Tier1-Front | DEER2016 | D16v1 | 2015-05-16 | Any | MFm | 2011 | CZ05 | rNCEH | Each | 1 | 441 | None | 215 | 0.0304 | 4.33 | 144 | 0.0195 | 0.418 | 215 | 0.0304 | 4.33 | 144 | 0.0195 | 0.418 |  |  | 1 |  | RB-Appl-EffCW-med-GasDHW-ElecCDryer-Tier1-FrontAnyMFm2011CZ05rNCEH
RB-Appl-EffCW-med-GasDHW-ElecCDryer-Tier1-Front | DEER2016 | D16v1 | 2015-05-16 | Any | MFm | 2011 | CZ05 | rNCGF | Each | 1 | 441 | None | 219 | 0.0303 | 4.35 | 141 | 0.0195 | 0.874 | 219 | 0.0303 | 4.35 | 141 | 0.0195 | 0.874 |  |  | 1 |  | RB-Appl-EffCW-med-GasDHW-ElecCDryer-Tier1-FrontAnyMFm2011CZ05rNCGF
RB-Appl-EffCW-med-GasDHW-ElecCDryer-Tier1-Front | DEER2016 | D16v1 | 2015-05-16 | Any | MFm | 2011 | CZ06 | rDXGF | Each | 1 | 538 | None | 222 | 0.0319 | 4.23 | 142 | 0.0211 | 0.768 | 222 | 0.0319 | 4.23 | 142 | 0.0211 | 0.768 |  |  | 1 |  | RB-Appl-EffCW-med-GasDHW-ElecCDryer-Tier1-FrontAnyMFm2011CZ06rDXGF
RB-Appl-EffCW-med-GasDHW-ElecCDryer-Tier1-Front | DEER2016 | D16v1 | 2015-05-16 | Any | MFm | 2011 | CZ06 | rDXHP | Each | 1 | 538 | None | 222 | 0.0371 | 4.03 | 144 | 0.019 | 0.38 | 222 | 0.0371 | 4.03 | 144 | 0.019 | 0.38 |  |  | 1 |  | RB-Appl-EffCW-med-GasDHW-ElecCDryer-Tier1-FrontAnyMFm2011CZ06rDXHP
RB-Appl-EffCW-med-GasDHW-ElecCDryer-Tier1-Front | DEER2016 | D16v1 | 2015-05-16 | Any | MFm | 2011 | CZ06 | rNCEH | Each | 1 | 538 | None | 217 | 0.0304 | 4 | 142 | 0.0195 | 0.383 | 217 | 0.0304 | 4 | 142 | 0.0195 | 0.383 |  |  | 1 |  | RB-Appl-EffCW-med-GasDHW-ElecCDryer-Tier1-FrontAnyMFm2011CZ06rNCEH
RB-Appl-EffCW-med-GasDHW-ElecCDryer-Tier1-Front | DEER2016 | D16v1 | 2015-05-16 | Any | MFm | 2011 | CZ06 | rNCGF | Each | 1 | 538 | None | 219 | 0.0304 | 4.02 | 141 | 0.0195 | 0.632 | 219 | 0.0304 | 4.02 | 141 | 0.0195 | 0.632 |  |  | 1 |  | RB-Appl-EffCW-med-GasDHW-ElecCDryer-Tier1-FrontAnyMFm2011CZ06rNCGF
RB-Appl-EffCW-med-GasDHW-ElecCDryer-Tier1-Front | DEER2016 | D16v1 | 2015-05-16 | Any | MFm | 2011 | CZ07 | rDXGF | Each | 1 | 538 | None | 222 | 0.0332 | 4.11 | 141 | 0.0218 | 0.543 | 222 | 0.0332 | 4.11 | 141 | 0.0218 | 0.543 |  |  | 1 |  | RB-Appl-EffCW-med-GasDHW-ElecCDryer-Tier1-FrontAnyMFm2011CZ07rDXGF
RB-Appl-EffCW-med-GasDHW-ElecCDryer-Tier1-Front | DEER2016 | D16v1 | 2015-05-16 | Any | MFm | 2011 | CZ07 | rDXHP | Each | 1 | 538 | None | 222 | 0.0339 | 3.98 | 142 | 0.0192 | 0.381 | 222 | 0.0339 | 3.98 | 142 | 0.0192 | 0.381 |  |  | 1 |  | RB-Appl-EffCW-med-GasDHW-ElecCDryer-Tier1-FrontAnyMFm2011CZ07rDXHP
RB-Appl-EffCW-med-GasDHW-ElecCDryer-Tier1-Front | DEER2016 | D16v1 | 2015-05-16 | Any | MFm | 2011 | CZ07 | rNCEH | Each | 1 | 538 | None | 218 | 0.0304 | 3.96 | 141 | 0.0195 | 0.381 | 218 | 0.0304 | 3.96 | 141 | 0.0195 | 0.381 |  |  | 1 |  | RB-Appl-EffCW-med-GasDHW-ElecCDryer-Tier1-FrontAnyMFm2011CZ07rNCEH
RB-Appl-EffCW-med-GasDHW-ElecCDryer-Tier1-Front | DEER2016 | D16v1 | 2015-05-16 | Any | MFm | 2011 | CZ07 | rNCGF | Each | 1 | 538 | None | 219 | 0.0303 | 4.03 | 141 | 0.0195 | 0.494 | 219 | 0.0303 | 4.03 | 141 | 0.0195 | 0.494 |  |  | 1 |  | RB-Appl-EffCW-med-GasDHW-ElecCDryer-Tier1-FrontAnyMFm2011CZ07rNCGF
RB-Appl-EffCW-med-GasDHW-ElecCDryer-Tier1-Front | DEER2016 | D16v1 | 2015-05-16 | Any | MFm | 2011 | CZ08 | rDXGF | Each | 1 | 538 | None | 227 | 0.033 | 4.14 | 145 | 0.0208 | 0.707 | 227 | 0.033 | 4.14 | 145 | 0.0208 | 0.707 |  |  | 1 |  | RB-Appl-EffCW-med-GasDHW-ElecCDryer-Tier1-FrontAnyMFm2011CZ08rDXGF
RB-Appl-EffCW-med-GasDHW-ElecCDryer-Tier1-Front | DEER2016 | D16v1 | 2015-05-16 | Any | MFm | 2011 | CZ08 | rDXHP | Each | 1 | 538 | None | 228 | 0.0331 | 3.93 | 145 | 0.0206 | 0.377 | 228 | 0.0331 | 3.93 | 145 | 0.0206 | 0.377 |  |  | 1 |  | RB-Appl-EffCW-med-GasDHW-ElecCDryer-Tier1-FrontAnyMFm2011CZ08rDXHP
RB-Appl-EffCW-med-GasDHW-ElecCDryer-Tier1-Front | DEER2016 | D16v1 | 2015-05-16 | Any | MFm | 2011 | CZ08 | rNCEH | Each | 1 | 538 | None | 217 | 0.0304 | 3.89 | 142 | 0.0195 | 0.373 | 217 | 0.0304 | 3.89 | 142 | 0.0195 | 0.373 |  |  | 1 |  | RB-Appl-EffCW-med-GasDHW-ElecCDryer-Tier1-FrontAnyMFm2011CZ08rNCEH
RB-Appl-EffCW-med-GasDHW-ElecCDryer-Tier1-Front | DEER2016 | D16v1 | 2015-05-16 | Any | MFm | 2011 | CZ08 | rNCGF | Each | 1 | 538 | None | 219 | 0.0304 | 3.88 | 141 | 0.0195 | 0.532 | 219 | 0.0304 | 3.88 | 141 | 0.0195 | 0.532 |  |  | 1 |  | RB-Appl-EffCW-med-GasDHW-ElecCDryer-Tier1-FrontAnyMFm2011CZ08rNCGF
RB-Appl-EffCW-med-GasDHW-ElecCDryer-Tier1-Front | DEER2016 | D16v1 | 2015-05-16 | Any | MFm | 2011 | CZ09 | rDXGF | Each | 1 | 499 | None | 225 | 0.0336 | 3.88 | 144 | 0.0212 | 0.525 | 225 | 0.0336 | 3.88 | 144 | 0.0212 | 0.525 |  |  | 1 |  | RB-Appl-EffCW-med-GasDHW-ElecCDryer-Tier1-FrontAnyMFm2011CZ09rDXGF
RB-Appl-EffCW-med-GasDHW-ElecCDryer-Tier1-Front | DEER2016 | D16v1 | 2015-05-16 | Any | MFm | 2011 | CZ09 | rDXHP | Each | 1 | 499 | None | 223 | 0.0335 | 3.91 | 143 | 0.0211 | 0.372 | 223 | 0.0335 | 3.91 | 143 | 0.0211 | 0.372 |  |  | 1 |  | RB-Appl-EffCW-med-GasDHW-ElecCDryer-Tier1-FrontAnyMFm2011CZ09rDXHP
RB-Appl-EffCW-med-GasDHW-ElecCDryer-Tier1-Front | DEER2016 | D16v1 | 2015-05-16 | Any | MFm | 2011 | CZ09 | rNCEH | Each | 1 | 499 | None | 215 | 0.0304 | 3.88 | 141 | 0.0196 | 0.363 | 215 | 0.0304 | 3.88 | 141 | 0.0196 | 0.363 |  |  | 1 |  | RB-Appl-EffCW-med-GasDHW-ElecCDryer-Tier1-FrontAnyMFm2011CZ09rNCEH
RB-Appl-EffCW-med-GasDHW-ElecCDryer-Tier1-Front | DEER2016 | D16v1 | 2015-05-16 | Any | MFm | 2011 | CZ09 | rNCGF | Each | 1 | 499 | None | 219 | 0.0304 | 3.71 | 141 | 0.0196 | 0.434 | 219 | 0.0304 | 3.71 | 141 | 0.0196 | 0.434 |  |  | 1 |  | RB-Appl-EffCW-med-GasDHW-ElecCDryer-Tier1-FrontAnyMFm2011CZ09rNCGF
RB-Appl-EffCW-med-GasDHW-ElecCDryer-Tier1-Front | DEER2016 | D16v1 | 2015-05-16 | Any | MFm | 2011 | CZ10 | rDXGF | Each | 1 | 474 | None | 223 | 0.0326 | 4.03 | 141 | 0.0203 | 0.687 | 223 | 0.0326 | 4.03 | 141 | 0.0203 | 0.687 |  |  | 1 |  | RB-Appl-EffCW-med-GasDHW-ElecCDryer-Tier1-FrontAnyMFm2011CZ10rDXGF
RB-Appl-EffCW-med-GasDHW-ElecCDryer-Tier1-Front | DEER2016 | D16v1 | 2015-05-16 | Any | MFm | 2011 | CZ10 | rDXHP | Each | 1 | 474 | None | 224 | 0.0323 | 3.9 | 143 | 0.0197 | 0.379 | 224 | 0.0323 | 3.9 | 143 | 0.0197 | 0.379 |  |  | 1 |  | RB-Appl-EffCW-med-GasDHW-ElecCDryer-Tier1-FrontAnyMFm2011CZ10rDXHP
RB-Appl-EffCW-med-GasDHW-ElecCDryer-Tier1-Front | DEER2016 | D16v1 | 2015-05-16 | Any | MFm | 2011 | CZ10 | rNCEH | Each | 1 | 474 | None | 218 | 0.0304 | 3.88 | 143 | 0.0195 | 0.388 | 218 | 0.0304 | 3.88 | 143 | 0.0195 | 0.388 |  |  | 1 |  | RB-Appl-EffCW-med-GasDHW-ElecCDryer-Tier1-FrontAnyMFm2011CZ10rNCEH
RB-Appl-EffCW-med-GasDHW-ElecCDryer-Tier1-Front | DEER2016 | D16v1 | 2015-05-16 | Any | MFm | 2011 | CZ10 | rNCGF | Each | 1 | 474 | None | 219 | 0.0304 | 3.92 | 141 | 0.0195 | 0.628 | 219 | 0.0304 | 3.92 | 141 | 0.0195 | 0.628 |  |  | 1 |  | RB-Appl-EffCW-med-GasDHW-ElecCDryer-Tier1-FrontAnyMFm2011CZ10rNCGF
RB-Appl-EffCW-med-GasDHW-ElecCDryer-Tier1-Front | DEER2016 | D16v1 | 2015-05-16 | Any | MFm | 2011 | CZ11 | rDXGF | Each | 1 | 474 | None | 225 | 0.0322 | 4.13 | 142 | 0.0197 | 0.815 | 225 | 0.0322 | 4.13 | 142 | 0.0197 | 0.815 |  |  | 1 |  | RB-Appl-EffCW-med-GasDHW-ElecCDryer-Tier1-FrontAnyMFm2011CZ11rDXGF
RB-Appl-EffCW-med-GasDHW-ElecCDryer-Tier1-Front | DEER2016 | D16v1 | 2015-05-16 | Any | MFm | 2011 | CZ11 | rDXHP | Each | 1 | 474 | None | 225 | 0.0314 | 3.96 | 144 | 0.0192 | 0.383 | 225 | 0.0314 | 3.96 | 144 | 0.0192 | 0.383 |  |  | 1 |  | RB-Appl-EffCW-med-GasDHW-ElecCDryer-Tier1-FrontAnyMFm2011CZ11rDXHP
RB-Appl-EffCW-med-GasDHW-ElecCDryer-Tier1-Front | DEER2016 | D16v1 | 2015-05-16 | Any | MFm | 2011 | CZ11 | rNCEH | Each | 1 | 474 | None | 217 | 0.0304 | 3.93 | 145 | 0.0195 | 0.389 | 217 | 0.0304 | 3.93 | 145 | 0.0195 | 0.389 |  |  | 1 |  | RB-Appl-EffCW-med-GasDHW-ElecCDryer-Tier1-FrontAnyMFm2011CZ11rNCEH
RB-Appl-EffCW-med-GasDHW-ElecCDryer-Tier1-Front | DEER2016 | D16v1 | 2015-05-16 | Any | MFm | 2011 | CZ11 | rNCGF | Each | 1 | 474 | None | 219 | 0.0303 | 3.9 | 141 | 0.0195 | 0.703 | 219 | 0.0303 | 3.9 | 141 | 0.0195 | 0.703 |  |  | 1 |  | RB-Appl-EffCW-med-GasDHW-ElecCDryer-Tier1-FrontAnyMFm2011CZ11rNCGF
RB-Appl-EffCW-med-GasDHW-ElecCDryer-Tier1-Front | DEER2016 | D16v1 | 2015-05-16 | Any | MFm | 2011 | CZ12 | rDXGF | Each | 1 | 474 | None | 224 | 0.0332 | 4.16 | 142 | 0.0208 | 0.782 | 224 | 0.0332 | 4.16 | 142 | 0.0208 | 0.782 |  |  | 1 |  | RB-Appl-EffCW-med-GasDHW-ElecCDryer-Tier1-FrontAnyMFm2011CZ12rDXGF
RB-Appl-EffCW-med-GasDHW-ElecCDryer-Tier1-Front | DEER2016 | D16v1 | 2015-05-16 | Any | MFm | 2011 | CZ12 | rDXHP | Each | 1 | 474 | None | 224 | 0.0322 | 4.09 | 144 | 0.0196 | 0.396 | 224 | 0.0322 | 4.09 | 144 | 0.0196 | 0.396 |  |  | 1 |  | RB-Appl-EffCW-med-GasDHW-ElecCDryer-Tier1-FrontAnyMFm2011CZ12rDXHP
RB-Appl-EffCW-med-GasDHW-ElecCDryer-Tier1-Front | DEER2016 | D16v1 | 2015-05-16 | Any | MFm | 2011 | CZ12 | rNCEH | Each | 1 | 474 | None | 217 | 0.0304 | 4.06 | 144 | 0.0195 | 0.402 | 217 | 0.0304 | 4.06 | 144 | 0.0195 | 0.402 |  |  | 1 |  | RB-Appl-EffCW-med-GasDHW-ElecCDryer-Tier1-FrontAnyMFm2011CZ12rNCEH
RB-Appl-EffCW-med-GasDHW-ElecCDryer-Tier1-Front | DEER2016 | D16v1 | 2015-05-16 | Any | MFm | 2011 | CZ12 | rNCGF | Each | 1 | 474 | None | 219 | 0.0304 | 3.99 | 141 | 0.0195 | 0.687 | 219 | 0.0304 | 3.99 | 141 | 0.0195 | 0.687 |  |  | 1 |  | RB-Appl-EffCW-med-GasDHW-ElecCDryer-Tier1-FrontAnyMFm2011CZ12rNCGF
RB-Appl-EffCW-med-GasDHW-ElecCDryer-Tier1-Front | DEER2016 | D16v1 | 2015-05-16 | Any | MFm | 2011 | CZ13 | rDXGF | Each | 1 | 474 | None | 224 | 0.0323 | 3.87 | 142 | 0.0203 | 0.659 | 224 | 0.0323 | 3.87 | 142 | 0.0203 | 0.659 |  |  | 1 |  | RB-Appl-EffCW-med-GasDHW-ElecCDryer-Tier1-FrontAnyMFm2011CZ13rDXGF
RB-Appl-EffCW-med-GasDHW-ElecCDryer-Tier1-Front | DEER2016 | D16v1 | 2015-05-16 | Any | MFm | 2011 | CZ13 | rDXHP | Each | 1 | 474 | None | 223 | 0.0322 | 3.92 | 143 | 0.0197 | 0.384 | 223 | 0.0322 | 3.92 | 143 | 0.0197 | 0.384 |  |  | 1 |  | RB-Appl-EffCW-med-GasDHW-ElecCDryer-Tier1-FrontAnyMFm2011CZ13rDXHP
RB-Appl-EffCW-med-GasDHW-ElecCDryer-Tier1-Front | DEER2016 | D16v1 | 2015-05-16 | Any | MFm | 2011 | CZ13 | rNCEH | Each | 1 | 474 | None | 216 | 0.0304 | 3.89 | 144 | 0.0195 | 0.387 | 216 | 0.0304 | 3.89 | 144 | 0.0195 | 0.387 |  |  | 1 |  | RB-Appl-EffCW-med-GasDHW-ElecCDryer-Tier1-FrontAnyMFm2011CZ13rNCEH
RB-Appl-EffCW-med-GasDHW-ElecCDryer-Tier1-Front | DEER2016 | D16v1 | 2015-05-16 | Any | MFm | 2011 | CZ13 | rNCGF | Each | 1 | 474 | None | 219 | 0.0303 | 3.72 | 141 | 0.0195 | 0.593 | 219 | 0.0303 | 3.72 | 141 | 0.0195 | 0.593 |  |  | 1 |  | RB-Appl-EffCW-med-GasDHW-ElecCDryer-Tier1-FrontAnyMFm2011CZ13rNCGF
RB-Appl-EffCW-med-GasDHW-ElecCDryer-Tier1-Front | DEER2016 | D16v1 | 2015-05-16 | Any | MFm | 2011 | CZ14 | rDXGF | Each | 1 | 487 | None | 226 | 0.0322 | 4.23 | 146 | 0.0207 | 0.527 | 226 | 0.0322 | 4.23 | 146 | 0.0207 | 0.527 |  |  | 1 |  | RB-Appl-EffCW-med-GasDHW-ElecCDryer-Tier1-FrontAnyMFm2011CZ14rDXGF
RB-Appl-EffCW-med-GasDHW-ElecCDryer-Tier1-Front | DEER2016 | D16v1 | 2015-05-16 | Any | MFm | 2011 | CZ14 | rDXHP | Each | 1 | 487 | None | 227 | 0.0319 | 3.99 | 146 | 0.0205 | 0.383 | 227 | 0.0319 | 3.99 | 146 | 0.0205 | 0.383 |  |  | 1 |  | RB-Appl-EffCW-med-GasDHW-ElecCDryer-Tier1-FrontAnyMFm2011CZ14rDXHP
RB-Appl-EffCW-med-GasDHW-ElecCDryer-Tier1-Front | DEER2016 | D16v1 | 2015-05-16 | Any | MFm | 2011 | CZ14 | rNCEH | Each | 1 | 487 | None | 218 | 0.0303 | 3.97 | 140 | 0.0196 | 0.364 | 218 | 0.0303 | 3.97 | 140 | 0.0196 | 0.364 |  |  | 1 |  | RB-Appl-EffCW-med-GasDHW-ElecCDryer-Tier1-FrontAnyMFm2011CZ14rNCEH
RB-Appl-EffCW-med-GasDHW-ElecCDryer-Tier1-Front | DEER2016 | D16v1 | 2015-05-16 | Any | MFm | 2011 | CZ14 | rNCGF | Each | 1 | 487 | None | 219 | 0.0303 | 3.94 | 141 | 0.0195 | 0.334 | 219 | 0.0303 | 3.94 | 141 | 0.0195 | 0.334 |  |  | 1 |  | RB-Appl-EffCW-med-GasDHW-ElecCDryer-Tier1-FrontAnyMFm2011CZ14rNCGF
RB-Appl-EffCW-med-GasDHW-ElecCDryer-Tier1-Front | DEER2016 | D16v1 | 2015-05-16 | Any | MFm | 2011 | CZ15 | rDXGF | Each | 1 | 487 | None | 224 | 0.0328 | 3.34 | 144 | 0.0213 | 0.347 | 224 | 0.0328 | 3.34 | 144 | 0.0213 | 0.347 |  |  | 1 |  | RB-Appl-EffCW-med-GasDHW-ElecCDryer-Tier1-FrontAnyMFm2011CZ15rDXGF
RB-Appl-EffCW-med-GasDHW-ElecCDryer-Tier1-Front | DEER2016 | D16v1 | 2015-05-16 | Any | MFm | 2011 | CZ15 | rDXHP | Each | 1 | 487 | None | 224 | 0.0331 | 3.29 | 144 | 0.0214 | 0.314 | 224 | 0.0331 | 3.29 | 144 | 0.0214 | 0.314 |  |  | 1 |  | RB-Appl-EffCW-med-GasDHW-ElecCDryer-Tier1-FrontAnyMFm2011CZ15rDXHP
RB-Appl-EffCW-med-GasDHW-ElecCDryer-Tier1-Front | DEER2016 | D16v1 | 2015-05-16 | Any | MFm | 2011 | CZ15 | rNCEH | Each | 1 | 487 | None | 219 | 0.0303 | 3.26 | 141 | 0.0196 | 0.296 | 219 | 0.0303 | 3.26 | 141 | 0.0196 | 0.296 |  |  | 1 |  | RB-Appl-EffCW-med-GasDHW-ElecCDryer-Tier1-FrontAnyMFm2011CZ15rNCEH
RB-Appl-EffCW-med-GasDHW-ElecCDryer-Tier1-Front | DEER2016 | D16v1 | 2015-05-16 | Any | MFm | 2011 | CZ15 | rNCGF | Each | 1 | 487 | None | 219 | 0.0303 | 3.29 | 141 | 0.0195 | 0.308 | 219 | 0.0303 | 3.29 | 141 | 0.0195 | 0.308 |  |  | 1 |  | RB-Appl-EffCW-med-GasDHW-ElecCDryer-Tier1-FrontAnyMFm2011CZ15rNCGF
RB-Appl-EffCW-med-GasDHW-ElecCDryer-Tier1-Front | DEER2016 | D16v1 | 2015-05-16 | Any | MFm | 2011 | CZ16 | rDXGF | Each | 1 | 441 | None | 226 | 0.0322 | 4.61 | 144 | 0.0204 | 0.87 | 226 | 0.0322 | 4.61 | 144 | 0.0204 | 0.87 |  |  | 1 |  | RB-Appl-EffCW-med-GasDHW-ElecCDryer-Tier1-FrontAnyMFm2011CZ16rDXGF
RB-Appl-EffCW-med-GasDHW-ElecCDryer-Tier1-Front | DEER2016 | D16v1 | 2015-05-16 | Any | MFm | 2011 | CZ16 | rDXHP | Each | 1 | 441 | None | 225 | 0.0327 | 4.59 | 147 | 0.0202 | 0.444 | 225 | 0.0327 | 4.59 | 147 | 0.0202 | 0.444 |  |  | 1 |  | RB-Appl-EffCW-med-GasDHW-ElecCDryer-Tier1-FrontAnyMFm2011CZ16rDXHP
RB-Appl-EffCW-med-GasDHW-ElecCDryer-Tier1-Front | DEER2016 | D16v1 | 2015-05-16 | Any | MFm | 2011 | CZ16 | rNCEH | Each | 1 | 441 | None | 213 | 0.0304 | 4.55 | 144 | 0.0195 | 0.44 | 213 | 0.0304 | 4.55 | 144 | 0.0195 | 0.44 |  |  | 1 |  | RB-Appl-EffCW-med-GasDHW-ElecCDryer-Tier1-FrontAnyMFm2011CZ16rNCEH
RB-Appl-EffCW-med-GasDHW-ElecCDryer-Tier1-Front | DEER2016 | D16v1 | 2015-05-16 | Any | MFm | 2011 | CZ16 | rNCGF | Each | 1 | 441 | None | 219 | 0.0303 | 4.26 | 141 | 0.0195 | 0.677 | 219 | 0.0303 | 4.26 | 141 | 0.0195 | 0.677 |  |  | 1 |  | RB-Appl-EffCW-med-GasDHW-ElecCDryer-Tier1-FrontAnyMFm2011CZ16rNCGF
RB-Appl-EffCW-med-GasDHW-ElecCDryer-Tier1-Front | DEER2016 | D16v1 | 2015-05-16 | Any | MFm | 2014 | CZ01 | rDXGF | Each | 1 | 441 | None | 221 | 0.0307 | 4.72 | 142 | 0.0188 | 1.02 | 221 | 0.0307 | 4.72 | 142 | 0.0188 | 1.02 |  |  | 1 |  | RB-Appl-EffCW-med-GasDHW-ElecCDryer-Tier1-FrontAnyMFm2014CZ01rDXGF
RB-Appl-EffCW-med-GasDHW-ElecCDryer-Tier1-Front | DEER2016 | D16v1 | 2015-05-16 | Any | MFm | 2014 | CZ01 | rDXHP | Each | 1 | 441 | None | 221 | 0.0321 | 4.61 | 146 | 0.0211 | 0.447 | 221 | 0.0321 | 4.61 | 146 | 0.0211 | 0.447 |  |  | 1 |  | RB-Appl-EffCW-med-GasDHW-ElecCDryer-Tier1-FrontAnyMFm2014CZ01rDXHP
RB-Appl-EffCW-med-GasDHW-ElecCDryer-Tier1-Front | DEER2016 | D16v1 | 2015-05-16 | Any | MFm | 2014 | CZ01 | rNCEH | Each | 1 | 441 | None | 212 | 0.0304 | 4.58 | 145 | 0.0195 | 0.44 | 212 | 0.0304 | 4.58 | 145 | 0.0195 | 0.44 |  |  | 1 |  | RB-Appl-EffCW-med-GasDHW-ElecCDryer-Tier1-FrontAnyMFm2014CZ01rNCEH
RB-Appl-EffCW-med-GasDHW-ElecCDryer-Tier1-Front | DEER2016 | D16v1 | 2015-05-16 | Any | MFm | 2014 | CZ01 | rNCGF | Each | 1 | 441 | None | 219 | 0.0304 | 4.47 | 141 | 0.0196 | 0.966 | 219 | 0.0304 | 4.47 | 141 | 0.0196 | 0.966 |  |  | 1 |  | RB-Appl-EffCW-med-GasDHW-ElecCDryer-Tier1-FrontAnyMFm2014CZ01rNCGF
RB-Appl-EffCW-med-GasDHW-ElecCDryer-Tier1-Front | DEER2016 | D16v1 | 2015-05-16 | Any | MFm | 2014 | CZ02 | rDXGF | Each | 1 | 474 | None | 220 | 0.0363 | 4.36 | 141 | 0.0204 | 0.822 | 220 | 0.0363 | 4.36 | 141 | 0.0204 | 0.822 |  |  | 1 |  | RB-Appl-EffCW-med-GasDHW-ElecCDryer-Tier1-FrontAnyMFm2014CZ02rDXGF
RB-Appl-EffCW-med-GasDHW-ElecCDryer-Tier1-Front | DEER2016 | D16v1 | 2015-05-16 | Any | MFm | 2014 | CZ02 | rDXHP | Each | 1 | 474 | None | 220 | 0.0366 | 4.27 | 144 | 0.0224 | 0.412 | 220 | 0.0366 | 4.27 | 144 | 0.0224 | 0.412 |  |  | 1 |  | RB-Appl-EffCW-med-GasDHW-ElecCDryer-Tier1-FrontAnyMFm2014CZ02rDXHP
RB-Appl-EffCW-med-GasDHW-ElecCDryer-Tier1-Front | DEER2016 | D16v1 | 2015-05-16 | Any | MFm | 2014 | CZ02 | rNCEH | Each | 1 | 474 | None | 217 | 0.0304 | 4.26 | 145 | 0.0195 | 0.422 | 217 | 0.0304 | 4.26 | 145 | 0.0195 | 0.422 |  |  | 1 |  | RB-Appl-EffCW-med-GasDHW-ElecCDryer-Tier1-FrontAnyMFm2014CZ02rNCEH
RB-Appl-EffCW-med-GasDHW-ElecCDryer-Tier1-Front | DEER2016 | D16v1 | 2015-05-16 | Any | MFm | 2014 | CZ02 | rNCGF | Each | 1 | 474 | None | 219 | 0.0304 | 4.28 | 141 | 0.0195 | 0.792 | 219 | 0.0304 | 4.28 | 141 | 0.0195 | 0.792 |  |  | 1 |  | RB-Appl-EffCW-med-GasDHW-ElecCDryer-Tier1-FrontAnyMFm2014CZ02rNCGF
RB-Appl-EffCW-med-GasDHW-ElecCDryer-Tier1-Front | DEER2016 | D16v1 | 2015-05-16 | Any | MFm | 2014 | CZ03 | rDXGF | Each | 1 | 441 | None | 220 | 0.0317 | 4.36 | 142 | 0.0225 | 0.827 | 220 | 0.0317 | 4.36 | 142 | 0.0225 | 0.827 |  |  | 1 |  | RB-Appl-EffCW-med-GasDHW-ElecCDryer-Tier1-FrontAnyMFm2014CZ03rDXGF
RB-Appl-EffCW-med-GasDHW-ElecCDryer-Tier1-Front | DEER2016 | D16v1 | 2015-05-16 | Any | MFm | 2014 | CZ03 | rDXHP | Each | 1 | 441 | None | 220 | 0.0323 | 4.28 | 145 | 0.0196 | 0.409 | 220 | 0.0323 | 4.28 | 145 | 0.0196 | 0.409 |  |  | 1 |  | RB-Appl-EffCW-med-GasDHW-ElecCDryer-Tier1-FrontAnyMFm2014CZ03rDXHP
RB-Appl-EffCW-med-GasDHW-ElecCDryer-Tier1-Front | DEER2016 | D16v1 | 2015-05-16 | Any | MFm | 2014 | CZ03 | rNCEH | Each | 1 | 441 | None | 216 | 0.0304 | 4.26 | 143 | 0.0195 | 0.414 | 216 | 0.0304 | 4.26 | 143 | 0.0195 | 0.414 |  |  | 1 |  | RB-Appl-EffCW-med-GasDHW-ElecCDryer-Tier1-FrontAnyMFm2014CZ03rNCEH
RB-Appl-EffCW-med-GasDHW-ElecCDryer-Tier1-Front | DEER2016 | D16v1 | 2015-05-16 | Any | MFm | 2014 | CZ03 | rNCGF | Each | 1 | 441 | None | 219 | 0.0304 | 4.3 | 141 | 0.0196 | 0.792 | 219 | 0.0304 | 4.3 | 141 | 0.0196 | 0.792 |  |  | 1 |  | RB-Appl-EffCW-med-GasDHW-ElecCDryer-Tier1-FrontAnyMFm2014CZ03rNCGF
RB-Appl-EffCW-med-GasDHW-ElecCDryer-Tier1-Front | DEER2016 | D16v1 | 2015-05-16 | Any | MFm | 2014 | CZ04 | rDXGF | Each | 1 | 441 | None | 223 | 0.0348 | 3.98 | 142 | 0.0216 | 0.518 | 223 | 0.0348 | 3.98 | 142 | 0.0216 | 0.518 |  |  | 1 |  | RB-Appl-EffCW-med-GasDHW-ElecCDryer-Tier1-FrontAnyMFm2014CZ04rDXGF
RB-Appl-EffCW-med-GasDHW-ElecCDryer-Tier1-Front | DEER2016 | D16v1 | 2015-05-16 | Any | MFm | 2014 | CZ04 | rDXHP | Each | 1 | 441 | None | 221 | 0.0341 | 4.16 | 142 | 0.0205 | 0.402 | 221 | 0.0341 | 4.16 | 142 | 0.0205 | 0.402 |  |  | 1 |  | RB-Appl-EffCW-med-GasDHW-ElecCDryer-Tier1-FrontAnyMFm2014CZ04rDXHP
RB-Appl-EffCW-med-GasDHW-ElecCDryer-Tier1-Front | DEER2016 | D16v1 | 2015-05-16 | Any | MFm | 2014 | CZ04 | rNCEH | Each | 1 | 441 | None | 215 | 0.0304 | 4.12 | 142 | 0.0195 | 0.404 | 215 | 0.0304 | 4.12 | 142 | 0.0195 | 0.404 |  |  | 1 |  | RB-Appl-EffCW-med-GasDHW-ElecCDryer-Tier1-FrontAnyMFm2014CZ04rNCEH
RB-Appl-EffCW-med-GasDHW-ElecCDryer-Tier1-Front | DEER2016 | D16v1 | 2015-05-16 | Any | MFm | 2014 | CZ04 | rNCGF | Each | 1 | 441 | None | 219 | 0.0304 | 3.91 | 141 | 0.0195 | 0.496 | 219 | 0.0304 | 3.91 | 141 | 0.0195 | 0.496 |  |  | 1 |  | RB-Appl-EffCW-med-GasDHW-ElecCDryer-Tier1-FrontAnyMFm2014CZ04rNCGF
RB-Appl-EffCW-med-GasDHW-ElecCDryer-Tier1-Front | DEER2016 | D16v1 | 2015-05-16 | Any | MFm | 2014 | CZ05 | rDXGF | Each | 1 | 441 | None | 221 | 0.0291 | 4.59 | 141 | 0.019 | 0.847 | 221 | 0.0291 | 4.59 | 141 | 0.019 | 0.847 |  |  | 1 |  | RB-Appl-EffCW-med-GasDHW-ElecCDryer-Tier1-FrontAnyMFm2014CZ05rDXGF
RB-Appl-EffCW-med-GasDHW-ElecCDryer-Tier1-Front | DEER2016 | D16v1 | 2015-05-16 | Any | MFm | 2014 | CZ05 | rDXHP | Each | 1 | 441 | None | 222 | 0.0306 | 4.34 | 145 | 0.0203 | 0.415 | 222 | 0.0306 | 4.34 | 145 | 0.0203 | 0.415 |  |  | 1 |  | RB-Appl-EffCW-med-GasDHW-ElecCDryer-Tier1-FrontAnyMFm2014CZ05rDXHP
RB-Appl-EffCW-med-GasDHW-ElecCDryer-Tier1-Front | DEER2016 | D16v1 | 2015-05-16 | Any | MFm | 2014 | CZ05 | rNCEH | Each | 1 | 441 | None | 218 | 0.0304 | 4.32 | 143 | 0.0195 | 0.422 | 218 | 0.0304 | 4.32 | 143 | 0.0195 | 0.422 |  |  | 1 |  | RB-Appl-EffCW-med-GasDHW-ElecCDryer-Tier1-FrontAnyMFm2014CZ05rNCEH
RB-Appl-EffCW-med-GasDHW-ElecCDryer-Tier1-Front | DEER2016 | D16v1 | 2015-05-16 | Any | MFm | 2014 | CZ05 | rNCGF | Each | 1 | 441 | None | 219 | 0.0304 | 4.5 | 141 | 0.0196 | 0.814 | 219 | 0.0304 | 4.5 | 141 | 0.0196 | 0.814 |  |  | 1 |  | RB-Appl-EffCW-med-GasDHW-ElecCDryer-Tier1-FrontAnyMFm2014CZ05rNCGF
RB-Appl-EffCW-med-GasDHW-ElecCDryer-Tier1-Front | DEER2016 | D16v1 | 2015-05-16 | Any | MFm | 2014 | CZ06 | rDXGF | Each | 1 | 538 | None | 222 | 0.0357 | 4.21 | 142 | 0.0199 | 0.721 | 222 | 0.0357 | 4.21 | 142 | 0.0199 | 0.721 |  |  | 1 |  | RB-Appl-EffCW-med-GasDHW-ElecCDryer-Tier1-FrontAnyMFm2014CZ06rDXGF
RB-Appl-EffCW-med-GasDHW-ElecCDryer-Tier1-Front | DEER2016 | D16v1 | 2015-05-16 | Any | MFm | 2014 | CZ06 | rDXHP | Each | 1 | 538 | None | 222 | 0.0279 | 4.02 | 143 | 0.0205 | 0.38 | 222 | 0.0279 | 4.02 | 143 | 0.0205 | 0.38 |  |  | 1 |  | RB-Appl-EffCW-med-GasDHW-ElecCDryer-Tier1-FrontAnyMFm2014CZ06rDXHP
RB-Appl-EffCW-med-GasDHW-ElecCDryer-Tier1-Front | DEER2016 | D16v1 | 2015-05-16 | Any | MFm | 2014 | CZ06 | rNCEH | Each | 1 | 538 | None | 217 | 0.0304 | 4 | 142 | 0.0195 | 0.382 | 217 | 0.0304 | 4 | 142 | 0.0195 | 0.382 |  |  | 1 |  | RB-Appl-EffCW-med-GasDHW-ElecCDryer-Tier1-FrontAnyMFm2014CZ06rNCEH
RB-Appl-EffCW-med-GasDHW-ElecCDryer-Tier1-Front | DEER2016 | D16v1 | 2015-05-16 | Any | MFm | 2014 | CZ06 | rNCGF | Each | 1 | 538 | None | 219 | 0.0304 | 4.01 | 141 | 0.0195 | 0.59 | 219 | 0.0304 | 4.01 | 141 | 0.0195 | 0.59 |  |  | 1 |  | RB-Appl-EffCW-med-GasDHW-ElecCDryer-Tier1-FrontAnyMFm2014CZ06rNCGF
RB-Appl-EffCW-med-GasDHW-ElecCDryer-Tier1-Front | DEER2016 | D16v1 | 2015-05-16 | Any | MFm | 2014 | CZ07 | rDXGF | Each | 1 | 538 | None | 222 | 0.0355 | 4.09 | 141 | 0.0229 | 0.498 | 222 | 0.0355 | 4.09 | 141 | 0.0229 | 0.498 |  |  | 1 |  | RB-Appl-EffCW-med-GasDHW-ElecCDryer-Tier1-FrontAnyMFm2014CZ07rDXGF
RB-Appl-EffCW-med-GasDHW-ElecCDryer-Tier1-Front | DEER2016 | D16v1 | 2015-05-16 | Any | MFm | 2014 | CZ07 | rDXHP | Each | 1 | 538 | None | 222 | 0.033 | 3.98 | 141 | 0.0179 | 0.38 | 222 | 0.033 | 3.98 | 141 | 0.0179 | 0.38 |  |  | 1 |  | RB-Appl-EffCW-med-GasDHW-ElecCDryer-Tier1-FrontAnyMFm2014CZ07rDXHP
RB-Appl-EffCW-med-GasDHW-ElecCDryer-Tier1-Front | DEER2016 | D16v1 | 2015-05-16 | Any | MFm | 2014 | CZ07 | rNCEH | Each | 1 | 538 | None | 219 | 0.0304 | 3.95 | 141 | 0.0195 | 0.381 | 219 | 0.0304 | 3.95 | 141 | 0.0195 | 0.381 |  |  | 1 |  | RB-Appl-EffCW-med-GasDHW-ElecCDryer-Tier1-FrontAnyMFm2014CZ07rNCEH
RB-Appl-EffCW-med-GasDHW-ElecCDryer-Tier1-Front | DEER2016 | D16v1 | 2015-05-16 | Any | MFm | 2014 | CZ07 | rNCGF | Each | 1 | 538 | None | 219 | 0.0304 | 4.01 | 141 | 0.0195 | 0.461 | 219 | 0.0304 | 4.01 | 141 | 0.0195 | 0.461 |  |  | 1 |  | RB-Appl-EffCW-med-GasDHW-ElecCDryer-Tier1-FrontAnyMFm2014CZ07rNCGF
RB-Appl-EffCW-med-GasDHW-ElecCDryer-Tier1-Front | DEER2016 | D16v1 | 2015-05-16 | Any | MFm | 2014 | CZ08 | rDXGF | Each | 1 | 538 | None | 227 | 0.0335 | 4.13 | 144 | 0.0209 | 0.656 | 227 | 0.0335 | 4.13 | 144 | 0.0209 | 0.656 |  |  | 1 |  | RB-Appl-EffCW-med-GasDHW-ElecCDryer-Tier1-FrontAnyMFm2014CZ08rDXGF
RB-Appl-EffCW-med-GasDHW-ElecCDryer-Tier1-Front | DEER2016 | D16v1 | 2015-05-16 | Any | MFm | 2014 | CZ08 | rDXHP | Each | 1 | 538 | None | 228 | 0.0335 | 3.93 | 145 | 0.0206 | 0.378 | 228 | 0.0335 | 3.93 | 145 | 0.0206 | 0.378 |  |  | 1 |  | RB-Appl-EffCW-med-GasDHW-ElecCDryer-Tier1-FrontAnyMFm2014CZ08rDXHP
RB-Appl-EffCW-med-GasDHW-ElecCDryer-Tier1-Front | DEER2016 | D16v1 | 2015-05-16 | Any | MFm | 2014 | CZ08 | rNCEH | Each | 1 | 538 | None | 217 | 0.0304 | 3.89 | 141 | 0.0195 | 0.374 | 217 | 0.0304 | 3.89 | 141 | 0.0195 | 0.374 |  |  | 1 |  | RB-Appl-EffCW-med-GasDHW-ElecCDryer-Tier1-FrontAnyMFm2014CZ08rNCEH
RB-Appl-EffCW-med-GasDHW-ElecCDryer-Tier1-Front | DEER2016 | D16v1 | 2015-05-16 | Any | MFm | 2014 | CZ08 | rNCGF | Each | 1 | 538 | None | 219 | 0.0303 | 3.88 | 141 | 0.0194 | 0.508 | 219 | 0.0303 | 3.88 | 141 | 0.0194 | 0.508 |  |  | 1 |  | RB-Appl-EffCW-med-GasDHW-ElecCDryer-Tier1-FrontAnyMFm2014CZ08rNCGF
RB-Appl-EffCW-med-GasDHW-ElecCDryer-Tier1-Front | DEER2016 | D16v1 | 2015-05-16 | Any | MFm | 2014 | CZ09 | rDXGF | Each | 1 | 499 | None | 225 | 0.0342 | 3.88 | 142 | 0.0215 | 0.513 | 225 | 0.0342 | 3.88 | 142 | 0.0215 | 0.513 |  |  | 1 |  | RB-Appl-EffCW-med-GasDHW-ElecCDryer-Tier1-FrontAnyMFm2014CZ09rDXGF
RB-Appl-EffCW-med-GasDHW-ElecCDryer-Tier1-Front | DEER2016 | D16v1 | 2015-05-16 | Any | MFm | 2014 | CZ09 | rDXHP | Each | 1 | 499 | None | 223 | 0.0348 | 3.91 | 143 | 0.0219 | 0.371 | 223 | 0.0348 | 3.91 | 143 | 0.0219 | 0.371 |  |  | 1 |  | RB-Appl-EffCW-med-GasDHW-ElecCDryer-Tier1-FrontAnyMFm2014CZ09rDXHP
RB-Appl-EffCW-med-GasDHW-ElecCDryer-Tier1-Front | DEER2016 | D16v1 | 2015-05-16 | Any | MFm | 2014 | CZ09 | rNCEH | Each | 1 | 499 | None | 216 | 0.0304 | 3.87 | 141 | 0.0196 | 0.361 | 216 | 0.0304 | 3.87 | 141 | 0.0196 | 0.361 |  |  | 1 |  | RB-Appl-EffCW-med-GasDHW-ElecCDryer-Tier1-FrontAnyMFm2014CZ09rNCEH
RB-Appl-EffCW-med-GasDHW-ElecCDryer-Tier1-Front | DEER2016 | D16v1 | 2015-05-16 | Any | MFm | 2014 | CZ09 | rNCGF | Each | 1 | 499 | None | 219 | 0.0304 | 3.72 | 141 | 0.0196 | 0.418 | 219 | 0.0304 | 3.72 | 141 | 0.0196 | 0.418 |  |  | 1 |  | RB-Appl-EffCW-med-GasDHW-ElecCDryer-Tier1-FrontAnyMFm2014CZ09rNCGF
RB-Appl-EffCW-med-GasDHW-ElecCDryer-Tier1-Front | DEER2016 | D16v1 | 2015-05-16 | Any | MFm | 2014 | CZ10 | rDXGF | Each | 1 | 474 | None | 223 | 0.033 | 4.01 | 141 | 0.0207 | 0.634 | 223 | 0.033 | 4.01 | 141 | 0.0207 | 0.634 |  |  | 1 |  | RB-Appl-EffCW-med-GasDHW-ElecCDryer-Tier1-FrontAnyMFm2014CZ10rDXGF
RB-Appl-EffCW-med-GasDHW-ElecCDryer-Tier1-Front | DEER2016 | D16v1 | 2015-05-16 | Any | MFm | 2014 | CZ10 | rDXHP | Each | 1 | 474 | None | 224 | 0.033 | 3.9 | 143 | 0.0201 | 0.379 | 224 | 0.033 | 3.9 | 143 | 0.0201 | 0.379 |  |  | 1 |  | RB-Appl-EffCW-med-GasDHW-ElecCDryer-Tier1-FrontAnyMFm2014CZ10rDXHP
RB-Appl-EffCW-med-GasDHW-ElecCDryer-Tier1-Front | DEER2016 | D16v1 | 2015-05-16 | Any | MFm | 2014 | CZ10 | rNCEH | Each | 1 | 474 | None | 218 | 0.0304 | 3.88 | 143 | 0.0195 | 0.39 | 218 | 0.0304 | 3.88 | 143 | 0.0195 | 0.39 |  |  | 1 |  | RB-Appl-EffCW-med-GasDHW-ElecCDryer-Tier1-FrontAnyMFm2014CZ10rNCEH
RB-Appl-EffCW-med-GasDHW-ElecCDryer-Tier1-Front | DEER2016 | D16v1 | 2015-05-16 | Any | MFm | 2014 | CZ10 | rNCGF | Each | 1 | 474 | None | 219 | 0.0304 | 3.91 | 141 | 0.0195 | 0.588 | 219 | 0.0304 | 3.91 | 141 | 0.0195 | 0.588 |  |  | 1 |  | RB-Appl-EffCW-med-GasDHW-ElecCDryer-Tier1-FrontAnyMFm2014CZ10rNCGF
RB-Appl-EffCW-med-GasDHW-ElecCDryer-Tier1-Front | DEER2016 | D16v1 | 2015-05-16 | Any | MFm | 2014 | CZ11 | rDXGF | Each | 1 | 474 | None | 224 | 0.032 | 4.1 | 142 | 0.0202 | 0.784 | 224 | 0.032 | 4.1 | 142 | 0.0202 | 0.784 |  |  | 1 |  | RB-Appl-EffCW-med-GasDHW-ElecCDryer-Tier1-FrontAnyMFm2014CZ11rDXGF
RB-Appl-EffCW-med-GasDHW-ElecCDryer-Tier1-Front | DEER2016 | D16v1 | 2015-05-16 | Any | MFm | 2014 | CZ11 | rDXHP | Each | 1 | 474 | None | 224 | 0.0316 | 3.96 | 144 | 0.0196 | 0.384 | 224 | 0.0316 | 3.96 | 144 | 0.0196 | 0.384 |  |  | 1 |  | RB-Appl-EffCW-med-GasDHW-ElecCDryer-Tier1-FrontAnyMFm2014CZ11rDXHP
RB-Appl-EffCW-med-GasDHW-ElecCDryer-Tier1-Front | DEER2016 | D16v1 | 2015-05-16 | Any | MFm | 2014 | CZ11 | rNCEH | Each | 1 | 474 | None | 217 | 0.0304 | 3.93 | 145 | 0.0195 | 0.39 | 217 | 0.0304 | 3.93 | 145 | 0.0195 | 0.39 |  |  | 1 |  | RB-Appl-EffCW-med-GasDHW-ElecCDryer-Tier1-FrontAnyMFm2014CZ11rNCEH
RB-Appl-EffCW-med-GasDHW-ElecCDryer-Tier1-Front | DEER2016 | D16v1 | 2015-05-16 | Any | MFm | 2014 | CZ11 | rNCGF | Each | 1 | 474 | None | 219 | 0.0303 | 3.9 | 141 | 0.0195 | 0.686 | 219 | 0.0303 | 3.9 | 141 | 0.0195 | 0.686 |  |  | 1 |  | RB-Appl-EffCW-med-GasDHW-ElecCDryer-Tier1-FrontAnyMFm2014CZ11rNCGF
RB-Appl-EffCW-med-GasDHW-ElecCDryer-Tier1-Front | DEER2016 | D16v1 | 2015-05-16 | Any | MFm | 2014 | CZ12 | rDXGF | Each | 1 | 474 | None | 225 | 0.0331 | 4.14 | 142 | 0.021 | 0.753 | 225 | 0.0331 | 4.14 | 142 | 0.021 | 0.753 |  |  | 1 |  | RB-Appl-EffCW-med-GasDHW-ElecCDryer-Tier1-FrontAnyMFm2014CZ12rDXGF
RB-Appl-EffCW-med-GasDHW-ElecCDryer-Tier1-Front | DEER2016 | D16v1 | 2015-05-16 | Any | MFm | 2014 | CZ12 | rDXHP | Each | 1 | 474 | None | 224 | 0.0321 | 4.09 | 144 | 0.0199 | 0.396 | 224 | 0.0321 | 4.09 | 144 | 0.0199 | 0.396 |  |  | 1 |  | RB-Appl-EffCW-med-GasDHW-ElecCDryer-Tier1-FrontAnyMFm2014CZ12rDXHP
RB-Appl-EffCW-med-GasDHW-ElecCDryer-Tier1-Front | DEER2016 | D16v1 | 2015-05-16 | Any | MFm | 2014 | CZ12 | rNCEH | Each | 1 | 474 | None | 217 | 0.0304 | 4.06 | 144 | 0.0195 | 0.403 | 217 | 0.0304 | 4.06 | 144 | 0.0195 | 0.403 |  |  | 1 |  | RB-Appl-EffCW-med-GasDHW-ElecCDryer-Tier1-FrontAnyMFm2014CZ12rNCEH
RB-Appl-EffCW-med-GasDHW-ElecCDryer-Tier1-Front | DEER2016 | D16v1 | 2015-05-16 | Any | MFm | 2014 | CZ12 | rNCGF | Each | 1 | 474 | None | 219 | 0.0304 | 3.98 | 141 | 0.0195 | 0.667 | 219 | 0.0304 | 3.98 | 141 | 0.0195 | 0.667 |  |  | 1 |  | RB-Appl-EffCW-med-GasDHW-ElecCDryer-Tier1-FrontAnyMFm2014CZ12rNCGF
RB-Appl-EffCW-med-GasDHW-ElecCDryer-Tier1-Front | DEER2016 | D16v1 | 2015-05-16 | Any | MFm | 2014 | CZ13 | rDXGF | Each | 1 | 474 | None | 224 | 0.032 | 3.84 | 142 | 0.0196 | 0.63 | 224 | 0.032 | 3.84 | 142 | 0.0196 | 0.63 |  |  | 1 |  | RB-Appl-EffCW-med-GasDHW-ElecCDryer-Tier1-FrontAnyMFm2014CZ13rDXGF
RB-Appl-EffCW-med-GasDHW-ElecCDryer-Tier1-Front | DEER2016 | D16v1 | 2015-05-16 | Any | MFm | 2014 | CZ13 | rDXHP | Each | 1 | 474 | None | 223 | 0.0321 | 3.92 | 143 | 0.0198 | 0.385 | 223 | 0.0321 | 3.92 | 143 | 0.0198 | 0.385 |  |  | 1 |  | RB-Appl-EffCW-med-GasDHW-ElecCDryer-Tier1-FrontAnyMFm2014CZ13rDXHP
RB-Appl-EffCW-med-GasDHW-ElecCDryer-Tier1-Front | DEER2016 | D16v1 | 2015-05-16 | Any | MFm | 2014 | CZ13 | rNCEH | Each | 1 | 474 | None | 216 | 0.0304 | 3.89 | 143 | 0.0195 | 0.388 | 216 | 0.0304 | 3.89 | 143 | 0.0195 | 0.388 |  |  | 1 |  | RB-Appl-EffCW-med-GasDHW-ElecCDryer-Tier1-FrontAnyMFm2014CZ13rNCEH
RB-Appl-EffCW-med-GasDHW-ElecCDryer-Tier1-Front | DEER2016 | D16v1 | 2015-05-16 | Any | MFm | 2014 | CZ13 | rNCGF | Each | 1 | 474 | None | 219 | 0.0303 | 3.7 | 141 | 0.0195 | 0.57 | 219 | 0.0303 | 3.7 | 141 | 0.0195 | 0.57 |  |  | 1 |  | RB-Appl-EffCW-med-GasDHW-ElecCDryer-Tier1-FrontAnyMFm2014CZ13rNCGF
RB-Appl-EffCW-med-GasDHW-ElecCDryer-Tier1-Front | DEER2016 | D16v1 | 2015-05-16 | Any | MFm | 2014 | CZ14 | rDXGF | Each | 1 | 487 | None | 225 | 0.0324 | 4.19 | 145 | 0.0209 | 0.501 | 225 | 0.0324 | 4.19 | 145 | 0.0209 | 0.501 |  |  | 1 |  | RB-Appl-EffCW-med-GasDHW-ElecCDryer-Tier1-FrontAnyMFm2014CZ14rDXGF
RB-Appl-EffCW-med-GasDHW-ElecCDryer-Tier1-Front | DEER2016 | D16v1 | 2015-05-16 | Any | MFm | 2014 | CZ14 | rDXHP | Each | 1 | 487 | None | 225 | 0.0318 | 3.99 | 145 | 0.0205 | 0.382 | 225 | 0.0318 | 3.99 | 145 | 0.0205 | 0.382 |  |  | 1 |  | RB-Appl-EffCW-med-GasDHW-ElecCDryer-Tier1-FrontAnyMFm2014CZ14rDXHP
RB-Appl-EffCW-med-GasDHW-ElecCDryer-Tier1-Front | DEER2016 | D16v1 | 2015-05-16 | Any | MFm | 2014 | CZ14 | rNCEH | Each | 1 | 487 | None | 218 | 0.0303 | 3.97 | 140 | 0.0196 | 0.363 | 218 | 0.0303 | 3.97 | 140 | 0.0196 | 0.363 |  |  | 1 |  | RB-Appl-EffCW-med-GasDHW-ElecCDryer-Tier1-FrontAnyMFm2014CZ14rNCEH
RB-Appl-EffCW-med-GasDHW-ElecCDryer-Tier1-Front | DEER2016 | D16v1 | 2015-05-16 | Any | MFm | 2014 | CZ14 | rNCGF | Each | 1 | 487 | None | 219 | 0.0303 | 3.92 | 141 | 0.0195 | 0.318 | 219 | 0.0303 | 3.92 | 141 | 0.0195 | 0.318 |  |  | 1 |  | RB-Appl-EffCW-med-GasDHW-ElecCDryer-Tier1-FrontAnyMFm2014CZ14rNCGF
RB-Appl-EffCW-med-GasDHW-ElecCDryer-Tier1-Front | DEER2016 | D16v1 | 2015-05-16 | Any | MFm | 2014 | CZ15 | rDXGF | Each | 1 | 487 | None | 224 | 0.0331 | 3.33 | 144 | 0.0215 | 0.338 | 224 | 0.0331 | 3.33 | 144 | 0.0215 | 0.338 |  |  | 1 |  | RB-Appl-EffCW-med-GasDHW-ElecCDryer-Tier1-FrontAnyMFm2014CZ15rDXGF
RB-Appl-EffCW-med-GasDHW-ElecCDryer-Tier1-Front | DEER2016 | D16v1 | 2015-05-16 | Any | MFm | 2014 | CZ15 | rDXHP | Each | 1 | 487 | None | 224 | 0.0331 | 3.29 | 145 | 0.0216 | 0.314 | 224 | 0.0331 | 3.29 | 145 | 0.0216 | 0.314 |  |  | 1 |  | RB-Appl-EffCW-med-GasDHW-ElecCDryer-Tier1-FrontAnyMFm2014CZ15rDXHP
RB-Appl-EffCW-med-GasDHW-ElecCDryer-Tier1-Front | DEER2016 | D16v1 | 2015-05-16 | Any | MFm | 2014 | CZ15 | rNCEH | Each | 1 | 487 | None | 219 | 0.0303 | 3.26 | 141 | 0.0196 | 0.294 | 219 | 0.0303 | 3.26 | 141 | 0.0196 | 0.294 |  |  | 1 |  | RB-Appl-EffCW-med-GasDHW-ElecCDryer-Tier1-FrontAnyMFm2014CZ15rNCEH
RB-Appl-EffCW-med-GasDHW-ElecCDryer-Tier1-Front | DEER2016 | D16v1 | 2015-05-16 | Any | MFm | 2014 | CZ15 | rNCGF | Each | 1 | 487 | None | 219 | 0.0303 | 3.28 | 141 | 0.0195 | 0.32 | 219 | 0.0303 | 3.28 | 141 | 0.0195 | 0.32 |  |  | 1 |  | RB-Appl-EffCW-med-GasDHW-ElecCDryer-Tier1-FrontAnyMFm2014CZ15rNCGF
RB-Appl-EffCW-med-GasDHW-ElecCDryer-Tier1-Front | DEER2016 | D16v1 | 2015-05-16 | Any | MFm | 2014 | CZ16 | rDXGF | Each | 1 | 441 | None | 225 | 0.0331 | 4.43 | 143 | 0.0205 | 0.772 | 225 | 0.0331 | 4.43 | 143 | 0.0205 | 0.772 |  |  | 1 |  | RB-Appl-EffCW-med-GasDHW-ElecCDryer-Tier1-FrontAnyMFm2014CZ16rDXGF
RB-Appl-EffCW-med-GasDHW-ElecCDryer-Tier1-Front | DEER2016 | D16v1 | 2015-05-16 | Any | MFm | 2014 | CZ16 | rDXHP | Each | 1 | 441 | None | 221 | 0.0331 | 4.59 | 145 | 0.0206 | 0.441 | 221 | 0.0331 | 4.59 | 145 | 0.0206 | 0.441 |  |  | 1 |  | RB-Appl-EffCW-med-GasDHW-ElecCDryer-Tier1-FrontAnyMFm2014CZ16rDXHP
RB-Appl-EffCW-med-GasDHW-ElecCDryer-Tier1-Front | DEER2016 | D16v1 | 2015-05-16 | Any | MFm | 2014 | CZ16 | rNCEH | Each | 1 | 441 | None | 212 | 0.0304 | 4.56 | 144 | 0.0195 | 0.441 | 212 | 0.0304 | 4.56 | 144 | 0.0195 | 0.441 |  |  | 1 |  | RB-Appl-EffCW-med-GasDHW-ElecCDryer-Tier1-FrontAnyMFm2014CZ16rNCEH
RB-Appl-EffCW-med-GasDHW-ElecCDryer-Tier1-Front | DEER2016 | D16v1 | 2015-05-16 | Any | MFm | 2014 | CZ16 | rNCGF | Each | 1 | 441 | None | 219 | 0.0303 | 4.19 | 141 | 0.0195 | 0.666 | 219 | 0.0303 | 4.19 | 141 | 0.0195 | 0.666 |  |  | 1 |  | RB-Appl-EffCW-med-GasDHW-ElecCDryer-Tier1-FrontAnyMFm2014CZ16rNCGF
RB-Appl-EffCW-med-GasDHW-ElecCDryer-Tier1-Front | DEER2016 | D16v1 | 2015-05-16 | Any | SFm | 1975 | CZ01 | rDXGF | Each | 1 | 796 | None | 271 | 0.0385 | 5.45 | 175 | 0.0234 | 0.368 | 271 | 0.0385 | 5.45 | 175 | 0.0234 | 0.368 |  |  | 1 |  | RB-Appl-EffCW-med-GasDHW-ElecCDryer-Tier1-FrontAnySFm1975CZ01rDXGF
RB-Appl-EffCW-med-GasDHW-ElecCDryer-Tier1-Front | DEER2016 | D16v1 | 2015-05-16 | Any | SFm | 1975 | CZ01 | rDXHP | Each | 1 | 796 | None | 267 | 0.0388 | 5.7 | 171 | 0.0243 | 0.536 | 267 | 0.0388 | 5.7 | 171 | 0.0243 | 0.536 |  |  | 1 |  | RB-Appl-EffCW-med-GasDHW-ElecCDryer-Tier1-FrontAnySFm1975CZ01rDXHP
RB-Appl-EffCW-med-GasDHW-ElecCDryer-Tier1-Front | DEER2016 | D16v1 | 2015-05-16 | Any | SFm | 1975 | CZ01 | rNCEH | Each | 1 | 796 | None | 272 | 0.0375 | 5.7 | 175 | 0.0242 | 0.532 | 272 | 0.0375 | 5.7 | 175 | 0.0242 | 0.532 |  |  | 1 |  | RB-Appl-EffCW-med-GasDHW-ElecCDryer-Tier1-FrontAnySFm1975CZ01rNCEH
RB-Appl-EffCW-med-GasDHW-ElecCDryer-Tier1-Front | DEER2016 | D16v1 | 2015-05-16 | Any | SFm | 1975 | CZ01 | rNCGF | Each | 1 | 796 | None | 271 | 0.0375 | 5.45 | 175 | 0.0241 | 0.362 | 271 | 0.0375 | 5.45 | 175 | 0.0241 | 0.362 |  |  | 1 |  | RB-Appl-EffCW-med-GasDHW-ElecCDryer-Tier1-FrontAnySFm1975CZ01rNCGF
RB-Appl-EffCW-med-GasDHW-ElecCDryer-Tier1-Front | DEER2016 | D16v1 | 2015-05-16 | Any | SFm | 1975 | CZ02 | rDXGF | Each | 1 | 796 | None | 273 | 0.0574 | 5.08 | 176 | 0.0374 | 0.348 | 273 | 0.0574 | 5.08 | 176 | 0.0374 | 0.348 |  |  | 1 |  | RB-Appl-EffCW-med-GasDHW-ElecCDryer-Tier1-FrontAnySFm1975CZ02rDXGF
RB-Appl-EffCW-med-GasDHW-ElecCDryer-Tier1-Front | DEER2016 | D16v1 | 2015-05-16 | Any | SFm | 1975 | CZ02 | rDXHP | Each | 1 | 796 | None | 270 | 0.0514 | 5.3 | 175 | 0.033 | 0.497 | 270 | 0.0514 | 5.3 | 175 | 0.033 | 0.497 |  |  | 1 |  | RB-Appl-EffCW-med-GasDHW-ElecCDryer-Tier1-FrontAnySFm1975CZ02rDXHP
RB-Appl-EffCW-med-GasDHW-ElecCDryer-Tier1-Front | DEER2016 | D16v1 | 2015-05-16 | Any | SFm | 1975 | CZ02 | rNCEH | Each | 1 | 796 | None | 270 | 0.0376 | 5.3 | 174 | 0.0242 | 0.494 | 270 | 0.0376 | 5.3 | 174 | 0.0242 | 0.494 |  |  | 1 |  | RB-Appl-EffCW-med-GasDHW-ElecCDryer-Tier1-FrontAnySFm1975CZ02rNCEH
RB-Appl-EffCW-med-GasDHW-ElecCDryer-Tier1-Front | DEER2016 | D16v1 | 2015-05-16 | Any | SFm | 1975 | CZ02 | rNCGF | Each | 1 | 796 | None | 271 | 0.0376 | 5.02 | 175 | 0.0242 | 0.327 | 271 | 0.0376 | 5.02 | 175 | 0.0242 | 0.327 |  |  | 1 |  | RB-Appl-EffCW-med-GasDHW-ElecCDryer-Tier1-FrontAnySFm1975CZ02rNCGF
RB-Appl-EffCW-med-GasDHW-ElecCDryer-Tier1-Front | DEER2016 | D16v1 | 2015-05-16 | Any | SFm | 1975 | CZ03 | rDXGF | Each | 1 | 796 | None | 273 | 0.0503 | 5.36 | 177 | 0.0328 | 0.519 | 273 | 0.0503 | 5.36 | 177 | 0.0328 | 0.519 |  |  | 1 |  | RB-Appl-EffCW-med-GasDHW-ElecCDryer-Tier1-FrontAnySFm1975CZ03rDXGF
RB-Appl-EffCW-med-GasDHW-ElecCDryer-Tier1-Front | DEER2016 | D16v1 | 2015-05-16 | Any | SFm | 1975 | CZ03 | rDXHP | Each | 1 | 796 | None | 273 | 0.0457 | 5.32 | 176 | 0.0332 | 0.503 | 273 | 0.0457 | 5.32 | 176 | 0.0332 | 0.503 |  |  | 1 |  | RB-Appl-EffCW-med-GasDHW-ElecCDryer-Tier1-FrontAnySFm1975CZ03rDXHP
RB-Appl-EffCW-med-GasDHW-ElecCDryer-Tier1-Front | DEER2016 | D16v1 | 2015-05-16 | Any | SFm | 1975 | CZ03 | rNCEH | Each | 1 | 796 | None | 274 | 0.0376 | 5.31 | 176 | 0.0242 | 0.493 | 274 | 0.0376 | 5.31 | 176 | 0.0242 | 0.493 |  |  | 1 |  | RB-Appl-EffCW-med-GasDHW-ElecCDryer-Tier1-FrontAnySFm1975CZ03rNCEH
RB-Appl-EffCW-med-GasDHW-ElecCDryer-Tier1-Front | DEER2016 | D16v1 | 2015-05-16 | Any | SFm | 1975 | CZ03 | rNCGF | Each | 1 | 796 | None | 271 | 0.0375 | 5.32 | 175 | 0.0242 | 0.509 | 271 | 0.0375 | 5.32 | 175 | 0.0242 | 0.509 |  |  | 1 |  | RB-Appl-EffCW-med-GasDHW-ElecCDryer-Tier1-FrontAnySFm1975CZ03rNCGF
RB-Appl-EffCW-med-GasDHW-ElecCDryer-Tier1-Front | DEER2016 | D16v1 | 2015-05-16 | Any | SFm | 1975 | CZ04 | rDXGF | Each | 1 | 796 | None | 272 | 0.0459 | 4.64 | 177 | 0.0291 | 0.154 | 272 | 0.0459 | 4.64 | 177 | 0.0291 | 0.154 |  |  | 1 |  | RB-Appl-EffCW-med-GasDHW-ElecCDryer-Tier1-FrontAnySFm1975CZ04rDXGF
RB-Appl-EffCW-med-GasDHW-ElecCDryer-Tier1-Front | DEER2016 | D16v1 | 2015-05-16 | Any | SFm | 1975 | CZ04 | rDXHP | Each | 1 | 796 | None | 270 | 0.043 | 5.15 | 174 | 0.0273 | 0.486 | 270 | 0.043 | 5.15 | 174 | 0.0273 | 0.486 |  |  | 1 |  | RB-Appl-EffCW-med-GasDHW-ElecCDryer-Tier1-FrontAnySFm1975CZ04rDXHP
RB-Appl-EffCW-med-GasDHW-ElecCDryer-Tier1-Front | DEER2016 | D16v1 | 2015-05-16 | Any | SFm | 1975 | CZ04 | rNCEH | Each | 1 | 796 | None | 267 | 0.0376 | 5.15 | 172 | 0.0242 | 0.483 | 267 | 0.0376 | 5.15 | 172 | 0.0242 | 0.483 |  |  | 1 |  | RB-Appl-EffCW-med-GasDHW-ElecCDryer-Tier1-FrontAnySFm1975CZ04rNCEH
RB-Appl-EffCW-med-GasDHW-ElecCDryer-Tier1-Front | DEER2016 | D16v1 | 2015-05-16 | Any | SFm | 1975 | CZ04 | rNCGF | Each | 1 | 796 | None | 271 | 0.0374 | 4.66 | 174 | 0.0242 | 0.155 | 271 | 0.0374 | 4.66 | 174 | 0.0242 | 0.155 |  |  | 1 |  | RB-Appl-EffCW-med-GasDHW-ElecCDryer-Tier1-FrontAnySFm1975CZ04rNCGF
RB-Appl-EffCW-med-GasDHW-ElecCDryer-Tier1-Front | DEER2016 | D16v1 | 2015-05-16 | Any | SFm | 1975 | CZ05 | rDXGF | Each | 1 | 796 | None | 272 | 0.0323 | 5.45 | 175 | 0.0165 | 0.557 | 272 | 0.0323 | 5.45 | 175 | 0.0165 | 0.557 |  |  | 1 |  | RB-Appl-EffCW-med-GasDHW-ElecCDryer-Tier1-FrontAnySFm1975CZ05rDXGF
RB-Appl-EffCW-med-GasDHW-ElecCDryer-Tier1-Front | DEER2016 | D16v1 | 2015-05-16 | Any | SFm | 1975 | CZ05 | rDXHP | Each | 1 | 796 | None | 273 | 0.061 | 5.4 | 176 | 0.0446 | 0.506 | 273 | 0.061 | 5.4 | 176 | 0.0446 | 0.506 |  |  | 1 |  | RB-Appl-EffCW-med-GasDHW-ElecCDryer-Tier1-FrontAnySFm1975CZ05rDXHP
RB-Appl-EffCW-med-GasDHW-ElecCDryer-Tier1-Front | DEER2016 | D16v1 | 2015-05-16 | Any | SFm | 1975 | CZ05 | rNCEH | Each | 1 | 796 | None | 275 | 0.0376 | 5.39 | 178 | 0.0242 | 0.5 | 275 | 0.0376 | 5.39 | 178 | 0.0242 | 0.5 |  |  | 1 |  | RB-Appl-EffCW-med-GasDHW-ElecCDryer-Tier1-FrontAnySFm1975CZ05rNCEH
RB-Appl-EffCW-med-GasDHW-ElecCDryer-Tier1-Front | DEER2016 | D16v1 | 2015-05-16 | Any | SFm | 1975 | CZ05 | rNCGF | Each | 1 | 796 | None | 271 | 0.0373 | 5.37 | 175 | 0.024 | 0.475 | 271 | 0.0373 | 5.37 | 175 | 0.024 | 0.475 |  |  | 1 |  | RB-Appl-EffCW-med-GasDHW-ElecCDryer-Tier1-FrontAnySFm1975CZ05rNCGF
RB-Appl-EffCW-med-GasDHW-ElecCDryer-Tier1-Front | DEER2016 | D16v1 | 2015-05-16 | Any | SFm | 1975 | CZ06 | rDXGF | Each | 1 | 764 | None | 277 | 0.0424 | 5.76 | 179 | 0.0268 | 1.37 | 277 | 0.0424 | 5.76 | 179 | 0.0268 | 1.37 |  |  | 1 |  | RB-Appl-EffCW-med-GasDHW-ElecCDryer-Tier1-FrontAnySFm1975CZ06rDXGF
RB-Appl-EffCW-med-GasDHW-ElecCDryer-Tier1-Front | DEER2016 | D16v1 | 2015-05-16 | Any | SFm | 1975 | CZ06 | rDXHP | Each | 1 | 764 | None | 284 | 0.042 | 5 | 184 | 0.0261 | 0.479 | 284 | 0.042 | 5 | 184 | 0.0261 | 0.479 |  |  | 1 |  | RB-Appl-EffCW-med-GasDHW-ElecCDryer-Tier1-FrontAnySFm1975CZ06rDXHP
RB-Appl-EffCW-med-GasDHW-ElecCDryer-Tier1-Front | DEER2016 | D16v1 | 2015-05-16 | Any | SFm | 1975 | CZ06 | rNCEH | Each | 1 | 764 | None | 278 | 0.0376 | 4.99 | 183 | 0.0242 | 0.475 | 278 | 0.0376 | 4.99 | 183 | 0.0242 | 0.475 |  |  | 1 |  | RB-Appl-EffCW-med-GasDHW-ElecCDryer-Tier1-FrontAnySFm1975CZ06rNCEH
RB-Appl-EffCW-med-GasDHW-ElecCDryer-Tier1-Front | DEER2016 | D16v1 | 2015-05-16 | Any | SFm | 1975 | CZ06 | rNCGF | Each | 1 | 764 | None | 272 | 0.0373 | 5.63 | 175 | 0.0239 | 1.35 | 272 | 0.0373 | 5.63 | 175 | 0.0239 | 1.35 |  |  | 1 |  | RB-Appl-EffCW-med-GasDHW-ElecCDryer-Tier1-FrontAnySFm1975CZ06rNCGF
RB-Appl-EffCW-med-GasDHW-ElecCDryer-Tier1-Front | DEER2016 | D16v1 | 2015-05-16 | Any | SFm | 1975 | CZ07 | rDXGF | Each | 1 | 764 | None | 276 | 0.0739 | 5.49 | 178 | 0.0585 | 1.25 | 276 | 0.0739 | 5.49 | 178 | 0.0585 | 1.25 |  |  | 1 |  | RB-Appl-EffCW-med-GasDHW-ElecCDryer-Tier1-FrontAnySFm1975CZ07rDXGF
RB-Appl-EffCW-med-GasDHW-ElecCDryer-Tier1-Front | DEER2016 | D16v1 | 2015-05-16 | Any | SFm | 1975 | CZ07 | rDXHP | Each | 1 | 764 | None | 279 | 0.014 | 4.96 | 182 | -0.00407 | 0.479 | 279 | 0.014 | 4.96 | 182 | -0.00407 | 0.479 |  |  | 1 |  | RB-Appl-EffCW-med-GasDHW-ElecCDryer-Tier1-FrontAnySFm1975CZ07rDXHP
RB-Appl-EffCW-med-GasDHW-ElecCDryer-Tier1-Front | DEER2016 | D16v1 | 2015-05-16 | Any | SFm | 1975 | CZ07 | rNCEH | Each | 1 | 764 | None | 276 | 0.0376 | 4.94 | 182 | 0.0242 | 0.473 | 276 | 0.0376 | 4.94 | 182 | 0.0242 | 0.473 |  |  | 1 |  | RB-Appl-EffCW-med-GasDHW-ElecCDryer-Tier1-FrontAnySFm1975CZ07rNCEH
RB-Appl-EffCW-med-GasDHW-ElecCDryer-Tier1-Front | DEER2016 | D16v1 | 2015-05-16 | Any | SFm | 1975 | CZ07 | rNCGF | Each | 1 | 764 | None | 271 | 0.0376 | 5.33 | 175 | 0.024 | 1.17 | 271 | 0.0376 | 5.33 | 175 | 0.024 | 1.17 |  |  | 1 |  | RB-Appl-EffCW-med-GasDHW-ElecCDryer-Tier1-FrontAnySFm1975CZ07rNCGF
RB-Appl-EffCW-med-GasDHW-ElecCDryer-Tier1-Front | DEER2016 | D16v1 | 2015-05-16 | Any | SFm | 1975 | CZ08 | rDXGF | Each | 1 | 764 | None | 279 | 0.0416 | 5.01 | 181 | 0.0259 | 0.957 | 279 | 0.0416 | 5.01 | 181 | 0.0259 | 0.957 |  |  | 1 |  | RB-Appl-EffCW-med-GasDHW-ElecCDryer-Tier1-FrontAnySFm1975CZ08rDXGF
RB-Appl-EffCW-med-GasDHW-ElecCDryer-Tier1-Front | DEER2016 | D16v1 | 2015-05-16 | Any | SFm | 1975 | CZ08 | rDXHP | Each | 1 | 764 | None | 276 | 0.0411 | 4.88 | 180 | 0.0245 | 0.47 | 276 | 0.0411 | 4.88 | 180 | 0.0245 | 0.47 |  |  | 1 |  | RB-Appl-EffCW-med-GasDHW-ElecCDryer-Tier1-FrontAnySFm1975CZ08rDXHP
RB-Appl-EffCW-med-GasDHW-ElecCDryer-Tier1-Front | DEER2016 | D16v1 | 2015-05-16 | Any | SFm | 1975 | CZ08 | rNCEH | Each | 1 | 764 | None | 273 | 0.0376 | 4.86 | 180 | 0.0242 | 0.467 | 273 | 0.0376 | 4.86 | 180 | 0.0242 | 0.467 |  |  | 1 |  | RB-Appl-EffCW-med-GasDHW-ElecCDryer-Tier1-FrontAnySFm1975CZ08rNCEH
RB-Appl-EffCW-med-GasDHW-ElecCDryer-Tier1-Front | DEER2016 | D16v1 | 2015-05-16 | Any | SFm | 1975 | CZ08 | rNCGF | Each | 1 | 764 | None | 271 | 0.0376 | 4.95 | 175 | 0.0244 | 0.957 | 271 | 0.0376 | 4.95 | 175 | 0.0244 | 0.957 |  |  | 1 |  | RB-Appl-EffCW-med-GasDHW-ElecCDryer-Tier1-FrontAnySFm1975CZ08rNCGF
RB-Appl-EffCW-med-GasDHW-ElecCDryer-Tier1-Front | DEER2016 | D16v1 | 2015-05-16 | Any | SFm | 1975 | CZ09 | rDXGF | Each | 1 | 818 | None | 282 | 0.0431 | 4.62 | 181 | 0.0273 | 0.642 | 282 | 0.0431 | 4.62 | 181 | 0.0273 | 0.642 |  |  | 1 |  | RB-Appl-EffCW-med-GasDHW-ElecCDryer-Tier1-FrontAnySFm1975CZ09rDXGF
RB-Appl-EffCW-med-GasDHW-ElecCDryer-Tier1-Front | DEER2016 | D16v1 | 2015-05-16 | Any | SFm | 1975 | CZ09 | rDXHP | Each | 1 | 818 | None | 279 | 0.0413 | 4.86 | 181 | 0.0257 | 0.464 | 279 | 0.0413 | 4.86 | 181 | 0.0257 | 0.464 |  |  | 1 |  | RB-Appl-EffCW-med-GasDHW-ElecCDryer-Tier1-FrontAnySFm1975CZ09rDXHP
RB-Appl-EffCW-med-GasDHW-ElecCDryer-Tier1-Front | DEER2016 | D16v1 | 2015-05-16 | Any | SFm | 1975 | CZ09 | rNCEH | Each | 1 | 818 | None | 270 | 0.0376 | 4.85 | 177 | 0.0242 | 0.46 | 270 | 0.0376 | 4.85 | 177 | 0.0242 | 0.46 |  |  | 1 |  | RB-Appl-EffCW-med-GasDHW-ElecCDryer-Tier1-FrontAnySFm1975CZ09rNCEH
RB-Appl-EffCW-med-GasDHW-ElecCDryer-Tier1-Front | DEER2016 | D16v1 | 2015-05-16 | Any | SFm | 1975 | CZ09 | rNCGF | Each | 1 | 818 | None | 271 | 0.0375 | 4.5 | 175 | 0.0242 | 0.573 | 271 | 0.0375 | 4.5 | 175 | 0.0242 | 0.573 |  |  | 1 |  | RB-Appl-EffCW-med-GasDHW-ElecCDryer-Tier1-FrontAnySFm1975CZ09rNCGF
RB-Appl-EffCW-med-GasDHW-ElecCDryer-Tier1-Front | DEER2016 | D16v1 | 2015-05-16 | Any | SFm | 1975 | CZ10 | rDXGF | Each | 1 | 818 | None | 277 | 0.045 | 4.57 | 177 | 0.0279 | 0.633 | 277 | 0.045 | 4.57 | 177 | 0.0279 | 0.633 |  |  | 1 |  | RB-Appl-EffCW-med-GasDHW-ElecCDryer-Tier1-FrontAnySFm1975CZ10rDXGF
RB-Appl-EffCW-med-GasDHW-ElecCDryer-Tier1-Front | DEER2016 | D16v1 | 2015-05-16 | Any | SFm | 1975 | CZ10 | rDXHP | Each | 1 | 818 | None | 273 | 0.0436 | 4.83 | 177 | 0.0262 | 0.46 | 273 | 0.0436 | 4.83 | 177 | 0.0262 | 0.46 |  |  | 1 |  | RB-Appl-EffCW-med-GasDHW-ElecCDryer-Tier1-FrontAnySFm1975CZ10rDXHP
RB-Appl-EffCW-med-GasDHW-ElecCDryer-Tier1-Front | DEER2016 | D16v1 | 2015-05-16 | Any | SFm | 1975 | CZ10 | rNCEH | Each | 1 | 818 | None | 270 | 0.0376 | 4.82 | 177 | 0.0242 | 0.458 | 270 | 0.0376 | 4.82 | 177 | 0.0242 | 0.458 |  |  | 1 |  | RB-Appl-EffCW-med-GasDHW-ElecCDryer-Tier1-FrontAnySFm1975CZ10rNCEH
RB-Appl-EffCW-med-GasDHW-ElecCDryer-Tier1-Front | DEER2016 | D16v1 | 2015-05-16 | Any | SFm | 1975 | CZ10 | rNCGF | Each | 1 | 818 | None | 271 | 0.0376 | 4.53 | 175 | 0.0242 | 0.606 | 271 | 0.0376 | 4.53 | 175 | 0.0242 | 0.606 |  |  | 1 |  | RB-Appl-EffCW-med-GasDHW-ElecCDryer-Tier1-FrontAnySFm1975CZ10rNCGF
RB-Appl-EffCW-med-GasDHW-ElecCDryer-Tier1-Front | DEER2016 | D16v1 | 2015-05-16 | Any | SFm | 1975 | CZ11 | rDXGF | Each | 1 | 764 | None | 280 | 0.0506 | 4.52 | 179 | 0.0308 | 0.585 | 280 | 0.0506 | 4.52 | 179 | 0.0308 | 0.585 |  |  | 1 |  | RB-Appl-EffCW-med-GasDHW-ElecCDryer-Tier1-FrontAnySFm1975CZ11rDXGF
RB-Appl-EffCW-med-GasDHW-ElecCDryer-Tier1-Front | DEER2016 | D16v1 | 2015-05-16 | Any | SFm | 1975 | CZ11 | rDXHP | Each | 1 | 764 | None | 272 | 0.0458 | 4.89 | 176 | 0.0276 | 0.465 | 272 | 0.0458 | 4.89 | 176 | 0.0276 | 0.465 |  |  | 1 |  | RB-Appl-EffCW-med-GasDHW-ElecCDryer-Tier1-FrontAnySFm1975CZ11rDXHP
RB-Appl-EffCW-med-GasDHW-ElecCDryer-Tier1-Front | DEER2016 | D16v1 | 2015-05-16 | Any | SFm | 1975 | CZ11 | rNCEH | Each | 1 | 764 | None | 269 | 0.0376 | 4.88 | 177 | 0.0242 | 0.461 | 269 | 0.0376 | 4.88 | 177 | 0.0242 | 0.461 |  |  | 1 |  | RB-Appl-EffCW-med-GasDHW-ElecCDryer-Tier1-FrontAnySFm1975CZ11rNCEH
RB-Appl-EffCW-med-GasDHW-ElecCDryer-Tier1-Front | DEER2016 | D16v1 | 2015-05-16 | Any | SFm | 1975 | CZ11 | rNCGF | Each | 1 | 764 | None | 271 | 0.0376 | 4.5 | 175 | 0.0242 | 0.577 | 271 | 0.0376 | 4.5 | 175 | 0.0242 | 0.577 |  |  | 1 |  | RB-Appl-EffCW-med-GasDHW-ElecCDryer-Tier1-FrontAnySFm1975CZ11rNCGF
RB-Appl-EffCW-med-GasDHW-ElecCDryer-Tier1-Front | DEER2016 | D16v1 | 2015-05-16 | Any | SFm | 1975 | CZ12 | rDXGF | Each | 1 | 764 | None | 277 | 0.05 | 4.39 | 178 | 0.0321 | 0.461 | 277 | 0.05 | 4.39 | 178 | 0.0321 | 0.461 |  |  | 1 |  | RB-Appl-EffCW-med-GasDHW-ElecCDryer-Tier1-FrontAnySFm1975CZ12rDXGF
RB-Appl-EffCW-med-GasDHW-ElecCDryer-Tier1-Front | DEER2016 | D16v1 | 2015-05-16 | Any | SFm | 1975 | CZ12 | rDXHP | Each | 1 | 764 | None | 269 | 0.0472 | 5.06 | 175 | 0.027 | 0.486 | 269 | 0.0472 | 5.06 | 175 | 0.027 | 0.486 |  |  | 1 |  | RB-Appl-EffCW-med-GasDHW-ElecCDryer-Tier1-FrontAnySFm1975CZ12rDXHP
RB-Appl-EffCW-med-GasDHW-ElecCDryer-Tier1-Front | DEER2016 | D16v1 | 2015-05-16 | Any | SFm | 1975 | CZ12 | rNCEH | Each | 1 | 764 | None | 266 | 0.0376 | 5.05 | 175 | 0.0242 | 0.479 | 266 | 0.0376 | 5.05 | 175 | 0.0242 | 0.479 |  |  | 1 |  | RB-Appl-EffCW-med-GasDHW-ElecCDryer-Tier1-FrontAnySFm1975CZ12rNCEH
RB-Appl-EffCW-med-GasDHW-ElecCDryer-Tier1-Front | DEER2016 | D16v1 | 2015-05-16 | Any | SFm | 1975 | CZ12 | rNCGF | Each | 1 | 764 | None | 271 | 0.0376 | 4.37 | 175 | 0.0242 | 0.446 | 271 | 0.0376 | 4.37 | 175 | 0.0242 | 0.446 |  |  | 1 |  | RB-Appl-EffCW-med-GasDHW-ElecCDryer-Tier1-FrontAnySFm1975CZ12rNCGF
RB-Appl-EffCW-med-GasDHW-ElecCDryer-Tier1-Front | DEER2016 | D16v1 | 2015-05-16 | Any | SFm | 1975 | CZ13 | rDXGF | Each | 1 | 764 | None | 281 | 0.0472 | 4.14 | 181 | 0.0296 | 0.39 | 281 | 0.0472 | 4.14 | 181 | 0.0296 | 0.39 |  |  | 1 |  | RB-Appl-EffCW-med-GasDHW-ElecCDryer-Tier1-FrontAnySFm1975CZ13rDXGF
RB-Appl-EffCW-med-GasDHW-ElecCDryer-Tier1-Front | DEER2016 | D16v1 | 2015-05-16 | Any | SFm | 1975 | CZ13 | rDXHP | Each | 1 | 764 | None | 270 | 0.0459 | 4.84 | 174 | 0.0281 | 0.464 | 270 | 0.0459 | 4.84 | 174 | 0.0281 | 0.464 |  |  | 1 |  | RB-Appl-EffCW-med-GasDHW-ElecCDryer-Tier1-FrontAnySFm1975CZ13rDXHP
RB-Appl-EffCW-med-GasDHW-ElecCDryer-Tier1-Front | DEER2016 | D16v1 | 2015-05-16 | Any | SFm | 1975 | CZ13 | rNCEH | Each | 1 | 764 | None | 266 | 0.0376 | 4.83 | 175 | 0.0242 | 0.457 | 266 | 0.0376 | 4.83 | 175 | 0.0242 | 0.457 |  |  | 1 |  | RB-Appl-EffCW-med-GasDHW-ElecCDryer-Tier1-FrontAnySFm1975CZ13rNCEH
RB-Appl-EffCW-med-GasDHW-ElecCDryer-Tier1-Front | DEER2016 | D16v1 | 2015-05-16 | Any | SFm | 1975 | CZ13 | rNCGF | Each | 1 | 764 | None | 271 | 0.0376 | 4.12 | 175 | 0.0242 | 0.379 | 271 | 0.0376 | 4.12 | 175 | 0.0242 | 0.379 |  |  | 1 |  | RB-Appl-EffCW-med-GasDHW-ElecCDryer-Tier1-FrontAnySFm1975CZ13rNCGF
RB-Appl-EffCW-med-GasDHW-ElecCDryer-Tier1-Front | DEER2016 | D16v1 | 2015-05-16 | Any | SFm | 1975 | CZ14 | rDXGF | Each | 1 | 778 | None | 289 | 0.0455 | 4.41 | 182 | 0.0275 | 0.445 | 289 | 0.0455 | 4.41 | 182 | 0.0275 | 0.445 |  |  | 1 |  | RB-Appl-EffCW-med-GasDHW-ElecCDryer-Tier1-FrontAnySFm1975CZ14rDXGF
RB-Appl-EffCW-med-GasDHW-ElecCDryer-Tier1-Front | DEER2016 | D16v1 | 2015-05-16 | Any | SFm | 1975 | CZ14 | rDXHP | Each | 1 | 778 | None | 283 | 0.0454 | 4.93 | 181 | 0.028 | 0.464 | 283 | 0.0454 | 4.93 | 181 | 0.028 | 0.464 |  |  | 1 |  | RB-Appl-EffCW-med-GasDHW-ElecCDryer-Tier1-FrontAnySFm1975CZ14rDXHP
RB-Appl-EffCW-med-GasDHW-ElecCDryer-Tier1-Front | DEER2016 | D16v1 | 2015-05-16 | Any | SFm | 1975 | CZ14 | rNCEH | Each | 1 | 778 | None | 268 | 0.0376 | 4.91 | 175 | 0.0242 | 0.455 | 268 | 0.0376 | 4.91 | 175 | 0.0242 | 0.455 |  |  | 1 |  | RB-Appl-EffCW-med-GasDHW-ElecCDryer-Tier1-FrontAnySFm1975CZ14rNCEH
RB-Appl-EffCW-med-GasDHW-ElecCDryer-Tier1-Front | DEER2016 | D16v1 | 2015-05-16 | Any | SFm | 1975 | CZ14 | rNCGF | Each | 1 | 778 | None | 271 | 0.0376 | 4.34 | 175 | 0.0242 | 0.403 | 271 | 0.0376 | 4.34 | 175 | 0.0242 | 0.403 |  |  | 1 |  | RB-Appl-EffCW-med-GasDHW-ElecCDryer-Tier1-FrontAnySFm1975CZ14rNCGF
RB-Appl-EffCW-med-GasDHW-ElecCDryer-Tier1-Front | DEER2016 | D16v1 | 2015-05-16 | Any | SFm | 1975 | CZ15 | rDXGF | Each | 1 | 778 | None | 290 | 0.046 | 3.86 | 185 | 0.0293 | 0.457 | 290 | 0.046 | 3.86 | 185 | 0.0293 | 0.457 |  |  | 1 |  | RB-Appl-EffCW-med-GasDHW-ElecCDryer-Tier1-FrontAnySFm1975CZ15rDXGF
RB-Appl-EffCW-med-GasDHW-ElecCDryer-Tier1-Front | DEER2016 | D16v1 | 2015-05-16 | Any | SFm | 1975 | CZ15 | rDXHP | Each | 1 | 778 | None | 286 | 0.0443 | 4.06 | 182 | 0.027 | 0.384 | 286 | 0.0443 | 4.06 | 182 | 0.027 | 0.384 |  |  | 1 |  | RB-Appl-EffCW-med-GasDHW-ElecCDryer-Tier1-FrontAnySFm1975CZ15rDXHP
RB-Appl-EffCW-med-GasDHW-ElecCDryer-Tier1-Front | DEER2016 | D16v1 | 2015-05-16 | Any | SFm | 1975 | CZ15 | rNCEH | Each | 1 | 778 | None | 271 | 0.0376 | 4.03 | 176 | 0.0242 | 0.37 | 271 | 0.0376 | 4.03 | 176 | 0.0242 | 0.37 |  |  | 1 |  | RB-Appl-EffCW-med-GasDHW-ElecCDryer-Tier1-FrontAnySFm1975CZ15rNCEH
RB-Appl-EffCW-med-GasDHW-ElecCDryer-Tier1-Front | DEER2016 | D16v1 | 2015-05-16 | Any | SFm | 1975 | CZ15 | rNCGF | Each | 1 | 778 | None | 271 | 0.0376 | 3.85 | 175 | 0.0242 | 0.434 | 271 | 0.0376 | 3.85 | 175 | 0.0242 | 0.434 |  |  | 1 |  | RB-Appl-EffCW-med-GasDHW-ElecCDryer-Tier1-FrontAnySFm1975CZ15rNCGF
RB-Appl-EffCW-med-GasDHW-ElecCDryer-Tier1-Front | DEER2016 | D16v1 | 2015-05-16 | Any | SFm | 1975 | CZ16 | rDXGF | Each | 1 | 796 | None | 283 | 0.0434 | 5.4 | 186 | 0.0353 | 0.316 | 283 | 0.0434 | 5.4 | 186 | 0.0353 | 0.316 |  |  | 1 |  | RB-Appl-EffCW-med-GasDHW-ElecCDryer-Tier1-FrontAnySFm1975CZ16rDXGF
RB-Appl-EffCW-med-GasDHW-ElecCDryer-Tier1-Front | DEER2016 | D16v1 | 2015-05-16 | Any | SFm | 1975 | CZ16 | rDXHP | Each | 1 | 796 | None | 277 | 0.0462 | 5.69 | 179 | 0.0314 | 0.54 | 277 | 0.0462 | 5.69 | 179 | 0.0314 | 0.54 |  |  | 1 |  | RB-Appl-EffCW-med-GasDHW-ElecCDryer-Tier1-FrontAnySFm1975CZ16rDXHP
RB-Appl-EffCW-med-GasDHW-ElecCDryer-Tier1-Front | DEER2016 | D16v1 | 2015-05-16 | Any | SFm | 1975 | CZ16 | rNCEH | Each | 1 | 796 | None | 269 | 0.0376 | 5.68 | 173 | 0.0242 | 0.531 | 269 | 0.0376 | 5.68 | 173 | 0.0242 | 0.531 |  |  | 1 |  | RB-Appl-EffCW-med-GasDHW-ElecCDryer-Tier1-FrontAnySFm1975CZ16rNCEH
RB-Appl-EffCW-med-GasDHW-ElecCDryer-Tier1-Front | DEER2016 | D16v1 | 2015-05-16 | Any | SFm | 1975 | CZ16 | rNCGF | Each | 1 | 796 | None | 271 | 0.0374 | 5.38 | 175 | 0.0242 | 0.307 | 271 | 0.0374 | 5.38 | 175 | 0.0242 | 0.307 |  |  | 1 |  | RB-Appl-EffCW-med-GasDHW-ElecCDryer-Tier1-FrontAnySFm1975CZ16rNCGF
RB-Appl-EffCW-med-GasDHW-ElecCDryer-Tier1-Front | DEER2016 | D16v1 | 2015-05-16 | Any | SFm | 1985 | CZ01 | rDXGF | Each | 1 | 952 | None | 270 | 0.0387 | 4.4 | 174 | 0.0272 | -0.173 | 270 | 0.0387 | 4.4 | 174 | 0.0272 | -0.173 |  |  | 1 |  | RB-Appl-EffCW-med-GasDHW-ElecCDryer-Tier1-FrontAnySFm1985CZ01rDXGF
RB-Appl-EffCW-med-GasDHW-ElecCDryer-Tier1-Front | DEER2016 | D16v1 | 2015-05-16 | Any | SFm | 1985 | CZ01 | rDXHP | Each | 1 | 952 | None | 259 | 0.0395 | 5.7 | 168 | 0.0267 | 0.534 | 259 | 0.0395 | 5.7 | 168 | 0.0267 | 0.534 |  |  | 1 |  | RB-Appl-EffCW-med-GasDHW-ElecCDryer-Tier1-FrontAnySFm1985CZ01rDXHP
RB-Appl-EffCW-med-GasDHW-ElecCDryer-Tier1-Front | DEER2016 | D16v1 | 2015-05-16 | Any | SFm | 1985 | CZ01 | rNCEH | Each | 1 | 952 | None | 263 | 0.0374 | 5.69 | 170 | 0.0241 | 0.532 | 263 | 0.0374 | 5.69 | 170 | 0.0241 | 0.532 |  |  | 1 |  | RB-Appl-EffCW-med-GasDHW-ElecCDryer-Tier1-FrontAnySFm1985CZ01rNCEH
RB-Appl-EffCW-med-GasDHW-ElecCDryer-Tier1-Front | DEER2016 | D16v1 | 2015-05-16 | Any | SFm | 1985 | CZ01 | rNCGF | Each | 1 | 952 | None | 271 | 0.0376 | 4.32 | 174 | 0.0242 | -0.239 | 271 | 0.0376 | 4.32 | 174 | 0.0242 | -0.239 |  |  | 1 |  | RB-Appl-EffCW-med-GasDHW-ElecCDryer-Tier1-FrontAnySFm1985CZ01rNCGF
RB-Appl-EffCW-med-GasDHW-ElecCDryer-Tier1-Front | DEER2016 | D16v1 | 2015-05-16 | Any | SFm | 1985 | CZ02 | rDXGF | Each | 1 | 952 | None | 275 | 0.0533 | 4.44 | 177 | 0.0317 | 0.028 | 275 | 0.0533 | 4.44 | 177 | 0.0317 | 0.028 |  |  | 1 |  | RB-Appl-EffCW-med-GasDHW-ElecCDryer-Tier1-FrontAnySFm1985CZ02rDXGF
RB-Appl-EffCW-med-GasDHW-ElecCDryer-Tier1-Front | DEER2016 | D16v1 | 2015-05-16 | Any | SFm | 1985 | CZ02 | rDXHP | Each | 1 | 952 | None | 265 | 0.0501 | 5.3 | 172 | 0.033 | 0.501 | 265 | 0.0501 | 5.3 | 172 | 0.033 | 0.501 |  |  | 1 |  | RB-Appl-EffCW-med-GasDHW-ElecCDryer-Tier1-FrontAnySFm1985CZ02rDXHP
RB-Appl-EffCW-med-GasDHW-ElecCDryer-Tier1-Front | DEER2016 | D16v1 | 2015-05-16 | Any | SFm | 1985 | CZ02 | rNCEH | Each | 1 | 952 | None | 262 | 0.0376 | 5.29 | 170 | 0.0242 | 0.492 | 262 | 0.0376 | 5.29 | 170 | 0.0242 | 0.492 |  |  | 1 |  | RB-Appl-EffCW-med-GasDHW-ElecCDryer-Tier1-FrontAnySFm1985CZ02rNCEH
RB-Appl-EffCW-med-GasDHW-ElecCDryer-Tier1-Front | DEER2016 | D16v1 | 2015-05-16 | Any | SFm | 1985 | CZ02 | rNCGF | Each | 1 | 952 | None | 271 | 0.0376 | 4.3 | 174 | 0.0242 | 0.103 | 271 | 0.0376 | 4.3 | 174 | 0.0242 | 0.103 |  |  | 1 |  | RB-Appl-EffCW-med-GasDHW-ElecCDryer-Tier1-FrontAnySFm1985CZ02rNCGF
RB-Appl-EffCW-med-GasDHW-ElecCDryer-Tier1-Front | DEER2016 | D16v1 | 2015-05-16 | Any | SFm | 1985 | CZ03 | rDXGF | Each | 1 | 952 | None | 276 | 0.0499 | 4.71 | 177 | 0.0281 | 0.265 | 276 | 0.0499 | 4.71 | 177 | 0.0281 | 0.265 |  |  | 1 |  | RB-Appl-EffCW-med-GasDHW-ElecCDryer-Tier1-FrontAnySFm1985CZ03rDXGF
RB-Appl-EffCW-med-GasDHW-ElecCDryer-Tier1-Front | DEER2016 | D16v1 | 2015-05-16 | Any | SFm | 1985 | CZ03 | rDXHP | Each | 1 | 952 | None | 266 | 0.0507 | 5.31 | 174 | 0.0289 | 0.501 | 266 | 0.0507 | 5.31 | 174 | 0.0289 | 0.501 |  |  | 1 |  | RB-Appl-EffCW-med-GasDHW-ElecCDryer-Tier1-FrontAnySFm1985CZ03rDXHP
RB-Appl-EffCW-med-GasDHW-ElecCDryer-Tier1-Front | DEER2016 | D16v1 | 2015-05-16 | Any | SFm | 1985 | CZ03 | rNCEH | Each | 1 | 952 | None | 266 | 0.0376 | 5.3 | 172 | 0.0242 | 0.492 | 266 | 0.0376 | 5.3 | 172 | 0.0242 | 0.492 |  |  | 1 |  | RB-Appl-EffCW-med-GasDHW-ElecCDryer-Tier1-FrontAnySFm1985CZ03rNCEH
RB-Appl-EffCW-med-GasDHW-ElecCDryer-Tier1-Front | DEER2016 | D16v1 | 2015-05-16 | Any | SFm | 1985 | CZ03 | rNCGF | Each | 1 | 952 | None | 271 | 0.0376 | 4.6 | 174 | 0.0242 | 0.201 | 271 | 0.0376 | 4.6 | 174 | 0.0242 | 0.201 |  |  | 1 |  | RB-Appl-EffCW-med-GasDHW-ElecCDryer-Tier1-FrontAnySFm1985CZ03rNCGF
RB-Appl-EffCW-med-GasDHW-ElecCDryer-Tier1-Front | DEER2016 | D16v1 | 2015-05-16 | Any | SFm | 1985 | CZ04 | rDXGF | Each | 1 | 952 | None | 278 | 0.045 | 3.94 | 182 | 0.0274 | -0.164 | 278 | 0.045 | 3.94 | 182 | 0.0274 | -0.164 |  |  | 1 |  | RB-Appl-EffCW-med-GasDHW-ElecCDryer-Tier1-FrontAnySFm1985CZ04rDXGF
RB-Appl-EffCW-med-GasDHW-ElecCDryer-Tier1-Front | DEER2016 | D16v1 | 2015-05-16 | Any | SFm | 1985 | CZ04 | rDXHP | Each | 1 | 952 | None | 266 | 0.0439 | 5.16 | 171 | 0.0276 | 0.49 | 266 | 0.0439 | 5.16 | 171 | 0.0276 | 0.49 |  |  | 1 |  | RB-Appl-EffCW-med-GasDHW-ElecCDryer-Tier1-FrontAnySFm1985CZ04rDXHP
RB-Appl-EffCW-med-GasDHW-ElecCDryer-Tier1-Front | DEER2016 | D16v1 | 2015-05-16 | Any | SFm | 1985 | CZ04 | rNCEH | Each | 1 | 952 | None | 260 | 0.0376 | 5.14 | 168 | 0.0242 | 0.481 | 260 | 0.0376 | 5.14 | 168 | 0.0242 | 0.481 |  |  | 1 |  | RB-Appl-EffCW-med-GasDHW-ElecCDryer-Tier1-FrontAnySFm1985CZ04rNCEH
RB-Appl-EffCW-med-GasDHW-ElecCDryer-Tier1-Front | DEER2016 | D16v1 | 2015-05-16 | Any | SFm | 1985 | CZ04 | rNCGF | Each | 1 | 952 | None | 270 | 0.0376 | 3.85 | 174 | 0.0241 | -0.231 | 270 | 0.0376 | 3.85 | 174 | 0.0241 | -0.231 |  |  | 1 |  | RB-Appl-EffCW-med-GasDHW-ElecCDryer-Tier1-FrontAnySFm1985CZ04rNCGF
RB-Appl-EffCW-med-GasDHW-ElecCDryer-Tier1-Front | DEER2016 | D16v1 | 2015-05-16 | Any | SFm | 1985 | CZ05 | rDXGF | Each | 1 | 952 | None | 272 | 0.0311 | 4.32 | 175 | 0.0206 | 0.03 | 272 | 0.0311 | 4.32 | 175 | 0.0206 | 0.03 |  |  | 1 |  | RB-Appl-EffCW-med-GasDHW-ElecCDryer-Tier1-FrontAnySFm1985CZ05rDXGF
RB-Appl-EffCW-med-GasDHW-ElecCDryer-Tier1-Front | DEER2016 | D16v1 | 2015-05-16 | Any | SFm | 1985 | CZ05 | rDXHP | Each | 1 | 952 | None | 264 | 0.0405 | 5.4 | 172 | 0.0291 | 0.509 | 264 | 0.0405 | 5.4 | 172 | 0.0291 | 0.509 |  |  | 1 |  | RB-Appl-EffCW-med-GasDHW-ElecCDryer-Tier1-FrontAnySFm1985CZ05rDXHP
RB-Appl-EffCW-med-GasDHW-ElecCDryer-Tier1-Front | DEER2016 | D16v1 | 2015-05-16 | Any | SFm | 1985 | CZ05 | rNCEH | Each | 1 | 952 | None | 262 | 0.0376 | 5.39 | 170 | 0.0242 | 0.503 | 262 | 0.0376 | 5.39 | 170 | 0.0242 | 0.503 |  |  | 1 |  | RB-Appl-EffCW-med-GasDHW-ElecCDryer-Tier1-FrontAnySFm1985CZ05rNCEH
RB-Appl-EffCW-med-GasDHW-ElecCDryer-Tier1-Front | DEER2016 | D16v1 | 2015-05-16 | Any | SFm | 1985 | CZ05 | rNCGF | Each | 1 | 952 | None | 270 | 0.0377 | 4.13 | 174 | 0.0242 | -0.114 | 270 | 0.0377 | 4.13 | 174 | 0.0242 | -0.114 |  |  | 1 |  | RB-Appl-EffCW-med-GasDHW-ElecCDryer-Tier1-FrontAnySFm1985CZ05rNCGF
RB-Appl-EffCW-med-GasDHW-ElecCDryer-Tier1-Front | DEER2016 | D16v1 | 2015-05-16 | Any | SFm | 1985 | CZ06 | rDXGF | Each | 1 | 1030 | None | 278 | 0.0506 | 5.5 | 179 | 0.0309 | 1.26 | 278 | 0.0506 | 5.5 | 179 | 0.0309 | 1.26 |  |  | 1 |  | RB-Appl-EffCW-med-GasDHW-ElecCDryer-Tier1-FrontAnySFm1985CZ06rDXGF
RB-Appl-EffCW-med-GasDHW-ElecCDryer-Tier1-Front | DEER2016 | D16v1 | 2015-05-16 | Any | SFm | 1985 | CZ06 | rDXHP | Each | 1 | 1030 | None | 281 | 0.0248 | 5.01 | 183 | 0.046 | 0.481 | 281 | 0.0248 | 5.01 | 183 | 0.046 | 0.481 |  |  | 1 |  | RB-Appl-EffCW-med-GasDHW-ElecCDryer-Tier1-FrontAnySFm1985CZ06rDXHP
RB-Appl-EffCW-med-GasDHW-ElecCDryer-Tier1-Front | DEER2016 | D16v1 | 2015-05-16 | Any | SFm | 1985 | CZ06 | rNCEH | Each | 1 | 1030 | None | 274 | 0.0375 | 4.99 | 181 | 0.0241 | 0.475 | 274 | 0.0375 | 4.99 | 181 | 0.0241 | 0.475 |  |  | 1 |  | RB-Appl-EffCW-med-GasDHW-ElecCDryer-Tier1-FrontAnySFm1985CZ06rNCEH
RB-Appl-EffCW-med-GasDHW-ElecCDryer-Tier1-Front | DEER2016 | D16v1 | 2015-05-16 | Any | SFm | 1985 | CZ06 | rNCGF | Each | 1 | 1030 | None | 271 | 0.0374 | 5.3 | 175 | 0.0241 | 1.17 | 271 | 0.0374 | 5.3 | 175 | 0.0241 | 1.17 |  |  | 1 |  | RB-Appl-EffCW-med-GasDHW-ElecCDryer-Tier1-FrontAnySFm1985CZ06rNCGF
RB-Appl-EffCW-med-GasDHW-ElecCDryer-Tier1-Front | DEER2016 | D16v1 | 2015-05-16 | Any | SFm | 1985 | CZ07 | rDXGF | Each | 1 | 1030 | None | 282 | 0.0451 | 5.54 | 180 | 0.0234 | 1.33 | 282 | 0.0451 | 5.54 | 180 | 0.0234 | 1.33 |  |  | 1 |  | RB-Appl-EffCW-med-GasDHW-ElecCDryer-Tier1-FrontAnySFm1985CZ07rDXGF
RB-Appl-EffCW-med-GasDHW-ElecCDryer-Tier1-Front | DEER2016 | D16v1 | 2015-05-16 | Any | SFm | 1985 | CZ07 | rDXHP | Each | 1 | 1030 | None | 283 | 0.0155 | 4.95 | 183 | 0.0305 | 0.476 | 283 | 0.0155 | 4.95 | 183 | 0.0305 | 0.476 |  |  | 1 |  | RB-Appl-EffCW-med-GasDHW-ElecCDryer-Tier1-FrontAnySFm1985CZ07rDXHP
RB-Appl-EffCW-med-GasDHW-ElecCDryer-Tier1-Front | DEER2016 | D16v1 | 2015-05-16 | Any | SFm | 1985 | CZ07 | rNCEH | Each | 1 | 1030 | None | 274 | 0.0375 | 4.94 | 181 | 0.0241 | 0.472 | 274 | 0.0375 | 4.94 | 181 | 0.0241 | 0.472 |  |  | 1 |  | RB-Appl-EffCW-med-GasDHW-ElecCDryer-Tier1-FrontAnySFm1985CZ07rNCEH
RB-Appl-EffCW-med-GasDHW-ElecCDryer-Tier1-Front | DEER2016 | D16v1 | 2015-05-16 | Any | SFm | 1985 | CZ07 | rNCGF | Each | 1 | 1030 | None | 271 | 0.0375 | 5.31 | 175 | 0.0241 | 1.21 | 271 | 0.0375 | 5.31 | 175 | 0.0241 | 1.21 |  |  | 1 |  | RB-Appl-EffCW-med-GasDHW-ElecCDryer-Tier1-FrontAnySFm1985CZ07rNCGF
RB-Appl-EffCW-med-GasDHW-ElecCDryer-Tier1-Front | DEER2016 | D16v1 | 2015-05-16 | Any | SFm | 1985 | CZ08 | rDXGF | Each | 1 | 1030 | None | 281 | 0.0416 | 5.42 | 180 | 0.0265 | 1.3 | 281 | 0.0416 | 5.42 | 180 | 0.0265 | 1.3 |  |  | 1 |  | RB-Appl-EffCW-med-GasDHW-ElecCDryer-Tier1-FrontAnySFm1985CZ08rDXGF
RB-Appl-EffCW-med-GasDHW-ElecCDryer-Tier1-Front | DEER2016 | D16v1 | 2015-05-16 | Any | SFm | 1985 | CZ08 | rDXHP | Each | 1 | 1030 | None | 284 | 0.0472 | 4.87 | 186 | 0.024 | 0.464 | 284 | 0.0472 | 4.87 | 186 | 0.024 | 0.464 |  |  | 1 |  | RB-Appl-EffCW-med-GasDHW-ElecCDryer-Tier1-FrontAnySFm1985CZ08rDXHP
RB-Appl-EffCW-med-GasDHW-ElecCDryer-Tier1-Front | DEER2016 | D16v1 | 2015-05-16 | Any | SFm | 1985 | CZ08 | rNCEH | Each | 1 | 1030 | None | 274 | 0.0375 | 4.86 | 182 | 0.0241 | 0.462 | 274 | 0.0375 | 4.86 | 182 | 0.0241 | 0.462 |  |  | 1 |  | RB-Appl-EffCW-med-GasDHW-ElecCDryer-Tier1-FrontAnySFm1985CZ08rNCEH
RB-Appl-EffCW-med-GasDHW-ElecCDryer-Tier1-Front | DEER2016 | D16v1 | 2015-05-16 | Any | SFm | 1985 | CZ08 | rNCGF | Each | 1 | 1030 | None | 271 | 0.0379 | 5.18 | 175 | 0.0243 | 1.18 | 271 | 0.0379 | 5.18 | 175 | 0.0243 | 1.18 |  |  | 1 |  | RB-Appl-EffCW-med-GasDHW-ElecCDryer-Tier1-FrontAnySFm1985CZ08rNCGF
RB-Appl-EffCW-med-GasDHW-ElecCDryer-Tier1-Front | DEER2016 | D16v1 | 2015-05-16 | Any | SFm | 1985 | CZ09 | rDXGF | Each | 1 | 906 | None | 278 | 0.0428 | 5.37 | 177 | 0.0271 | 1.13 | 278 | 0.0428 | 5.37 | 177 | 0.0271 | 1.13 |  |  | 1 |  | RB-Appl-EffCW-med-GasDHW-ElecCDryer-Tier1-FrontAnySFm1985CZ09rDXGF
RB-Appl-EffCW-med-GasDHW-ElecCDryer-Tier1-Front | DEER2016 | D16v1 | 2015-05-16 | Any | SFm | 1985 | CZ09 | rDXHP | Each | 1 | 906 | None | 283 | 0.0382 | 4.87 | 182 | 0.0226 | 0.464 | 283 | 0.0382 | 4.87 | 182 | 0.0226 | 0.464 |  |  | 1 |  | RB-Appl-EffCW-med-GasDHW-ElecCDryer-Tier1-FrontAnySFm1985CZ09rDXHP
RB-Appl-EffCW-med-GasDHW-ElecCDryer-Tier1-Front | DEER2016 | D16v1 | 2015-05-16 | Any | SFm | 1985 | CZ09 | rNCEH | Each | 1 | 906 | None | 274 | 0.0375 | 4.86 | 180 | 0.0242 | 0.46 | 274 | 0.0375 | 4.86 | 180 | 0.0242 | 0.46 |  |  | 1 |  | RB-Appl-EffCW-med-GasDHW-ElecCDryer-Tier1-FrontAnySFm1985CZ09rNCEH
RB-Appl-EffCW-med-GasDHW-ElecCDryer-Tier1-Front | DEER2016 | D16v1 | 2015-05-16 | Any | SFm | 1985 | CZ09 | rNCGF | Each | 1 | 906 | None | 271 | 0.0375 | 5.2 | 175 | 0.0242 | 1.01 | 271 | 0.0375 | 5.2 | 175 | 0.0242 | 1.01 |  |  | 1 |  | RB-Appl-EffCW-med-GasDHW-ElecCDryer-Tier1-FrontAnySFm1985CZ09rNCGF
RB-Appl-EffCW-med-GasDHW-ElecCDryer-Tier1-Front | DEER2016 | D16v1 | 2015-05-16 | Any | SFm | 1985 | CZ10 | rDXGF | Each | 1 | 906 | None | 279 | 0.0442 | 5.06 | 178 | 0.0278 | 0.976 | 279 | 0.0442 | 5.06 | 178 | 0.0278 | 0.976 |  |  | 1 |  | RB-Appl-EffCW-med-GasDHW-ElecCDryer-Tier1-FrontAnySFm1985CZ10rDXGF
RB-Appl-EffCW-med-GasDHW-ElecCDryer-Tier1-Front | DEER2016 | D16v1 | 2015-05-16 | Any | SFm | 1985 | CZ10 | rDXHP | Each | 1 | 906 | None | 280 | 0.04 | 4.84 | 181 | 0.0223 | 0.46 | 280 | 0.04 | 4.84 | 181 | 0.0223 | 0.46 |  |  | 1 |  | RB-Appl-EffCW-med-GasDHW-ElecCDryer-Tier1-FrontAnySFm1985CZ10rDXHP
RB-Appl-EffCW-med-GasDHW-ElecCDryer-Tier1-Front | DEER2016 | D16v1 | 2015-05-16 | Any | SFm | 1985 | CZ10 | rNCEH | Each | 1 | 906 | None | 273 | 0.0375 | 4.83 | 180 | 0.0242 | 0.458 | 273 | 0.0375 | 4.83 | 180 | 0.0242 | 0.458 |  |  | 1 |  | RB-Appl-EffCW-med-GasDHW-ElecCDryer-Tier1-FrontAnySFm1985CZ10rNCEH
RB-Appl-EffCW-med-GasDHW-ElecCDryer-Tier1-Front | DEER2016 | D16v1 | 2015-05-16 | Any | SFm | 1985 | CZ10 | rNCGF | Each | 1 | 906 | None | 271 | 0.0375 | 4.98 | 175 | 0.0242 | 0.9 | 271 | 0.0375 | 4.98 | 175 | 0.0242 | 0.9 |  |  | 1 |  | RB-Appl-EffCW-med-GasDHW-ElecCDryer-Tier1-FrontAnySFm1985CZ10rNCGF
RB-Appl-EffCW-med-GasDHW-ElecCDryer-Tier1-Front | DEER2016 | D16v1 | 2015-05-16 | Any | SFm | 1985 | CZ11 | rDXGF | Each | 1 | 852 | None | 278 | 0.0475 | 4.39 | 175 | 0.0279 | 0.868 | 278 | 0.0475 | 4.39 | 175 | 0.0279 | 0.868 |  |  | 1 |  | RB-Appl-EffCW-med-GasDHW-ElecCDryer-Tier1-FrontAnySFm1985CZ11rDXGF
RB-Appl-EffCW-med-GasDHW-ElecCDryer-Tier1-Front | DEER2016 | D16v1 | 2015-05-16 | Any | SFm | 1985 | CZ11 | rDXHP | Each | 1 | 852 | None | 271 | 0.0434 | 4.91 | 177 | 0.0236 | 0.472 | 271 | 0.0434 | 4.91 | 177 | 0.0236 | 0.472 |  |  | 1 |  | RB-Appl-EffCW-med-GasDHW-ElecCDryer-Tier1-FrontAnySFm1985CZ11rDXHP
RB-Appl-EffCW-med-GasDHW-ElecCDryer-Tier1-Front | DEER2016 | D16v1 | 2015-05-16 | Any | SFm | 1985 | CZ11 | rNCEH | Each | 1 | 852 | None | 267 | 0.0375 | 4.89 | 179 | 0.0242 | 0.473 | 267 | 0.0375 | 4.89 | 179 | 0.0242 | 0.473 |  |  | 1 |  | RB-Appl-EffCW-med-GasDHW-ElecCDryer-Tier1-FrontAnySFm1985CZ11rNCEH
RB-Appl-EffCW-med-GasDHW-ElecCDryer-Tier1-Front | DEER2016 | D16v1 | 2015-05-16 | Any | SFm | 1985 | CZ11 | rNCGF | Each | 1 | 852 | None | 271 | 0.0376 | 4.36 | 175 | 0.0242 | 0.829 | 271 | 0.0376 | 4.36 | 175 | 0.0242 | 0.829 |  |  | 1 |  | RB-Appl-EffCW-med-GasDHW-ElecCDryer-Tier1-FrontAnySFm1985CZ11rNCGF
RB-Appl-EffCW-med-GasDHW-ElecCDryer-Tier1-Front | DEER2016 | D16v1 | 2015-05-16 | Any | SFm | 1985 | CZ12 | rDXGF | Each | 1 | 852 | None | 274 | 0.0445 | 4.47 | 173 | 0.0241 | 0.835 | 274 | 0.0445 | 4.47 | 173 | 0.0241 | 0.835 |  |  | 1 |  | RB-Appl-EffCW-med-GasDHW-ElecCDryer-Tier1-FrontAnySFm1985CZ12rDXGF
RB-Appl-EffCW-med-GasDHW-ElecCDryer-Tier1-Front | DEER2016 | D16v1 | 2015-05-16 | Any | SFm | 1985 | CZ12 | rDXHP | Each | 1 | 852 | None | 266 | 0.0425 | 5.07 | 174 | 0.0167 | 0.489 | 266 | 0.0425 | 5.07 | 174 | 0.0167 | 0.489 |  |  | 1 |  | RB-Appl-EffCW-med-GasDHW-ElecCDryer-Tier1-FrontAnySFm1985CZ12rDXHP
RB-Appl-EffCW-med-GasDHW-ElecCDryer-Tier1-Front | DEER2016 | D16v1 | 2015-05-16 | Any | SFm | 1985 | CZ12 | rNCEH | Each | 1 | 852 | None | 265 | 0.0376 | 5.06 | 178 | 0.0242 | 0.49 | 265 | 0.0376 | 5.06 | 178 | 0.0242 | 0.49 |  |  | 1 |  | RB-Appl-EffCW-med-GasDHW-ElecCDryer-Tier1-FrontAnySFm1985CZ12rNCEH
RB-Appl-EffCW-med-GasDHW-ElecCDryer-Tier1-Front | DEER2016 | D16v1 | 2015-05-16 | Any | SFm | 1985 | CZ12 | rNCGF | Each | 1 | 852 | None | 271 | 0.0376 | 4.42 | 175 | 0.0242 | 0.818 | 271 | 0.0376 | 4.42 | 175 | 0.0242 | 0.818 |  |  | 1 |  | RB-Appl-EffCW-med-GasDHW-ElecCDryer-Tier1-FrontAnySFm1985CZ12rNCGF
RB-Appl-EffCW-med-GasDHW-ElecCDryer-Tier1-Front | DEER2016 | D16v1 | 2015-05-16 | Any | SFm | 1985 | CZ13 | rDXGF | Each | 1 | 852 | None | 279 | 0.0446 | 4.37 | 176 | 0.0268 | 0.845 | 279 | 0.0446 | 4.37 | 176 | 0.0268 | 0.845 |  |  | 1 |  | RB-Appl-EffCW-med-GasDHW-ElecCDryer-Tier1-FrontAnySFm1985CZ13rDXGF
RB-Appl-EffCW-med-GasDHW-ElecCDryer-Tier1-Front | DEER2016 | D16v1 | 2015-05-16 | Any | SFm | 1985 | CZ13 | rDXHP | Each | 1 | 852 | None | 272 | 0.0448 | 4.85 | 177 | 0.026 | 0.468 | 272 | 0.0448 | 4.85 | 177 | 0.026 | 0.468 |  |  | 1 |  | RB-Appl-EffCW-med-GasDHW-ElecCDryer-Tier1-FrontAnySFm1985CZ13rDXHP
RB-Appl-EffCW-med-GasDHW-ElecCDryer-Tier1-Front | DEER2016 | D16v1 | 2015-05-16 | Any | SFm | 1985 | CZ13 | rNCEH | Each | 1 | 852 | None | 268 | 0.0376 | 4.83 | 179 | 0.0242 | 0.465 | 268 | 0.0376 | 4.83 | 179 | 0.0242 | 0.465 |  |  | 1 |  | RB-Appl-EffCW-med-GasDHW-ElecCDryer-Tier1-FrontAnySFm1985CZ13rNCEH
RB-Appl-EffCW-med-GasDHW-ElecCDryer-Tier1-Front | DEER2016 | D16v1 | 2015-05-16 | Any | SFm | 1985 | CZ13 | rNCGF | Each | 1 | 852 | None | 271 | 0.0375 | 4.34 | 175 | 0.0242 | 0.827 | 271 | 0.0375 | 4.34 | 175 | 0.0242 | 0.827 |  |  | 1 |  | RB-Appl-EffCW-med-GasDHW-ElecCDryer-Tier1-FrontAnySFm1985CZ13rNCGF
RB-Appl-EffCW-med-GasDHW-ElecCDryer-Tier1-Front | DEER2016 | D16v1 | 2015-05-16 | Any | SFm | 1985 | CZ14 | rDXGF | Each | 1 | 870 | None | 288 | 0.0468 | 3.81 | 184 | 0.0292 | 0.131 | 288 | 0.0468 | 3.81 | 184 | 0.0292 | 0.131 |  |  | 1 |  | RB-Appl-EffCW-med-GasDHW-ElecCDryer-Tier1-FrontAnySFm1985CZ14rDXGF
RB-Appl-EffCW-med-GasDHW-ElecCDryer-Tier1-Front | DEER2016 | D16v1 | 2015-05-16 | Any | SFm | 1985 | CZ14 | rDXHP | Each | 1 | 870 | None | 277 | 0.0444 | 4.95 | 178 | 0.0292 | 0.474 | 277 | 0.0444 | 4.95 | 178 | 0.0292 | 0.474 |  |  | 1 |  | RB-Appl-EffCW-med-GasDHW-ElecCDryer-Tier1-FrontAnySFm1985CZ14rDXHP
RB-Appl-EffCW-med-GasDHW-ElecCDryer-Tier1-Front | DEER2016 | D16v1 | 2015-05-16 | Any | SFm | 1985 | CZ14 | rNCEH | Each | 1 | 870 | None | 261 | 0.0376 | 4.92 | 172 | 0.0242 | 0.462 | 261 | 0.0376 | 4.92 | 172 | 0.0242 | 0.462 |  |  | 1 |  | RB-Appl-EffCW-med-GasDHW-ElecCDryer-Tier1-FrontAnySFm1985CZ14rNCEH
RB-Appl-EffCW-med-GasDHW-ElecCDryer-Tier1-Front | DEER2016 | D16v1 | 2015-05-16 | Any | SFm | 1985 | CZ14 | rNCGF | Each | 1 | 870 | None | 271 | 0.0376 | 3.71 | 174 | 0.0242 | 0.068 | 271 | 0.0376 | 3.71 | 174 | 0.0242 | 0.068 |  |  | 1 |  | RB-Appl-EffCW-med-GasDHW-ElecCDryer-Tier1-FrontAnySFm1985CZ14rNCGF
RB-Appl-EffCW-med-GasDHW-ElecCDryer-Tier1-Front | DEER2016 | D16v1 | 2015-05-16 | Any | SFm | 1985 | CZ15 | rDXGF | Each | 1 | 870 | None | 291 | 0.0465 | 3.5 | 184 | 0.0289 | 0.28 | 291 | 0.0465 | 3.5 | 184 | 0.0289 | 0.28 |  |  | 1 |  | RB-Appl-EffCW-med-GasDHW-ElecCDryer-Tier1-FrontAnySFm1985CZ15rDXGF
RB-Appl-EffCW-med-GasDHW-ElecCDryer-Tier1-Front | DEER2016 | D16v1 | 2015-05-16 | Any | SFm | 1985 | CZ15 | rDXHP | Each | 1 | 870 | None | 283 | 0.0475 | 4.07 | 180 | 0.0294 | 0.387 | 283 | 0.0475 | 4.07 | 180 | 0.0294 | 0.387 |  |  | 1 |  | RB-Appl-EffCW-med-GasDHW-ElecCDryer-Tier1-FrontAnySFm1985CZ15rDXHP
RB-Appl-EffCW-med-GasDHW-ElecCDryer-Tier1-Front | DEER2016 | D16v1 | 2015-05-16 | Any | SFm | 1985 | CZ15 | rNCEH | Each | 1 | 870 | None | 267 | 0.0376 | 4.04 | 174 | 0.0242 | 0.374 | 267 | 0.0376 | 4.04 | 174 | 0.0242 | 0.374 |  |  | 1 |  | RB-Appl-EffCW-med-GasDHW-ElecCDryer-Tier1-FrontAnySFm1985CZ15rNCEH
RB-Appl-EffCW-med-GasDHW-ElecCDryer-Tier1-Front | DEER2016 | D16v1 | 2015-05-16 | Any | SFm | 1985 | CZ15 | rNCGF | Each | 1 | 870 | None | 271 | 0.0376 | 3.45 | 174 | 0.0242 | 0.261 | 271 | 0.0376 | 3.45 | 174 | 0.0242 | 0.261 |  |  | 1 |  | RB-Appl-EffCW-med-GasDHW-ElecCDryer-Tier1-FrontAnySFm1985CZ15rNCGF
RB-Appl-EffCW-med-GasDHW-ElecCDryer-Tier1-Front | DEER2016 | D16v1 | 2015-05-16 | Any | SFm | 1985 | CZ16 | rDXGF | Each | 1 | 952 | None | 276 | 0.046 | 4.27 | 176 | 0.0276 | -0.237 | 276 | 0.046 | 4.27 | 176 | 0.0276 | -0.237 |  |  | 1 |  | RB-Appl-EffCW-med-GasDHW-ElecCDryer-Tier1-FrontAnySFm1985CZ16rDXGF
RB-Appl-EffCW-med-GasDHW-ElecCDryer-Tier1-Front | DEER2016 | D16v1 | 2015-05-16 | Any | SFm | 1985 | CZ16 | rDXHP | Each | 1 | 952 | None | 258 | 0.0497 | 5.69 | 166 | 0.0291 | 0.541 | 258 | 0.0497 | 5.69 | 166 | 0.0291 | 0.541 |  |  | 1 |  | RB-Appl-EffCW-med-GasDHW-ElecCDryer-Tier1-FrontAnySFm1985CZ16rDXHP
RB-Appl-EffCW-med-GasDHW-ElecCDryer-Tier1-Front | DEER2016 | D16v1 | 2015-05-16 | Any | SFm | 1985 | CZ16 | rNCEH | Each | 1 | 952 | None | 260 | 0.0376 | 5.67 | 168 | 0.0242 | 0.531 | 260 | 0.0376 | 5.67 | 168 | 0.0242 | 0.531 |  |  | 1 |  | RB-Appl-EffCW-med-GasDHW-ElecCDryer-Tier1-FrontAnySFm1985CZ16rNCEH
RB-Appl-EffCW-med-GasDHW-ElecCDryer-Tier1-Front | DEER2016 | D16v1 | 2015-05-16 | Any | SFm | 1985 | CZ16 | rNCGF | Each | 1 | 952 | None | 270 | 0.0375 | 4.23 | 174 | 0.0241 | -0.259 | 270 | 0.0375 | 4.23 | 174 | 0.0241 | -0.259 |  |  | 1 |  | RB-Appl-EffCW-med-GasDHW-ElecCDryer-Tier1-FrontAnySFm1985CZ16rNCGF
RB-Appl-EffCW-med-GasDHW-ElecCDryer-Tier1-Front | DEER2016 | D16v1 | 2015-05-16 | Any | SFm | 1996 | CZ01 | rDXGF | Each | 1 | 1100 | None | 271 | 0.0402 | 4.88 | 175 | 0.0263 | 0.82 | 271 | 0.0402 | 4.88 | 175 | 0.0263 | 0.82 |  |  | 1 |  | RB-Appl-EffCW-med-GasDHW-ElecCDryer-Tier1-FrontAnySFm1996CZ01rDXGF
RB-Appl-EffCW-med-GasDHW-ElecCDryer-Tier1-Front | DEER2016 | D16v1 | 2015-05-16 | Any | SFm | 1996 | CZ01 | rDXHP | Each | 1 | 1100 | None | 266 | 0.0371 | 5.7 | 178 | 0.0194 | 0.55 | 266 | 0.0371 | 5.7 | 178 | 0.0194 | 0.55 |  |  | 1 |  | RB-Appl-EffCW-med-GasDHW-ElecCDryer-Tier1-FrontAnySFm1996CZ01rDXHP
RB-Appl-EffCW-med-GasDHW-ElecCDryer-Tier1-Front | DEER2016 | D16v1 | 2015-05-16 | Any | SFm | 1996 | CZ01 | rNCEH | Each | 1 | 1100 | None | 264 | 0.0374 | 5.7 | 179 | 0.0242 | 0.548 | 264 | 0.0374 | 5.7 | 179 | 0.0242 | 0.548 |  |  | 1 |  | RB-Appl-EffCW-med-GasDHW-ElecCDryer-Tier1-FrontAnySFm1996CZ01rNCEH
RB-Appl-EffCW-med-GasDHW-ElecCDryer-Tier1-Front | DEER2016 | D16v1 | 2015-05-16 | Any | SFm | 1996 | CZ01 | rNCGF | Each | 1 | 1100 | None | 271 | 0.0376 | 4.85 | 175 | 0.0242 | 0.832 | 271 | 0.0376 | 4.85 | 175 | 0.0242 | 0.832 |  |  | 1 |  | RB-Appl-EffCW-med-GasDHW-ElecCDryer-Tier1-FrontAnySFm1996CZ01rNCGF
RB-Appl-EffCW-med-GasDHW-ElecCDryer-Tier1-Front | DEER2016 | D16v1 | 2015-05-16 | Any | SFm | 1996 | CZ02 | rDXGF | Each | 1 | 1100 | None | 274 | 0.0425 | 4.54 | 177 | 0.0206 | 0.802 | 274 | 0.0425 | 4.54 | 177 | 0.0206 | 0.802 |  |  | 1 |  | RB-Appl-EffCW-med-GasDHW-ElecCDryer-Tier1-FrontAnySFm1996CZ02rDXGF
RB-Appl-EffCW-med-GasDHW-ElecCDryer-Tier1-Front | DEER2016 | D16v1 | 2015-05-16 | Any | SFm | 1996 | CZ02 | rDXHP | Each | 1 | 1100 | None | 267 | 0.049 | 5.31 | 177 | 0.0367 | 0.516 | 267 | 0.049 | 5.31 | 177 | 0.0367 | 0.516 |  |  | 1 |  | RB-Appl-EffCW-med-GasDHW-ElecCDryer-Tier1-FrontAnySFm1996CZ02rDXHP
RB-Appl-EffCW-med-GasDHW-ElecCDryer-Tier1-Front | DEER2016 | D16v1 | 2015-05-16 | Any | SFm | 1996 | CZ02 | rNCEH | Each | 1 | 1100 | None | 264 | 0.0376 | 5.3 | 179 | 0.0242 | 0.51 | 264 | 0.0376 | 5.3 | 179 | 0.0242 | 0.51 |  |  | 1 |  | RB-Appl-EffCW-med-GasDHW-ElecCDryer-Tier1-FrontAnySFm1996CZ02rNCEH
RB-Appl-EffCW-med-GasDHW-ElecCDryer-Tier1-Front | DEER2016 | D16v1 | 2015-05-16 | Any | SFm | 1996 | CZ02 | rNCGF | Each | 1 | 1100 | None | 271 | 0.0376 | 4.51 | 175 | 0.0243 | 0.849 | 271 | 0.0376 | 4.51 | 175 | 0.0243 | 0.849 |  |  | 1 |  | RB-Appl-EffCW-med-GasDHW-ElecCDryer-Tier1-FrontAnySFm1996CZ02rNCGF
RB-Appl-EffCW-med-GasDHW-ElecCDryer-Tier1-Front | DEER2016 | D16v1 | 2015-05-16 | Any | SFm | 1996 | CZ03 | rDXGF | Each | 1 | 1100 | None | 275 | 0.0312 | 4.66 | 177 | 0.0167 | 1.11 | 275 | 0.0312 | 4.66 | 177 | 0.0167 | 1.11 |  |  | 1 |  | RB-Appl-EffCW-med-GasDHW-ElecCDryer-Tier1-FrontAnySFm1996CZ03rDXGF
RB-Appl-EffCW-med-GasDHW-ElecCDryer-Tier1-Front | DEER2016 | D16v1 | 2015-05-16 | Any | SFm | 1996 | CZ03 | rDXHP | Each | 1 | 1100 | None | 269 | 0.0343 | 5.32 | 179 | 0.0258 | 0.512 | 269 | 0.0343 | 5.32 | 179 | 0.0258 | 0.512 |  |  | 1 |  | RB-Appl-EffCW-med-GasDHW-ElecCDryer-Tier1-FrontAnySFm1996CZ03rDXHP
RB-Appl-EffCW-med-GasDHW-ElecCDryer-Tier1-Front | DEER2016 | D16v1 | 2015-05-16 | Any | SFm | 1996 | CZ03 | rNCEH | Each | 1 | 1100 | None | 265 | 0.0376 | 5.31 | 181 | 0.0242 | 0.51 | 265 | 0.0376 | 5.31 | 181 | 0.0242 | 0.51 |  |  | 1 |  | RB-Appl-EffCW-med-GasDHW-ElecCDryer-Tier1-FrontAnySFm1996CZ03rNCEH
RB-Appl-EffCW-med-GasDHW-ElecCDryer-Tier1-Front | DEER2016 | D16v1 | 2015-05-16 | Any | SFm | 1996 | CZ03 | rNCGF | Each | 1 | 1100 | None | 271 | 0.0376 | 4.69 | 175 | 0.0242 | 1.15 | 271 | 0.0376 | 4.69 | 175 | 0.0242 | 1.15 |  |  | 1 |  | RB-Appl-EffCW-med-GasDHW-ElecCDryer-Tier1-FrontAnySFm1996CZ03rNCGF
RB-Appl-EffCW-med-GasDHW-ElecCDryer-Tier1-Front | DEER2016 | D16v1 | 2015-05-16 | Any | SFm | 1996 | CZ04 | rDXGF | Each | 1 | 1100 | None | 282 | 0.0443 | 4.81 | 178 | 0.0252 | 1 | 282 | 0.0443 | 4.81 | 178 | 0.0252 | 1 |  |  | 1 |  | RB-Appl-EffCW-med-GasDHW-ElecCDryer-Tier1-FrontAnySFm1996CZ04rDXGF
RB-Appl-EffCW-med-GasDHW-ElecCDryer-Tier1-Front | DEER2016 | D16v1 | 2015-05-16 | Any | SFm | 1996 | CZ04 | rDXHP | Each | 1 | 1100 | None | 272 | 0.04 | 5.15 | 179 | 0.0284 | 0.496 | 272 | 0.04 | 5.15 | 179 | 0.0284 | 0.496 |  |  | 1 |  | RB-Appl-EffCW-med-GasDHW-ElecCDryer-Tier1-FrontAnySFm1996CZ04rDXHP
RB-Appl-EffCW-med-GasDHW-ElecCDryer-Tier1-Front | DEER2016 | D16v1 | 2015-05-16 | Any | SFm | 1996 | CZ04 | rNCEH | Each | 1 | 1100 | None | 269 | 0.0376 | 5.14 | 180 | 0.0242 | 0.494 | 269 | 0.0376 | 5.14 | 180 | 0.0242 | 0.494 |  |  | 1 |  | RB-Appl-EffCW-med-GasDHW-ElecCDryer-Tier1-FrontAnySFm1996CZ04rNCEH
RB-Appl-EffCW-med-GasDHW-ElecCDryer-Tier1-Front | DEER2016 | D16v1 | 2015-05-16 | Any | SFm | 1996 | CZ04 | rNCGF | Each | 1 | 1100 | None | 271 | 0.0376 | 4.72 | 175 | 0.0242 | 0.929 | 271 | 0.0376 | 4.72 | 175 | 0.0242 | 0.929 |  |  | 1 |  | RB-Appl-EffCW-med-GasDHW-ElecCDryer-Tier1-FrontAnySFm1996CZ04rNCGF
RB-Appl-EffCW-med-GasDHW-ElecCDryer-Tier1-Front | DEER2016 | D16v1 | 2015-05-16 | Any | SFm | 1996 | CZ05 | rDXGF | Each | 1 | 1100 | None | 274 | 0.0456 | 5.29 | 177 | 0.0269 | 1.73 | 274 | 0.0456 | 5.29 | 177 | 0.0269 | 1.73 |  |  | 1 |  | RB-Appl-EffCW-med-GasDHW-ElecCDryer-Tier1-FrontAnySFm1996CZ05rDXGF
RB-Appl-EffCW-med-GasDHW-ElecCDryer-Tier1-Front | DEER2016 | D16v1 | 2015-05-16 | Any | SFm | 1996 | CZ05 | rDXHP | Each | 1 | 1100 | None | 271 | 0.0473 | 5.4 | 183 | 0.0345 | 0.513 | 271 | 0.0473 | 5.4 | 183 | 0.0345 | 0.513 |  |  | 1 |  | RB-Appl-EffCW-med-GasDHW-ElecCDryer-Tier1-FrontAnySFm1996CZ05rDXHP
RB-Appl-EffCW-med-GasDHW-ElecCDryer-Tier1-Front | DEER2016 | D16v1 | 2015-05-16 | Any | SFm | 1996 | CZ05 | rNCEH | Each | 1 | 1100 | None | 269 | 0.0376 | 5.39 | 187 | 0.0242 | 0.511 | 269 | 0.0376 | 5.39 | 187 | 0.0242 | 0.511 |  |  | 1 |  | RB-Appl-EffCW-med-GasDHW-ElecCDryer-Tier1-FrontAnySFm1996CZ05rNCEH
RB-Appl-EffCW-med-GasDHW-ElecCDryer-Tier1-Front | DEER2016 | D16v1 | 2015-05-16 | Any | SFm | 1996 | CZ05 | rNCGF | Each | 1 | 1100 | None | 271 | 0.0376 | 5.12 | 175 | 0.0243 | 1.69 | 271 | 0.0376 | 5.12 | 175 | 0.0243 | 1.69 |  |  | 1 |  | RB-Appl-EffCW-med-GasDHW-ElecCDryer-Tier1-FrontAnySFm1996CZ05rNCGF
RB-Appl-EffCW-med-GasDHW-ElecCDryer-Tier1-Front | DEER2016 | D16v1 | 2015-05-16 | Any | SFm | 1996 | CZ06 | rDXGF | Each | 1 | 1150 | None | 279 | 0.0347 | 5.48 | 183 | -0.0374 | 1.43 | 279 | 0.0347 | 5.48 | 183 | -0.0374 | 1.43 |  |  | 1 |  | RB-Appl-EffCW-med-GasDHW-ElecCDryer-Tier1-FrontAnySFm1996CZ06rDXGF
RB-Appl-EffCW-med-GasDHW-ElecCDryer-Tier1-Front | DEER2016 | D16v1 | 2015-05-16 | Any | SFm | 1996 | CZ06 | rDXHP | Each | 1 | 1150 | None | 280 | 0.0829 | 5.01 | 185 | 0.0433 | 0.478 | 280 | 0.0829 | 5.01 | 185 | 0.0433 | 0.478 |  |  | 1 |  | RB-Appl-EffCW-med-GasDHW-ElecCDryer-Tier1-FrontAnySFm1996CZ06rDXHP
RB-Appl-EffCW-med-GasDHW-ElecCDryer-Tier1-Front | DEER2016 | D16v1 | 2015-05-16 | Any | SFm | 1996 | CZ06 | rNCEH | Each | 1 | 1150 | None | 274 | 0.0375 | 4.99 | 183 | 0.0242 | 0.477 | 274 | 0.0375 | 4.99 | 183 | 0.0242 | 0.477 |  |  | 1 |  | RB-Appl-EffCW-med-GasDHW-ElecCDryer-Tier1-FrontAnySFm1996CZ06rNCEH
RB-Appl-EffCW-med-GasDHW-ElecCDryer-Tier1-Front | DEER2016 | D16v1 | 2015-05-16 | Any | SFm | 1996 | CZ06 | rNCGF | Each | 1 | 1150 | None | 271 | 0.0375 | 5.22 | 175 | 0.0242 | 1.33 | 271 | 0.0375 | 5.22 | 175 | 0.0242 | 1.33 |  |  | 1 |  | RB-Appl-EffCW-med-GasDHW-ElecCDryer-Tier1-FrontAnySFm1996CZ06rNCGF
RB-Appl-EffCW-med-GasDHW-ElecCDryer-Tier1-Front | DEER2016 | D16v1 | 2015-05-16 | Any | SFm | 1996 | CZ07 | rDXGF | Each | 1 | 1150 | None | 281 | 0.147 | 5.36 | 177 | 0.0858 | 1.41 | 281 | 0.147 | 5.36 | 177 | 0.0858 | 1.41 |  |  | 1 |  | RB-Appl-EffCW-med-GasDHW-ElecCDryer-Tier1-FrontAnySFm1996CZ07rDXGF
RB-Appl-EffCW-med-GasDHW-ElecCDryer-Tier1-Front | DEER2016 | D16v1 | 2015-05-16 | Any | SFm | 1996 | CZ07 | rDXHP | Each | 1 | 1150 | None | 281 | 0.00759 | 4.95 | 185 | 0.029 | 0.475 | 281 | 0.00759 | 4.95 | 185 | 0.029 | 0.475 |  |  | 1 |  | RB-Appl-EffCW-med-GasDHW-ElecCDryer-Tier1-FrontAnySFm1996CZ07rDXHP
RB-Appl-EffCW-med-GasDHW-ElecCDryer-Tier1-Front | DEER2016 | D16v1 | 2015-05-16 | Any | SFm | 1996 | CZ07 | rNCEH | Each | 1 | 1150 | None | 273 | 0.0375 | 4.94 | 181 | 0.0242 | 0.474 | 273 | 0.0375 | 4.94 | 181 | 0.0242 | 0.474 |  |  | 1 |  | RB-Appl-EffCW-med-GasDHW-ElecCDryer-Tier1-FrontAnySFm1996CZ07rNCEH
RB-Appl-EffCW-med-GasDHW-ElecCDryer-Tier1-Front | DEER2016 | D16v1 | 2015-05-16 | Any | SFm | 1996 | CZ07 | rNCGF | Each | 1 | 1150 | None | 271 | 0.0373 | 5.17 | 175 | 0.0239 | 1.28 | 271 | 0.0373 | 5.17 | 175 | 0.0239 | 1.28 |  |  | 1 |  | RB-Appl-EffCW-med-GasDHW-ElecCDryer-Tier1-FrontAnySFm1996CZ07rNCGF
RB-Appl-EffCW-med-GasDHW-ElecCDryer-Tier1-Front | DEER2016 | D16v1 | 2015-05-16 | Any | SFm | 1996 | CZ08 | rDXGF | Each | 1 | 1150 | None | 278 | 0.0412 | 5.09 | 178 | 0.0248 | 1.16 | 278 | 0.0412 | 5.09 | 178 | 0.0248 | 1.16 |  |  | 1 |  | RB-Appl-EffCW-med-GasDHW-ElecCDryer-Tier1-FrontAnySFm1996CZ08rDXGF
RB-Appl-EffCW-med-GasDHW-ElecCDryer-Tier1-Front | DEER2016 | D16v1 | 2015-05-16 | Any | SFm | 1996 | CZ08 | rDXHP | Each | 1 | 1150 | None | 284 | 0.0388 | 4.87 | 184 | 0.0251 | 0.469 | 284 | 0.0388 | 4.87 | 184 | 0.0251 | 0.469 |  |  | 1 |  | RB-Appl-EffCW-med-GasDHW-ElecCDryer-Tier1-FrontAnySFm1996CZ08rDXHP
RB-Appl-EffCW-med-GasDHW-ElecCDryer-Tier1-Front | DEER2016 | D16v1 | 2015-05-16 | Any | SFm | 1996 | CZ08 | rNCEH | Each | 1 | 1150 | None | 272 | 0.0375 | 4.86 | 181 | 0.0242 | 0.465 | 272 | 0.0375 | 4.86 | 181 | 0.0242 | 0.465 |  |  | 1 |  | RB-Appl-EffCW-med-GasDHW-ElecCDryer-Tier1-FrontAnySFm1996CZ08rNCEH
RB-Appl-EffCW-med-GasDHW-ElecCDryer-Tier1-Front | DEER2016 | D16v1 | 2015-05-16 | Any | SFm | 1996 | CZ08 | rNCGF | Each | 1 | 1150 | None | 271 | 0.0376 | 4.75 | 175 | 0.0243 | 1.04 | 271 | 0.0376 | 4.75 | 175 | 0.0243 | 1.04 |  |  | 1 |  | RB-Appl-EffCW-med-GasDHW-ElecCDryer-Tier1-FrontAnySFm1996CZ08rNCGF
RB-Appl-EffCW-med-GasDHW-ElecCDryer-Tier1-Front | DEER2016 | D16v1 | 2015-05-16 | Any | SFm | 1996 | CZ09 | rDXGF | Each | 1 | 1090 | None | 273 | 0.0414 | 5.33 | 174 | 0.0259 | 0.9 | 273 | 0.0414 | 5.33 | 174 | 0.0259 | 0.9 |  |  | 1 |  | RB-Appl-EffCW-med-GasDHW-ElecCDryer-Tier1-FrontAnySFm1996CZ09rDXGF
RB-Appl-EffCW-med-GasDHW-ElecCDryer-Tier1-Front | DEER2016 | D16v1 | 2015-05-16 | Any | SFm | 1996 | CZ09 | rDXHP | Each | 1 | 1090 | None | 276 | 0.0397 | 4.87 | 175 | 0.025 | 0.463 | 276 | 0.0397 | 4.87 | 175 | 0.025 | 0.463 |  |  | 1 |  | RB-Appl-EffCW-med-GasDHW-ElecCDryer-Tier1-FrontAnySFm1996CZ09rDXHP
RB-Appl-EffCW-med-GasDHW-ElecCDryer-Tier1-Front | DEER2016 | D16v1 | 2015-05-16 | Any | SFm | 1996 | CZ09 | rNCEH | Each | 1 | 1090 | None | 276 | 0.0375 | 4.86 | 179 | 0.0241 | 0.461 | 276 | 0.0375 | 4.86 | 179 | 0.0241 | 0.461 |  |  | 1 |  | RB-Appl-EffCW-med-GasDHW-ElecCDryer-Tier1-FrontAnySFm1996CZ09rNCEH
RB-Appl-EffCW-med-GasDHW-ElecCDryer-Tier1-Front | DEER2016 | D16v1 | 2015-05-16 | Any | SFm | 1996 | CZ09 | rNCGF | Each | 1 | 1090 | None | 271 | 0.0374 | 5.21 | 175 | 0.0242 | 0.826 | 271 | 0.0374 | 5.21 | 175 | 0.0242 | 0.826 |  |  | 1 |  | RB-Appl-EffCW-med-GasDHW-ElecCDryer-Tier1-FrontAnySFm1996CZ09rNCGF
RB-Appl-EffCW-med-GasDHW-ElecCDryer-Tier1-Front | DEER2016 | D16v1 | 2015-05-16 | Any | SFm | 1996 | CZ10 | rDXGF | Each | 1 | 1090 | None | 277 | 0.0402 | 5.36 | 175 | 0.0245 | 0.93 | 277 | 0.0402 | 5.36 | 175 | 0.0245 | 0.93 |  |  | 1 |  | RB-Appl-EffCW-med-GasDHW-ElecCDryer-Tier1-FrontAnySFm1996CZ10rDXGF
RB-Appl-EffCW-med-GasDHW-ElecCDryer-Tier1-Front | DEER2016 | D16v1 | 2015-05-16 | Any | SFm | 1996 | CZ10 | rDXHP | Each | 1 | 1090 | None | 283 | 0.0402 | 4.84 | 181 | 0.0251 | 0.459 | 283 | 0.0402 | 4.84 | 181 | 0.0251 | 0.459 |  |  | 1 |  | RB-Appl-EffCW-med-GasDHW-ElecCDryer-Tier1-FrontAnySFm1996CZ10rDXHP
RB-Appl-EffCW-med-GasDHW-ElecCDryer-Tier1-Front | DEER2016 | D16v1 | 2015-05-16 | Any | SFm | 1996 | CZ10 | rNCEH | Each | 1 | 1090 | None | 277 | 0.0375 | 4.84 | 180 | 0.0241 | 0.458 | 277 | 0.0375 | 4.84 | 180 | 0.0241 | 0.458 |  |  | 1 |  | RB-Appl-EffCW-med-GasDHW-ElecCDryer-Tier1-FrontAnySFm1996CZ10rNCEH
RB-Appl-EffCW-med-GasDHW-ElecCDryer-Tier1-Front | DEER2016 | D16v1 | 2015-05-16 | Any | SFm | 1996 | CZ10 | rNCGF | Each | 1 | 1090 | None | 271 | 0.0375 | 5.24 | 175 | 0.0241 | 0.873 | 271 | 0.0375 | 5.24 | 175 | 0.0241 | 0.873 |  |  | 1 |  | RB-Appl-EffCW-med-GasDHW-ElecCDryer-Tier1-FrontAnySFm1996CZ10rNCGF
RB-Appl-EffCW-med-GasDHW-ElecCDryer-Tier1-Front | DEER2016 | D16v1 | 2015-05-16 | Any | SFm | 1996 | CZ11 | rDXGF | Each | 1 | 1020 | None | 280 | 0.048 | 4.22 | 180 | 0.0315 | 0.035 | 280 | 0.048 | 4.22 | 180 | 0.0315 | 0.035 |  |  | 1 |  | RB-Appl-EffCW-med-GasDHW-ElecCDryer-Tier1-FrontAnySFm1996CZ11rDXGF
RB-Appl-EffCW-med-GasDHW-ElecCDryer-Tier1-Front | DEER2016 | D16v1 | 2015-05-16 | Any | SFm | 1996 | CZ11 | rDXHP | Each | 1 | 1020 | None | 272 | 0.0478 | 4.9 | 175 | 0.0317 | 0.465 | 272 | 0.0478 | 4.9 | 175 | 0.0317 | 0.465 |  |  | 1 |  | RB-Appl-EffCW-med-GasDHW-ElecCDryer-Tier1-FrontAnySFm1996CZ11rDXHP
RB-Appl-EffCW-med-GasDHW-ElecCDryer-Tier1-Front | DEER2016 | D16v1 | 2015-05-16 | Any | SFm | 1996 | CZ11 | rNCEH | Each | 1 | 1020 | None | 265 | 0.0376 | 4.88 | 171 | 0.0242 | 0.452 | 265 | 0.0376 | 4.88 | 171 | 0.0242 | 0.452 |  |  | 1 |  | RB-Appl-EffCW-med-GasDHW-ElecCDryer-Tier1-FrontAnySFm1996CZ11rNCEH
RB-Appl-EffCW-med-GasDHW-ElecCDryer-Tier1-Front | DEER2016 | D16v1 | 2015-05-16 | Any | SFm | 1996 | CZ11 | rNCGF | Each | 1 | 1020 | None | 271 | 0.0376 | 4.19 | 175 | 0.0242 | 0.011 | 271 | 0.0376 | 4.19 | 175 | 0.0242 | 0.011 |  |  | 1 |  | RB-Appl-EffCW-med-GasDHW-ElecCDryer-Tier1-FrontAnySFm1996CZ11rNCGF
RB-Appl-EffCW-med-GasDHW-ElecCDryer-Tier1-Front | DEER2016 | D16v1 | 2015-05-16 | Any | SFm | 1996 | CZ12 | rDXGF | Each | 1 | 1020 | None | 279 | 0.0433 | 4.34 | 181 | 0.0218 | 0.048 | 279 | 0.0433 | 4.34 | 181 | 0.0218 | 0.048 |  |  | 1 |  | RB-Appl-EffCW-med-GasDHW-ElecCDryer-Tier1-FrontAnySFm1996CZ12rDXGF
RB-Appl-EffCW-med-GasDHW-ElecCDryer-Tier1-Front | DEER2016 | D16v1 | 2015-05-16 | Any | SFm | 1996 | CZ12 | rDXHP | Each | 1 | 1020 | None | 270 | 0.0442 | 5.06 | 175 | 0.0295 | 0.477 | 270 | 0.0442 | 5.06 | 175 | 0.0295 | 0.477 |  |  | 1 |  | RB-Appl-EffCW-med-GasDHW-ElecCDryer-Tier1-FrontAnySFm1996CZ12rDXHP
RB-Appl-EffCW-med-GasDHW-ElecCDryer-Tier1-Front | DEER2016 | D16v1 | 2015-05-16 | Any | SFm | 1996 | CZ12 | rNCEH | Each | 1 | 1020 | None | 265 | 0.0376 | 5.04 | 171 | 0.0242 | 0.467 | 265 | 0.0376 | 5.04 | 171 | 0.0242 | 0.467 |  |  | 1 |  | RB-Appl-EffCW-med-GasDHW-ElecCDryer-Tier1-FrontAnySFm1996CZ12rNCEH
RB-Appl-EffCW-med-GasDHW-ElecCDryer-Tier1-Front | DEER2016 | D16v1 | 2015-05-16 | Any | SFm | 1996 | CZ12 | rNCGF | Each | 1 | 1020 | None | 271 | 0.0376 | 4.27 | 175 | 0.0243 | -0.008 | 271 | 0.0376 | 4.27 | 175 | 0.0243 | -0.008 |  |  | 1 |  | RB-Appl-EffCW-med-GasDHW-ElecCDryer-Tier1-FrontAnySFm1996CZ12rNCGF
RB-Appl-EffCW-med-GasDHW-ElecCDryer-Tier1-Front | DEER2016 | D16v1 | 2015-05-16 | Any | SFm | 1996 | CZ13 | rDXGF | Each | 1 | 1020 | None | 283 | 0.0445 | 4.03 | 183 | 0.0285 | -0.058 | 283 | 0.0445 | 4.03 | 183 | 0.0285 | -0.058 |  |  | 1 |  | RB-Appl-EffCW-med-GasDHW-ElecCDryer-Tier1-FrontAnySFm1996CZ13rDXGF
RB-Appl-EffCW-med-GasDHW-ElecCDryer-Tier1-Front | DEER2016 | D16v1 | 2015-05-16 | Any | SFm | 1996 | CZ13 | rDXHP | Each | 1 | 1020 | None | 271 | 0.042 | 4.85 | 174 | 0.0263 | 0.463 | 271 | 0.042 | 4.85 | 174 | 0.0263 | 0.463 |  |  | 1 |  | RB-Appl-EffCW-med-GasDHW-ElecCDryer-Tier1-FrontAnySFm1996CZ13rDXHP
RB-Appl-EffCW-med-GasDHW-ElecCDryer-Tier1-Front | DEER2016 | D16v1 | 2015-05-16 | Any | SFm | 1996 | CZ13 | rNCEH | Each | 1 | 1020 | None | 262 | 0.0376 | 4.82 | 169 | 0.0242 | 0.448 | 262 | 0.0376 | 4.82 | 169 | 0.0242 | 0.448 |  |  | 1 |  | RB-Appl-EffCW-med-GasDHW-ElecCDryer-Tier1-FrontAnySFm1996CZ13rNCEH
RB-Appl-EffCW-med-GasDHW-ElecCDryer-Tier1-Front | DEER2016 | D16v1 | 2015-05-16 | Any | SFm | 1996 | CZ13 | rNCGF | Each | 1 | 1020 | None | 271 | 0.0375 | 3.98 | 175 | 0.0242 | -0.073 | 271 | 0.0375 | 3.98 | 175 | 0.0242 | -0.073 |  |  | 1 |  | RB-Appl-EffCW-med-GasDHW-ElecCDryer-Tier1-FrontAnySFm1996CZ13rNCGF
RB-Appl-EffCW-med-GasDHW-ElecCDryer-Tier1-Front | DEER2016 | D16v1 | 2015-05-16 | Any | SFm | 1996 | CZ14 | rDXGF | Each | 1 | 879 | None | 290 | 0.0484 | 4.15 | 187 | 0.0364 | 0.117 | 290 | 0.0484 | 4.15 | 187 | 0.0364 | 0.117 |  |  | 1 |  | RB-Appl-EffCW-med-GasDHW-ElecCDryer-Tier1-FrontAnySFm1996CZ14rDXGF
RB-Appl-EffCW-med-GasDHW-ElecCDryer-Tier1-Front | DEER2016 | D16v1 | 2015-05-16 | Any | SFm | 1996 | CZ14 | rDXHP | Each | 1 | 879 | None | 278 | 0.0434 | 4.94 | 179 | 0.0267 | 0.468 | 278 | 0.0434 | 4.94 | 179 | 0.0267 | 0.468 |  |  | 1 |  | RB-Appl-EffCW-med-GasDHW-ElecCDryer-Tier1-FrontAnySFm1996CZ14rDXHP
RB-Appl-EffCW-med-GasDHW-ElecCDryer-Tier1-Front | DEER2016 | D16v1 | 2015-05-16 | Any | SFm | 1996 | CZ14 | rNCEH | Each | 1 | 879 | None | 264 | 0.0376 | 4.91 | 172 | 0.0242 | 0.453 | 264 | 0.0376 | 4.91 | 172 | 0.0242 | 0.453 |  |  | 1 |  | RB-Appl-EffCW-med-GasDHW-ElecCDryer-Tier1-FrontAnySFm1996CZ14rNCEH
RB-Appl-EffCW-med-GasDHW-ElecCDryer-Tier1-Front | DEER2016 | D16v1 | 2015-05-16 | Any | SFm | 1996 | CZ14 | rNCGF | Each | 1 | 879 | None | 271 | 0.0376 | 4.07 | 174 | 0.0242 | 0.064 | 271 | 0.0376 | 4.07 | 174 | 0.0242 | 0.064 |  |  | 1 |  | RB-Appl-EffCW-med-GasDHW-ElecCDryer-Tier1-FrontAnySFm1996CZ14rNCGF
RB-Appl-EffCW-med-GasDHW-ElecCDryer-Tier1-Front | DEER2016 | D16v1 | 2015-05-16 | Any | SFm | 1996 | CZ15 | rDXGF | Each | 1 | 879 | None | 289 | 0.0435 | 3.66 | 185 | 0.0278 | 0.228 | 289 | 0.0435 | 3.66 | 185 | 0.0278 | 0.228 |  |  | 1 |  | RB-Appl-EffCW-med-GasDHW-ElecCDryer-Tier1-FrontAnySFm1996CZ15rDXGF
RB-Appl-EffCW-med-GasDHW-ElecCDryer-Tier1-Front | DEER2016 | D16v1 | 2015-05-16 | Any | SFm | 1996 | CZ15 | rDXHP | Each | 1 | 879 | None | 287 | 0.0453 | 4.07 | 184 | 0.0296 | 0.384 | 287 | 0.0453 | 4.07 | 184 | 0.0296 | 0.384 |  |  | 1 |  | RB-Appl-EffCW-med-GasDHW-ElecCDryer-Tier1-FrontAnySFm1996CZ15rDXHP
RB-Appl-EffCW-med-GasDHW-ElecCDryer-Tier1-Front | DEER2016 | D16v1 | 2015-05-16 | Any | SFm | 1996 | CZ15 | rNCEH | Each | 1 | 879 | None | 268 | 0.0376 | 4.03 | 173 | 0.0242 | 0.367 | 268 | 0.0376 | 4.03 | 173 | 0.0242 | 0.367 |  |  | 1 |  | RB-Appl-EffCW-med-GasDHW-ElecCDryer-Tier1-FrontAnySFm1996CZ15rNCEH
RB-Appl-EffCW-med-GasDHW-ElecCDryer-Tier1-Front | DEER2016 | D16v1 | 2015-05-16 | Any | SFm | 1996 | CZ15 | rNCGF | Each | 1 | 879 | None | 271 | 0.0376 | 3.57 | 174 | 0.0242 | 0.162 | 271 | 0.0376 | 3.57 | 174 | 0.0242 | 0.162 |  |  | 1 |  | RB-Appl-EffCW-med-GasDHW-ElecCDryer-Tier1-FrontAnySFm1996CZ15rNCGF
RB-Appl-EffCW-med-GasDHW-ElecCDryer-Tier1-Front | DEER2016 | D16v1 | 2015-05-16 | Any | SFm | 1996 | CZ16 | rDXGF | Each | 1 | 1100 | None | 280 | 0.0518 | 5.09 | 172 | 0.0233 | 0.872 | 280 | 0.0518 | 5.09 | 172 | 0.0233 | 0.872 |  |  | 1 |  | RB-Appl-EffCW-med-GasDHW-ElecCDryer-Tier1-FrontAnySFm1996CZ16rDXGF
RB-Appl-EffCW-med-GasDHW-ElecCDryer-Tier1-Front | DEER2016 | D16v1 | 2015-05-16 | Any | SFm | 1996 | CZ16 | rDXHP | Each | 1 | 1100 | None | 274 | 0.0437 | 5.68 | 179 | 0.0404 | 0.55 | 274 | 0.0437 | 5.68 | 179 | 0.0404 | 0.55 |  |  | 1 |  | RB-Appl-EffCW-med-GasDHW-ElecCDryer-Tier1-FrontAnySFm1996CZ16rDXHP
RB-Appl-EffCW-med-GasDHW-ElecCDryer-Tier1-Front | DEER2016 | D16v1 | 2015-05-16 | Any | SFm | 1996 | CZ16 | rNCEH | Each | 1 | 1100 | None | 266 | 0.0376 | 5.67 | 178 | 0.0242 | 0.546 | 266 | 0.0376 | 5.67 | 178 | 0.0242 | 0.546 |  |  | 1 |  | RB-Appl-EffCW-med-GasDHW-ElecCDryer-Tier1-FrontAnySFm1996CZ16rNCEH
RB-Appl-EffCW-med-GasDHW-ElecCDryer-Tier1-Front | DEER2016 | D16v1 | 2015-05-16 | Any | SFm | 1996 | CZ16 | rNCGF | Each | 1 | 1100 | None | 271 | 0.0375 | 5.04 | 175 | 0.0241 | 0.864 | 271 | 0.0375 | 5.04 | 175 | 0.0241 | 0.864 |  |  | 1 |  | RB-Appl-EffCW-med-GasDHW-ElecCDryer-Tier1-FrontAnySFm1996CZ16rNCGF
RB-Appl-EffCW-med-GasDHW-ElecCDryer-Tier1-Front | DEER2016 | D16v1 | 2015-05-16 | Any | SFm | 2003 | CZ01 | rDXGF | Each | 1 | 1150 | None | 271 | 0.0261 | 5.25 | 175 | 0.0158 | -0.147 | 271 | 0.0261 | 5.25 | 175 | 0.0158 | -0.147 |  |  | 1 |  | RB-Appl-EffCW-med-GasDHW-ElecCDryer-Tier1-FrontAnySFm2003CZ01rDXGF
RB-Appl-EffCW-med-GasDHW-ElecCDryer-Tier1-Front | DEER2016 | D16v1 | 2015-05-16 | Any | SFm | 2003 | CZ01 | rDXHP | Each | 1 | 1150 | None | 268 | 0.0434 | 5.71 | 169 | 0.03 | 0.535 | 268 | 0.0434 | 5.71 | 169 | 0.03 | 0.535 |  |  | 1 |  | RB-Appl-EffCW-med-GasDHW-ElecCDryer-Tier1-FrontAnySFm2003CZ01rDXHP
RB-Appl-EffCW-med-GasDHW-ElecCDryer-Tier1-Front | DEER2016 | D16v1 | 2015-05-16 | Any | SFm | 2003 | CZ01 | rNCEH | Each | 1 | 1150 | None | 267 | 0.0375 | 5.7 | 168 | 0.0242 | 0.531 | 267 | 0.0375 | 5.7 | 168 | 0.0242 | 0.531 |  |  | 1 |  | RB-Appl-EffCW-med-GasDHW-ElecCDryer-Tier1-FrontAnySFm2003CZ01rNCEH
RB-Appl-EffCW-med-GasDHW-ElecCDryer-Tier1-Front | DEER2016 | D16v1 | 2015-05-16 | Any | SFm | 2003 | CZ01 | rNCGF | Each | 1 | 1150 | None | 271 | 0.0375 | 5.25 | 174 | 0.0242 | -0.164 | 271 | 0.0375 | 5.25 | 174 | 0.0242 | -0.164 |  |  | 1 |  | RB-Appl-EffCW-med-GasDHW-ElecCDryer-Tier1-FrontAnySFm2003CZ01rNCGF
RB-Appl-EffCW-med-GasDHW-ElecCDryer-Tier1-Front | DEER2016 | D16v1 | 2015-05-16 | Any | SFm | 2003 | CZ02 | rDXGF | Each | 1 | 974 | None | 276 | 0.0489 | 5.07 | 177 | 0.0294 | 1.22 | 276 | 0.0489 | 5.07 | 177 | 0.0294 | 1.22 |  |  | 1 |  | RB-Appl-EffCW-med-GasDHW-ElecCDryer-Tier1-FrontAnySFm2003CZ02rDXGF
RB-Appl-EffCW-med-GasDHW-ElecCDryer-Tier1-Front | DEER2016 | D16v1 | 2015-05-16 | Any | SFm | 2003 | CZ02 | rDXHP | Each | 1 | 974 | None | 270 | 0.0452 | 5.31 | 181 | 0.0302 | 0.513 | 270 | 0.0452 | 5.31 | 181 | 0.0302 | 0.513 |  |  | 1 |  | RB-Appl-EffCW-med-GasDHW-ElecCDryer-Tier1-FrontAnySFm2003CZ02rDXHP
RB-Appl-EffCW-med-GasDHW-ElecCDryer-Tier1-Front | DEER2016 | D16v1 | 2015-05-16 | Any | SFm | 2003 | CZ02 | rNCEH | Each | 1 | 974 | None | 269 | 0.0375 | 5.3 | 182 | 0.0242 | 0.509 | 269 | 0.0375 | 5.3 | 182 | 0.0242 | 0.509 |  |  | 1 |  | RB-Appl-EffCW-med-GasDHW-ElecCDryer-Tier1-FrontAnySFm2003CZ02rNCEH
RB-Appl-EffCW-med-GasDHW-ElecCDryer-Tier1-Front | DEER2016 | D16v1 | 2015-05-16 | Any | SFm | 2003 | CZ02 | rNCGF | Each | 1 | 974 | None | 271 | 0.0375 | 4.96 | 175 | 0.0242 | 1.19 | 271 | 0.0375 | 4.96 | 175 | 0.0242 | 1.19 |  |  | 1 |  | RB-Appl-EffCW-med-GasDHW-ElecCDryer-Tier1-FrontAnySFm2003CZ02rNCGF
RB-Appl-EffCW-med-GasDHW-ElecCDryer-Tier1-Front | DEER2016 | D16v1 | 2015-05-16 | Any | SFm | 2003 | CZ03 | rDXGF | Each | 1 | 1150 | None | 273 | 0.0425 | 5.16 | 177 | 0.034 | 0.005 | 273 | 0.0425 | 5.16 | 177 | 0.034 | 0.005 |  |  | 1 |  | RB-Appl-EffCW-med-GasDHW-ElecCDryer-Tier1-FrontAnySFm2003CZ03rDXGF
RB-Appl-EffCW-med-GasDHW-ElecCDryer-Tier1-Front | DEER2016 | D16v1 | 2015-05-16 | Any | SFm | 2003 | CZ03 | rDXHP | Each | 1 | 1150 | None | 270 | 0.039 | 5.33 | 171 | 0.0364 | 0.504 | 270 | 0.039 | 5.33 | 171 | 0.0364 | 0.504 |  |  | 1 |  | RB-Appl-EffCW-med-GasDHW-ElecCDryer-Tier1-FrontAnySFm2003CZ03rDXHP
RB-Appl-EffCW-med-GasDHW-ElecCDryer-Tier1-Front | DEER2016 | D16v1 | 2015-05-16 | Any | SFm | 2003 | CZ03 | rNCEH | Each | 1 | 1150 | None | 269 | 0.0375 | 5.32 | 170 | 0.0242 | 0.495 | 269 | 0.0375 | 5.32 | 170 | 0.0242 | 0.495 |  |  | 1 |  | RB-Appl-EffCW-med-GasDHW-ElecCDryer-Tier1-FrontAnySFm2003CZ03rNCEH
RB-Appl-EffCW-med-GasDHW-ElecCDryer-Tier1-Front | DEER2016 | D16v1 | 2015-05-16 | Any | SFm | 2003 | CZ03 | rNCGF | Each | 1 | 1150 | None | 271 | 0.0375 | 5.19 | 174 | 0.0242 | -0.057 | 271 | 0.0375 | 5.19 | 174 | 0.0242 | -0.057 |  |  | 1 |  | RB-Appl-EffCW-med-GasDHW-ElecCDryer-Tier1-FrontAnySFm2003CZ03rNCGF
RB-Appl-EffCW-med-GasDHW-ElecCDryer-Tier1-Front | DEER2016 | D16v1 | 2015-05-16 | Any | SFm | 2003 | CZ04 | rDXGF | Each | 1 | 1150 | None | 275 | 0.0461 | 4.94 | 178 | 0.0312 | -0.006 | 275 | 0.0461 | 4.94 | 178 | 0.0312 | -0.006 |  |  | 1 |  | RB-Appl-EffCW-med-GasDHW-ElecCDryer-Tier1-FrontAnySFm2003CZ04rDXGF
RB-Appl-EffCW-med-GasDHW-ElecCDryer-Tier1-Front | DEER2016 | D16v1 | 2015-05-16 | Any | SFm | 2003 | CZ04 | rDXHP | Each | 1 | 1150 | None | 277 | 0.0449 | 5.15 | 176 | 0.0313 | 0.484 | 277 | 0.0449 | 5.15 | 176 | 0.0313 | 0.484 |  |  | 1 |  | RB-Appl-EffCW-med-GasDHW-ElecCDryer-Tier1-FrontAnySFm2003CZ04rDXHP
RB-Appl-EffCW-med-GasDHW-ElecCDryer-Tier1-Front | DEER2016 | D16v1 | 2015-05-16 | Any | SFm | 2003 | CZ04 | rNCEH | Each | 1 | 1150 | None | 271 | 0.0375 | 5.15 | 171 | 0.0242 | 0.477 | 271 | 0.0375 | 5.15 | 171 | 0.0242 | 0.477 |  |  | 1 |  | RB-Appl-EffCW-med-GasDHW-ElecCDryer-Tier1-FrontAnySFm2003CZ04rNCEH
RB-Appl-EffCW-med-GasDHW-ElecCDryer-Tier1-Front | DEER2016 | D16v1 | 2015-05-16 | Any | SFm | 2003 | CZ04 | rNCGF | Each | 1 | 1150 | None | 271 | 0.0376 | 4.91 | 174 | 0.0242 | -0.084 | 271 | 0.0376 | 4.91 | 174 | 0.0242 | -0.084 |  |  | 1 |  | RB-Appl-EffCW-med-GasDHW-ElecCDryer-Tier1-FrontAnySFm2003CZ04rNCGF
RB-Appl-EffCW-med-GasDHW-ElecCDryer-Tier1-Front | DEER2016 | D16v1 | 2015-05-16 | Any | SFm | 2003 | CZ05 | rDXGF | Each | 1 | 1150 | None | 272 | 0.033 | 5.02 | 176 | 0.0272 | -0.199 | 272 | 0.033 | 5.02 | 176 | 0.0272 | -0.199 |  |  | 1 |  | RB-Appl-EffCW-med-GasDHW-ElecCDryer-Tier1-FrontAnySFm2003CZ05rDXGF
RB-Appl-EffCW-med-GasDHW-ElecCDryer-Tier1-Front | DEER2016 | D16v1 | 2015-05-16 | Any | SFm | 2003 | CZ05 | rDXHP | Each | 1 | 1150 | None | 269 | 0.0334 | 5.41 | 169 | 0.0187 | 0.512 | 269 | 0.0334 | 5.41 | 169 | 0.0187 | 0.512 |  |  | 1 |  | RB-Appl-EffCW-med-GasDHW-ElecCDryer-Tier1-FrontAnySFm2003CZ05rDXHP
RB-Appl-EffCW-med-GasDHW-ElecCDryer-Tier1-Front | DEER2016 | D16v1 | 2015-05-16 | Any | SFm | 2003 | CZ05 | rNCEH | Each | 1 | 1150 | None | 266 | 0.0375 | 5.41 | 166 | 0.0242 | 0.506 | 266 | 0.0375 | 5.41 | 166 | 0.0242 | 0.506 |  |  | 1 |  | RB-Appl-EffCW-med-GasDHW-ElecCDryer-Tier1-FrontAnySFm2003CZ05rNCEH
RB-Appl-EffCW-med-GasDHW-ElecCDryer-Tier1-Front | DEER2016 | D16v1 | 2015-05-16 | Any | SFm | 2003 | CZ05 | rNCGF | Each | 1 | 1150 | None | 270 | 0.0376 | 4.76 | 174 | 0.0242 | -0.638 | 270 | 0.0376 | 4.76 | 174 | 0.0242 | -0.638 |  |  | 1 |  | RB-Appl-EffCW-med-GasDHW-ElecCDryer-Tier1-FrontAnySFm2003CZ05rNCGF
RB-Appl-EffCW-med-GasDHW-ElecCDryer-Tier1-Front | DEER2016 | D16v1 | 2015-05-16 | Any | SFm | 2003 | CZ06 | rDXGF | Each | 1 | 1200 | None | 278 | 0.0373 | 5.34 | 179 | 0.0388 | 0.542 | 278 | 0.0373 | 5.34 | 179 | 0.0388 | 0.542 |  |  | 1 |  | RB-Appl-EffCW-med-GasDHW-ElecCDryer-Tier1-FrontAnySFm2003CZ06rDXGF
RB-Appl-EffCW-med-GasDHW-ElecCDryer-Tier1-Front | DEER2016 | D16v1 | 2015-05-16 | Any | SFm | 2003 | CZ06 | rDXHP | Each | 1 | 1200 | None | 282 | 0.0428 | 5.01 | 186 | 0.0375 | 0.475 | 282 | 0.0428 | 5.01 | 186 | 0.0375 | 0.475 |  |  | 1 |  | RB-Appl-EffCW-med-GasDHW-ElecCDryer-Tier1-FrontAnySFm2003CZ06rDXHP
RB-Appl-EffCW-med-GasDHW-ElecCDryer-Tier1-Front | DEER2016 | D16v1 | 2015-05-16 | Any | SFm | 2003 | CZ06 | rNCEH | Each | 1 | 1200 | None | 272 | 0.0375 | 4.99 | 174 | 0.0242 | 0.466 | 272 | 0.0375 | 4.99 | 174 | 0.0242 | 0.466 |  |  | 1 |  | RB-Appl-EffCW-med-GasDHW-ElecCDryer-Tier1-FrontAnySFm2003CZ06rNCEH
RB-Appl-EffCW-med-GasDHW-ElecCDryer-Tier1-Front | DEER2016 | D16v1 | 2015-05-16 | Any | SFm | 2003 | CZ06 | rNCGF | Each | 1 | 1200 | None | 271 | 0.0372 | 5.11 | 174 | 0.0239 | 0.402 | 271 | 0.0372 | 5.11 | 174 | 0.0239 | 0.402 |  |  | 1 |  | RB-Appl-EffCW-med-GasDHW-ElecCDryer-Tier1-FrontAnySFm2003CZ06rNCGF
RB-Appl-EffCW-med-GasDHW-ElecCDryer-Tier1-Front | DEER2016 | D16v1 | 2015-05-16 | Any | SFm | 2003 | CZ07 | rDXGF | Each | 1 | 1200 | None | 291 | 0.101 | 5.41 | 190 | 0.0835 | 0.569 | 291 | 0.101 | 5.41 | 190 | 0.0835 | 0.569 |  |  | 1 |  | RB-Appl-EffCW-med-GasDHW-ElecCDryer-Tier1-FrontAnySFm2003CZ07rDXGF
RB-Appl-EffCW-med-GasDHW-ElecCDryer-Tier1-Front | DEER2016 | D16v1 | 2015-05-16 | Any | SFm | 2003 | CZ07 | rDXHP | Each | 1 | 1200 | None | 282 | 0.0351 | 4.96 | 189 | 0.0248 | 0.472 | 282 | 0.0351 | 4.96 | 189 | 0.0248 | 0.472 |  |  | 1 |  | RB-Appl-EffCW-med-GasDHW-ElecCDryer-Tier1-FrontAnySFm2003CZ07rDXHP
RB-Appl-EffCW-med-GasDHW-ElecCDryer-Tier1-Front | DEER2016 | D16v1 | 2015-05-16 | Any | SFm | 2003 | CZ07 | rNCEH | Each | 1 | 1200 | None | 273 | 0.0375 | 4.94 | 174 | 0.0242 | 0.46 | 273 | 0.0375 | 4.94 | 174 | 0.0242 | 0.46 |  |  | 1 |  | RB-Appl-EffCW-med-GasDHW-ElecCDryer-Tier1-FrontAnySFm2003CZ07rNCEH
RB-Appl-EffCW-med-GasDHW-ElecCDryer-Tier1-Front | DEER2016 | D16v1 | 2015-05-16 | Any | SFm | 2003 | CZ07 | rNCGF | Each | 1 | 1200 | None | 271 | 0.0374 | 5.14 | 174 | 0.0241 | 0.378 | 271 | 0.0374 | 5.14 | 174 | 0.0241 | 0.378 |  |  | 1 |  | RB-Appl-EffCW-med-GasDHW-ElecCDryer-Tier1-FrontAnySFm2003CZ07rNCGF
RB-Appl-EffCW-med-GasDHW-ElecCDryer-Tier1-Front | DEER2016 | D16v1 | 2015-05-16 | Any | SFm | 2003 | CZ08 | rDXGF | Each | 1 | 1200 | None | 286 | 0.0445 | 4.7 | 188 | 0.0275 | 0.194 | 286 | 0.0445 | 4.7 | 188 | 0.0275 | 0.194 |  |  | 1 |  | RB-Appl-EffCW-med-GasDHW-ElecCDryer-Tier1-FrontAnySFm2003CZ08rDXGF
RB-Appl-EffCW-med-GasDHW-ElecCDryer-Tier1-Front | DEER2016 | D16v1 | 2015-05-16 | Any | SFm | 2003 | CZ08 | rDXHP | Each | 1 | 1200 | None | 280 | 0.0406 | 4.88 | 180 | 0.0279 | 0.468 | 280 | 0.0406 | 4.88 | 180 | 0.0279 | 0.468 |  |  | 1 |  | RB-Appl-EffCW-med-GasDHW-ElecCDryer-Tier1-FrontAnySFm2003CZ08rDXHP
RB-Appl-EffCW-med-GasDHW-ElecCDryer-Tier1-Front | DEER2016 | D16v1 | 2015-05-16 | Any | SFm | 2003 | CZ08 | rNCEH | Each | 1 | 1200 | None | 269 | 0.0375 | 4.86 | 171 | 0.0242 | 0.455 | 269 | 0.0375 | 4.86 | 171 | 0.0242 | 0.455 |  |  | 1 |  | RB-Appl-EffCW-med-GasDHW-ElecCDryer-Tier1-FrontAnySFm2003CZ08rNCEH
RB-Appl-EffCW-med-GasDHW-ElecCDryer-Tier1-Front | DEER2016 | D16v1 | 2015-05-16 | Any | SFm | 2003 | CZ08 | rNCGF | Each | 1 | 1200 | None | 271 | 0.0377 | 4.49 | 174 | 0.0244 | 0.063 | 271 | 0.0377 | 4.49 | 174 | 0.0244 | 0.063 |  |  | 1 |  | RB-Appl-EffCW-med-GasDHW-ElecCDryer-Tier1-FrontAnySFm2003CZ08rNCGF
RB-Appl-EffCW-med-GasDHW-ElecCDryer-Tier1-Front | DEER2016 | D16v1 | 2015-05-16 | Any | SFm | 2003 | CZ09 | rDXGF | Each | 1 | 1210 | None | 284 | 0.0385 | 4.75 | 185 | 0.0249 | 0.043 | 284 | 0.0385 | 4.75 | 185 | 0.0249 | 0.043 |  |  | 1 |  | RB-Appl-EffCW-med-GasDHW-ElecCDryer-Tier1-FrontAnySFm2003CZ09rDXGF
RB-Appl-EffCW-med-GasDHW-ElecCDryer-Tier1-Front | DEER2016 | D16v1 | 2015-05-16 | Any | SFm | 2003 | CZ09 | rDXHP | Each | 1 | 1210 | None | 279 | 0.0398 | 4.87 | 177 | 0.0258 | 0.462 | 279 | 0.0398 | 4.87 | 177 | 0.0258 | 0.462 |  |  | 1 |  | RB-Appl-EffCW-med-GasDHW-ElecCDryer-Tier1-FrontAnySFm2003CZ09rDXHP
RB-Appl-EffCW-med-GasDHW-ElecCDryer-Tier1-Front | DEER2016 | D16v1 | 2015-05-16 | Any | SFm | 2003 | CZ09 | rNCEH | Each | 1 | 1210 | None | 271 | 0.0375 | 4.86 | 171 | 0.0241 | 0.45 | 271 | 0.0375 | 4.86 | 171 | 0.0241 | 0.45 |  |  | 1 |  | RB-Appl-EffCW-med-GasDHW-ElecCDryer-Tier1-FrontAnySFm2003CZ09rNCEH
RB-Appl-EffCW-med-GasDHW-ElecCDryer-Tier1-Front | DEER2016 | D16v1 | 2015-05-16 | Any | SFm | 2003 | CZ09 | rNCGF | Each | 1 | 1210 | None | 271 | 0.0374 | 4.62 | 174 | 0.0241 | -0.038 | 271 | 0.0374 | 4.62 | 174 | 0.0241 | -0.038 |  |  | 1 |  | RB-Appl-EffCW-med-GasDHW-ElecCDryer-Tier1-FrontAnySFm2003CZ09rNCGF
RB-Appl-EffCW-med-GasDHW-ElecCDryer-Tier1-Front | DEER2016 | D16v1 | 2015-05-16 | Any | SFm | 2003 | CZ10 | rDXGF | Each | 1 | 974 | None | 283 | 0.039 | 4.99 | 177 | 0.0246 | 1.23 | 283 | 0.039 | 4.99 | 177 | 0.0246 | 1.23 |  |  | 1 |  | RB-Appl-EffCW-med-GasDHW-ElecCDryer-Tier1-FrontAnySFm2003CZ10rDXGF
RB-Appl-EffCW-med-GasDHW-ElecCDryer-Tier1-Front | DEER2016 | D16v1 | 2015-05-16 | Any | SFm | 2003 | CZ10 | rDXHP | Each | 1 | 974 | None | 284 | 0.0388 | 4.84 | 186 | 0.0241 | 0.462 | 284 | 0.0388 | 4.84 | 186 | 0.0241 | 0.462 |  |  | 1 |  | RB-Appl-EffCW-med-GasDHW-ElecCDryer-Tier1-FrontAnySFm2003CZ10rDXHP
RB-Appl-EffCW-med-GasDHW-ElecCDryer-Tier1-Front | DEER2016 | D16v1 | 2015-05-16 | Any | SFm | 2003 | CZ10 | rNCEH | Each | 1 | 974 | None | 273 | 0.0375 | 4.83 | 183 | 0.0242 | 0.463 | 273 | 0.0375 | 4.83 | 183 | 0.0242 | 0.463 |  |  | 1 |  | RB-Appl-EffCW-med-GasDHW-ElecCDryer-Tier1-FrontAnySFm2003CZ10rNCEH
RB-Appl-EffCW-med-GasDHW-ElecCDryer-Tier1-Front | DEER2016 | D16v1 | 2015-05-16 | Any | SFm | 2003 | CZ10 | rNCGF | Each | 1 | 974 | None | 271 | 0.0376 | 4.92 | 175 | 0.0242 | 1.19 | 271 | 0.0376 | 4.92 | 175 | 0.0242 | 1.19 |  |  | 1 |  | RB-Appl-EffCW-med-GasDHW-ElecCDryer-Tier1-FrontAnySFm2003CZ10rNCGF
RB-Appl-EffCW-med-GasDHW-ElecCDryer-Tier1-Front | DEER2016 | D16v1 | 2015-05-16 | Any | SFm | 2003 | CZ11 | rDXGF | Each | 1 | 974 | None | 279 | 0.0432 | 4.35 | 177 | 0.0263 | 0.802 | 279 | 0.0432 | 4.35 | 177 | 0.0263 | 0.802 |  |  | 1 |  | RB-Appl-EffCW-med-GasDHW-ElecCDryer-Tier1-FrontAnySFm2003CZ11rDXGF
RB-Appl-EffCW-med-GasDHW-ElecCDryer-Tier1-Front | DEER2016 | D16v1 | 2015-05-16 | Any | SFm | 2003 | CZ11 | rDXHP | Each | 1 | 974 | None | 271 | 0.0405 | 4.91 | 177 | 0.0224 | 0.474 | 271 | 0.0405 | 4.91 | 177 | 0.0224 | 0.474 |  |  | 1 |  | RB-Appl-EffCW-med-GasDHW-ElecCDryer-Tier1-FrontAnySFm2003CZ11rDXHP
RB-Appl-EffCW-med-GasDHW-ElecCDryer-Tier1-Front | DEER2016 | D16v1 | 2015-05-16 | Any | SFm | 2003 | CZ11 | rNCEH | Each | 1 | 974 | None | 266 | 0.0375 | 4.9 | 179 | 0.0242 | 0.475 | 266 | 0.0375 | 4.9 | 179 | 0.0242 | 0.475 |  |  | 1 |  | RB-Appl-EffCW-med-GasDHW-ElecCDryer-Tier1-FrontAnySFm2003CZ11rNCEH
RB-Appl-EffCW-med-GasDHW-ElecCDryer-Tier1-Front | DEER2016 | D16v1 | 2015-05-16 | Any | SFm | 2003 | CZ11 | rNCGF | Each | 1 | 974 | None | 271 | 0.0376 | 4.34 | 175 | 0.0242 | 0.802 | 271 | 0.0376 | 4.34 | 175 | 0.0242 | 0.802 |  |  | 1 |  | RB-Appl-EffCW-med-GasDHW-ElecCDryer-Tier1-FrontAnySFm2003CZ11rNCGF
RB-Appl-EffCW-med-GasDHW-ElecCDryer-Tier1-Front | DEER2016 | D16v1 | 2015-05-16 | Any | SFm | 2003 | CZ12 | rDXGF | Each | 1 | 974 | None | 278 | 0.0479 | 4.49 | 176 | 0.0307 | 0.843 | 278 | 0.0479 | 4.49 | 176 | 0.0307 | 0.843 |  |  | 1 |  | RB-Appl-EffCW-med-GasDHW-ElecCDryer-Tier1-FrontAnySFm2003CZ12rDXGF
RB-Appl-EffCW-med-GasDHW-ElecCDryer-Tier1-Front | DEER2016 | D16v1 | 2015-05-16 | Any | SFm | 2003 | CZ12 | rDXHP | Each | 1 | 974 | None | 269 | 0.0443 | 5.07 | 177 | 0.0256 | 0.49 | 269 | 0.0443 | 5.07 | 177 | 0.0256 | 0.49 |  |  | 1 |  | RB-Appl-EffCW-med-GasDHW-ElecCDryer-Tier1-FrontAnySFm2003CZ12rDXHP
RB-Appl-EffCW-med-GasDHW-ElecCDryer-Tier1-Front | DEER2016 | D16v1 | 2015-05-16 | Any | SFm | 2003 | CZ12 | rNCEH | Each | 1 | 974 | None | 266 | 0.0375 | 5.05 | 179 | 0.0242 | 0.49 | 266 | 0.0375 | 5.05 | 179 | 0.0242 | 0.49 |  |  | 1 |  | RB-Appl-EffCW-med-GasDHW-ElecCDryer-Tier1-FrontAnySFm2003CZ12rNCEH
RB-Appl-EffCW-med-GasDHW-ElecCDryer-Tier1-Front | DEER2016 | D16v1 | 2015-05-16 | Any | SFm | 2003 | CZ12 | rNCGF | Each | 1 | 974 | None | 271 | 0.0375 | 4.47 | 175 | 0.0242 | 0.84 | 271 | 0.0375 | 4.47 | 175 | 0.0242 | 0.84 |  |  | 1 |  | RB-Appl-EffCW-med-GasDHW-ElecCDryer-Tier1-FrontAnySFm2003CZ12rNCGF
RB-Appl-EffCW-med-GasDHW-ElecCDryer-Tier1-Front | DEER2016 | D16v1 | 2015-05-16 | Any | SFm | 2003 | CZ13 | rDXGF | Each | 1 | 974 | None | 279 | 0.0443 | 4.35 | 177 | 0.0293 | 0.805 | 279 | 0.0443 | 4.35 | 177 | 0.0293 | 0.805 |  |  | 1 |  | RB-Appl-EffCW-med-GasDHW-ElecCDryer-Tier1-FrontAnySFm2003CZ13rDXGF
RB-Appl-EffCW-med-GasDHW-ElecCDryer-Tier1-Front | DEER2016 | D16v1 | 2015-05-16 | Any | SFm | 2003 | CZ13 | rDXHP | Each | 1 | 974 | None | 273 | 0.0429 | 4.85 | 177 | 0.0258 | 0.467 | 273 | 0.0429 | 4.85 | 177 | 0.0258 | 0.467 |  |  | 1 |  | RB-Appl-EffCW-med-GasDHW-ElecCDryer-Tier1-FrontAnySFm2003CZ13rDXHP
RB-Appl-EffCW-med-GasDHW-ElecCDryer-Tier1-Front | DEER2016 | D16v1 | 2015-05-16 | Any | SFm | 2003 | CZ13 | rNCEH | Each | 1 | 974 | None | 266 | 0.0375 | 4.84 | 179 | 0.0242 | 0.47 | 266 | 0.0375 | 4.84 | 179 | 0.0242 | 0.47 |  |  | 1 |  | RB-Appl-EffCW-med-GasDHW-ElecCDryer-Tier1-FrontAnySFm2003CZ13rNCEH
RB-Appl-EffCW-med-GasDHW-ElecCDryer-Tier1-Front | DEER2016 | D16v1 | 2015-05-16 | Any | SFm | 2003 | CZ13 | rNCGF | Each | 1 | 974 | None | 271 | 0.0375 | 4.31 | 175 | 0.0242 | 0.776 | 271 | 0.0375 | 4.31 | 175 | 0.0242 | 0.776 |  |  | 1 |  | RB-Appl-EffCW-med-GasDHW-ElecCDryer-Tier1-FrontAnySFm2003CZ13rNCGF
RB-Appl-EffCW-med-GasDHW-ElecCDryer-Tier1-Front | DEER2016 | D16v1 | 2015-05-16 | Any | SFm | 2003 | CZ14 | rDXGF | Each | 1 | 1080 | None | 284 | 0.0384 | 4.71 | 180 | 0.0245 | 0.76 | 284 | 0.0384 | 4.71 | 180 | 0.0245 | 0.76 |  |  | 1 |  | RB-Appl-EffCW-med-GasDHW-ElecCDryer-Tier1-FrontAnySFm2003CZ14rDXGF
RB-Appl-EffCW-med-GasDHW-ElecCDryer-Tier1-Front | DEER2016 | D16v1 | 2015-05-16 | Any | SFm | 2003 | CZ14 | rDXHP | Each | 1 | 1080 | None | 275 | 0.0385 | 4.95 | 179 | 0.0245 | 0.479 | 275 | 0.0385 | 4.95 | 179 | 0.0245 | 0.479 |  |  | 1 |  | RB-Appl-EffCW-med-GasDHW-ElecCDryer-Tier1-FrontAnySFm2003CZ14rDXHP
RB-Appl-EffCW-med-GasDHW-ElecCDryer-Tier1-Front | DEER2016 | D16v1 | 2015-05-16 | Any | SFm | 2003 | CZ14 | rNCEH | Each | 1 | 1080 | None | 269 | 0.0375 | 4.94 | 178 | 0.0241 | 0.473 | 269 | 0.0375 | 4.94 | 178 | 0.0241 | 0.473 |  |  | 1 |  | RB-Appl-EffCW-med-GasDHW-ElecCDryer-Tier1-FrontAnySFm2003CZ14rNCEH
RB-Appl-EffCW-med-GasDHW-ElecCDryer-Tier1-Front | DEER2016 | D16v1 | 2015-05-16 | Any | SFm | 2003 | CZ14 | rNCGF | Each | 1 | 1080 | None | 271 | 0.0376 | 4.61 | 175 | 0.0241 | 0.707 | 271 | 0.0376 | 4.61 | 175 | 0.0241 | 0.707 |  |  | 1 |  | RB-Appl-EffCW-med-GasDHW-ElecCDryer-Tier1-FrontAnySFm2003CZ14rNCGF
RB-Appl-EffCW-med-GasDHW-ElecCDryer-Tier1-Front | DEER2016 | D16v1 | 2015-05-16 | Any | SFm | 2003 | CZ15 | rDXGF | Each | 1 | 1080 | None | 282 | 0.0445 | 4.1 | 178 | 0.0277 | 0.671 | 282 | 0.0445 | 4.1 | 178 | 0.0277 | 0.671 |  |  | 1 |  | RB-Appl-EffCW-med-GasDHW-ElecCDryer-Tier1-FrontAnySFm2003CZ15rDXGF
RB-Appl-EffCW-med-GasDHW-ElecCDryer-Tier1-Front | DEER2016 | D16v1 | 2015-05-16 | Any | SFm | 2003 | CZ15 | rDXHP | Each | 1 | 1080 | None | 283 | 0.0447 | 4.08 | 180 | 0.0278 | 0.393 | 283 | 0.0447 | 4.08 | 180 | 0.0278 | 0.393 |  |  | 1 |  | RB-Appl-EffCW-med-GasDHW-ElecCDryer-Tier1-FrontAnySFm2003CZ15rDXHP
RB-Appl-EffCW-med-GasDHW-ElecCDryer-Tier1-Front | DEER2016 | D16v1 | 2015-05-16 | Any | SFm | 2003 | CZ15 | rNCEH | Each | 1 | 1080 | None | 271 | 0.0375 | 4.06 | 177 | 0.0241 | 0.39 | 271 | 0.0375 | 4.06 | 177 | 0.0241 | 0.39 |  |  | 1 |  | RB-Appl-EffCW-med-GasDHW-ElecCDryer-Tier1-FrontAnySFm2003CZ15rNCEH
RB-Appl-EffCW-med-GasDHW-ElecCDryer-Tier1-Front | DEER2016 | D16v1 | 2015-05-16 | Any | SFm | 2003 | CZ15 | rNCGF | Each | 1 | 1080 | None | 271 | 0.0375 | 4.08 | 175 | 0.0241 | 0.65 | 271 | 0.0375 | 4.08 | 175 | 0.0241 | 0.65 |  |  | 1 |  | RB-Appl-EffCW-med-GasDHW-ElecCDryer-Tier1-FrontAnySFm2003CZ15rNCGF
RB-Appl-EffCW-med-GasDHW-ElecCDryer-Tier1-Front | DEER2016 | D16v1 | 2015-05-16 | Any | SFm | 2003 | CZ16 | rDXGF | Each | 1 | 1150 | None | 280 | 0.0605 | 5.24 | 181 | 0.0292 | -0.085 | 280 | 0.0605 | 5.24 | 181 | 0.0292 | -0.085 |  |  | 1 |  | RB-Appl-EffCW-med-GasDHW-ElecCDryer-Tier1-FrontAnySFm2003CZ16rDXGF
RB-Appl-EffCW-med-GasDHW-ElecCDryer-Tier1-Front | DEER2016 | D16v1 | 2015-05-16 | Any | SFm | 2003 | CZ16 | rDXHP | Each | 1 | 1150 | None | 264 | 0.0303 | 5.69 | 171 | 0.0256 | 0.535 | 264 | 0.0303 | 5.69 | 171 | 0.0256 | 0.535 |  |  | 1 |  | RB-Appl-EffCW-med-GasDHW-ElecCDryer-Tier1-FrontAnySFm2003CZ16rDXHP
RB-Appl-EffCW-med-GasDHW-ElecCDryer-Tier1-Front | DEER2016 | D16v1 | 2015-05-16 | Any | SFm | 2003 | CZ16 | rNCEH | Each | 1 | 1150 | None | 267 | 0.0375 | 5.68 | 169 | 0.0242 | 0.527 | 267 | 0.0375 | 5.68 | 169 | 0.0242 | 0.527 |  |  | 1 |  | RB-Appl-EffCW-med-GasDHW-ElecCDryer-Tier1-FrontAnySFm2003CZ16rNCEH
RB-Appl-EffCW-med-GasDHW-ElecCDryer-Tier1-Front | DEER2016 | D16v1 | 2015-05-16 | Any | SFm | 2003 | CZ16 | rNCGF | Each | 1 | 1150 | None | 271 | 0.0375 | 5.26 | 174 | 0.0241 | -0.08 | 271 | 0.0375 | 5.26 | 174 | 0.0241 | -0.08 |  |  | 1 |  | RB-Appl-EffCW-med-GasDHW-ElecCDryer-Tier1-FrontAnySFm2003CZ16rNCGF
RB-Appl-EffCW-med-GasDHW-ElecCDryer-Tier1-Front | DEER2016 | D16v1 | 2015-05-16 | Any | SFm | 2007 | CZ01 | rDXGF | Each | 1 | 1150 | None | 271 | 0.0512 | 5.26 | 176 | 0.0337 | -0.184 | 271 | 0.0512 | 5.26 | 176 | 0.0337 | -0.184 |  |  | 1 |  | RB-Appl-EffCW-med-GasDHW-ElecCDryer-Tier1-FrontAnySFm2007CZ01rDXGF
RB-Appl-EffCW-med-GasDHW-ElecCDryer-Tier1-Front | DEER2016 | D16v1 | 2015-05-16 | Any | SFm | 2007 | CZ01 | rDXHP | Each | 1 | 1150 | None | 268 | 0.0431 | 5.71 | 170 | 0.0305 | 0.537 | 268 | 0.0431 | 5.71 | 170 | 0.0305 | 0.537 |  |  | 1 |  | RB-Appl-EffCW-med-GasDHW-ElecCDryer-Tier1-FrontAnySFm2007CZ01rDXHP
RB-Appl-EffCW-med-GasDHW-ElecCDryer-Tier1-Front | DEER2016 | D16v1 | 2015-05-16 | Any | SFm | 2007 | CZ01 | rNCEH | Each | 1 | 1150 | None | 268 | 0.0375 | 5.71 | 169 | 0.0242 | 0.532 | 268 | 0.0375 | 5.71 | 169 | 0.0242 | 0.532 |  |  | 1 |  | RB-Appl-EffCW-med-GasDHW-ElecCDryer-Tier1-FrontAnySFm2007CZ01rNCEH
RB-Appl-EffCW-med-GasDHW-ElecCDryer-Tier1-Front | DEER2016 | D16v1 | 2015-05-16 | Any | SFm | 2007 | CZ01 | rNCGF | Each | 1 | 1150 | None | 271 | 0.0374 | 5.18 | 174 | 0.0241 | -0.213 | 271 | 0.0374 | 5.18 | 174 | 0.0241 | -0.213 |  |  | 1 |  | RB-Appl-EffCW-med-GasDHW-ElecCDryer-Tier1-FrontAnySFm2007CZ01rNCGF
RB-Appl-EffCW-med-GasDHW-ElecCDryer-Tier1-Front | DEER2016 | D16v1 | 2015-05-16 | Any | SFm | 2007 | CZ02 | rDXGF | Each | 1 | 974 | None | 274 | 0.042 | 4.74 | 176 | 0.023 | 1.16 | 274 | 0.042 | 4.74 | 176 | 0.023 | 1.16 |  |  | 1 |  | RB-Appl-EffCW-med-GasDHW-ElecCDryer-Tier1-FrontAnySFm2007CZ02rDXGF
RB-Appl-EffCW-med-GasDHW-ElecCDryer-Tier1-Front | DEER2016 | D16v1 | 2015-05-16 | Any | SFm | 2007 | CZ02 | rDXHP | Each | 1 | 974 | None | 269 | 0.0474 | 5.31 | 178 | 0.0258 | 0.511 | 269 | 0.0474 | 5.31 | 178 | 0.0258 | 0.511 |  |  | 1 |  | RB-Appl-EffCW-med-GasDHW-ElecCDryer-Tier1-FrontAnySFm2007CZ02rDXHP
RB-Appl-EffCW-med-GasDHW-ElecCDryer-Tier1-Front | DEER2016 | D16v1 | 2015-05-16 | Any | SFm | 2007 | CZ02 | rNCEH | Each | 1 | 974 | None | 265 | 0.0375 | 5.3 | 181 | 0.0242 | 0.513 | 265 | 0.0375 | 5.3 | 181 | 0.0242 | 0.513 |  |  | 1 |  | RB-Appl-EffCW-med-GasDHW-ElecCDryer-Tier1-FrontAnySFm2007CZ02rNCEH
RB-Appl-EffCW-med-GasDHW-ElecCDryer-Tier1-Front | DEER2016 | D16v1 | 2015-05-16 | Any | SFm | 2007 | CZ02 | rNCGF | Each | 1 | 974 | None | 271 | 0.0375 | 4.63 | 175 | 0.0242 | 1.1 | 271 | 0.0375 | 4.63 | 175 | 0.0242 | 1.1 |  |  | 1 |  | RB-Appl-EffCW-med-GasDHW-ElecCDryer-Tier1-FrontAnySFm2007CZ02rNCGF
RB-Appl-EffCW-med-GasDHW-ElecCDryer-Tier1-Front | DEER2016 | D16v1 | 2015-05-16 | Any | SFm | 2007 | CZ03 | rDXGF | Each | 1 | 1150 | None | 273 | 0.043 | 4.48 | 175 | 0.0314 | -0.518 | 273 | 0.043 | 4.48 | 175 | 0.0314 | -0.518 |  |  | 1 |  | RB-Appl-EffCW-med-GasDHW-ElecCDryer-Tier1-FrontAnySFm2007CZ03rDXGF
RB-Appl-EffCW-med-GasDHW-ElecCDryer-Tier1-Front | DEER2016 | D16v1 | 2015-05-16 | Any | SFm | 2007 | CZ03 | rDXHP | Each | 1 | 1150 | None | 265 | 0.0322 | 5.34 | 168 | 0.0212 | 0.51 | 265 | 0.0322 | 5.34 | 168 | 0.0212 | 0.51 |  |  | 1 |  | RB-Appl-EffCW-med-GasDHW-ElecCDryer-Tier1-FrontAnySFm2007CZ03rDXHP
RB-Appl-EffCW-med-GasDHW-ElecCDryer-Tier1-Front | DEER2016 | D16v1 | 2015-05-16 | Any | SFm | 2007 | CZ03 | rNCEH | Each | 1 | 1150 | None | 262 | 0.0375 | 5.33 | 165 | 0.0242 | 0.501 | 262 | 0.0375 | 5.33 | 165 | 0.0242 | 0.501 |  |  | 1 |  | RB-Appl-EffCW-med-GasDHW-ElecCDryer-Tier1-FrontAnySFm2007CZ03rNCEH
RB-Appl-EffCW-med-GasDHW-ElecCDryer-Tier1-Front | DEER2016 | D16v1 | 2015-05-16 | Any | SFm | 2007 | CZ03 | rNCGF | Each | 1 | 1150 | None | 270 | 0.0376 | 4.38 | 174 | 0.0243 | -0.551 | 270 | 0.0376 | 4.38 | 174 | 0.0243 | -0.551 |  |  | 1 |  | RB-Appl-EffCW-med-GasDHW-ElecCDryer-Tier1-FrontAnySFm2007CZ03rNCGF
RB-Appl-EffCW-med-GasDHW-ElecCDryer-Tier1-Front | DEER2016 | D16v1 | 2015-05-16 | Any | SFm | 2007 | CZ04 | rDXGF | Each | 1 | 1150 | None | 274 | 0.0439 | 4.65 | 178 | 0.0301 | -0.237 | 274 | 0.0439 | 4.65 | 178 | 0.0301 | -0.237 |  |  | 1 |  | RB-Appl-EffCW-med-GasDHW-ElecCDryer-Tier1-FrontAnySFm2007CZ04rDXGF
RB-Appl-EffCW-med-GasDHW-ElecCDryer-Tier1-Front | DEER2016 | D16v1 | 2015-05-16 | Any | SFm | 2007 | CZ04 | rDXHP | Each | 1 | 1150 | None | 275 | 0.04 | 5.16 | 177 | 0.0228 | 0.49 | 275 | 0.04 | 5.16 | 177 | 0.0228 | 0.49 |  |  | 1 |  | RB-Appl-EffCW-med-GasDHW-ElecCDryer-Tier1-FrontAnySFm2007CZ04rDXHP
RB-Appl-EffCW-med-GasDHW-ElecCDryer-Tier1-Front | DEER2016 | D16v1 | 2015-05-16 | Any | SFm | 2007 | CZ04 | rNCEH | Each | 1 | 1150 | None | 267 | 0.0375 | 5.15 | 168 | 0.0242 | 0.481 | 267 | 0.0375 | 5.15 | 168 | 0.0242 | 0.481 |  |  | 1 |  | RB-Appl-EffCW-med-GasDHW-ElecCDryer-Tier1-FrontAnySFm2007CZ04rNCEH
RB-Appl-EffCW-med-GasDHW-ElecCDryer-Tier1-Front | DEER2016 | D16v1 | 2015-05-16 | Any | SFm | 2007 | CZ04 | rNCGF | Each | 1 | 1150 | None | 270 | 0.0376 | 4.59 | 174 | 0.0242 | -0.291 | 270 | 0.0376 | 4.59 | 174 | 0.0242 | -0.291 |  |  | 1 |  | RB-Appl-EffCW-med-GasDHW-ElecCDryer-Tier1-FrontAnySFm2007CZ04rNCGF
RB-Appl-EffCW-med-GasDHW-ElecCDryer-Tier1-Front | DEER2016 | D16v1 | 2015-05-16 | Any | SFm | 2007 | CZ05 | rDXGF | Each | 1 | 1150 | None | 273 | 0.0404 | 5.47 | 176 | 0.0234 | -0.07 | 273 | 0.0404 | 5.47 | 176 | 0.0234 | -0.07 |  |  | 1 |  | RB-Appl-EffCW-med-GasDHW-ElecCDryer-Tier1-FrontAnySFm2007CZ05rDXGF
RB-Appl-EffCW-med-GasDHW-ElecCDryer-Tier1-Front | DEER2016 | D16v1 | 2015-05-16 | Any | SFm | 2007 | CZ05 | rDXHP | Each | 1 | 1150 | None | 273 | 0.0448 | 5.41 | 173 | 0.0308 | 0.513 | 273 | 0.0448 | 5.41 | 173 | 0.0308 | 0.513 |  |  | 1 |  | RB-Appl-EffCW-med-GasDHW-ElecCDryer-Tier1-FrontAnySFm2007CZ05rDXHP
RB-Appl-EffCW-med-GasDHW-ElecCDryer-Tier1-Front | DEER2016 | D16v1 | 2015-05-16 | Any | SFm | 2007 | CZ05 | rNCEH | Each | 1 | 1150 | None | 271 | 0.0375 | 5.4 | 170 | 0.0242 | 0.504 | 271 | 0.0375 | 5.4 | 170 | 0.0242 | 0.504 |  |  | 1 |  | RB-Appl-EffCW-med-GasDHW-ElecCDryer-Tier1-FrontAnySFm2007CZ05rNCEH
RB-Appl-EffCW-med-GasDHW-ElecCDryer-Tier1-Front | DEER2016 | D16v1 | 2015-05-16 | Any | SFm | 2007 | CZ05 | rNCGF | Each | 1 | 1150 | None | 271 | 0.0375 | 5.3 | 174 | 0.0243 | -0.075 | 271 | 0.0375 | 5.3 | 174 | 0.0243 | -0.075 |  |  | 1 |  | RB-Appl-EffCW-med-GasDHW-ElecCDryer-Tier1-FrontAnySFm2007CZ05rNCGF
RB-Appl-EffCW-med-GasDHW-ElecCDryer-Tier1-Front | DEER2016 | D16v1 | 2015-05-16 | Any | SFm | 2007 | CZ06 | rDXGF | Each | 1 | 1200 | None | 283 | 0.055 | 5.6 | 181 | 0.0334 | 0.656 | 283 | 0.055 | 5.6 | 181 | 0.0334 | 0.656 |  |  | 1 |  | RB-Appl-EffCW-med-GasDHW-ElecCDryer-Tier1-FrontAnySFm2007CZ06rDXGF
RB-Appl-EffCW-med-GasDHW-ElecCDryer-Tier1-Front | DEER2016 | D16v1 | 2015-05-16 | Any | SFm | 2007 | CZ06 | rDXHP | Each | 1 | 1200 | None | 281 | 0.0422 | 5.01 | 181 | 0.0239 | 0.478 | 281 | 0.0422 | 5.01 | 181 | 0.0239 | 0.478 |  |  | 1 |  | RB-Appl-EffCW-med-GasDHW-ElecCDryer-Tier1-FrontAnySFm2007CZ06rDXHP
RB-Appl-EffCW-med-GasDHW-ElecCDryer-Tier1-Front | DEER2016 | D16v1 | 2015-05-16 | Any | SFm | 2007 | CZ06 | rNCEH | Each | 1 | 1200 | None | 273 | 0.0375 | 5 | 174 | 0.0242 | 0.467 | 273 | 0.0375 | 5 | 174 | 0.0242 | 0.467 |  |  | 1 |  | RB-Appl-EffCW-med-GasDHW-ElecCDryer-Tier1-FrontAnySFm2007CZ06rNCEH
RB-Appl-EffCW-med-GasDHW-ElecCDryer-Tier1-Front | DEER2016 | D16v1 | 2015-05-16 | Any | SFm | 2007 | CZ06 | rNCGF | Each | 1 | 1200 | None | 271 | 0.037 | 5.21 | 174 | 0.0239 | 0.483 | 271 | 0.037 | 5.21 | 174 | 0.0239 | 0.483 |  |  | 1 |  | RB-Appl-EffCW-med-GasDHW-ElecCDryer-Tier1-FrontAnySFm2007CZ06rNCGF
RB-Appl-EffCW-med-GasDHW-ElecCDryer-Tier1-Front | DEER2016 | D16v1 | 2015-05-16 | Any | SFm | 2007 | CZ07 | rDXGF | Each | 1 | 1200 | None | 283 | 0.0708 | 5.04 | 183 | 0.0626 | 0.343 | 283 | 0.0708 | 5.04 | 183 | 0.0626 | 0.343 |  |  | 1 |  | RB-Appl-EffCW-med-GasDHW-ElecCDryer-Tier1-FrontAnySFm2007CZ07rDXGF
RB-Appl-EffCW-med-GasDHW-ElecCDryer-Tier1-Front | DEER2016 | D16v1 | 2015-05-16 | Any | SFm | 2007 | CZ07 | rDXHP | Each | 1 | 1200 | None | 269 | 0.0386 | 4.96 | 177 | 0.0246 | 0.473 | 269 | 0.0386 | 4.96 | 177 | 0.0246 | 0.473 |  |  | 1 |  | RB-Appl-EffCW-med-GasDHW-ElecCDryer-Tier1-FrontAnySFm2007CZ07rDXHP
RB-Appl-EffCW-med-GasDHW-ElecCDryer-Tier1-Front | DEER2016 | D16v1 | 2015-05-16 | Any | SFm | 2007 | CZ07 | rNCEH | Each | 1 | 1200 | None | 271 | 0.0375 | 4.94 | 173 | 0.0242 | 0.463 | 271 | 0.0375 | 4.94 | 173 | 0.0242 | 0.463 |  |  | 1 |  | RB-Appl-EffCW-med-GasDHW-ElecCDryer-Tier1-FrontAnySFm2007CZ07rNCEH
RB-Appl-EffCW-med-GasDHW-ElecCDryer-Tier1-Front | DEER2016 | D16v1 | 2015-05-16 | Any | SFm | 2007 | CZ07 | rNCGF | Each | 1 | 1200 | None | 271 | 0.0372 | 4.77 | 174 | 0.0237 | 0.188 | 271 | 0.0372 | 4.77 | 174 | 0.0237 | 0.188 |  |  | 1 |  | RB-Appl-EffCW-med-GasDHW-ElecCDryer-Tier1-FrontAnySFm2007CZ07rNCGF
RB-Appl-EffCW-med-GasDHW-ElecCDryer-Tier1-Front | DEER2016 | D16v1 | 2015-05-16 | Any | SFm | 2007 | CZ08 | rDXGF | Each | 1 | 1200 | None | 276 | 0.0416 | 5.05 | 177 | 0.0271 | 0.433 | 276 | 0.0416 | 5.05 | 177 | 0.0271 | 0.433 |  |  | 1 |  | RB-Appl-EffCW-med-GasDHW-ElecCDryer-Tier1-FrontAnySFm2007CZ08rDXGF
RB-Appl-EffCW-med-GasDHW-ElecCDryer-Tier1-Front | DEER2016 | D16v1 | 2015-05-16 | Any | SFm | 2007 | CZ08 | rDXHP | Each | 1 | 1200 | None | 288 | 0.0417 | 4.88 | 190 | 0.0277 | 0.466 | 288 | 0.0417 | 4.88 | 190 | 0.0277 | 0.466 |  |  | 1 |  | RB-Appl-EffCW-med-GasDHW-ElecCDryer-Tier1-FrontAnySFm2007CZ08rDXHP
RB-Appl-EffCW-med-GasDHW-ElecCDryer-Tier1-Front | DEER2016 | D16v1 | 2015-05-16 | Any | SFm | 2007 | CZ08 | rNCEH | Each | 1 | 1200 | None | 271 | 0.0375 | 4.86 | 173 | 0.0242 | 0.454 | 271 | 0.0375 | 4.86 | 173 | 0.0242 | 0.454 |  |  | 1 |  | RB-Appl-EffCW-med-GasDHW-ElecCDryer-Tier1-FrontAnySFm2007CZ08rNCEH
RB-Appl-EffCW-med-GasDHW-ElecCDryer-Tier1-Front | DEER2016 | D16v1 | 2015-05-16 | Any | SFm | 2007 | CZ08 | rNCGF | Each | 1 | 1200 | None | 271 | 0.0375 | 4.76 | 174 | 0.0243 | 0.219 | 271 | 0.0375 | 4.76 | 174 | 0.0243 | 0.219 |  |  | 1 |  | RB-Appl-EffCW-med-GasDHW-ElecCDryer-Tier1-FrontAnySFm2007CZ08rNCGF
RB-Appl-EffCW-med-GasDHW-ElecCDryer-Tier1-Front | DEER2016 | D16v1 | 2015-05-16 | Any | SFm | 2007 | CZ09 | rDXGF | Each | 1 | 1210 | None | 281 | 0.039 | 4.86 | 183 | 0.0256 | 0.136 | 281 | 0.039 | 4.86 | 183 | 0.0256 | 0.136 |  |  | 1 |  | RB-Appl-EffCW-med-GasDHW-ElecCDryer-Tier1-FrontAnySFm2007CZ09rDXGF
RB-Appl-EffCW-med-GasDHW-ElecCDryer-Tier1-Front | DEER2016 | D16v1 | 2015-05-16 | Any | SFm | 2007 | CZ09 | rDXHP | Each | 1 | 1210 | None | 281 | 0.0383 | 4.87 | 182 | 0.0252 | 0.463 | 281 | 0.0383 | 4.87 | 182 | 0.0252 | 0.463 |  |  | 1 |  | RB-Appl-EffCW-med-GasDHW-ElecCDryer-Tier1-FrontAnySFm2007CZ09rDXHP
RB-Appl-EffCW-med-GasDHW-ElecCDryer-Tier1-Front | DEER2016 | D16v1 | 2015-05-16 | Any | SFm | 2007 | CZ09 | rNCEH | Each | 1 | 1210 | None | 271 | 0.0375 | 4.86 | 171 | 0.0241 | 0.451 | 271 | 0.0375 | 4.86 | 171 | 0.0241 | 0.451 |  |  | 1 |  | RB-Appl-EffCW-med-GasDHW-ElecCDryer-Tier1-FrontAnySFm2007CZ09rNCEH
RB-Appl-EffCW-med-GasDHW-ElecCDryer-Tier1-Front | DEER2016 | D16v1 | 2015-05-16 | Any | SFm | 2007 | CZ09 | rNCGF | Each | 1 | 1210 | None | 271 | 0.0375 | 4.77 | 174 | 0.0241 | 0.092 | 271 | 0.0375 | 4.77 | 174 | 0.0241 | 0.092 |  |  | 1 |  | RB-Appl-EffCW-med-GasDHW-ElecCDryer-Tier1-FrontAnySFm2007CZ09rNCGF
RB-Appl-EffCW-med-GasDHW-ElecCDryer-Tier1-Front | DEER2016 | D16v1 | 2015-05-16 | Any | SFm | 2007 | CZ10 | rDXGF | Each | 1 | 974 | None | 283 | 0.0388 | 5.1 | 179 | 0.0243 | 1.31 | 283 | 0.0388 | 5.1 | 179 | 0.0243 | 1.31 |  |  | 1 |  | RB-Appl-EffCW-med-GasDHW-ElecCDryer-Tier1-FrontAnySFm2007CZ10rDXGF
RB-Appl-EffCW-med-GasDHW-ElecCDryer-Tier1-Front | DEER2016 | D16v1 | 2015-05-16 | Any | SFm | 2007 | CZ10 | rDXHP | Each | 1 | 974 | None | 282 | 0.0383 | 4.85 | 183 | 0.0244 | 0.468 | 282 | 0.0383 | 4.85 | 183 | 0.0244 | 0.468 |  |  | 1 |  | RB-Appl-EffCW-med-GasDHW-ElecCDryer-Tier1-FrontAnySFm2007CZ10rDXHP
RB-Appl-EffCW-med-GasDHW-ElecCDryer-Tier1-Front | DEER2016 | D16v1 | 2015-05-16 | Any | SFm | 2007 | CZ10 | rNCEH | Each | 1 | 974 | None | 272 | 0.0375 | 4.83 | 183 | 0.0242 | 0.465 | 272 | 0.0375 | 4.83 | 183 | 0.0242 | 0.465 |  |  | 1 |  | RB-Appl-EffCW-med-GasDHW-ElecCDryer-Tier1-FrontAnySFm2007CZ10rNCEH
RB-Appl-EffCW-med-GasDHW-ElecCDryer-Tier1-Front | DEER2016 | D16v1 | 2015-05-16 | Any | SFm | 2007 | CZ10 | rNCGF | Each | 1 | 974 | None | 271 | 0.0376 | 4.84 | 175 | 0.0242 | 1.15 | 271 | 0.0376 | 4.84 | 175 | 0.0242 | 1.15 |  |  | 1 |  | RB-Appl-EffCW-med-GasDHW-ElecCDryer-Tier1-FrontAnySFm2007CZ10rNCGF
RB-Appl-EffCW-med-GasDHW-ElecCDryer-Tier1-Front | DEER2016 | D16v1 | 2015-05-16 | Any | SFm | 2007 | CZ11 | rDXGF | Each | 1 | 974 | None | 277 | 0.0419 | 4.44 | 177 | 0.0286 | 0.828 | 277 | 0.0419 | 4.44 | 177 | 0.0286 | 0.828 |  |  | 1 |  | RB-Appl-EffCW-med-GasDHW-ElecCDryer-Tier1-FrontAnySFm2007CZ11rDXGF
RB-Appl-EffCW-med-GasDHW-ElecCDryer-Tier1-Front | DEER2016 | D16v1 | 2015-05-16 | Any | SFm | 2007 | CZ11 | rDXHP | Each | 1 | 974 | None | 271 | 0.0407 | 4.91 | 175 | 0.0248 | 0.475 | 271 | 0.0407 | 4.91 | 175 | 0.0248 | 0.475 |  |  | 1 |  | RB-Appl-EffCW-med-GasDHW-ElecCDryer-Tier1-FrontAnySFm2007CZ11rDXHP
RB-Appl-EffCW-med-GasDHW-ElecCDryer-Tier1-Front | DEER2016 | D16v1 | 2015-05-16 | Any | SFm | 2007 | CZ11 | rNCEH | Each | 1 | 974 | None | 267 | 0.0375 | 4.9 | 179 | 0.0242 | 0.475 | 267 | 0.0375 | 4.9 | 179 | 0.0242 | 0.475 |  |  | 1 |  | RB-Appl-EffCW-med-GasDHW-ElecCDryer-Tier1-FrontAnySFm2007CZ11rNCEH
RB-Appl-EffCW-med-GasDHW-ElecCDryer-Tier1-Front | DEER2016 | D16v1 | 2015-05-16 | Any | SFm | 2007 | CZ11 | rNCGF | Each | 1 | 974 | None | 271 | 0.0376 | 4.41 | 175 | 0.0242 | 0.824 | 271 | 0.0376 | 4.41 | 175 | 0.0242 | 0.824 |  |  | 1 |  | RB-Appl-EffCW-med-GasDHW-ElecCDryer-Tier1-FrontAnySFm2007CZ11rNCGF
RB-Appl-EffCW-med-GasDHW-ElecCDryer-Tier1-Front | DEER2016 | D16v1 | 2015-05-16 | Any | SFm | 2007 | CZ12 | rDXGF | Each | 1 | 974 | None | 277 | 0.0437 | 4.71 | 177 | 0.0285 | 0.954 | 277 | 0.0437 | 4.71 | 177 | 0.0285 | 0.954 |  |  | 1 |  | RB-Appl-EffCW-med-GasDHW-ElecCDryer-Tier1-FrontAnySFm2007CZ12rDXGF
RB-Appl-EffCW-med-GasDHW-ElecCDryer-Tier1-Front | DEER2016 | D16v1 | 2015-05-16 | Any | SFm | 2007 | CZ12 | rDXHP | Each | 1 | 974 | None | 273 | 0.0419 | 5.07 | 178 | 0.024 | 0.49 | 273 | 0.0419 | 5.07 | 178 | 0.024 | 0.49 |  |  | 1 |  | RB-Appl-EffCW-med-GasDHW-ElecCDryer-Tier1-FrontAnySFm2007CZ12rDXHP
RB-Appl-EffCW-med-GasDHW-ElecCDryer-Tier1-Front | DEER2016 | D16v1 | 2015-05-16 | Any | SFm | 2007 | CZ12 | rNCEH | Each | 1 | 974 | None | 268 | 0.0375 | 5.05 | 180 | 0.0242 | 0.489 | 268 | 0.0375 | 5.05 | 180 | 0.0242 | 0.489 |  |  | 1 |  | RB-Appl-EffCW-med-GasDHW-ElecCDryer-Tier1-FrontAnySFm2007CZ12rNCEH
RB-Appl-EffCW-med-GasDHW-ElecCDryer-Tier1-Front | DEER2016 | D16v1 | 2015-05-16 | Any | SFm | 2007 | CZ12 | rNCGF | Each | 1 | 974 | None | 271 | 0.0375 | 4.67 | 175 | 0.0241 | 0.929 | 271 | 0.0375 | 4.67 | 175 | 0.0241 | 0.929 |  |  | 1 |  | RB-Appl-EffCW-med-GasDHW-ElecCDryer-Tier1-FrontAnySFm2007CZ12rNCGF
RB-Appl-EffCW-med-GasDHW-ElecCDryer-Tier1-Front | DEER2016 | D16v1 | 2015-05-16 | Any | SFm | 2007 | CZ13 | rDXGF | Each | 1 | 974 | None | 279 | 0.0422 | 4.2 | 176 | 0.026 | 0.743 | 279 | 0.0422 | 4.2 | 176 | 0.026 | 0.743 |  |  | 1 |  | RB-Appl-EffCW-med-GasDHW-ElecCDryer-Tier1-FrontAnySFm2007CZ13rDXGF
RB-Appl-EffCW-med-GasDHW-ElecCDryer-Tier1-Front | DEER2016 | D16v1 | 2015-05-16 | Any | SFm | 2007 | CZ13 | rDXHP | Each | 1 | 974 | None | 271 | 0.0409 | 4.86 | 175 | 0.0245 | 0.471 | 271 | 0.0409 | 4.86 | 175 | 0.0245 | 0.471 |  |  | 1 |  | RB-Appl-EffCW-med-GasDHW-ElecCDryer-Tier1-FrontAnySFm2007CZ13rDXHP
RB-Appl-EffCW-med-GasDHW-ElecCDryer-Tier1-Front | DEER2016 | D16v1 | 2015-05-16 | Any | SFm | 2007 | CZ13 | rNCEH | Each | 1 | 974 | None | 264 | 0.0375 | 4.84 | 178 | 0.0242 | 0.471 | 264 | 0.0375 | 4.84 | 178 | 0.0242 | 0.471 |  |  | 1 |  | RB-Appl-EffCW-med-GasDHW-ElecCDryer-Tier1-FrontAnySFm2007CZ13rNCEH
RB-Appl-EffCW-med-GasDHW-ElecCDryer-Tier1-Front | DEER2016 | D16v1 | 2015-05-16 | Any | SFm | 2007 | CZ13 | rNCGF | Each | 1 | 974 | None | 271 | 0.0375 | 4.16 | 175 | 0.0242 | 0.712 | 271 | 0.0375 | 4.16 | 175 | 0.0242 | 0.712 |  |  | 1 |  | RB-Appl-EffCW-med-GasDHW-ElecCDryer-Tier1-FrontAnySFm2007CZ13rNCGF
RB-Appl-EffCW-med-GasDHW-ElecCDryer-Tier1-Front | DEER2016 | D16v1 | 2015-05-16 | Any | SFm | 2007 | CZ14 | rDXGF | Each | 1 | 1080 | None | 279 | 0.0403 | 4.38 | 178 | 0.0258 | 0.537 | 279 | 0.0403 | 4.38 | 178 | 0.0258 | 0.537 |  |  | 1 |  | RB-Appl-EffCW-med-GasDHW-ElecCDryer-Tier1-FrontAnySFm2007CZ14rDXGF
RB-Appl-EffCW-med-GasDHW-ElecCDryer-Tier1-Front | DEER2016 | D16v1 | 2015-05-16 | Any | SFm | 2007 | CZ14 | rDXHP | Each | 1 | 1080 | None | 273 | 0.0388 | 4.96 | 176 | 0.0246 | 0.48 | 273 | 0.0388 | 4.96 | 176 | 0.0246 | 0.48 |  |  | 1 |  | RB-Appl-EffCW-med-GasDHW-ElecCDryer-Tier1-FrontAnySFm2007CZ14rDXHP
RB-Appl-EffCW-med-GasDHW-ElecCDryer-Tier1-Front | DEER2016 | D16v1 | 2015-05-16 | Any | SFm | 2007 | CZ14 | rNCEH | Each | 1 | 1080 | None | 264 | 0.0375 | 4.94 | 175 | 0.0241 | 0.477 | 264 | 0.0375 | 4.94 | 175 | 0.0241 | 0.477 |  |  | 1 |  | RB-Appl-EffCW-med-GasDHW-ElecCDryer-Tier1-FrontAnySFm2007CZ14rNCEH
RB-Appl-EffCW-med-GasDHW-ElecCDryer-Tier1-Front | DEER2016 | D16v1 | 2015-05-16 | Any | SFm | 2007 | CZ14 | rNCGF | Each | 1 | 1080 | None | 271 | 0.0375 | 4.34 | 175 | 0.0241 | 0.528 | 271 | 0.0375 | 4.34 | 175 | 0.0241 | 0.528 |  |  | 1 |  | RB-Appl-EffCW-med-GasDHW-ElecCDryer-Tier1-FrontAnySFm2007CZ14rNCGF
RB-Appl-EffCW-med-GasDHW-ElecCDryer-Tier1-Front | DEER2016 | D16v1 | 2015-05-16 | Any | SFm | 2007 | CZ15 | rDXGF | Each | 1 | 1080 | None | 283 | 0.0419 | 4.18 | 179 | 0.0251 | 0.718 | 283 | 0.0419 | 4.18 | 179 | 0.0251 | 0.718 |  |  | 1 |  | RB-Appl-EffCW-med-GasDHW-ElecCDryer-Tier1-FrontAnySFm2007CZ15rDXGF
RB-Appl-EffCW-med-GasDHW-ElecCDryer-Tier1-Front | DEER2016 | D16v1 | 2015-05-16 | Any | SFm | 2007 | CZ15 | rDXHP | Each | 1 | 1080 | None | 283 | 0.0418 | 4.08 | 182 | 0.0259 | 0.392 | 283 | 0.0418 | 4.08 | 182 | 0.0259 | 0.392 |  |  | 1 |  | RB-Appl-EffCW-med-GasDHW-ElecCDryer-Tier1-FrontAnySFm2007CZ15rDXHP
RB-Appl-EffCW-med-GasDHW-ElecCDryer-Tier1-Front | DEER2016 | D16v1 | 2015-05-16 | Any | SFm | 2007 | CZ15 | rNCEH | Each | 1 | 1080 | None | 271 | 0.0375 | 4.06 | 177 | 0.0241 | 0.39 | 271 | 0.0375 | 4.06 | 177 | 0.0241 | 0.39 |  |  | 1 |  | RB-Appl-EffCW-med-GasDHW-ElecCDryer-Tier1-FrontAnySFm2007CZ15rNCEH
RB-Appl-EffCW-med-GasDHW-ElecCDryer-Tier1-Front | DEER2016 | D16v1 | 2015-05-16 | Any | SFm | 2007 | CZ15 | rNCGF | Each | 1 | 1080 | None | 271 | 0.0376 | 4.07 | 175 | 0.0242 | 0.647 | 271 | 0.0376 | 4.07 | 175 | 0.0242 | 0.647 |  |  | 1 |  | RB-Appl-EffCW-med-GasDHW-ElecCDryer-Tier1-FrontAnySFm2007CZ15rNCGF
RB-Appl-EffCW-med-GasDHW-ElecCDryer-Tier1-Front | DEER2016 | D16v1 | 2015-05-16 | Any | SFm | 2007 | CZ16 | rDXGF | Each | 1 | 1150 | None | 276 | 0.0469 | 5.33 | 178 | 0.0307 | 0.003 | 276 | 0.0469 | 5.33 | 178 | 0.0307 | 0.003 |  |  | 1 |  | RB-Appl-EffCW-med-GasDHW-ElecCDryer-Tier1-FrontAnySFm2007CZ16rDXGF
RB-Appl-EffCW-med-GasDHW-ElecCDryer-Tier1-Front | DEER2016 | D16v1 | 2015-05-16 | Any | SFm | 2007 | CZ16 | rDXHP | Each | 1 | 1150 | None | 270 | 0.0412 | 5.69 | 170 | 0.0485 | 0.535 | 270 | 0.0412 | 5.69 | 170 | 0.0485 | 0.535 |  |  | 1 |  | RB-Appl-EffCW-med-GasDHW-ElecCDryer-Tier1-FrontAnySFm2007CZ16rDXHP
RB-Appl-EffCW-med-GasDHW-ElecCDryer-Tier1-Front | DEER2016 | D16v1 | 2015-05-16 | Any | SFm | 2007 | CZ16 | rNCEH | Each | 1 | 1150 | None | 268 | 0.0376 | 5.68 | 169 | 0.0242 | 0.529 | 268 | 0.0376 | 5.68 | 169 | 0.0242 | 0.529 |  |  | 1 |  | RB-Appl-EffCW-med-GasDHW-ElecCDryer-Tier1-FrontAnySFm2007CZ16rNCEH
RB-Appl-EffCW-med-GasDHW-ElecCDryer-Tier1-Front | DEER2016 | D16v1 | 2015-05-16 | Any | SFm | 2007 | CZ16 | rNCGF | Each | 1 | 1150 | None | 271 | 0.0373 | 5.32 | 174 | 0.024 | -0.014 | 271 | 0.0373 | 5.32 | 174 | 0.024 | -0.014 |  |  | 1 |  | RB-Appl-EffCW-med-GasDHW-ElecCDryer-Tier1-FrontAnySFm2007CZ16rNCGF
RB-Appl-EffCW-med-GasDHW-ElecCDryer-Tier1-Front | DEER2016 | D16v1 | 2015-05-16 | Any | SFm | 2011 | CZ01 | rDXGF | Each | 1 | 1150 | None | 271 | 0.0415 | 5.38 | 175 | 0.0261 | -0.02 | 271 | 0.0415 | 5.38 | 175 | 0.0261 | -0.02 |  |  | 1 |  | RB-Appl-EffCW-med-GasDHW-ElecCDryer-Tier1-FrontAnySFm2011CZ01rDXGF
RB-Appl-EffCW-med-GasDHW-ElecCDryer-Tier1-Front | DEER2016 | D16v1 | 2015-05-16 | Any | SFm | 2011 | CZ01 | rDXHP | Each | 1 | 1150 | None | 270 | 0.0256 | 5.71 | 171 | 0.0126 | 0.535 | 270 | 0.0256 | 5.71 | 171 | 0.0126 | 0.535 |  |  | 1 |  | RB-Appl-EffCW-med-GasDHW-ElecCDryer-Tier1-FrontAnySFm2011CZ01rDXHP
RB-Appl-EffCW-med-GasDHW-ElecCDryer-Tier1-Front | DEER2016 | D16v1 | 2015-05-16 | Any | SFm | 2011 | CZ01 | rNCEH | Each | 1 | 1150 | None | 268 | 0.0375 | 5.7 | 169 | 0.0242 | 0.53 | 268 | 0.0375 | 5.7 | 169 | 0.0242 | 0.53 |  |  | 1 |  | RB-Appl-EffCW-med-GasDHW-ElecCDryer-Tier1-FrontAnySFm2011CZ01rNCEH
RB-Appl-EffCW-med-GasDHW-ElecCDryer-Tier1-Front | DEER2016 | D16v1 | 2015-05-16 | Any | SFm | 2011 | CZ01 | rNCGF | Each | 1 | 1150 | None | 271 | 0.0376 | 5.33 | 174 | 0.0242 | -0.051 | 271 | 0.0376 | 5.33 | 174 | 0.0242 | -0.051 |  |  | 1 |  | RB-Appl-EffCW-med-GasDHW-ElecCDryer-Tier1-FrontAnySFm2011CZ01rNCGF
RB-Appl-EffCW-med-GasDHW-ElecCDryer-Tier1-Front | DEER2016 | D16v1 | 2015-05-16 | Any | SFm | 2011 | CZ02 | rDXGF | Each | 1 | 974 | None | 276 | 0.0453 | 4.8 | 177 | 0.0269 | 1.08 | 276 | 0.0453 | 4.8 | 177 | 0.0269 | 1.08 |  |  | 1 |  | RB-Appl-EffCW-med-GasDHW-ElecCDryer-Tier1-FrontAnySFm2011CZ02rDXGF
RB-Appl-EffCW-med-GasDHW-ElecCDryer-Tier1-Front | DEER2016 | D16v1 | 2015-05-16 | Any | SFm | 2011 | CZ02 | rDXHP | Each | 1 | 974 | None | 268 | 0.0456 | 5.31 | 177 | 0.0259 | 0.515 | 268 | 0.0456 | 5.31 | 177 | 0.0259 | 0.515 |  |  | 1 |  | RB-Appl-EffCW-med-GasDHW-ElecCDryer-Tier1-FrontAnySFm2011CZ02rDXHP
RB-Appl-EffCW-med-GasDHW-ElecCDryer-Tier1-Front | DEER2016 | D16v1 | 2015-05-16 | Any | SFm | 2011 | CZ02 | rNCEH | Each | 1 | 974 | None | 265 | 0.0375 | 5.3 | 181 | 0.0242 | 0.512 | 265 | 0.0375 | 5.3 | 181 | 0.0242 | 0.512 |  |  | 1 |  | RB-Appl-EffCW-med-GasDHW-ElecCDryer-Tier1-FrontAnySFm2011CZ02rNCEH
RB-Appl-EffCW-med-GasDHW-ElecCDryer-Tier1-Front | DEER2016 | D16v1 | 2015-05-16 | Any | SFm | 2011 | CZ02 | rNCGF | Each | 1 | 974 | None | 271 | 0.0376 | 4.68 | 175 | 0.0242 | 0.994 | 271 | 0.0376 | 4.68 | 175 | 0.0242 | 0.994 |  |  | 1 |  | RB-Appl-EffCW-med-GasDHW-ElecCDryer-Tier1-FrontAnySFm2011CZ02rNCGF
RB-Appl-EffCW-med-GasDHW-ElecCDryer-Tier1-Front | DEER2016 | D16v1 | 2015-05-16 | Any | SFm | 2011 | CZ03 | rDXGF | Each | 1 | 1150 | None | 273 | 0.0545 | 4.59 | 178 | 0.0205 | -0.375 | 273 | 0.0545 | 4.59 | 178 | 0.0205 | -0.375 |  |  | 1 |  | RB-Appl-EffCW-med-GasDHW-ElecCDryer-Tier1-FrontAnySFm2011CZ03rDXGF
RB-Appl-EffCW-med-GasDHW-ElecCDryer-Tier1-Front | DEER2016 | D16v1 | 2015-05-16 | Any | SFm | 2011 | CZ03 | rDXHP | Each | 1 | 1150 | None | 266 | 0.0436 | 5.34 | 170 | 0.0351 | 0.51 | 266 | 0.0436 | 5.34 | 170 | 0.0351 | 0.51 |  |  | 1 |  | RB-Appl-EffCW-med-GasDHW-ElecCDryer-Tier1-FrontAnySFm2011CZ03rDXHP
RB-Appl-EffCW-med-GasDHW-ElecCDryer-Tier1-Front | DEER2016 | D16v1 | 2015-05-16 | Any | SFm | 2011 | CZ03 | rNCEH | Each | 1 | 1150 | None | 264 | 0.0375 | 5.32 | 166 | 0.0242 | 0.498 | 264 | 0.0375 | 5.32 | 166 | 0.0242 | 0.498 |  |  | 1 |  | RB-Appl-EffCW-med-GasDHW-ElecCDryer-Tier1-FrontAnySFm2011CZ03rNCEH
RB-Appl-EffCW-med-GasDHW-ElecCDryer-Tier1-Front | DEER2016 | D16v1 | 2015-05-16 | Any | SFm | 2011 | CZ03 | rNCGF | Each | 1 | 1150 | None | 270 | 0.0377 | 4.48 | 174 | 0.0243 | -0.442 | 270 | 0.0377 | 4.48 | 174 | 0.0243 | -0.442 |  |  | 1 |  | RB-Appl-EffCW-med-GasDHW-ElecCDryer-Tier1-FrontAnySFm2011CZ03rNCGF
RB-Appl-EffCW-med-GasDHW-ElecCDryer-Tier1-Front | DEER2016 | D16v1 | 2015-05-16 | Any | SFm | 2011 | CZ04 | rDXGF | Each | 1 | 1150 | None | 277 | 0.0364 | 4.73 | 180 | 0.0232 | -0.127 | 277 | 0.0364 | 4.73 | 180 | 0.0232 | -0.127 |  |  | 1 |  | RB-Appl-EffCW-med-GasDHW-ElecCDryer-Tier1-FrontAnySFm2011CZ04rDXGF
RB-Appl-EffCW-med-GasDHW-ElecCDryer-Tier1-Front | DEER2016 | D16v1 | 2015-05-16 | Any | SFm | 2011 | CZ04 | rDXHP | Each | 1 | 1150 | None | 275 | 0.0437 | 5.16 | 175 | 0.0293 | 0.491 | 275 | 0.0437 | 5.16 | 175 | 0.0293 | 0.491 |  |  | 1 |  | RB-Appl-EffCW-med-GasDHW-ElecCDryer-Tier1-FrontAnySFm2011CZ04rDXHP
RB-Appl-EffCW-med-GasDHW-ElecCDryer-Tier1-Front | DEER2016 | D16v1 | 2015-05-16 | Any | SFm | 2011 | CZ04 | rNCEH | Each | 1 | 1150 | None | 268 | 0.0375 | 5.15 | 169 | 0.0242 | 0.478 | 268 | 0.0375 | 5.15 | 169 | 0.0242 | 0.478 |  |  | 1 |  | RB-Appl-EffCW-med-GasDHW-ElecCDryer-Tier1-FrontAnySFm2011CZ04rNCEH
RB-Appl-EffCW-med-GasDHW-ElecCDryer-Tier1-Front | DEER2016 | D16v1 | 2015-05-16 | Any | SFm | 2011 | CZ04 | rNCGF | Each | 1 | 1150 | None | 271 | 0.0375 | 4.66 | 174 | 0.0241 | -0.166 | 271 | 0.0375 | 4.66 | 174 | 0.0241 | -0.166 |  |  | 1 |  | RB-Appl-EffCW-med-GasDHW-ElecCDryer-Tier1-FrontAnySFm2011CZ04rNCGF
RB-Appl-EffCW-med-GasDHW-ElecCDryer-Tier1-Front | DEER2016 | D16v1 | 2015-05-16 | Any | SFm | 2011 | CZ05 | rDXGF | Each | 1 | 1150 | None | 271 | 0.0425 | 4.89 | 174 | 0.0275 | -0.453 | 271 | 0.0425 | 4.89 | 174 | 0.0275 | -0.453 |  |  | 1 |  | RB-Appl-EffCW-med-GasDHW-ElecCDryer-Tier1-FrontAnySFm2011CZ05rDXGF
RB-Appl-EffCW-med-GasDHW-ElecCDryer-Tier1-Front | DEER2016 | D16v1 | 2015-05-16 | Any | SFm | 2011 | CZ05 | rDXHP | Each | 1 | 1150 | None | 267 | 0.0428 | 5.41 | 168 | 0.03 | 0.509 | 267 | 0.0428 | 5.41 | 168 | 0.03 | 0.509 |  |  | 1 |  | RB-Appl-EffCW-med-GasDHW-ElecCDryer-Tier1-FrontAnySFm2011CZ05rDXHP
RB-Appl-EffCW-med-GasDHW-ElecCDryer-Tier1-Front | DEER2016 | D16v1 | 2015-05-16 | Any | SFm | 2011 | CZ05 | rNCEH | Each | 1 | 1150 | None | 268 | 0.0375 | 5.4 | 167 | 0.0242 | 0.504 | 268 | 0.0375 | 5.4 | 167 | 0.0242 | 0.504 |  |  | 1 |  | RB-Appl-EffCW-med-GasDHW-ElecCDryer-Tier1-FrontAnySFm2011CZ05rNCEH
RB-Appl-EffCW-med-GasDHW-ElecCDryer-Tier1-Front | DEER2016 | D16v1 | 2015-05-16 | Any | SFm | 2011 | CZ05 | rNCGF | Each | 1 | 1150 | None | 271 | 0.0376 | 4.92 | 174 | 0.0242 | -0.327 | 271 | 0.0376 | 4.92 | 174 | 0.0242 | -0.327 |  |  | 1 |  | RB-Appl-EffCW-med-GasDHW-ElecCDryer-Tier1-FrontAnySFm2011CZ05rNCGF
RB-Appl-EffCW-med-GasDHW-ElecCDryer-Tier1-Front | DEER2016 | D16v1 | 2015-05-16 | Any | SFm | 2011 | CZ06 | rDXGF | Each | 1 | 1200 | None | 279 | 0.0467 | 5.24 | 181 | 0.0125 | 0.457 | 279 | 0.0467 | 5.24 | 181 | 0.0125 | 0.457 |  |  | 1 |  | RB-Appl-EffCW-med-GasDHW-ElecCDryer-Tier1-FrontAnySFm2011CZ06rDXGF
RB-Appl-EffCW-med-GasDHW-ElecCDryer-Tier1-Front | DEER2016 | D16v1 | 2015-05-16 | Any | SFm | 2011 | CZ06 | rDXHP | Each | 1 | 1200 | None | 279 | 0.0258 | 5.01 | 177 | 0.0107 | 0.476 | 279 | 0.0258 | 5.01 | 177 | 0.0107 | 0.476 |  |  | 1 |  | RB-Appl-EffCW-med-GasDHW-ElecCDryer-Tier1-FrontAnySFm2011CZ06rDXHP
RB-Appl-EffCW-med-GasDHW-ElecCDryer-Tier1-Front | DEER2016 | D16v1 | 2015-05-16 | Any | SFm | 2011 | CZ06 | rNCEH | Each | 1 | 1200 | None | 271 | 0.0376 | 4.99 | 173 | 0.0242 | 0.466 | 271 | 0.0376 | 4.99 | 173 | 0.0242 | 0.466 |  |  | 1 |  | RB-Appl-EffCW-med-GasDHW-ElecCDryer-Tier1-FrontAnySFm2011CZ06rNCEH
RB-Appl-EffCW-med-GasDHW-ElecCDryer-Tier1-Front | DEER2016 | D16v1 | 2015-05-16 | Any | SFm | 2011 | CZ06 | rNCGF | Each | 1 | 1200 | None | 271 | 0.0374 | 5.01 | 174 | 0.0241 | 0.369 | 271 | 0.0374 | 5.01 | 174 | 0.0241 | 0.369 |  |  | 1 |  | RB-Appl-EffCW-med-GasDHW-ElecCDryer-Tier1-FrontAnySFm2011CZ06rNCGF
RB-Appl-EffCW-med-GasDHW-ElecCDryer-Tier1-Front | DEER2016 | D16v1 | 2015-05-16 | Any | SFm | 2011 | CZ07 | rDXGF | Each | 1 | 1200 | None | 286 | 0.0427 | 5.17 | 186 | 0.0635 | 0.507 | 286 | 0.0427 | 5.17 | 186 | 0.0635 | 0.507 |  |  | 1 |  | RB-Appl-EffCW-med-GasDHW-ElecCDryer-Tier1-FrontAnySFm2011CZ07rDXGF
RB-Appl-EffCW-med-GasDHW-ElecCDryer-Tier1-Front | DEER2016 | D16v1 | 2015-05-16 | Any | SFm | 2011 | CZ07 | rDXHP | Each | 1 | 1200 | None | 286 | 0.0832 | 4.96 | 184 | 0.0184 | 0.475 | 286 | 0.0832 | 4.96 | 184 | 0.0184 | 0.475 |  |  | 1 |  | RB-Appl-EffCW-med-GasDHW-ElecCDryer-Tier1-FrontAnySFm2011CZ07rDXHP
RB-Appl-EffCW-med-GasDHW-ElecCDryer-Tier1-Front | DEER2016 | D16v1 | 2015-05-16 | Any | SFm | 2011 | CZ07 | rNCEH | Each | 1 | 1200 | None | 271 | 0.0376 | 4.94 | 173 | 0.0242 | 0.461 | 271 | 0.0376 | 4.94 | 173 | 0.0242 | 0.461 |  |  | 1 |  | RB-Appl-EffCW-med-GasDHW-ElecCDryer-Tier1-FrontAnySFm2011CZ07rNCEH
RB-Appl-EffCW-med-GasDHW-ElecCDryer-Tier1-Front | DEER2016 | D16v1 | 2015-05-16 | Any | SFm | 2011 | CZ07 | rNCGF | Each | 1 | 1200 | None | 271 | 0.0375 | 4.83 | 174 | 0.024 | 0.26 | 271 | 0.0375 | 4.83 | 174 | 0.024 | 0.26 |  |  | 1 |  | RB-Appl-EffCW-med-GasDHW-ElecCDryer-Tier1-FrontAnySFm2011CZ07rNCGF
RB-Appl-EffCW-med-GasDHW-ElecCDryer-Tier1-Front | DEER2016 | D16v1 | 2015-05-16 | Any | SFm | 2011 | CZ08 | rDXGF | Each | 1 | 1200 | None | 281 | 0.0412 | 5.08 | 181 | 0.0276 | 0.503 | 281 | 0.0412 | 5.08 | 181 | 0.0276 | 0.503 |  |  | 1 |  | RB-Appl-EffCW-med-GasDHW-ElecCDryer-Tier1-FrontAnySFm2011CZ08rDXGF
RB-Appl-EffCW-med-GasDHW-ElecCDryer-Tier1-Front | DEER2016 | D16v1 | 2015-05-16 | Any | SFm | 2011 | CZ08 | rDXHP | Each | 1 | 1200 | None | 289 | 0.0399 | 4.88 | 184 | 0.0261 | 0.468 | 289 | 0.0399 | 4.88 | 184 | 0.0261 | 0.468 |  |  | 1 |  | RB-Appl-EffCW-med-GasDHW-ElecCDryer-Tier1-FrontAnySFm2011CZ08rDXHP
RB-Appl-EffCW-med-GasDHW-ElecCDryer-Tier1-Front | DEER2016 | D16v1 | 2015-05-16 | Any | SFm | 2011 | CZ08 | rNCEH | Each | 1 | 1200 | None | 271 | 0.0376 | 4.86 | 173 | 0.0242 | 0.453 | 271 | 0.0376 | 4.86 | 173 | 0.0242 | 0.453 |  |  | 1 |  | RB-Appl-EffCW-med-GasDHW-ElecCDryer-Tier1-FrontAnySFm2011CZ08rNCEH
RB-Appl-EffCW-med-GasDHW-ElecCDryer-Tier1-Front | DEER2016 | D16v1 | 2015-05-16 | Any | SFm | 2011 | CZ08 | rNCGF | Each | 1 | 1200 | None | 271 | 0.0378 | 4.8 | 174 | 0.0246 | 0.262 | 271 | 0.0378 | 4.8 | 174 | 0.0246 | 0.262 |  |  | 1 |  | RB-Appl-EffCW-med-GasDHW-ElecCDryer-Tier1-FrontAnySFm2011CZ08rNCGF
RB-Appl-EffCW-med-GasDHW-ElecCDryer-Tier1-Front | DEER2016 | D16v1 | 2015-05-16 | Any | SFm | 2011 | CZ09 | rDXGF | Each | 1 | 1210 | None | 286 | 0.0406 | 4.99 | 183 | 0.0266 | 0.262 | 286 | 0.0406 | 4.99 | 183 | 0.0266 | 0.262 |  |  | 1 |  | RB-Appl-EffCW-med-GasDHW-ElecCDryer-Tier1-FrontAnySFm2011CZ09rDXGF
RB-Appl-EffCW-med-GasDHW-ElecCDryer-Tier1-Front | DEER2016 | D16v1 | 2015-05-16 | Any | SFm | 2011 | CZ09 | rDXHP | Each | 1 | 1210 | None | 281 | 0.0385 | 4.88 | 183 | 0.0259 | 0.466 | 281 | 0.0385 | 4.88 | 183 | 0.0259 | 0.466 |  |  | 1 |  | RB-Appl-EffCW-med-GasDHW-ElecCDryer-Tier1-FrontAnySFm2011CZ09rDXHP
RB-Appl-EffCW-med-GasDHW-ElecCDryer-Tier1-Front | DEER2016 | D16v1 | 2015-05-16 | Any | SFm | 2011 | CZ09 | rNCEH | Each | 1 | 1210 | None | 271 | 0.0375 | 4.86 | 172 | 0.0241 | 0.448 | 271 | 0.0375 | 4.86 | 172 | 0.0241 | 0.448 |  |  | 1 |  | RB-Appl-EffCW-med-GasDHW-ElecCDryer-Tier1-FrontAnySFm2011CZ09rNCEH
RB-Appl-EffCW-med-GasDHW-ElecCDryer-Tier1-Front | DEER2016 | D16v1 | 2015-05-16 | Any | SFm | 2011 | CZ09 | rNCGF | Each | 1 | 1210 | None | 271 | 0.0375 | 4.76 | 174 | 0.0241 | 0.076 | 271 | 0.0375 | 4.76 | 174 | 0.0241 | 0.076 |  |  | 1 |  | RB-Appl-EffCW-med-GasDHW-ElecCDryer-Tier1-FrontAnySFm2011CZ09rNCGF
RB-Appl-EffCW-med-GasDHW-ElecCDryer-Tier1-Front | DEER2016 | D16v1 | 2015-05-16 | Any | SFm | 2011 | CZ10 | rDXGF | Each | 1 | 974 | None | 281 | 0.0405 | 5.13 | 179 | 0.0267 | 1.29 | 281 | 0.0405 | 5.13 | 179 | 0.0267 | 1.29 |  |  | 1 |  | RB-Appl-EffCW-med-GasDHW-ElecCDryer-Tier1-FrontAnySFm2011CZ10rDXGF
RB-Appl-EffCW-med-GasDHW-ElecCDryer-Tier1-Front | DEER2016 | D16v1 | 2015-05-16 | Any | SFm | 2011 | CZ10 | rDXHP | Each | 1 | 974 | None | 283 | 0.0392 | 4.85 | 184 | 0.0242 | 0.466 | 283 | 0.0392 | 4.85 | 184 | 0.0242 | 0.466 |  |  | 1 |  | RB-Appl-EffCW-med-GasDHW-ElecCDryer-Tier1-FrontAnySFm2011CZ10rDXHP
RB-Appl-EffCW-med-GasDHW-ElecCDryer-Tier1-Front | DEER2016 | D16v1 | 2015-05-16 | Any | SFm | 2011 | CZ10 | rNCEH | Each | 1 | 974 | None | 272 | 0.0375 | 4.83 | 182 | 0.0242 | 0.465 | 272 | 0.0375 | 4.83 | 182 | 0.0242 | 0.465 |  |  | 1 |  | RB-Appl-EffCW-med-GasDHW-ElecCDryer-Tier1-FrontAnySFm2011CZ10rNCEH
RB-Appl-EffCW-med-GasDHW-ElecCDryer-Tier1-Front | DEER2016 | D16v1 | 2015-05-16 | Any | SFm | 2011 | CZ10 | rNCGF | Each | 1 | 974 | None | 271 | 0.0376 | 4.84 | 175 | 0.0242 | 1.13 | 271 | 0.0376 | 4.84 | 175 | 0.0242 | 1.13 |  |  | 1 |  | RB-Appl-EffCW-med-GasDHW-ElecCDryer-Tier1-FrontAnySFm2011CZ10rNCGF
RB-Appl-EffCW-med-GasDHW-ElecCDryer-Tier1-Front | DEER2016 | D16v1 | 2015-05-16 | Any | SFm | 2011 | CZ11 | rDXGF | Each | 1 | 974 | None | 276 | 0.0436 | 4.5 | 174 | 0.0276 | 0.841 | 276 | 0.0436 | 4.5 | 174 | 0.0276 | 0.841 |  |  | 1 |  | RB-Appl-EffCW-med-GasDHW-ElecCDryer-Tier1-FrontAnySFm2011CZ11rDXGF
RB-Appl-EffCW-med-GasDHW-ElecCDryer-Tier1-Front | DEER2016 | D16v1 | 2015-05-16 | Any | SFm | 2011 | CZ11 | rDXHP | Each | 1 | 974 | None | 272 | 0.0395 | 4.91 | 177 | 0.0248 | 0.476 | 272 | 0.0395 | 4.91 | 177 | 0.0248 | 0.476 |  |  | 1 |  | RB-Appl-EffCW-med-GasDHW-ElecCDryer-Tier1-FrontAnySFm2011CZ11rDXHP
RB-Appl-EffCW-med-GasDHW-ElecCDryer-Tier1-Front | DEER2016 | D16v1 | 2015-05-16 | Any | SFm | 2011 | CZ11 | rNCEH | Each | 1 | 974 | None | 267 | 0.0375 | 4.9 | 179 | 0.0242 | 0.475 | 267 | 0.0375 | 4.9 | 179 | 0.0242 | 0.475 |  |  | 1 |  | RB-Appl-EffCW-med-GasDHW-ElecCDryer-Tier1-FrontAnySFm2011CZ11rNCEH
RB-Appl-EffCW-med-GasDHW-ElecCDryer-Tier1-Front | DEER2016 | D16v1 | 2015-05-16 | Any | SFm | 2011 | CZ11 | rNCGF | Each | 1 | 974 | None | 271 | 0.0376 | 4.45 | 175 | 0.0242 | 0.814 | 271 | 0.0376 | 4.45 | 175 | 0.0242 | 0.814 |  |  | 1 |  | RB-Appl-EffCW-med-GasDHW-ElecCDryer-Tier1-FrontAnySFm2011CZ11rNCGF
RB-Appl-EffCW-med-GasDHW-ElecCDryer-Tier1-Front | DEER2016 | D16v1 | 2015-05-16 | Any | SFm | 2011 | CZ12 | rDXGF | Each | 1 | 974 | None | 278 | 0.0409 | 4.77 | 177 | 0.0267 | 0.944 | 278 | 0.0409 | 4.77 | 177 | 0.0267 | 0.944 |  |  | 1 |  | RB-Appl-EffCW-med-GasDHW-ElecCDryer-Tier1-FrontAnySFm2011CZ12rDXGF
RB-Appl-EffCW-med-GasDHW-ElecCDryer-Tier1-Front | DEER2016 | D16v1 | 2015-05-16 | Any | SFm | 2011 | CZ12 | rDXHP | Each | 1 | 974 | None | 273 | 0.0423 | 5.07 | 178 | 0.0254 | 0.488 | 273 | 0.0423 | 5.07 | 178 | 0.0254 | 0.488 |  |  | 1 |  | RB-Appl-EffCW-med-GasDHW-ElecCDryer-Tier1-FrontAnySFm2011CZ12rDXHP
RB-Appl-EffCW-med-GasDHW-ElecCDryer-Tier1-Front | DEER2016 | D16v1 | 2015-05-16 | Any | SFm | 2011 | CZ12 | rNCEH | Each | 1 | 974 | None | 268 | 0.0375 | 5.05 | 180 | 0.0242 | 0.488 | 268 | 0.0375 | 5.05 | 180 | 0.0242 | 0.488 |  |  | 1 |  | RB-Appl-EffCW-med-GasDHW-ElecCDryer-Tier1-FrontAnySFm2011CZ12rNCEH
RB-Appl-EffCW-med-GasDHW-ElecCDryer-Tier1-Front | DEER2016 | D16v1 | 2015-05-16 | Any | SFm | 2011 | CZ12 | rNCGF | Each | 1 | 974 | None | 271 | 0.0376 | 4.71 | 175 | 0.0242 | 0.918 | 271 | 0.0376 | 4.71 | 175 | 0.0242 | 0.918 |  |  | 1 |  | RB-Appl-EffCW-med-GasDHW-ElecCDryer-Tier1-FrontAnySFm2011CZ12rNCGF
RB-Appl-EffCW-med-GasDHW-ElecCDryer-Tier1-Front | DEER2016 | D16v1 | 2015-05-16 | Any | SFm | 2011 | CZ13 | rDXGF | Each | 1 | 974 | None | 278 | 0.0424 | 4.24 | 177 | 0.026 | 0.744 | 278 | 0.0424 | 4.24 | 177 | 0.026 | 0.744 |  |  | 1 |  | RB-Appl-EffCW-med-GasDHW-ElecCDryer-Tier1-FrontAnySFm2011CZ13rDXGF
RB-Appl-EffCW-med-GasDHW-ElecCDryer-Tier1-Front | DEER2016 | D16v1 | 2015-05-16 | Any | SFm | 2011 | CZ13 | rDXHP | Each | 1 | 974 | None | 271 | 0.0409 | 4.86 | 175 | 0.0245 | 0.471 | 271 | 0.0409 | 4.86 | 175 | 0.0245 | 0.471 |  |  | 1 |  | RB-Appl-EffCW-med-GasDHW-ElecCDryer-Tier1-FrontAnySFm2011CZ13rDXHP
RB-Appl-EffCW-med-GasDHW-ElecCDryer-Tier1-Front | DEER2016 | D16v1 | 2015-05-16 | Any | SFm | 2011 | CZ13 | rNCEH | Each | 1 | 974 | None | 264 | 0.0375 | 4.84 | 178 | 0.0242 | 0.471 | 264 | 0.0375 | 4.84 | 178 | 0.0242 | 0.471 |  |  | 1 |  | RB-Appl-EffCW-med-GasDHW-ElecCDryer-Tier1-FrontAnySFm2011CZ13rNCEH
RB-Appl-EffCW-med-GasDHW-ElecCDryer-Tier1-Front | DEER2016 | D16v1 | 2015-05-16 | Any | SFm | 2011 | CZ13 | rNCGF | Each | 1 | 974 | None | 271 | 0.0375 | 4.18 | 175 | 0.0242 | 0.707 | 271 | 0.0375 | 4.18 | 175 | 0.0242 | 0.707 |  |  | 1 |  | RB-Appl-EffCW-med-GasDHW-ElecCDryer-Tier1-FrontAnySFm2011CZ13rNCGF
RB-Appl-EffCW-med-GasDHW-ElecCDryer-Tier1-Front | DEER2016 | D16v1 | 2015-05-16 | Any | SFm | 2011 | CZ14 | rDXGF | Each | 1 | 1080 | None | 283 | 0.0417 | 4.47 | 181 | 0.0265 | 0.571 | 283 | 0.0417 | 4.47 | 181 | 0.0265 | 0.571 |  |  | 1 |  | RB-Appl-EffCW-med-GasDHW-ElecCDryer-Tier1-FrontAnySFm2011CZ14rDXGF
RB-Appl-EffCW-med-GasDHW-ElecCDryer-Tier1-Front | DEER2016 | D16v1 | 2015-05-16 | Any | SFm | 2011 | CZ14 | rDXHP | Each | 1 | 1080 | None | 274 | 0.0395 | 4.96 | 175 | 0.0249 | 0.48 | 274 | 0.0395 | 4.96 | 175 | 0.0249 | 0.48 |  |  | 1 |  | RB-Appl-EffCW-med-GasDHW-ElecCDryer-Tier1-FrontAnySFm2011CZ14rDXHP
RB-Appl-EffCW-med-GasDHW-ElecCDryer-Tier1-Front | DEER2016 | D16v1 | 2015-05-16 | Any | SFm | 2011 | CZ14 | rNCEH | Each | 1 | 1080 | None | 264 | 0.0375 | 4.94 | 174 | 0.0241 | 0.478 | 264 | 0.0375 | 4.94 | 174 | 0.0241 | 0.478 |  |  | 1 |  | RB-Appl-EffCW-med-GasDHW-ElecCDryer-Tier1-FrontAnySFm2011CZ14rNCEH
RB-Appl-EffCW-med-GasDHW-ElecCDryer-Tier1-Front | DEER2016 | D16v1 | 2015-05-16 | Any | SFm | 2011 | CZ14 | rNCGF | Each | 1 | 1080 | None | 270 | 0.0375 | 4.39 | 175 | 0.0242 | 0.497 | 270 | 0.0375 | 4.39 | 175 | 0.0242 | 0.497 |  |  | 1 |  | RB-Appl-EffCW-med-GasDHW-ElecCDryer-Tier1-FrontAnySFm2011CZ14rNCGF
RB-Appl-EffCW-med-GasDHW-ElecCDryer-Tier1-Front | DEER2016 | D16v1 | 2015-05-16 | Any | SFm | 2011 | CZ15 | rDXGF | Each | 1 | 1080 | None | 282 | 0.0433 | 4.15 | 179 | 0.0268 | 0.665 | 282 | 0.0433 | 4.15 | 179 | 0.0268 | 0.665 |  |  | 1 |  | RB-Appl-EffCW-med-GasDHW-ElecCDryer-Tier1-FrontAnySFm2011CZ15rDXGF
RB-Appl-EffCW-med-GasDHW-ElecCDryer-Tier1-Front | DEER2016 | D16v1 | 2015-05-16 | Any | SFm | 2011 | CZ15 | rDXHP | Each | 1 | 1080 | None | 284 | 0.0428 | 4.08 | 181 | 0.0269 | 0.394 | 284 | 0.0428 | 4.08 | 181 | 0.0269 | 0.394 |  |  | 1 |  | RB-Appl-EffCW-med-GasDHW-ElecCDryer-Tier1-FrontAnySFm2011CZ15rDXHP
RB-Appl-EffCW-med-GasDHW-ElecCDryer-Tier1-Front | DEER2016 | D16v1 | 2015-05-16 | Any | SFm | 2011 | CZ15 | rNCEH | Each | 1 | 1080 | None | 271 | 0.0375 | 4.06 | 177 | 0.0241 | 0.39 | 271 | 0.0375 | 4.06 | 177 | 0.0241 | 0.39 |  |  | 1 |  | RB-Appl-EffCW-med-GasDHW-ElecCDryer-Tier1-FrontAnySFm2011CZ15rNCEH
RB-Appl-EffCW-med-GasDHW-ElecCDryer-Tier1-Front | DEER2016 | D16v1 | 2015-05-16 | Any | SFm | 2011 | CZ15 | rNCGF | Each | 1 | 1080 | None | 271 | 0.0375 | 4.03 | 175 | 0.0242 | 0.56 | 271 | 0.0375 | 4.03 | 175 | 0.0242 | 0.56 |  |  | 1 |  | RB-Appl-EffCW-med-GasDHW-ElecCDryer-Tier1-FrontAnySFm2011CZ15rNCGF
RB-Appl-EffCW-med-GasDHW-ElecCDryer-Tier1-Front | DEER2016 | D16v1 | 2015-05-16 | Any | SFm | 2011 | CZ16 | rDXGF | Each | 1 | 1150 | None | 277 | 0.025 | 5.36 | 180 | 0.0101 | 0.038 | 277 | 0.025 | 5.36 | 180 | 0.0101 | 0.038 |  |  | 1 |  | RB-Appl-EffCW-med-GasDHW-ElecCDryer-Tier1-FrontAnySFm2011CZ16rDXGF
RB-Appl-EffCW-med-GasDHW-ElecCDryer-Tier1-Front | DEER2016 | D16v1 | 2015-05-16 | Any | SFm | 2011 | CZ16 | rDXHP | Each | 1 | 1150 | None | 269 | 0.0393 | 5.69 | 177 | 0.0332 | 0.536 | 269 | 0.0393 | 5.69 | 177 | 0.0332 | 0.536 |  |  | 1 |  | RB-Appl-EffCW-med-GasDHW-ElecCDryer-Tier1-FrontAnySFm2011CZ16rDXHP
RB-Appl-EffCW-med-GasDHW-ElecCDryer-Tier1-Front | DEER2016 | D16v1 | 2015-05-16 | Any | SFm | 2011 | CZ16 | rNCEH | Each | 1 | 1150 | None | 268 | 0.0376 | 5.68 | 170 | 0.0242 | 0.526 | 268 | 0.0376 | 5.68 | 170 | 0.0242 | 0.526 |  |  | 1 |  | RB-Appl-EffCW-med-GasDHW-ElecCDryer-Tier1-FrontAnySFm2011CZ16rNCEH
RB-Appl-EffCW-med-GasDHW-ElecCDryer-Tier1-Front | DEER2016 | D16v1 | 2015-05-16 | Any | SFm | 2011 | CZ16 | rNCGF | Each | 1 | 1150 | None | 271 | 0.0374 | 5.31 | 174 | 0.0242 | 0.02 | 271 | 0.0374 | 5.31 | 174 | 0.0242 | 0.02 |  |  | 1 |  | RB-Appl-EffCW-med-GasDHW-ElecCDryer-Tier1-FrontAnySFm2011CZ16rNCGF
RB-Appl-EffCW-med-GasDHW-ElecCDryer-Tier1-Front | DEER2016 | D16v1 | 2015-05-16 | Any | SFm | 2014 | CZ01 | rDXGF | Each | 1 | 1150 | None | 272 | 0.0346 | 5.45 | 176 | 0.0231 | 0.015 | 272 | 0.0346 | 5.45 | 176 | 0.0231 | 0.015 |  |  | 1 |  | RB-Appl-EffCW-med-GasDHW-ElecCDryer-Tier1-FrontAnySFm2014CZ01rDXGF
RB-Appl-EffCW-med-GasDHW-ElecCDryer-Tier1-Front | DEER2016 | D16v1 | 2015-05-16 | Any | SFm | 2014 | CZ01 | rDXHP | Each | 1 | 1150 | None | 270 | 0.0431 | 5.71 | 172 | 0.0346 | 0.532 | 270 | 0.0431 | 5.71 | 172 | 0.0346 | 0.532 |  |  | 1 |  | RB-Appl-EffCW-med-GasDHW-ElecCDryer-Tier1-FrontAnySFm2014CZ01rDXHP
RB-Appl-EffCW-med-GasDHW-ElecCDryer-Tier1-Front | DEER2016 | D16v1 | 2015-05-16 | Any | SFm | 2014 | CZ01 | rNCEH | Each | 1 | 1150 | None | 269 | 0.0375 | 5.7 | 170 | 0.0242 | 0.528 | 269 | 0.0375 | 5.7 | 170 | 0.0242 | 0.528 |  |  | 1 |  | RB-Appl-EffCW-med-GasDHW-ElecCDryer-Tier1-FrontAnySFm2014CZ01rNCEH
RB-Appl-EffCW-med-GasDHW-ElecCDryer-Tier1-Front | DEER2016 | D16v1 | 2015-05-16 | Any | SFm | 2014 | CZ01 | rNCGF | Each | 1 | 1150 | None | 271 | 0.0375 | 5.38 | 174 | 0.0241 | -0.025 | 271 | 0.0375 | 5.38 | 174 | 0.0241 | -0.025 |  |  | 1 |  | RB-Appl-EffCW-med-GasDHW-ElecCDryer-Tier1-FrontAnySFm2014CZ01rNCGF
RB-Appl-EffCW-med-GasDHW-ElecCDryer-Tier1-Front | DEER2016 | D16v1 | 2015-05-16 | Any | SFm | 2014 | CZ02 | rDXGF | Each | 1 | 974 | None | 274 | 0.0474 | 4.66 | 177 | 0.0291 | 1 | 274 | 0.0474 | 4.66 | 177 | 0.0291 | 1 |  |  | 1 |  | RB-Appl-EffCW-med-GasDHW-ElecCDryer-Tier1-FrontAnySFm2014CZ02rDXGF
RB-Appl-EffCW-med-GasDHW-ElecCDryer-Tier1-Front | DEER2016 | D16v1 | 2015-05-16 | Any | SFm | 2014 | CZ02 | rDXHP | Each | 1 | 974 | None | 268 | 0.0479 | 5.31 | 178 | 0.0268 | 0.513 | 268 | 0.0479 | 5.31 | 178 | 0.0268 | 0.513 |  |  | 1 |  | RB-Appl-EffCW-med-GasDHW-ElecCDryer-Tier1-FrontAnySFm2014CZ02rDXHP
RB-Appl-EffCW-med-GasDHW-ElecCDryer-Tier1-Front | DEER2016 | D16v1 | 2015-05-16 | Any | SFm | 2014 | CZ02 | rNCEH | Each | 1 | 974 | None | 265 | 0.0375 | 5.3 | 180 | 0.0242 | 0.513 | 265 | 0.0375 | 5.3 | 180 | 0.0242 | 0.513 |  |  | 1 |  | RB-Appl-EffCW-med-GasDHW-ElecCDryer-Tier1-FrontAnySFm2014CZ02rNCEH
RB-Appl-EffCW-med-GasDHW-ElecCDryer-Tier1-Front | DEER2016 | D16v1 | 2015-05-16 | Any | SFm | 2014 | CZ02 | rNCGF | Each | 1 | 974 | None | 271 | 0.0375 | 4.64 | 175 | 0.0242 | 0.978 | 271 | 0.0375 | 4.64 | 175 | 0.0242 | 0.978 |  |  | 1 |  | RB-Appl-EffCW-med-GasDHW-ElecCDryer-Tier1-FrontAnySFm2014CZ02rNCGF
RB-Appl-EffCW-med-GasDHW-ElecCDryer-Tier1-Front | DEER2016 | D16v1 | 2015-05-16 | Any | SFm | 2014 | CZ03 | rDXGF | Each | 1 | 1150 | None | 274 | 0.0569 | 4.71 | 178 | 0.0448 | -0.196 | 274 | 0.0569 | 4.71 | 178 | 0.0448 | -0.196 |  |  | 1 |  | RB-Appl-EffCW-med-GasDHW-ElecCDryer-Tier1-FrontAnySFm2014CZ03rDXGF
RB-Appl-EffCW-med-GasDHW-ElecCDryer-Tier1-Front | DEER2016 | D16v1 | 2015-05-16 | Any | SFm | 2014 | CZ03 | rDXHP | Each | 1 | 1150 | None | 268 | 0.0441 | 5.33 | 173 | 0.046 | 0.506 | 268 | 0.0441 | 5.33 | 173 | 0.046 | 0.506 |  |  | 1 |  | RB-Appl-EffCW-med-GasDHW-ElecCDryer-Tier1-FrontAnySFm2014CZ03rDXHP
RB-Appl-EffCW-med-GasDHW-ElecCDryer-Tier1-Front | DEER2016 | D16v1 | 2015-05-16 | Any | SFm | 2014 | CZ03 | rNCEH | Each | 1 | 1150 | None | 265 | 0.0376 | 5.32 | 168 | 0.0242 | 0.494 | 265 | 0.0376 | 5.32 | 168 | 0.0242 | 0.494 |  |  | 1 |  | RB-Appl-EffCW-med-GasDHW-ElecCDryer-Tier1-FrontAnySFm2014CZ03rNCEH
RB-Appl-EffCW-med-GasDHW-ElecCDryer-Tier1-Front | DEER2016 | D16v1 | 2015-05-16 | Any | SFm | 2014 | CZ03 | rNCGF | Each | 1 | 1150 | None | 270 | 0.0376 | 4.66 | 174 | 0.0241 | -0.249 | 270 | 0.0376 | 4.66 | 174 | 0.0241 | -0.249 |  |  | 1 |  | RB-Appl-EffCW-med-GasDHW-ElecCDryer-Tier1-FrontAnySFm2014CZ03rNCGF
RB-Appl-EffCW-med-GasDHW-ElecCDryer-Tier1-Front | DEER2016 | D16v1 | 2015-05-16 | Any | SFm | 2014 | CZ04 | rDXGF | Each | 1 | 1150 | None | 275 | 0.0433 | 4.64 | 180 | 0.0294 | -0.186 | 275 | 0.0433 | 4.64 | 180 | 0.0294 | -0.186 |  |  | 1 |  | RB-Appl-EffCW-med-GasDHW-ElecCDryer-Tier1-FrontAnySFm2014CZ04rDXGF
RB-Appl-EffCW-med-GasDHW-ElecCDryer-Tier1-Front | DEER2016 | D16v1 | 2015-05-16 | Any | SFm | 2014 | CZ04 | rDXHP | Each | 1 | 1150 | None | 271 | 0.0399 | 5.16 | 172 | 0.03 | 0.491 | 271 | 0.0399 | 5.16 | 172 | 0.03 | 0.491 |  |  | 1 |  | RB-Appl-EffCW-med-GasDHW-ElecCDryer-Tier1-FrontAnySFm2014CZ04rDXHP
RB-Appl-EffCW-med-GasDHW-ElecCDryer-Tier1-Front | DEER2016 | D16v1 | 2015-05-16 | Any | SFm | 2014 | CZ04 | rNCEH | Each | 1 | 1150 | None | 267 | 0.0376 | 5.15 | 169 | 0.0242 | 0.476 | 267 | 0.0376 | 5.15 | 169 | 0.0242 | 0.476 |  |  | 1 |  | RB-Appl-EffCW-med-GasDHW-ElecCDryer-Tier1-FrontAnySFm2014CZ04rNCEH
RB-Appl-EffCW-med-GasDHW-ElecCDryer-Tier1-Front | DEER2016 | D16v1 | 2015-05-16 | Any | SFm | 2014 | CZ04 | rNCGF | Each | 1 | 1150 | None | 271 | 0.0376 | 4.61 | 174 | 0.0242 | -0.224 | 271 | 0.0376 | 4.61 | 174 | 0.0242 | -0.224 |  |  | 1 |  | RB-Appl-EffCW-med-GasDHW-ElecCDryer-Tier1-FrontAnySFm2014CZ04rNCGF
RB-Appl-EffCW-med-GasDHW-ElecCDryer-Tier1-Front | DEER2016 | D16v1 | 2015-05-16 | Any | SFm | 2014 | CZ05 | rDXGF | Each | 1 | 1150 | None | 276 | 0.0363 | 5.66 | 179 | 0.0372 | 0.281 | 276 | 0.0363 | 5.66 | 179 | 0.0372 | 0.281 |  |  | 1 |  | RB-Appl-EffCW-med-GasDHW-ElecCDryer-Tier1-FrontAnySFm2014CZ05rDXGF
RB-Appl-EffCW-med-GasDHW-ElecCDryer-Tier1-Front | DEER2016 | D16v1 | 2015-05-16 | Any | SFm | 2014 | CZ05 | rDXHP | Each | 1 | 1150 | None | 276 | 0.0518 | 5.41 | 177 | 0.0349 | 0.51 | 276 | 0.0518 | 5.41 | 177 | 0.0349 | 0.51 |  |  | 1 |  | RB-Appl-EffCW-med-GasDHW-ElecCDryer-Tier1-FrontAnySFm2014CZ05rDXHP
RB-Appl-EffCW-med-GasDHW-ElecCDryer-Tier1-Front | DEER2016 | D16v1 | 2015-05-16 | Any | SFm | 2014 | CZ05 | rNCEH | Each | 1 | 1150 | None | 270 | 0.0376 | 5.4 | 171 | 0.0242 | 0.497 | 270 | 0.0376 | 5.4 | 171 | 0.0242 | 0.497 |  |  | 1 |  | RB-Appl-EffCW-med-GasDHW-ElecCDryer-Tier1-FrontAnySFm2014CZ05rNCEH
RB-Appl-EffCW-med-GasDHW-ElecCDryer-Tier1-Front | DEER2016 | D16v1 | 2015-05-16 | Any | SFm | 2014 | CZ05 | rNCGF | Each | 1 | 1150 | None | 271 | 0.0375 | 5.42 | 174 | 0.0242 | 0.179 | 271 | 0.0375 | 5.42 | 174 | 0.0242 | 0.179 |  |  | 1 |  | RB-Appl-EffCW-med-GasDHW-ElecCDryer-Tier1-FrontAnySFm2014CZ05rNCGF
RB-Appl-EffCW-med-GasDHW-ElecCDryer-Tier1-Front | DEER2016 | D16v1 | 2015-05-16 | Any | SFm | 2014 | CZ06 | rDXGF | Each | 1 | 1200 | None | 274 | 0.0203 | 5.1 | 175 | 0.0259 | 0.419 | 274 | 0.0203 | 5.1 | 175 | 0.0259 | 0.419 |  |  | 1 |  | RB-Appl-EffCW-med-GasDHW-ElecCDryer-Tier1-FrontAnySFm2014CZ06rDXGF
RB-Appl-EffCW-med-GasDHW-ElecCDryer-Tier1-Front | DEER2016 | D16v1 | 2015-05-16 | Any | SFm | 2014 | CZ06 | rDXHP | Each | 1 | 1200 | None | 278 | 0.0356 | 5.01 | 179 | 0.0189 | 0.474 | 278 | 0.0356 | 5.01 | 179 | 0.0189 | 0.474 |  |  | 1 |  | RB-Appl-EffCW-med-GasDHW-ElecCDryer-Tier1-FrontAnySFm2014CZ06rDXHP
RB-Appl-EffCW-med-GasDHW-ElecCDryer-Tier1-Front | DEER2016 | D16v1 | 2015-05-16 | Any | SFm | 2014 | CZ06 | rNCEH | Each | 1 | 1200 | None | 270 | 0.0375 | 4.99 | 172 | 0.0242 | 0.464 | 270 | 0.0375 | 4.99 | 172 | 0.0242 | 0.464 |  |  | 1 |  | RB-Appl-EffCW-med-GasDHW-ElecCDryer-Tier1-FrontAnySFm2014CZ06rNCEH
RB-Appl-EffCW-med-GasDHW-ElecCDryer-Tier1-Front | DEER2016 | D16v1 | 2015-05-16 | Any | SFm | 2014 | CZ06 | rNCGF | Each | 1 | 1200 | None | 271 | 0.0375 | 4.99 | 174 | 0.0241 | 0.317 | 271 | 0.0375 | 4.99 | 174 | 0.0241 | 0.317 |  |  | 1 |  | RB-Appl-EffCW-med-GasDHW-ElecCDryer-Tier1-FrontAnySFm2014CZ06rNCGF
RB-Appl-EffCW-med-GasDHW-ElecCDryer-Tier1-Front | DEER2016 | D16v1 | 2015-05-16 | Any | SFm | 2014 | CZ07 | rDXGF | Each | 1 | 1200 | None | 276 | -0.0286 | 4.92 | 177 | 0.0336 | 0.283 | 276 | -0.0286 | 4.92 | 177 | 0.0336 | 0.283 |  |  | 1 |  | RB-Appl-EffCW-med-GasDHW-ElecCDryer-Tier1-FrontAnySFm2014CZ07rDXGF
RB-Appl-EffCW-med-GasDHW-ElecCDryer-Tier1-Front | DEER2016 | D16v1 | 2015-05-16 | Any | SFm | 2014 | CZ07 | rDXHP | Each | 1 | 1200 | None | 278 | 0.104 | 4.96 | 180 | 0.0672 | 0.472 | 278 | 0.104 | 4.96 | 180 | 0.0672 | 0.472 |  |  | 1 |  | RB-Appl-EffCW-med-GasDHW-ElecCDryer-Tier1-FrontAnySFm2014CZ07rDXHP
RB-Appl-EffCW-med-GasDHW-ElecCDryer-Tier1-Front | DEER2016 | D16v1 | 2015-05-16 | Any | SFm | 2014 | CZ07 | rNCEH | Each | 1 | 1200 | None | 270 | 0.0376 | 4.94 | 173 | 0.0242 | 0.459 | 270 | 0.0376 | 4.94 | 173 | 0.0242 | 0.459 |  |  | 1 |  | RB-Appl-EffCW-med-GasDHW-ElecCDryer-Tier1-FrontAnySFm2014CZ07rNCEH
RB-Appl-EffCW-med-GasDHW-ElecCDryer-Tier1-Front | DEER2016 | D16v1 | 2015-05-16 | Any | SFm | 2014 | CZ07 | rNCGF | Each | 1 | 1200 | None | 271 | 0.0376 | 4.77 | 174 | 0.0241 | 0.222 | 271 | 0.0376 | 4.77 | 174 | 0.0241 | 0.222 |  |  | 1 |  | RB-Appl-EffCW-med-GasDHW-ElecCDryer-Tier1-FrontAnySFm2014CZ07rNCGF
RB-Appl-EffCW-med-GasDHW-ElecCDryer-Tier1-Front | DEER2016 | D16v1 | 2015-05-16 | Any | SFm | 2014 | CZ08 | rDXGF | Each | 1 | 1200 | None | 283 | 0.0424 | 4.99 | 178 | 0.0284 | 0.42 | 283 | 0.0424 | 4.99 | 178 | 0.0284 | 0.42 |  |  | 1 |  | RB-Appl-EffCW-med-GasDHW-ElecCDryer-Tier1-FrontAnySFm2014CZ08rDXGF
RB-Appl-EffCW-med-GasDHW-ElecCDryer-Tier1-Front | DEER2016 | D16v1 | 2015-05-16 | Any | SFm | 2014 | CZ08 | rDXHP | Each | 1 | 1200 | None | 280 | 0.0396 | 4.88 | 179 | 0.0256 | 0.468 | 280 | 0.0396 | 4.88 | 179 | 0.0256 | 0.468 |  |  | 1 |  | RB-Appl-EffCW-med-GasDHW-ElecCDryer-Tier1-FrontAnySFm2014CZ08rDXHP
RB-Appl-EffCW-med-GasDHW-ElecCDryer-Tier1-Front | DEER2016 | D16v1 | 2015-05-16 | Any | SFm | 2014 | CZ08 | rNCEH | Each | 1 | 1200 | None | 270 | 0.0376 | 4.86 | 172 | 0.0242 | 0.451 | 270 | 0.0376 | 4.86 | 172 | 0.0242 | 0.451 |  |  | 1 |  | RB-Appl-EffCW-med-GasDHW-ElecCDryer-Tier1-FrontAnySFm2014CZ08rNCEH
RB-Appl-EffCW-med-GasDHW-ElecCDryer-Tier1-Front | DEER2016 | D16v1 | 2015-05-16 | Any | SFm | 2014 | CZ08 | rNCGF | Each | 1 | 1200 | None | 271 | 0.0378 | 4.68 | 174 | 0.0242 | 0.171 | 271 | 0.0378 | 4.68 | 174 | 0.0242 | 0.171 |  |  | 1 |  | RB-Appl-EffCW-med-GasDHW-ElecCDryer-Tier1-FrontAnySFm2014CZ08rNCGF
RB-Appl-EffCW-med-GasDHW-ElecCDryer-Tier1-Front | DEER2016 | D16v1 | 2015-05-16 | Any | SFm | 2014 | CZ09 | rDXGF | Each | 1 | 1210 | None | 282 | 0.0418 | 4.81 | 183 | 0.0259 | 0.141 | 282 | 0.0418 | 4.81 | 183 | 0.0259 | 0.141 |  |  | 1 |  | RB-Appl-EffCW-med-GasDHW-ElecCDryer-Tier1-FrontAnySFm2014CZ09rDXGF
RB-Appl-EffCW-med-GasDHW-ElecCDryer-Tier1-Front | DEER2016 | D16v1 | 2015-05-16 | Any | SFm | 2014 | CZ09 | rDXHP | Each | 1 | 1210 | None | 282 | 0.0419 | 4.87 | 182 | 0.0266 | 0.461 | 282 | 0.0419 | 4.87 | 182 | 0.0266 | 0.461 |  |  | 1 |  | RB-Appl-EffCW-med-GasDHW-ElecCDryer-Tier1-FrontAnySFm2014CZ09rDXHP
RB-Appl-EffCW-med-GasDHW-ElecCDryer-Tier1-Front | DEER2016 | D16v1 | 2015-05-16 | Any | SFm | 2014 | CZ09 | rNCEH | Each | 1 | 1210 | None | 270 | 0.0375 | 4.86 | 171 | 0.0241 | 0.447 | 270 | 0.0375 | 4.86 | 171 | 0.0241 | 0.447 |  |  | 1 |  | RB-Appl-EffCW-med-GasDHW-ElecCDryer-Tier1-FrontAnySFm2014CZ09rNCEH
RB-Appl-EffCW-med-GasDHW-ElecCDryer-Tier1-Front | DEER2016 | D16v1 | 2015-05-16 | Any | SFm | 2014 | CZ09 | rNCGF | Each | 1 | 1210 | None | 271 | 0.0375 | 4.67 | 174 | 0.0241 | 0.048 | 271 | 0.0375 | 4.67 | 174 | 0.0241 | 0.048 |  |  | 1 |  | RB-Appl-EffCW-med-GasDHW-ElecCDryer-Tier1-FrontAnySFm2014CZ09rNCGF
RB-Appl-EffCW-med-GasDHW-ElecCDryer-Tier1-Front | DEER2016 | D16v1 | 2015-05-16 | Any | SFm | 2014 | CZ10 | rDXGF | Each | 1 | 974 | None | 283 | 0.0422 | 5.01 | 180 | 0.0267 | 1.18 | 283 | 0.0422 | 5.01 | 180 | 0.0267 | 1.18 |  |  | 1 |  | RB-Appl-EffCW-med-GasDHW-ElecCDryer-Tier1-FrontAnySFm2014CZ10rDXGF
RB-Appl-EffCW-med-GasDHW-ElecCDryer-Tier1-Front | DEER2016 | D16v1 | 2015-05-16 | Any | SFm | 2014 | CZ10 | rDXHP | Each | 1 | 974 | None | 280 | 0.0384 | 4.84 | 182 | 0.023 | 0.467 | 280 | 0.0384 | 4.84 | 182 | 0.023 | 0.467 |  |  | 1 |  | RB-Appl-EffCW-med-GasDHW-ElecCDryer-Tier1-FrontAnySFm2014CZ10rDXHP
RB-Appl-EffCW-med-GasDHW-ElecCDryer-Tier1-Front | DEER2016 | D16v1 | 2015-05-16 | Any | SFm | 2014 | CZ10 | rNCEH | Each | 1 | 974 | None | 271 | 0.0375 | 4.82 | 182 | 0.0242 | 0.465 | 271 | 0.0375 | 4.82 | 182 | 0.0242 | 0.465 |  |  | 1 |  | RB-Appl-EffCW-med-GasDHW-ElecCDryer-Tier1-FrontAnySFm2014CZ10rNCEH
RB-Appl-EffCW-med-GasDHW-ElecCDryer-Tier1-Front | DEER2016 | D16v1 | 2015-05-16 | Any | SFm | 2014 | CZ10 | rNCGF | Each | 1 | 974 | None | 271 | 0.0375 | 4.78 | 175 | 0.0242 | 1.06 | 271 | 0.0375 | 4.78 | 175 | 0.0242 | 1.06 |  |  | 1 |  | RB-Appl-EffCW-med-GasDHW-ElecCDryer-Tier1-FrontAnySFm2014CZ10rNCGF
RB-Appl-EffCW-med-GasDHW-ElecCDryer-Tier1-Front | DEER2016 | D16v1 | 2015-05-16 | Any | SFm | 2014 | CZ11 | rDXGF | Each | 1 | 974 | None | 278 | 0.042 | 4.39 | 176 | 0.0249 | 0.782 | 278 | 0.042 | 4.39 | 176 | 0.0249 | 0.782 |  |  | 1 |  | RB-Appl-EffCW-med-GasDHW-ElecCDryer-Tier1-FrontAnySFm2014CZ11rDXGF
RB-Appl-EffCW-med-GasDHW-ElecCDryer-Tier1-Front | DEER2016 | D16v1 | 2015-05-16 | Any | SFm | 2014 | CZ11 | rDXHP | Each | 1 | 974 | None | 271 | 0.0442 | 4.91 | 175 | 0.0257 | 0.475 | 271 | 0.0442 | 4.91 | 175 | 0.0257 | 0.475 |  |  | 1 |  | RB-Appl-EffCW-med-GasDHW-ElecCDryer-Tier1-FrontAnySFm2014CZ11rDXHP
RB-Appl-EffCW-med-GasDHW-ElecCDryer-Tier1-Front | DEER2016 | D16v1 | 2015-05-16 | Any | SFm | 2014 | CZ11 | rNCEH | Each | 1 | 974 | None | 266 | 0.0375 | 4.89 | 179 | 0.0242 | 0.475 | 266 | 0.0375 | 4.89 | 179 | 0.0242 | 0.475 |  |  | 1 |  | RB-Appl-EffCW-med-GasDHW-ElecCDryer-Tier1-FrontAnySFm2014CZ11rNCEH
RB-Appl-EffCW-med-GasDHW-ElecCDryer-Tier1-Front | DEER2016 | D16v1 | 2015-05-16 | Any | SFm | 2014 | CZ11 | rNCGF | Each | 1 | 974 | None | 271 | 0.0376 | 4.37 | 175 | 0.0242 | 0.776 | 271 | 0.0376 | 4.37 | 175 | 0.0242 | 0.776 |  |  | 1 |  | RB-Appl-EffCW-med-GasDHW-ElecCDryer-Tier1-FrontAnySFm2014CZ11rNCGF
RB-Appl-EffCW-med-GasDHW-ElecCDryer-Tier1-Front | DEER2016 | D16v1 | 2015-05-16 | Any | SFm | 2014 | CZ12 | rDXGF | Each | 1 | 974 | None | 277 | 0.0425 | 4.73 | 176 | 0.0236 | 0.939 | 277 | 0.0425 | 4.73 | 176 | 0.0236 | 0.939 |  |  | 1 |  | RB-Appl-EffCW-med-GasDHW-ElecCDryer-Tier1-FrontAnySFm2014CZ12rDXGF
RB-Appl-EffCW-med-GasDHW-ElecCDryer-Tier1-Front | DEER2016 | D16v1 | 2015-05-16 | Any | SFm | 2014 | CZ12 | rDXHP | Each | 1 | 974 | None | 272 | 0.0403 | 5.07 | 178 | 0.024 | 0.487 | 272 | 0.0403 | 5.07 | 178 | 0.024 | 0.487 |  |  | 1 |  | RB-Appl-EffCW-med-GasDHW-ElecCDryer-Tier1-FrontAnySFm2014CZ12rDXHP
RB-Appl-EffCW-med-GasDHW-ElecCDryer-Tier1-Front | DEER2016 | D16v1 | 2015-05-16 | Any | SFm | 2014 | CZ12 | rNCEH | Each | 1 | 974 | None | 268 | 0.0375 | 5.05 | 180 | 0.0242 | 0.489 | 268 | 0.0375 | 5.05 | 180 | 0.0242 | 0.489 |  |  | 1 |  | RB-Appl-EffCW-med-GasDHW-ElecCDryer-Tier1-FrontAnySFm2014CZ12rNCEH
RB-Appl-EffCW-med-GasDHW-ElecCDryer-Tier1-Front | DEER2016 | D16v1 | 2015-05-16 | Any | SFm | 2014 | CZ12 | rNCGF | Each | 1 | 974 | None | 271 | 0.0376 | 4.69 | 175 | 0.0242 | 0.899 | 271 | 0.0376 | 4.69 | 175 | 0.0242 | 0.899 |  |  | 1 |  | RB-Appl-EffCW-med-GasDHW-ElecCDryer-Tier1-FrontAnySFm2014CZ12rNCGF
RB-Appl-EffCW-med-GasDHW-ElecCDryer-Tier1-Front | DEER2016 | D16v1 | 2015-05-16 | Any | SFm | 2014 | CZ13 | rDXGF | Each | 1 | 974 | None | 281 | 0.0424 | 4.22 | 176 | 0.0261 | 0.728 | 281 | 0.0424 | 4.22 | 176 | 0.0261 | 0.728 |  |  | 1 |  | RB-Appl-EffCW-med-GasDHW-ElecCDryer-Tier1-FrontAnySFm2014CZ13rDXGF
RB-Appl-EffCW-med-GasDHW-ElecCDryer-Tier1-Front | DEER2016 | D16v1 | 2015-05-16 | Any | SFm | 2014 | CZ13 | rDXHP | Each | 1 | 974 | None | 270 | 0.0412 | 4.86 | 175 | 0.0245 | 0.472 | 270 | 0.0412 | 4.86 | 175 | 0.0245 | 0.472 |  |  | 1 |  | RB-Appl-EffCW-med-GasDHW-ElecCDryer-Tier1-FrontAnySFm2014CZ13rDXHP
RB-Appl-EffCW-med-GasDHW-ElecCDryer-Tier1-Front | DEER2016 | D16v1 | 2015-05-16 | Any | SFm | 2014 | CZ13 | rNCEH | Each | 1 | 974 | None | 264 | 0.0375 | 4.84 | 177 | 0.0242 | 0.472 | 264 | 0.0375 | 4.84 | 177 | 0.0242 | 0.472 |  |  | 1 |  | RB-Appl-EffCW-med-GasDHW-ElecCDryer-Tier1-FrontAnySFm2014CZ13rNCEH
RB-Appl-EffCW-med-GasDHW-ElecCDryer-Tier1-Front | DEER2016 | D16v1 | 2015-05-16 | Any | SFm | 2014 | CZ13 | rNCGF | Each | 1 | 974 | None | 271 | 0.0375 | 4.17 | 175 | 0.0242 | 0.693 | 271 | 0.0375 | 4.17 | 175 | 0.0242 | 0.693 |  |  | 1 |  | RB-Appl-EffCW-med-GasDHW-ElecCDryer-Tier1-FrontAnySFm2014CZ13rNCGF
RB-Appl-EffCW-med-GasDHW-ElecCDryer-Tier1-Front | DEER2016 | D16v1 | 2015-05-16 | Any | SFm | 2014 | CZ14 | rDXGF | Each | 1 | 1080 | None | 281 | 0.0429 | 4.39 | 178 | 0.028 | 0.521 | 281 | 0.0429 | 4.39 | 178 | 0.028 | 0.521 |  |  | 1 |  | RB-Appl-EffCW-med-GasDHW-ElecCDryer-Tier1-FrontAnySFm2014CZ14rDXGF
RB-Appl-EffCW-med-GasDHW-ElecCDryer-Tier1-Front | DEER2016 | D16v1 | 2015-05-16 | Any | SFm | 2014 | CZ14 | rDXHP | Each | 1 | 1080 | None | 273 | 0.0411 | 4.96 | 176 | 0.0255 | 0.481 | 273 | 0.0411 | 4.96 | 176 | 0.0255 | 0.481 |  |  | 1 |  | RB-Appl-EffCW-med-GasDHW-ElecCDryer-Tier1-FrontAnySFm2014CZ14rDXHP
RB-Appl-EffCW-med-GasDHW-ElecCDryer-Tier1-Front | DEER2016 | D16v1 | 2015-05-16 | Any | SFm | 2014 | CZ14 | rNCEH | Each | 1 | 1080 | None | 263 | 0.0375 | 4.94 | 174 | 0.0241 | 0.477 | 263 | 0.0375 | 4.94 | 174 | 0.0241 | 0.477 |  |  | 1 |  | RB-Appl-EffCW-med-GasDHW-ElecCDryer-Tier1-FrontAnySFm2014CZ14rNCEH
RB-Appl-EffCW-med-GasDHW-ElecCDryer-Tier1-Front | DEER2016 | D16v1 | 2015-05-16 | Any | SFm | 2014 | CZ14 | rNCGF | Each | 1 | 1080 | None | 270 | 0.0376 | 4.35 | 174 | 0.0243 | 0.515 | 270 | 0.0376 | 4.35 | 174 | 0.0243 | 0.515 |  |  | 1 |  | RB-Appl-EffCW-med-GasDHW-ElecCDryer-Tier1-FrontAnySFm2014CZ14rNCGF
RB-Appl-EffCW-med-GasDHW-ElecCDryer-Tier1-Front | DEER2016 | D16v1 | 2015-05-16 | Any | SFm | 2014 | CZ15 | rDXGF | Each | 1 | 1080 | None | 282 | 0.0431 | 4.13 | 179 | 0.0272 | 0.648 | 282 | 0.0431 | 4.13 | 179 | 0.0272 | 0.648 |  |  | 1 |  | RB-Appl-EffCW-med-GasDHW-ElecCDryer-Tier1-FrontAnySFm2014CZ15rDXGF
RB-Appl-EffCW-med-GasDHW-ElecCDryer-Tier1-Front | DEER2016 | D16v1 | 2015-05-16 | Any | SFm | 2014 | CZ15 | rDXHP | Each | 1 | 1080 | None | 282 | 0.0434 | 4.08 | 181 | 0.0274 | 0.394 | 282 | 0.0434 | 4.08 | 181 | 0.0274 | 0.394 |  |  | 1 |  | RB-Appl-EffCW-med-GasDHW-ElecCDryer-Tier1-FrontAnySFm2014CZ15rDXHP
RB-Appl-EffCW-med-GasDHW-ElecCDryer-Tier1-Front | DEER2016 | D16v1 | 2015-05-16 | Any | SFm | 2014 | CZ15 | rNCEH | Each | 1 | 1080 | None | 271 | 0.0375 | 4.06 | 177 | 0.0241 | 0.389 | 271 | 0.0375 | 4.06 | 177 | 0.0241 | 0.389 |  |  | 1 |  | RB-Appl-EffCW-med-GasDHW-ElecCDryer-Tier1-FrontAnySFm2014CZ15rNCEH
RB-Appl-EffCW-med-GasDHW-ElecCDryer-Tier1-Front | DEER2016 | D16v1 | 2015-05-16 | Any | SFm | 2014 | CZ15 | rNCGF | Each | 1 | 1080 | None | 271 | 0.0375 | 4.05 | 175 | 0.0242 | 0.612 | 271 | 0.0375 | 4.05 | 175 | 0.0242 | 0.612 |  |  | 1 |  | RB-Appl-EffCW-med-GasDHW-ElecCDryer-Tier1-FrontAnySFm2014CZ15rNCGF
RB-Appl-EffCW-med-GasDHW-ElecCDryer-Tier1-Front | DEER2016 | D16v1 | 2015-05-16 | Any | SFm | 2014 | CZ16 | rDXGF | Each | 1 | 1150 | None | 273 | 0.0444 | 4.88 | 176 | 0.028 | -0.346 | 273 | 0.0444 | 4.88 | 176 | 0.028 | -0.346 |  |  | 1 |  | RB-Appl-EffCW-med-GasDHW-ElecCDryer-Tier1-FrontAnySFm2014CZ16rDXGF
RB-Appl-EffCW-med-GasDHW-ElecCDryer-Tier1-Front | DEER2016 | D16v1 | 2015-05-16 | Any | SFm | 2014 | CZ16 | rDXHP | Each | 1 | 1150 | None | 267 | 0.037 | 5.69 | 170 | 0.0225 | 0.536 | 267 | 0.037 | 5.69 | 170 | 0.0225 | 0.536 |  |  | 1 |  | RB-Appl-EffCW-med-GasDHW-ElecCDryer-Tier1-FrontAnySFm2014CZ16rDXHP
RB-Appl-EffCW-med-GasDHW-ElecCDryer-Tier1-Front | DEER2016 | D16v1 | 2015-05-16 | Any | SFm | 2014 | CZ16 | rNCEH | Each | 1 | 1150 | None | 265 | 0.0376 | 5.68 | 167 | 0.0242 | 0.527 | 265 | 0.0376 | 5.68 | 167 | 0.0242 | 0.527 |  |  | 1 |  | RB-Appl-EffCW-med-GasDHW-ElecCDryer-Tier1-FrontAnySFm2014CZ16rNCEH
RB-Appl-EffCW-med-GasDHW-ElecCDryer-Tier1-Front | DEER2016 | D16v1 | 2015-05-16 | Any | SFm | 2014 | CZ16 | rNCGF | Each | 1 | 1150 | None | 270 | 0.0375 | 4.9 | 174 | 0.0242 | -0.359 | 270 | 0.0375 | 4.9 | 174 | 0.0242 | -0.359 |  |  | 1 |  | RB-Appl-EffCW-med-GasDHW-ElecCDryer-Tier1-FrontAnySFm2014CZ16rNCGF
RB-Appl-EffCW-med-GasDHW-ElecCDryer-Tier1-Front | DEER2016 | D16v1 | 2015-05-14 08:07 | PGE | DMo | Ex | CZ01 | rWtd | Each | 1 | 606 | None | 217 | 0.0287 | 4.86 | 140 | 0.0201 | 1.11 | 217 | 0.0287 | 4.86 | 140 | 0.0201 | 1.11 |  |  | 2 |  | RB-Appl-EffCW-med-GasDHW-ElecCDryer-Tier1-FrontPGEDMoExCZ01rWtd
RB-Appl-EffCW-med-GasDHW-ElecCDryer-Tier1-Front | DEER2016 | D16v1 | 2015-05-14 08:07 | PGE | DMo | Ex | CZ02 | rWtd | Each | 1 | 606 | None | 222 | 0.0342 | 4.48 | 143 | 0.021 | 1 | 222 | 0.0342 | 4.48 | 143 | 0.021 | 1 |  |  | 2 |  | RB-Appl-EffCW-med-GasDHW-ElecCDryer-Tier1-FrontPGEDMoExCZ02rWtd
RB-Appl-EffCW-med-GasDHW-ElecCDryer-Tier1-Front | DEER2016 | D16v1 | 2015-05-14 08:07 | PGE | DMo | Ex | CZ03 | rWtd | Each | 1 | 606 | None | 220 | 0.0329 | 4.68 | 142 | 0.0214 | 1.14 | 220 | 0.0329 | 4.68 | 142 | 0.0214 | 1.14 |  |  | 2 |  | RB-Appl-EffCW-med-GasDHW-ElecCDryer-Tier1-FrontPGEDMoExCZ03rWtd
RB-Appl-EffCW-med-GasDHW-ElecCDryer-Tier1-Front | DEER2016 | D16v1 | 2015-05-14 08:07 | PGE | DMo | Ex | CZ04 | rWtd | Each | 1 | 608 | None | 222 | 0.0326 | 4.17 | 141 | 0.0199 | 0.777 | 222 | 0.0326 | 4.17 | 141 | 0.0199 | 0.777 |  |  | 2 |  | RB-Appl-EffCW-med-GasDHW-ElecCDryer-Tier1-FrontPGEDMoExCZ04rWtd
RB-Appl-EffCW-med-GasDHW-ElecCDryer-Tier1-Front | DEER2016 | D16v1 | 2015-05-14 08:07 | PGE | DMo | Ex | CZ05 | rWtd | Each | 1 | 607 | None | 218 | 0.03 | 4.82 | 141 | 0.019 | 1.25 | 218 | 0.03 | 4.82 | 141 | 0.019 | 1.25 |  |  | 2 |  | RB-Appl-EffCW-med-GasDHW-ElecCDryer-Tier1-FrontPGEDMoExCZ05rWtd
RB-Appl-EffCW-med-GasDHW-ElecCDryer-Tier1-Front | DEER2016 | D16v1 | 2015-05-14 08:07 | PGE | DMo | Ex | CZ11 | rWtd | Each | 1 | 610 | None | 223 | 0.0342 | 3.88 | 142 | 0.0215 | 0.691 | 223 | 0.0342 | 3.88 | 142 | 0.0215 | 0.691 |  |  | 2 |  | RB-Appl-EffCW-med-GasDHW-ElecCDryer-Tier1-FrontPGEDMoExCZ11rWtd
RB-Appl-EffCW-med-GasDHW-ElecCDryer-Tier1-Front | DEER2016 | D16v1 | 2015-05-14 08:07 | PGE | DMo | Ex | CZ12 | rWtd | Each | 1 | 606 | None | 220 | 0.0356 | 4.02 | 141 | 0.0217 | 0.767 | 220 | 0.0356 | 4.02 | 141 | 0.0217 | 0.767 |  |  | 2 |  | RB-Appl-EffCW-med-GasDHW-ElecCDryer-Tier1-FrontPGEDMoExCZ12rWtd
RB-Appl-EffCW-med-GasDHW-ElecCDryer-Tier1-Front | DEER2016 | D16v1 | 2015-05-14 08:07 | PGE | DMo | Ex | CZ13 | rWtd | Each | 1 | 604 | None | 224 | 0.0331 | 3.86 | 144 | 0.0205 | 0.75 | 224 | 0.0331 | 3.86 | 144 | 0.0205 | 0.75 |  |  | 2 |  | RB-Appl-EffCW-med-GasDHW-ElecCDryer-Tier1-FrontPGEDMoExCZ13rWtd
RB-Appl-EffCW-med-GasDHW-ElecCDryer-Tier1-Front | DEER2016 | D16v1 | 2015-05-14 08:07 | PGE | DMo | Ex | CZ16 | rWtd | Each | 1 | 614 | None | 219 | 0.0327 | 4.21 | 141 | 0.0205 | 0.612 | 219 | 0.0327 | 4.21 | 141 | 0.0205 | 0.612 |  |  | 2 |  | RB-Appl-EffCW-med-GasDHW-ElecCDryer-Tier1-FrontPGEDMoExCZ16rWtd
RB-Appl-EffCW-med-GasDHW-ElecCDryer-Tier1-Front | DEER2016 | D16v1 | 2015-05-14 08:07 | PGE | DMo | Ex | IOU | rWtd | Each | 1 | 608 | None | 222 | 0.0336 | 4.13 | 142 | 0.021 | 0.819 | 222 | 0.0336 | 4.13 | 142 | 0.021 | 0.819 |  |  | 2 |  | RB-Appl-EffCW-med-GasDHW-ElecCDryer-Tier1-FrontPGEDMoExIOUrWtd
RB-Appl-EffCW-med-GasDHW-ElecCDryer-Tier1-Front | DEER2016 | D16v1 | 2015-05-14 08:06 | PGE | DMo | MH00 | CZ01 | rWtd | Each | 1 | 621 | None | 216 | 0.0314 | 4.26 | 139 | 0.0196 | 0.524 | 216 | 0.0314 | 4.26 | 139 | 0.0196 | 0.524 |  |  | 2 |  | RB-Appl-EffCW-med-GasDHW-ElecCDryer-Tier1-FrontPGEDMoMH00CZ01rWtd
RB-Appl-EffCW-med-GasDHW-ElecCDryer-Tier1-Front | DEER2016 | D16v1 | 2015-05-14 08:06 | PGE | DMo | MH00 | CZ02 | rWtd | Each | 1 | 621 | None | 223 | 0.0371 | 3.94 | 142 | 0.024 | 0.485 | 223 | 0.0371 | 3.94 | 142 | 0.024 | 0.485 |  |  | 2 |  | RB-Appl-EffCW-med-GasDHW-ElecCDryer-Tier1-FrontPGEDMoMH00CZ02rWtd
RB-Appl-EffCW-med-GasDHW-ElecCDryer-Tier1-Front | DEER2016 | D16v1 | 2015-05-14 08:06 | PGE | DMo | MH00 | CZ03 | rWtd | Each | 1 | 621 | None | 219 | 0.034 | 4.12 | 142 | 0.0219 | 0.614 | 219 | 0.034 | 4.12 | 142 | 0.0219 | 0.614 |  |  | 2 |  | RB-Appl-EffCW-med-GasDHW-ElecCDryer-Tier1-FrontPGEDMoMH00CZ03rWtd
RB-Appl-EffCW-med-GasDHW-ElecCDryer-Tier1-Front | DEER2016 | D16v1 | 2015-05-14 08:06 | PGE | DMo | MH00 | CZ04 | rWtd | Each | 1 | 621 | None | 223 | 0.0325 | 4.09 | 143 | 0.0196 | 0.594 | 223 | 0.0325 | 4.09 | 143 | 0.0196 | 0.594 |  |  | 2 |  | RB-Appl-EffCW-med-GasDHW-ElecCDryer-Tier1-FrontPGEDMoMH00CZ04rWtd
RB-Appl-EffCW-med-GasDHW-ElecCDryer-Tier1-Front | DEER2016 | D16v1 | 2015-05-14 08:06 | PGE | DMo | MH00 | CZ05 | rWtd | Each | 1 | 621 | None | 217 | 0.031 | 4.33 | 140 | 0.0202 | 0.765 | 217 | 0.031 | 4.33 | 140 | 0.0202 | 0.765 |  |  | 2 |  | RB-Appl-EffCW-med-GasDHW-ElecCDryer-Tier1-FrontPGEDMoMH00CZ05rWtd
RB-Appl-EffCW-med-GasDHW-ElecCDryer-Tier1-Front | DEER2016 | D16v1 | 2015-05-14 08:06 | PGE | DMo | MH00 | CZ11 | rWtd | Each | 1 | 621 | None | 226 | 0.0351 | 3.67 | 145 | 0.0222 | 0.486 | 226 | 0.0351 | 3.67 | 145 | 0.0222 | 0.486 |  |  | 2 |  | RB-Appl-EffCW-med-GasDHW-ElecCDryer-Tier1-FrontPGEDMoMH00CZ11rWtd
RB-Appl-EffCW-med-GasDHW-ElecCDryer-Tier1-Front | DEER2016 | D16v1 | 2015-05-14 08:06 | PGE | DMo | MH00 | CZ12 | rWtd | Each | 1 | 621 | None | 225 | 0.036 | 3.84 | 144 | 0.0227 | 0.553 | 225 | 0.036 | 3.84 | 144 | 0.0227 | 0.553 |  |  | 2 |  | RB-Appl-EffCW-med-GasDHW-ElecCDryer-Tier1-FrontPGEDMoMH00CZ12rWtd
RB-Appl-EffCW-med-GasDHW-ElecCDryer-Tier1-Front | DEER2016 | D16v1 | 2015-05-14 08:06 | PGE | DMo | MH00 | CZ13 | rWtd | Each | 1 | 621 | None | 226 | 0.0363 | 3.49 | 145 | 0.0229 | 0.35 | 226 | 0.0363 | 3.49 | 145 | 0.0229 | 0.35 |  |  | 2 |  | RB-Appl-EffCW-med-GasDHW-ElecCDryer-Tier1-FrontPGEDMoMH00CZ13rWtd
RB-Appl-EffCW-med-GasDHW-ElecCDryer-Tier1-Front | DEER2016 | D16v1 | 2015-05-14 08:06 | PGE | DMo | MH00 | CZ16 | rWtd | Each | 1 | 621 | None | 220 | 0.0328 | 4.17 | 142 | 0.0209 | 0.442 | 220 | 0.0328 | 4.17 | 142 | 0.0209 | 0.442 |  |  | 2 |  | RB-Appl-EffCW-med-GasDHW-ElecCDryer-Tier1-FrontPGEDMoMH00CZ16rWtd
RB-Appl-EffCW-med-GasDHW-ElecCDryer-Tier1-Front | DEER2016 | D16v1 | 2015-05-14 08:06 | PGE | DMo | MH06 | CZ01 | rWtd | Each | 1 | 621 | None | 216 | 0.0296 | 4.33 | 139 | 0.0185 | 0.601 | 216 | 0.0296 | 4.33 | 139 | 0.0185 | 0.601 |  |  | 2 |  | RB-Appl-EffCW-med-GasDHW-ElecCDryer-Tier1-FrontPGEDMoMH06CZ01rWtd
RB-Appl-EffCW-med-GasDHW-ElecCDryer-Tier1-Front | DEER2016 | D16v1 | 2015-05-14 08:06 | PGE | DMo | MH06 | CZ02 | rWtd | Each | 1 | 621 | None | 223 | 0.0338 | 4.11 | 144 | 0.022 | 0.613 | 223 | 0.0338 | 4.11 | 144 | 0.022 | 0.613 |  |  | 2 |  | RB-Appl-EffCW-med-GasDHW-ElecCDryer-Tier1-FrontPGEDMoMH06CZ02rWtd
RB-Appl-EffCW-med-GasDHW-ElecCDryer-Tier1-Front | DEER2016 | D16v1 | 2015-05-14 08:06 | PGE | DMo | MH06 | CZ03 | rWtd | Each | 1 | 621 | None | 218 | 0.0295 | 3.78 | 140 | 0.0182 | 0.416 | 218 | 0.0295 | 3.78 | 140 | 0.0182 | 0.416 |  |  | 2 |  | RB-Appl-EffCW-med-GasDHW-ElecCDryer-Tier1-FrontPGEDMoMH06CZ03rWtd
RB-Appl-EffCW-med-GasDHW-ElecCDryer-Tier1-Front | DEER2016 | D16v1 | 2015-05-14 08:06 | PGE | DMo | MH06 | CZ04 | rWtd | Each | 1 | 621 | None | 223 | 0.0327 | 4.09 | 143 | 0.0209 | 0.619 | 223 | 0.0327 | 4.09 | 143 | 0.0209 | 0.619 |  |  | 2 |  | RB-Appl-EffCW-med-GasDHW-ElecCDryer-Tier1-FrontPGEDMoMH06CZ04rWtd
RB-Appl-EffCW-med-GasDHW-ElecCDryer-Tier1-Front | DEER2016 | D16v1 | 2015-05-14 08:06 | PGE | DMo | MH06 | CZ05 | rWtd | Each | 1 | 621 | None | 217 | 0.0306 | 4.29 | 140 | 0.0205 | 0.714 | 217 | 0.0306 | 4.29 | 140 | 0.0205 | 0.714 |  |  | 2 |  | RB-Appl-EffCW-med-GasDHW-ElecCDryer-Tier1-FrontPGEDMoMH06CZ05rWtd
RB-Appl-EffCW-med-GasDHW-ElecCDryer-Tier1-Front | DEER2016 | D16v1 | 2015-05-14 08:06 | PGE | DMo | MH06 | CZ11 | rWtd | Each | 1 | 621 | None | 223 | 0.033 | 3.59 | 143 | 0.0211 | 0.411 | 223 | 0.033 | 3.59 | 143 | 0.0211 | 0.411 |  |  | 2 |  | RB-Appl-EffCW-med-GasDHW-ElecCDryer-Tier1-FrontPGEDMoMH06CZ11rWtd
RB-Appl-EffCW-med-GasDHW-ElecCDryer-Tier1-Front | DEER2016 | D16v1 | 2015-05-14 08:06 | PGE | DMo | MH06 | CZ12 | rWtd | Each | 1 | 621 | None | 225 | 0.0343 | 3.88 | 143 | 0.0206 | 0.628 | 225 | 0.0343 | 3.88 | 143 | 0.0206 | 0.628 |  |  | 2 |  | RB-Appl-EffCW-med-GasDHW-ElecCDryer-Tier1-FrontPGEDMoMH06CZ12rWtd
RB-Appl-EffCW-med-GasDHW-ElecCDryer-Tier1-Front | DEER2016 | D16v1 | 2015-05-14 08:06 | PGE | DMo | MH06 | CZ13 | rWtd | Each | 1 | 621 | None | 225 | 0.0338 | 3.36 | 144 | 0.0215 | 0.27 | 225 | 0.0338 | 3.36 | 144 | 0.0215 | 0.27 |  |  | 2 |  | RB-Appl-EffCW-med-GasDHW-ElecCDryer-Tier1-FrontPGEDMoMH06CZ13rWtd
RB-Appl-EffCW-med-GasDHW-ElecCDryer-Tier1-Front | DEER2016 | D16v1 | 2015-05-14 08:06 | PGE | DMo | MH06 | CZ16 | rWtd | Each | 1 | 621 | None | 219 | 0.0323 | 4.14 | 141 | 0.0206 | 0.437 | 219 | 0.0323 | 4.14 | 141 | 0.0206 | 0.437 |  |  | 2 |  | RB-Appl-EffCW-med-GasDHW-ElecCDryer-Tier1-FrontPGEDMoMH06CZ16rWtd
RB-Appl-EffCW-med-GasDHW-ElecCDryer-Tier1-Front | DEER2016 | D16v1 | 2015-05-14 08:06 | PGE | DMo | MH72 | CZ01 | rWtd | Each | 1 | 598 | None | 217 | 0.0294 | 5.16 | 141 | 0.0208 | 1.38 | 217 | 0.0294 | 5.16 | 141 | 0.0208 | 1.38 |  |  | 2 |  | RB-Appl-EffCW-med-GasDHW-ElecCDryer-Tier1-FrontPGEDMoMH72CZ01rWtd
RB-Appl-EffCW-med-GasDHW-ElecCDryer-Tier1-Front | DEER2016 | D16v1 | 2015-05-14 08:06 | PGE | DMo | MH72 | CZ02 | rWtd | Each | 1 | 598 | None | 222 | 0.0336 | 4.72 | 143 | 0.0203 | 1.23 | 222 | 0.0336 | 4.72 | 143 | 0.0203 | 1.23 |  |  | 2 |  | RB-Appl-EffCW-med-GasDHW-ElecCDryer-Tier1-FrontPGEDMoMH72CZ02rWtd
RB-Appl-EffCW-med-GasDHW-ElecCDryer-Tier1-Front | DEER2016 | D16v1 | 2015-05-14 08:06 | PGE | DMo | MH72 | CZ03 | rWtd | Each | 1 | 598 | None | 220 | 0.0338 | 4.89 | 142 | 0.0224 | 1.33 | 220 | 0.0338 | 4.89 | 142 | 0.0224 | 1.33 |  |  | 2 |  | RB-Appl-EffCW-med-GasDHW-ElecCDryer-Tier1-FrontPGEDMoMH72CZ03rWtd
RB-Appl-EffCW-med-GasDHW-ElecCDryer-Tier1-Front | DEER2016 | D16v1 | 2015-05-14 08:06 | PGE | DMo | MH72 | CZ04 | rWtd | Each | 1 | 598 | None | 221 | 0.0322 | 4.34 | 141 | 0.0198 | 0.945 | 221 | 0.0322 | 4.34 | 141 | 0.0198 | 0.945 |  |  | 2 |  | RB-Appl-EffCW-med-GasDHW-ElecCDryer-Tier1-FrontPGEDMoMH72CZ04rWtd
RB-Appl-EffCW-med-GasDHW-ElecCDryer-Tier1-Front | DEER2016 | D16v1 | 2015-05-14 08:06 | PGE | DMo | MH72 | CZ05 | rWtd | Each | 1 | 598 | None | 218 | 0.0295 | 5.17 | 142 | 0.0185 | 1.56 | 218 | 0.0295 | 5.17 | 142 | 0.0185 | 1.56 |  |  | 2 |  | RB-Appl-EffCW-med-GasDHW-ElecCDryer-Tier1-FrontPGEDMoMH72CZ05rWtd
RB-Appl-EffCW-med-GasDHW-ElecCDryer-Tier1-Front | DEER2016 | D16v1 | 2015-05-14 08:06 | PGE | DMo | MH72 | CZ11 | rWtd | Each | 1 | 598 | None | 221 | 0.0333 | 4.2 | 140 | 0.0204 | 0.967 | 221 | 0.0333 | 4.2 | 140 | 0.0204 | 0.967 |  |  | 2 |  | RB-Appl-EffCW-med-GasDHW-ElecCDryer-Tier1-FrontPGEDMoMH72CZ11rWtd
RB-Appl-EffCW-med-GasDHW-ElecCDryer-Tier1-Front | DEER2016 | D16v1 | 2015-05-14 08:06 | PGE | DMo | MH72 | CZ12 | rWtd | Each | 1 | 598 | None | 218 | 0.0349 | 4.28 | 140 | 0.0209 | 1.01 | 218 | 0.0349 | 4.28 | 140 | 0.0209 | 1.01 |  |  | 2 |  | RB-Appl-EffCW-med-GasDHW-ElecCDryer-Tier1-FrontPGEDMoMH72CZ12rWtd
RB-Appl-EffCW-med-GasDHW-ElecCDryer-Tier1-Front | DEER2016 | D16v1 | 2015-05-14 08:06 | PGE | DMo | MH72 | CZ13 | rWtd | Each | 1 | 598 | None | 224 | 0.0331 | 3.99 | 144 | 0.0205 | 0.882 | 224 | 0.0331 | 3.99 | 144 | 0.0205 | 0.882 |  |  | 2 |  | RB-Appl-EffCW-med-GasDHW-ElecCDryer-Tier1-FrontPGEDMoMH72CZ13rWtd
RB-Appl-EffCW-med-GasDHW-ElecCDryer-Tier1-Front | DEER2016 | D16v1 | 2015-05-14 08:06 | PGE | DMo | MH72 | CZ16 | rWtd | Each | 1 | 598 | None | 220 | 0.0319 | 4.78 | 142 | 0.0201 | 1.11 | 220 | 0.0319 | 4.78 | 142 | 0.0201 | 1.11 |  |  | 2 |  | RB-Appl-EffCW-med-GasDHW-ElecCDryer-Tier1-FrontPGEDMoMH72CZ16rWtd
RB-Appl-EffCW-med-GasDHW-ElecCDryer-Tier1-Front | DEER2016 | D16v1 | 2015-05-14 08:06 | PGE | DMo | MH85 | CZ01 | rWtd | Each | 1 | 621 | None | 216 | 0.0273 | 4.28 | 140 | 0.0189 | 0.581 | 216 | 0.0273 | 4.28 | 140 | 0.0189 | 0.581 |  |  | 2 |  | RB-Appl-EffCW-med-GasDHW-ElecCDryer-Tier1-FrontPGEDMoMH85CZ01rWtd
RB-Appl-EffCW-med-GasDHW-ElecCDryer-Tier1-Front | DEER2016 | D16v1 | 2015-05-14 08:06 | PGE | DMo | MH85 | CZ02 | rWtd | Each | 1 | 621 | None | 221 | 0.0348 | 4.02 | 143 | 0.022 | 0.59 | 221 | 0.0348 | 4.02 | 143 | 0.022 | 0.59 |  |  | 2 |  | RB-Appl-EffCW-med-GasDHW-ElecCDryer-Tier1-FrontPGEDMoMH85CZ02rWtd
RB-Appl-EffCW-med-GasDHW-ElecCDryer-Tier1-Front | DEER2016 | D16v1 | 2015-05-14 08:06 | PGE | DMo | MH85 | CZ03 | rWtd | Each | 1 | 621 | None | 221 | 0.0312 | 4.3 | 142 | 0.0193 | 0.772 | 221 | 0.0312 | 4.3 | 142 | 0.0193 | 0.772 |  |  | 2 |  | RB-Appl-EffCW-med-GasDHW-ElecCDryer-Tier1-FrontPGEDMoMH85CZ03rWtd
RB-Appl-EffCW-med-GasDHW-ElecCDryer-Tier1-Front | DEER2016 | D16v1 | 2015-05-14 08:06 | PGE | DMo | MH85 | CZ04 | rWtd | Each | 1 | 621 | None | 224 | 0.0338 | 3.76 | 140 | 0.0203 | 0.508 | 224 | 0.0338 | 3.76 | 140 | 0.0203 | 0.508 |  |  | 2 |  | RB-Appl-EffCW-med-GasDHW-ElecCDryer-Tier1-FrontPGEDMoMH85CZ04rWtd
RB-Appl-EffCW-med-GasDHW-ElecCDryer-Tier1-Front | DEER2016 | D16v1 | 2015-05-14 08:06 | PGE | DMo | MH85 | CZ05 | rWtd | Each | 1 | 621 | None | 217 | 0.0307 | 4.22 | 140 | 0.0198 | 0.738 | 217 | 0.0307 | 4.22 | 140 | 0.0198 | 0.738 |  |  | 2 |  | RB-Appl-EffCW-med-GasDHW-ElecCDryer-Tier1-FrontPGEDMoMH85CZ05rWtd
RB-Appl-EffCW-med-GasDHW-ElecCDryer-Tier1-Front | DEER2016 | D16v1 | 2015-05-14 08:06 | PGE | DMo | MH85 | CZ11 | rWtd | Each | 1 | 621 | None | 226 | 0.035 | 3.58 | 144 | 0.0224 | 0.436 | 226 | 0.035 | 3.58 | 144 | 0.0224 | 0.436 |  |  | 2 |  | RB-Appl-EffCW-med-GasDHW-ElecCDryer-Tier1-FrontPGEDMoMH85CZ11rWtd
RB-Appl-EffCW-med-GasDHW-ElecCDryer-Tier1-Front | DEER2016 | D16v1 | 2015-05-14 08:06 | PGE | DMo | MH85 | CZ12 | rWtd | Each | 1 | 621 | None | 223 | 0.037 | 3.52 | 143 | 0.0232 | 0.311 | 223 | 0.037 | 3.52 | 143 | 0.0232 | 0.311 |  |  | 2 |  | RB-Appl-EffCW-med-GasDHW-ElecCDryer-Tier1-FrontPGEDMoMH85CZ12rWtd
RB-Appl-EffCW-med-GasDHW-ElecCDryer-Tier1-Front | DEER2016 | D16v1 | 2015-05-14 08:06 | PGE | DMo | MH85 | CZ13 | rWtd | Each | 1 | 621 | None | 224 | 0.0327 | 3.52 | 144 | 0.0203 | 0.398 | 224 | 0.0327 | 3.52 | 144 | 0.0203 | 0.398 |  |  | 2 |  | RB-Appl-EffCW-med-GasDHW-ElecCDryer-Tier1-FrontPGEDMoMH85CZ13rWtd
RB-Appl-EffCW-med-GasDHW-ElecCDryer-Tier1-Front | DEER2016 | D16v1 | 2015-05-14 08:06 | PGE | DMo | MH85 | CZ16 | rWtd | Each | 1 | 621 | None | 219 | 0.033 | 3.95 | 140 | 0.0207 | 0.389 | 219 | 0.033 | 3.95 | 140 | 0.0207 | 0.389 |  |  | 2 |  | RB-Appl-EffCW-med-GasDHW-ElecCDryer-Tier1-FrontPGEDMoMH85CZ16rWtd
RB-Appl-EffCW-med-GasDHW-ElecCDryer-Tier1-Front | DEER2016 | D16v1 | 2015-05-14 08:06 | PGE | MFm | 1975 | CZ01 | rWtd | Each | 1 | 474 | None | 218 | 0.0303 | 4.31 | 142 | 0.0194 | 0.918 | 218 | 0.0303 | 4.31 | 142 | 0.0194 | 0.918 |  |  | 2 |  | RB-Appl-EffCW-med-GasDHW-ElecCDryer-Tier1-FrontPGEMFm1975CZ01rWtd
RB-Appl-EffCW-med-GasDHW-ElecCDryer-Tier1-Front | DEER2016 | D16v1 | 2015-05-14 08:06 | PGE | MFm | 1975 | CZ02 | rWtd | Each | 1 | 474 | None | 220 | 0.0329 | 4.3 | 142 | 0.0208 | 0.906 | 220 | 0.0329 | 4.3 | 142 | 0.0208 | 0.906 |  |  | 2 |  | RB-Appl-EffCW-med-GasDHW-ElecCDryer-Tier1-FrontPGEMFm1975CZ02rWtd
RB-Appl-EffCW-med-GasDHW-ElecCDryer-Tier1-Front | DEER2016 | D16v1 | 2015-05-14 08:06 | PGE | MFm | 1975 | CZ03 | rWtd | Each | 1 | 474 | None | 219 | 0.0306 | 4.34 | 142 | 0.0197 | 0.993 | 219 | 0.0306 | 4.34 | 142 | 0.0197 | 0.993 |  |  | 2 |  | RB-Appl-EffCW-med-GasDHW-ElecCDryer-Tier1-FrontPGEMFm1975CZ03rWtd
RB-Appl-EffCW-med-GasDHW-ElecCDryer-Tier1-Front | DEER2016 | D16v1 | 2015-05-14 08:06 | PGE | MFm | 1975 | CZ04 | rWtd | Each | 1 | 474 | None | 220 | 0.0324 | 4.2 | 142 | 0.0205 | 0.837 | 220 | 0.0324 | 4.2 | 142 | 0.0205 | 0.837 |  |  | 2 |  | RB-Appl-EffCW-med-GasDHW-ElecCDryer-Tier1-FrontPGEMFm1975CZ04rWtd
RB-Appl-EffCW-med-GasDHW-ElecCDryer-Tier1-Front | DEER2016 | D16v1 | 2015-05-14 08:06 | PGE | MFm | 1975 | CZ05 | rWtd | Each | 1 | 474 | None | 219 | 0.0307 | 4.42 | 142 | 0.0191 | 1.06 | 219 | 0.0307 | 4.42 | 142 | 0.0191 | 1.06 |  |  | 2 |  | RB-Appl-EffCW-med-GasDHW-ElecCDryer-Tier1-FrontPGEMFm1975CZ05rWtd
RB-Appl-EffCW-med-GasDHW-ElecCDryer-Tier1-Front | DEER2016 | D16v1 | 2015-05-14 08:06 | PGE | MFm | 1975 | CZ11 | rWtd | Each | 1 | 487 | None | 222 | 0.0341 | 3.89 | 144 | 0.0219 | 0.309 | 222 | 0.0341 | 3.89 | 144 | 0.0219 | 0.309 |  |  | 2 |  | RB-Appl-EffCW-med-GasDHW-ElecCDryer-Tier1-FrontPGEMFm1975CZ11rWtd
RB-Appl-EffCW-med-GasDHW-ElecCDryer-Tier1-Front | DEER2016 | D16v1 | 2015-05-14 08:06 | PGE | MFm | 1975 | CZ12 | rWtd | Each | 1 | 487 | None | 222 | 0.035 | 4.18 | 143 | 0.0223 | 0.435 | 222 | 0.035 | 4.18 | 143 | 0.0223 | 0.435 |  |  | 2 |  | RB-Appl-EffCW-med-GasDHW-ElecCDryer-Tier1-FrontPGEMFm1975CZ12rWtd
RB-Appl-EffCW-med-GasDHW-ElecCDryer-Tier1-Front | DEER2016 | D16v1 | 2015-05-14 08:06 | PGE | MFm | 1975 | CZ13 | rWtd | Each | 1 | 487 | None | 222 | 0.0334 | 3.87 | 143 | 0.0217 | 0.329 | 222 | 0.0334 | 3.87 | 143 | 0.0217 | 0.329 |  |  | 2 |  | RB-Appl-EffCW-med-GasDHW-ElecCDryer-Tier1-FrontPGEMFm1975CZ13rWtd
RB-Appl-EffCW-med-GasDHW-ElecCDryer-Tier1-Front | DEER2016 | D16v1 | 2015-05-14 08:06 | PGE | MFm | 1975 | CZ16 | rWtd | Each | 1 | 474 | None | 219 | 0.0336 | 4.23 | 141 | 0.0204 | 0.7 | 219 | 0.0336 | 4.23 | 141 | 0.0204 | 0.7 |  |  | 2 |  | RB-Appl-EffCW-med-GasDHW-ElecCDryer-Tier1-FrontPGEMFm1975CZ16rWtd
RB-Appl-EffCW-med-GasDHW-ElecCDryer-Tier1-Front | DEER2016 | D16v1 | 2015-05-14 08:06 | PGE | MFm | 1985 | CZ01 | rWtd | Each | 1 | 512 | None | 220 | 0.0303 | 4.95 | 141 | 0.0195 | 0.637 | 220 | 0.0303 | 4.95 | 141 | 0.0195 | 0.637 |  |  | 2 |  | RB-Appl-EffCW-med-GasDHW-ElecCDryer-Tier1-FrontPGEMFm1985CZ01rWtd
RB-Appl-EffCW-med-GasDHW-ElecCDryer-Tier1-Front | DEER2016 | D16v1 | 2015-05-14 08:06 | PGE | MFm | 1985 | CZ02 | rWtd | Each | 1 | 512 | None | 220 | 0.0325 | 4.54 | 142 | 0.021 | 0.565 | 220 | 0.0325 | 4.54 | 142 | 0.021 | 0.565 |  |  | 2 |  | RB-Appl-EffCW-med-GasDHW-ElecCDryer-Tier1-FrontPGEMFm1985CZ02rWtd
RB-Appl-EffCW-med-GasDHW-ElecCDryer-Tier1-Front | DEER2016 | D16v1 | 2015-05-14 08:06 | PGE | MFm | 1985 | CZ03 | rWtd | Each | 1 | 512 | None | 220 | 0.0304 | 4.64 | 141 | 0.0196 | 0.623 | 220 | 0.0304 | 4.64 | 141 | 0.0196 | 0.623 |  |  | 2 |  | RB-Appl-EffCW-med-GasDHW-ElecCDryer-Tier1-FrontPGEMFm1985CZ03rWtd
RB-Appl-EffCW-med-GasDHW-ElecCDryer-Tier1-Front | DEER2016 | D16v1 | 2015-05-14 08:06 | PGE | MFm | 1985 | CZ04 | rWtd | Each | 1 | 512 | None | 220 | 0.032 | 4.46 | 142 | 0.0211 | 0.588 | 220 | 0.032 | 4.46 | 142 | 0.0211 | 0.588 |  |  | 2 |  | RB-Appl-EffCW-med-GasDHW-ElecCDryer-Tier1-FrontPGEMFm1985CZ04rWtd
RB-Appl-EffCW-med-GasDHW-ElecCDryer-Tier1-Front | DEER2016 | D16v1 | 2015-05-14 08:06 | PGE | MFm | 1985 | CZ05 | rWtd | Each | 1 | 512 | None | 220 | 0.0307 | 4.8 | 142 | 0.0201 | 0.671 | 220 | 0.0307 | 4.8 | 142 | 0.0201 | 0.671 |  |  | 2 |  | RB-Appl-EffCW-med-GasDHW-ElecCDryer-Tier1-FrontPGEMFm1985CZ05rWtd
RB-Appl-EffCW-med-GasDHW-ElecCDryer-Tier1-Front | DEER2016 | D16v1 | 2015-05-14 08:06 | PGE | MFm | 1985 | CZ11 | rWtd | Each | 1 | 512 | None | 223 | 0.0342 | 4 | 144 | 0.0216 | 0.388 | 223 | 0.0342 | 4 | 144 | 0.0216 | 0.388 |  |  | 2 |  | RB-Appl-EffCW-med-GasDHW-ElecCDryer-Tier1-FrontPGEMFm1985CZ11rWtd
RB-Appl-EffCW-med-GasDHW-ElecCDryer-Tier1-Front | DEER2016 | D16v1 | 2015-05-14 08:06 | PGE | MFm | 1985 | CZ12 | rWtd | Each | 1 | 512 | None | 222 | 0.0357 | 4.22 | 143 | 0.022 | 0.463 | 222 | 0.0357 | 4.22 | 143 | 0.022 | 0.463 |  |  | 2 |  | RB-Appl-EffCW-med-GasDHW-ElecCDryer-Tier1-FrontPGEMFm1985CZ12rWtd
RB-Appl-EffCW-med-GasDHW-ElecCDryer-Tier1-Front | DEER2016 | D16v1 | 2015-05-14 08:06 | PGE | MFm | 1985 | CZ13 | rWtd | Each | 1 | 512 | None | 222 | 0.0329 | 3.96 | 143 | 0.0216 | 0.391 | 222 | 0.0329 | 3.96 | 143 | 0.0216 | 0.391 |  |  | 2 |  | RB-Appl-EffCW-med-GasDHW-ElecCDryer-Tier1-FrontPGEMFm1985CZ13rWtd
RB-Appl-EffCW-med-GasDHW-ElecCDryer-Tier1-Front | DEER2016 | D16v1 | 2015-05-14 08:06 | PGE | MFm | 1985 | CZ16 | rWtd | Each | 1 | 512 | None | 222 | 0.0316 | 4.53 | 143 | 0.0206 | 0.383 | 222 | 0.0316 | 4.53 | 143 | 0.0206 | 0.383 |  |  | 2 |  | RB-Appl-EffCW-med-GasDHW-ElecCDryer-Tier1-FrontPGEMFm1985CZ16rWtd
RB-Appl-EffCW-med-GasDHW-ElecCDryer-Tier1-Front | DEER2016 | D16v1 | 2015-05-14 08:06 | PGE | MFm | 1996 | CZ01 | rWtd | Each | 1 | 432 | None | 218 | 0.0301 | 4.38 | 140 | 0.0194 | 0.277 | 218 | 0.0301 | 4.38 | 140 | 0.0194 | 0.277 |  |  | 2 |  | RB-Appl-EffCW-med-GasDHW-ElecCDryer-Tier1-FrontPGEMFm1996CZ01rWtd
RB-Appl-EffCW-med-GasDHW-ElecCDryer-Tier1-Front | DEER2016 | D16v1 | 2015-05-14 08:06 | PGE | MFm | 1996 | CZ02 | rWtd | Each | 1 | 432 | None | 220 | 0.0332 | 4.15 | 141 | 0.0218 | 0.296 | 220 | 0.0332 | 4.15 | 141 | 0.0218 | 0.296 |  |  | 2 |  | RB-Appl-EffCW-med-GasDHW-ElecCDryer-Tier1-FrontPGEMFm1996CZ02rWtd
RB-Appl-EffCW-med-GasDHW-ElecCDryer-Tier1-Front | DEER2016 | D16v1 | 2015-05-14 08:06 | PGE | MFm | 1996 | CZ03 | rWtd | Each | 1 | 432 | None | 219 | 0.0303 | 4.25 | 141 | 0.0195 | 0.351 | 219 | 0.0303 | 4.25 | 141 | 0.0195 | 0.351 |  |  | 2 |  | RB-Appl-EffCW-med-GasDHW-ElecCDryer-Tier1-FrontPGEMFm1996CZ03rWtd
RB-Appl-EffCW-med-GasDHW-ElecCDryer-Tier1-Front | DEER2016 | D16v1 | 2015-05-14 08:06 | PGE | MFm | 1996 | CZ04 | rWtd | Each | 1 | 432 | None | 220 | 0.0328 | 4.09 | 142 | 0.021 | 0.336 | 220 | 0.0328 | 4.09 | 142 | 0.021 | 0.336 |  |  | 2 |  | RB-Appl-EffCW-med-GasDHW-ElecCDryer-Tier1-FrontPGEMFm1996CZ04rWtd
RB-Appl-EffCW-med-GasDHW-ElecCDryer-Tier1-Front | DEER2016 | D16v1 | 2015-05-14 08:06 | PGE | MFm | 1996 | CZ05 | rWtd | Each | 1 | 432 | None | 219 | 0.0303 | 4.32 | 141 | 0.0196 | 0.358 | 219 | 0.0303 | 4.32 | 141 | 0.0196 | 0.358 |  |  | 2 |  | RB-Appl-EffCW-med-GasDHW-ElecCDryer-Tier1-FrontPGEMFm1996CZ05rWtd
RB-Appl-EffCW-med-GasDHW-ElecCDryer-Tier1-Front | DEER2016 | D16v1 | 2015-05-14 08:06 | PGE | MFm | 1996 | CZ11 | rWtd | Each | 1 | 456 | None | 223 | 0.0333 | 3.74 | 143 | 0.0217 | 0.218 | 223 | 0.0333 | 3.74 | 143 | 0.0217 | 0.218 |  |  | 2 |  | RB-Appl-EffCW-med-GasDHW-ElecCDryer-Tier1-FrontPGEMFm1996CZ11rWtd
RB-Appl-EffCW-med-GasDHW-ElecCDryer-Tier1-Front | DEER2016 | D16v1 | 2015-05-14 08:06 | PGE | MFm | 1996 | CZ12 | rWtd | Each | 1 | 456 | None | 221 | 0.0343 | 3.88 | 143 | 0.0225 | 0.236 | 221 | 0.0343 | 3.88 | 143 | 0.0225 | 0.236 |  |  | 2 |  | RB-Appl-EffCW-med-GasDHW-ElecCDryer-Tier1-FrontPGEMFm1996CZ12rWtd
RB-Appl-EffCW-med-GasDHW-ElecCDryer-Tier1-Front | DEER2016 | D16v1 | 2015-05-14 08:06 | PGE | MFm | 1996 | CZ13 | rWtd | Each | 1 | 456 | None | 223 | 0.0339 | 3.71 | 144 | 0.0225 | 0.224 | 223 | 0.0339 | 3.71 | 144 | 0.0225 | 0.224 |  |  | 2 |  | RB-Appl-EffCW-med-GasDHW-ElecCDryer-Tier1-FrontPGEMFm1996CZ13rWtd
RB-Appl-EffCW-med-GasDHW-ElecCDryer-Tier1-Front | DEER2016 | D16v1 | 2015-05-14 08:06 | PGE | MFm | 1996 | CZ16 | rWtd | Each | 1 | 432 | None | 223 | 0.0321 | 4.27 | 144 | 0.021 | 0.206 | 223 | 0.0321 | 4.27 | 144 | 0.021 | 0.206 |  |  | 2 |  | RB-Appl-EffCW-med-GasDHW-ElecCDryer-Tier1-FrontPGEMFm1996CZ16rWtd
RB-Appl-EffCW-med-GasDHW-ElecCDryer-Tier1-Front | DEER2016 | D16v1 | 2015-05-14 08:06 | PGE | MFm | 2003 | CZ01 | rWtd | Each | 1 | 441 | None | 218 | 0.0303 | 4.68 | 142 | 0.0196 | 1 | 218 | 0.0303 | 4.68 | 142 | 0.0196 | 1 |  |  | 2 |  | RB-Appl-EffCW-med-GasDHW-ElecCDryer-Tier1-FrontPGEMFm2003CZ01rWtd
RB-Appl-EffCW-med-GasDHW-ElecCDryer-Tier1-Front | DEER2016 | D16v1 | 2015-05-14 08:06 | PGE | MFm | 2003 | CZ02 | rWtd | Each | 1 | 474 | None | 218 | 0.0337 | 3.98 | 141 | 0.0207 | 0.597 | 218 | 0.0337 | 3.98 | 141 | 0.0207 | 0.597 |  |  | 2 |  | RB-Appl-EffCW-med-GasDHW-ElecCDryer-Tier1-FrontPGEMFm2003CZ02rWtd
RB-Appl-EffCW-med-GasDHW-ElecCDryer-Tier1-Front | DEER2016 | D16v1 | 2015-05-14 08:06 | PGE | MFm | 2003 | CZ03 | rWtd | Each | 1 | 441 | None | 218 | 0.0307 | 4.06 | 142 | 0.0196 | 0.783 | 218 | 0.0307 | 4.06 | 142 | 0.0196 | 0.783 |  |  | 2 |  | RB-Appl-EffCW-med-GasDHW-ElecCDryer-Tier1-FrontPGEMFm2003CZ03rWtd
RB-Appl-EffCW-med-GasDHW-ElecCDryer-Tier1-Front | DEER2016 | D16v1 | 2015-05-14 08:06 | PGE | MFm | 2003 | CZ04 | rWtd | Each | 1 | 441 | None | 220 | 0.0322 | 3.83 | 142 | 0.0203 | 0.475 | 220 | 0.0322 | 3.83 | 142 | 0.0203 | 0.475 |  |  | 2 |  | RB-Appl-EffCW-med-GasDHW-ElecCDryer-Tier1-FrontPGEMFm2003CZ04rWtd
RB-Appl-EffCW-med-GasDHW-ElecCDryer-Tier1-Front | DEER2016 | D16v1 | 2015-05-14 08:06 | PGE | MFm | 2003 | CZ05 | rWtd | Each | 1 | 441 | None | 219 | 0.0312 | 4.31 | 142 | 0.0201 | 0.863 | 219 | 0.0312 | 4.31 | 142 | 0.0201 | 0.863 |  |  | 2 |  | RB-Appl-EffCW-med-GasDHW-ElecCDryer-Tier1-FrontPGEMFm2003CZ05rWtd
RB-Appl-EffCW-med-GasDHW-ElecCDryer-Tier1-Front | DEER2016 | D16v1 | 2015-05-14 08:06 | PGE | MFm | 2003 | CZ11 | rWtd | Each | 1 | 474 | None | 224 | 0.0323 | 3.84 | 142 | 0.02 | 0.65 | 224 | 0.0323 | 3.84 | 142 | 0.02 | 0.65 |  |  | 2 |  | RB-Appl-EffCW-med-GasDHW-ElecCDryer-Tier1-FrontPGEMFm2003CZ11rWtd
RB-Appl-EffCW-med-GasDHW-ElecCDryer-Tier1-Front | DEER2016 | D16v1 | 2015-05-14 08:06 | PGE | MFm | 2003 | CZ12 | rWtd | Each | 1 | 474 | None | 222 | 0.0355 | 3.95 | 142 | 0.0212 | 0.639 | 222 | 0.0355 | 3.95 | 142 | 0.0212 | 0.639 |  |  | 2 |  | RB-Appl-EffCW-med-GasDHW-ElecCDryer-Tier1-FrontPGEMFm2003CZ12rWtd
RB-Appl-EffCW-med-GasDHW-ElecCDryer-Tier1-Front | DEER2016 | D16v1 | 2015-05-14 08:06 | PGE | MFm | 2003 | CZ13 | rWtd | Each | 1 | 474 | None | 224 | 0.033 | 3.86 | 142 | 0.0203 | 0.642 | 224 | 0.033 | 3.86 | 142 | 0.0203 | 0.642 |  |  | 2 |  | RB-Appl-EffCW-med-GasDHW-ElecCDryer-Tier1-FrontPGEMFm2003CZ13rWtd
RB-Appl-EffCW-med-GasDHW-ElecCDryer-Tier1-Front | DEER2016 | D16v1 | 2015-05-14 08:06 | PGE | MFm | 2003 | CZ16 | rWtd | Each | 1 | 441 | None | 222 | 0.0319 | 4.28 | 143 | 0.0201 | 0.645 | 222 | 0.0319 | 4.28 | 143 | 0.0201 | 0.645 |  |  | 2 |  | RB-Appl-EffCW-med-GasDHW-ElecCDryer-Tier1-FrontPGEMFm2003CZ16rWtd
RB-Appl-EffCW-med-GasDHW-ElecCDryer-Tier1-Front | DEER2016 | D16v1 | 2015-05-14 08:06 | PGE | MFm | 2007 | CZ01 | rWtd | Each | 1 | 441 | None | 218 | 0.0303 | 4.31 | 142 | 0.0196 | 0.829 | 218 | 0.0303 | 4.31 | 142 | 0.0196 | 0.829 |  |  | 2 |  | RB-Appl-EffCW-med-GasDHW-ElecCDryer-Tier1-FrontPGEMFm2007CZ01rWtd
RB-Appl-EffCW-med-GasDHW-ElecCDryer-Tier1-Front | DEER2016 | D16v1 | 2015-05-14 08:06 | PGE | MFm | 2007 | CZ02 | rWtd | Each | 1 | 474 | None | 219 | 0.0323 | 4.31 | 142 | 0.02 | 0.838 | 219 | 0.0323 | 4.31 | 142 | 0.02 | 0.838 |  |  | 2 |  | RB-Appl-EffCW-med-GasDHW-ElecCDryer-Tier1-FrontPGEMFm2007CZ02rWtd
RB-Appl-EffCW-med-GasDHW-ElecCDryer-Tier1-Front | DEER2016 | D16v1 | 2015-05-14 08:06 | PGE | MFm | 2007 | CZ03 | rWtd | Each | 1 | 441 | None | 218 | 0.0306 | 4.14 | 142 | 0.0196 | 0.781 | 218 | 0.0306 | 4.14 | 142 | 0.0196 | 0.781 |  |  | 2 |  | RB-Appl-EffCW-med-GasDHW-ElecCDryer-Tier1-FrontPGEMFm2007CZ03rWtd
RB-Appl-EffCW-med-GasDHW-ElecCDryer-Tier1-Front | DEER2016 | D16v1 | 2015-05-14 08:06 | PGE | MFm | 2007 | CZ04 | rWtd | Each | 1 | 441 | None | 220 | 0.0319 | 3.9 | 142 | 0.0203 | 0.535 | 220 | 0.0319 | 3.9 | 142 | 0.0203 | 0.535 |  |  | 2 |  | RB-Appl-EffCW-med-GasDHW-ElecCDryer-Tier1-FrontPGEMFm2007CZ04rWtd
RB-Appl-EffCW-med-GasDHW-ElecCDryer-Tier1-Front | DEER2016 | D16v1 | 2015-05-14 08:06 | PGE | MFm | 2007 | CZ05 | rWtd | Each | 1 | 441 | None | 219 | 0.0305 | 4.4 | 142 | 0.0195 | 0.867 | 219 | 0.0305 | 4.4 | 142 | 0.0195 | 0.867 |  |  | 2 |  | RB-Appl-EffCW-med-GasDHW-ElecCDryer-Tier1-FrontPGEMFm2007CZ05rWtd
RB-Appl-EffCW-med-GasDHW-ElecCDryer-Tier1-Front | DEER2016 | D16v1 | 2015-05-14 08:06 | PGE | MFm | 2007 | CZ11 | rWtd | Each | 1 | 474 | None | 225 | 0.0319 | 4.08 | 143 | 0.0198 | 0.771 | 225 | 0.0319 | 4.08 | 143 | 0.0198 | 0.771 |  |  | 2 |  | RB-Appl-EffCW-med-GasDHW-ElecCDryer-Tier1-FrontPGEMFm2007CZ11rWtd
RB-Appl-EffCW-med-GasDHW-ElecCDryer-Tier1-Front | DEER2016 | D16v1 | 2015-05-14 08:06 | PGE | MFm | 2007 | CZ12 | rWtd | Each | 1 | 474 | None | 223 | 0.0326 | 4.11 | 142 | 0.0203 | 0.737 | 223 | 0.0326 | 4.11 | 142 | 0.0203 | 0.737 |  |  | 2 |  | RB-Appl-EffCW-med-GasDHW-ElecCDryer-Tier1-FrontPGEMFm2007CZ12rWtd
RB-Appl-EffCW-med-GasDHW-ElecCDryer-Tier1-Front | DEER2016 | D16v1 | 2015-05-14 08:06 | PGE | MFm | 2007 | CZ13 | rWtd | Each | 1 | 474 | None | 224 | 0.0322 | 3.83 | 142 | 0.0203 | 0.626 | 224 | 0.0322 | 3.83 | 142 | 0.0203 | 0.626 |  |  | 2 |  | RB-Appl-EffCW-med-GasDHW-ElecCDryer-Tier1-FrontPGEMFm2007CZ13rWtd
RB-Appl-EffCW-med-GasDHW-ElecCDryer-Tier1-Front | DEER2016 | D16v1 | 2015-05-14 08:06 | PGE | MFm | 2007 | CZ16 | rWtd | Each | 1 | 441 | None | 224 | 0.0317 | 4.46 | 143 | 0.02 | 0.753 | 224 | 0.0317 | 4.46 | 143 | 0.02 | 0.753 |  |  | 2 |  | RB-Appl-EffCW-med-GasDHW-ElecCDryer-Tier1-FrontPGEMFm2007CZ16rWtd
RB-Appl-EffCW-med-GasDHW-ElecCDryer-Tier1-Front | DEER2016 | D16v1 | 2015-05-14 08:06 | PGE | MFm | 2011 | CZ01 | rWtd | Each | 1 | 441 | None | 218 | 0.0303 | 4.48 | 142 | 0.0196 | 0.846 | 218 | 0.0303 | 4.48 | 142 | 0.0196 | 0.846 |  |  | 2 |  | RB-Appl-EffCW-med-GasDHW-ElecCDryer-Tier1-FrontPGEMFm2011CZ01rWtd
RB-Appl-EffCW-med-GasDHW-ElecCDryer-Tier1-Front | DEER2016 | D16v1 | 2015-05-14 08:06 | PGE | MFm | 2011 | CZ02 | rWtd | Each | 1 | 474 | None | 219 | 0.0325 | 4.31 | 141 | 0.0205 | 0.797 | 219 | 0.0325 | 4.31 | 141 | 0.0205 | 0.797 |  |  | 2 |  | RB-Appl-EffCW-med-GasDHW-ElecCDryer-Tier1-FrontPGEMFm2011CZ02rWtd
RB-Appl-EffCW-med-GasDHW-ElecCDryer-Tier1-Front | DEER2016 | D16v1 | 2015-05-14 08:06 | PGE | MFm | 2011 | CZ03 | rWtd | Each | 1 | 441 | None | 219 | 0.0304 | 4.23 | 141 | 0.0197 | 0.787 | 219 | 0.0304 | 4.23 | 141 | 0.0197 | 0.787 |  |  | 2 |  | RB-Appl-EffCW-med-GasDHW-ElecCDryer-Tier1-FrontPGEMFm2011CZ03rWtd
RB-Appl-EffCW-med-GasDHW-ElecCDryer-Tier1-Front | DEER2016 | D16v1 | 2015-05-14 08:06 | PGE | MFm | 2011 | CZ04 | rWtd | Each | 1 | 441 | None | 220 | 0.0319 | 3.96 | 141 | 0.0201 | 0.517 | 220 | 0.0319 | 3.96 | 141 | 0.0201 | 0.517 |  |  | 2 |  | RB-Appl-EffCW-med-GasDHW-ElecCDryer-Tier1-FrontPGEMFm2011CZ04rWtd
RB-Appl-EffCW-med-GasDHW-ElecCDryer-Tier1-Front | DEER2016 | D16v1 | 2015-05-14 08:06 | PGE | MFm | 2011 | CZ05 | rWtd | Each | 1 | 441 | None | 219 | 0.031 | 4.35 | 142 | 0.0197 | 0.816 | 219 | 0.031 | 4.35 | 142 | 0.0197 | 0.816 |  |  | 2 |  | RB-Appl-EffCW-med-GasDHW-ElecCDryer-Tier1-FrontPGEMFm2011CZ05rWtd
RB-Appl-EffCW-med-GasDHW-ElecCDryer-Tier1-Front | DEER2016 | D16v1 | 2015-05-14 08:06 | PGE | MFm | 2011 | CZ11 | rWtd | Each | 1 | 474 | None | 225 | 0.032 | 4.1 | 142 | 0.0197 | 0.758 | 225 | 0.032 | 4.1 | 142 | 0.0197 | 0.758 |  |  | 2 |  | RB-Appl-EffCW-med-GasDHW-ElecCDryer-Tier1-FrontPGEMFm2011CZ11rWtd
RB-Appl-EffCW-med-GasDHW-ElecCDryer-Tier1-Front | DEER2016 | D16v1 | 2015-05-14 08:06 | PGE | MFm | 2011 | CZ12 | rWtd | Each | 1 | 474 | None | 224 | 0.0327 | 4.13 | 143 | 0.0205 | 0.723 | 224 | 0.0327 | 4.13 | 143 | 0.0205 | 0.723 |  |  | 2 |  | RB-Appl-EffCW-med-GasDHW-ElecCDryer-Tier1-FrontPGEMFm2011CZ12rWtd
RB-Appl-EffCW-med-GasDHW-ElecCDryer-Tier1-Front | DEER2016 | D16v1 | 2015-05-14 08:06 | PGE | MFm | 2011 | CZ13 | rWtd | Each | 1 | 474 | None | 224 | 0.0322 | 3.87 | 142 | 0.0202 | 0.623 | 224 | 0.0322 | 3.87 | 142 | 0.0202 | 0.623 |  |  | 2 |  | RB-Appl-EffCW-med-GasDHW-ElecCDryer-Tier1-FrontPGEMFm2011CZ13rWtd
RB-Appl-EffCW-med-GasDHW-ElecCDryer-Tier1-Front | DEER2016 | D16v1 | 2015-05-14 08:06 | PGE | MFm | 2011 | CZ16 | rWtd | Each | 1 | 441 | None | 224 | 0.0317 | 4.52 | 143 | 0.0202 | 0.767 | 224 | 0.0317 | 4.52 | 143 | 0.0202 | 0.767 |  |  | 2 |  | RB-Appl-EffCW-med-GasDHW-ElecCDryer-Tier1-FrontPGEMFm2011CZ16rWtd
RB-Appl-EffCW-med-GasDHW-ElecCDryer-Tier1-Front | DEER2016 | D16v1 | 2015-05-14 08:06 | PGE | MFm | 2014 | CZ01 | rWtd | Each | 1 | 441 | None | 218 | 0.0304 | 4.49 | 142 | 0.0196 | 0.901 | 218 | 0.0304 | 4.49 | 142 | 0.0196 | 0.901 |  |  | 2 |  | RB-Appl-EffCW-med-GasDHW-ElecCDryer-Tier1-FrontPGEMFm2014CZ01rWtd
RB-Appl-EffCW-med-GasDHW-ElecCDryer-Tier1-Front | DEER2016 | D16v1 | 2015-05-14 08:06 | PGE | MFm | 2014 | CZ02 | rWtd | Each | 1 | 474 | None | 219 | 0.0327 | 4.3 | 141 | 0.02 | 0.755 | 219 | 0.0327 | 4.3 | 141 | 0.02 | 0.755 |  |  | 2 |  | RB-Appl-EffCW-med-GasDHW-ElecCDryer-Tier1-FrontPGEMFm2014CZ02rWtd
RB-Appl-EffCW-med-GasDHW-ElecCDryer-Tier1-Front | DEER2016 | D16v1 | 2015-05-14 08:06 | PGE | MFm | 2014 | CZ03 | rWtd | Each | 1 | 441 | None | 219 | 0.0305 | 4.29 | 141 | 0.0197 | 0.747 | 219 | 0.0305 | 4.29 | 141 | 0.0197 | 0.747 |  |  | 2 |  | RB-Appl-EffCW-med-GasDHW-ElecCDryer-Tier1-FrontPGEMFm2014CZ03rWtd
RB-Appl-EffCW-med-GasDHW-ElecCDryer-Tier1-Front | DEER2016 | D16v1 | 2015-05-14 08:06 | PGE | MFm | 2014 | CZ04 | rWtd | Each | 1 | 441 | None | 220 | 0.0321 | 3.97 | 141 | 0.0203 | 0.492 | 220 | 0.0321 | 3.97 | 141 | 0.0203 | 0.492 |  |  | 2 |  | RB-Appl-EffCW-med-GasDHW-ElecCDryer-Tier1-FrontPGEMFm2014CZ04rWtd
RB-Appl-EffCW-med-GasDHW-ElecCDryer-Tier1-Front | DEER2016 | D16v1 | 2015-05-14 08:06 | PGE | MFm | 2014 | CZ05 | rWtd | Each | 1 | 441 | None | 219 | 0.0301 | 4.5 | 141 | 0.0194 | 0.772 | 219 | 0.0301 | 4.5 | 141 | 0.0194 | 0.772 |  |  | 2 |  | RB-Appl-EffCW-med-GasDHW-ElecCDryer-Tier1-FrontPGEMFm2014CZ05rWtd
RB-Appl-EffCW-med-GasDHW-ElecCDryer-Tier1-Front | DEER2016 | D16v1 | 2015-05-14 08:06 | PGE | MFm | 2014 | CZ11 | rWtd | Each | 1 | 474 | None | 224 | 0.0319 | 4.07 | 142 | 0.0201 | 0.731 | 224 | 0.0319 | 4.07 | 142 | 0.0201 | 0.731 |  |  | 2 |  | RB-Appl-EffCW-med-GasDHW-ElecCDryer-Tier1-FrontPGEMFm2014CZ11rWtd
RB-Appl-EffCW-med-GasDHW-ElecCDryer-Tier1-Front | DEER2016 | D16v1 | 2015-05-14 08:06 | PGE | MFm | 2014 | CZ12 | rWtd | Each | 1 | 474 | None | 224 | 0.0327 | 4.12 | 142 | 0.0207 | 0.698 | 224 | 0.0327 | 4.12 | 142 | 0.0207 | 0.698 |  |  | 2 |  | RB-Appl-EffCW-med-GasDHW-ElecCDryer-Tier1-FrontPGEMFm2014CZ12rWtd
RB-Appl-EffCW-med-GasDHW-ElecCDryer-Tier1-Front | DEER2016 | D16v1 | 2015-05-14 08:06 | PGE | MFm | 2014 | CZ13 | rWtd | Each | 1 | 474 | None | 224 | 0.0319 | 3.84 | 142 | 0.0196 | 0.597 | 224 | 0.0319 | 3.84 | 142 | 0.0196 | 0.597 |  |  | 2 |  | RB-Appl-EffCW-med-GasDHW-ElecCDryer-Tier1-FrontPGEMFm2014CZ13rWtd
RB-Appl-EffCW-med-GasDHW-ElecCDryer-Tier1-Front | DEER2016 | D16v1 | 2015-05-14 08:06 | PGE | MFm | 2014 | CZ16 | rWtd | Each | 1 | 441 | None | 222 | 0.0323 | 4.39 | 143 | 0.0202 | 0.704 | 222 | 0.0323 | 4.39 | 143 | 0.0202 | 0.704 |  |  | 2 |  | RB-Appl-EffCW-med-GasDHW-ElecCDryer-Tier1-FrontPGEMFm2014CZ16rWtd
RB-Appl-EffCW-med-GasDHW-ElecCDryer-Tier1-Front | DEER2016 | D16v1 | 2015-05-14 08:07 | PGE | MFm | Ex | CZ01 | rWtd | Each | 1 | 456 | None | 218 | 0.0303 | 4.44 | 142 | 0.0195 | 0.769 | 218 | 0.0303 | 4.44 | 142 | 0.0195 | 0.769 |  |  | 2 |  | RB-Appl-EffCW-med-GasDHW-ElecCDryer-Tier1-FrontPGEMFmExCZ01rWtd
RB-Appl-EffCW-med-GasDHW-ElecCDryer-Tier1-Front | DEER2016 | D16v1 | 2015-05-14 08:07 | PGE | MFm | Ex | CZ02 | rWtd | Each | 1 | 478 | None | 220 | 0.0329 | 4.32 | 142 | 0.021 | 0.68 | 220 | 0.0329 | 4.32 | 142 | 0.021 | 0.68 |  |  | 2 |  | RB-Appl-EffCW-med-GasDHW-ElecCDryer-Tier1-FrontPGEMFmExCZ02rWtd
RB-Appl-EffCW-med-GasDHW-ElecCDryer-Tier1-Front | DEER2016 | D16v1 | 2015-05-14 08:07 | PGE | MFm | Ex | CZ03 | rWtd | Each | 1 | 477 | None | 219 | 0.0305 | 4.38 | 142 | 0.0197 | 0.882 | 219 | 0.0305 | 4.38 | 142 | 0.0197 | 0.882 |  |  | 2 |  | RB-Appl-EffCW-med-GasDHW-ElecCDryer-Tier1-FrontPGEMFmExCZ03rWtd
RB-Appl-EffCW-med-GasDHW-ElecCDryer-Tier1-Front | DEER2016 | D16v1 | 2015-05-14 08:07 | PGE | MFm | Ex | CZ04 | rWtd | Each | 1 | 480 | None | 220 | 0.0323 | 4.25 | 142 | 0.0207 | 0.681 | 220 | 0.0323 | 4.25 | 142 | 0.0207 | 0.681 |  |  | 2 |  | RB-Appl-EffCW-med-GasDHW-ElecCDryer-Tier1-FrontPGEMFmExCZ04rWtd
RB-Appl-EffCW-med-GasDHW-ElecCDryer-Tier1-Front | DEER2016 | D16v1 | 2015-05-14 08:07 | PGE | MFm | Ex | CZ05 | rWtd | Each | 1 | 468 | None | 219 | 0.0306 | 4.44 | 142 | 0.0194 | 0.827 | 219 | 0.0306 | 4.44 | 142 | 0.0194 | 0.827 |  |  | 2 |  | RB-Appl-EffCW-med-GasDHW-ElecCDryer-Tier1-FrontPGEMFmExCZ05rWtd
RB-Appl-EffCW-med-GasDHW-ElecCDryer-Tier1-Front | DEER2016 | D16v1 | 2015-05-14 08:07 | PGE | MFm | Ex | CZ11 | rWtd | Each | 1 | 499 | None | 222 | 0.0341 | 3.94 | 144 | 0.0217 | 0.355 | 222 | 0.0341 | 3.94 | 144 | 0.0217 | 0.355 |  |  | 2 |  | RB-Appl-EffCW-med-GasDHW-ElecCDryer-Tier1-FrontPGEMFmExCZ11rWtd
RB-Appl-EffCW-med-GasDHW-ElecCDryer-Tier1-Front | DEER2016 | D16v1 | 2015-05-14 08:07 | PGE | MFm | Ex | CZ12 | rWtd | Each | 1 | 495 | None | 222 | 0.0352 | 4.16 | 143 | 0.0221 | 0.454 | 222 | 0.0352 | 4.16 | 143 | 0.0221 | 0.454 |  |  | 2 |  | RB-Appl-EffCW-med-GasDHW-ElecCDryer-Tier1-FrontPGEMFmExCZ12rWtd
RB-Appl-EffCW-med-GasDHW-ElecCDryer-Tier1-Front | DEER2016 | D16v1 | 2015-05-14 08:07 | PGE | MFm | Ex | CZ13 | rWtd | Each | 1 | 493 | None | 222 | 0.0332 | 3.89 | 143 | 0.0217 | 0.351 | 222 | 0.0332 | 3.89 | 143 | 0.0217 | 0.351 |  |  | 2 |  | RB-Appl-EffCW-med-GasDHW-ElecCDryer-Tier1-FrontPGEMFmExCZ13rWtd
RB-Appl-EffCW-med-GasDHW-ElecCDryer-Tier1-Front | DEER2016 | D16v1 | 2015-05-14 08:07 | PGE | MFm | Ex | CZ16 | rWtd | Each | 1 | 501 | None | 221 | 0.0322 | 4.44 | 142 | 0.0205 | 0.475 | 221 | 0.0322 | 4.44 | 142 | 0.0205 | 0.475 |  |  | 2 |  | RB-Appl-EffCW-med-GasDHW-ElecCDryer-Tier1-FrontPGEMFmExCZ16rWtd
RB-Appl-EffCW-med-GasDHW-ElecCDryer-Tier1-Front | DEER2016 | D16v1 | 2015-05-14 08:07 | PGE | MFm | Ex | IOU | rWtd | Each | 1 | 483 | None | 220 | 0.0322 | 4.26 | 142 | 0.0206 | 0.691 | 220 | 0.0322 | 4.26 | 142 | 0.0206 | 0.691 |  |  | 2 |  | RB-Appl-EffCW-med-GasDHW-ElecCDryer-Tier1-FrontPGEMFmExIOUrWtd
RB-Appl-EffCW-med-GasDHW-ElecCDryer-Tier1-Front | DEER2016 | D16v1 | 2015-05-14 08:06 | PGE | SFm | 1975 | CZ01 | rWtd | Each | 1 | 796 | None | 271 | 0.0375 | 5.46 | 175 | 0.0241 | 0.371 | 271 | 0.0375 | 5.46 | 175 | 0.0241 | 0.371 |  |  | 2 |  | RB-Appl-EffCW-med-GasDHW-ElecCDryer-Tier1-FrontPGESFm1975CZ01rWtd
RB-Appl-EffCW-med-GasDHW-ElecCDryer-Tier1-Front | DEER2016 | D16v1 | 2015-05-14 08:06 | PGE | SFm | 1975 | CZ02 | rWtd | Each | 1 | 796 | None | 272 | 0.045 | 5.06 | 175 | 0.0292 | 0.344 | 272 | 0.045 | 5.06 | 175 | 0.0292 | 0.344 |  |  | 2 |  | RB-Appl-EffCW-med-GasDHW-ElecCDryer-Tier1-FrontPGESFm1975CZ02rWtd
RB-Appl-EffCW-med-GasDHW-ElecCDryer-Tier1-Front | DEER2016 | D16v1 | 2015-05-14 08:06 | PGE | SFm | 1975 | CZ03 | rWtd | Each | 1 | 796 | None | 271 | 0.0391 | 5.32 | 175 | 0.0253 | 0.509 | 271 | 0.0391 | 5.32 | 175 | 0.0253 | 0.509 |  |  | 2 |  | RB-Appl-EffCW-med-GasDHW-ElecCDryer-Tier1-FrontPGESFm1975CZ03rWtd
RB-Appl-EffCW-med-GasDHW-ElecCDryer-Tier1-Front | DEER2016 | D16v1 | 2015-05-14 08:06 | PGE | SFm | 1975 | CZ04 | rWtd | Each | 1 | 796 | None | 271 | 0.0416 | 4.68 | 176 | 0.0266 | 0.172 | 271 | 0.0416 | 4.68 | 176 | 0.0266 | 0.172 |  |  | 2 |  | RB-Appl-EffCW-med-GasDHW-ElecCDryer-Tier1-FrontPGESFm1975CZ04rWtd
RB-Appl-EffCW-med-GasDHW-ElecCDryer-Tier1-Front | DEER2016 | D16v1 | 2015-05-14 08:06 | PGE | SFm | 1975 | CZ05 | rWtd | Each | 1 | 796 | None | 272 | 0.0367 | 5.39 | 175 | 0.0229 | 0.492 | 272 | 0.0367 | 5.39 | 175 | 0.0229 | 0.492 |  |  | 2 |  | RB-Appl-EffCW-med-GasDHW-ElecCDryer-Tier1-FrontPGESFm1975CZ05rWtd
RB-Appl-EffCW-med-GasDHW-ElecCDryer-Tier1-Front | DEER2016 | D16v1 | 2015-05-14 08:06 | PGE | SFm | 1975 | CZ11 | rWtd | Each | 1 | 764 | None | 279 | 0.0495 | 4.54 | 178 | 0.0302 | 0.578 | 279 | 0.0495 | 4.54 | 178 | 0.0302 | 0.578 |  |  | 2 |  | RB-Appl-EffCW-med-GasDHW-ElecCDryer-Tier1-FrontPGESFm1975CZ11rWtd
RB-Appl-EffCW-med-GasDHW-ElecCDryer-Tier1-Front | DEER2016 | D16v1 | 2015-05-14 08:06 | PGE | SFm | 1975 | CZ12 | rWtd | Each | 1 | 764 | None | 276 | 0.0483 | 4.42 | 178 | 0.0309 | 0.46 | 276 | 0.0483 | 4.42 | 178 | 0.0309 | 0.46 |  |  | 2 |  | RB-Appl-EffCW-med-GasDHW-ElecCDryer-Tier1-FrontPGESFm1975CZ12rWtd
RB-Appl-EffCW-med-GasDHW-ElecCDryer-Tier1-Front | DEER2016 | D16v1 | 2015-05-14 08:06 | PGE | SFm | 1975 | CZ13 | rWtd | Each | 1 | 764 | None | 280 | 0.0467 | 4.18 | 180 | 0.0293 | 0.394 | 280 | 0.0467 | 4.18 | 180 | 0.0293 | 0.394 |  |  | 2 |  | RB-Appl-EffCW-med-GasDHW-ElecCDryer-Tier1-FrontPGESFm1975CZ13rWtd
RB-Appl-EffCW-med-GasDHW-ElecCDryer-Tier1-Front | DEER2016 | D16v1 | 2015-05-14 08:06 | PGE | SFm | 1975 | CZ16 | rWtd | Each | 1 | 796 | None | 277 | 0.0407 | 5.41 | 180 | 0.0301 | 0.324 | 277 | 0.0407 | 5.41 | 180 | 0.0301 | 0.324 |  |  | 2 |  | RB-Appl-EffCW-med-GasDHW-ElecCDryer-Tier1-FrontPGESFm1975CZ16rWtd
RB-Appl-EffCW-med-GasDHW-ElecCDryer-Tier1-Front | DEER2016 | D16v1 | 2015-05-14 08:06 | PGE | SFm | 1985 | CZ01 | rWtd | Each | 1 | 952 | None | 270 | 0.0376 | 4.39 | 174 | 0.0243 | -0.196 | 270 | 0.0376 | 4.39 | 174 | 0.0243 | -0.196 |  |  | 2 |  | RB-Appl-EffCW-med-GasDHW-ElecCDryer-Tier1-FrontPGESFm1985CZ01rWtd
RB-Appl-EffCW-med-GasDHW-ElecCDryer-Tier1-Front | DEER2016 | D16v1 | 2015-05-14 08:06 | PGE | SFm | 1985 | CZ02 | rWtd | Each | 1 | 952 | None | 272 | 0.0435 | 4.4 | 175 | 0.0271 | 0.0973 | 272 | 0.0435 | 4.4 | 175 | 0.0271 | 0.0973 |  |  | 2 |  | RB-Appl-EffCW-med-GasDHW-ElecCDryer-Tier1-FrontPGESFm1985CZ02rWtd
RB-Appl-EffCW-med-GasDHW-ElecCDryer-Tier1-Front | DEER2016 | D16v1 | 2015-05-14 08:06 | PGE | SFm | 1985 | CZ03 | rWtd | Each | 1 | 952 | None | 271 | 0.0391 | 4.65 | 175 | 0.0247 | 0.224 | 271 | 0.0391 | 4.65 | 175 | 0.0247 | 0.224 |  |  | 2 |  | RB-Appl-EffCW-med-GasDHW-ElecCDryer-Tier1-FrontPGESFm1985CZ03rWtd
RB-Appl-EffCW-med-GasDHW-ElecCDryer-Tier1-Front | DEER2016 | D16v1 | 2015-05-14 08:06 | PGE | SFm | 1985 | CZ04 | rWtd | Each | 1 | 952 | None | 273 | 0.0413 | 3.96 | 178 | 0.0258 | -0.16 | 273 | 0.0413 | 3.96 | 178 | 0.0258 | -0.16 |  |  | 2 |  | RB-Appl-EffCW-med-GasDHW-ElecCDryer-Tier1-FrontPGESFm1985CZ04rWtd
RB-Appl-EffCW-med-GasDHW-ElecCDryer-Tier1-Front | DEER2016 | D16v1 | 2015-05-14 08:06 | PGE | SFm | 1985 | CZ05 | rWtd | Each | 1 | 952 | None | 270 | 0.0365 | 4.23 | 174 | 0.0236 | -0.0534 | 270 | 0.0365 | 4.23 | 174 | 0.0236 | -0.0534 |  |  | 2 |  | RB-Appl-EffCW-med-GasDHW-ElecCDryer-Tier1-FrontPGESFm1985CZ05rWtd
RB-Appl-EffCW-med-GasDHW-ElecCDryer-Tier1-Front | DEER2016 | D16v1 | 2015-05-14 08:06 | PGE | SFm | 1985 | CZ11 | rWtd | Each | 1 | 852 | None | 277 | 0.0466 | 4.42 | 175 | 0.0274 | 0.844 | 277 | 0.0466 | 4.42 | 175 | 0.0274 | 0.844 |  |  | 2 |  | RB-Appl-EffCW-med-GasDHW-ElecCDryer-Tier1-FrontPGESFm1985CZ11rWtd
RB-Appl-EffCW-med-GasDHW-ElecCDryer-Tier1-Front | DEER2016 | D16v1 | 2015-05-14 08:06 | PGE | SFm | 1985 | CZ12 | rWtd | Each | 1 | 852 | None | 273 | 0.0435 | 4.5 | 173 | 0.0237 | 0.814 | 273 | 0.0435 | 4.5 | 173 | 0.0237 | 0.814 |  |  | 2 |  | RB-Appl-EffCW-med-GasDHW-ElecCDryer-Tier1-FrontPGESFm1985CZ12rWtd
RB-Appl-EffCW-med-GasDHW-ElecCDryer-Tier1-Front | DEER2016 | D16v1 | 2015-05-14 08:06 | PGE | SFm | 1985 | CZ13 | rWtd | Each | 1 | 852 | None | 278 | 0.0443 | 4.4 | 176 | 0.0267 | 0.824 | 278 | 0.0443 | 4.4 | 176 | 0.0267 | 0.824 |  |  | 2 |  | RB-Appl-EffCW-med-GasDHW-ElecCDryer-Tier1-FrontPGESFm1985CZ13rWtd
RB-Appl-EffCW-med-GasDHW-ElecCDryer-Tier1-Front | DEER2016 | D16v1 | 2015-05-14 08:06 | PGE | SFm | 1985 | CZ16 | rWtd | Each | 1 | 952 | None | 272 | 0.0422 | 4.33 | 175 | 0.0261 | -0.204 | 272 | 0.0422 | 4.33 | 175 | 0.0261 | -0.204 |  |  | 2 |  | RB-Appl-EffCW-med-GasDHW-ElecCDryer-Tier1-FrontPGESFm1985CZ16rWtd
RB-Appl-EffCW-med-GasDHW-ElecCDryer-Tier1-Front | DEER2016 | D16v1 | 2015-05-14 08:06 | PGE | SFm | 1996 | CZ01 | rWtd | Each | 1 | 1100 | None | 270 | 0.0376 | 4.9 | 175 | 0.0243 | 0.816 | 270 | 0.0376 | 4.9 | 175 | 0.0243 | 0.816 |  |  | 2 |  | RB-Appl-EffCW-med-GasDHW-ElecCDryer-Tier1-FrontPGESFm1996CZ01rWtd
RB-Appl-EffCW-med-GasDHW-ElecCDryer-Tier1-Front | DEER2016 | D16v1 | 2015-05-14 08:06 | PGE | SFm | 1996 | CZ02 | rWtd | Each | 1 | 1100 | None | 272 | 0.0396 | 4.56 | 176 | 0.0232 | 0.814 | 272 | 0.0396 | 4.56 | 176 | 0.0232 | 0.814 |  |  | 2 |  | RB-Appl-EffCW-med-GasDHW-ElecCDryer-Tier1-FrontPGESFm1996CZ02rWtd
RB-Appl-EffCW-med-GasDHW-ElecCDryer-Tier1-Front | DEER2016 | D16v1 | 2015-05-14 08:06 | PGE | SFm | 1996 | CZ03 | rWtd | Each | 1 | 1100 | None | 271 | 0.0368 | 4.72 | 176 | 0.0233 | 1.11 | 271 | 0.0368 | 4.72 | 176 | 0.0233 | 1.11 |  |  | 2 |  | RB-Appl-EffCW-med-GasDHW-ElecCDryer-Tier1-FrontPGESFm1996CZ03rWtd
RB-Appl-EffCW-med-GasDHW-ElecCDryer-Tier1-Front | DEER2016 | D16v1 | 2015-05-14 08:06 | PGE | SFm | 1996 | CZ04 | rWtd | Each | 1 | 1100 | None | 276 | 0.0408 | 4.78 | 176 | 0.0248 | 0.94 | 276 | 0.0408 | 4.78 | 176 | 0.0248 | 0.94 |  |  | 2 |  | RB-Appl-EffCW-med-GasDHW-ElecCDryer-Tier1-FrontPGESFm1996CZ04rWtd
RB-Appl-EffCW-med-GasDHW-ElecCDryer-Tier1-Front | DEER2016 | D16v1 | 2015-05-14 08:06 | PGE | SFm | 1996 | CZ05 | rWtd | Each | 1 | 1100 | None | 271 | 0.0392 | 5.17 | 176 | 0.0249 | 1.63 | 271 | 0.0392 | 5.17 | 176 | 0.0249 | 1.63 |  |  | 2 |  | RB-Appl-EffCW-med-GasDHW-ElecCDryer-Tier1-FrontPGESFm1996CZ05rWtd
RB-Appl-EffCW-med-GasDHW-ElecCDryer-Tier1-Front | DEER2016 | D16v1 | 2015-05-14 08:06 | PGE | SFm | 1996 | CZ11 | rWtd | Each | 1 | 1020 | None | 279 | 0.0473 | 4.25 | 179 | 0.031 | 0.0567 | 279 | 0.0473 | 4.25 | 179 | 0.031 | 0.0567 |  |  | 2 |  | RB-Appl-EffCW-med-GasDHW-ElecCDryer-Tier1-FrontPGESFm1996CZ11rWtd
RB-Appl-EffCW-med-GasDHW-ElecCDryer-Tier1-Front | DEER2016 | D16v1 | 2015-05-14 08:06 | PGE | SFm | 1996 | CZ12 | rWtd | Each | 1 | 1020 | None | 277 | 0.0426 | 4.37 | 180 | 0.0224 | 0.0644 | 277 | 0.0426 | 4.37 | 180 | 0.0224 | 0.0644 |  |  | 2 |  | RB-Appl-EffCW-med-GasDHW-ElecCDryer-Tier1-FrontPGESFm1996CZ12rWtd
RB-Appl-EffCW-med-GasDHW-ElecCDryer-Tier1-Front | DEER2016 | D16v1 | 2015-05-14 08:06 | PGE | SFm | 1996 | CZ13 | rWtd | Each | 1 | 1020 | None | 282 | 0.0441 | 4.08 | 182 | 0.0282 | -0.0303 | 282 | 0.0441 | 4.08 | 182 | 0.0282 | -0.0303 |  |  | 2 |  | RB-Appl-EffCW-med-GasDHW-ElecCDryer-Tier1-FrontPGESFm1996CZ13rWtd
RB-Appl-EffCW-med-GasDHW-ElecCDryer-Tier1-Front | DEER2016 | D16v1 | 2015-05-14 08:06 | PGE | SFm | 1996 | CZ16 | rWtd | Each | 1 | 1100 | None | 276 | 0.045 | 5.1 | 174 | 0.0242 | 0.851 | 276 | 0.045 | 5.1 | 174 | 0.0242 | 0.851 |  |  | 2 |  | RB-Appl-EffCW-med-GasDHW-ElecCDryer-Tier1-FrontPGESFm1996CZ16rWtd
RB-Appl-EffCW-med-GasDHW-ElecCDryer-Tier1-Front | DEER2016 | D16v1 | 2015-05-14 08:06 | PGE | SFm | 2003 | CZ01 | rWtd | Each | 1 | 1150 | None | 270 | 0.0374 | 5.28 | 174 | 0.0241 | -0.126 | 270 | 0.0374 | 5.28 | 174 | 0.0241 | -0.126 |  |  | 2 |  | RB-Appl-EffCW-med-GasDHW-ElecCDryer-Tier1-FrontPGESFm2003CZ01rWtd
RB-Appl-EffCW-med-GasDHW-ElecCDryer-Tier1-Front | DEER2016 | D16v1 | 2015-05-14 08:06 | PGE | SFm | 2003 | CZ02 | rWtd | Each | 1 | 974 | None | 273 | 0.0418 | 5.02 | 176 | 0.0262 | 1.16 | 273 | 0.0418 | 5.02 | 176 | 0.0262 | 1.16 |  |  | 2 |  | RB-Appl-EffCW-med-GasDHW-ElecCDryer-Tier1-FrontPGESFm2003CZ02rWtd
RB-Appl-EffCW-med-GasDHW-ElecCDryer-Tier1-Front | DEER2016 | D16v1 | 2015-05-14 08:06 | PGE | SFm | 2003 | CZ03 | rWtd | Each | 1 | 1150 | None | 271 | 0.0381 | 5.19 | 174 | 0.0254 | -0.0196 | 271 | 0.0381 | 5.19 | 174 | 0.0254 | -0.0196 |  |  | 2 |  | RB-Appl-EffCW-med-GasDHW-ElecCDryer-Tier1-FrontPGESFm2003CZ03rWtd
RB-Appl-EffCW-med-GasDHW-ElecCDryer-Tier1-Front | DEER2016 | D16v1 | 2015-05-14 08:06 | PGE | SFm | 2003 | CZ04 | rWtd | Each | 1 | 1150 | None | 273 | 0.0418 | 4.94 | 176 | 0.0277 | -0.0166 | 273 | 0.0418 | 4.94 | 176 | 0.0277 | -0.0166 |  |  | 2 |  | RB-Appl-EffCW-med-GasDHW-ElecCDryer-Tier1-FrontPGESFm2003CZ04rWtd
RB-Appl-EffCW-med-GasDHW-ElecCDryer-Tier1-Front | DEER2016 | D16v1 | 2015-05-14 08:06 | PGE | SFm | 2003 | CZ05 | rWtd | Each | 1 | 1150 | None | 271 | 0.0367 | 4.84 | 174 | 0.0247 | -0.493 | 271 | 0.0367 | 4.84 | 174 | 0.0247 | -0.493 |  |  | 2 |  | RB-Appl-EffCW-med-GasDHW-ElecCDryer-Tier1-FrontPGESFm2003CZ05rWtd
RB-Appl-EffCW-med-GasDHW-ElecCDryer-Tier1-Front | DEER2016 | D16v1 | 2015-05-14 08:06 | PGE | SFm | 2003 | CZ11 | rWtd | Each | 1 | 974 | None | 278 | 0.0427 | 4.38 | 177 | 0.0259 | 0.784 | 278 | 0.0427 | 4.38 | 177 | 0.0259 | 0.784 |  |  | 2 |  | RB-Appl-EffCW-med-GasDHW-ElecCDryer-Tier1-FrontPGESFm2003CZ11rWtd
RB-Appl-EffCW-med-GasDHW-ElecCDryer-Tier1-Front | DEER2016 | D16v1 | 2015-05-14 08:06 | PGE | SFm | 2003 | CZ12 | rWtd | Each | 1 | 974 | None | 276 | 0.0464 | 4.51 | 176 | 0.0296 | 0.823 | 276 | 0.0464 | 4.51 | 176 | 0.0296 | 0.823 |  |  | 2 |  | RB-Appl-EffCW-med-GasDHW-ElecCDryer-Tier1-FrontPGESFm2003CZ12rWtd
RB-Appl-EffCW-med-GasDHW-ElecCDryer-Tier1-Front | DEER2016 | D16v1 | 2015-05-14 08:06 | PGE | SFm | 2003 | CZ13 | rWtd | Each | 1 | 974 | None | 279 | 0.044 | 4.37 | 177 | 0.0289 | 0.786 | 279 | 0.044 | 4.37 | 177 | 0.0289 | 0.786 |  |  | 2 |  | RB-Appl-EffCW-med-GasDHW-ElecCDryer-Tier1-FrontPGESFm2003CZ13rWtd
RB-Appl-EffCW-med-GasDHW-ElecCDryer-Tier1-Front | DEER2016 | D16v1 | 2015-05-14 08:06 | PGE | SFm | 2003 | CZ16 | rWtd | Each | 1 | 1150 | None | 275 | 0.0491 | 5.27 | 178 | 0.0268 | -0.0493 | 275 | 0.0491 | 5.27 | 178 | 0.0268 | -0.0493 |  |  | 2 |  | RB-Appl-EffCW-med-GasDHW-ElecCDryer-Tier1-FrontPGESFm2003CZ16rWtd
RB-Appl-EffCW-med-GasDHW-ElecCDryer-Tier1-Front | DEER2016 | D16v1 | 2015-05-14 08:06 | PGE | SFm | 2007 | CZ01 | rWtd | Each | 1 | 1150 | None | 270 | 0.0376 | 5.21 | 174 | 0.0242 | -0.172 | 270 | 0.0376 | 5.21 | 174 | 0.0242 | -0.172 |  |  | 2 |  | RB-Appl-EffCW-med-GasDHW-ElecCDryer-Tier1-FrontPGESFm2007CZ01rWtd
RB-Appl-EffCW-med-GasDHW-ElecCDryer-Tier1-Front | DEER2016 | D16v1 | 2015-05-14 08:06 | PGE | SFm | 2007 | CZ02 | rWtd | Each | 1 | 974 | None | 272 | 0.0393 | 4.7 | 176 | 0.0238 | 1.09 | 272 | 0.0393 | 4.7 | 176 | 0.0238 | 1.09 |  |  | 2 |  | RB-Appl-EffCW-med-GasDHW-ElecCDryer-Tier1-FrontPGESFm2007CZ02rWtd
RB-Appl-EffCW-med-GasDHW-ElecCDryer-Tier1-Front | DEER2016 | D16v1 | 2015-05-14 08:06 | PGE | SFm | 2007 | CZ03 | rWtd | Each | 1 | 1150 | None | 270 | 0.0382 | 4.44 | 174 | 0.0251 | -0.49 | 270 | 0.0382 | 4.44 | 174 | 0.0251 | -0.49 |  |  | 2 |  | RB-Appl-EffCW-med-GasDHW-ElecCDryer-Tier1-FrontPGESFm2007CZ03rWtd
RB-Appl-EffCW-med-GasDHW-ElecCDryer-Tier1-Front | DEER2016 | D16v1 | 2015-05-14 08:06 | PGE | SFm | 2007 | CZ04 | rWtd | Each | 1 | 1150 | None | 272 | 0.0406 | 4.65 | 176 | 0.027 | -0.223 | 272 | 0.0406 | 4.65 | 176 | 0.027 | -0.223 |  |  | 2 |  | RB-Appl-EffCW-med-GasDHW-ElecCDryer-Tier1-FrontPGESFm2007CZ04rWtd
RB-Appl-EffCW-med-GasDHW-ElecCDryer-Tier1-Front | DEER2016 | D16v1 | 2015-05-14 08:06 | PGE | SFm | 2007 | CZ05 | rWtd | Each | 1 | 1150 | None | 271 | 0.0381 | 5.34 | 174 | 0.0242 | -0.0425 | 271 | 0.0381 | 5.34 | 174 | 0.0242 | -0.0425 |  |  | 2 |  | RB-Appl-EffCW-med-GasDHW-ElecCDryer-Tier1-FrontPGESFm2007CZ05rWtd
RB-Appl-EffCW-med-GasDHW-ElecCDryer-Tier1-Front | DEER2016 | D16v1 | 2015-05-14 08:06 | PGE | SFm | 2007 | CZ11 | rWtd | Each | 1 | 974 | None | 276 | 0.0415 | 4.46 | 177 | 0.0281 | 0.809 | 276 | 0.0415 | 4.46 | 177 | 0.0281 | 0.809 |  |  | 2 |  | RB-Appl-EffCW-med-GasDHW-ElecCDryer-Tier1-FrontPGESFm2007CZ11rWtd
RB-Appl-EffCW-med-GasDHW-ElecCDryer-Tier1-Front | DEER2016 | D16v1 | 2015-05-14 08:06 | PGE | SFm | 2007 | CZ12 | rWtd | Each | 1 | 974 | None | 276 | 0.0428 | 4.72 | 177 | 0.0278 | 0.926 | 276 | 0.0428 | 4.72 | 177 | 0.0278 | 0.926 |  |  | 2 |  | RB-Appl-EffCW-med-GasDHW-ElecCDryer-Tier1-FrontPGESFm2007CZ12rWtd
RB-Appl-EffCW-med-GasDHW-ElecCDryer-Tier1-Front | DEER2016 | D16v1 | 2015-05-14 08:06 | PGE | SFm | 2007 | CZ13 | rWtd | Each | 1 | 974 | None | 278 | 0.042 | 4.24 | 176 | 0.0258 | 0.727 | 278 | 0.042 | 4.24 | 176 | 0.0258 | 0.727 |  |  | 2 |  | RB-Appl-EffCW-med-GasDHW-ElecCDryer-Tier1-FrontPGESFm2007CZ13rWtd
RB-Appl-EffCW-med-GasDHW-ElecCDryer-Tier1-Front | DEER2016 | D16v1 | 2015-05-14 08:06 | PGE | SFm | 2007 | CZ16 | rWtd | Each | 1 | 1150 | None | 273 | 0.0424 | 5.34 | 176 | 0.0282 | 0.0244 | 273 | 0.0424 | 5.34 | 176 | 0.0282 | 0.0244 |  |  | 2 |  | RB-Appl-EffCW-med-GasDHW-ElecCDryer-Tier1-FrontPGESFm2007CZ16rWtd
RB-Appl-EffCW-med-GasDHW-ElecCDryer-Tier1-Front | DEER2016 | D16v1 | 2015-05-14 08:06 | PGE | SFm | 2011 | CZ01 | rWtd | Each | 1 | 1150 | None | 271 | 0.0376 | 5.35 | 174 | 0.0242 | -0.0191 | 271 | 0.0376 | 5.35 | 174 | 0.0242 | -0.0191 |  |  | 2 |  | RB-Appl-EffCW-med-GasDHW-ElecCDryer-Tier1-FrontPGESFm2011CZ01rWtd
RB-Appl-EffCW-med-GasDHW-ElecCDryer-Tier1-Front | DEER2016 | D16v1 | 2015-05-14 08:06 | PGE | SFm | 2011 | CZ02 | rWtd | Each | 1 | 974 | None | 272 | 0.0405 | 4.76 | 176 | 0.0252 | 1 | 272 | 0.0405 | 4.76 | 176 | 0.0252 | 1 |  |  | 2 |  | RB-Appl-EffCW-med-GasDHW-ElecCDryer-Tier1-FrontPGESFm2011CZ02rWtd
RB-Appl-EffCW-med-GasDHW-ElecCDryer-Tier1-Front | DEER2016 | D16v1 | 2015-05-14 08:06 | PGE | SFm | 2011 | CZ03 | rWtd | Each | 1 | 1150 | None | 270 | 0.0397 | 4.54 | 174 | 0.0239 | -0.383 | 270 | 0.0397 | 4.54 | 174 | 0.0239 | -0.383 |  |  | 2 |  | RB-Appl-EffCW-med-GasDHW-ElecCDryer-Tier1-FrontPGESFm2011CZ03rWtd
RB-Appl-EffCW-med-GasDHW-ElecCDryer-Tier1-Front | DEER2016 | D16v1 | 2015-05-14 08:06 | PGE | SFm | 2011 | CZ04 | rWtd | Each | 1 | 1150 | None | 273 | 0.0372 | 4.72 | 177 | 0.0239 | -0.112 | 273 | 0.0372 | 4.72 | 177 | 0.0239 | -0.112 |  |  | 2 |  | RB-Appl-EffCW-med-GasDHW-ElecCDryer-Tier1-FrontPGESFm2011CZ04rWtd
RB-Appl-EffCW-med-GasDHW-ElecCDryer-Tier1-Front | DEER2016 | D16v1 | 2015-05-14 08:06 | PGE | SFm | 2011 | CZ05 | rWtd | Each | 1 | 1150 | None | 271 | 0.0385 | 4.94 | 174 | 0.0249 | -0.305 | 271 | 0.0385 | 4.94 | 174 | 0.0249 | -0.305 |  |  | 2 |  | RB-Appl-EffCW-med-GasDHW-ElecCDryer-Tier1-FrontPGESFm2011CZ05rWtd
RB-Appl-EffCW-med-GasDHW-ElecCDryer-Tier1-Front | DEER2016 | D16v1 | 2015-05-14 08:06 | PGE | SFm | 2011 | CZ11 | rWtd | Each | 1 | 974 | None | 276 | 0.0429 | 4.52 | 175 | 0.0272 | 0.819 | 276 | 0.0429 | 4.52 | 175 | 0.0272 | 0.819 |  |  | 2 |  | RB-Appl-EffCW-med-GasDHW-ElecCDryer-Tier1-FrontPGESFm2011CZ11rWtd
RB-Appl-EffCW-med-GasDHW-ElecCDryer-Tier1-Front | DEER2016 | D16v1 | 2015-05-14 08:06 | PGE | SFm | 2011 | CZ12 | rWtd | Each | 1 | 974 | None | 277 | 0.0405 | 4.78 | 177 | 0.0263 | 0.916 | 277 | 0.0405 | 4.78 | 177 | 0.0263 | 0.916 |  |  | 2 |  | RB-Appl-EffCW-med-GasDHW-ElecCDryer-Tier1-FrontPGESFm2011CZ12rWtd
RB-Appl-EffCW-med-GasDHW-ElecCDryer-Tier1-Front | DEER2016 | D16v1 | 2015-05-14 08:06 | PGE | SFm | 2011 | CZ13 | rWtd | Each | 1 | 974 | None | 277 | 0.0422 | 4.27 | 176 | 0.0259 | 0.728 | 277 | 0.0422 | 4.27 | 176 | 0.0259 | 0.728 |  |  | 2 |  | RB-Appl-EffCW-med-GasDHW-ElecCDryer-Tier1-FrontPGESFm2011CZ13rWtd
RB-Appl-EffCW-med-GasDHW-ElecCDryer-Tier1-Front | DEER2016 | D16v1 | 2015-05-14 08:06 | PGE | SFm | 2011 | CZ16 | rWtd | Each | 1 | 1150 | None | 274 | 0.0311 | 5.35 | 177 | 0.0172 | 0.057 | 274 | 0.0311 | 5.35 | 177 | 0.0172 | 0.057 |  |  | 2 |  | RB-Appl-EffCW-med-GasDHW-ElecCDryer-Tier1-FrontPGESFm2011CZ16rWtd
RB-Appl-EffCW-med-GasDHW-ElecCDryer-Tier1-Front | DEER2016 | D16v1 | 2015-05-14 08:06 | PGE | SFm | 2014 | CZ01 | rWtd | Each | 1 | 1150 | None | 271 | 0.0374 | 5.4 | 174 | 0.0241 | 0.00553 | 271 | 0.0374 | 5.4 | 174 | 0.0241 | 0.00553 |  |  | 2 |  | RB-Appl-EffCW-med-GasDHW-ElecCDryer-Tier1-FrontPGESFm2014CZ01rWtd
RB-Appl-EffCW-med-GasDHW-ElecCDryer-Tier1-Front | DEER2016 | D16v1 | 2015-05-14 08:06 | PGE | SFm | 2014 | CZ02 | rWtd | Each | 1 | 974 | None | 272 | 0.0413 | 4.69 | 176 | 0.026 | 0.961 | 272 | 0.0413 | 4.69 | 176 | 0.026 | 0.961 |  |  | 2 |  | RB-Appl-EffCW-med-GasDHW-ElecCDryer-Tier1-FrontPGESFm2014CZ02rWtd
RB-Appl-EffCW-med-GasDHW-ElecCDryer-Tier1-Front | DEER2016 | D16v1 | 2015-05-14 08:06 | PGE | SFm | 2014 | CZ03 | rWtd | Each | 1 | 1150 | None | 270 | 0.0399 | 4.7 | 174 | 0.0267 | -0.202 | 270 | 0.0399 | 4.7 | 174 | 0.0267 | -0.202 |  |  | 2 |  | RB-Appl-EffCW-med-GasDHW-ElecCDryer-Tier1-FrontPGESFm2014CZ03rWtd
RB-Appl-EffCW-med-GasDHW-ElecCDryer-Tier1-Front | DEER2016 | D16v1 | 2015-05-14 08:06 | PGE | SFm | 2014 | CZ04 | rWtd | Each | 1 | 1150 | None | 273 | 0.0403 | 4.66 | 177 | 0.0268 | -0.168 | 273 | 0.0403 | 4.66 | 177 | 0.0268 | -0.168 |  |  | 2 |  | RB-Appl-EffCW-med-GasDHW-ElecCDryer-Tier1-FrontPGESFm2014CZ04rWtd
RB-Appl-EffCW-med-GasDHW-ElecCDryer-Tier1-Front | DEER2016 | D16v1 | 2015-05-14 08:06 | PGE | SFm | 2014 | CZ05 | rWtd | Each | 1 | 1150 | None | 272 | 0.0374 | 5.46 | 175 | 0.0267 | 0.216 | 272 | 0.0374 | 5.46 | 175 | 0.0267 | 0.216 |  |  | 2 |  | RB-Appl-EffCW-med-GasDHW-ElecCDryer-Tier1-FrontPGESFm2014CZ05rWtd
RB-Appl-EffCW-med-GasDHW-ElecCDryer-Tier1-Front | DEER2016 | D16v1 | 2015-05-14 08:06 | PGE | SFm | 2014 | CZ11 | rWtd | Each | 1 | 974 | None | 277 | 0.0418 | 4.42 | 176 | 0.0249 | 0.765 | 277 | 0.0418 | 4.42 | 176 | 0.0249 | 0.765 |  |  | 2 |  | RB-Appl-EffCW-med-GasDHW-ElecCDryer-Tier1-FrontPGESFm2014CZ11rWtd
RB-Appl-EffCW-med-GasDHW-ElecCDryer-Tier1-Front | DEER2016 | D16v1 | 2015-05-14 08:06 | PGE | SFm | 2014 | CZ12 | rWtd | Each | 1 | 974 | None | 276 | 0.0418 | 4.74 | 176 | 0.0237 | 0.91 | 276 | 0.0418 | 4.74 | 176 | 0.0237 | 0.91 |  |  | 2 |  | RB-Appl-EffCW-med-GasDHW-ElecCDryer-Tier1-FrontPGESFm2014CZ12rWtd
RB-Appl-EffCW-med-GasDHW-ElecCDryer-Tier1-Front | DEER2016 | D16v1 | 2015-05-14 08:06 | PGE | SFm | 2014 | CZ13 | rWtd | Each | 1 | 974 | None | 280 | 0.0422 | 4.26 | 176 | 0.0259 | 0.713 | 280 | 0.0422 | 4.26 | 176 | 0.0259 | 0.713 |  |  | 2 |  | RB-Appl-EffCW-med-GasDHW-ElecCDryer-Tier1-FrontPGESFm2014CZ13rWtd
RB-Appl-EffCW-med-GasDHW-ElecCDryer-Tier1-Front | DEER2016 | D16v1 | 2015-05-14 08:06 | PGE | SFm | 2014 | CZ16 | rWtd | Each | 1 | 1150 | None | 272 | 0.041 | 4.93 | 175 | 0.0261 | -0.304 | 272 | 0.041 | 4.93 | 175 | 0.0261 | -0.304 |  |  | 2 |  | RB-Appl-EffCW-med-GasDHW-ElecCDryer-Tier1-FrontPGESFm2014CZ16rWtd
RB-Appl-EffCW-med-GasDHW-ElecCDryer-Tier1-Front | DEER2016 | D16v1 | 2015-05-14 08:07 | PGE | SFm | Ex | CZ01 | rWtd | Each | 1 | 982 | None | 271 | 0.0375 | 5.11 | 174 | 0.0242 | 0.212 | 271 | 0.0375 | 5.11 | 174 | 0.0242 | 0.212 |  |  | 2 |  | RB-Appl-EffCW-med-GasDHW-ElecCDryer-Tier1-FrontPGESFmExCZ01rWtd
RB-Appl-EffCW-med-GasDHW-ElecCDryer-Tier1-Front | DEER2016 | D16v1 | 2015-05-14 08:07 | PGE | SFm | Ex | CZ02 | rWtd | Each | 1 | 867 | None | 272 | 0.0441 | 4.83 | 175 | 0.028 | 0.338 | 272 | 0.0441 | 4.83 | 175 | 0.028 | 0.338 |  |  | 2 |  | RB-Appl-EffCW-med-GasDHW-ElecCDryer-Tier1-FrontPGESFmExCZ02rWtd
RB-Appl-EffCW-med-GasDHW-ElecCDryer-Tier1-Front | DEER2016 | D16v1 | 2015-05-14 08:07 | PGE | SFm | Ex | CZ03 | rWtd | Each | 1 | 859 | None | 271 | 0.0389 | 5.15 | 175 | 0.025 | 0.48 | 271 | 0.0389 | 5.15 | 175 | 0.025 | 0.48 |  |  | 2 |  | RB-Appl-EffCW-med-GasDHW-ElecCDryer-Tier1-FrontPGESFmExCZ03rWtd
RB-Appl-EffCW-med-GasDHW-ElecCDryer-Tier1-Front | DEER2016 | D16v1 | 2015-05-14 08:07 | PGE | SFm | Ex | CZ04 | rWtd | Each | 1 | 862 | None | 272 | 0.0414 | 4.6 | 176 | 0.0264 | 0.153 | 272 | 0.0414 | 4.6 | 176 | 0.0264 | 0.153 |  |  | 2 |  | RB-Appl-EffCW-med-GasDHW-ElecCDryer-Tier1-FrontPGESFmExCZ04rWtd
RB-Appl-EffCW-med-GasDHW-ElecCDryer-Tier1-Front | DEER2016 | D16v1 | 2015-05-14 08:07 | PGE | SFm | Ex | CZ05 | rWtd | Each | 1 | 884 | None | 271 | 0.037 | 5.15 | 175 | 0.0234 | 0.504 | 271 | 0.037 | 5.15 | 175 | 0.0234 | 0.504 |  |  | 2 |  | RB-Appl-EffCW-med-GasDHW-ElecCDryer-Tier1-FrontPGESFmExCZ05rWtd
RB-Appl-EffCW-med-GasDHW-ElecCDryer-Tier1-Front | DEER2016 | D16v1 | 2015-05-14 08:07 | PGE | SFm | Ex | CZ11 | rWtd | Each | 1 | 860 | None | 278 | 0.0471 | 4.45 | 177 | 0.0289 | 0.613 | 278 | 0.0471 | 4.45 | 177 | 0.0289 | 0.613 |  |  | 2 |  | RB-Appl-EffCW-med-GasDHW-ElecCDryer-Tier1-FrontPGESFmExCZ11rWtd
RB-Appl-EffCW-med-GasDHW-ElecCDryer-Tier1-Front | DEER2016 | D16v1 | 2015-05-14 08:07 | PGE | SFm | Ex | CZ12 | rWtd | Each | 1 | 847 | None | 275 | 0.0458 | 4.47 | 177 | 0.0276 | 0.554 | 275 | 0.0458 | 4.47 | 177 | 0.0276 | 0.554 |  |  | 2 |  | RB-Appl-EffCW-med-GasDHW-ElecCDryer-Tier1-FrontPGESFmExCZ12rWtd
RB-Appl-EffCW-med-GasDHW-ElecCDryer-Tier1-Front | DEER2016 | D16v1 | 2015-05-14 08:07 | PGE | SFm | Ex | CZ13 | rWtd | Each | 1 | 852 | None | 280 | 0.0452 | 4.24 | 179 | 0.0282 | 0.484 | 280 | 0.0452 | 4.24 | 179 | 0.0282 | 0.484 |  |  | 2 |  | RB-Appl-EffCW-med-GasDHW-ElecCDryer-Tier1-FrontPGESFmExCZ13rWtd
RB-Appl-EffCW-med-GasDHW-ElecCDryer-Tier1-Front | DEER2016 | D16v1 | 2015-05-14 08:07 | PGE | SFm | Ex | CZ16 | rWtd | Each | 1 | 898 | None | 275 | 0.0419 | 4.97 | 177 | 0.0278 | 0.189 | 275 | 0.0419 | 4.97 | 177 | 0.0278 | 0.189 |  |  | 2 |  | RB-Appl-EffCW-med-GasDHW-ElecCDryer-Tier1-FrontPGESFmExCZ16rWtd
RB-Appl-EffCW-med-GasDHW-ElecCDryer-Tier1-Front | DEER2016 | D16v1 | 2015-05-14 08:07 | PGE | SFm | Ex | IOU | rWtd | Each | 1 | 859 | None | 274 | 0.0429 | 4.7 | 176 | 0.0268 | 0.446 | 274 | 0.0429 | 4.7 | 176 | 0.0268 | 0.446 |  |  | 2 |  | RB-Appl-EffCW-med-GasDHW-ElecCDryer-Tier1-FrontPGESFmExIOUrWtd
RB-Appl-EffCW-med-GasDHW-ElecCDryer-Tier1-Front | DEER2016 | D16v1 | 2015-05-14 08:07 | SCE | DMo | Ex | CZ06 | rWtd | Each | 1 | 610 | None | 221 | 0.0312 | 4.65 | 142 | 0.02 | 1.13 | 221 | 0.0312 | 4.65 | 142 | 0.02 | 1.13 |  |  | 2 |  | RB-Appl-EffCW-med-GasDHW-ElecCDryer-Tier1-FrontSCEDMoExCZ06rWtd
RB-Appl-EffCW-med-GasDHW-ElecCDryer-Tier1-Front | DEER2016 | D16v1 | 2015-05-14 08:07 | SCE | DMo | Ex | CZ08 | rWtd | Each | 1 | 607 | None | 225 | 0.0325 | 4.44 | 144 | 0.0203 | 1.06 | 225 | 0.0325 | 4.44 | 144 | 0.0203 | 1.06 |  |  | 2 |  | RB-Appl-EffCW-med-GasDHW-ElecCDryer-Tier1-FrontSCEDMoExCZ08rWtd
RB-Appl-EffCW-med-GasDHW-ElecCDryer-Tier1-Front | DEER2016 | D16v1 | 2015-05-14 08:07 | SCE | DMo | Ex | CZ09 | rWtd | Each | 1 | 608 | None | 227 | 0.0333 | 4.33 | 145 | 0.0208 | 0.98 | 227 | 0.0333 | 4.33 | 145 | 0.0208 | 0.98 |  |  | 2 |  | RB-Appl-EffCW-med-GasDHW-ElecCDryer-Tier1-FrontSCEDMoExCZ09rWtd
RB-Appl-EffCW-med-GasDHW-ElecCDryer-Tier1-Front | DEER2016 | D16v1 | 2015-05-14 08:07 | SCE | DMo | Ex | CZ10 | rWtd | Each | 1 | 610 | None | 228 | 0.0345 | 4.21 | 145 | 0.0215 | 0.941 | 228 | 0.0345 | 4.21 | 145 | 0.0215 | 0.941 |  |  | 2 |  | RB-Appl-EffCW-med-GasDHW-ElecCDryer-Tier1-FrontSCEDMoExCZ10rWtd
RB-Appl-EffCW-med-GasDHW-ElecCDryer-Tier1-Front | DEER2016 | D16v1 | 2015-05-14 08:07 | SCE | DMo | Ex | CZ13 | rWtd | Each | 1 | 604 | None | 225 | 0.0332 | 3.86 | 144 | 0.0205 | 0.752 | 225 | 0.0332 | 3.86 | 144 | 0.0205 | 0.752 |  |  | 2 |  | RB-Appl-EffCW-med-GasDHW-ElecCDryer-Tier1-FrontSCEDMoExCZ13rWtd
RB-Appl-EffCW-med-GasDHW-ElecCDryer-Tier1-Front | DEER2016 | D16v1 | 2015-05-14 08:07 | SCE | DMo | Ex | CZ14 | rWtd | Each | 1 | 608 | None | 228 | 0.0344 | 4.08 | 145 | 0.0215 | 0.792 | 228 | 0.0344 | 4.08 | 145 | 0.0215 | 0.792 |  |  | 2 |  | RB-Appl-EffCW-med-GasDHW-ElecCDryer-Tier1-FrontSCEDMoExCZ14rWtd
RB-Appl-EffCW-med-GasDHW-ElecCDryer-Tier1-Front | DEER2016 | D16v1 | 2015-05-14 08:07 | SCE | DMo | Ex | CZ15 | rWtd | Each | 1 | 612 | None | 232 | 0.0343 | 3.61 | 145 | 0.0215 | 0.732 | 232 | 0.0343 | 3.61 | 145 | 0.0215 | 0.732 |  |  | 2 |  | RB-Appl-EffCW-med-GasDHW-ElecCDryer-Tier1-FrontSCEDMoExCZ15rWtd
RB-Appl-EffCW-med-GasDHW-ElecCDryer-Tier1-Front | DEER2016 | D16v1 | 2015-05-14 08:07 | SCE | DMo | Ex | CZ16 | rWtd | Each | 1 | 613 | None | 222 | 0.0345 | 4.25 | 142 | 0.0213 | 0.634 | 222 | 0.0345 | 4.25 | 142 | 0.0213 | 0.634 |  |  | 2 |  | RB-Appl-EffCW-med-GasDHW-ElecCDryer-Tier1-FrontSCEDMoExCZ16rWtd
RB-Appl-EffCW-med-GasDHW-ElecCDryer-Tier1-Front | DEER2016 | D16v1 | 2015-05-14 08:07 | SCE | DMo | Ex | IOU | rWtd | Each | 1 | 609 | None | 226 | 0.0334 | 4.29 | 144 | 0.0209 | 0.939 | 226 | 0.0334 | 4.29 | 144 | 0.0209 | 0.939 |  |  | 2 |  | RB-Appl-EffCW-med-GasDHW-ElecCDryer-Tier1-FrontSCEDMoExIOUrWtd
RB-Appl-EffCW-med-GasDHW-ElecCDryer-Tier1-Front | DEER2016 | D16v1 | 2015-05-14 08:06 | SCE | DMo | MH00 | CZ05 | rWtd | Each | 1 | 621 | None | 221 | 0.0326 | 4.5 | 143 | 0.0208 | 0.882 | 221 | 0.0326 | 4.5 | 143 | 0.0208 | 0.882 |  |  | 2 |  | RB-Appl-EffCW-med-GasDHW-ElecCDryer-Tier1-FrontSCEDMoMH00CZ05rWtd
RB-Appl-EffCW-med-GasDHW-ElecCDryer-Tier1-Front | DEER2016 | D16v1 | 2015-05-14 08:06 | SCE | DMo | MH00 | CZ06 | rWtd | Each | 1 | 621 | None | 221 | 0.0305 | 4.45 | 142 | 0.019 | 0.943 | 221 | 0.0305 | 4.45 | 142 | 0.019 | 0.943 |  |  | 2 |  | RB-Appl-EffCW-med-GasDHW-ElecCDryer-Tier1-FrontSCEDMoMH00CZ06rWtd
RB-Appl-EffCW-med-GasDHW-ElecCDryer-Tier1-Front | DEER2016 | D16v1 | 2015-05-14 08:06 | SCE | DMo | MH00 | CZ08 | rWtd | Each | 1 | 621 | None | 233 | 0.0341 | 4.31 | 147 | 0.0212 | 0.84 | 233 | 0.0341 | 4.31 | 147 | 0.0212 | 0.84 |  |  | 2 |  | RB-Appl-EffCW-med-GasDHW-ElecCDryer-Tier1-FrontSCEDMoMH00CZ08rWtd
RB-Appl-EffCW-med-GasDHW-ElecCDryer-Tier1-Front | DEER2016 | D16v1 | 2015-05-14 08:06 | SCE | DMo | MH00 | CZ09 | rWtd | Each | 1 | 621 | None | 225 | 0.0342 | 4.12 | 144 | 0.0217 | 0.73 | 225 | 0.0342 | 4.12 | 144 | 0.0217 | 0.73 |  |  | 2 |  | RB-Appl-EffCW-med-GasDHW-ElecCDryer-Tier1-FrontSCEDMoMH00CZ09rWtd
RB-Appl-EffCW-med-GasDHW-ElecCDryer-Tier1-Front | DEER2016 | D16v1 | 2015-05-14 08:06 | SCE | DMo | MH00 | CZ10 | rWtd | Each | 1 | 621 | None | 230 | 0.0355 | 4.16 | 147 | 0.0222 | 0.777 | 230 | 0.0355 | 4.16 | 147 | 0.0222 | 0.777 |  |  | 2 |  | RB-Appl-EffCW-med-GasDHW-ElecCDryer-Tier1-FrontSCEDMoMH00CZ10rWtd
RB-Appl-EffCW-med-GasDHW-ElecCDryer-Tier1-Front | DEER2016 | D16v1 | 2015-05-14 08:06 | SCE | DMo | MH00 | CZ13 | rWtd | Each | 1 | 621 | None | 227 | 0.0368 | 3.5 | 146 | 0.0231 | 0.353 | 227 | 0.0368 | 3.5 | 146 | 0.0231 | 0.353 |  |  | 2 |  | RB-Appl-EffCW-med-GasDHW-ElecCDryer-Tier1-FrontSCEDMoMH00CZ13rWtd
RB-Appl-EffCW-med-GasDHW-ElecCDryer-Tier1-Front | DEER2016 | D16v1 | 2015-05-14 08:06 | SCE | DMo | MH00 | CZ14 | rWtd | Each | 1 | 621 | None | 229 | 0.0352 | 3.83 | 147 | 0.0227 | 0.527 | 229 | 0.0352 | 3.83 | 147 | 0.0227 | 0.527 |  |  | 2 |  | RB-Appl-EffCW-med-GasDHW-ElecCDryer-Tier1-FrontSCEDMoMH00CZ14rWtd
RB-Appl-EffCW-med-GasDHW-ElecCDryer-Tier1-Front | DEER2016 | D16v1 | 2015-05-14 08:06 | SCE | DMo | MH00 | CZ15 | rWtd | Each | 1 | 621 | None | 235 | 0.0342 | 3.49 | 149 | 0.0217 | 0.634 | 235 | 0.0342 | 3.49 | 149 | 0.0217 | 0.634 |  |  | 2 |  | RB-Appl-EffCW-med-GasDHW-ElecCDryer-Tier1-FrontSCEDMoMH00CZ15rWtd
RB-Appl-EffCW-med-GasDHW-ElecCDryer-Tier1-Front | DEER2016 | D16v1 | 2015-05-14 08:06 | SCE | DMo | MH00 | CZ16 | rWtd | Each | 1 | 621 | None | 224 | 0.0348 | 4.18 | 144 | 0.022 | 0.446 | 224 | 0.0348 | 4.18 | 144 | 0.022 | 0.446 |  |  | 2 |  | RB-Appl-EffCW-med-GasDHW-ElecCDryer-Tier1-FrontSCEDMoMH00CZ16rWtd
RB-Appl-EffCW-med-GasDHW-ElecCDryer-Tier1-Front | DEER2016 | D16v1 | 2015-05-14 08:06 | SCE | DMo | MH06 | CZ05 | rWtd | Each | 1 | 621 | None | 221 | 0.0319 | 4.43 | 144 | 0.0248 | 0.799 | 221 | 0.0319 | 4.43 | 144 | 0.0248 | 0.799 |  |  | 2 |  | RB-Appl-EffCW-med-GasDHW-ElecCDryer-Tier1-FrontSCEDMoMH06CZ05rWtd
RB-Appl-EffCW-med-GasDHW-ElecCDryer-Tier1-Front | DEER2016 | D16v1 | 2015-05-14 08:06 | SCE | DMo | MH06 | CZ06 | rWtd | Each | 1 | 621 | None | 220 | 0.031 | 4.43 | 142 | 0.0197 | 0.871 | 220 | 0.031 | 4.43 | 142 | 0.0197 | 0.871 |  |  | 2 |  | RB-Appl-EffCW-med-GasDHW-ElecCDryer-Tier1-FrontSCEDMoMH06CZ06rWtd
RB-Appl-EffCW-med-GasDHW-ElecCDryer-Tier1-Front | DEER2016 | D16v1 | 2015-05-14 08:06 | SCE | DMo | MH06 | CZ08 | rWtd | Each | 1 | 621 | None | 229 | 0.0323 | 4.35 | 150 | 0.0203 | 0.877 | 229 | 0.0323 | 4.35 | 150 | 0.0203 | 0.877 |  |  | 2 |  | RB-Appl-EffCW-med-GasDHW-ElecCDryer-Tier1-FrontSCEDMoMH06CZ08rWtd
RB-Appl-EffCW-med-GasDHW-ElecCDryer-Tier1-Front | DEER2016 | D16v1 | 2015-05-14 08:06 | SCE | DMo | MH06 | CZ09 | rWtd | Each | 1 | 621 | None | 225 | 0.0329 | 4.21 | 146 | 0.0208 | 0.799 | 225 | 0.0329 | 4.21 | 146 | 0.0208 | 0.799 |  |  | 2 |  | RB-Appl-EffCW-med-GasDHW-ElecCDryer-Tier1-FrontSCEDMoMH06CZ09rWtd
RB-Appl-EffCW-med-GasDHW-ElecCDryer-Tier1-Front | DEER2016 | D16v1 | 2015-05-14 08:06 | SCE | DMo | MH06 | CZ10 | rWtd | Each | 1 | 621 | None | 232 | 0.0321 | 4.36 | 148 | 0.0204 | 0.922 | 232 | 0.0321 | 4.36 | 148 | 0.0204 | 0.922 |  |  | 2 |  | RB-Appl-EffCW-med-GasDHW-ElecCDryer-Tier1-FrontSCEDMoMH06CZ10rWtd
RB-Appl-EffCW-med-GasDHW-ElecCDryer-Tier1-Front | DEER2016 | D16v1 | 2015-05-14 08:06 | SCE | DMo | MH06 | CZ13 | rWtd | Each | 1 | 621 | None | 226 | 0.0341 | 3.37 | 145 | 0.0216 | 0.274 | 226 | 0.0341 | 3.37 | 145 | 0.0216 | 0.274 |  |  | 2 |  | RB-Appl-EffCW-med-GasDHW-ElecCDryer-Tier1-FrontSCEDMoMH06CZ13rWtd
RB-Appl-EffCW-med-GasDHW-ElecCDryer-Tier1-Front | DEER2016 | D16v1 | 2015-05-14 08:06 | SCE | DMo | MH06 | CZ14 | rWtd | Each | 1 | 621 | None | 227 | 0.0305 | 3.67 | 145 | 0.0196 | 0.429 | 227 | 0.0305 | 3.67 | 145 | 0.0196 | 0.429 |  |  | 2 |  | RB-Appl-EffCW-med-GasDHW-ElecCDryer-Tier1-FrontSCEDMoMH06CZ14rWtd
RB-Appl-EffCW-med-GasDHW-ElecCDryer-Tier1-Front | DEER2016 | D16v1 | 2015-05-14 08:06 | SCE | DMo | MH06 | CZ15 | rWtd | Each | 1 | 621 | None | 231 | 0.0333 | 3.51 | 148 | 0.021 | 0.656 | 231 | 0.0333 | 3.51 | 148 | 0.021 | 0.656 |  |  | 2 |  | RB-Appl-EffCW-med-GasDHW-ElecCDryer-Tier1-FrontSCEDMoMH06CZ15rWtd
RB-Appl-EffCW-med-GasDHW-ElecCDryer-Tier1-Front | DEER2016 | D16v1 | 2015-05-14 08:06 | SCE | DMo | MH06 | CZ16 | rWtd | Each | 1 | 621 | None | 222 | 0.0341 | 4.15 | 143 | 0.0215 | 0.44 | 222 | 0.0341 | 4.15 | 143 | 0.0215 | 0.44 |  |  | 2 |  | RB-Appl-EffCW-med-GasDHW-ElecCDryer-Tier1-FrontSCEDMoMH06CZ16rWtd
RB-Appl-EffCW-med-GasDHW-ElecCDryer-Tier1-Front | DEER2016 | D16v1 | 2015-05-14 08:06 | SCE | DMo | MH72 | CZ05 | rWtd | Each | 1 | 598 | None | 222 | 0.0279 | 5.27 | 144 | 0.0149 | 1.64 | 222 | 0.0279 | 5.27 | 144 | 0.0149 | 1.64 |  |  | 2 |  | RB-Appl-EffCW-med-GasDHW-ElecCDryer-Tier1-FrontSCEDMoMH72CZ05rWtd
RB-Appl-EffCW-med-GasDHW-ElecCDryer-Tier1-Front | DEER2016 | D16v1 | 2015-05-14 08:06 | SCE | DMo | MH72 | CZ06 | rWtd | Each | 1 | 598 | None | 221 | 0.0317 | 4.86 | 141 | 0.0206 | 1.33 | 221 | 0.0317 | 4.86 | 141 | 0.0206 | 1.33 |  |  | 2 |  | RB-Appl-EffCW-med-GasDHW-ElecCDryer-Tier1-FrontSCEDMoMH72CZ06rWtd
RB-Appl-EffCW-med-GasDHW-ElecCDryer-Tier1-Front | DEER2016 | D16v1 | 2015-05-14 08:06 | SCE | DMo | MH72 | CZ08 | rWtd | Each | 1 | 598 | None | 224 | 0.0319 | 4.41 | 143 | 0.0197 | 1.09 | 224 | 0.0319 | 4.41 | 143 | 0.0197 | 1.09 |  |  | 2 |  | RB-Appl-EffCW-med-GasDHW-ElecCDryer-Tier1-FrontSCEDMoMH72CZ08rWtd
RB-Appl-EffCW-med-GasDHW-ElecCDryer-Tier1-Front | DEER2016 | D16v1 | 2015-05-14 08:06 | SCE | DMo | MH72 | CZ09 | rWtd | Each | 1 | 598 | None | 226 | 0.0329 | 4.38 | 144 | 0.0203 | 1.07 | 226 | 0.0329 | 4.38 | 144 | 0.0203 | 1.07 |  |  | 2 |  | RB-Appl-EffCW-med-GasDHW-ElecCDryer-Tier1-FrontSCEDMoMH72CZ09rWtd
RB-Appl-EffCW-med-GasDHW-ElecCDryer-Tier1-Front | DEER2016 | D16v1 | 2015-05-14 08:06 | SCE | DMo | MH72 | CZ10 | rWtd | Each | 1 | 598 | None | 226 | 0.034 | 4.34 | 143 | 0.0208 | 1.09 | 226 | 0.034 | 4.34 | 143 | 0.0208 | 1.09 |  |  | 2 |  | RB-Appl-EffCW-med-GasDHW-ElecCDryer-Tier1-FrontSCEDMoMH72CZ10rWtd
RB-Appl-EffCW-med-GasDHW-ElecCDryer-Tier1-Front | DEER2016 | D16v1 | 2015-05-14 08:06 | SCE | DMo | MH72 | CZ13 | rWtd | Each | 1 | 598 | None | 224 | 0.0334 | 3.99 | 144 | 0.0205 | 0.883 | 224 | 0.0334 | 3.99 | 144 | 0.0205 | 0.883 |  |  | 2 |  | RB-Appl-EffCW-med-GasDHW-ElecCDryer-Tier1-FrontSCEDMoMH72CZ13rWtd
RB-Appl-EffCW-med-GasDHW-ElecCDryer-Tier1-Front | DEER2016 | D16v1 | 2015-05-14 08:06 | SCE | DMo | MH72 | CZ14 | rWtd | Each | 1 | 598 | None | 225 | 0.0344 | 4.41 | 142 | 0.0212 | 1.07 | 225 | 0.0344 | 4.41 | 142 | 0.0212 | 1.07 |  |  | 2 |  | RB-Appl-EffCW-med-GasDHW-ElecCDryer-Tier1-FrontSCEDMoMH72CZ14rWtd
RB-Appl-EffCW-med-GasDHW-ElecCDryer-Tier1-Front | DEER2016 | D16v1 | 2015-05-14 08:06 | SCE | DMo | MH72 | CZ15 | rWtd | Each | 1 | 598 | None | 228 | 0.0335 | 3.86 | 143 | 0.0207 | 0.938 | 228 | 0.0335 | 3.86 | 143 | 0.0207 | 0.938 |  |  | 2 |  | RB-Appl-EffCW-med-GasDHW-ElecCDryer-Tier1-FrontSCEDMoMH72CZ15rWtd
RB-Appl-EffCW-med-GasDHW-ElecCDryer-Tier1-Front | DEER2016 | D16v1 | 2015-05-14 08:06 | SCE | DMo | MH72 | CZ16 | rWtd | Each | 1 | 598 | None | 222 | 0.0332 | 4.79 | 143 | 0.0205 | 1.1 | 222 | 0.0332 | 4.79 | 143 | 0.0205 | 1.1 |  |  | 2 |  | RB-Appl-EffCW-med-GasDHW-ElecCDryer-Tier1-FrontSCEDMoMH72CZ16rWtd
RB-Appl-EffCW-med-GasDHW-ElecCDryer-Tier1-Front | DEER2016 | D16v1 | 2015-05-14 08:06 | SCE | DMo | MH85 | CZ05 | rWtd | Each | 1 | 621 | None | 224 | 0.0328 | 4.37 | 144 | 0.0209 | 0.83 | 224 | 0.0328 | 4.37 | 144 | 0.0209 | 0.83 |  |  | 2 |  | RB-Appl-EffCW-med-GasDHW-ElecCDryer-Tier1-FrontSCEDMoMH85CZ05rWtd
RB-Appl-EffCW-med-GasDHW-ElecCDryer-Tier1-Front | DEER2016 | D16v1 | 2015-05-14 08:06 | SCE | DMo | MH85 | CZ06 | rWtd | Each | 1 | 621 | None | 221 | 0.031 | 4.49 | 143 | 0.0198 | 0.942 | 221 | 0.031 | 4.49 | 143 | 0.0198 | 0.942 |  |  | 2 |  | RB-Appl-EffCW-med-GasDHW-ElecCDryer-Tier1-FrontSCEDMoMH85CZ06rWtd
RB-Appl-EffCW-med-GasDHW-ElecCDryer-Tier1-Front | DEER2016 | D16v1 | 2015-05-14 08:06 | SCE | DMo | MH85 | CZ08 | rWtd | Each | 1 | 621 | None | 226 | 0.0334 | 4.57 | 144 | 0.0214 | 1.07 | 226 | 0.0334 | 4.57 | 144 | 0.0214 | 1.07 |  |  | 2 |  | RB-Appl-EffCW-med-GasDHW-ElecCDryer-Tier1-FrontSCEDMoMH85CZ08rWtd
RB-Appl-EffCW-med-GasDHW-ElecCDryer-Tier1-Front | DEER2016 | D16v1 | 2015-05-14 08:06 | SCE | DMo | MH85 | CZ09 | rWtd | Each | 1 | 621 | None | 228 | 0.0339 | 4.35 | 147 | 0.0215 | 0.918 | 228 | 0.0339 | 4.35 | 147 | 0.0215 | 0.918 |  |  | 2 |  | RB-Appl-EffCW-med-GasDHW-ElecCDryer-Tier1-FrontSCEDMoMH85CZ09rWtd
RB-Appl-EffCW-med-GasDHW-ElecCDryer-Tier1-Front | DEER2016 | D16v1 | 2015-05-14 08:06 | SCE | DMo | MH85 | CZ10 | rWtd | Each | 1 | 621 | None | 230 | 0.035 | 4.08 | 147 | 0.0222 | 0.805 | 230 | 0.035 | 4.08 | 147 | 0.0222 | 0.805 |  |  | 2 |  | RB-Appl-EffCW-med-GasDHW-ElecCDryer-Tier1-FrontSCEDMoMH85CZ10rWtd
RB-Appl-EffCW-med-GasDHW-ElecCDryer-Tier1-Front | DEER2016 | D16v1 | 2015-05-14 08:06 | SCE | DMo | MH85 | CZ13 | rWtd | Each | 1 | 621 | None | 225 | 0.0329 | 3.53 | 144 | 0.0204 | 0.402 | 225 | 0.0329 | 3.53 | 144 | 0.0204 | 0.402 |  |  | 2 |  | RB-Appl-EffCW-med-GasDHW-ElecCDryer-Tier1-FrontSCEDMoMH85CZ13rWtd
RB-Appl-EffCW-med-GasDHW-ElecCDryer-Tier1-Front | DEER2016 | D16v1 | 2015-05-14 08:06 | SCE | DMo | MH85 | CZ14 | rWtd | Each | 1 | 621 | None | 231 | 0.0343 | 3.63 | 148 | 0.0218 | 0.431 | 231 | 0.0343 | 3.63 | 148 | 0.0218 | 0.431 |  |  | 2 |  | RB-Appl-EffCW-med-GasDHW-ElecCDryer-Tier1-FrontSCEDMoMH85CZ14rWtd
RB-Appl-EffCW-med-GasDHW-ElecCDryer-Tier1-Front | DEER2016 | D16v1 | 2015-05-14 08:06 | SCE | DMo | MH85 | CZ15 | rWtd | Each | 1 | 621 | None | 234 | 0.0353 | 3.43 | 146 | 0.0222 | 0.577 | 234 | 0.0353 | 3.43 | 146 | 0.0222 | 0.577 |  |  | 2 |  | RB-Appl-EffCW-med-GasDHW-ElecCDryer-Tier1-FrontSCEDMoMH85CZ15rWtd
RB-Appl-EffCW-med-GasDHW-ElecCDryer-Tier1-Front | DEER2016 | D16v1 | 2015-05-14 08:06 | SCE | DMo | MH85 | CZ16 | rWtd | Each | 1 | 621 | None | 223 | 0.0351 | 3.97 | 142 | 0.0217 | 0.398 | 223 | 0.0351 | 3.97 | 142 | 0.0217 | 0.398 |  |  | 2 |  | RB-Appl-EffCW-med-GasDHW-ElecCDryer-Tier1-FrontSCEDMoMH85CZ16rWtd
RB-Appl-EffCW-med-GasDHW-ElecCDryer-Tier1-Front | DEER2016 | D16v1 | 2015-05-14 08:06 | SCE | MFm | 1975 | CZ05 | rWtd | Each | 1 | 474 | None | 219 | 0.0303 | 4.42 | 141 | 0.0195 | 1.15 | 219 | 0.0303 | 4.42 | 141 | 0.0195 | 1.15 |  |  | 2 |  | RB-Appl-EffCW-med-GasDHW-ElecCDryer-Tier1-FrontSCEMFm1975CZ05rWtd
RB-Appl-EffCW-med-GasDHW-ElecCDryer-Tier1-Front | DEER2016 | D16v1 | 2015-05-14 08:06 | SCE | MFm | 1975 | CZ06 | rWtd | Each | 1 | 465 | None | 221 | 0.0324 | 3.9 | 143 | 0.021 | 0.515 | 221 | 0.0324 | 3.9 | 143 | 0.021 | 0.515 |  |  | 2 |  | RB-Appl-EffCW-med-GasDHW-ElecCDryer-Tier1-FrontSCEMFm1975CZ06rWtd
RB-Appl-EffCW-med-GasDHW-ElecCDryer-Tier1-Front | DEER2016 | D16v1 | 2015-05-14 08:06 | SCE | MFm | 1975 | CZ08 | rWtd | Each | 1 | 465 | None | 223 | 0.0333 | 3.71 | 143 | 0.0205 | 0.453 | 223 | 0.0333 | 3.71 | 143 | 0.0205 | 0.453 |  |  | 2 |  | RB-Appl-EffCW-med-GasDHW-ElecCDryer-Tier1-FrontSCEMFm1975CZ08rWtd
RB-Appl-EffCW-med-GasDHW-ElecCDryer-Tier1-Front | DEER2016 | D16v1 | 2015-05-14 08:06 | SCE | MFm | 1975 | CZ09 | rWtd | Each | 1 | 544 | None | 223 | 0.0333 | 3.93 | 144 | 0.0219 | 0.236 | 223 | 0.0333 | 3.93 | 144 | 0.0219 | 0.236 |  |  | 2 |  | RB-Appl-EffCW-med-GasDHW-ElecCDryer-Tier1-FrontSCEMFm1975CZ09rWtd
RB-Appl-EffCW-med-GasDHW-ElecCDryer-Tier1-Front | DEER2016 | D16v1 | 2015-05-14 08:06 | SCE | MFm | 1975 | CZ10 | rWtd | Each | 1 | 544 | None | 224 | 0.0356 | 3.98 | 145 | 0.0234 | 0.29 | 224 | 0.0356 | 3.98 | 145 | 0.0234 | 0.29 |  |  | 2 |  | RB-Appl-EffCW-med-GasDHW-ElecCDryer-Tier1-FrontSCEMFm1975CZ10rWtd
RB-Appl-EffCW-med-GasDHW-ElecCDryer-Tier1-Front | DEER2016 | D16v1 | 2015-05-14 08:06 | SCE | MFm | 1975 | CZ13 | rWtd | Each | 1 | 487 | None | 222 | 0.0332 | 3.86 | 143 | 0.0215 | 0.326 | 222 | 0.0332 | 3.86 | 143 | 0.0215 | 0.326 |  |  | 2 |  | RB-Appl-EffCW-med-GasDHW-ElecCDryer-Tier1-FrontSCEMFm1975CZ13rWtd
RB-Appl-EffCW-med-GasDHW-ElecCDryer-Tier1-Front | DEER2016 | D16v1 | 2015-05-14 08:06 | SCE | MFm | 1975 | CZ14 | rWtd | Each | 1 | 634 | None | 230 | 0.0337 | 3.62 | 147 | 0.0214 | 0.302 | 230 | 0.0337 | 3.62 | 147 | 0.0214 | 0.302 |  |  | 2 |  | RB-Appl-EffCW-med-GasDHW-ElecCDryer-Tier1-FrontSCEMFm1975CZ14rWtd
RB-Appl-EffCW-med-GasDHW-ElecCDryer-Tier1-Front | DEER2016 | D16v1 | 2015-05-14 08:06 | SCE | MFm | 1975 | CZ15 | rWtd | Each | 1 | 634 | None | 231 | 0.0347 | 3.29 | 147 | 0.0219 | 0.401 | 231 | 0.0347 | 3.29 | 147 | 0.0219 | 0.401 |  |  | 2 |  | RB-Appl-EffCW-med-GasDHW-ElecCDryer-Tier1-FrontSCEMFm1975CZ15rWtd
RB-Appl-EffCW-med-GasDHW-ElecCDryer-Tier1-Front | DEER2016 | D16v1 | 2015-05-14 08:06 | SCE | MFm | 1975 | CZ16 | rWtd | Each | 1 | 474 | None | 219 | 0.0338 | 4.23 | 141 | 0.0205 | 0.701 | 219 | 0.0338 | 4.23 | 141 | 0.0205 | 0.701 |  |  | 2 |  | RB-Appl-EffCW-med-GasDHW-ElecCDryer-Tier1-FrontSCEMFm1975CZ16rWtd
RB-Appl-EffCW-med-GasDHW-ElecCDryer-Tier1-Front | DEER2016 | D16v1 | 2015-05-14 08:06 | SCE | MFm | 1985 | CZ05 | rWtd | Each | 1 | 512 | None | 219 | 0.0303 | 4.84 | 141 | 0.0195 | 0.693 | 219 | 0.0303 | 4.84 | 141 | 0.0195 | 0.693 |  |  | 2 |  | RB-Appl-EffCW-med-GasDHW-ElecCDryer-Tier1-FrontSCEMFm1985CZ05rWtd
RB-Appl-EffCW-med-GasDHW-ElecCDryer-Tier1-Front | DEER2016 | D16v1 | 2015-05-14 08:06 | SCE | MFm | 1985 | CZ06 | rWtd | Each | 1 | 578 | None | 220 | 0.0328 | 4.28 | 142 | 0.0214 | 0.398 | 220 | 0.0328 | 4.28 | 142 | 0.0214 | 0.398 |  |  | 2 |  | RB-Appl-EffCW-med-GasDHW-ElecCDryer-Tier1-FrontSCEMFm1985CZ06rWtd
RB-Appl-EffCW-med-GasDHW-ElecCDryer-Tier1-Front | DEER2016 | D16v1 | 2015-05-14 08:06 | SCE | MFm | 1985 | CZ08 | rWtd | Each | 1 | 578 | None | 221 | 0.032 | 4.18 | 143 | 0.0201 | 0.408 | 221 | 0.032 | 4.18 | 143 | 0.0201 | 0.408 |  |  | 2 |  | RB-Appl-EffCW-med-GasDHW-ElecCDryer-Tier1-FrontSCEMFm1985CZ08rWtd
RB-Appl-EffCW-med-GasDHW-ElecCDryer-Tier1-Front | DEER2016 | D16v1 | 2015-05-14 08:06 | SCE | MFm | 1985 | CZ09 | rWtd | Each | 1 | 648 | None | 226 | 0.0332 | 3.94 | 144 | 0.0211 | 0.539 | 226 | 0.0332 | 3.94 | 144 | 0.0211 | 0.539 |  |  | 2 |  | RB-Appl-EffCW-med-GasDHW-ElecCDryer-Tier1-FrontSCEMFm1985CZ09rWtd
RB-Appl-EffCW-med-GasDHW-ElecCDryer-Tier1-Front | DEER2016 | D16v1 | 2015-05-14 08:06 | SCE | MFm | 1985 | CZ10 | rWtd | Each | 1 | 648 | None | 225 | 0.0351 | 3.94 | 144 | 0.0225 | 0.572 | 225 | 0.0351 | 3.94 | 144 | 0.0225 | 0.572 |  |  | 2 |  | RB-Appl-EffCW-med-GasDHW-ElecCDryer-Tier1-FrontSCEMFm1985CZ10rWtd
RB-Appl-EffCW-med-GasDHW-ElecCDryer-Tier1-Front | DEER2016 | D16v1 | 2015-05-14 08:06 | SCE | MFm | 1985 | CZ13 | rWtd | Each | 1 | 512 | None | 222 | 0.0327 | 3.95 | 143 | 0.0215 | 0.388 | 222 | 0.0327 | 3.95 | 143 | 0.0215 | 0.388 |  |  | 2 |  | RB-Appl-EffCW-med-GasDHW-ElecCDryer-Tier1-FrontSCEMFm1985CZ13rWtd
RB-Appl-EffCW-med-GasDHW-ElecCDryer-Tier1-Front | DEER2016 | D16v1 | 2015-05-14 08:06 | SCE | MFm | 1985 | CZ14 | rWtd | Each | 1 | 630 | None | 229 | 0.0342 | 3.67 | 147 | 0.0217 | 0.331 | 229 | 0.0342 | 3.67 | 147 | 0.0217 | 0.331 |  |  | 2 |  | RB-Appl-EffCW-med-GasDHW-ElecCDryer-Tier1-FrontSCEMFm1985CZ14rWtd
RB-Appl-EffCW-med-GasDHW-ElecCDryer-Tier1-Front | DEER2016 | D16v1 | 2015-05-14 08:06 | SCE | MFm | 1985 | CZ15 | rWtd | Each | 1 | 630 | None | 231 | 0.0346 | 3.32 | 147 | 0.022 | 0.411 | 231 | 0.0346 | 3.32 | 147 | 0.022 | 0.411 |  |  | 2 |  | RB-Appl-EffCW-med-GasDHW-ElecCDryer-Tier1-FrontSCEMFm1985CZ15rWtd
RB-Appl-EffCW-med-GasDHW-ElecCDryer-Tier1-Front | DEER2016 | D16v1 | 2015-05-14 08:06 | SCE | MFm | 1985 | CZ16 | rWtd | Each | 1 | 512 | None | 222 | 0.0316 | 4.53 | 143 | 0.0206 | 0.385 | 222 | 0.0316 | 4.53 | 143 | 0.0206 | 0.385 |  |  | 2 |  | RB-Appl-EffCW-med-GasDHW-ElecCDryer-Tier1-FrontSCEMFm1985CZ16rWtd
RB-Appl-EffCW-med-GasDHW-ElecCDryer-Tier1-Front | DEER2016 | D16v1 | 2015-05-14 08:06 | SCE | MFm | 1996 | CZ05 | rWtd | Each | 1 | 432 | None | 219 | 0.0303 | 4.31 | 141 | 0.0196 | 0.343 | 219 | 0.0303 | 4.31 | 141 | 0.0196 | 0.343 |  |  | 2 |  | RB-Appl-EffCW-med-GasDHW-ElecCDryer-Tier1-FrontSCEMFm1996CZ05rWtd
RB-Appl-EffCW-med-GasDHW-ElecCDryer-Tier1-Front | DEER2016 | D16v1 | 2015-05-14 08:06 | SCE | MFm | 1996 | CZ06 | rWtd | Each | 1 | 518 | None | 221 | 0.0319 | 4.03 | 142 | 0.0205 | 0.614 | 221 | 0.0319 | 4.03 | 142 | 0.0205 | 0.614 |  |  | 2 |  | RB-Appl-EffCW-med-GasDHW-ElecCDryer-Tier1-FrontSCEMFm1996CZ06rWtd
RB-Appl-EffCW-med-GasDHW-ElecCDryer-Tier1-Front | DEER2016 | D16v1 | 2015-05-14 08:06 | SCE | MFm | 1996 | CZ08 | rWtd | Each | 1 | 518 | None | 223 | 0.0321 | 3.92 | 143 | 0.0201 | 0.563 | 223 | 0.0321 | 3.92 | 143 | 0.0201 | 0.563 |  |  | 2 |  | RB-Appl-EffCW-med-GasDHW-ElecCDryer-Tier1-FrontSCEMFm1996CZ08rWtd
RB-Appl-EffCW-med-GasDHW-ElecCDryer-Tier1-Front | DEER2016 | D16v1 | 2015-05-14 08:06 | SCE | MFm | 1996 | CZ09 | rWtd | Each | 1 | 487 | None | 224 | 0.0325 | 4.15 | 145 | 0.0211 | 0.515 | 224 | 0.0325 | 4.15 | 145 | 0.0211 | 0.515 |  |  | 2 |  | RB-Appl-EffCW-med-GasDHW-ElecCDryer-Tier1-FrontSCEMFm1996CZ09rWtd
RB-Appl-EffCW-med-GasDHW-ElecCDryer-Tier1-Front | DEER2016 | D16v1 | 2015-05-14 08:06 | SCE | MFm | 1996 | CZ10 | rWtd | Each | 1 | 487 | None | 222 | 0.0351 | 4.03 | 143 | 0.0228 | 0.438 | 222 | 0.0351 | 4.03 | 143 | 0.0228 | 0.438 |  |  | 2 |  | RB-Appl-EffCW-med-GasDHW-ElecCDryer-Tier1-FrontSCEMFm1996CZ10rWtd
RB-Appl-EffCW-med-GasDHW-ElecCDryer-Tier1-Front | DEER2016 | D16v1 | 2015-05-14 08:06 | SCE | MFm | 1996 | CZ13 | rWtd | Each | 1 | 456 | None | 223 | 0.0337 | 3.71 | 144 | 0.0223 | 0.221 | 223 | 0.0337 | 3.71 | 144 | 0.0223 | 0.221 |  |  | 2 |  | RB-Appl-EffCW-med-GasDHW-ElecCDryer-Tier1-FrontSCEMFm1996CZ13rWtd
RB-Appl-EffCW-med-GasDHW-ElecCDryer-Tier1-Front | DEER2016 | D16v1 | 2015-05-14 08:06 | SCE | MFm | 1996 | CZ14 | rWtd | Each | 1 | 480 | None | 227 | 0.032 | 4.18 | 147 | 0.0207 | 0.494 | 227 | 0.032 | 4.18 | 147 | 0.0207 | 0.494 |  |  | 2 |  | RB-Appl-EffCW-med-GasDHW-ElecCDryer-Tier1-FrontSCEMFm1996CZ14rWtd
RB-Appl-EffCW-med-GasDHW-ElecCDryer-Tier1-Front | DEER2016 | D16v1 | 2015-05-14 08:06 | SCE | MFm | 1996 | CZ15 | rWtd | Each | 1 | 480 | None | 225 | 0.0336 | 3.33 | 146 | 0.0219 | 0.332 | 225 | 0.0336 | 3.33 | 146 | 0.0219 | 0.332 |  |  | 2 |  | RB-Appl-EffCW-med-GasDHW-ElecCDryer-Tier1-FrontSCEMFm1996CZ15rWtd
RB-Appl-EffCW-med-GasDHW-ElecCDryer-Tier1-Front | DEER2016 | D16v1 | 2015-05-14 08:06 | SCE | MFm | 1996 | CZ16 | rWtd | Each | 1 | 432 | None | 223 | 0.0322 | 4.28 | 144 | 0.021 | 0.211 | 223 | 0.0322 | 4.28 | 144 | 0.021 | 0.211 |  |  | 2 |  | RB-Appl-EffCW-med-GasDHW-ElecCDryer-Tier1-FrontSCEMFm1996CZ16rWtd
RB-Appl-EffCW-med-GasDHW-ElecCDryer-Tier1-Front | DEER2016 | D16v1 | 2015-05-14 08:06 | SCE | MFm | 2003 | CZ05 | rWtd | Each | 1 | 441 | None | 219 | 0.0303 | 4.29 | 141 | 0.0195 | 0.919 | 219 | 0.0303 | 4.29 | 141 | 0.0195 | 0.919 |  |  | 2 |  | RB-Appl-EffCW-med-GasDHW-ElecCDryer-Tier1-FrontSCEMFm2003CZ05rWtd
RB-Appl-EffCW-med-GasDHW-ElecCDryer-Tier1-Front | DEER2016 | D16v1 | 2015-05-14 08:06 | SCE | MFm | 2003 | CZ06 | rWtd | Each | 1 | 538 | None | 220 | 0.032 | 4.1 | 142 | 0.0206 | 0.672 | 220 | 0.032 | 4.1 | 142 | 0.0206 | 0.672 |  |  | 2 |  | RB-Appl-EffCW-med-GasDHW-ElecCDryer-Tier1-FrontSCEMFm2003CZ06rWtd
RB-Appl-EffCW-med-GasDHW-ElecCDryer-Tier1-Front | DEER2016 | D16v1 | 2015-05-14 08:06 | SCE | MFm | 2003 | CZ08 | rWtd | Each | 1 | 538 | None | 222 | 0.0321 | 3.93 | 142 | 0.0209 | 0.589 | 222 | 0.0321 | 3.93 | 142 | 0.0209 | 0.589 |  |  | 2 |  | RB-Appl-EffCW-med-GasDHW-ElecCDryer-Tier1-FrontSCEMFm2003CZ08rWtd
RB-Appl-EffCW-med-GasDHW-ElecCDryer-Tier1-Front | DEER2016 | D16v1 | 2015-05-14 08:06 | SCE | MFm | 2003 | CZ09 | rWtd | Each | 1 | 499 | None | 224 | 0.0329 | 3.75 | 143 | 0.0208 | 0.489 | 224 | 0.0329 | 3.75 | 143 | 0.0208 | 0.489 |  |  | 2 |  | RB-Appl-EffCW-med-GasDHW-ElecCDryer-Tier1-FrontSCEMFm2003CZ09rWtd
RB-Appl-EffCW-med-GasDHW-ElecCDryer-Tier1-Front | DEER2016 | D16v1 | 2015-05-14 08:06 | SCE | MFm | 2003 | CZ10 | rWtd | Each | 1 | 474 | None | 223 | 0.0333 | 3.93 | 142 | 0.0204 | 0.639 | 223 | 0.0333 | 3.93 | 142 | 0.0204 | 0.639 |  |  | 2 |  | RB-Appl-EffCW-med-GasDHW-ElecCDryer-Tier1-FrontSCEMFm2003CZ10rWtd
RB-Appl-EffCW-med-GasDHW-ElecCDryer-Tier1-Front | DEER2016 | D16v1 | 2015-05-14 08:06 | SCE | MFm | 2003 | CZ13 | rWtd | Each | 1 | 474 | None | 223 | 0.0328 | 3.86 | 142 | 0.0203 | 0.641 | 223 | 0.0328 | 3.86 | 142 | 0.0203 | 0.641 |  |  | 2 |  | RB-Appl-EffCW-med-GasDHW-ElecCDryer-Tier1-FrontSCEMFm2003CZ13rWtd
RB-Appl-EffCW-med-GasDHW-ElecCDryer-Tier1-Front | DEER2016 | D16v1 | 2015-05-14 08:06 | SCE | MFm | 2003 | CZ14 | rWtd | Each | 1 | 487 | None | 227 | 0.032 | 4.17 | 146 | 0.0207 | 0.491 | 227 | 0.032 | 4.17 | 146 | 0.0207 | 0.491 |  |  | 2 |  | RB-Appl-EffCW-med-GasDHW-ElecCDryer-Tier1-FrontSCEMFm2003CZ14rWtd
RB-Appl-EffCW-med-GasDHW-ElecCDryer-Tier1-Front | DEER2016 | D16v1 | 2015-05-14 08:06 | SCE | MFm | 2003 | CZ15 | rWtd | Each | 1 | 487 | None | 224 | 0.0332 | 3.33 | 145 | 0.0216 | 0.333 | 224 | 0.0332 | 3.33 | 145 | 0.0216 | 0.333 |  |  | 2 |  | RB-Appl-EffCW-med-GasDHW-ElecCDryer-Tier1-FrontSCEMFm2003CZ15rWtd
RB-Appl-EffCW-med-GasDHW-ElecCDryer-Tier1-Front | DEER2016 | D16v1 | 2015-05-14 08:06 | SCE | MFm | 2003 | CZ16 | rWtd | Each | 1 | 441 | None | 223 | 0.032 | 4.29 | 143 | 0.0201 | 0.647 | 223 | 0.032 | 4.29 | 143 | 0.0201 | 0.647 |  |  | 2 |  | RB-Appl-EffCW-med-GasDHW-ElecCDryer-Tier1-FrontSCEMFm2003CZ16rWtd
RB-Appl-EffCW-med-GasDHW-ElecCDryer-Tier1-Front | DEER2016 | D16v1 | 2015-05-14 08:06 | SCE | MFm | 2007 | CZ05 | rWtd | Each | 1 | 441 | None | 219 | 0.0303 | 4.39 | 141 | 0.0196 | 0.927 | 219 | 0.0303 | 4.39 | 141 | 0.0196 | 0.927 |  |  | 2 |  | RB-Appl-EffCW-med-GasDHW-ElecCDryer-Tier1-FrontSCEMFm2007CZ05rWtd
RB-Appl-EffCW-med-GasDHW-ElecCDryer-Tier1-Front | DEER2016 | D16v1 | 2015-05-14 08:06 | SCE | MFm | 2007 | CZ06 | rWtd | Each | 1 | 538 | None | 220 | 0.0312 | 4.12 | 142 | 0.0203 | 0.682 | 220 | 0.0312 | 4.12 | 142 | 0.0203 | 0.682 |  |  | 2 |  | RB-Appl-EffCW-med-GasDHW-ElecCDryer-Tier1-FrontSCEMFm2007CZ06rWtd
RB-Appl-EffCW-med-GasDHW-ElecCDryer-Tier1-Front | DEER2016 | D16v1 | 2015-05-14 08:06 | SCE | MFm | 2007 | CZ08 | rWtd | Each | 1 | 538 | None | 223 | 0.0315 | 3.98 | 143 | 0.0201 | 0.621 | 223 | 0.0315 | 3.98 | 143 | 0.0201 | 0.621 |  |  | 2 |  | RB-Appl-EffCW-med-GasDHW-ElecCDryer-Tier1-FrontSCEMFm2007CZ08rWtd
RB-Appl-EffCW-med-GasDHW-ElecCDryer-Tier1-Front | DEER2016 | D16v1 | 2015-05-14 08:06 | SCE | MFm | 2007 | CZ09 | rWtd | Each | 1 | 499 | None | 223 | 0.0328 | 3.8 | 143 | 0.0208 | 0.491 | 223 | 0.0328 | 3.8 | 143 | 0.0208 | 0.491 |  |  | 2 |  | RB-Appl-EffCW-med-GasDHW-ElecCDryer-Tier1-FrontSCEMFm2007CZ09rWtd
RB-Appl-EffCW-med-GasDHW-ElecCDryer-Tier1-Front | DEER2016 | D16v1 | 2015-05-14 08:06 | SCE | MFm | 2007 | CZ10 | rWtd | Each | 1 | 474 | None | 222 | 0.0323 | 4 | 141 | 0.0201 | 0.681 | 222 | 0.0323 | 4 | 141 | 0.0201 | 0.681 |  |  | 2 |  | RB-Appl-EffCW-med-GasDHW-ElecCDryer-Tier1-FrontSCEMFm2007CZ10rWtd
RB-Appl-EffCW-med-GasDHW-ElecCDryer-Tier1-Front | DEER2016 | D16v1 | 2015-05-14 08:06 | SCE | MFm | 2007 | CZ13 | rWtd | Each | 1 | 474 | None | 223 | 0.0321 | 3.82 | 142 | 0.0202 | 0.622 | 223 | 0.0321 | 3.82 | 142 | 0.0202 | 0.622 |  |  | 2 |  | RB-Appl-EffCW-med-GasDHW-ElecCDryer-Tier1-FrontSCEMFm2007CZ13rWtd
RB-Appl-EffCW-med-GasDHW-ElecCDryer-Tier1-Front | DEER2016 | D16v1 | 2015-05-14 08:06 | SCE | MFm | 2007 | CZ14 | rWtd | Each | 1 | 487 | None | 225 | 0.032 | 4.18 | 145 | 0.0207 | 0.488 | 225 | 0.032 | 4.18 | 145 | 0.0207 | 0.488 |  |  | 2 |  | RB-Appl-EffCW-med-GasDHW-ElecCDryer-Tier1-FrontSCEMFm2007CZ14rWtd
RB-Appl-EffCW-med-GasDHW-ElecCDryer-Tier1-Front | DEER2016 | D16v1 | 2015-05-14 08:06 | SCE | MFm | 2007 | CZ15 | rWtd | Each | 1 | 487 | None | 224 | 0.0327 | 3.34 | 144 | 0.0212 | 0.347 | 224 | 0.0327 | 3.34 | 144 | 0.0212 | 0.347 |  |  | 2 |  | RB-Appl-EffCW-med-GasDHW-ElecCDryer-Tier1-FrontSCEMFm2007CZ15rWtd
RB-Appl-EffCW-med-GasDHW-ElecCDryer-Tier1-Front | DEER2016 | D16v1 | 2015-05-14 08:06 | SCE | MFm | 2007 | CZ16 | rWtd | Each | 1 | 441 | None | 224 | 0.0318 | 4.47 | 144 | 0.02 | 0.759 | 224 | 0.0318 | 4.47 | 144 | 0.02 | 0.759 |  |  | 2 |  | RB-Appl-EffCW-med-GasDHW-ElecCDryer-Tier1-FrontSCEMFm2007CZ16rWtd
RB-Appl-EffCW-med-GasDHW-ElecCDryer-Tier1-Front | DEER2016 | D16v1 | 2015-05-14 08:06 | SCE | MFm | 2011 | CZ05 | rWtd | Each | 1 | 441 | None | 219 | 0.0303 | 4.35 | 141 | 0.0195 | 0.874 | 219 | 0.0303 | 4.35 | 141 | 0.0195 | 0.874 |  |  | 2 |  | RB-Appl-EffCW-med-GasDHW-ElecCDryer-Tier1-FrontSCEMFm2011CZ05rWtd
RB-Appl-EffCW-med-GasDHW-ElecCDryer-Tier1-Front | DEER2016 | D16v1 | 2015-05-14 08:06 | SCE | MFm | 2011 | CZ06 | rWtd | Each | 1 | 538 | None | 220 | 0.0311 | 4.08 | 142 | 0.02 | 0.641 | 220 | 0.0311 | 4.08 | 142 | 0.02 | 0.641 |  |  | 2 |  | RB-Appl-EffCW-med-GasDHW-ElecCDryer-Tier1-FrontSCEMFm2011CZ06rWtd
RB-Appl-EffCW-med-GasDHW-ElecCDryer-Tier1-Front | DEER2016 | D16v1 | 2015-05-14 08:06 | SCE | MFm | 2011 | CZ08 | rWtd | Each | 1 | 538 | None | 223 | 0.0318 | 4 | 143 | 0.0202 | 0.592 | 223 | 0.0318 | 4 | 143 | 0.0202 | 0.592 |  |  | 2 |  | RB-Appl-EffCW-med-GasDHW-ElecCDryer-Tier1-FrontSCEMFm2011CZ08rWtd
RB-Appl-EffCW-med-GasDHW-ElecCDryer-Tier1-Front | DEER2016 | D16v1 | 2015-05-14 08:06 | SCE | MFm | 2011 | CZ09 | rWtd | Each | 1 | 499 | None | 223 | 0.0329 | 3.85 | 143 | 0.0209 | 0.488 | 223 | 0.0329 | 3.85 | 143 | 0.0209 | 0.488 |  |  | 2 |  | RB-Appl-EffCW-med-GasDHW-ElecCDryer-Tier1-FrontSCEMFm2011CZ09rWtd
RB-Appl-EffCW-med-GasDHW-ElecCDryer-Tier1-Front | DEER2016 | D16v1 | 2015-05-14 08:06 | SCE | MFm | 2011 | CZ10 | rWtd | Each | 1 | 474 | None | 223 | 0.0324 | 4 | 141 | 0.0202 | 0.643 | 223 | 0.0324 | 4 | 141 | 0.0202 | 0.643 |  |  | 2 |  | RB-Appl-EffCW-med-GasDHW-ElecCDryer-Tier1-FrontSCEMFm2011CZ10rWtd
RB-Appl-EffCW-med-GasDHW-ElecCDryer-Tier1-Front | DEER2016 | D16v1 | 2015-05-14 08:06 | SCE | MFm | 2011 | CZ13 | rWtd | Each | 1 | 474 | None | 224 | 0.0321 | 3.86 | 142 | 0.0202 | 0.619 | 224 | 0.0321 | 3.86 | 142 | 0.0202 | 0.619 |  |  | 2 |  | RB-Appl-EffCW-med-GasDHW-ElecCDryer-Tier1-FrontSCEMFm2011CZ13rWtd
RB-Appl-EffCW-med-GasDHW-ElecCDryer-Tier1-Front | DEER2016 | D16v1 | 2015-05-14 08:06 | SCE | MFm | 2011 | CZ14 | rWtd | Each | 1 | 487 | None | 226 | 0.0322 | 4.2 | 146 | 0.0207 | 0.509 | 226 | 0.0322 | 4.2 | 146 | 0.0207 | 0.509 |  |  | 2 |  | RB-Appl-EffCW-med-GasDHW-ElecCDryer-Tier1-FrontSCEMFm2011CZ14rWtd
RB-Appl-EffCW-med-GasDHW-ElecCDryer-Tier1-Front | DEER2016 | D16v1 | 2015-05-14 08:06 | SCE | MFm | 2011 | CZ15 | rWtd | Each | 1 | 487 | None | 224 | 0.0328 | 3.33 | 144 | 0.0213 | 0.342 | 224 | 0.0328 | 3.33 | 144 | 0.0213 | 0.342 |  |  | 2 |  | RB-Appl-EffCW-med-GasDHW-ElecCDryer-Tier1-FrontSCEMFm2011CZ15rWtd
RB-Appl-EffCW-med-GasDHW-ElecCDryer-Tier1-Front | DEER2016 | D16v1 | 2015-05-14 08:06 | SCE | MFm | 2011 | CZ16 | rWtd | Each | 1 | 441 | None | 224 | 0.0318 | 4.53 | 143 | 0.0202 | 0.774 | 224 | 0.0318 | 4.53 | 143 | 0.0202 | 0.774 |  |  | 2 |  | RB-Appl-EffCW-med-GasDHW-ElecCDryer-Tier1-FrontSCEMFm2011CZ16rWtd
RB-Appl-EffCW-med-GasDHW-ElecCDryer-Tier1-Front | DEER2016 | D16v1 | 2015-05-14 08:06 | SCE | MFm | 2014 | CZ05 | rWtd | Each | 1 | 441 | None | 219 | 0.0304 | 4.5 | 141 | 0.0196 | 0.814 | 219 | 0.0304 | 4.5 | 141 | 0.0196 | 0.814 |  |  | 2 |  | RB-Appl-EffCW-med-GasDHW-ElecCDryer-Tier1-FrontSCEMFm2014CZ05rWtd
RB-Appl-EffCW-med-GasDHW-ElecCDryer-Tier1-Front | DEER2016 | D16v1 | 2015-05-14 08:06 | SCE | MFm | 2014 | CZ06 | rWtd | Each | 1 | 538 | None | 220 | 0.0319 | 4.07 | 141 | 0.0197 | 0.603 | 220 | 0.0319 | 4.07 | 141 | 0.0197 | 0.603 |  |  | 2 |  | RB-Appl-EffCW-med-GasDHW-ElecCDryer-Tier1-FrontSCEMFm2014CZ06rWtd
RB-Appl-EffCW-med-GasDHW-ElecCDryer-Tier1-Front | DEER2016 | D16v1 | 2015-05-14 08:06 | SCE | MFm | 2014 | CZ08 | rWtd | Each | 1 | 538 | None | 223 | 0.032 | 4 | 143 | 0.0202 | 0.558 | 223 | 0.032 | 4 | 143 | 0.0202 | 0.558 |  |  | 2 |  | RB-Appl-EffCW-med-GasDHW-ElecCDryer-Tier1-FrontSCEMFm2014CZ08rWtd
RB-Appl-EffCW-med-GasDHW-ElecCDryer-Tier1-Front | DEER2016 | D16v1 | 2015-05-14 08:06 | SCE | MFm | 2014 | CZ09 | rWtd | Each | 1 | 499 | None | 224 | 0.0334 | 3.85 | 142 | 0.0211 | 0.476 | 224 | 0.0334 | 3.85 | 142 | 0.0211 | 0.476 |  |  | 2 |  | RB-Appl-EffCW-med-GasDHW-ElecCDryer-Tier1-FrontSCEMFm2014CZ09rWtd
RB-Appl-EffCW-med-GasDHW-ElecCDryer-Tier1-Front | DEER2016 | D16v1 | 2015-05-14 08:06 | SCE | MFm | 2014 | CZ10 | rWtd | Each | 1 | 474 | None | 223 | 0.0327 | 3.98 | 141 | 0.0205 | 0.598 | 223 | 0.0327 | 3.98 | 141 | 0.0205 | 0.598 |  |  | 2 |  | RB-Appl-EffCW-med-GasDHW-ElecCDryer-Tier1-FrontSCEMFm2014CZ10rWtd
RB-Appl-EffCW-med-GasDHW-ElecCDryer-Tier1-Front | DEER2016 | D16v1 | 2015-05-14 08:06 | SCE | MFm | 2014 | CZ13 | rWtd | Each | 1 | 474 | None | 224 | 0.0318 | 3.84 | 142 | 0.0196 | 0.594 | 224 | 0.0318 | 3.84 | 142 | 0.0196 | 0.594 |  |  | 2 |  | RB-Appl-EffCW-med-GasDHW-ElecCDryer-Tier1-FrontSCEMFm2014CZ13rWtd
RB-Appl-EffCW-med-GasDHW-ElecCDryer-Tier1-Front | DEER2016 | D16v1 | 2015-05-14 08:06 | SCE | MFm | 2014 | CZ14 | rWtd | Each | 1 | 487 | None | 225 | 0.0323 | 4.17 | 145 | 0.0208 | 0.486 | 225 | 0.0323 | 4.17 | 145 | 0.0208 | 0.486 |  |  | 2 |  | RB-Appl-EffCW-med-GasDHW-ElecCDryer-Tier1-FrontSCEMFm2014CZ14rWtd
RB-Appl-EffCW-med-GasDHW-ElecCDryer-Tier1-Front | DEER2016 | D16v1 | 2015-05-14 08:06 | SCE | MFm | 2014 | CZ15 | rWtd | Each | 1 | 487 | None | 224 | 0.0331 | 3.33 | 144 | 0.0215 | 0.335 | 224 | 0.0331 | 3.33 | 144 | 0.0215 | 0.335 |  |  | 2 |  | RB-Appl-EffCW-med-GasDHW-ElecCDryer-Tier1-FrontSCEMFm2014CZ15rWtd
RB-Appl-EffCW-med-GasDHW-ElecCDryer-Tier1-Front | DEER2016 | D16v1 | 2015-05-14 08:06 | SCE | MFm | 2014 | CZ16 | rWtd | Each | 1 | 441 | None | 223 | 0.0324 | 4.39 | 143 | 0.0202 | 0.707 | 223 | 0.0324 | 4.39 | 143 | 0.0202 | 0.707 |  |  | 2 |  | RB-Appl-EffCW-med-GasDHW-ElecCDryer-Tier1-FrontSCEMFm2014CZ16rWtd
RB-Appl-EffCW-med-GasDHW-ElecCDryer-Tier1-Front | DEER2016 | D16v1 | 2015-05-14 08:07 | SCE | MFm | Ex | CZ05 | rWtd | Each | 1 | 474 | None | 219 | 0.0303 | 4.42 | 141 | 0.0195 | 1.15 | 219 | 0.0303 | 4.42 | 141 | 0.0195 | 1.15 |  |  | 2 |  | RB-Appl-EffCW-med-GasDHW-ElecCDryer-Tier1-FrontSCEMFmExCZ05rWtd
RB-Appl-EffCW-med-GasDHW-ElecCDryer-Tier1-Front | DEER2016 | D16v1 | 2015-05-14 08:07 | SCE | MFm | Ex | CZ06 | rWtd | Each | 1 | 502 | None | 221 | 0.0324 | 4.02 | 142 | 0.021 | 0.499 | 221 | 0.0324 | 4.02 | 142 | 0.021 | 0.499 |  |  | 2 |  | RB-Appl-EffCW-med-GasDHW-ElecCDryer-Tier1-FrontSCEMFmExCZ06rWtd
RB-Appl-EffCW-med-GasDHW-ElecCDryer-Tier1-Front | DEER2016 | D16v1 | 2015-05-14 08:07 | SCE | MFm | Ex | CZ08 | rWtd | Each | 1 | 511 | None | 222 | 0.0327 | 3.9 | 143 | 0.0204 | 0.458 | 222 | 0.0327 | 3.9 | 143 | 0.0204 | 0.458 |  |  | 2 |  | RB-Appl-EffCW-med-GasDHW-ElecCDryer-Tier1-FrontSCEMFmExCZ08rWtd
RB-Appl-EffCW-med-GasDHW-ElecCDryer-Tier1-Front | DEER2016 | D16v1 | 2015-05-14 08:07 | SCE | MFm | Ex | CZ09 | rWtd | Each | 1 | 571 | None | 224 | 0.0332 | 3.93 | 144 | 0.0215 | 0.369 | 224 | 0.0332 | 3.93 | 144 | 0.0215 | 0.369 |  |  | 2 |  | RB-Appl-EffCW-med-GasDHW-ElecCDryer-Tier1-FrontSCEMFmExCZ09rWtd
RB-Appl-EffCW-med-GasDHW-ElecCDryer-Tier1-Front | DEER2016 | D16v1 | 2015-05-14 08:07 | SCE | MFm | Ex | CZ10 | rWtd | Each | 1 | 586 | None | 224 | 0.0354 | 3.97 | 145 | 0.023 | 0.413 | 224 | 0.0354 | 3.97 | 145 | 0.023 | 0.413 |  |  | 2 |  | RB-Appl-EffCW-med-GasDHW-ElecCDryer-Tier1-FrontSCEMFmExCZ10rWtd
RB-Appl-EffCW-med-GasDHW-ElecCDryer-Tier1-Front | DEER2016 | D16v1 | 2015-05-14 08:07 | SCE | MFm | Ex | CZ13 | rWtd | Each | 1 | 490 | None | 222 | 0.0331 | 3.87 | 143 | 0.0215 | 0.349 | 222 | 0.0331 | 3.87 | 143 | 0.0215 | 0.349 |  |  | 2 |  | RB-Appl-EffCW-med-GasDHW-ElecCDryer-Tier1-FrontSCEMFmExCZ13rWtd
RB-Appl-EffCW-med-GasDHW-ElecCDryer-Tier1-Front | DEER2016 | D16v1 | 2015-05-14 08:07 | SCE | MFm | Ex | CZ14 | rWtd | Each | 1 | 624 | None | 229 | 0.0339 | 3.67 | 147 | 0.0215 | 0.328 | 229 | 0.0339 | 3.67 | 147 | 0.0215 | 0.328 |  |  | 2 |  | RB-Appl-EffCW-med-GasDHW-ElecCDryer-Tier1-FrontSCEMFmExCZ14rWtd
RB-Appl-EffCW-med-GasDHW-ElecCDryer-Tier1-Front | DEER2016 | D16v1 | 2015-05-14 08:07 | SCE | MFm | Ex | CZ15 | rWtd | Each | 1 | 621 | None | 231 | 0.0346 | 3.31 | 147 | 0.0219 | 0.4 | 231 | 0.0346 | 3.31 | 147 | 0.0219 | 0.4 |  |  | 2 |  | RB-Appl-EffCW-med-GasDHW-ElecCDryer-Tier1-FrontSCEMFmExCZ15rWtd
RB-Appl-EffCW-med-GasDHW-ElecCDryer-Tier1-Front | DEER2016 | D16v1 | 2015-05-14 08:07 | SCE | MFm | Ex | CZ16 | rWtd | Each | 1 | 491 | None | 221 | 0.0327 | 4.38 | 142 | 0.0206 | 0.524 | 221 | 0.0327 | 4.38 | 142 | 0.0206 | 0.524 |  |  | 2 |  | RB-Appl-EffCW-med-GasDHW-ElecCDryer-Tier1-FrontSCEMFmExCZ16rWtd
RB-Appl-EffCW-med-GasDHW-ElecCDryer-Tier1-Front | DEER2016 | D16v1 | 2015-05-14 08:07 | SCE | MFm | Ex | IOU | rWtd | Each | 1 | 535 | None | 223 | 0.033 | 3.93 | 143 | 0.0212 | 0.444 | 223 | 0.033 | 3.93 | 143 | 0.0212 | 0.444 |  |  | 2 |  | RB-Appl-EffCW-med-GasDHW-ElecCDryer-Tier1-FrontSCEMFmExIOUrWtd
RB-Appl-EffCW-med-GasDHW-ElecCDryer-Tier1-Front | DEER2016 | D16v1 | 2015-05-14 08:06 | SCE | SFm | 1975 | CZ05 | rWtd | Each | 1 | 796 | None | 272 | 0.036 | 5.4 | 175 | 0.0217 | 0.507 | 272 | 0.036 | 5.4 | 175 | 0.0217 | 0.507 |  |  | 2 |  | RB-Appl-EffCW-med-GasDHW-ElecCDryer-Tier1-FrontSCESFm1975CZ05rWtd
RB-Appl-EffCW-med-GasDHW-ElecCDryer-Tier1-Front | DEER2016 | D16v1 | 2015-05-14 08:06 | SCE | SFm | 1975 | CZ06 | rWtd | Each | 1 | 764 | None | 274 | 0.0392 | 5.64 | 177 | 0.025 | 1.31 | 274 | 0.0392 | 5.64 | 177 | 0.025 | 1.31 |  |  | 2 |  | RB-Appl-EffCW-med-GasDHW-ElecCDryer-Tier1-FrontSCESFm1975CZ06rWtd
RB-Appl-EffCW-med-GasDHW-ElecCDryer-Tier1-Front | DEER2016 | D16v1 | 2015-05-14 08:06 | SCE | SFm | 1975 | CZ08 | rWtd | Each | 1 | 764 | None | 275 | 0.0397 | 4.98 | 178 | 0.0252 | 0.93 | 275 | 0.0397 | 4.98 | 178 | 0.0252 | 0.93 |  |  | 2 |  | RB-Appl-EffCW-med-GasDHW-ElecCDryer-Tier1-FrontSCESFm1975CZ08rWtd
RB-Appl-EffCW-med-GasDHW-ElecCDryer-Tier1-Front | DEER2016 | D16v1 | 2015-05-14 08:06 | SCE | SFm | 1975 | CZ09 | rWtd | Each | 1 | 818 | None | 280 | 0.0419 | 4.61 | 180 | 0.0266 | 0.62 | 280 | 0.0419 | 4.61 | 180 | 0.0266 | 0.62 |  |  | 2 |  | RB-Appl-EffCW-med-GasDHW-ElecCDryer-Tier1-FrontSCESFm1975CZ09rWtd
RB-Appl-EffCW-med-GasDHW-ElecCDryer-Tier1-Front | DEER2016 | D16v1 | 2015-05-14 08:06 | SCE | SFm | 1975 | CZ10 | rWtd | Each | 1 | 818 | None | 277 | 0.0445 | 4.59 | 177 | 0.0276 | 0.622 | 277 | 0.0445 | 4.59 | 177 | 0.0276 | 0.622 |  |  | 2 |  | RB-Appl-EffCW-med-GasDHW-ElecCDryer-Tier1-FrontSCESFm1975CZ10rWtd
RB-Appl-EffCW-med-GasDHW-ElecCDryer-Tier1-Front | DEER2016 | D16v1 | 2015-05-14 08:06 | SCE | SFm | 1975 | CZ13 | rWtd | Each | 1 | 764 | None | 281 | 0.0469 | 4.18 | 180 | 0.0294 | 0.394 | 281 | 0.0469 | 4.18 | 180 | 0.0294 | 0.394 |  |  | 2 |  | RB-Appl-EffCW-med-GasDHW-ElecCDryer-Tier1-FrontSCESFm1975CZ13rWtd
RB-Appl-EffCW-med-GasDHW-ElecCDryer-Tier1-Front | DEER2016 | D16v1 | 2015-05-14 08:06 | SCE | SFm | 1975 | CZ14 | rWtd | Each | 1 | 778 | None | 288 | 0.0452 | 4.43 | 181 | 0.0274 | 0.444 | 288 | 0.0452 | 4.43 | 181 | 0.0274 | 0.444 |  |  | 2 |  | RB-Appl-EffCW-med-GasDHW-ElecCDryer-Tier1-FrontSCESFm1975CZ14rWtd
RB-Appl-EffCW-med-GasDHW-ElecCDryer-Tier1-Front | DEER2016 | D16v1 | 2015-05-14 08:06 | SCE | SFm | 1975 | CZ15 | rWtd | Each | 1 | 778 | None | 289 | 0.0459 | 3.87 | 185 | 0.0292 | 0.453 | 289 | 0.0459 | 3.87 | 185 | 0.0292 | 0.453 |  |  | 2 |  | RB-Appl-EffCW-med-GasDHW-ElecCDryer-Tier1-FrontSCESFm1975CZ15rWtd
RB-Appl-EffCW-med-GasDHW-ElecCDryer-Tier1-Front | DEER2016 | D16v1 | 2015-05-14 08:06 | SCE | SFm | 1975 | CZ16 | rWtd | Each | 1 | 796 | None | 279 | 0.0415 | 5.41 | 182 | 0.0314 | 0.325 | 279 | 0.0415 | 5.41 | 182 | 0.0314 | 0.325 |  |  | 2 |  | RB-Appl-EffCW-med-GasDHW-ElecCDryer-Tier1-FrontSCESFm1975CZ16rWtd
RB-Appl-EffCW-med-GasDHW-ElecCDryer-Tier1-Front | DEER2016 | D16v1 | 2015-05-14 08:06 | SCE | SFm | 1985 | CZ05 | rWtd | Each | 1 | 952 | None | 270 | 0.0353 | 4.27 | 174 | 0.023 | -0.027 | 270 | 0.0353 | 4.27 | 174 | 0.023 | -0.027 |  |  | 2 |  | RB-Appl-EffCW-med-GasDHW-ElecCDryer-Tier1-FrontSCESFm1985CZ05rWtd
RB-Appl-EffCW-med-GasDHW-ElecCDryer-Tier1-Front | DEER2016 | D16v1 | 2015-05-14 08:06 | SCE | SFm | 1985 | CZ06 | rWtd | Each | 1 | 1030 | None | 274 | 0.0418 | 5.36 | 177 | 0.0269 | 1.16 | 274 | 0.0418 | 5.36 | 177 | 0.0269 | 1.16 |  |  | 2 |  | RB-Appl-EffCW-med-GasDHW-ElecCDryer-Tier1-FrontSCESFm1985CZ06rWtd
RB-Appl-EffCW-med-GasDHW-ElecCDryer-Tier1-Front | DEER2016 | D16v1 | 2015-05-14 08:06 | SCE | SFm | 1985 | CZ08 | rWtd | Each | 1 | 1030 | None | 276 | 0.04 | 5.28 | 178 | 0.0254 | 1.2 | 276 | 0.04 | 5.28 | 178 | 0.0254 | 1.2 |  |  | 2 |  | RB-Appl-EffCW-med-GasDHW-ElecCDryer-Tier1-FrontSCESFm1985CZ08rWtd
RB-Appl-EffCW-med-GasDHW-ElecCDryer-Tier1-Front | DEER2016 | D16v1 | 2015-05-14 08:06 | SCE | SFm | 1985 | CZ09 | rWtd | Each | 1 | 906 | None | 277 | 0.0416 | 5.31 | 177 | 0.0263 | 1.07 | 277 | 0.0416 | 5.31 | 177 | 0.0263 | 1.07 |  |  | 2 |  | RB-Appl-EffCW-med-GasDHW-ElecCDryer-Tier1-FrontSCESFm1985CZ09rWtd
RB-Appl-EffCW-med-GasDHW-ElecCDryer-Tier1-Front | DEER2016 | D16v1 | 2015-05-14 08:06 | SCE | SFm | 1985 | CZ10 | rWtd | Each | 1 | 906 | None | 279 | 0.0436 | 5.04 | 178 | 0.0273 | 0.944 | 279 | 0.0436 | 5.04 | 178 | 0.0273 | 0.944 |  |  | 2 |  | RB-Appl-EffCW-med-GasDHW-ElecCDryer-Tier1-FrontSCESFm1985CZ10rWtd
RB-Appl-EffCW-med-GasDHW-ElecCDryer-Tier1-Front | DEER2016 | D16v1 | 2015-05-14 08:06 | SCE | SFm | 1985 | CZ13 | rWtd | Each | 1 | 852 | None | 278 | 0.0445 | 4.4 | 176 | 0.0267 | 0.824 | 278 | 0.0445 | 4.4 | 176 | 0.0267 | 0.824 |  |  | 2 |  | RB-Appl-EffCW-med-GasDHW-ElecCDryer-Tier1-FrontSCESFm1985CZ13rWtd
RB-Appl-EffCW-med-GasDHW-ElecCDryer-Tier1-Front | DEER2016 | D16v1 | 2015-05-14 08:06 | SCE | SFm | 1985 | CZ14 | rWtd | Each | 1 | 870 | None | 287 | 0.0463 | 3.87 | 183 | 0.029 | 0.147 | 287 | 0.0463 | 3.87 | 183 | 0.029 | 0.147 |  |  | 2 |  | RB-Appl-EffCW-med-GasDHW-ElecCDryer-Tier1-FrontSCESFm1985CZ14rWtd
RB-Appl-EffCW-med-GasDHW-ElecCDryer-Tier1-Front | DEER2016 | D16v1 | 2015-05-14 08:06 | SCE | SFm | 1985 | CZ15 | rWtd | Each | 1 | 870 | None | 290 | 0.0465 | 3.53 | 184 | 0.0289 | 0.286 | 290 | 0.0465 | 3.53 | 184 | 0.0289 | 0.286 |  |  | 2 |  | RB-Appl-EffCW-med-GasDHW-ElecCDryer-Tier1-FrontSCESFm1985CZ15rWtd
RB-Appl-EffCW-med-GasDHW-ElecCDryer-Tier1-Front | DEER2016 | D16v1 | 2015-05-14 08:06 | SCE | SFm | 1985 | CZ16 | rWtd | Each | 1 | 952 | None | 273 | 0.0433 | 4.34 | 175 | 0.0265 | -0.202 | 273 | 0.0433 | 4.34 | 175 | 0.0265 | -0.202 |  |  | 2 |  | RB-Appl-EffCW-med-GasDHW-ElecCDryer-Tier1-FrontSCESFm1985CZ16rWtd
RB-Appl-EffCW-med-GasDHW-ElecCDryer-Tier1-Front | DEER2016 | D16v1 | 2015-05-14 08:06 | SCE | SFm | 1996 | CZ05 | rWtd | Each | 1 | 1100 | None | 272 | 0.0408 | 5.2 | 177 | 0.0254 | 1.64 | 272 | 0.0408 | 5.2 | 177 | 0.0254 | 1.64 |  |  | 2 |  | RB-Appl-EffCW-med-GasDHW-ElecCDryer-Tier1-FrontSCESFm1996CZ05rWtd
RB-Appl-EffCW-med-GasDHW-ElecCDryer-Tier1-Front | DEER2016 | D16v1 | 2015-05-14 08:06 | SCE | SFm | 1996 | CZ06 | rWtd | Each | 1 | 1150 | None | 274 | 0.0375 | 5.3 | 178 | 0.00287 | 1.32 | 274 | 0.0375 | 5.3 | 178 | 0.00287 | 1.32 |  |  | 2 |  | RB-Appl-EffCW-med-GasDHW-ElecCDryer-Tier1-FrontSCESFm1996CZ06rWtd
RB-Appl-EffCW-med-GasDHW-ElecCDryer-Tier1-Front | DEER2016 | D16v1 | 2015-05-14 08:06 | SCE | SFm | 1996 | CZ08 | rWtd | Each | 1 | 1150 | None | 275 | 0.0395 | 4.93 | 177 | 0.0245 | 1.07 | 275 | 0.0395 | 4.93 | 177 | 0.0245 | 1.07 |  |  | 2 |  | RB-Appl-EffCW-med-GasDHW-ElecCDryer-Tier1-FrontSCESFm1996CZ08rWtd
RB-Appl-EffCW-med-GasDHW-ElecCDryer-Tier1-Front | DEER2016 | D16v1 | 2015-05-14 08:06 | SCE | SFm | 1996 | CZ09 | rWtd | Each | 1 | 1090 | None | 272 | 0.0406 | 5.28 | 175 | 0.0255 | 0.863 | 272 | 0.0406 | 5.28 | 175 | 0.0255 | 0.863 |  |  | 2 |  | RB-Appl-EffCW-med-GasDHW-ElecCDryer-Tier1-FrontSCESFm1996CZ09rWtd
RB-Appl-EffCW-med-GasDHW-ElecCDryer-Tier1-Front | DEER2016 | D16v1 | 2015-05-14 08:06 | SCE | SFm | 1996 | CZ10 | rWtd | Each | 1 | 1090 | None | 277 | 0.0401 | 5.33 | 175 | 0.0245 | 0.902 | 277 | 0.0401 | 5.33 | 175 | 0.0245 | 0.902 |  |  | 2 |  | RB-Appl-EffCW-med-GasDHW-ElecCDryer-Tier1-FrontSCESFm1996CZ10rWtd
RB-Appl-EffCW-med-GasDHW-ElecCDryer-Tier1-Front | DEER2016 | D16v1 | 2015-05-14 08:06 | SCE | SFm | 1996 | CZ13 | rWtd | Each | 1 | 1020 | None | 282 | 0.0443 | 4.08 | 182 | 0.0283 | -0.03 | 282 | 0.0443 | 4.08 | 182 | 0.0283 | -0.03 |  |  | 2 |  | RB-Appl-EffCW-med-GasDHW-ElecCDryer-Tier1-FrontSCESFm1996CZ13rWtd
RB-Appl-EffCW-med-GasDHW-ElecCDryer-Tier1-Front | DEER2016 | D16v1 | 2015-05-14 08:06 | SCE | SFm | 1996 | CZ14 | rWtd | Each | 1 | 879 | None | 288 | 0.0477 | 4.19 | 186 | 0.0354 | 0.134 | 288 | 0.0477 | 4.19 | 186 | 0.0354 | 0.134 |  |  | 2 |  | RB-Appl-EffCW-med-GasDHW-ElecCDryer-Tier1-FrontSCESFm1996CZ14rWtd
RB-Appl-EffCW-med-GasDHW-ElecCDryer-Tier1-Front | DEER2016 | D16v1 | 2015-05-14 08:06 | SCE | SFm | 1996 | CZ15 | rWtd | Each | 1 | 879 | None | 289 | 0.0436 | 3.68 | 185 | 0.0279 | 0.236 | 289 | 0.0436 | 3.68 | 185 | 0.0279 | 0.236 |  |  | 2 |  | RB-Appl-EffCW-med-GasDHW-ElecCDryer-Tier1-FrontSCESFm1996CZ15rWtd
RB-Appl-EffCW-med-GasDHW-ElecCDryer-Tier1-Front | DEER2016 | D16v1 | 2015-05-14 08:06 | SCE | SFm | 1996 | CZ16 | rWtd | Each | 1 | 1100 | None | 277 | 0.0467 | 5.1 | 173 | 0.0242 | 0.852 | 277 | 0.0467 | 5.1 | 173 | 0.0242 | 0.852 |  |  | 2 |  | RB-Appl-EffCW-med-GasDHW-ElecCDryer-Tier1-FrontSCESFm1996CZ16rWtd
RB-Appl-EffCW-med-GasDHW-ElecCDryer-Tier1-Front | DEER2016 | D16v1 | 2015-05-14 08:06 | SCE | SFm | 2003 | CZ05 | rWtd | Each | 1 | 1150 | None | 271 | 0.0358 | 4.89 | 174 | 0.0252 | -0.413 | 271 | 0.0358 | 4.89 | 174 | 0.0252 | -0.413 |  |  | 2 |  | RB-Appl-EffCW-med-GasDHW-ElecCDryer-Tier1-FrontSCESFm2003CZ05rWtd
RB-Appl-EffCW-med-GasDHW-ElecCDryer-Tier1-Front | DEER2016 | D16v1 | 2015-05-14 08:06 | SCE | SFm | 2003 | CZ06 | rWtd | Each | 1 | 1200 | None | 274 | 0.0373 | 5.18 | 176 | 0.0294 | 0.455 | 274 | 0.0373 | 5.18 | 176 | 0.0294 | 0.455 |  |  | 2 |  | RB-Appl-EffCW-med-GasDHW-ElecCDryer-Tier1-FrontSCESFm2003CZ06rWtd
RB-Appl-EffCW-med-GasDHW-ElecCDryer-Tier1-Front | DEER2016 | D16v1 | 2015-05-14 08:06 | SCE | SFm | 2003 | CZ08 | rWtd | Each | 1 | 1200 | None | 278 | 0.0412 | 4.61 | 181 | 0.026 | 0.15 | 278 | 0.0412 | 4.61 | 181 | 0.026 | 0.15 |  |  | 2 |  | RB-Appl-EffCW-med-GasDHW-ElecCDryer-Tier1-FrontSCESFm2003CZ08rWtd
RB-Appl-EffCW-med-GasDHW-ElecCDryer-Tier1-Front | DEER2016 | D16v1 | 2015-05-14 08:06 | SCE | SFm | 2003 | CZ09 | rWtd | Each | 1 | 1210 | None | 281 | 0.0384 | 4.73 | 183 | 0.0248 | 0.0509 | 281 | 0.0384 | 4.73 | 183 | 0.0248 | 0.0509 |  |  | 2 |  | RB-Appl-EffCW-med-GasDHW-ElecCDryer-Tier1-FrontSCESFm2003CZ09rWtd
RB-Appl-EffCW-med-GasDHW-ElecCDryer-Tier1-Front | DEER2016 | D16v1 | 2015-05-14 08:06 | SCE | SFm | 2003 | CZ10 | rWtd | Each | 1 | 974 | None | 282 | 0.0389 | 4.98 | 178 | 0.0245 | 1.19 | 282 | 0.0389 | 4.98 | 178 | 0.0245 | 1.19 |  |  | 2 |  | RB-Appl-EffCW-med-GasDHW-ElecCDryer-Tier1-FrontSCESFm2003CZ10rWtd
RB-Appl-EffCW-med-GasDHW-ElecCDryer-Tier1-Front | DEER2016 | D16v1 | 2015-05-14 08:06 | SCE | SFm | 2003 | CZ13 | rWtd | Each | 1 | 974 | None | 279 | 0.0441 | 4.37 | 177 | 0.029 | 0.786 | 279 | 0.0441 | 4.37 | 177 | 0.029 | 0.786 |  |  | 2 |  | RB-Appl-EffCW-med-GasDHW-ElecCDryer-Tier1-FrontSCESFm2003CZ13rWtd
RB-Appl-EffCW-med-GasDHW-ElecCDryer-Tier1-Front | DEER2016 | D16v1 | 2015-05-14 08:06 | SCE | SFm | 2003 | CZ14 | rWtd | Each | 1 | 1080 | None | 283 | 0.0384 | 4.72 | 180 | 0.0245 | 0.743 | 283 | 0.0384 | 4.72 | 180 | 0.0245 | 0.743 |  |  | 2 |  | RB-Appl-EffCW-med-GasDHW-ElecCDryer-Tier1-FrontSCESFm2003CZ14rWtd
RB-Appl-EffCW-med-GasDHW-ElecCDryer-Tier1-Front | DEER2016 | D16v1 | 2015-05-14 08:06 | SCE | SFm | 2003 | CZ15 | rWtd | Each | 1 | 1080 | None | 282 | 0.0444 | 4.1 | 178 | 0.0277 | 0.656 | 282 | 0.0444 | 4.1 | 178 | 0.0277 | 0.656 |  |  | 2 |  | RB-Appl-EffCW-med-GasDHW-ElecCDryer-Tier1-FrontSCESFm2003CZ15rWtd
RB-Appl-EffCW-med-GasDHW-ElecCDryer-Tier1-Front | DEER2016 | D16v1 | 2015-05-14 08:06 | SCE | SFm | 2003 | CZ16 | rWtd | Each | 1 | 1150 | None | 276 | 0.0516 | 5.27 | 178 | 0.0273 | -0.0499 | 276 | 0.0516 | 5.27 | 178 | 0.0273 | -0.0499 |  |  | 2 |  | RB-Appl-EffCW-med-GasDHW-ElecCDryer-Tier1-FrontSCESFm2003CZ16rWtd
RB-Appl-EffCW-med-GasDHW-ElecCDryer-Tier1-Front | DEER2016 | D16v1 | 2015-05-14 08:06 | SCE | SFm | 2007 | CZ05 | rWtd | Each | 1 | 1150 | None | 272 | 0.0387 | 5.37 | 175 | 0.0241 | -0.0415 | 272 | 0.0387 | 5.37 | 175 | 0.0241 | -0.0415 |  |  | 2 |  | RB-Appl-EffCW-med-GasDHW-ElecCDryer-Tier1-FrontSCESFm2007CZ05rWtd
RB-Appl-EffCW-med-GasDHW-ElecCDryer-Tier1-Front | DEER2016 | D16v1 | 2015-05-14 08:06 | SCE | SFm | 2007 | CZ06 | rWtd | Each | 1 | 1200 | None | 275 | 0.0435 | 5.34 | 177 | 0.0272 | 0.543 | 275 | 0.0435 | 5.34 | 177 | 0.0272 | 0.543 |  |  | 2 |  | RB-Appl-EffCW-med-GasDHW-ElecCDryer-Tier1-FrontSCESFm2007CZ06rWtd
RB-Appl-EffCW-med-GasDHW-ElecCDryer-Tier1-Front | DEER2016 | D16v1 | 2015-05-14 08:06 | SCE | SFm | 2007 | CZ08 | rWtd | Each | 1 | 1200 | None | 274 | 0.0397 | 4.91 | 176 | 0.0258 | 0.339 | 274 | 0.0397 | 4.91 | 176 | 0.0258 | 0.339 |  |  | 2 |  | RB-Appl-EffCW-med-GasDHW-ElecCDryer-Tier1-FrontSCESFm2007CZ08rWtd
RB-Appl-EffCW-med-GasDHW-ElecCDryer-Tier1-Front | DEER2016 | D16v1 | 2015-05-14 08:06 | SCE | SFm | 2007 | CZ09 | rWtd | Each | 1 | 1210 | None | 279 | 0.0387 | 4.84 | 181 | 0.0253 | 0.146 | 279 | 0.0387 | 4.84 | 181 | 0.0253 | 0.146 |  |  | 2 |  | RB-Appl-EffCW-med-GasDHW-ElecCDryer-Tier1-FrontSCESFm2007CZ09rWtd
RB-Appl-EffCW-med-GasDHW-ElecCDryer-Tier1-Front | DEER2016 | D16v1 | 2015-05-14 08:06 | SCE | SFm | 2007 | CZ10 | rWtd | Each | 1 | 974 | None | 282 | 0.0387 | 5.07 | 179 | 0.0243 | 1.26 | 282 | 0.0387 | 5.07 | 179 | 0.0243 | 1.26 |  |  | 2 |  | RB-Appl-EffCW-med-GasDHW-ElecCDryer-Tier1-FrontSCESFm2007CZ10rWtd
RB-Appl-EffCW-med-GasDHW-ElecCDryer-Tier1-Front | DEER2016 | D16v1 | 2015-05-14 08:06 | SCE | SFm | 2007 | CZ13 | rWtd | Each | 1 | 974 | None | 278 | 0.0421 | 4.24 | 176 | 0.0258 | 0.728 | 278 | 0.0421 | 4.24 | 176 | 0.0258 | 0.728 |  |  | 2 |  | RB-Appl-EffCW-med-GasDHW-ElecCDryer-Tier1-FrontSCESFm2007CZ13rWtd
RB-Appl-EffCW-med-GasDHW-ElecCDryer-Tier1-Front | DEER2016 | D16v1 | 2015-05-14 08:06 | SCE | SFm | 2007 | CZ14 | rWtd | Each | 1 | 1080 | None | 278 | 0.0401 | 4.41 | 178 | 0.0257 | 0.534 | 278 | 0.0401 | 4.41 | 178 | 0.0257 | 0.534 |  |  | 2 |  | RB-Appl-EffCW-med-GasDHW-ElecCDryer-Tier1-FrontSCESFm2007CZ14rWtd
RB-Appl-EffCW-med-GasDHW-ElecCDryer-Tier1-Front | DEER2016 | D16v1 | 2015-05-14 08:06 | SCE | SFm | 2007 | CZ15 | rWtd | Each | 1 | 1080 | None | 283 | 0.0418 | 4.18 | 180 | 0.0251 | 0.7 | 283 | 0.0418 | 4.18 | 180 | 0.0251 | 0.7 |  |  | 2 |  | RB-Appl-EffCW-med-GasDHW-ElecCDryer-Tier1-FrontSCESFm2007CZ15rWtd
RB-Appl-EffCW-med-GasDHW-ElecCDryer-Tier1-Front | DEER2016 | D16v1 | 2015-05-14 08:06 | SCE | SFm | 2007 | CZ16 | rWtd | Each | 1 | 1150 | None | 274 | 0.0435 | 5.35 | 177 | 0.0291 | 0.0264 | 274 | 0.0435 | 5.35 | 177 | 0.0291 | 0.0264 |  |  | 2 |  | RB-Appl-EffCW-med-GasDHW-ElecCDryer-Tier1-FrontSCESFm2007CZ16rWtd
RB-Appl-EffCW-med-GasDHW-ElecCDryer-Tier1-Front | DEER2016 | D16v1 | 2015-05-14 08:06 | SCE | SFm | 2011 | CZ05 | rWtd | Each | 1 | 1150 | None | 271 | 0.0395 | 4.94 | 174 | 0.0255 | -0.328 | 271 | 0.0395 | 4.94 | 174 | 0.0255 | -0.328 |  |  | 2 |  | RB-Appl-EffCW-med-GasDHW-ElecCDryer-Tier1-FrontSCESFm2011CZ05rWtd
RB-Appl-EffCW-med-GasDHW-ElecCDryer-Tier1-Front | DEER2016 | D16v1 | 2015-05-14 08:06 | SCE | SFm | 2011 | CZ06 | rWtd | Each | 1 | 1200 | None | 274 | 0.0405 | 5.09 | 177 | 0.0197 | 0.405 | 274 | 0.0405 | 5.09 | 177 | 0.0197 | 0.405 |  |  | 2 |  | RB-Appl-EffCW-med-GasDHW-ElecCDryer-Tier1-FrontSCESFm2011CZ06rWtd
RB-Appl-EffCW-med-GasDHW-ElecCDryer-Tier1-Front | DEER2016 | D16v1 | 2015-05-14 08:06 | SCE | SFm | 2011 | CZ08 | rWtd | Each | 1 | 1200 | None | 276 | 0.0396 | 4.94 | 178 | 0.0261 | 0.393 | 276 | 0.0396 | 4.94 | 178 | 0.0261 | 0.393 |  |  | 2 |  | RB-Appl-EffCW-med-GasDHW-ElecCDryer-Tier1-FrontSCESFm2011CZ08rWtd
RB-Appl-EffCW-med-GasDHW-ElecCDryer-Tier1-Front | DEER2016 | D16v1 | 2015-05-14 08:06 | SCE | SFm | 2011 | CZ09 | rWtd | Each | 1 | 1210 | None | 283 | 0.0399 | 4.94 | 181 | 0.0261 | 0.239 | 283 | 0.0399 | 4.94 | 181 | 0.0261 | 0.239 |  |  | 2 |  | RB-Appl-EffCW-med-GasDHW-ElecCDryer-Tier1-FrontSCESFm2011CZ09rWtd
RB-Appl-EffCW-med-GasDHW-ElecCDryer-Tier1-Front | DEER2016 | D16v1 | 2015-05-14 08:06 | SCE | SFm | 2011 | CZ10 | rWtd | Each | 1 | 974 | None | 280 | 0.0403 | 5.1 | 179 | 0.0264 | 1.24 | 280 | 0.0403 | 5.1 | 179 | 0.0264 | 1.24 |  |  | 2 |  | RB-Appl-EffCW-med-GasDHW-ElecCDryer-Tier1-FrontSCESFm2011CZ10rWtd
RB-Appl-EffCW-med-GasDHW-ElecCDryer-Tier1-Front | DEER2016 | D16v1 | 2015-05-14 08:06 | SCE | SFm | 2011 | CZ13 | rWtd | Each | 1 | 974 | None | 278 | 0.0423 | 4.28 | 176 | 0.0259 | 0.728 | 278 | 0.0423 | 4.28 | 176 | 0.0259 | 0.728 |  |  | 2 |  | RB-Appl-EffCW-med-GasDHW-ElecCDryer-Tier1-FrontSCESFm2011CZ13rWtd
RB-Appl-EffCW-med-GasDHW-ElecCDryer-Tier1-Front | DEER2016 | D16v1 | 2015-05-14 08:06 | SCE | SFm | 2011 | CZ14 | rWtd | Each | 1 | 1080 | None | 282 | 0.0414 | 4.49 | 180 | 0.0264 | 0.563 | 282 | 0.0414 | 4.49 | 180 | 0.0264 | 0.563 |  |  | 2 |  | RB-Appl-EffCW-med-GasDHW-ElecCDryer-Tier1-FrontSCESFm2011CZ14rWtd
RB-Appl-EffCW-med-GasDHW-ElecCDryer-Tier1-Front | DEER2016 | D16v1 | 2015-05-14 08:06 | SCE | SFm | 2011 | CZ15 | rWtd | Each | 1 | 1080 | None | 282 | 0.0433 | 4.14 | 179 | 0.0268 | 0.65 | 282 | 0.0433 | 4.14 | 179 | 0.0268 | 0.65 |  |  | 2 |  | RB-Appl-EffCW-med-GasDHW-ElecCDryer-Tier1-FrontSCESFm2011CZ15rWtd
RB-Appl-EffCW-med-GasDHW-ElecCDryer-Tier1-Front | DEER2016 | D16v1 | 2015-05-14 08:06 | SCE | SFm | 2011 | CZ16 | rWtd | Each | 1 | 1150 | None | 275 | 0.0297 | 5.36 | 178 | 0.0157 | 0.0591 | 275 | 0.0297 | 5.36 | 178 | 0.0157 | 0.0591 |  |  | 2 |  | RB-Appl-EffCW-med-GasDHW-ElecCDryer-Tier1-FrontSCESFm2011CZ16rWtd
RB-Appl-EffCW-med-GasDHW-ElecCDryer-Tier1-Front | DEER2016 | D16v1 | 2015-05-14 08:06 | SCE | SFm | 2014 | CZ05 | rWtd | Each | 1 | 1150 | None | 273 | 0.0373 | 5.51 | 176 | 0.0292 | 0.234 | 273 | 0.0373 | 5.51 | 176 | 0.0292 | 0.234 |  |  | 2 |  | RB-Appl-EffCW-med-GasDHW-ElecCDryer-Tier1-FrontSCESFm2014CZ05rWtd
RB-Appl-EffCW-med-GasDHW-ElecCDryer-Tier1-Front | DEER2016 | D16v1 | 2015-05-14 08:06 | SCE | SFm | 2014 | CZ06 | rWtd | Each | 1 | 1200 | None | 272 | 0.0314 | 5.03 | 175 | 0.0246 | 0.361 | 272 | 0.0314 | 5.03 | 175 | 0.0246 | 0.361 |  |  | 2 |  | RB-Appl-EffCW-med-GasDHW-ElecCDryer-Tier1-FrontSCESFm2014CZ06rWtd
RB-Appl-EffCW-med-GasDHW-ElecCDryer-Tier1-Front | DEER2016 | D16v1 | 2015-05-14 08:06 | SCE | SFm | 2014 | CZ08 | rWtd | Each | 1 | 1200 | None | 277 | 0.0401 | 4.84 | 176 | 0.0264 | 0.311 | 277 | 0.0401 | 4.84 | 176 | 0.0264 | 0.311 |  |  | 2 |  | RB-Appl-EffCW-med-GasDHW-ElecCDryer-Tier1-FrontSCESFm2014CZ08rWtd
RB-Appl-EffCW-med-GasDHW-ElecCDryer-Tier1-Front | DEER2016 | D16v1 | 2015-05-14 08:06 | SCE | SFm | 2014 | CZ09 | rWtd | Each | 1 | 1210 | None | 280 | 0.041 | 4.79 | 182 | 0.0255 | 0.141 | 280 | 0.041 | 4.79 | 182 | 0.0255 | 0.141 |  |  | 2 |  | RB-Appl-EffCW-med-GasDHW-ElecCDryer-Tier1-FrontSCESFm2014CZ09rWtd
RB-Appl-EffCW-med-GasDHW-ElecCDryer-Tier1-Front | DEER2016 | D16v1 | 2015-05-14 08:06 | SCE | SFm | 2014 | CZ10 | rWtd | Each | 1 | 974 | None | 282 | 0.0418 | 4.99 | 179 | 0.0264 | 1.13 | 282 | 0.0418 | 4.99 | 179 | 0.0264 | 1.13 |  |  | 2 |  | RB-Appl-EffCW-med-GasDHW-ElecCDryer-Tier1-FrontSCESFm2014CZ10rWtd
RB-Appl-EffCW-med-GasDHW-ElecCDryer-Tier1-Front | DEER2016 | D16v1 | 2015-05-14 08:06 | SCE | SFm | 2014 | CZ13 | rWtd | Each | 1 | 974 | None | 280 | 0.0423 | 4.26 | 176 | 0.0259 | 0.713 | 280 | 0.0423 | 4.26 | 176 | 0.0259 | 0.713 |  |  | 2 |  | RB-Appl-EffCW-med-GasDHW-ElecCDryer-Tier1-FrontSCESFm2014CZ13rWtd
RB-Appl-EffCW-med-GasDHW-ElecCDryer-Tier1-Front | DEER2016 | D16v1 | 2015-05-14 08:06 | SCE | SFm | 2014 | CZ14 | rWtd | Each | 1 | 1080 | None | 280 | 0.0426 | 4.42 | 177 | 0.0277 | 0.519 | 280 | 0.0426 | 4.42 | 177 | 0.0277 | 0.519 |  |  | 2 |  | RB-Appl-EffCW-med-GasDHW-ElecCDryer-Tier1-FrontSCESFm2014CZ14rWtd
RB-Appl-EffCW-med-GasDHW-ElecCDryer-Tier1-Front | DEER2016 | D16v1 | 2015-05-14 08:06 | SCE | SFm | 2014 | CZ15 | rWtd | Each | 1 | 1080 | None | 282 | 0.0431 | 4.13 | 179 | 0.0272 | 0.634 | 282 | 0.0431 | 4.13 | 179 | 0.0272 | 0.634 |  |  | 2 |  | RB-Appl-EffCW-med-GasDHW-ElecCDryer-Tier1-FrontSCESFm2014CZ15rWtd
RB-Appl-EffCW-med-GasDHW-ElecCDryer-Tier1-Front | DEER2016 | D16v1 | 2015-05-14 08:06 | SCE | SFm | 2014 | CZ16 | rWtd | Each | 1 | 1150 | None | 272 | 0.0418 | 4.93 | 175 | 0.0265 | -0.302 | 272 | 0.0418 | 4.93 | 175 | 0.0265 | -0.302 |  |  | 2 |  | RB-Appl-EffCW-med-GasDHW-ElecCDryer-Tier1-FrontSCESFm2014CZ16rWtd
RB-Appl-EffCW-med-GasDHW-ElecCDryer-Tier1-Front | DEER2016 | D16v1 | 2015-05-14 08:07 | SCE | SFm | Ex | CZ05 | rWtd | Each | 1 | 844 | None | 272 | 0.0363 | 5.3 | 175 | 0.0222 | 0.463 | 272 | 0.0363 | 5.3 | 175 | 0.0222 | 0.463 |  |  | 2 |  | RB-Appl-EffCW-med-GasDHW-ElecCDryer-Tier1-FrontSCESFmExCZ05rWtd
RB-Appl-EffCW-med-GasDHW-ElecCDryer-Tier1-Front | DEER2016 | D16v1 | 2015-05-14 08:07 | SCE | SFm | Ex | CZ06 | rWtd | Each | 1 | 865 | None | 274 | 0.0393 | 5.54 | 177 | 0.0235 | 1.2 | 274 | 0.0393 | 5.54 | 177 | 0.0235 | 1.2 |  |  | 2 |  | RB-Appl-EffCW-med-GasDHW-ElecCDryer-Tier1-FrontSCESFmExCZ06rWtd
RB-Appl-EffCW-med-GasDHW-ElecCDryer-Tier1-Front | DEER2016 | D16v1 | 2015-05-14 08:07 | SCE | SFm | Ex | CZ08 | rWtd | Each | 1 | 834 | None | 276 | 0.0398 | 4.99 | 178 | 0.0252 | 0.921 | 276 | 0.0398 | 4.99 | 178 | 0.0252 | 0.921 |  |  | 2 |  | RB-Appl-EffCW-med-GasDHW-ElecCDryer-Tier1-FrontSCESFmExCZ08rWtd
RB-Appl-EffCW-med-GasDHW-ElecCDryer-Tier1-Front | DEER2016 | D16v1 | 2015-05-14 08:07 | SCE | SFm | Ex | CZ09 | rWtd | Each | 1 | 868 | None | 279 | 0.0417 | 4.76 | 179 | 0.0264 | 0.669 | 279 | 0.0417 | 4.76 | 179 | 0.0264 | 0.669 |  |  | 2 |  | RB-Appl-EffCW-med-GasDHW-ElecCDryer-Tier1-FrontSCESFmExCZ09rWtd
RB-Appl-EffCW-med-GasDHW-ElecCDryer-Tier1-Front | DEER2016 | D16v1 | 2015-05-14 08:07 | SCE | SFm | Ex | CZ10 | rWtd | Each | 1 | 925 | None | 278 | 0.0425 | 4.95 | 177 | 0.0265 | 0.892 | 278 | 0.0425 | 4.95 | 177 | 0.0265 | 0.892 |  |  | 2 |  | RB-Appl-EffCW-med-GasDHW-ElecCDryer-Tier1-FrontSCESFmExCZ10rWtd
RB-Appl-EffCW-med-GasDHW-ElecCDryer-Tier1-Front | DEER2016 | D16v1 | 2015-05-14 08:07 | SCE | SFm | Ex | CZ13 | rWtd | Each | 1 | 868 | None | 280 | 0.0453 | 4.23 | 179 | 0.0283 | 0.453 | 280 | 0.0453 | 4.23 | 179 | 0.0283 | 0.453 |  |  | 2 |  | RB-Appl-EffCW-med-GasDHW-ElecCDryer-Tier1-FrontSCESFmExCZ13rWtd
RB-Appl-EffCW-med-GasDHW-ElecCDryer-Tier1-Front | DEER2016 | D16v1 | 2015-05-14 08:07 | SCE | SFm | Ex | CZ14 | rWtd | Each | 1 | 864 | None | 287 | 0.0456 | 4.11 | 183 | 0.029 | 0.264 | 287 | 0.0456 | 4.11 | 183 | 0.029 | 0.264 |  |  | 2 |  | RB-Appl-EffCW-med-GasDHW-ElecCDryer-Tier1-FrontSCESFmExCZ14rWtd
RB-Appl-EffCW-med-GasDHW-ElecCDryer-Tier1-Front | DEER2016 | D16v1 | 2015-05-14 08:07 | SCE | SFm | Ex | CZ15 | rWtd | Each | 1 | 857 | None | 289 | 0.0455 | 3.71 | 184 | 0.0287 | 0.352 | 289 | 0.0455 | 3.71 | 184 | 0.0287 | 0.352 |  |  | 2 |  | RB-Appl-EffCW-med-GasDHW-ElecCDryer-Tier1-FrontSCESFmExCZ15rWtd
RB-Appl-EffCW-med-GasDHW-ElecCDryer-Tier1-Front | DEER2016 | D16v1 | 2015-05-14 08:07 | SCE | SFm | Ex | CZ16 | rWtd | Each | 1 | 865 | None | 277 | 0.0423 | 5.14 | 180 | 0.0296 | 0.208 | 277 | 0.0423 | 5.14 | 180 | 0.0296 | 0.208 |  |  | 2 |  | RB-Appl-EffCW-med-GasDHW-ElecCDryer-Tier1-FrontSCESFmExCZ16rWtd
RB-Appl-EffCW-med-GasDHW-ElecCDryer-Tier1-Front | DEER2016 | D16v1 | 2015-05-14 08:07 | SCE | SFm | Ex | IOU | rWtd | Each | 1 | 873 | None | 278 | 0.0416 | 4.89 | 179 | 0.0262 | 0.785 | 278 | 0.0416 | 4.89 | 179 | 0.0262 | 0.785 |  |  | 2 |  | RB-Appl-EffCW-med-GasDHW-ElecCDryer-Tier1-FrontSCESFmExIOUrWtd
RB-Appl-EffCW-med-GasDHW-ElecCDryer-Tier1-Front | DEER2016 | D16v1 | 2015-05-14 08:07 | SCG | DMo | Ex | CZ04 | rWtd | Each | 1 | 621 | None | 226 | 0.0345 | 3.77 | 140 | 0.0206 | 0.522 | 226 | 0.0345 | 3.77 | 140 | 0.0206 | 0.522 |  |  | 2 |  | RB-Appl-EffCW-med-GasDHW-ElecCDryer-Tier1-FrontSCGDMoExCZ04rWtd
RB-Appl-EffCW-med-GasDHW-ElecCDryer-Tier1-Front | DEER2016 | D16v1 | 2015-05-14 08:07 | SCG | DMo | Ex | CZ05 | rWtd | Each | 1 | 612 | None | 219 | 0.0304 | 4.63 | 142 | 0.0192 | 1.07 | 219 | 0.0304 | 4.63 | 142 | 0.0192 | 1.07 |  |  | 2 |  | RB-Appl-EffCW-med-GasDHW-ElecCDryer-Tier1-FrontSCGDMoExCZ05rWtd
RB-Appl-EffCW-med-GasDHW-ElecCDryer-Tier1-Front | DEER2016 | D16v1 | 2015-05-14 08:07 | SCG | DMo | Ex | CZ06 | rWtd | Each | 1 | 613 | None | 219 | 0.0305 | 4.56 | 141 | 0.0195 | 1.05 | 219 | 0.0305 | 4.56 | 141 | 0.0195 | 1.05 |  |  | 2 |  | RB-Appl-EffCW-med-GasDHW-ElecCDryer-Tier1-FrontSCGDMoExCZ06rWtd
RB-Appl-EffCW-med-GasDHW-ElecCDryer-Tier1-Front | DEER2016 | D16v1 | 2015-05-14 08:07 | SCG | DMo | Ex | CZ08 | rWtd | Each | 1 | 610 | None | 224 | 0.0322 | 4.43 | 143 | 0.0203 | 1.03 | 224 | 0.0322 | 4.43 | 143 | 0.0203 | 1.03 |  |  | 2 |  | RB-Appl-EffCW-med-GasDHW-ElecCDryer-Tier1-FrontSCGDMoExCZ08rWtd
RB-Appl-EffCW-med-GasDHW-ElecCDryer-Tier1-Front | DEER2016 | D16v1 | 2015-05-14 08:07 | SCG | DMo | Ex | CZ09 | rWtd | Each | 1 | 609 | None | 226 | 0.0329 | 4.33 | 145 | 0.0207 | 0.973 | 226 | 0.0329 | 4.33 | 145 | 0.0207 | 0.973 |  |  | 2 |  | RB-Appl-EffCW-med-GasDHW-ElecCDryer-Tier1-FrontSCGDMoExCZ09rWtd
RB-Appl-EffCW-med-GasDHW-ElecCDryer-Tier1-Front | DEER2016 | D16v1 | 2015-05-14 08:07 | SCG | DMo | Ex | CZ10 | rWtd | Each | 1 | 610 | None | 228 | 0.0346 | 4.2 | 145 | 0.0216 | 0.937 | 228 | 0.0346 | 4.2 | 145 | 0.0216 | 0.937 |  |  | 2 |  | RB-Appl-EffCW-med-GasDHW-ElecCDryer-Tier1-FrontSCGDMoExCZ10rWtd
RB-Appl-EffCW-med-GasDHW-ElecCDryer-Tier1-Front | DEER2016 | D16v1 | 2015-05-14 08:07 | SCG | DMo | Ex | CZ13 | rWtd | Each | 1 | 605 | None | 225 | 0.0332 | 3.86 | 144 | 0.0205 | 0.744 | 225 | 0.0332 | 3.86 | 144 | 0.0205 | 0.744 |  |  | 2 |  | RB-Appl-EffCW-med-GasDHW-ElecCDryer-Tier1-FrontSCGDMoExCZ13rWtd
RB-Appl-EffCW-med-GasDHW-ElecCDryer-Tier1-Front | DEER2016 | D16v1 | 2015-05-14 08:07 | SCG | DMo | Ex | CZ14 | rWtd | Each | 1 | 617 | None | 227 | 0.0332 | 3.74 | 145 | 0.0211 | 0.527 | 227 | 0.0332 | 3.74 | 145 | 0.0211 | 0.527 |  |  | 2 |  | RB-Appl-EffCW-med-GasDHW-ElecCDryer-Tier1-FrontSCGDMoExCZ14rWtd
RB-Appl-EffCW-med-GasDHW-ElecCDryer-Tier1-Front | DEER2016 | D16v1 | 2015-05-14 08:07 | SCG | DMo | Ex | CZ15 | rWtd | Each | 1 | 615 | None | 232 | 0.0347 | 3.55 | 145 | 0.0217 | 0.678 | 232 | 0.0347 | 3.55 | 145 | 0.0217 | 0.678 |  |  | 2 |  | RB-Appl-EffCW-med-GasDHW-ElecCDryer-Tier1-FrontSCGDMoExCZ15rWtd
RB-Appl-EffCW-med-GasDHW-ElecCDryer-Tier1-Front | DEER2016 | D16v1 | 2015-05-14 08:07 | SCG | DMo | Ex | CZ16 | rWtd | Each | 1 | 621 | None | 224 | 0.0347 | 4.15 | 143 | 0.0219 | 0.439 | 224 | 0.0347 | 4.15 | 143 | 0.0219 | 0.439 |  |  | 2 |  | RB-Appl-EffCW-med-GasDHW-ElecCDryer-Tier1-FrontSCGDMoExCZ16rWtd
RB-Appl-EffCW-med-GasDHW-ElecCDryer-Tier1-Front | DEER2016 | D16v1 | 2015-05-14 08:07 | SCG | DMo | Ex | IOU | rWtd | Each | 1 | 611 | None | 226 | 0.0333 | 4.24 | 144 | 0.0208 | 0.931 | 226 | 0.0333 | 4.24 | 144 | 0.0208 | 0.931 |  |  | 2 |  | RB-Appl-EffCW-med-GasDHW-ElecCDryer-Tier1-FrontSCGDMoExIOUrWtd
RB-Appl-EffCW-med-GasDHW-ElecCDryer-Tier1-Front | DEER2016 | D16v1 | 2015-05-14 08:06 | SCG | DMo | MH00 | CZ04 | rWtd | Each | 1 | 621 | None | 224 | 0.0329 | 4.11 | 143 | 0.0197 | 0.601 | 224 | 0.0329 | 4.11 | 143 | 0.0197 | 0.601 |  |  | 2 |  | RB-Appl-EffCW-med-GasDHW-ElecCDryer-Tier1-FrontSCGDMoMH00CZ04rWtd
RB-Appl-EffCW-med-GasDHW-ElecCDryer-Tier1-Front | DEER2016 | D16v1 | 2015-05-14 08:06 | SCG | DMo | MH00 | CZ05 | rWtd | Each | 1 | 621 | None | 218 | 0.0314 | 4.37 | 141 | 0.0203 | 0.791 | 218 | 0.0314 | 4.37 | 141 | 0.0203 | 0.791 |  |  | 2 |  | RB-Appl-EffCW-med-GasDHW-ElecCDryer-Tier1-FrontSCGDMoMH00CZ05rWtd
RB-Appl-EffCW-med-GasDHW-ElecCDryer-Tier1-Front | DEER2016 | D16v1 | 2015-05-14 08:06 | SCG | DMo | MH00 | CZ06 | rWtd | Each | 1 | 621 | None | 219 | 0.0298 | 4.41 | 141 | 0.0186 | 0.923 | 219 | 0.0298 | 4.41 | 141 | 0.0186 | 0.923 |  |  | 2 |  | RB-Appl-EffCW-med-GasDHW-ElecCDryer-Tier1-FrontSCGDMoMH00CZ06rWtd
RB-Appl-EffCW-med-GasDHW-ElecCDryer-Tier1-Front | DEER2016 | D16v1 | 2015-05-14 08:06 | SCG | DMo | MH00 | CZ08 | rWtd | Each | 1 | 621 | None | 230 | 0.0334 | 4.27 | 146 | 0.0209 | 0.814 | 230 | 0.0334 | 4.27 | 146 | 0.0209 | 0.814 |  |  | 2 |  | RB-Appl-EffCW-med-GasDHW-ElecCDryer-Tier1-FrontSCGDMoMH00CZ08rWtd
RB-Appl-EffCW-med-GasDHW-ElecCDryer-Tier1-Front | DEER2016 | D16v1 | 2015-05-14 08:06 | SCG | DMo | MH00 | CZ09 | rWtd | Each | 1 | 621 | None | 224 | 0.0336 | 4.1 | 143 | 0.0214 | 0.72 | 224 | 0.0336 | 4.1 | 143 | 0.0214 | 0.72 |  |  | 2 |  | RB-Appl-EffCW-med-GasDHW-ElecCDryer-Tier1-FrontSCGDMoMH00CZ09rWtd
RB-Appl-EffCW-med-GasDHW-ElecCDryer-Tier1-Front | DEER2016 | D16v1 | 2015-05-14 08:06 | SCG | DMo | MH00 | CZ10 | rWtd | Each | 1 | 621 | None | 230 | 0.0356 | 4.17 | 147 | 0.0223 | 0.778 | 230 | 0.0356 | 4.17 | 147 | 0.0223 | 0.778 |  |  | 2 |  | RB-Appl-EffCW-med-GasDHW-ElecCDryer-Tier1-FrontSCGDMoMH00CZ10rWtd
RB-Appl-EffCW-med-GasDHW-ElecCDryer-Tier1-Front | DEER2016 | D16v1 | 2015-05-14 08:06 | SCG | DMo | MH00 | CZ13 | rWtd | Each | 1 | 621 | None | 227 | 0.0368 | 3.5 | 146 | 0.0231 | 0.353 | 227 | 0.0368 | 3.5 | 146 | 0.0231 | 0.353 |  |  | 2 |  | RB-Appl-EffCW-med-GasDHW-ElecCDryer-Tier1-FrontSCGDMoMH00CZ13rWtd
RB-Appl-EffCW-med-GasDHW-ElecCDryer-Tier1-Front | DEER2016 | D16v1 | 2015-05-14 08:06 | SCG | DMo | MH00 | CZ14 | rWtd | Each | 1 | 621 | None | 226 | 0.034 | 3.79 | 145 | 0.022 | 0.508 | 226 | 0.034 | 3.79 | 145 | 0.022 | 0.508 |  |  | 2 |  | RB-Appl-EffCW-med-GasDHW-ElecCDryer-Tier1-FrontSCGDMoMH00CZ14rWtd
RB-Appl-EffCW-med-GasDHW-ElecCDryer-Tier1-Front | DEER2016 | D16v1 | 2015-05-14 08:06 | SCG | DMo | MH00 | CZ15 | rWtd | Each | 1 | 621 | None | 235 | 0.0342 | 3.49 | 149 | 0.0217 | 0.634 | 235 | 0.0342 | 3.49 | 149 | 0.0217 | 0.634 |  |  | 2 |  | RB-Appl-EffCW-med-GasDHW-ElecCDryer-Tier1-FrontSCGDMoMH00CZ15rWtd
RB-Appl-EffCW-med-GasDHW-ElecCDryer-Tier1-Front | DEER2016 | D16v1 | 2015-05-14 08:06 | SCG | DMo | MH00 | CZ16 | rWtd | Each | 1 | 621 | None | 224 | 0.0348 | 4.18 | 144 | 0.022 | 0.446 | 224 | 0.0348 | 4.18 | 144 | 0.022 | 0.446 |  |  | 2 |  | RB-Appl-EffCW-med-GasDHW-ElecCDryer-Tier1-FrontSCGDMoMH00CZ16rWtd
RB-Appl-EffCW-med-GasDHW-ElecCDryer-Tier1-Front | DEER2016 | D16v1 | 2015-05-14 08:06 | SCG | DMo | MH06 | CZ04 | rWtd | Each | 1 | 621 | None | 224 | 0.0332 | 4.12 | 143 | 0.0212 | 0.634 | 224 | 0.0332 | 4.12 | 143 | 0.0212 | 0.634 |  |  | 2 |  | RB-Appl-EffCW-med-GasDHW-ElecCDryer-Tier1-FrontSCGDMoMH06CZ04rWtd
RB-Appl-EffCW-med-GasDHW-ElecCDryer-Tier1-Front | DEER2016 | D16v1 | 2015-05-14 08:06 | SCG | DMo | MH06 | CZ05 | rWtd | Each | 1 | 621 | None | 218 | 0.0309 | 4.32 | 141 | 0.0215 | 0.734 | 218 | 0.0309 | 4.32 | 141 | 0.0215 | 0.734 |  |  | 2 |  | RB-Appl-EffCW-med-GasDHW-ElecCDryer-Tier1-FrontSCGDMoMH06CZ05rWtd
RB-Appl-EffCW-med-GasDHW-ElecCDryer-Tier1-Front | DEER2016 | D16v1 | 2015-05-14 08:06 | SCG | DMo | MH06 | CZ06 | rWtd | Each | 1 | 621 | None | 218 | 0.0306 | 4.4 | 141 | 0.0195 | 0.849 | 218 | 0.0306 | 4.4 | 141 | 0.0195 | 0.849 |  |  | 2 |  | RB-Appl-EffCW-med-GasDHW-ElecCDryer-Tier1-FrontSCGDMoMH06CZ06rWtd
RB-Appl-EffCW-med-GasDHW-ElecCDryer-Tier1-Front | DEER2016 | D16v1 | 2015-05-14 08:06 | SCG | DMo | MH06 | CZ08 | rWtd | Each | 1 | 621 | None | 227 | 0.0319 | 4.3 | 148 | 0.0202 | 0.842 | 227 | 0.0319 | 4.3 | 148 | 0.0202 | 0.842 |  |  | 2 |  | RB-Appl-EffCW-med-GasDHW-ElecCDryer-Tier1-FrontSCGDMoMH06CZ08rWtd
RB-Appl-EffCW-med-GasDHW-ElecCDryer-Tier1-Front | DEER2016 | D16v1 | 2015-05-14 08:06 | SCG | DMo | MH06 | CZ09 | rWtd | Each | 1 | 621 | None | 224 | 0.0325 | 4.18 | 145 | 0.0206 | 0.781 | 224 | 0.0325 | 4.18 | 145 | 0.0206 | 0.781 |  |  | 2 |  | RB-Appl-EffCW-med-GasDHW-ElecCDryer-Tier1-FrontSCGDMoMH06CZ09rWtd
RB-Appl-EffCW-med-GasDHW-ElecCDryer-Tier1-Front | DEER2016 | D16v1 | 2015-05-14 08:06 | SCG | DMo | MH06 | CZ10 | rWtd | Each | 1 | 621 | None | 232 | 0.0321 | 4.36 | 148 | 0.0204 | 0.925 | 232 | 0.0321 | 4.36 | 148 | 0.0204 | 0.925 |  |  | 2 |  | RB-Appl-EffCW-med-GasDHW-ElecCDryer-Tier1-FrontSCGDMoMH06CZ10rWtd
RB-Appl-EffCW-med-GasDHW-ElecCDryer-Tier1-Front | DEER2016 | D16v1 | 2015-05-14 08:06 | SCG | DMo | MH06 | CZ13 | rWtd | Each | 1 | 621 | None | 226 | 0.0341 | 3.37 | 145 | 0.0216 | 0.274 | 226 | 0.0341 | 3.37 | 145 | 0.0216 | 0.274 |  |  | 2 |  | RB-Appl-EffCW-med-GasDHW-ElecCDryer-Tier1-FrontSCGDMoMH06CZ13rWtd
RB-Appl-EffCW-med-GasDHW-ElecCDryer-Tier1-Front | DEER2016 | D16v1 | 2015-05-14 08:06 | SCG | DMo | MH06 | CZ14 | rWtd | Each | 1 | 621 | None | 225 | 0.0305 | 3.62 | 144 | 0.0196 | 0.397 | 225 | 0.0305 | 3.62 | 144 | 0.0196 | 0.397 |  |  | 2 |  | RB-Appl-EffCW-med-GasDHW-ElecCDryer-Tier1-FrontSCGDMoMH06CZ14rWtd
RB-Appl-EffCW-med-GasDHW-ElecCDryer-Tier1-Front | DEER2016 | D16v1 | 2015-05-14 08:06 | SCG | DMo | MH06 | CZ15 | rWtd | Each | 1 | 621 | None | 231 | 0.0333 | 3.51 | 148 | 0.021 | 0.656 | 231 | 0.0333 | 3.51 | 148 | 0.021 | 0.656 |  |  | 2 |  | RB-Appl-EffCW-med-GasDHW-ElecCDryer-Tier1-FrontSCGDMoMH06CZ15rWtd
RB-Appl-EffCW-med-GasDHW-ElecCDryer-Tier1-Front | DEER2016 | D16v1 | 2015-05-14 08:06 | SCG | DMo | MH06 | CZ16 | rWtd | Each | 1 | 621 | None | 222 | 0.0341 | 4.15 | 143 | 0.0215 | 0.44 | 222 | 0.0341 | 4.15 | 143 | 0.0215 | 0.44 |  |  | 2 |  | RB-Appl-EffCW-med-GasDHW-ElecCDryer-Tier1-FrontSCGDMoMH06CZ16rWtd
RB-Appl-EffCW-med-GasDHW-ElecCDryer-Tier1-Front | DEER2016 | D16v1 | 2015-05-14 08:06 | SCG | DMo | MH72 | CZ04 | rWtd | Each | 1 | 598 | None | 222 | 0.0326 | 4.34 | 141 | 0.0199 | 0.944 | 222 | 0.0326 | 4.34 | 141 | 0.0199 | 0.944 |  |  | 2 |  | RB-Appl-EffCW-med-GasDHW-ElecCDryer-Tier1-FrontSCGDMoMH72CZ04rWtd
RB-Appl-EffCW-med-GasDHW-ElecCDryer-Tier1-Front | DEER2016 | D16v1 | 2015-05-14 08:06 | SCG | DMo | MH72 | CZ05 | rWtd | Each | 1 | 598 | None | 219 | 0.0291 | 5.2 | 142 | 0.0177 | 1.58 | 219 | 0.0291 | 5.2 | 142 | 0.0177 | 1.58 |  |  | 2 |  | RB-Appl-EffCW-med-GasDHW-ElecCDryer-Tier1-FrontSCGDMoMH72CZ05rWtd
RB-Appl-EffCW-med-GasDHW-ElecCDryer-Tier1-Front | DEER2016 | D16v1 | 2015-05-14 08:06 | SCG | DMo | MH72 | CZ06 | rWtd | Each | 1 | 598 | None | 219 | 0.0315 | 4.84 | 141 | 0.0206 | 1.32 | 219 | 0.0315 | 4.84 | 141 | 0.0206 | 1.32 |  |  | 2 |  | RB-Appl-EffCW-med-GasDHW-ElecCDryer-Tier1-FrontSCGDMoMH72CZ06rWtd
RB-Appl-EffCW-med-GasDHW-ElecCDryer-Tier1-Front | DEER2016 | D16v1 | 2015-05-14 08:06 | SCG | DMo | MH72 | CZ08 | rWtd | Each | 1 | 598 | None | 223 | 0.0315 | 4.38 | 143 | 0.0195 | 1.07 | 223 | 0.0315 | 4.38 | 143 | 0.0195 | 1.07 |  |  | 2 |  | RB-Appl-EffCW-med-GasDHW-ElecCDryer-Tier1-FrontSCGDMoMH72CZ08rWtd
RB-Appl-EffCW-med-GasDHW-ElecCDryer-Tier1-Front | DEER2016 | D16v1 | 2015-05-14 08:06 | SCG | DMo | MH72 | CZ09 | rWtd | Each | 1 | 598 | None | 225 | 0.0325 | 4.37 | 144 | 0.0202 | 1.06 | 225 | 0.0325 | 4.37 | 144 | 0.0202 | 1.06 |  |  | 2 |  | RB-Appl-EffCW-med-GasDHW-ElecCDryer-Tier1-FrontSCGDMoMH72CZ09rWtd
RB-Appl-EffCW-med-GasDHW-ElecCDryer-Tier1-Front | DEER2016 | D16v1 | 2015-05-14 08:06 | SCG | DMo | MH72 | CZ10 | rWtd | Each | 1 | 598 | None | 226 | 0.034 | 4.34 | 143 | 0.0208 | 1.09 | 226 | 0.034 | 4.34 | 143 | 0.0208 | 1.09 |  |  | 2 |  | RB-Appl-EffCW-med-GasDHW-ElecCDryer-Tier1-FrontSCGDMoMH72CZ10rWtd
RB-Appl-EffCW-med-GasDHW-ElecCDryer-Tier1-Front | DEER2016 | D16v1 | 2015-05-14 08:06 | SCG | DMo | MH72 | CZ13 | rWtd | Each | 1 | 598 | None | 224 | 0.0334 | 3.99 | 144 | 0.0205 | 0.883 | 224 | 0.0334 | 3.99 | 144 | 0.0205 | 0.883 |  |  | 2 |  | RB-Appl-EffCW-med-GasDHW-ElecCDryer-Tier1-FrontSCGDMoMH72CZ13rWtd
RB-Appl-EffCW-med-GasDHW-ElecCDryer-Tier1-Front | DEER2016 | D16v1 | 2015-05-14 08:06 | SCG | DMo | MH72 | CZ14 | rWtd | Each | 1 | 598 | None | 223 | 0.0334 | 4.4 | 142 | 0.0207 | 1.06 | 223 | 0.0334 | 4.4 | 142 | 0.0207 | 1.06 |  |  | 2 |  | RB-Appl-EffCW-med-GasDHW-ElecCDryer-Tier1-FrontSCGDMoMH72CZ14rWtd
RB-Appl-EffCW-med-GasDHW-ElecCDryer-Tier1-Front | DEER2016 | D16v1 | 2015-05-14 08:06 | SCG | DMo | MH72 | CZ15 | rWtd | Each | 1 | 598 | None | 228 | 0.0335 | 3.86 | 143 | 0.0207 | 0.938 | 228 | 0.0335 | 3.86 | 143 | 0.0207 | 0.938 |  |  | 2 |  | RB-Appl-EffCW-med-GasDHW-ElecCDryer-Tier1-FrontSCGDMoMH72CZ15rWtd
RB-Appl-EffCW-med-GasDHW-ElecCDryer-Tier1-Front | DEER2016 | D16v1 | 2015-05-14 08:06 | SCG | DMo | MH72 | CZ16 | rWtd | Each | 1 | 598 | None | 222 | 0.0332 | 4.79 | 143 | 0.0205 | 1.1 | 222 | 0.0332 | 4.79 | 143 | 0.0205 | 1.1 |  |  | 2 |  | RB-Appl-EffCW-med-GasDHW-ElecCDryer-Tier1-FrontSCGDMoMH72CZ16rWtd
RB-Appl-EffCW-med-GasDHW-ElecCDryer-Tier1-Front | DEER2016 | D16v1 | 2015-05-14 08:06 | SCG | DMo | MH85 | CZ04 | rWtd | Each | 1 | 621 | None | 226 | 0.0345 | 3.77 | 140 | 0.0206 | 0.522 | 226 | 0.0345 | 3.77 | 140 | 0.0206 | 0.522 |  |  | 2 |  | RB-Appl-EffCW-med-GasDHW-ElecCDryer-Tier1-FrontSCGDMoMH85CZ04rWtd
RB-Appl-EffCW-med-GasDHW-ElecCDryer-Tier1-Front | DEER2016 | D16v1 | 2015-05-14 08:06 | SCG | DMo | MH85 | CZ05 | rWtd | Each | 1 | 621 | None | 219 | 0.0312 | 4.26 | 141 | 0.02 | 0.759 | 219 | 0.0312 | 4.26 | 141 | 0.02 | 0.759 |  |  | 2 |  | RB-Appl-EffCW-med-GasDHW-ElecCDryer-Tier1-FrontSCGDMoMH85CZ05rWtd
RB-Appl-EffCW-med-GasDHW-ElecCDryer-Tier1-Front | DEER2016 | D16v1 | 2015-05-14 08:06 | SCG | DMo | MH85 | CZ06 | rWtd | Each | 1 | 621 | None | 219 | 0.0305 | 4.46 | 141 | 0.0194 | 0.923 | 219 | 0.0305 | 4.46 | 141 | 0.0194 | 0.923 |  |  | 2 |  | RB-Appl-EffCW-med-GasDHW-ElecCDryer-Tier1-FrontSCGDMoMH85CZ06rWtd
RB-Appl-EffCW-med-GasDHW-ElecCDryer-Tier1-Front | DEER2016 | D16v1 | 2015-05-14 08:06 | SCG | DMo | MH85 | CZ08 | rWtd | Each | 1 | 621 | None | 224 | 0.0328 | 4.53 | 143 | 0.021 | 1.05 | 224 | 0.0328 | 4.53 | 143 | 0.021 | 1.05 |  |  | 2 |  | RB-Appl-EffCW-med-GasDHW-ElecCDryer-Tier1-FrontSCGDMoMH85CZ08rWtd
RB-Appl-EffCW-med-GasDHW-ElecCDryer-Tier1-Front | DEER2016 | D16v1 | 2015-05-14 08:06 | SCG | DMo | MH85 | CZ09 | rWtd | Each | 1 | 621 | None | 227 | 0.0334 | 4.33 | 146 | 0.0213 | 0.907 | 227 | 0.0334 | 4.33 | 146 | 0.0213 | 0.907 |  |  | 2 |  | RB-Appl-EffCW-med-GasDHW-ElecCDryer-Tier1-FrontSCGDMoMH85CZ09rWtd
RB-Appl-EffCW-med-GasDHW-ElecCDryer-Tier1-Front | DEER2016 | D16v1 | 2015-05-14 08:06 | SCG | DMo | MH85 | CZ10 | rWtd | Each | 1 | 621 | None | 230 | 0.0351 | 4.08 | 147 | 0.0222 | 0.807 | 230 | 0.0351 | 4.08 | 147 | 0.0222 | 0.807 |  |  | 2 |  | RB-Appl-EffCW-med-GasDHW-ElecCDryer-Tier1-FrontSCGDMoMH85CZ10rWtd
RB-Appl-EffCW-med-GasDHW-ElecCDryer-Tier1-Front | DEER2016 | D16v1 | 2015-05-14 08:06 | SCG | DMo | MH85 | CZ13 | rWtd | Each | 1 | 621 | None | 225 | 0.0329 | 3.53 | 144 | 0.0204 | 0.402 | 225 | 0.0329 | 3.53 | 144 | 0.0204 | 0.402 |  |  | 2 |  | RB-Appl-EffCW-med-GasDHW-ElecCDryer-Tier1-FrontSCGDMoMH85CZ13rWtd
RB-Appl-EffCW-med-GasDHW-ElecCDryer-Tier1-Front | DEER2016 | D16v1 | 2015-05-14 08:06 | SCG | DMo | MH85 | CZ14 | rWtd | Each | 1 | 621 | None | 228 | 0.0332 | 3.6 | 146 | 0.0211 | 0.414 | 228 | 0.0332 | 3.6 | 146 | 0.0211 | 0.414 |  |  | 2 |  | RB-Appl-EffCW-med-GasDHW-ElecCDryer-Tier1-FrontSCGDMoMH85CZ14rWtd
RB-Appl-EffCW-med-GasDHW-ElecCDryer-Tier1-Front | DEER2016 | D16v1 | 2015-05-14 08:06 | SCG | DMo | MH85 | CZ15 | rWtd | Each | 1 | 621 | None | 234 | 0.0353 | 3.43 | 146 | 0.0222 | 0.577 | 234 | 0.0353 | 3.43 | 146 | 0.0222 | 0.577 |  |  | 2 |  | RB-Appl-EffCW-med-GasDHW-ElecCDryer-Tier1-FrontSCGDMoMH85CZ15rWtd
RB-Appl-EffCW-med-GasDHW-ElecCDryer-Tier1-Front | DEER2016 | D16v1 | 2015-05-14 08:06 | SCG | DMo | MH85 | CZ16 | rWtd | Each | 1 | 621 | None | 223 | 0.0351 | 3.97 | 142 | 0.0217 | 0.398 | 223 | 0.0351 | 3.97 | 142 | 0.0217 | 0.398 |  |  | 2 |  | RB-Appl-EffCW-med-GasDHW-ElecCDryer-Tier1-FrontSCGDMoMH85CZ16rWtd
RB-Appl-EffCW-med-GasDHW-ElecCDryer-Tier1-Front | DEER2016 | D16v1 | 2015-05-14 08:06 | SCG | MFm | 1975 | CZ04 | rWtd | Each | 1 | 474 | None | 221 | 0.0344 | 4.23 | 142 | 0.0215 | 0.851 | 221 | 0.0344 | 4.23 | 142 | 0.0215 | 0.851 |  |  | 2 |  | RB-Appl-EffCW-med-GasDHW-ElecCDryer-Tier1-FrontSCGMFm1975CZ04rWtd
RB-Appl-EffCW-med-GasDHW-ElecCDryer-Tier1-Front | DEER2016 | D16v1 | 2015-05-14 08:06 | SCG | MFm | 1975 | CZ05 | rWtd | Each | 1 | 474 | None | 219 | 0.0303 | 4.41 | 142 | 0.0194 | 1.05 | 219 | 0.0303 | 4.41 | 142 | 0.0194 | 1.05 |  |  | 2 |  | RB-Appl-EffCW-med-GasDHW-ElecCDryer-Tier1-FrontSCGMFm1975CZ05rWtd
RB-Appl-EffCW-med-GasDHW-ElecCDryer-Tier1-Front | DEER2016 | D16v1 | 2015-05-14 08:06 | SCG | MFm | 1975 | CZ06 | rWtd | Each | 1 | 465 | None | 222 | 0.0329 | 3.92 | 143 | 0.0215 | 0.525 | 222 | 0.0329 | 3.92 | 143 | 0.0215 | 0.525 |  |  | 2 |  | RB-Appl-EffCW-med-GasDHW-ElecCDryer-Tier1-FrontSCGMFm1975CZ06rWtd
RB-Appl-EffCW-med-GasDHW-ElecCDryer-Tier1-Front | DEER2016 | D16v1 | 2015-05-14 08:06 | SCG | MFm | 1975 | CZ07 | rWtd | Each | 1 | 465 | None | 221 | 0.0308 | 3.92 | 142 | 0.0216 | 0.483 | 221 | 0.0308 | 3.92 | 142 | 0.0216 | 0.483 |  |  | 2 |  | RB-Appl-EffCW-med-GasDHW-ElecCDryer-Tier1-FrontSCGMFm1975CZ07rWtd
RB-Appl-EffCW-med-GasDHW-ElecCDryer-Tier1-Front | DEER2016 | D16v1 | 2015-05-14 08:06 | SCG | MFm | 1975 | CZ08 | rWtd | Each | 1 | 465 | None | 222 | 0.0329 | 3.7 | 143 | 0.0204 | 0.442 | 222 | 0.0329 | 3.7 | 143 | 0.0204 | 0.442 |  |  | 2 |  | RB-Appl-EffCW-med-GasDHW-ElecCDryer-Tier1-FrontSCGMFm1975CZ08rWtd
RB-Appl-EffCW-med-GasDHW-ElecCDryer-Tier1-Front | DEER2016 | D16v1 | 2015-05-14 08:06 | SCG | MFm | 1975 | CZ09 | rWtd | Each | 1 | 544 | None | 223 | 0.0328 | 3.91 | 143 | 0.0216 | 0.223 | 223 | 0.0328 | 3.91 | 143 | 0.0216 | 0.223 |  |  | 2 |  | RB-Appl-EffCW-med-GasDHW-ElecCDryer-Tier1-FrontSCGMFm1975CZ09rWtd
RB-Appl-EffCW-med-GasDHW-ElecCDryer-Tier1-Front | DEER2016 | D16v1 | 2015-05-14 08:06 | SCG | MFm | 1975 | CZ10 | rWtd | Each | 1 | 544 | None | 224 | 0.0356 | 3.98 | 145 | 0.0234 | 0.291 | 224 | 0.0356 | 3.98 | 145 | 0.0234 | 0.291 |  |  | 2 |  | RB-Appl-EffCW-med-GasDHW-ElecCDryer-Tier1-FrontSCGMFm1975CZ10rWtd
RB-Appl-EffCW-med-GasDHW-ElecCDryer-Tier1-Front | DEER2016 | D16v1 | 2015-05-14 08:06 | SCG | MFm | 1975 | CZ13 | rWtd | Each | 1 | 487 | None | 222 | 0.0333 | 3.86 | 143 | 0.0216 | 0.327 | 222 | 0.0333 | 3.86 | 143 | 0.0216 | 0.327 |  |  | 2 |  | RB-Appl-EffCW-med-GasDHW-ElecCDryer-Tier1-FrontSCGMFm1975CZ13rWtd
RB-Appl-EffCW-med-GasDHW-ElecCDryer-Tier1-Front | DEER2016 | D16v1 | 2015-05-14 08:06 | SCG | MFm | 1975 | CZ14 | rWtd | Each | 1 | 634 | None | 230 | 0.0337 | 3.62 | 147 | 0.0214 | 0.302 | 230 | 0.0337 | 3.62 | 147 | 0.0214 | 0.302 |  |  | 2 |  | RB-Appl-EffCW-med-GasDHW-ElecCDryer-Tier1-FrontSCGMFm1975CZ14rWtd
RB-Appl-EffCW-med-GasDHW-ElecCDryer-Tier1-Front | DEER2016 | D16v1 | 2015-05-14 08:06 | SCG | MFm | 1975 | CZ15 | rWtd | Each | 1 | 634 | None | 231 | 0.0347 | 3.29 | 147 | 0.0219 | 0.401 | 231 | 0.0347 | 3.29 | 147 | 0.0219 | 0.401 |  |  | 2 |  | RB-Appl-EffCW-med-GasDHW-ElecCDryer-Tier1-FrontSCGMFm1975CZ15rWtd
RB-Appl-EffCW-med-GasDHW-ElecCDryer-Tier1-Front | DEER2016 | D16v1 | 2015-05-14 08:06 | SCG | MFm | 1975 | CZ16 | rWtd | Each | 1 | 474 | None | 220 | 0.035 | 4.24 | 140 | 0.0208 | 0.704 | 220 | 0.035 | 4.24 | 140 | 0.0208 | 0.704 |  |  | 2 |  | RB-Appl-EffCW-med-GasDHW-ElecCDryer-Tier1-FrontSCGMFm1975CZ16rWtd
RB-Appl-EffCW-med-GasDHW-ElecCDryer-Tier1-Front | DEER2016 | D16v1 | 2015-05-14 08:06 | SCG | MFm | 1985 | CZ04 | rWtd | Each | 1 | 512 | None | 221 | 0.0335 | 4.48 | 142 | 0.0226 | 0.611 | 221 | 0.0335 | 4.48 | 142 | 0.0226 | 0.611 |  |  | 2 |  | RB-Appl-EffCW-med-GasDHW-ElecCDryer-Tier1-FrontSCGMFm1985CZ04rWtd
RB-Appl-EffCW-med-GasDHW-ElecCDryer-Tier1-Front | DEER2016 | D16v1 | 2015-05-14 08:06 | SCG | MFm | 1985 | CZ05 | rWtd | Each | 1 | 512 | None | 220 | 0.0304 | 4.78 | 142 | 0.0196 | 0.657 | 220 | 0.0304 | 4.78 | 142 | 0.0196 | 0.657 |  |  | 2 |  | RB-Appl-EffCW-med-GasDHW-ElecCDryer-Tier1-FrontSCGMFm1985CZ05rWtd
RB-Appl-EffCW-med-GasDHW-ElecCDryer-Tier1-Front | DEER2016 | D16v1 | 2015-05-14 08:06 | SCG | MFm | 1985 | CZ06 | rWtd | Each | 1 | 578 | None | 220 | 0.0336 | 4.3 | 142 | 0.0219 | 0.41 | 220 | 0.0336 | 4.3 | 142 | 0.0219 | 0.41 |  |  | 2 |  | RB-Appl-EffCW-med-GasDHW-ElecCDryer-Tier1-FrontSCGMFm1985CZ06rWtd
RB-Appl-EffCW-med-GasDHW-ElecCDryer-Tier1-Front | DEER2016 | D16v1 | 2015-05-14 08:06 | SCG | MFm | 1985 | CZ07 | rWtd | Each | 1 | 578 | None | 220 | 0.0323 | 4.19 | 142 | 0.022 | 0.408 | 220 | 0.0323 | 4.19 | 142 | 0.022 | 0.408 |  |  | 2 |  | RB-Appl-EffCW-med-GasDHW-ElecCDryer-Tier1-FrontSCGMFm1985CZ07rWtd
RB-Appl-EffCW-med-GasDHW-ElecCDryer-Tier1-Front | DEER2016 | D16v1 | 2015-05-14 08:06 | SCG | MFm | 1985 | CZ08 | rWtd | Each | 1 | 578 | None | 221 | 0.0317 | 4.16 | 143 | 0.0201 | 0.397 | 221 | 0.0317 | 4.16 | 143 | 0.0201 | 0.397 |  |  | 2 |  | RB-Appl-EffCW-med-GasDHW-ElecCDryer-Tier1-FrontSCGMFm1985CZ08rWtd
RB-Appl-EffCW-med-GasDHW-ElecCDryer-Tier1-Front | DEER2016 | D16v1 | 2015-05-14 08:06 | SCG | MFm | 1985 | CZ09 | rWtd | Each | 1 | 648 | None | 225 | 0.0328 | 3.91 | 144 | 0.0209 | 0.523 | 225 | 0.0328 | 3.91 | 144 | 0.0209 | 0.523 |  |  | 2 |  | RB-Appl-EffCW-med-GasDHW-ElecCDryer-Tier1-FrontSCGMFm1985CZ09rWtd
RB-Appl-EffCW-med-GasDHW-ElecCDryer-Tier1-Front | DEER2016 | D16v1 | 2015-05-14 08:06 | SCG | MFm | 1985 | CZ10 | rWtd | Each | 1 | 648 | None | 225 | 0.0352 | 3.95 | 144 | 0.0225 | 0.573 | 225 | 0.0352 | 3.95 | 144 | 0.0225 | 0.573 |  |  | 2 |  | RB-Appl-EffCW-med-GasDHW-ElecCDryer-Tier1-FrontSCGMFm1985CZ10rWtd
RB-Appl-EffCW-med-GasDHW-ElecCDryer-Tier1-Front | DEER2016 | D16v1 | 2015-05-14 08:06 | SCG | MFm | 1985 | CZ13 | rWtd | Each | 1 | 512 | None | 222 | 0.0328 | 3.95 | 143 | 0.0215 | 0.389 | 222 | 0.0328 | 3.95 | 143 | 0.0215 | 0.389 |  |  | 2 |  | RB-Appl-EffCW-med-GasDHW-ElecCDryer-Tier1-FrontSCGMFm1985CZ13rWtd
RB-Appl-EffCW-med-GasDHW-ElecCDryer-Tier1-Front | DEER2016 | D16v1 | 2015-05-14 08:06 | SCG | MFm | 1985 | CZ14 | rWtd | Each | 1 | 630 | None | 229 | 0.0342 | 3.67 | 147 | 0.0217 | 0.331 | 229 | 0.0342 | 3.67 | 147 | 0.0217 | 0.331 |  |  | 2 |  | RB-Appl-EffCW-med-GasDHW-ElecCDryer-Tier1-FrontSCGMFm1985CZ14rWtd
RB-Appl-EffCW-med-GasDHW-ElecCDryer-Tier1-Front | DEER2016 | D16v1 | 2015-05-14 08:06 | SCG | MFm | 1985 | CZ15 | rWtd | Each | 1 | 630 | None | 231 | 0.0346 | 3.32 | 147 | 0.022 | 0.411 | 231 | 0.0346 | 3.32 | 147 | 0.022 | 0.411 |  |  | 2 |  | RB-Appl-EffCW-med-GasDHW-ElecCDryer-Tier1-FrontSCGMFm1985CZ15rWtd
RB-Appl-EffCW-med-GasDHW-ElecCDryer-Tier1-Front | DEER2016 | D16v1 | 2015-05-14 08:06 | SCG | MFm | 1985 | CZ16 | rWtd | Each | 1 | 512 | None | 223 | 0.0321 | 4.55 | 144 | 0.021 | 0.399 | 223 | 0.0321 | 4.55 | 144 | 0.021 | 0.399 |  |  | 2 |  | RB-Appl-EffCW-med-GasDHW-ElecCDryer-Tier1-FrontSCGMFm1985CZ16rWtd
RB-Appl-EffCW-med-GasDHW-ElecCDryer-Tier1-Front | DEER2016 | D16v1 | 2015-05-14 08:06 | SCG | MFm | 1996 | CZ04 | rWtd | Each | 1 | 432 | None | 221 | 0.0352 | 4.12 | 142 | 0.0224 | 0.355 | 221 | 0.0352 | 4.12 | 142 | 0.0224 | 0.355 |  |  | 2 |  | RB-Appl-EffCW-med-GasDHW-ElecCDryer-Tier1-FrontSCGMFm1996CZ04rWtd
RB-Appl-EffCW-med-GasDHW-ElecCDryer-Tier1-Front | DEER2016 | D16v1 | 2015-05-14 08:06 | SCG | MFm | 1996 | CZ05 | rWtd | Each | 1 | 432 | None | 219 | 0.0303 | 4.31 | 141 | 0.0196 | 0.349 | 219 | 0.0303 | 4.31 | 141 | 0.0196 | 0.349 |  |  | 2 |  | RB-Appl-EffCW-med-GasDHW-ElecCDryer-Tier1-FrontSCGMFm1996CZ05rWtd
RB-Appl-EffCW-med-GasDHW-ElecCDryer-Tier1-Front | DEER2016 | D16v1 | 2015-05-14 08:06 | SCG | MFm | 1996 | CZ06 | rWtd | Each | 1 | 518 | None | 221 | 0.0323 | 4.05 | 142 | 0.0208 | 0.624 | 221 | 0.0323 | 4.05 | 142 | 0.0208 | 0.624 |  |  | 2 |  | RB-Appl-EffCW-med-GasDHW-ElecCDryer-Tier1-FrontSCGMFm1996CZ06rWtd
RB-Appl-EffCW-med-GasDHW-ElecCDryer-Tier1-Front | DEER2016 | D16v1 | 2015-05-14 08:06 | SCG | MFm | 1996 | CZ07 | rWtd | Each | 1 | 518 | None | 221 | 0.0324 | 4.07 | 142 | 0.0215 | 0.588 | 221 | 0.0324 | 4.07 | 142 | 0.0215 | 0.588 |  |  | 2 |  | RB-Appl-EffCW-med-GasDHW-ElecCDryer-Tier1-FrontSCGMFm1996CZ07rWtd
RB-Appl-EffCW-med-GasDHW-ElecCDryer-Tier1-Front | DEER2016 | D16v1 | 2015-05-14 08:06 | SCG | MFm | 1996 | CZ08 | rWtd | Each | 1 | 518 | None | 222 | 0.0318 | 3.91 | 143 | 0.02 | 0.554 | 222 | 0.0318 | 3.91 | 143 | 0.02 | 0.554 |  |  | 2 |  | RB-Appl-EffCW-med-GasDHW-ElecCDryer-Tier1-FrontSCGMFm1996CZ08rWtd
RB-Appl-EffCW-med-GasDHW-ElecCDryer-Tier1-Front | DEER2016 | D16v1 | 2015-05-14 08:06 | SCG | MFm | 1996 | CZ09 | rWtd | Each | 1 | 487 | None | 224 | 0.0322 | 4.13 | 144 | 0.0209 | 0.499 | 224 | 0.0322 | 4.13 | 144 | 0.0209 | 0.499 |  |  | 2 |  | RB-Appl-EffCW-med-GasDHW-ElecCDryer-Tier1-FrontSCGMFm1996CZ09rWtd
RB-Appl-EffCW-med-GasDHW-ElecCDryer-Tier1-Front | DEER2016 | D16v1 | 2015-05-14 08:06 | SCG | MFm | 1996 | CZ10 | rWtd | Each | 1 | 487 | None | 222 | 0.0351 | 4.03 | 143 | 0.0228 | 0.438 | 222 | 0.0351 | 4.03 | 143 | 0.0228 | 0.438 |  |  | 2 |  | RB-Appl-EffCW-med-GasDHW-ElecCDryer-Tier1-FrontSCGMFm1996CZ10rWtd
RB-Appl-EffCW-med-GasDHW-ElecCDryer-Tier1-Front | DEER2016 | D16v1 | 2015-05-14 08:06 | SCG | MFm | 1996 | CZ13 | rWtd | Each | 1 | 456 | None | 223 | 0.0338 | 3.71 | 144 | 0.0224 | 0.222 | 223 | 0.0338 | 3.71 | 144 | 0.0224 | 0.222 |  |  | 2 |  | RB-Appl-EffCW-med-GasDHW-ElecCDryer-Tier1-FrontSCGMFm1996CZ13rWtd
RB-Appl-EffCW-med-GasDHW-ElecCDryer-Tier1-Front | DEER2016 | D16v1 | 2015-05-14 08:06 | SCG | MFm | 1996 | CZ14 | rWtd | Each | 1 | 480 | None | 227 | 0.032 | 4.18 | 147 | 0.0207 | 0.494 | 227 | 0.032 | 4.18 | 147 | 0.0207 | 0.494 |  |  | 2 |  | RB-Appl-EffCW-med-GasDHW-ElecCDryer-Tier1-FrontSCGMFm1996CZ14rWtd
RB-Appl-EffCW-med-GasDHW-ElecCDryer-Tier1-Front | DEER2016 | D16v1 | 2015-05-14 08:06 | SCG | MFm | 1996 | CZ15 | rWtd | Each | 1 | 480 | None | 225 | 0.0336 | 3.33 | 146 | 0.0219 | 0.332 | 225 | 0.0336 | 3.33 | 146 | 0.0219 | 0.332 |  |  | 2 |  | RB-Appl-EffCW-med-GasDHW-ElecCDryer-Tier1-FrontSCGMFm1996CZ15rWtd
RB-Appl-EffCW-med-GasDHW-ElecCDryer-Tier1-Front | DEER2016 | D16v1 | 2015-05-14 08:06 | SCG | MFm | 1996 | CZ16 | rWtd | Each | 1 | 432 | None | 225 | 0.0328 | 4.32 | 146 | 0.0215 | 0.242 | 225 | 0.0328 | 4.32 | 146 | 0.0215 | 0.242 |  |  | 2 |  | RB-Appl-EffCW-med-GasDHW-ElecCDryer-Tier1-FrontSCGMFm1996CZ16rWtd
RB-Appl-EffCW-med-GasDHW-ElecCDryer-Tier1-Front | DEER2016 | D16v1 | 2015-05-14 08:06 | SCG | MFm | 2003 | CZ04 | rWtd | Each | 1 | 441 | None | 222 | 0.0339 | 3.84 | 142 | 0.0211 | 0.478 | 222 | 0.0339 | 3.84 | 142 | 0.0211 | 0.478 |  |  | 2 |  | RB-Appl-EffCW-med-GasDHW-ElecCDryer-Tier1-FrontSCGMFm2003CZ04rWtd
RB-Appl-EffCW-med-GasDHW-ElecCDryer-Tier1-Front | DEER2016 | D16v1 | 2015-05-14 08:06 | SCG | MFm | 2003 | CZ05 | rWtd | Each | 1 | 441 | None | 218 | 0.0304 | 4.29 | 142 | 0.0196 | 0.856 | 218 | 0.0304 | 4.29 | 142 | 0.0196 | 0.856 |  |  | 2 |  | RB-Appl-EffCW-med-GasDHW-ElecCDryer-Tier1-FrontSCGMFm2003CZ05rWtd
RB-Appl-EffCW-med-GasDHW-ElecCDryer-Tier1-Front | DEER2016 | D16v1 | 2015-05-14 08:06 | SCG | MFm | 2003 | CZ06 | rWtd | Each | 1 | 538 | None | 221 | 0.0325 | 4.12 | 142 | 0.021 | 0.681 | 221 | 0.0325 | 4.12 | 142 | 0.021 | 0.681 |  |  | 2 |  | RB-Appl-EffCW-med-GasDHW-ElecCDryer-Tier1-FrontSCGMFm2003CZ06rWtd
RB-Appl-EffCW-med-GasDHW-ElecCDryer-Tier1-Front | DEER2016 | D16v1 | 2015-05-14 08:06 | SCG | MFm | 2003 | CZ07 | rWtd | Each | 1 | 538 | None | 220 | 0.0317 | 4.03 | 142 | 0.0192 | 0.581 | 220 | 0.0317 | 4.03 | 142 | 0.0192 | 0.581 |  |  | 2 |  | RB-Appl-EffCW-med-GasDHW-ElecCDryer-Tier1-FrontSCGMFm2003CZ07rWtd
RB-Appl-EffCW-med-GasDHW-ElecCDryer-Tier1-Front | DEER2016 | D16v1 | 2015-05-14 08:06 | SCG | MFm | 2003 | CZ08 | rWtd | Each | 1 | 538 | None | 222 | 0.0319 | 3.92 | 142 | 0.0207 | 0.582 | 222 | 0.0319 | 3.92 | 142 | 0.0207 | 0.582 |  |  | 2 |  | RB-Appl-EffCW-med-GasDHW-ElecCDryer-Tier1-FrontSCGMFm2003CZ08rWtd
RB-Appl-EffCW-med-GasDHW-ElecCDryer-Tier1-Front | DEER2016 | D16v1 | 2015-05-14 08:06 | SCG | MFm | 2003 | CZ09 | rWtd | Each | 1 | 499 | None | 223 | 0.0326 | 3.73 | 143 | 0.0206 | 0.479 | 223 | 0.0326 | 3.73 | 143 | 0.0206 | 0.479 |  |  | 2 |  | RB-Appl-EffCW-med-GasDHW-ElecCDryer-Tier1-FrontSCGMFm2003CZ09rWtd
RB-Appl-EffCW-med-GasDHW-ElecCDryer-Tier1-Front | DEER2016 | D16v1 | 2015-05-14 08:06 | SCG | MFm | 2003 | CZ10 | rWtd | Each | 1 | 474 | None | 223 | 0.0333 | 3.93 | 142 | 0.0204 | 0.64 | 223 | 0.0333 | 3.93 | 142 | 0.0204 | 0.64 |  |  | 2 |  | RB-Appl-EffCW-med-GasDHW-ElecCDryer-Tier1-FrontSCGMFm2003CZ10rWtd
RB-Appl-EffCW-med-GasDHW-ElecCDryer-Tier1-Front | DEER2016 | D16v1 | 2015-05-14 08:06 | SCG | MFm | 2003 | CZ13 | rWtd | Each | 1 | 474 | None | 224 | 0.0329 | 3.86 | 142 | 0.0203 | 0.641 | 224 | 0.0329 | 3.86 | 142 | 0.0203 | 0.641 |  |  | 2 |  | RB-Appl-EffCW-med-GasDHW-ElecCDryer-Tier1-FrontSCGMFm2003CZ13rWtd
RB-Appl-EffCW-med-GasDHW-ElecCDryer-Tier1-Front | DEER2016 | D16v1 | 2015-05-14 08:06 | SCG | MFm | 2003 | CZ14 | rWtd | Each | 1 | 487 | None | 227 | 0.032 | 4.17 | 146 | 0.0207 | 0.491 | 227 | 0.032 | 4.17 | 146 | 0.0207 | 0.491 |  |  | 2 |  | RB-Appl-EffCW-med-GasDHW-ElecCDryer-Tier1-FrontSCGMFm2003CZ14rWtd
RB-Appl-EffCW-med-GasDHW-ElecCDryer-Tier1-Front | DEER2016 | D16v1 | 2015-05-14 08:06 | SCG | MFm | 2003 | CZ15 | rWtd | Each | 1 | 487 | None | 224 | 0.0333 | 3.33 | 145 | 0.0216 | 0.333 | 224 | 0.0333 | 3.33 | 145 | 0.0216 | 0.333 |  |  | 2 |  | RB-Appl-EffCW-med-GasDHW-ElecCDryer-Tier1-FrontSCGMFm2003CZ15rWtd
RB-Appl-EffCW-med-GasDHW-ElecCDryer-Tier1-Front | DEER2016 | D16v1 | 2015-05-14 08:06 | SCG | MFm | 2003 | CZ16 | rWtd | Each | 1 | 441 | None | 224 | 0.0325 | 4.32 | 143 | 0.0203 | 0.661 | 224 | 0.0325 | 4.32 | 143 | 0.0203 | 0.661 |  |  | 2 |  | RB-Appl-EffCW-med-GasDHW-ElecCDryer-Tier1-FrontSCGMFm2003CZ16rWtd
RB-Appl-EffCW-med-GasDHW-ElecCDryer-Tier1-Front | DEER2016 | D16v1 | 2015-05-14 08:06 | SCG | MFm | 2007 | CZ04 | rWtd | Each | 1 | 441 | None | 221 | 0.0333 | 3.93 | 142 | 0.0211 | 0.545 | 221 | 0.0333 | 3.93 | 142 | 0.0211 | 0.545 |  |  | 2 |  | RB-Appl-EffCW-med-GasDHW-ElecCDryer-Tier1-FrontSCGMFm2007CZ04rWtd
RB-Appl-EffCW-med-GasDHW-ElecCDryer-Tier1-Front | DEER2016 | D16v1 | 2015-05-14 08:06 | SCG | MFm | 2007 | CZ05 | rWtd | Each | 1 | 441 | None | 219 | 0.0303 | 4.38 | 142 | 0.0196 | 0.863 | 219 | 0.0303 | 4.38 | 142 | 0.0196 | 0.863 |  |  | 2 |  | RB-Appl-EffCW-med-GasDHW-ElecCDryer-Tier1-FrontSCGMFm2007CZ05rWtd
RB-Appl-EffCW-med-GasDHW-ElecCDryer-Tier1-Front | DEER2016 | D16v1 | 2015-05-14 08:06 | SCG | MFm | 2007 | CZ06 | rWtd | Each | 1 | 538 | None | 221 | 0.0315 | 4.14 | 142 | 0.0206 | 0.692 | 221 | 0.0315 | 4.14 | 142 | 0.0206 | 0.692 |  |  | 2 |  | RB-Appl-EffCW-med-GasDHW-ElecCDryer-Tier1-FrontSCGMFm2007CZ06rWtd
RB-Appl-EffCW-med-GasDHW-ElecCDryer-Tier1-Front | DEER2016 | D16v1 | 2015-05-14 08:06 | SCG | MFm | 2007 | CZ07 | rWtd | Each | 1 | 538 | None | 220 | 0.0327 | 4.05 | 141 | 0.0204 | 0.55 | 220 | 0.0327 | 4.05 | 141 | 0.0204 | 0.55 |  |  | 2 |  | RB-Appl-EffCW-med-GasDHW-ElecCDryer-Tier1-FrontSCGMFm2007CZ07rWtd
RB-Appl-EffCW-med-GasDHW-ElecCDryer-Tier1-Front | DEER2016 | D16v1 | 2015-05-14 08:06 | SCG | MFm | 2007 | CZ08 | rWtd | Each | 1 | 538 | None | 222 | 0.0313 | 3.96 | 143 | 0.02 | 0.609 | 222 | 0.0313 | 3.96 | 143 | 0.02 | 0.609 |  |  | 2 |  | RB-Appl-EffCW-med-GasDHW-ElecCDryer-Tier1-FrontSCGMFm2007CZ08rWtd
RB-Appl-EffCW-med-GasDHW-ElecCDryer-Tier1-Front | DEER2016 | D16v1 | 2015-05-14 08:06 | SCG | MFm | 2007 | CZ09 | rWtd | Each | 1 | 499 | None | 222 | 0.0325 | 3.78 | 142 | 0.0206 | 0.482 | 222 | 0.0325 | 3.78 | 142 | 0.0206 | 0.482 |  |  | 2 |  | RB-Appl-EffCW-med-GasDHW-ElecCDryer-Tier1-FrontSCGMFm2007CZ09rWtd
RB-Appl-EffCW-med-GasDHW-ElecCDryer-Tier1-Front | DEER2016 | D16v1 | 2015-05-14 08:06 | SCG | MFm | 2007 | CZ10 | rWtd | Each | 1 | 474 | None | 222 | 0.0324 | 4 | 141 | 0.0201 | 0.682 | 222 | 0.0324 | 4 | 141 | 0.0201 | 0.682 |  |  | 2 |  | RB-Appl-EffCW-med-GasDHW-ElecCDryer-Tier1-FrontSCGMFm2007CZ10rWtd
RB-Appl-EffCW-med-GasDHW-ElecCDryer-Tier1-Front | DEER2016 | D16v1 | 2015-05-14 08:06 | SCG | MFm | 2007 | CZ13 | rWtd | Each | 1 | 474 | None | 223 | 0.0321 | 3.82 | 142 | 0.0202 | 0.623 | 223 | 0.0321 | 3.82 | 142 | 0.0202 | 0.623 |  |  | 2 |  | RB-Appl-EffCW-med-GasDHW-ElecCDryer-Tier1-FrontSCGMFm2007CZ13rWtd
RB-Appl-EffCW-med-GasDHW-ElecCDryer-Tier1-Front | DEER2016 | D16v1 | 2015-05-14 08:06 | SCG | MFm | 2007 | CZ14 | rWtd | Each | 1 | 487 | None | 225 | 0.032 | 4.18 | 145 | 0.0207 | 0.488 | 225 | 0.032 | 4.18 | 145 | 0.0207 | 0.488 |  |  | 2 |  | RB-Appl-EffCW-med-GasDHW-ElecCDryer-Tier1-FrontSCGMFm2007CZ14rWtd
RB-Appl-EffCW-med-GasDHW-ElecCDryer-Tier1-Front | DEER2016 | D16v1 | 2015-05-14 08:06 | SCG | MFm | 2007 | CZ15 | rWtd | Each | 1 | 487 | None | 224 | 0.0327 | 3.34 | 144 | 0.0212 | 0.347 | 224 | 0.0327 | 3.34 | 144 | 0.0212 | 0.347 |  |  | 2 |  | RB-Appl-EffCW-med-GasDHW-ElecCDryer-Tier1-FrontSCGMFm2007CZ15rWtd
RB-Appl-EffCW-med-GasDHW-ElecCDryer-Tier1-Front | DEER2016 | D16v1 | 2015-05-14 08:06 | SCG | MFm | 2007 | CZ16 | rWtd | Each | 1 | 441 | None | 226 | 0.0322 | 4.54 | 144 | 0.0201 | 0.795 | 226 | 0.0322 | 4.54 | 144 | 0.0201 | 0.795 |  |  | 2 |  | RB-Appl-EffCW-med-GasDHW-ElecCDryer-Tier1-FrontSCGMFm2007CZ16rWtd
RB-Appl-EffCW-med-GasDHW-ElecCDryer-Tier1-Front | DEER2016 | D16v1 | 2015-05-14 08:06 | SCG | MFm | 2011 | CZ04 | rWtd | Each | 1 | 441 | None | 222 | 0.0334 | 3.99 | 142 | 0.0207 | 0.526 | 222 | 0.0334 | 3.99 | 142 | 0.0207 | 0.526 |  |  | 2 |  | RB-Appl-EffCW-med-GasDHW-ElecCDryer-Tier1-FrontSCGMFm2011CZ04rWtd
RB-Appl-EffCW-med-GasDHW-ElecCDryer-Tier1-Front | DEER2016 | D16v1 | 2015-05-14 08:06 | SCG | MFm | 2011 | CZ05 | rWtd | Each | 1 | 441 | None | 219 | 0.0304 | 4.35 | 142 | 0.0196 | 0.817 | 219 | 0.0304 | 4.35 | 142 | 0.0196 | 0.817 |  |  | 2 |  | RB-Appl-EffCW-med-GasDHW-ElecCDryer-Tier1-FrontSCGMFm2011CZ05rWtd
RB-Appl-EffCW-med-GasDHW-ElecCDryer-Tier1-Front | DEER2016 | D16v1 | 2015-05-14 08:06 | SCG | MFm | 2011 | CZ06 | rWtd | Each | 1 | 538 | None | 220 | 0.0313 | 4.1 | 142 | 0.0201 | 0.653 | 220 | 0.0313 | 4.1 | 142 | 0.0201 | 0.653 |  |  | 2 |  | RB-Appl-EffCW-med-GasDHW-ElecCDryer-Tier1-FrontSCGMFm2011CZ06rWtd
RB-Appl-EffCW-med-GasDHW-ElecCDryer-Tier1-Front | DEER2016 | D16v1 | 2015-05-14 08:06 | SCG | MFm | 2011 | CZ07 | rWtd | Each | 1 | 538 | None | 220 | 0.0316 | 4.05 | 141 | 0.0203 | 0.498 | 220 | 0.0316 | 4.05 | 141 | 0.0203 | 0.498 |  |  | 2 |  | RB-Appl-EffCW-med-GasDHW-ElecCDryer-Tier1-FrontSCGMFm2011CZ07rWtd
RB-Appl-EffCW-med-GasDHW-ElecCDryer-Tier1-Front | DEER2016 | D16v1 | 2015-05-14 08:06 | SCG | MFm | 2011 | CZ08 | rWtd | Each | 1 | 538 | None | 222 | 0.0316 | 3.98 | 143 | 0.0201 | 0.58 | 222 | 0.0316 | 3.98 | 143 | 0.0201 | 0.58 |  |  | 2 |  | RB-Appl-EffCW-med-GasDHW-ElecCDryer-Tier1-FrontSCGMFm2011CZ08rWtd
RB-Appl-EffCW-med-GasDHW-ElecCDryer-Tier1-Front | DEER2016 | D16v1 | 2015-05-14 08:06 | SCG | MFm | 2011 | CZ09 | rWtd | Each | 1 | 499 | None | 222 | 0.0325 | 3.83 | 143 | 0.0207 | 0.479 | 222 | 0.0325 | 3.83 | 143 | 0.0207 | 0.479 |  |  | 2 |  | RB-Appl-EffCW-med-GasDHW-ElecCDryer-Tier1-FrontSCGMFm2011CZ09rWtd
RB-Appl-EffCW-med-GasDHW-ElecCDryer-Tier1-Front | DEER2016 | D16v1 | 2015-05-14 08:06 | SCG | MFm | 2011 | CZ10 | rWtd | Each | 1 | 474 | None | 223 | 0.0324 | 4 | 141 | 0.0202 | 0.644 | 223 | 0.0324 | 4 | 141 | 0.0202 | 0.644 |  |  | 2 |  | RB-Appl-EffCW-med-GasDHW-ElecCDryer-Tier1-FrontSCGMFm2011CZ10rWtd
RB-Appl-EffCW-med-GasDHW-ElecCDryer-Tier1-Front | DEER2016 | D16v1 | 2015-05-14 08:06 | SCG | MFm | 2011 | CZ13 | rWtd | Each | 1 | 474 | None | 224 | 0.0321 | 3.86 | 142 | 0.0202 | 0.62 | 224 | 0.0321 | 3.86 | 142 | 0.0202 | 0.62 |  |  | 2 |  | RB-Appl-EffCW-med-GasDHW-ElecCDryer-Tier1-FrontSCGMFm2011CZ13rWtd
RB-Appl-EffCW-med-GasDHW-ElecCDryer-Tier1-Front | DEER2016 | D16v1 | 2015-05-14 08:06 | SCG | MFm | 2011 | CZ14 | rWtd | Each | 1 | 487 | None | 226 | 0.0322 | 4.2 | 146 | 0.0207 | 0.509 | 226 | 0.0322 | 4.2 | 146 | 0.0207 | 0.509 |  |  | 2 |  | RB-Appl-EffCW-med-GasDHW-ElecCDryer-Tier1-FrontSCGMFm2011CZ14rWtd
RB-Appl-EffCW-med-GasDHW-ElecCDryer-Tier1-Front | DEER2016 | D16v1 | 2015-05-14 08:06 | SCG | MFm | 2011 | CZ15 | rWtd | Each | 1 | 487 | None | 224 | 0.0328 | 3.33 | 144 | 0.0213 | 0.342 | 224 | 0.0328 | 3.33 | 144 | 0.0213 | 0.342 |  |  | 2 |  | RB-Appl-EffCW-med-GasDHW-ElecCDryer-Tier1-FrontSCGMFm2011CZ15rWtd
RB-Appl-EffCW-med-GasDHW-ElecCDryer-Tier1-Front | DEER2016 | D16v1 | 2015-05-14 08:06 | SCG | MFm | 2011 | CZ16 | rWtd | Each | 1 | 441 | None | 226 | 0.0322 | 4.61 | 144 | 0.0204 | 0.816 | 226 | 0.0322 | 4.61 | 144 | 0.0204 | 0.816 |  |  | 2 |  | RB-Appl-EffCW-med-GasDHW-ElecCDryer-Tier1-FrontSCGMFm2011CZ16rWtd
RB-Appl-EffCW-med-GasDHW-ElecCDryer-Tier1-Front | DEER2016 | D16v1 | 2015-05-14 08:06 | SCG | MFm | 2014 | CZ04 | rWtd | Each | 1 | 441 | None | 222 | 0.0338 | 3.99 | 142 | 0.0211 | 0.5 | 222 | 0.0338 | 3.99 | 142 | 0.0211 | 0.5 |  |  | 2 |  | RB-Appl-EffCW-med-GasDHW-ElecCDryer-Tier1-FrontSCGMFm2014CZ04rWtd
RB-Appl-EffCW-med-GasDHW-ElecCDryer-Tier1-Front | DEER2016 | D16v1 | 2015-05-14 08:06 | SCG | MFm | 2014 | CZ05 | rWtd | Each | 1 | 441 | None | 219 | 0.0304 | 4.48 | 141 | 0.0195 | 0.765 | 219 | 0.0304 | 4.48 | 141 | 0.0195 | 0.765 |  |  | 2 |  | RB-Appl-EffCW-med-GasDHW-ElecCDryer-Tier1-FrontSCGMFm2014CZ05rWtd
RB-Appl-EffCW-med-GasDHW-ElecCDryer-Tier1-Front | DEER2016 | D16v1 | 2015-05-14 08:06 | SCG | MFm | 2014 | CZ06 | rWtd | Each | 1 | 538 | None | 220 | 0.0323 | 4.09 | 141 | 0.0197 | 0.614 | 220 | 0.0323 | 4.09 | 141 | 0.0197 | 0.614 |  |  | 2 |  | RB-Appl-EffCW-med-GasDHW-ElecCDryer-Tier1-FrontSCGMFm2014CZ06rWtd
RB-Appl-EffCW-med-GasDHW-ElecCDryer-Tier1-Front | DEER2016 | D16v1 | 2015-05-14 08:06 | SCG | MFm | 2014 | CZ07 | rWtd | Each | 1 | 538 | None | 220 | 0.0324 | 4.04 | 141 | 0.0207 | 0.465 | 220 | 0.0324 | 4.04 | 141 | 0.0207 | 0.465 |  |  | 2 |  | RB-Appl-EffCW-med-GasDHW-ElecCDryer-Tier1-FrontSCGMFm2014CZ07rWtd
RB-Appl-EffCW-med-GasDHW-ElecCDryer-Tier1-Front | DEER2016 | D16v1 | 2015-05-14 08:06 | SCG | MFm | 2014 | CZ08 | rWtd | Each | 1 | 538 | None | 223 | 0.0317 | 3.98 | 142 | 0.0201 | 0.548 | 223 | 0.0317 | 3.98 | 142 | 0.0201 | 0.548 |  |  | 2 |  | RB-Appl-EffCW-med-GasDHW-ElecCDryer-Tier1-FrontSCGMFm2014CZ08rWtd
RB-Appl-EffCW-med-GasDHW-ElecCDryer-Tier1-Front | DEER2016 | D16v1 | 2015-05-14 08:06 | SCG | MFm | 2014 | CZ09 | rWtd | Each | 1 | 499 | None | 223 | 0.033 | 3.84 | 142 | 0.0209 | 0.467 | 223 | 0.033 | 3.84 | 142 | 0.0209 | 0.467 |  |  | 2 |  | RB-Appl-EffCW-med-GasDHW-ElecCDryer-Tier1-FrontSCGMFm2014CZ09rWtd
RB-Appl-EffCW-med-GasDHW-ElecCDryer-Tier1-Front | DEER2016 | D16v1 | 2015-05-14 08:06 | SCG | MFm | 2014 | CZ10 | rWtd | Each | 1 | 474 | None | 223 | 0.0328 | 3.98 | 141 | 0.0205 | 0.599 | 223 | 0.0328 | 3.98 | 141 | 0.0205 | 0.599 |  |  | 2 |  | RB-Appl-EffCW-med-GasDHW-ElecCDryer-Tier1-FrontSCGMFm2014CZ10rWtd
RB-Appl-EffCW-med-GasDHW-ElecCDryer-Tier1-Front | DEER2016 | D16v1 | 2015-05-14 08:06 | SCG | MFm | 2014 | CZ13 | rWtd | Each | 1 | 474 | None | 224 | 0.0319 | 3.84 | 142 | 0.0196 | 0.595 | 224 | 0.0319 | 3.84 | 142 | 0.0196 | 0.595 |  |  | 2 |  | RB-Appl-EffCW-med-GasDHW-ElecCDryer-Tier1-FrontSCGMFm2014CZ13rWtd
RB-Appl-EffCW-med-GasDHW-ElecCDryer-Tier1-Front | DEER2016 | D16v1 | 2015-05-14 08:06 | SCG | MFm | 2014 | CZ14 | rWtd | Each | 1 | 487 | None | 225 | 0.0323 | 4.17 | 145 | 0.0208 | 0.486 | 225 | 0.0323 | 4.17 | 145 | 0.0208 | 0.486 |  |  | 2 |  | RB-Appl-EffCW-med-GasDHW-ElecCDryer-Tier1-FrontSCGMFm2014CZ14rWtd
RB-Appl-EffCW-med-GasDHW-ElecCDryer-Tier1-Front | DEER2016 | D16v1 | 2015-05-14 08:06 | SCG | MFm | 2014 | CZ15 | rWtd | Each | 1 | 487 | None | 224 | 0.0331 | 3.33 | 144 | 0.0215 | 0.335 | 224 | 0.0331 | 3.33 | 144 | 0.0215 | 0.335 |  |  | 2 |  | RB-Appl-EffCW-med-GasDHW-ElecCDryer-Tier1-FrontSCGMFm2014CZ15rWtd
RB-Appl-EffCW-med-GasDHW-ElecCDryer-Tier1-Front | DEER2016 | D16v1 | 2015-05-14 08:06 | SCG | MFm | 2014 | CZ16 | rWtd | Each | 1 | 441 | None | 224 | 0.0331 | 4.45 | 143 | 0.0205 | 0.73 | 224 | 0.0331 | 4.45 | 143 | 0.0205 | 0.73 |  |  | 2 |  | RB-Appl-EffCW-med-GasDHW-ElecCDryer-Tier1-FrontSCGMFm2014CZ16rWtd
RB-Appl-EffCW-med-GasDHW-ElecCDryer-Tier1-Front | DEER2016 | D16v1 | 2015-05-14 08:07 | SCG | MFm | Ex | CZ04 | rWtd | Each | 1 | 508 | None | 221 | 0.0336 | 4.46 | 142 | 0.0225 | 0.635 | 221 | 0.0336 | 4.46 | 142 | 0.0225 | 0.635 |  |  | 2 |  | RB-Appl-EffCW-med-GasDHW-ElecCDryer-Tier1-FrontSCGMFmExCZ04rWtd
RB-Appl-EffCW-med-GasDHW-ElecCDryer-Tier1-Front | DEER2016 | D16v1 | 2015-05-14 08:07 | SCG | MFm | Ex | CZ05 | rWtd | Each | 1 | 464 | None | 219 | 0.0303 | 4.42 | 142 | 0.0195 | 0.759 | 219 | 0.0303 | 4.42 | 142 | 0.0195 | 0.759 |  |  | 2 |  | RB-Appl-EffCW-med-GasDHW-ElecCDryer-Tier1-FrontSCGMFmExCZ05rWtd
RB-Appl-EffCW-med-GasDHW-ElecCDryer-Tier1-Front | DEER2016 | D16v1 | 2015-05-14 08:07 | SCG | MFm | Ex | CZ06 | rWtd | Each | 1 | 511 | None | 221 | 0.033 | 4.06 | 143 | 0.0215 | 0.512 | 221 | 0.033 | 4.06 | 143 | 0.0215 | 0.512 |  |  | 2 |  | RB-Appl-EffCW-med-GasDHW-ElecCDryer-Tier1-FrontSCGMFmExCZ06rWtd
RB-Appl-EffCW-med-GasDHW-ElecCDryer-Tier1-Front | DEER2016 | D16v1 | 2015-05-14 08:07 | SCG | MFm | Ex | CZ07 | rWtd | Each | 1 | 520 | None | 220 | 0.0315 | 4.05 | 142 | 0.0218 | 0.446 | 220 | 0.0315 | 4.05 | 142 | 0.0218 | 0.446 |  |  | 2 |  | RB-Appl-EffCW-med-GasDHW-ElecCDryer-Tier1-FrontSCGMFmExCZ07rWtd
RB-Appl-EffCW-med-GasDHW-ElecCDryer-Tier1-Front | DEER2016 | D16v1 | 2015-05-14 08:07 | SCG | MFm | Ex | CZ08 | rWtd | Each | 1 | 506 | None | 222 | 0.0324 | 3.86 | 143 | 0.0203 | 0.449 | 222 | 0.0324 | 3.86 | 143 | 0.0203 | 0.449 |  |  | 2 |  | RB-Appl-EffCW-med-GasDHW-ElecCDryer-Tier1-FrontSCGMFmExCZ08rWtd
RB-Appl-EffCW-med-GasDHW-ElecCDryer-Tier1-Front | DEER2016 | D16v1 | 2015-05-14 08:07 | SCG | MFm | Ex | CZ09 | rWtd | Each | 1 | 561 | None | 223 | 0.0328 | 3.91 | 143 | 0.0214 | 0.298 | 223 | 0.0328 | 3.91 | 143 | 0.0214 | 0.298 |  |  | 2 |  | RB-Appl-EffCW-med-GasDHW-ElecCDryer-Tier1-FrontSCGMFmExCZ09rWtd
RB-Appl-EffCW-med-GasDHW-ElecCDryer-Tier1-Front | DEER2016 | D16v1 | 2015-05-14 08:07 | SCG | MFm | Ex | CZ10 | rWtd | Each | 1 | 587 | None | 225 | 0.0354 | 3.97 | 145 | 0.023 | 0.424 | 225 | 0.0354 | 3.97 | 145 | 0.023 | 0.424 |  |  | 2 |  | RB-Appl-EffCW-med-GasDHW-ElecCDryer-Tier1-FrontSCGMFmExCZ10rWtd
RB-Appl-EffCW-med-GasDHW-ElecCDryer-Tier1-Front | DEER2016 | D16v1 | 2015-05-14 08:07 | SCG | MFm | Ex | CZ13 | rWtd | Each | 1 | 488 | None | 222 | 0.0332 | 3.87 | 143 | 0.0216 | 0.34 | 222 | 0.0332 | 3.87 | 143 | 0.0216 | 0.34 |  |  | 2 |  | RB-Appl-EffCW-med-GasDHW-ElecCDryer-Tier1-FrontSCGMFmExCZ13rWtd
RB-Appl-EffCW-med-GasDHW-ElecCDryer-Tier1-Front | DEER2016 | D16v1 | 2015-05-14 08:07 | SCG | MFm | Ex | CZ14 | rWtd | Each | 1 | 623 | None | 229 | 0.0338 | 3.67 | 147 | 0.0215 | 0.327 | 229 | 0.0338 | 3.67 | 147 | 0.0215 | 0.327 |  |  | 2 |  | RB-Appl-EffCW-med-GasDHW-ElecCDryer-Tier1-FrontSCGMFmExCZ14rWtd
RB-Appl-EffCW-med-GasDHW-ElecCDryer-Tier1-Front | DEER2016 | D16v1 | 2015-05-14 08:07 | SCG | MFm | Ex | CZ15 | rWtd | Each | 1 | 631 | None | 231 | 0.0347 | 3.3 | 147 | 0.0219 | 0.405 | 231 | 0.0347 | 3.3 | 147 | 0.0219 | 0.405 |  |  | 2 |  | RB-Appl-EffCW-med-GasDHW-ElecCDryer-Tier1-FrontSCGMFmExCZ15rWtd
RB-Appl-EffCW-med-GasDHW-ElecCDryer-Tier1-Front | DEER2016 | D16v1 | 2015-05-14 08:07 | SCG | MFm | Ex | CZ16 | rWtd | Each | 1 | 502 | None | 223 | 0.0327 | 4.48 | 143 | 0.021 | 0.46 | 223 | 0.0327 | 4.48 | 143 | 0.021 | 0.46 |  |  | 2 |  | RB-Appl-EffCW-med-GasDHW-ElecCDryer-Tier1-FrontSCGMFmExCZ16rWtd
RB-Appl-EffCW-med-GasDHW-ElecCDryer-Tier1-Front | DEER2016 | D16v1 | 2015-05-14 08:07 | SCG | MFm | Ex | IOU | rWtd | Each | 1 | 540 | None | 223 | 0.0329 | 3.93 | 143 | 0.0212 | 0.391 | 223 | 0.0329 | 3.93 | 143 | 0.0212 | 0.391 |  |  | 2 |  | RB-Appl-EffCW-med-GasDHW-ElecCDryer-Tier1-FrontSCGMFmExIOUrWtd
RB-Appl-EffCW-med-GasDHW-ElecCDryer-Tier1-Front | DEER2016 | D16v1 | 2015-05-14 08:06 | SCG | SFm | 1975 | CZ04 | rWtd | Each | 1 | 796 | None | 272 | 0.0458 | 4.67 | 177 | 0.029 | 0.172 | 272 | 0.0458 | 4.67 | 177 | 0.029 | 0.172 |  |  | 2 |  | RB-Appl-EffCW-med-GasDHW-ElecCDryer-Tier1-FrontSCGSFm1975CZ04rWtd
RB-Appl-EffCW-med-GasDHW-ElecCDryer-Tier1-Front | DEER2016 | D16v1 | 2015-05-14 08:06 | SCG | SFm | 1975 | CZ05 | rWtd | Each | 1 | 796 | None | 272 | 0.0369 | 5.38 | 175 | 0.0233 | 0.486 | 272 | 0.0369 | 5.38 | 175 | 0.0233 | 0.486 |  |  | 2 |  | RB-Appl-EffCW-med-GasDHW-ElecCDryer-Tier1-FrontSCGSFm1975CZ05rWtd
RB-Appl-EffCW-med-GasDHW-ElecCDryer-Tier1-Front | DEER2016 | D16v1 | 2015-05-14 08:06 | SCG | SFm | 1975 | CZ06 | rWtd | Each | 1 | 764 | None | 274 | 0.0394 | 5.64 | 177 | 0.0251 | 1.31 | 274 | 0.0394 | 5.64 | 177 | 0.0251 | 1.31 |  |  | 2 |  | RB-Appl-EffCW-med-GasDHW-ElecCDryer-Tier1-FrontSCGSFm1975CZ06rWtd
RB-Appl-EffCW-med-GasDHW-ElecCDryer-Tier1-Front | DEER2016 | D16v1 | 2015-05-14 08:06 | SCG | SFm | 1975 | CZ07 | rWtd | Each | 1 | 764 | None | 272 | 0.0441 | 5.33 | 176 | 0.0301 | 1.15 | 272 | 0.0441 | 5.33 | 176 | 0.0301 | 1.15 |  |  | 2 |  | RB-Appl-EffCW-med-GasDHW-ElecCDryer-Tier1-FrontSCGSFm1975CZ07rWtd
RB-Appl-EffCW-med-GasDHW-ElecCDryer-Tier1-Front | DEER2016 | D16v1 | 2015-05-14 08:06 | SCG | SFm | 1975 | CZ08 | rWtd | Each | 1 | 764 | None | 275 | 0.0395 | 4.98 | 178 | 0.0251 | 0.93 | 275 | 0.0395 | 4.98 | 178 | 0.0251 | 0.93 |  |  | 2 |  | RB-Appl-EffCW-med-GasDHW-ElecCDryer-Tier1-FrontSCGSFm1975CZ08rWtd
RB-Appl-EffCW-med-GasDHW-ElecCDryer-Tier1-Front | DEER2016 | D16v1 | 2015-05-14 08:06 | SCG | SFm | 1975 | CZ09 | rWtd | Each | 1 | 818 | None | 279 | 0.0418 | 4.61 | 180 | 0.0265 | 0.618 | 279 | 0.0418 | 4.61 | 180 | 0.0265 | 0.618 |  |  | 2 |  | RB-Appl-EffCW-med-GasDHW-ElecCDryer-Tier1-FrontSCGSFm1975CZ09rWtd
RB-Appl-EffCW-med-GasDHW-ElecCDryer-Tier1-Front | DEER2016 | D16v1 | 2015-05-14 08:06 | SCG | SFm | 1975 | CZ10 | rWtd | Each | 1 | 818 | None | 277 | 0.0445 | 4.59 | 177 | 0.0276 | 0.622 | 277 | 0.0445 | 4.59 | 177 | 0.0276 | 0.622 |  |  | 2 |  | RB-Appl-EffCW-med-GasDHW-ElecCDryer-Tier1-FrontSCGSFm1975CZ10rWtd
RB-Appl-EffCW-med-GasDHW-ElecCDryer-Tier1-Front | DEER2016 | D16v1 | 2015-05-14 08:06 | SCG | SFm | 1975 | CZ13 | rWtd | Each | 1 | 764 | None | 281 | 0.0469 | 4.18 | 180 | 0.0294 | 0.394 | 281 | 0.0469 | 4.18 | 180 | 0.0294 | 0.394 |  |  | 2 |  | RB-Appl-EffCW-med-GasDHW-ElecCDryer-Tier1-FrontSCGSFm1975CZ13rWtd
RB-Appl-EffCW-med-GasDHW-ElecCDryer-Tier1-Front | DEER2016 | D16v1 | 2015-05-14 08:06 | SCG | SFm | 1975 | CZ14 | rWtd | Each | 1 | 778 | None | 289 | 0.0455 | 4.44 | 181 | 0.0275 | 0.446 | 289 | 0.0455 | 4.44 | 181 | 0.0275 | 0.446 |  |  | 2 |  | RB-Appl-EffCW-med-GasDHW-ElecCDryer-Tier1-FrontSCGSFm1975CZ14rWtd
RB-Appl-EffCW-med-GasDHW-ElecCDryer-Tier1-Front | DEER2016 | D16v1 | 2015-05-14 08:06 | SCG | SFm | 1975 | CZ15 | rWtd | Each | 1 | 778 | None | 289 | 0.0458 | 3.87 | 184 | 0.0291 | 0.453 | 289 | 0.0458 | 3.87 | 184 | 0.0291 | 0.453 |  |  | 2 |  | RB-Appl-EffCW-med-GasDHW-ElecCDryer-Tier1-FrontSCGSFm1975CZ15rWtd
RB-Appl-EffCW-med-GasDHW-ElecCDryer-Tier1-Front | DEER2016 | D16v1 | 2015-05-14 08:06 | SCG | SFm | 1975 | CZ16 | rWtd | Each | 1 | 796 | None | 279 | 0.0414 | 5.41 | 182 | 0.0313 | 0.325 | 279 | 0.0414 | 5.41 | 182 | 0.0313 | 0.325 |  |  | 2 |  | RB-Appl-EffCW-med-GasDHW-ElecCDryer-Tier1-FrontSCGSFm1975CZ16rWtd
RB-Appl-EffCW-med-GasDHW-ElecCDryer-Tier1-Front | DEER2016 | D16v1 | 2015-05-14 08:06 | SCG | SFm | 1985 | CZ04 | rWtd | Each | 1 | 952 | None | 277 | 0.0449 | 4 | 181 | 0.0274 | -0.128 | 277 | 0.0449 | 4 | 181 | 0.0274 | -0.128 |  |  | 2 |  | RB-Appl-EffCW-med-GasDHW-ElecCDryer-Tier1-FrontSCGSFm1985CZ04rWtd
RB-Appl-EffCW-med-GasDHW-ElecCDryer-Tier1-Front | DEER2016 | D16v1 | 2015-05-14 08:06 | SCG | SFm | 1985 | CZ05 | rWtd | Each | 1 | 952 | None | 270 | 0.0369 | 4.22 | 174 | 0.0238 | -0.0629 | 270 | 0.0369 | 4.22 | 174 | 0.0238 | -0.0629 |  |  | 2 |  | RB-Appl-EffCW-med-GasDHW-ElecCDryer-Tier1-FrontSCGSFm1985CZ05rWtd
RB-Appl-EffCW-med-GasDHW-ElecCDryer-Tier1-Front | DEER2016 | D16v1 | 2015-05-14 08:06 | SCG | SFm | 1985 | CZ06 | rWtd | Each | 1 | 1030 | None | 274 | 0.0422 | 5.36 | 177 | 0.0271 | 1.16 | 274 | 0.0422 | 5.36 | 177 | 0.0271 | 1.16 |  |  | 2 |  | RB-Appl-EffCW-med-GasDHW-ElecCDryer-Tier1-FrontSCGSFm1985CZ06rWtd
RB-Appl-EffCW-med-GasDHW-ElecCDryer-Tier1-Front | DEER2016 | D16v1 | 2015-05-14 08:06 | SCG | SFm | 1985 | CZ07 | rWtd | Each | 1 | 1030 | None | 273 | 0.0386 | 5.33 | 176 | 0.0241 | 1.19 | 273 | 0.0386 | 5.33 | 176 | 0.0241 | 1.19 |  |  | 2 |  | RB-Appl-EffCW-med-GasDHW-ElecCDryer-Tier1-FrontSCGSFm1985CZ07rWtd
RB-Appl-EffCW-med-GasDHW-ElecCDryer-Tier1-Front | DEER2016 | D16v1 | 2015-05-14 08:06 | SCG | SFm | 1985 | CZ08 | rWtd | Each | 1 | 1030 | None | 276 | 0.0398 | 5.27 | 177 | 0.0253 | 1.2 | 276 | 0.0398 | 5.27 | 177 | 0.0253 | 1.2 |  |  | 2 |  | RB-Appl-EffCW-med-GasDHW-ElecCDryer-Tier1-FrontSCGSFm1985CZ08rWtd
RB-Appl-EffCW-med-GasDHW-ElecCDryer-Tier1-Front | DEER2016 | D16v1 | 2015-05-14 08:06 | SCG | SFm | 1985 | CZ09 | rWtd | Each | 1 | 906 | None | 277 | 0.0414 | 5.31 | 177 | 0.0262 | 1.07 | 277 | 0.0414 | 5.31 | 177 | 0.0262 | 1.07 |  |  | 2 |  | RB-Appl-EffCW-med-GasDHW-ElecCDryer-Tier1-FrontSCGSFm1985CZ09rWtd
RB-Appl-EffCW-med-GasDHW-ElecCDryer-Tier1-Front | DEER2016 | D16v1 | 2015-05-14 08:06 | SCG | SFm | 1985 | CZ10 | rWtd | Each | 1 | 906 | None | 279 | 0.0436 | 5.04 | 178 | 0.0273 | 0.944 | 279 | 0.0436 | 5.04 | 178 | 0.0273 | 0.944 |  |  | 2 |  | RB-Appl-EffCW-med-GasDHW-ElecCDryer-Tier1-FrontSCGSFm1985CZ10rWtd
RB-Appl-EffCW-med-GasDHW-ElecCDryer-Tier1-Front | DEER2016 | D16v1 | 2015-05-14 08:06 | SCG | SFm | 1985 | CZ13 | rWtd | Each | 1 | 852 | None | 278 | 0.0444 | 4.4 | 176 | 0.0267 | 0.824 | 278 | 0.0444 | 4.4 | 176 | 0.0267 | 0.824 |  |  | 2 |  | RB-Appl-EffCW-med-GasDHW-ElecCDryer-Tier1-FrontSCGSFm1985CZ13rWtd
RB-Appl-EffCW-med-GasDHW-ElecCDryer-Tier1-Front | DEER2016 | D16v1 | 2015-05-14 08:06 | SCG | SFm | 1985 | CZ14 | rWtd | Each | 1 | 870 | None | 287 | 0.0466 | 3.87 | 183 | 0.0292 | 0.149 | 287 | 0.0466 | 3.87 | 183 | 0.0292 | 0.149 |  |  | 2 |  | RB-Appl-EffCW-med-GasDHW-ElecCDryer-Tier1-FrontSCGSFm1985CZ14rWtd
RB-Appl-EffCW-med-GasDHW-ElecCDryer-Tier1-Front | DEER2016 | D16v1 | 2015-05-14 08:06 | SCG | SFm | 1985 | CZ15 | rWtd | Each | 1 | 870 | None | 290 | 0.0464 | 3.53 | 184 | 0.0289 | 0.286 | 290 | 0.0464 | 3.53 | 184 | 0.0289 | 0.286 |  |  | 2 |  | RB-Appl-EffCW-med-GasDHW-ElecCDryer-Tier1-FrontSCGSFm1985CZ15rWtd
RB-Appl-EffCW-med-GasDHW-ElecCDryer-Tier1-Front | DEER2016 | D16v1 | 2015-05-14 08:06 | SCG | SFm | 1985 | CZ16 | rWtd | Each | 1 | 952 | None | 273 | 0.0432 | 4.33 | 175 | 0.0265 | -0.202 | 273 | 0.0432 | 4.33 | 175 | 0.0265 | -0.202 |  |  | 2 |  | RB-Appl-EffCW-med-GasDHW-ElecCDryer-Tier1-FrontSCGSFm1985CZ16rWtd
RB-Appl-EffCW-med-GasDHW-ElecCDryer-Tier1-Front | DEER2016 | D16v1 | 2015-05-14 08:06 | SCG | SFm | 1996 | CZ04 | rWtd | Each | 1 | 1100 | None | 281 | 0.044 | 4.83 | 178 | 0.0254 | 0.975 | 281 | 0.044 | 4.83 | 178 | 0.0254 | 0.975 |  |  | 2 |  | RB-Appl-EffCW-med-GasDHW-ElecCDryer-Tier1-FrontSCGSFm1996CZ04rWtd
RB-Appl-EffCW-med-GasDHW-ElecCDryer-Tier1-Front | DEER2016 | D16v1 | 2015-05-14 08:06 | SCG | SFm | 1996 | CZ05 | rWtd | Each | 1 | 1100 | None | 271 | 0.0386 | 5.16 | 176 | 0.0247 | 1.63 | 271 | 0.0386 | 5.16 | 176 | 0.0247 | 1.63 |  |  | 2 |  | RB-Appl-EffCW-med-GasDHW-ElecCDryer-Tier1-FrontSCGSFm1996CZ05rWtd
RB-Appl-EffCW-med-GasDHW-ElecCDryer-Tier1-Front | DEER2016 | D16v1 | 2015-05-14 08:06 | SCG | SFm | 1996 | CZ06 | rWtd | Each | 1 | 1150 | None | 274 | 0.0375 | 5.31 | 179 | 0.00122 | 1.32 | 274 | 0.0375 | 5.31 | 179 | 0.00122 | 1.32 |  |  | 2 |  | RB-Appl-EffCW-med-GasDHW-ElecCDryer-Tier1-FrontSCGSFm1996CZ06rWtd
RB-Appl-EffCW-med-GasDHW-ElecCDryer-Tier1-Front | DEER2016 | D16v1 | 2015-05-14 08:06 | SCG | SFm | 1996 | CZ07 | rWtd | Each | 1 | 1150 | None | 273 | 0.0572 | 5.19 | 176 | 0.0354 | 1.26 | 273 | 0.0572 | 5.19 | 176 | 0.0354 | 1.26 |  |  | 2 |  | RB-Appl-EffCW-med-GasDHW-ElecCDryer-Tier1-FrontSCGSFm1996CZ07rWtd
RB-Appl-EffCW-med-GasDHW-ElecCDryer-Tier1-Front | DEER2016 | D16v1 | 2015-05-14 08:06 | SCG | SFm | 1996 | CZ08 | rWtd | Each | 1 | 1150 | None | 275 | 0.0393 | 4.91 | 177 | 0.0245 | 1.07 | 275 | 0.0393 | 4.91 | 177 | 0.0245 | 1.07 |  |  | 2 |  | RB-Appl-EffCW-med-GasDHW-ElecCDryer-Tier1-FrontSCGSFm1996CZ08rWtd
RB-Appl-EffCW-med-GasDHW-ElecCDryer-Tier1-Front | DEER2016 | D16v1 | 2015-05-14 08:06 | SCG | SFm | 1996 | CZ09 | rWtd | Each | 1 | 1090 | None | 272 | 0.0404 | 5.28 | 175 | 0.0255 | 0.86 | 272 | 0.0404 | 5.28 | 175 | 0.0255 | 0.86 |  |  | 2 |  | RB-Appl-EffCW-med-GasDHW-ElecCDryer-Tier1-FrontSCGSFm1996CZ09rWtd
RB-Appl-EffCW-med-GasDHW-ElecCDryer-Tier1-Front | DEER2016 | D16v1 | 2015-05-14 08:06 | SCG | SFm | 1996 | CZ10 | rWtd | Each | 1 | 1090 | None | 277 | 0.0401 | 5.33 | 175 | 0.0245 | 0.901 | 277 | 0.0401 | 5.33 | 175 | 0.0245 | 0.901 |  |  | 2 |  | RB-Appl-EffCW-med-GasDHW-ElecCDryer-Tier1-FrontSCGSFm1996CZ10rWtd
RB-Appl-EffCW-med-GasDHW-ElecCDryer-Tier1-Front | DEER2016 | D16v1 | 2015-05-14 08:06 | SCG | SFm | 1996 | CZ13 | rWtd | Each | 1 | 1020 | None | 282 | 0.0442 | 4.08 | 182 | 0.0283 | -0.0301 | 282 | 0.0442 | 4.08 | 182 | 0.0283 | -0.0301 |  |  | 2 |  | RB-Appl-EffCW-med-GasDHW-ElecCDryer-Tier1-FrontSCGSFm1996CZ13rWtd
RB-Appl-EffCW-med-GasDHW-ElecCDryer-Tier1-Front | DEER2016 | D16v1 | 2015-05-14 08:06 | SCG | SFm | 1996 | CZ14 | rWtd | Each | 1 | 879 | None | 289 | 0.0481 | 4.19 | 187 | 0.0358 | 0.136 | 289 | 0.0481 | 4.19 | 187 | 0.0358 | 0.136 |  |  | 2 |  | RB-Appl-EffCW-med-GasDHW-ElecCDryer-Tier1-FrontSCGSFm1996CZ14rWtd
RB-Appl-EffCW-med-GasDHW-ElecCDryer-Tier1-Front | DEER2016 | D16v1 | 2015-05-14 08:06 | SCG | SFm | 1996 | CZ15 | rWtd | Each | 1 | 879 | None | 289 | 0.0435 | 3.68 | 184 | 0.0279 | 0.236 | 289 | 0.0435 | 3.68 | 184 | 0.0279 | 0.236 |  |  | 2 |  | RB-Appl-EffCW-med-GasDHW-ElecCDryer-Tier1-FrontSCGSFm1996CZ15rWtd
RB-Appl-EffCW-med-GasDHW-ElecCDryer-Tier1-Front | DEER2016 | D16v1 | 2015-05-14 08:06 | SCG | SFm | 1996 | CZ16 | rWtd | Each | 1 | 1100 | None | 277 | 0.0466 | 5.1 | 173 | 0.0242 | 0.852 | 277 | 0.0466 | 5.1 | 173 | 0.0242 | 0.852 |  |  | 2 |  | RB-Appl-EffCW-med-GasDHW-ElecCDryer-Tier1-FrontSCGSFm1996CZ16rWtd
RB-Appl-EffCW-med-GasDHW-ElecCDryer-Tier1-Front | DEER2016 | D16v1 | 2015-05-14 08:06 | SCG | SFm | 2003 | CZ04 | rWtd | Each | 1 | 1150 | None | 275 | 0.0461 | 4.95 | 178 | 0.0312 | 0.0206 | 275 | 0.0461 | 4.95 | 178 | 0.0312 | 0.0206 |  |  | 2 |  | RB-Appl-EffCW-med-GasDHW-ElecCDryer-Tier1-FrontSCGSFm2003CZ04rWtd
RB-Appl-EffCW-med-GasDHW-ElecCDryer-Tier1-Front | DEER2016 | D16v1 | 2015-05-14 08:06 | SCG | SFm | 2003 | CZ05 | rWtd | Each | 1 | 1150 | None | 270 | 0.037 | 4.82 | 174 | 0.0246 | -0.522 | 270 | 0.037 | 4.82 | 174 | 0.0246 | -0.522 |  |  | 2 |  | RB-Appl-EffCW-med-GasDHW-ElecCDryer-Tier1-FrontSCGSFm2003CZ05rWtd
RB-Appl-EffCW-med-GasDHW-ElecCDryer-Tier1-Front | DEER2016 | D16v1 | 2015-05-14 08:06 | SCG | SFm | 2003 | CZ06 | rWtd | Each | 1 | 1200 | None | 274 | 0.0373 | 5.19 | 176 | 0.0299 | 0.459 | 274 | 0.0373 | 5.19 | 176 | 0.0299 | 0.459 |  |  | 2 |  | RB-Appl-EffCW-med-GasDHW-ElecCDryer-Tier1-FrontSCGSFm2003CZ06rWtd
RB-Appl-EffCW-med-GasDHW-ElecCDryer-Tier1-Front | DEER2016 | D16v1 | 2015-05-14 08:06 | SCG | SFm | 2003 | CZ07 | rWtd | Each | 1 | 1200 | None | 275 | 0.0491 | 5.18 | 177 | 0.0351 | 0.418 | 275 | 0.0491 | 5.18 | 177 | 0.0351 | 0.418 |  |  | 2 |  | RB-Appl-EffCW-med-GasDHW-ElecCDryer-Tier1-FrontSCGSFm2003CZ07rWtd
RB-Appl-EffCW-med-GasDHW-ElecCDryer-Tier1-Front | DEER2016 | D16v1 | 2015-05-14 08:06 | SCG | SFm | 2003 | CZ08 | rWtd | Each | 1 | 1200 | None | 278 | 0.0409 | 4.61 | 181 | 0.0259 | 0.145 | 278 | 0.0409 | 4.61 | 181 | 0.0259 | 0.145 |  |  | 2 |  | RB-Appl-EffCW-med-GasDHW-ElecCDryer-Tier1-FrontSCGSFm2003CZ08rWtd
RB-Appl-EffCW-med-GasDHW-ElecCDryer-Tier1-Front | DEER2016 | D16v1 | 2015-05-14 08:06 | SCG | SFm | 2003 | CZ09 | rWtd | Each | 1 | 1210 | None | 281 | 0.0383 | 4.73 | 182 | 0.0247 | 0.0483 | 281 | 0.0383 | 4.73 | 182 | 0.0247 | 0.0483 |  |  | 2 |  | RB-Appl-EffCW-med-GasDHW-ElecCDryer-Tier1-FrontSCGSFm2003CZ09rWtd
RB-Appl-EffCW-med-GasDHW-ElecCDryer-Tier1-Front | DEER2016 | D16v1 | 2015-05-14 08:06 | SCG | SFm | 2003 | CZ10 | rWtd | Each | 1 | 974 | None | 282 | 0.0389 | 4.98 | 178 | 0.0245 | 1.19 | 282 | 0.0389 | 4.98 | 178 | 0.0245 | 1.19 |  |  | 2 |  | RB-Appl-EffCW-med-GasDHW-ElecCDryer-Tier1-FrontSCGSFm2003CZ10rWtd
RB-Appl-EffCW-med-GasDHW-ElecCDryer-Tier1-Front | DEER2016 | D16v1 | 2015-05-14 08:06 | SCG | SFm | 2003 | CZ13 | rWtd | Each | 1 | 974 | None | 279 | 0.0441 | 4.37 | 177 | 0.029 | 0.786 | 279 | 0.0441 | 4.37 | 177 | 0.029 | 0.786 |  |  | 2 |  | RB-Appl-EffCW-med-GasDHW-ElecCDryer-Tier1-FrontSCGSFm2003CZ13rWtd
RB-Appl-EffCW-med-GasDHW-ElecCDryer-Tier1-Front | DEER2016 | D16v1 | 2015-05-14 08:06 | SCG | SFm | 2003 | CZ14 | rWtd | Each | 1 | 1080 | None | 283 | 0.0384 | 4.72 | 180 | 0.0245 | 0.744 | 283 | 0.0384 | 4.72 | 180 | 0.0245 | 0.744 |  |  | 2 |  | RB-Appl-EffCW-med-GasDHW-ElecCDryer-Tier1-FrontSCGSFm2003CZ14rWtd
RB-Appl-EffCW-med-GasDHW-ElecCDryer-Tier1-Front | DEER2016 | D16v1 | 2015-05-14 08:06 | SCG | SFm | 2003 | CZ15 | rWtd | Each | 1 | 1080 | None | 282 | 0.0444 | 4.1 | 178 | 0.0276 | 0.656 | 282 | 0.0444 | 4.1 | 178 | 0.0276 | 0.656 |  |  | 2 |  | RB-Appl-EffCW-med-GasDHW-ElecCDryer-Tier1-FrontSCGSFm2003CZ15rWtd
RB-Appl-EffCW-med-GasDHW-ElecCDryer-Tier1-Front | DEER2016 | D16v1 | 2015-05-14 08:06 | SCG | SFm | 2003 | CZ16 | rWtd | Each | 1 | 1150 | None | 276 | 0.0515 | 5.27 | 178 | 0.0273 | -0.0498 | 276 | 0.0515 | 5.27 | 178 | 0.0273 | -0.0498 |  |  | 2 |  | RB-Appl-EffCW-med-GasDHW-ElecCDryer-Tier1-FrontSCGSFm2003CZ16rWtd
RB-Appl-EffCW-med-GasDHW-ElecCDryer-Tier1-Front | DEER2016 | D16v1 | 2015-05-14 08:06 | SCG | SFm | 2007 | CZ04 | rWtd | Each | 1 | 1150 | None | 274 | 0.0437 | 4.68 | 178 | 0.0297 | -0.197 | 274 | 0.0437 | 4.68 | 178 | 0.0297 | -0.197 |  |  | 2 |  | RB-Appl-EffCW-med-GasDHW-ElecCDryer-Tier1-FrontSCGSFm2007CZ04rWtd
RB-Appl-EffCW-med-GasDHW-ElecCDryer-Tier1-Front | DEER2016 | D16v1 | 2015-05-14 08:06 | SCG | SFm | 2007 | CZ05 | rWtd | Each | 1 | 1150 | None | 271 | 0.0379 | 5.33 | 174 | 0.0242 | -0.0429 | 271 | 0.0379 | 5.33 | 174 | 0.0242 | -0.0429 |  |  | 2 |  | RB-Appl-EffCW-med-GasDHW-ElecCDryer-Tier1-FrontSCGSFm2007CZ05rWtd
RB-Appl-EffCW-med-GasDHW-ElecCDryer-Tier1-Front | DEER2016 | D16v1 | 2015-05-14 08:06 | SCG | SFm | 2007 | CZ06 | rWtd | Each | 1 | 1200 | None | 276 | 0.044 | 5.35 | 177 | 0.0275 | 0.548 | 276 | 0.044 | 5.35 | 177 | 0.0275 | 0.548 |  |  | 2 |  | RB-Appl-EffCW-med-GasDHW-ElecCDryer-Tier1-FrontSCGSFm2007CZ06rWtd
RB-Appl-EffCW-med-GasDHW-ElecCDryer-Tier1-Front | DEER2016 | D16v1 | 2015-05-14 08:06 | SCG | SFm | 2007 | CZ07 | rWtd | Each | 1 | 1200 | None | 273 | 0.0434 | 4.83 | 176 | 0.0309 | 0.232 | 273 | 0.0434 | 4.83 | 176 | 0.0309 | 0.232 |  |  | 2 |  | RB-Appl-EffCW-med-GasDHW-ElecCDryer-Tier1-FrontSCGSFm2007CZ07rWtd
RB-Appl-EffCW-med-GasDHW-ElecCDryer-Tier1-Front | DEER2016 | D16v1 | 2015-05-14 08:06 | SCG | SFm | 2007 | CZ08 | rWtd | Each | 1 | 1200 | None | 273 | 0.0395 | 4.9 | 176 | 0.0257 | 0.33 | 273 | 0.0395 | 4.9 | 176 | 0.0257 | 0.33 |  |  | 2 |  | RB-Appl-EffCW-med-GasDHW-ElecCDryer-Tier1-FrontSCGSFm2007CZ08rWtd
RB-Appl-EffCW-med-GasDHW-ElecCDryer-Tier1-Front | DEER2016 | D16v1 | 2015-05-14 08:06 | SCG | SFm | 2007 | CZ09 | rWtd | Each | 1 | 1210 | None | 279 | 0.0387 | 4.84 | 181 | 0.0253 | 0.144 | 279 | 0.0387 | 4.84 | 181 | 0.0253 | 0.144 |  |  | 2 |  | RB-Appl-EffCW-med-GasDHW-ElecCDryer-Tier1-FrontSCGSFm2007CZ09rWtd
RB-Appl-EffCW-med-GasDHW-ElecCDryer-Tier1-Front | DEER2016 | D16v1 | 2015-05-14 08:06 | SCG | SFm | 2007 | CZ10 | rWtd | Each | 1 | 974 | None | 282 | 0.0387 | 5.07 | 179 | 0.0243 | 1.26 | 282 | 0.0387 | 5.07 | 179 | 0.0243 | 1.26 |  |  | 2 |  | RB-Appl-EffCW-med-GasDHW-ElecCDryer-Tier1-FrontSCGSFm2007CZ10rWtd
RB-Appl-EffCW-med-GasDHW-ElecCDryer-Tier1-Front | DEER2016 | D16v1 | 2015-05-14 08:06 | SCG | SFm | 2007 | CZ13 | rWtd | Each | 1 | 974 | None | 278 | 0.042 | 4.24 | 176 | 0.0258 | 0.727 | 278 | 0.042 | 4.24 | 176 | 0.0258 | 0.727 |  |  | 2 |  | RB-Appl-EffCW-med-GasDHW-ElecCDryer-Tier1-FrontSCGSFm2007CZ13rWtd
RB-Appl-EffCW-med-GasDHW-ElecCDryer-Tier1-Front | DEER2016 | D16v1 | 2015-05-14 08:06 | SCG | SFm | 2007 | CZ14 | rWtd | Each | 1 | 1080 | None | 279 | 0.0402 | 4.41 | 178 | 0.0258 | 0.534 | 279 | 0.0402 | 4.41 | 178 | 0.0258 | 0.534 |  |  | 2 |  | RB-Appl-EffCW-med-GasDHW-ElecCDryer-Tier1-FrontSCGSFm2007CZ14rWtd
RB-Appl-EffCW-med-GasDHW-ElecCDryer-Tier1-Front | DEER2016 | D16v1 | 2015-05-14 08:06 | SCG | SFm | 2007 | CZ15 | rWtd | Each | 1 | 1080 | None | 283 | 0.0418 | 4.18 | 180 | 0.0251 | 0.699 | 283 | 0.0418 | 4.18 | 180 | 0.0251 | 0.699 |  |  | 2 |  | RB-Appl-EffCW-med-GasDHW-ElecCDryer-Tier1-FrontSCGSFm2007CZ15rWtd
RB-Appl-EffCW-med-GasDHW-ElecCDryer-Tier1-Front | DEER2016 | D16v1 | 2015-05-14 08:06 | SCG | SFm | 2007 | CZ16 | rWtd | Each | 1 | 1150 | None | 274 | 0.0434 | 5.35 | 177 | 0.029 | 0.0262 | 274 | 0.0434 | 5.35 | 177 | 0.029 | 0.0262 |  |  | 2 |  | RB-Appl-EffCW-med-GasDHW-ElecCDryer-Tier1-FrontSCGSFm2007CZ16rWtd
RB-Appl-EffCW-med-GasDHW-ElecCDryer-Tier1-Front | DEER2016 | D16v1 | 2015-05-14 08:06 | SCG | SFm | 2011 | CZ04 | rWtd | Each | 1 | 1150 | None | 276 | 0.0368 | 4.75 | 180 | 0.0235 | -0.0934 | 276 | 0.0368 | 4.75 | 180 | 0.0235 | -0.0934 |  |  | 2 |  | RB-Appl-EffCW-med-GasDHW-ElecCDryer-Tier1-FrontSCGSFm2011CZ04rWtd
RB-Appl-EffCW-med-GasDHW-ElecCDryer-Tier1-Front | DEER2016 | D16v1 | 2015-05-14 08:06 | SCG | SFm | 2011 | CZ05 | rWtd | Each | 1 | 1150 | None | 270 | 0.0382 | 4.94 | 174 | 0.0246 | -0.297 | 270 | 0.0382 | 4.94 | 174 | 0.0246 | -0.297 |  |  | 2 |  | RB-Appl-EffCW-med-GasDHW-ElecCDryer-Tier1-FrontSCGSFm2011CZ05rWtd
RB-Appl-EffCW-med-GasDHW-ElecCDryer-Tier1-Front | DEER2016 | D16v1 | 2015-05-14 08:06 | SCG | SFm | 2011 | CZ06 | rWtd | Each | 1 | 1200 | None | 274 | 0.0407 | 5.09 | 177 | 0.0194 | 0.408 | 274 | 0.0407 | 5.09 | 177 | 0.0194 | 0.408 |  |  | 2 |  | RB-Appl-EffCW-med-GasDHW-ElecCDryer-Tier1-FrontSCGSFm2011CZ06rWtd
RB-Appl-EffCW-med-GasDHW-ElecCDryer-Tier1-Front | DEER2016 | D16v1 | 2015-05-14 08:06 | SCG | SFm | 2011 | CZ07 | rWtd | Each | 1 | 1200 | None | 274 | 0.0389 | 4.9 | 177 | 0.0312 | 0.317 | 274 | 0.0389 | 4.9 | 177 | 0.0312 | 0.317 |  |  | 2 |  | RB-Appl-EffCW-med-GasDHW-ElecCDryer-Tier1-FrontSCGSFm2011CZ07rWtd
RB-Appl-EffCW-med-GasDHW-ElecCDryer-Tier1-Front | DEER2016 | D16v1 | 2015-05-14 08:06 | SCG | SFm | 2011 | CZ08 | rWtd | Each | 1 | 1200 | None | 276 | 0.0394 | 4.93 | 177 | 0.026 | 0.383 | 276 | 0.0394 | 4.93 | 177 | 0.026 | 0.383 |  |  | 2 |  | RB-Appl-EffCW-med-GasDHW-ElecCDryer-Tier1-FrontSCGSFm2011CZ08rWtd
RB-Appl-EffCW-med-GasDHW-ElecCDryer-Tier1-Front | DEER2016 | D16v1 | 2015-05-14 08:06 | SCG | SFm | 2011 | CZ09 | rWtd | Each | 1 | 1210 | None | 282 | 0.0398 | 4.94 | 181 | 0.026 | 0.233 | 282 | 0.0398 | 4.94 | 181 | 0.026 | 0.233 |  |  | 2 |  | RB-Appl-EffCW-med-GasDHW-ElecCDryer-Tier1-FrontSCGSFm2011CZ09rWtd
RB-Appl-EffCW-med-GasDHW-ElecCDryer-Tier1-Front | DEER2016 | D16v1 | 2015-05-14 08:06 | SCG | SFm | 2011 | CZ10 | rWtd | Each | 1 | 974 | None | 280 | 0.0403 | 5.1 | 179 | 0.0264 | 1.24 | 280 | 0.0403 | 5.1 | 179 | 0.0264 | 1.24 |  |  | 2 |  | RB-Appl-EffCW-med-GasDHW-ElecCDryer-Tier1-FrontSCGSFm2011CZ10rWtd
RB-Appl-EffCW-med-GasDHW-ElecCDryer-Tier1-Front | DEER2016 | D16v1 | 2015-05-14 08:06 | SCG | SFm | 2011 | CZ13 | rWtd | Each | 1 | 974 | None | 278 | 0.0422 | 4.28 | 176 | 0.0259 | 0.728 | 278 | 0.0422 | 4.28 | 176 | 0.0259 | 0.728 |  |  | 2 |  | RB-Appl-EffCW-med-GasDHW-ElecCDryer-Tier1-FrontSCGSFm2011CZ13rWtd
RB-Appl-EffCW-med-GasDHW-ElecCDryer-Tier1-Front | DEER2016 | D16v1 | 2015-05-14 08:06 | SCG | SFm | 2011 | CZ14 | rWtd | Each | 1 | 1080 | None | 283 | 0.0416 | 4.5 | 181 | 0.0264 | 0.566 | 283 | 0.0416 | 4.5 | 181 | 0.0264 | 0.566 |  |  | 2 |  | RB-Appl-EffCW-med-GasDHW-ElecCDryer-Tier1-FrontSCGSFm2011CZ14rWtd
RB-Appl-EffCW-med-GasDHW-ElecCDryer-Tier1-Front | DEER2016 | D16v1 | 2015-05-14 08:06 | SCG | SFm | 2011 | CZ15 | rWtd | Each | 1 | 1080 | None | 282 | 0.0432 | 4.14 | 179 | 0.0268 | 0.649 | 282 | 0.0432 | 4.14 | 179 | 0.0268 | 0.649 |  |  | 2 |  | RB-Appl-EffCW-med-GasDHW-ElecCDryer-Tier1-FrontSCGSFm2011CZ15rWtd
RB-Appl-EffCW-med-GasDHW-ElecCDryer-Tier1-Front | DEER2016 | D16v1 | 2015-05-14 08:06 | SCG | SFm | 2011 | CZ16 | rWtd | Each | 1 | 1150 | None | 275 | 0.0298 | 5.36 | 178 | 0.0158 | 0.059 | 275 | 0.0298 | 5.36 | 178 | 0.0158 | 0.059 |  |  | 2 |  | RB-Appl-EffCW-med-GasDHW-ElecCDryer-Tier1-FrontSCGSFm2011CZ16rWtd
RB-Appl-EffCW-med-GasDHW-ElecCDryer-Tier1-Front | DEER2016 | D16v1 | 2015-05-14 08:06 | SCG | SFm | 2014 | CZ04 | rWtd | Each | 1 | 1150 | None | 275 | 0.0431 | 4.67 | 180 | 0.0294 | -0.149 | 275 | 0.0431 | 4.67 | 180 | 0.0294 | -0.149 |  |  | 2 |  | RB-Appl-EffCW-med-GasDHW-ElecCDryer-Tier1-FrontSCGSFm2014CZ04rWtd
RB-Appl-EffCW-med-GasDHW-ElecCDryer-Tier1-Front | DEER2016 | D16v1 | 2015-05-14 08:06 | SCG | SFm | 2014 | CZ05 | rWtd | Each | 1 | 1150 | None | 271 | 0.0374 | 5.45 | 175 | 0.0258 | 0.209 | 271 | 0.0374 | 5.45 | 175 | 0.0258 | 0.209 |  |  | 2 |  | RB-Appl-EffCW-med-GasDHW-ElecCDryer-Tier1-FrontSCGSFm2014CZ05rWtd
RB-Appl-EffCW-med-GasDHW-ElecCDryer-Tier1-Front | DEER2016 | D16v1 | 2015-05-14 08:06 | SCG | SFm | 2014 | CZ06 | rWtd | Each | 1 | 1200 | None | 272 | 0.031 | 5.03 | 175 | 0.0247 | 0.364 | 272 | 0.031 | 5.03 | 175 | 0.0247 | 0.364 |  |  | 2 |  | RB-Appl-EffCW-med-GasDHW-ElecCDryer-Tier1-FrontSCGSFm2014CZ06rWtd
RB-Appl-EffCW-med-GasDHW-ElecCDryer-Tier1-Front | DEER2016 | D16v1 | 2015-05-14 08:06 | SCG | SFm | 2014 | CZ07 | rWtd | Each | 1 | 1200 | None | 272 | 0.0261 | 4.81 | 175 | 0.0263 | 0.246 | 272 | 0.0261 | 4.81 | 175 | 0.0263 | 0.246 |  |  | 2 |  | RB-Appl-EffCW-med-GasDHW-ElecCDryer-Tier1-FrontSCGSFm2014CZ07rWtd
RB-Appl-EffCW-med-GasDHW-ElecCDryer-Tier1-Front | DEER2016 | D16v1 | 2015-05-14 08:06 | SCG | SFm | 2014 | CZ08 | rWtd | Each | 1 | 1200 | None | 277 | 0.0399 | 4.83 | 176 | 0.0262 | 0.301 | 277 | 0.0399 | 4.83 | 176 | 0.0262 | 0.301 |  |  | 2 |  | RB-Appl-EffCW-med-GasDHW-ElecCDryer-Tier1-FrontSCGSFm2014CZ08rWtd
RB-Appl-EffCW-med-GasDHW-ElecCDryer-Tier1-Front | DEER2016 | D16v1 | 2015-05-14 08:06 | SCG | SFm | 2014 | CZ09 | rWtd | Each | 1 | 1210 | None | 279 | 0.0408 | 4.79 | 181 | 0.0255 | 0.138 | 279 | 0.0408 | 4.79 | 181 | 0.0255 | 0.138 |  |  | 2 |  | RB-Appl-EffCW-med-GasDHW-ElecCDryer-Tier1-FrontSCGSFm2014CZ09rWtd
RB-Appl-EffCW-med-GasDHW-ElecCDryer-Tier1-Front | DEER2016 | D16v1 | 2015-05-14 08:06 | SCG | SFm | 2014 | CZ10 | rWtd | Each | 1 | 974 | None | 282 | 0.0417 | 4.99 | 179 | 0.0264 | 1.13 | 282 | 0.0417 | 4.99 | 179 | 0.0264 | 1.13 |  |  | 2 |  | RB-Appl-EffCW-med-GasDHW-ElecCDryer-Tier1-FrontSCGSFm2014CZ10rWtd
RB-Appl-EffCW-med-GasDHW-ElecCDryer-Tier1-Front | DEER2016 | D16v1 | 2015-05-14 08:06 | SCG | SFm | 2014 | CZ13 | rWtd | Each | 1 | 974 | None | 280 | 0.0422 | 4.26 | 176 | 0.0259 | 0.713 | 280 | 0.0422 | 4.26 | 176 | 0.0259 | 0.713 |  |  | 2 |  | RB-Appl-EffCW-med-GasDHW-ElecCDryer-Tier1-FrontSCGSFm2014CZ13rWtd
RB-Appl-EffCW-med-GasDHW-ElecCDryer-Tier1-Front | DEER2016 | D16v1 | 2015-05-14 08:06 | SCG | SFm | 2014 | CZ14 | rWtd | Each | 1 | 1080 | None | 280 | 0.0427 | 4.42 | 177 | 0.0278 | 0.519 | 280 | 0.0427 | 4.42 | 177 | 0.0278 | 0.519 |  |  | 2 |  | RB-Appl-EffCW-med-GasDHW-ElecCDryer-Tier1-FrontSCGSFm2014CZ14rWtd
RB-Appl-EffCW-med-GasDHW-ElecCDryer-Tier1-Front | DEER2016 | D16v1 | 2015-05-14 08:06 | SCG | SFm | 2014 | CZ15 | rWtd | Each | 1 | 1080 | None | 282 | 0.0431 | 4.13 | 179 | 0.0271 | 0.634 | 282 | 0.0431 | 4.13 | 179 | 0.0271 | 0.634 |  |  | 2 |  | RB-Appl-EffCW-med-GasDHW-ElecCDryer-Tier1-FrontSCGSFm2014CZ15rWtd
RB-Appl-EffCW-med-GasDHW-ElecCDryer-Tier1-Front | DEER2016 | D16v1 | 2015-05-14 08:06 | SCG | SFm | 2014 | CZ16 | rWtd | Each | 1 | 1150 | None | 272 | 0.0418 | 4.93 | 175 | 0.0265 | -0.302 | 272 | 0.0418 | 4.93 | 175 | 0.0265 | -0.302 |  |  | 2 |  | RB-Appl-EffCW-med-GasDHW-ElecCDryer-Tier1-FrontSCGSFm2014CZ16rWtd
RB-Appl-EffCW-med-GasDHW-ElecCDryer-Tier1-Front | DEER2016 | D16v1 | 2015-05-14 08:07 | SCG | SFm | Ex | CZ04 | rWtd | Each | 1 | 986 | None | 275 | 0.0444 | 4.74 | 178 | 0.0285 | 0.171 | 275 | 0.0444 | 4.74 | 178 | 0.0285 | 0.171 |  |  | 2 |  | RB-Appl-EffCW-med-GasDHW-ElecCDryer-Tier1-FrontSCGSFmExCZ04rWtd
RB-Appl-EffCW-med-GasDHW-ElecCDryer-Tier1-Front | DEER2016 | D16v1 | 2015-05-14 08:07 | SCG | SFm | Ex | CZ05 | rWtd | Each | 1 | 893 | None | 271 | 0.0372 | 5.17 | 175 | 0.0237 | 0.553 | 271 | 0.0372 | 5.17 | 175 | 0.0237 | 0.553 |  |  | 2 |  | RB-Appl-EffCW-med-GasDHW-ElecCDryer-Tier1-FrontSCGSFmExCZ05rWtd
RB-Appl-EffCW-med-GasDHW-ElecCDryer-Tier1-Front | DEER2016 | D16v1 | 2015-05-14 08:07 | SCG | SFm | Ex | CZ06 | rWtd | Each | 1 | 913 | None | 274 | 0.0395 | 5.49 | 177 | 0.0228 | 1.16 | 274 | 0.0395 | 5.49 | 177 | 0.0228 | 1.16 |  |  | 2 |  | RB-Appl-EffCW-med-GasDHW-ElecCDryer-Tier1-FrontSCGSFmExCZ06rWtd
RB-Appl-EffCW-med-GasDHW-ElecCDryer-Tier1-Front | DEER2016 | D16v1 | 2015-05-14 08:07 | SCG | SFm | Ex | CZ07 | rWtd | Each | 1 | 828 | None | 273 | 0.0442 | 5.32 | 176 | 0.0296 | 1.16 | 273 | 0.0442 | 5.32 | 176 | 0.0296 | 1.16 |  |  | 2 |  | RB-Appl-EffCW-med-GasDHW-ElecCDryer-Tier1-FrontSCGSFmExCZ07rWtd
RB-Appl-EffCW-med-GasDHW-ElecCDryer-Tier1-Front | DEER2016 | D16v1 | 2015-05-14 08:07 | SCG | SFm | Ex | CZ08 | rWtd | Each | 1 | 832 | None | 275 | 0.0396 | 4.98 | 178 | 0.0251 | 0.918 | 275 | 0.0396 | 4.98 | 178 | 0.0251 | 0.918 |  |  | 2 |  | RB-Appl-EffCW-med-GasDHW-ElecCDryer-Tier1-FrontSCGSFmExCZ08rWtd
RB-Appl-EffCW-med-GasDHW-ElecCDryer-Tier1-Front | DEER2016 | D16v1 | 2015-05-14 08:07 | SCG | SFm | Ex | CZ09 | rWtd | Each | 1 | 861 | None | 279 | 0.0415 | 4.73 | 179 | 0.0264 | 0.659 | 279 | 0.0415 | 4.73 | 179 | 0.0264 | 0.659 |  |  | 2 |  | RB-Appl-EffCW-med-GasDHW-ElecCDryer-Tier1-FrontSCGSFmExCZ09rWtd
RB-Appl-EffCW-med-GasDHW-ElecCDryer-Tier1-Front | DEER2016 | D16v1 | 2015-05-14 08:07 | SCG | SFm | Ex | CZ10 | rWtd | Each | 1 | 927 | None | 278 | 0.0424 | 4.95 | 177 | 0.0264 | 0.894 | 278 | 0.0424 | 4.95 | 177 | 0.0264 | 0.894 |  |  | 2 |  | RB-Appl-EffCW-med-GasDHW-ElecCDryer-Tier1-FrontSCGSFmExCZ10rWtd
RB-Appl-EffCW-med-GasDHW-ElecCDryer-Tier1-Front | DEER2016 | D16v1 | 2015-05-14 08:07 | SCG | SFm | Ex | CZ13 | rWtd | Each | 1 | 873 | None | 280 | 0.0451 | 4.23 | 179 | 0.0282 | 0.476 | 280 | 0.0451 | 4.23 | 179 | 0.0282 | 0.476 |  |  | 2 |  | RB-Appl-EffCW-med-GasDHW-ElecCDryer-Tier1-FrontSCGSFmExCZ13rWtd
RB-Appl-EffCW-med-GasDHW-ElecCDryer-Tier1-Front | DEER2016 | D16v1 | 2015-05-14 08:07 | SCG | SFm | Ex | CZ14 | rWtd | Each | 1 | 873 | None | 287 | 0.046 | 4.07 | 183 | 0.0295 | 0.237 | 287 | 0.046 | 4.07 | 183 | 0.0295 | 0.237 |  |  | 2 |  | RB-Appl-EffCW-med-GasDHW-ElecCDryer-Tier1-FrontSCGSFmExCZ14rWtd
RB-Appl-EffCW-med-GasDHW-ElecCDryer-Tier1-Front | DEER2016 | D16v1 | 2015-05-14 08:07 | SCG | SFm | Ex | CZ15 | rWtd | Each | 1 | 845 | None | 289 | 0.0453 | 3.8 | 184 | 0.0286 | 0.407 | 289 | 0.0453 | 3.8 | 184 | 0.0286 | 0.407 |  |  | 2 |  | RB-Appl-EffCW-med-GasDHW-ElecCDryer-Tier1-FrontSCGSFmExCZ15rWtd
RB-Appl-EffCW-med-GasDHW-ElecCDryer-Tier1-Front | DEER2016 | D16v1 | 2015-05-14 08:07 | SCG | SFm | Ex | CZ16 | rWtd | Each | 1 | 855 | None | 277 | 0.0421 | 5.11 | 180 | 0.0297 | 0.185 | 277 | 0.0421 | 5.11 | 180 | 0.0297 | 0.185 |  |  | 2 |  | RB-Appl-EffCW-med-GasDHW-ElecCDryer-Tier1-FrontSCGSFmExCZ16rWtd
RB-Appl-EffCW-med-GasDHW-ElecCDryer-Tier1-Front | DEER2016 | D16v1 | 2015-05-14 08:07 | SCG | SFm | Ex | IOU | rWtd | Each | 1 | 880 | None | 277 | 0.0412 | 4.93 | 178 | 0.0257 | 0.814 | 277 | 0.0412 | 4.93 | 178 | 0.0257 | 0.814 |  |  | 2 |  | RB-Appl-EffCW-med-GasDHW-ElecCDryer-Tier1-FrontSCGSFmExIOUrWtd
RB-Appl-EffCW-med-GasDHW-ElecCDryer-Tier1-Front | DEER2016 | D16v1 | 2015-05-14 08:07 | SDG | DMo | Ex | CZ07 | rWtd | Each | 1 | 605 | None | 219 | 0.0282 | 4.56 | 141 | 0.0147 | 1.09 | 219 | 0.0282 | 4.56 | 141 | 0.0147 | 1.09 |  |  | 2 |  | RB-Appl-EffCW-med-GasDHW-ElecCDryer-Tier1-FrontSDGDMoExCZ07rWtd
RB-Appl-EffCW-med-GasDHW-ElecCDryer-Tier1-Front | DEER2016 | D16v1 | 2015-05-14 08:07 | SDG | DMo | Ex | CZ08 | rWtd | Each | 1 | 598 | None | 222 | 0.0313 | 4.37 | 142 | 0.0195 | 1.06 | 222 | 0.0313 | 4.37 | 142 | 0.0195 | 1.06 |  |  | 2 |  | RB-Appl-EffCW-med-GasDHW-ElecCDryer-Tier1-FrontSDGDMoExCZ08rWtd
RB-Appl-EffCW-med-GasDHW-ElecCDryer-Tier1-Front | DEER2016 | D16v1 | 2015-05-14 08:07 | SDG | DMo | Ex | CZ10 | rWtd | Each | 1 | 609 | None | 227 | 0.0339 | 4.23 | 144 | 0.0212 | 0.949 | 227 | 0.0339 | 4.23 | 144 | 0.0212 | 0.949 |  |  | 2 |  | RB-Appl-EffCW-med-GasDHW-ElecCDryer-Tier1-FrontSDGDMoExCZ10rWtd
RB-Appl-EffCW-med-GasDHW-ElecCDryer-Tier1-Front | DEER2016 | D16v1 | 2015-05-14 08:07 | SDG | DMo | Ex | CZ14 | rWtd | Each | 1 | 605 | None | 218 | 0.0307 | 4.11 | 140 | 0.0196 | 0.828 | 218 | 0.0307 | 4.11 | 140 | 0.0196 | 0.828 |  |  | 2 |  | RB-Appl-EffCW-med-GasDHW-ElecCDryer-Tier1-FrontSDGDMoExCZ14rWtd
RB-Appl-EffCW-med-GasDHW-ElecCDryer-Tier1-Front | DEER2016 | D16v1 | 2015-05-14 08:07 | SDG | DMo | Ex | IOU | rWtd | Each | 1 | 607 | None | 223 | 0.031 | 4.39 | 142 | 0.0179 | 1.02 | 223 | 0.031 | 4.39 | 142 | 0.0179 | 1.02 |  |  | 2 |  | RB-Appl-EffCW-med-GasDHW-ElecCDryer-Tier1-FrontSDGDMoExIOUrWtd
RB-Appl-EffCW-med-GasDHW-ElecCDryer-Tier1-Front | DEER2016 | D16v1 | 2015-05-14 08:07 | SDG | DMo | MH00 | CZ07 | rWtd | Each | 1 | 621 | None | 219 | 0.0331 | 4.38 | 141 | 0.0208 | 0.871 | 219 | 0.0331 | 4.38 | 141 | 0.0208 | 0.871 |  |  | 2 |  | RB-Appl-EffCW-med-GasDHW-ElecCDryer-Tier1-FrontSDGDMoMH00CZ07rWtd
RB-Appl-EffCW-med-GasDHW-ElecCDryer-Tier1-Front | DEER2016 | D16v1 | 2015-05-14 08:07 | SDG | DMo | MH00 | CZ08 | rWtd | Each | 1 | 621 | None | 229 | 0.0331 | 4.25 | 145 | 0.0208 | 0.803 | 229 | 0.0331 | 4.25 | 145 | 0.0208 | 0.803 |  |  | 2 |  | RB-Appl-EffCW-med-GasDHW-ElecCDryer-Tier1-FrontSDGDMoMH00CZ08rWtd
RB-Appl-EffCW-med-GasDHW-ElecCDryer-Tier1-Front | DEER2016 | D16v1 | 2015-05-14 08:07 | SDG | DMo | MH00 | CZ10 | rWtd | Each | 1 | 621 | None | 228 | 0.0349 | 4.16 | 146 | 0.022 | 0.773 | 228 | 0.0349 | 4.16 | 146 | 0.022 | 0.773 |  |  | 2 |  | RB-Appl-EffCW-med-GasDHW-ElecCDryer-Tier1-FrontSDGDMoMH00CZ10rWtd
RB-Appl-EffCW-med-GasDHW-ElecCDryer-Tier1-Front | DEER2016 | D16v1 | 2015-05-14 08:07 | SDG | DMo | MH00 | CZ14 | rWtd | Each | 1 | 621 | None | 218 | 0.0311 | 3.71 | 140 | 0.0201 | 0.461 | 218 | 0.0311 | 3.71 | 140 | 0.0201 | 0.461 |  |  | 2 |  | RB-Appl-EffCW-med-GasDHW-ElecCDryer-Tier1-FrontSDGDMoMH00CZ14rWtd
RB-Appl-EffCW-med-GasDHW-ElecCDryer-Tier1-Front | DEER2016 | D16v1 | 2015-05-14 08:07 | SDG | DMo | MH00 | CZ15 | rWtd | Each | 1 | 621 | None | 226 | 0.0323 | 3.39 | 145 | 0.0206 | 0.565 | 226 | 0.0323 | 3.39 | 145 | 0.0206 | 0.565 |  |  | 2 |  | RB-Appl-EffCW-med-GasDHW-ElecCDryer-Tier1-FrontSDGDMoMH00CZ15rWtd
RB-Appl-EffCW-med-GasDHW-ElecCDryer-Tier1-Front | DEER2016 | D16v1 | 2015-05-14 08:07 | SDG | DMo | MH06 | CZ07 | rWtd | Each | 1 | 621 | None | 220 | 0.0308 | 4.34 | 141 | 0.0198 | 0.81 | 220 | 0.0308 | 4.34 | 141 | 0.0198 | 0.81 |  |  | 2 |  | RB-Appl-EffCW-med-GasDHW-ElecCDryer-Tier1-FrontSDGDMoMH06CZ07rWtd
RB-Appl-EffCW-med-GasDHW-ElecCDryer-Tier1-Front | DEER2016 | D16v1 | 2015-05-14 08:07 | SDG | DMo | MH06 | CZ08 | rWtd | Each | 1 | 621 | None | 226 | 0.0318 | 4.28 | 148 | 0.0201 | 0.828 | 226 | 0.0318 | 4.28 | 148 | 0.0201 | 0.828 |  |  | 2 |  | RB-Appl-EffCW-med-GasDHW-ElecCDryer-Tier1-FrontSDGDMoMH06CZ08rWtd
RB-Appl-EffCW-med-GasDHW-ElecCDryer-Tier1-Front | DEER2016 | D16v1 | 2015-05-14 08:07 | SDG | DMo | MH06 | CZ10 | rWtd | Each | 1 | 621 | None | 230 | 0.0318 | 4.33 | 147 | 0.0204 | 0.906 | 230 | 0.0318 | 4.33 | 147 | 0.0204 | 0.906 |  |  | 2 |  | RB-Appl-EffCW-med-GasDHW-ElecCDryer-Tier1-FrontSDGDMoMH06CZ10rWtd
RB-Appl-EffCW-med-GasDHW-ElecCDryer-Tier1-Front | DEER2016 | D16v1 | 2015-05-14 08:07 | SDG | DMo | MH06 | CZ14 | rWtd | Each | 1 | 621 | None | 217 | 0.0305 | 3.5 | 140 | 0.0197 | 0.317 | 217 | 0.0305 | 3.5 | 140 | 0.0197 | 0.317 |  |  | 2 |  | RB-Appl-EffCW-med-GasDHW-ElecCDryer-Tier1-FrontSDGDMoMH06CZ14rWtd
RB-Appl-EffCW-med-GasDHW-ElecCDryer-Tier1-Front | DEER2016 | D16v1 | 2015-05-14 08:07 | SDG | DMo | MH06 | CZ15 | rWtd | Each | 1 | 621 | None | 224 | 0.0318 | 3.4 | 144 | 0.0203 | 0.577 | 224 | 0.0318 | 3.4 | 144 | 0.0203 | 0.577 |  |  | 2 |  | RB-Appl-EffCW-med-GasDHW-ElecCDryer-Tier1-FrontSDGDMoMH06CZ15rWtd
RB-Appl-EffCW-med-GasDHW-ElecCDryer-Tier1-Front | DEER2016 | D16v1 | 2015-05-14 08:07 | SDG | DMo | MH72 | CZ07 | rWtd | Each | 1 | 598 | None | 219 | 0.0265 | 4.62 | 141 | 0.012 | 1.17 | 219 | 0.0265 | 4.62 | 141 | 0.012 | 1.17 |  |  | 2 |  | RB-Appl-EffCW-med-GasDHW-ElecCDryer-Tier1-FrontSDGDMoMH72CZ07rWtd
RB-Appl-EffCW-med-GasDHW-ElecCDryer-Tier1-Front | DEER2016 | D16v1 | 2015-05-14 08:07 | SDG | DMo | MH72 | CZ08 | rWtd | Each | 1 | 598 | None | 222 | 0.0313 | 4.37 | 142 | 0.0195 | 1.06 | 222 | 0.0313 | 4.37 | 142 | 0.0195 | 1.06 |  |  | 2 |  | RB-Appl-EffCW-med-GasDHW-ElecCDryer-Tier1-FrontSDGDMoMH72CZ08rWtd
RB-Appl-EffCW-med-GasDHW-ElecCDryer-Tier1-Front | DEER2016 | D16v1 | 2015-05-14 08:07 | SDG | DMo | MH72 | CZ10 | rWtd | Each | 1 | 598 | None | 225 | 0.0335 | 4.33 | 143 | 0.0206 | 1.08 | 225 | 0.0335 | 4.33 | 143 | 0.0206 | 1.08 |  |  | 2 |  | RB-Appl-EffCW-med-GasDHW-ElecCDryer-Tier1-FrontSDGDMoMH72CZ10rWtd
RB-Appl-EffCW-med-GasDHW-ElecCDryer-Tier1-Front | DEER2016 | D16v1 | 2015-05-14 08:07 | SDG | DMo | MH72 | CZ14 | rWtd | Each | 1 | 598 | None | 218 | 0.0308 | 4.37 | 140 | 0.0196 | 1.03 | 218 | 0.0308 | 4.37 | 140 | 0.0196 | 1.03 |  |  | 2 |  | RB-Appl-EffCW-med-GasDHW-ElecCDryer-Tier1-FrontSDGDMoMH72CZ14rWtd
RB-Appl-EffCW-med-GasDHW-ElecCDryer-Tier1-Front | DEER2016 | D16v1 | 2015-05-14 08:07 | SDG | DMo | MH72 | CZ15 | rWtd | Each | 1 | 598 | None | 223 | 0.0317 | 3.8 | 141 | 0.02 | 0.902 | 223 | 0.0317 | 3.8 | 141 | 0.02 | 0.902 |  |  | 2 |  | RB-Appl-EffCW-med-GasDHW-ElecCDryer-Tier1-FrontSDGDMoMH72CZ15rWtd
RB-Appl-EffCW-med-GasDHW-ElecCDryer-Tier1-Front | DEER2016 | D16v1 | 2015-05-14 08:07 | SDG | DMo | MH85 | CZ07 | rWtd | Each | 1 | 621 | None | 220 | 0.0313 | 4.44 | 141 | 0.0203 | 0.939 | 220 | 0.0313 | 4.44 | 141 | 0.0203 | 0.939 |  |  | 2 |  | RB-Appl-EffCW-med-GasDHW-ElecCDryer-Tier1-FrontSDGDMoMH85CZ07rWtd
RB-Appl-EffCW-med-GasDHW-ElecCDryer-Tier1-Front | DEER2016 | D16v1 | 2015-05-14 08:07 | SDG | DMo | MH85 | CZ08 | rWtd | Each | 1 | 621 | None | 223 | 0.0326 | 4.52 | 143 | 0.0209 | 1.04 | 223 | 0.0326 | 4.52 | 143 | 0.0209 | 1.04 |  |  | 2 |  | RB-Appl-EffCW-med-GasDHW-ElecCDryer-Tier1-FrontSDGDMoMH85CZ08rWtd
RB-Appl-EffCW-med-GasDHW-ElecCDryer-Tier1-Front | DEER2016 | D16v1 | 2015-05-14 08:07 | SDG | DMo | MH85 | CZ10 | rWtd | Each | 1 | 621 | None | 228 | 0.0344 | 4.06 | 146 | 0.0218 | 0.793 | 228 | 0.0344 | 4.06 | 146 | 0.0218 | 0.793 |  |  | 2 |  | RB-Appl-EffCW-med-GasDHW-ElecCDryer-Tier1-FrontSDGDMoMH85CZ10rWtd
RB-Appl-EffCW-med-GasDHW-ElecCDryer-Tier1-Front | DEER2016 | D16v1 | 2015-05-14 08:07 | SDG | DMo | MH85 | CZ14 | rWtd | Each | 1 | 621 | None | 218 | 0.0305 | 3.53 | 141 | 0.0195 | 0.373 | 218 | 0.0305 | 3.53 | 141 | 0.0195 | 0.373 |  |  | 2 |  | RB-Appl-EffCW-med-GasDHW-ElecCDryer-Tier1-FrontSDGDMoMH85CZ14rWtd
RB-Appl-EffCW-med-GasDHW-ElecCDryer-Tier1-Front | DEER2016 | D16v1 | 2015-05-14 08:07 | SDG | DMo | MH85 | CZ15 | rWtd | Each | 1 | 621 | None | 225 | 0.0324 | 3.37 | 143 | 0.0208 | 0.56 | 225 | 0.0324 | 3.37 | 143 | 0.0208 | 0.56 |  |  | 2 |  | RB-Appl-EffCW-med-GasDHW-ElecCDryer-Tier1-FrontSDGDMoMH85CZ15rWtd
RB-Appl-EffCW-med-GasDHW-ElecCDryer-Tier1-Front | DEER2016 | D16v1 | 2015-05-14 08:07 | SDG | MFm | 1975 | CZ06 | rWtd | Each | 1 | 465 | None | 222 | 0.0327 | 3.91 | 143 | 0.0213 | 0.521 | 222 | 0.0327 | 3.91 | 143 | 0.0213 | 0.521 |  |  | 2 |  | RB-Appl-EffCW-med-GasDHW-ElecCDryer-Tier1-FrontSDGMFm1975CZ06rWtd
RB-Appl-EffCW-med-GasDHW-ElecCDryer-Tier1-Front | DEER2016 | D16v1 | 2015-05-14 08:07 | SDG | MFm | 1975 | CZ07 | rWtd | Each | 1 | 465 | None | 220 | 0.0307 | 3.9 | 142 | 0.021 | 0.474 | 220 | 0.0307 | 3.9 | 142 | 0.021 | 0.474 |  |  | 2 |  | RB-Appl-EffCW-med-GasDHW-ElecCDryer-Tier1-FrontSDGMFm1975CZ07rWtd
RB-Appl-EffCW-med-GasDHW-ElecCDryer-Tier1-Front | DEER2016 | D16v1 | 2015-05-14 08:07 | SDG | MFm | 1975 | CZ08 | rWtd | Each | 1 | 465 | None | 224 | 0.0343 | 3.75 | 144 | 0.0209 | 0.477 | 224 | 0.0343 | 3.75 | 144 | 0.0209 | 0.477 |  |  | 2 |  | RB-Appl-EffCW-med-GasDHW-ElecCDryer-Tier1-FrontSDGMFm1975CZ08rWtd
RB-Appl-EffCW-med-GasDHW-ElecCDryer-Tier1-Front | DEER2016 | D16v1 | 2015-05-14 08:07 | SDG | MFm | 1975 | CZ10 | rWtd | Each | 1 | 544 | None | 223 | 0.035 | 3.97 | 145 | 0.0229 | 0.279 | 223 | 0.035 | 3.97 | 145 | 0.0229 | 0.279 |  |  | 2 |  | RB-Appl-EffCW-med-GasDHW-ElecCDryer-Tier1-FrontSDGMFm1975CZ10rWtd
RB-Appl-EffCW-med-GasDHW-ElecCDryer-Tier1-Front | DEER2016 | D16v1 | 2015-05-14 08:07 | SDG | MFm | 1975 | CZ14 | rWtd | Each | 1 | 634 | None | 230 | 0.0337 | 3.62 | 147 | 0.0214 | 0.302 | 230 | 0.0337 | 3.62 | 147 | 0.0214 | 0.302 |  |  | 2 |  | RB-Appl-EffCW-med-GasDHW-ElecCDryer-Tier1-FrontSDGMFm1975CZ14rWtd
RB-Appl-EffCW-med-GasDHW-ElecCDryer-Tier1-Front | DEER2016 | D16v1 | 2015-05-14 08:07 | SDG | MFm | 1975 | CZ15 | rWtd | Each | 1 | 634 | None | 231 | 0.0348 | 3.3 | 147 | 0.0219 | 0.402 | 231 | 0.0348 | 3.3 | 147 | 0.0219 | 0.402 |  |  | 2 |  | RB-Appl-EffCW-med-GasDHW-ElecCDryer-Tier1-FrontSDGMFm1975CZ15rWtd
RB-Appl-EffCW-med-GasDHW-ElecCDryer-Tier1-Front | DEER2016 | D16v1 | 2015-05-14 08:07 | SDG | MFm | 1985 | CZ06 | rWtd | Each | 1 | 578 | None | 220 | 0.0333 | 4.29 | 142 | 0.0217 | 0.405 | 220 | 0.0333 | 4.29 | 142 | 0.0217 | 0.405 |  |  | 2 |  | RB-Appl-EffCW-med-GasDHW-ElecCDryer-Tier1-FrontSDGMFm1985CZ06rWtd
RB-Appl-EffCW-med-GasDHW-ElecCDryer-Tier1-Front | DEER2016 | D16v1 | 2015-05-14 08:07 | SDG | MFm | 1985 | CZ07 | rWtd | Each | 1 | 578 | None | 219 | 0.0317 | 4.18 | 142 | 0.0212 | 0.396 | 219 | 0.0317 | 4.18 | 142 | 0.0212 | 0.396 |  |  | 2 |  | RB-Appl-EffCW-med-GasDHW-ElecCDryer-Tier1-FrontSDGMFm1985CZ07rWtd
RB-Appl-EffCW-med-GasDHW-ElecCDryer-Tier1-Front | DEER2016 | D16v1 | 2015-05-14 08:07 | SDG | MFm | 1985 | CZ08 | rWtd | Each | 1 | 578 | None | 222 | 0.0326 | 4.22 | 144 | 0.0203 | 0.435 | 222 | 0.0326 | 4.22 | 144 | 0.0203 | 0.435 |  |  | 2 |  | RB-Appl-EffCW-med-GasDHW-ElecCDryer-Tier1-FrontSDGMFm1985CZ08rWtd
RB-Appl-EffCW-med-GasDHW-ElecCDryer-Tier1-Front | DEER2016 | D16v1 | 2015-05-14 08:07 | SDG | MFm | 1985 | CZ10 | rWtd | Each | 1 | 648 | None | 224 | 0.0346 | 3.93 | 144 | 0.0221 | 0.557 | 224 | 0.0346 | 3.93 | 144 | 0.0221 | 0.557 |  |  | 2 |  | RB-Appl-EffCW-med-GasDHW-ElecCDryer-Tier1-FrontSDGMFm1985CZ10rWtd
RB-Appl-EffCW-med-GasDHW-ElecCDryer-Tier1-Front | DEER2016 | D16v1 | 2015-05-14 08:07 | SDG | MFm | 1985 | CZ14 | rWtd | Each | 1 | 630 | None | 229 | 0.0342 | 3.67 | 147 | 0.0217 | 0.331 | 229 | 0.0342 | 3.67 | 147 | 0.0217 | 0.331 |  |  | 2 |  | RB-Appl-EffCW-med-GasDHW-ElecCDryer-Tier1-FrontSDGMFm1985CZ14rWtd
RB-Appl-EffCW-med-GasDHW-ElecCDryer-Tier1-Front | DEER2016 | D16v1 | 2015-05-14 08:07 | SDG | MFm | 1985 | CZ15 | rWtd | Each | 1 | 630 | None | 231 | 0.0347 | 3.32 | 147 | 0.022 | 0.412 | 231 | 0.0347 | 3.32 | 147 | 0.022 | 0.412 |  |  | 2 |  | RB-Appl-EffCW-med-GasDHW-ElecCDryer-Tier1-FrontSDGMFm1985CZ15rWtd
RB-Appl-EffCW-med-GasDHW-ElecCDryer-Tier1-Front | DEER2016 | D16v1 | 2015-05-14 08:07 | SDG | MFm | 1996 | CZ06 | rWtd | Each | 1 | 518 | None | 221 | 0.0321 | 4.05 | 142 | 0.0206 | 0.62 | 221 | 0.0321 | 4.05 | 142 | 0.0206 | 0.62 |  |  | 2 |  | RB-Appl-EffCW-med-GasDHW-ElecCDryer-Tier1-FrontSDGMFm1996CZ06rWtd
RB-Appl-EffCW-med-GasDHW-ElecCDryer-Tier1-Front | DEER2016 | D16v1 | 2015-05-14 08:07 | SDG | MFm | 1996 | CZ07 | rWtd | Each | 1 | 518 | None | 220 | 0.0317 | 4.05 | 141 | 0.0209 | 0.576 | 220 | 0.0317 | 4.05 | 141 | 0.0209 | 0.576 |  |  | 2 |  | RB-Appl-EffCW-med-GasDHW-ElecCDryer-Tier1-FrontSDGMFm1996CZ07rWtd
RB-Appl-EffCW-med-GasDHW-ElecCDryer-Tier1-Front | DEER2016 | D16v1 | 2015-05-14 08:07 | SDG | MFm | 1996 | CZ08 | rWtd | Each | 1 | 518 | None | 225 | 0.0327 | 3.96 | 144 | 0.0203 | 0.581 | 225 | 0.0327 | 3.96 | 144 | 0.0203 | 0.581 |  |  | 2 |  | RB-Appl-EffCW-med-GasDHW-ElecCDryer-Tier1-FrontSDGMFm1996CZ08rWtd
RB-Appl-EffCW-med-GasDHW-ElecCDryer-Tier1-Front | DEER2016 | D16v1 | 2015-05-14 08:07 | SDG | MFm | 1996 | CZ10 | rWtd | Each | 1 | 487 | None | 222 | 0.0345 | 4.02 | 143 | 0.0224 | 0.432 | 222 | 0.0345 | 4.02 | 143 | 0.0224 | 0.432 |  |  | 2 |  | RB-Appl-EffCW-med-GasDHW-ElecCDryer-Tier1-FrontSDGMFm1996CZ10rWtd
RB-Appl-EffCW-med-GasDHW-ElecCDryer-Tier1-Front | DEER2016 | D16v1 | 2015-05-14 08:07 | SDG | MFm | 1996 | CZ14 | rWtd | Each | 1 | 480 | None | 227 | 0.032 | 4.18 | 147 | 0.0207 | 0.494 | 227 | 0.032 | 4.18 | 147 | 0.0207 | 0.494 |  |  | 2 |  | RB-Appl-EffCW-med-GasDHW-ElecCDryer-Tier1-FrontSDGMFm1996CZ14rWtd
RB-Appl-EffCW-med-GasDHW-ElecCDryer-Tier1-Front | DEER2016 | D16v1 | 2015-05-14 08:07 | SDG | MFm | 1996 | CZ15 | rWtd | Each | 1 | 480 | None | 225 | 0.0337 | 3.33 | 146 | 0.0219 | 0.332 | 225 | 0.0337 | 3.33 | 146 | 0.0219 | 0.332 |  |  | 2 |  | RB-Appl-EffCW-med-GasDHW-ElecCDryer-Tier1-FrontSDGMFm1996CZ15rWtd
RB-Appl-EffCW-med-GasDHW-ElecCDryer-Tier1-Front | DEER2016 | D16v1 | 2015-05-14 08:07 | SDG | MFm | 2003 | CZ06 | rWtd | Each | 1 | 538 | None | 221 | 0.0322 | 4.11 | 142 | 0.0208 | 0.677 | 221 | 0.0322 | 4.11 | 142 | 0.0208 | 0.677 |  |  | 2 |  | RB-Appl-EffCW-med-GasDHW-ElecCDryer-Tier1-FrontSDGMFm2003CZ06rWtd
RB-Appl-EffCW-med-GasDHW-ElecCDryer-Tier1-Front | DEER2016 | D16v1 | 2015-05-14 08:07 | SDG | MFm | 2003 | CZ07 | rWtd | Each | 1 | 538 | None | 220 | 0.0313 | 4.01 | 141 | 0.0193 | 0.576 | 220 | 0.0313 | 4.01 | 141 | 0.0193 | 0.576 |  |  | 2 |  | RB-Appl-EffCW-med-GasDHW-ElecCDryer-Tier1-FrontSDGMFm2003CZ07rWtd
RB-Appl-EffCW-med-GasDHW-ElecCDryer-Tier1-Front | DEER2016 | D16v1 | 2015-05-14 08:07 | SDG | MFm | 2003 | CZ08 | rWtd | Each | 1 | 538 | None | 223 | 0.0328 | 3.96 | 142 | 0.0213 | 0.603 | 223 | 0.0328 | 3.96 | 142 | 0.0213 | 0.603 |  |  | 2 |  | RB-Appl-EffCW-med-GasDHW-ElecCDryer-Tier1-FrontSDGMFm2003CZ08rWtd
RB-Appl-EffCW-med-GasDHW-ElecCDryer-Tier1-Front | DEER2016 | D16v1 | 2015-05-14 08:07 | SDG | MFm | 2003 | CZ10 | rWtd | Each | 1 | 474 | None | 222 | 0.033 | 3.92 | 142 | 0.0203 | 0.637 | 222 | 0.033 | 3.92 | 142 | 0.0203 | 0.637 |  |  | 2 |  | RB-Appl-EffCW-med-GasDHW-ElecCDryer-Tier1-FrontSDGMFm2003CZ10rWtd
RB-Appl-EffCW-med-GasDHW-ElecCDryer-Tier1-Front | DEER2016 | D16v1 | 2015-05-14 08:07 | SDG | MFm | 2003 | CZ14 | rWtd | Each | 1 | 487 | None | 227 | 0.032 | 4.17 | 146 | 0.0207 | 0.491 | 227 | 0.032 | 4.17 | 146 | 0.0207 | 0.491 |  |  | 2 |  | RB-Appl-EffCW-med-GasDHW-ElecCDryer-Tier1-FrontSDGMFm2003CZ14rWtd
RB-Appl-EffCW-med-GasDHW-ElecCDryer-Tier1-Front | DEER2016 | D16v1 | 2015-05-14 08:07 | SDG | MFm | 2003 | CZ15 | rWtd | Each | 1 | 487 | None | 224 | 0.0333 | 3.33 | 145 | 0.0216 | 0.334 | 224 | 0.0333 | 3.33 | 145 | 0.0216 | 0.334 |  |  | 2 |  | RB-Appl-EffCW-med-GasDHW-ElecCDryer-Tier1-FrontSDGMFm2003CZ15rWtd
RB-Appl-EffCW-med-GasDHW-ElecCDryer-Tier1-Front | DEER2016 | D16v1 | 2015-05-14 08:07 | SDG | MFm | 2007 | CZ06 | rWtd | Each | 1 | 538 | None | 220 | 0.0314 | 4.13 | 142 | 0.0205 | 0.688 | 220 | 0.0314 | 4.13 | 142 | 0.0205 | 0.688 |  |  | 2 |  | RB-Appl-EffCW-med-GasDHW-ElecCDryer-Tier1-FrontSDGMFm2007CZ06rWtd
RB-Appl-EffCW-med-GasDHW-ElecCDryer-Tier1-Front | DEER2016 | D16v1 | 2015-05-14 08:07 | SDG | MFm | 2007 | CZ07 | rWtd | Each | 1 | 538 | None | 220 | 0.032 | 4.04 | 141 | 0.0201 | 0.545 | 220 | 0.032 | 4.04 | 141 | 0.0201 | 0.545 |  |  | 2 |  | RB-Appl-EffCW-med-GasDHW-ElecCDryer-Tier1-FrontSDGMFm2007CZ07rWtd
RB-Appl-EffCW-med-GasDHW-ElecCDryer-Tier1-Front | DEER2016 | D16v1 | 2015-05-14 08:07 | SDG | MFm | 2007 | CZ08 | rWtd | Each | 1 | 538 | None | 224 | 0.0319 | 4.03 | 143 | 0.0203 | 0.649 | 224 | 0.0319 | 4.03 | 143 | 0.0203 | 0.649 |  |  | 2 |  | RB-Appl-EffCW-med-GasDHW-ElecCDryer-Tier1-FrontSDGMFm2007CZ08rWtd
RB-Appl-EffCW-med-GasDHW-ElecCDryer-Tier1-Front | DEER2016 | D16v1 | 2015-05-14 08:07 | SDG | MFm | 2007 | CZ10 | rWtd | Each | 1 | 474 | None | 222 | 0.0321 | 3.99 | 141 | 0.02 | 0.676 | 222 | 0.0321 | 3.99 | 141 | 0.02 | 0.676 |  |  | 2 |  | RB-Appl-EffCW-med-GasDHW-ElecCDryer-Tier1-FrontSDGMFm2007CZ10rWtd
RB-Appl-EffCW-med-GasDHW-ElecCDryer-Tier1-Front | DEER2016 | D16v1 | 2015-05-14 08:07 | SDG | MFm | 2007 | CZ14 | rWtd | Each | 1 | 487 | None | 225 | 0.032 | 4.18 | 145 | 0.0207 | 0.488 | 225 | 0.032 | 4.18 | 145 | 0.0207 | 0.488 |  |  | 2 |  | RB-Appl-EffCW-med-GasDHW-ElecCDryer-Tier1-FrontSDGMFm2007CZ14rWtd
RB-Appl-EffCW-med-GasDHW-ElecCDryer-Tier1-Front | DEER2016 | D16v1 | 2015-05-14 08:07 | SDG | MFm | 2007 | CZ15 | rWtd | Each | 1 | 487 | None | 224 | 0.0328 | 3.34 | 145 | 0.0212 | 0.347 | 224 | 0.0328 | 3.34 | 145 | 0.0212 | 0.347 |  |  | 2 |  | RB-Appl-EffCW-med-GasDHW-ElecCDryer-Tier1-FrontSDGMFm2007CZ15rWtd
RB-Appl-EffCW-med-GasDHW-ElecCDryer-Tier1-Front | DEER2016 | D16v1 | 2015-05-14 08:07 | SDG | MFm | 2011 | CZ06 | rWtd | Each | 1 | 538 | None | 220 | 0.0312 | 4.09 | 142 | 0.02 | 0.648 | 220 | 0.0312 | 4.09 | 142 | 0.02 | 0.648 |  |  | 2 |  | RB-Appl-EffCW-med-GasDHW-ElecCDryer-Tier1-FrontSDGMFm2011CZ06rWtd
RB-Appl-EffCW-med-GasDHW-ElecCDryer-Tier1-Front | DEER2016 | D16v1 | 2015-05-14 08:07 | SDG | MFm | 2011 | CZ07 | rWtd | Each | 1 | 538 | None | 220 | 0.0312 | 4.04 | 141 | 0.0201 | 0.492 | 220 | 0.0312 | 4.04 | 141 | 0.0201 | 0.492 |  |  | 2 |  | RB-Appl-EffCW-med-GasDHW-ElecCDryer-Tier1-FrontSDGMFm2011CZ07rWtd
RB-Appl-EffCW-med-GasDHW-ElecCDryer-Tier1-Front | DEER2016 | D16v1 | 2015-05-14 08:07 | SDG | MFm | 2011 | CZ08 | rWtd | Each | 1 | 538 | None | 225 | 0.0322 | 4.04 | 143 | 0.0204 | 0.618 | 225 | 0.0322 | 4.04 | 143 | 0.0204 | 0.618 |  |  | 2 |  | RB-Appl-EffCW-med-GasDHW-ElecCDryer-Tier1-FrontSDGMFm2011CZ08rWtd
RB-Appl-EffCW-med-GasDHW-ElecCDryer-Tier1-Front | DEER2016 | D16v1 | 2015-05-14 08:07 | SDG | MFm | 2011 | CZ10 | rWtd | Each | 1 | 474 | None | 222 | 0.0321 | 3.99 | 141 | 0.0201 | 0.638 | 222 | 0.0321 | 3.99 | 141 | 0.0201 | 0.638 |  |  | 2 |  | RB-Appl-EffCW-med-GasDHW-ElecCDryer-Tier1-FrontSDGMFm2011CZ10rWtd
RB-Appl-EffCW-med-GasDHW-ElecCDryer-Tier1-Front | DEER2016 | D16v1 | 2015-05-14 08:07 | SDG | MFm | 2011 | CZ14 | rWtd | Each | 1 | 487 | None | 226 | 0.0322 | 4.2 | 146 | 0.0207 | 0.509 | 226 | 0.0322 | 4.2 | 146 | 0.0207 | 0.509 |  |  | 2 |  | RB-Appl-EffCW-med-GasDHW-ElecCDryer-Tier1-FrontSDGMFm2011CZ14rWtd
RB-Appl-EffCW-med-GasDHW-ElecCDryer-Tier1-Front | DEER2016 | D16v1 | 2015-05-14 08:07 | SDG | MFm | 2011 | CZ15 | rWtd | Each | 1 | 487 | None | 224 | 0.0328 | 3.34 | 144 | 0.0213 | 0.343 | 224 | 0.0328 | 3.34 | 144 | 0.0213 | 0.343 |  |  | 2 |  | RB-Appl-EffCW-med-GasDHW-ElecCDryer-Tier1-FrontSDGMFm2011CZ15rWtd
RB-Appl-EffCW-med-GasDHW-ElecCDryer-Tier1-Front | DEER2016 | D16v1 | 2015-05-14 08:07 | SDG | MFm | 2014 | CZ06 | rWtd | Each | 1 | 538 | None | 220 | 0.0321 | 4.08 | 141 | 0.0197 | 0.609 | 220 | 0.0321 | 4.08 | 141 | 0.0197 | 0.609 |  |  | 2 |  | RB-Appl-EffCW-med-GasDHW-ElecCDryer-Tier1-FrontSDGMFm2014CZ06rWtd
RB-Appl-EffCW-med-GasDHW-ElecCDryer-Tier1-Front | DEER2016 | D16v1 | 2015-05-14 08:07 | SDG | MFm | 2014 | CZ07 | rWtd | Each | 1 | 538 | None | 220 | 0.0318 | 4.03 | 141 | 0.0203 | 0.46 | 220 | 0.0318 | 4.03 | 141 | 0.0203 | 0.46 |  |  | 2 |  | RB-Appl-EffCW-med-GasDHW-ElecCDryer-Tier1-FrontSDGMFm2014CZ07rWtd
RB-Appl-EffCW-med-GasDHW-ElecCDryer-Tier1-Front | DEER2016 | D16v1 | 2015-05-14 08:07 | SDG | MFm | 2014 | CZ08 | rWtd | Each | 1 | 538 | None | 225 | 0.0325 | 4.04 | 143 | 0.0204 | 0.581 | 225 | 0.0325 | 4.04 | 143 | 0.0204 | 0.581 |  |  | 2 |  | RB-Appl-EffCW-med-GasDHW-ElecCDryer-Tier1-FrontSDGMFm2014CZ08rWtd
RB-Appl-EffCW-med-GasDHW-ElecCDryer-Tier1-Front | DEER2016 | D16v1 | 2015-05-14 08:07 | SDG | MFm | 2014 | CZ10 | rWtd | Each | 1 | 474 | None | 222 | 0.0325 | 3.97 | 141 | 0.0204 | 0.594 | 222 | 0.0325 | 3.97 | 141 | 0.0204 | 0.594 |  |  | 2 |  | RB-Appl-EffCW-med-GasDHW-ElecCDryer-Tier1-FrontSDGMFm2014CZ10rWtd
RB-Appl-EffCW-med-GasDHW-ElecCDryer-Tier1-Front | DEER2016 | D16v1 | 2015-05-14 08:07 | SDG | MFm | 2014 | CZ14 | rWtd | Each | 1 | 487 | None | 225 | 0.0323 | 4.17 | 145 | 0.0208 | 0.486 | 225 | 0.0323 | 4.17 | 145 | 0.0208 | 0.486 |  |  | 2 |  | RB-Appl-EffCW-med-GasDHW-ElecCDryer-Tier1-FrontSDGMFm2014CZ14rWtd
RB-Appl-EffCW-med-GasDHW-ElecCDryer-Tier1-Front | DEER2016 | D16v1 | 2015-05-14 08:07 | SDG | MFm | 2014 | CZ15 | rWtd | Each | 1 | 487 | None | 224 | 0.0331 | 3.33 | 144 | 0.0215 | 0.335 | 224 | 0.0331 | 3.33 | 144 | 0.0215 | 0.335 |  |  | 2 |  | RB-Appl-EffCW-med-GasDHW-ElecCDryer-Tier1-FrontSDGMFm2014CZ15rWtd
RB-Appl-EffCW-med-GasDHW-ElecCDryer-Tier1-Front | DEER2016 | D16v1 | 2015-05-14 08:07 | SDG | MFm | Ex | CZ06 | rWtd | Each | 1 | 527 | None | 221 | 0.0329 | 4.11 | 142 | 0.0214 | 0.483 | 221 | 0.0329 | 4.11 | 142 | 0.0214 | 0.483 |  |  | 2 |  | RB-Appl-EffCW-med-GasDHW-ElecCDryer-Tier1-FrontSDGMFmExCZ06rWtd
RB-Appl-EffCW-med-GasDHW-ElecCDryer-Tier1-Front | DEER2016 | D16v1 | 2015-05-14 08:07 | SDG | MFm | Ex | CZ07 | rWtd | Each | 1 | 516 | None | 220 | 0.0311 | 4.02 | 142 | 0.021 | 0.454 | 220 | 0.0311 | 4.02 | 142 | 0.021 | 0.454 |  |  | 2 |  | RB-Appl-EffCW-med-GasDHW-ElecCDryer-Tier1-FrontSDGMFmExCZ07rWtd
RB-Appl-EffCW-med-GasDHW-ElecCDryer-Tier1-Front | DEER2016 | D16v1 | 2015-05-14 08:07 | SDG | MFm | Ex | CZ08 | rWtd | Each | 1 | 539 | None | 224 | 0.0326 | 4.04 | 144 | 0.0205 | 0.548 | 224 | 0.0326 | 4.04 | 144 | 0.0205 | 0.548 |  |  | 2 |  | RB-Appl-EffCW-med-GasDHW-ElecCDryer-Tier1-FrontSDGMFmExCZ08rWtd
RB-Appl-EffCW-med-GasDHW-ElecCDryer-Tier1-Front | DEER2016 | D16v1 | 2015-05-14 08:07 | SDG | MFm | Ex | CZ10 | rWtd | Each | 1 | 580 | None | 224 | 0.0346 | 3.95 | 144 | 0.0223 | 0.438 | 224 | 0.0346 | 3.95 | 144 | 0.0223 | 0.438 |  |  | 2 |  | RB-Appl-EffCW-med-GasDHW-ElecCDryer-Tier1-FrontSDGMFmExCZ10rWtd
RB-Appl-EffCW-med-GasDHW-ElecCDryer-Tier1-Front | DEER2016 | D16v1 | 2015-05-14 08:07 | SDG | MFm | Ex | CZ14 | rWtd | Each | 1 | 634 | None | 230 | 0.0337 | 3.62 | 147 | 0.0214 | 0.302 | 230 | 0.0337 | 3.62 | 147 | 0.0214 | 0.302 |  |  | 2 |  | RB-Appl-EffCW-med-GasDHW-ElecCDryer-Tier1-FrontSDGMFmExCZ14rWtd
RB-Appl-EffCW-med-GasDHW-ElecCDryer-Tier1-Front | DEER2016 | D16v1 | 2015-05-14 08:07 | SDG | MFm | Ex | CZ15 | rWtd | Each | 1 | 634 | None | 231 | 0.0348 | 3.3 | 147 | 0.0219 | 0.402 | 231 | 0.0348 | 3.3 | 147 | 0.0219 | 0.402 |  |  | 2 |  | RB-Appl-EffCW-med-GasDHW-ElecCDryer-Tier1-FrontSDGMFmExCZ15rWtd
RB-Appl-EffCW-med-GasDHW-ElecCDryer-Tier1-Front | DEER2016 | D16v1 | 2015-05-14 08:07 | SDG | MFm | Ex | IOU | rWtd | Each | 1 | 530 | None | 221 | 0.032 | 4.01 | 142 | 0.0213 | 0.456 | 221 | 0.032 | 4.01 | 142 | 0.0213 | 0.456 |  |  | 2 |  | RB-Appl-EffCW-med-GasDHW-ElecCDryer-Tier1-FrontSDGMFmExIOUrWtd
RB-Appl-EffCW-med-GasDHW-ElecCDryer-Tier1-Front | DEER2016 | D16v1 | 2015-05-14 08:07 | SDG | SFm | 1975 | CZ06 | rWtd | Each | 1 | 764 | None | 275 | 0.0399 | 5.66 | 178 | 0.0254 | 1.31 | 275 | 0.0399 | 5.66 | 178 | 0.0254 | 1.31 |  |  | 2 |  | RB-Appl-EffCW-med-GasDHW-ElecCDryer-Tier1-FrontSDGSFm1975CZ06rWtd
RB-Appl-EffCW-med-GasDHW-ElecCDryer-Tier1-Front | DEER2016 | D16v1 | 2015-05-14 08:07 | SDG | SFm | 1975 | CZ07 | rWtd | Each | 1 | 764 | None | 273 | 0.0481 | 5.35 | 176 | 0.0339 | 1.16 | 273 | 0.0481 | 5.35 | 176 | 0.0339 | 1.16 |  |  | 2 |  | RB-Appl-EffCW-med-GasDHW-ElecCDryer-Tier1-FrontSDGSFm1975CZ07rWtd
RB-Appl-EffCW-med-GasDHW-ElecCDryer-Tier1-Front | DEER2016 | D16v1 | 2015-05-14 08:07 | SDG | SFm | 1975 | CZ08 | rWtd | Each | 1 | 764 | None | 278 | 0.041 | 5 | 180 | 0.0256 | 0.931 | 278 | 0.041 | 5 | 180 | 0.0256 | 0.931 |  |  | 2 |  | RB-Appl-EffCW-med-GasDHW-ElecCDryer-Tier1-FrontSDGSFm1975CZ08rWtd
RB-Appl-EffCW-med-GasDHW-ElecCDryer-Tier1-Front | DEER2016 | D16v1 | 2015-05-14 08:07 | SDG | SFm | 1975 | CZ10 | rWtd | Each | 1 | 818 | None | 275 | 0.0429 | 4.58 | 176 | 0.0268 | 0.617 | 275 | 0.0429 | 4.58 | 176 | 0.0268 | 0.617 |  |  | 2 |  | RB-Appl-EffCW-med-GasDHW-ElecCDryer-Tier1-FrontSDGSFm1975CZ10rWtd
RB-Appl-EffCW-med-GasDHW-ElecCDryer-Tier1-Front | DEER2016 | D16v1 | 2015-05-14 08:07 | SDG | SFm | 1975 | CZ14 | rWtd | Each | 1 | 778 | None | 284 | 0.0431 | 4.42 | 180 | 0.0266 | 0.434 | 284 | 0.0431 | 4.42 | 180 | 0.0266 | 0.434 |  |  | 2 |  | RB-Appl-EffCW-med-GasDHW-ElecCDryer-Tier1-FrontSDGSFm1975CZ14rWtd
RB-Appl-EffCW-med-GasDHW-ElecCDryer-Tier1-Front | DEER2016 | D16v1 | 2015-05-14 08:07 | SDG | SFm | 1975 | CZ15 | rWtd | Each | 1 | 778 | None | 290 | 0.0459 | 3.87 | 185 | 0.0292 | 0.453 | 290 | 0.0459 | 3.87 | 185 | 0.0292 | 0.453 |  |  | 2 |  | RB-Appl-EffCW-med-GasDHW-ElecCDryer-Tier1-FrontSDGSFm1975CZ15rWtd
RB-Appl-EffCW-med-GasDHW-ElecCDryer-Tier1-Front | DEER2016 | D16v1 | 2015-05-14 08:07 | SDG | SFm | 1985 | CZ06 | rWtd | Each | 1 | 1030 | None | 275 | 0.0434 | 5.38 | 177 | 0.0279 | 1.17 | 275 | 0.0434 | 5.38 | 177 | 0.0279 | 1.17 |  |  | 2 |  | RB-Appl-EffCW-med-GasDHW-ElecCDryer-Tier1-FrontSDGSFm1985CZ06rWtd
RB-Appl-EffCW-med-GasDHW-ElecCDryer-Tier1-Front | DEER2016 | D16v1 | 2015-05-14 08:07 | SDG | SFm | 1985 | CZ07 | rWtd | Each | 1 | 1030 | None | 275 | 0.0394 | 5.36 | 177 | 0.024 | 1.21 | 275 | 0.0394 | 5.36 | 177 | 0.024 | 1.21 |  |  | 2 |  | RB-Appl-EffCW-med-GasDHW-ElecCDryer-Tier1-FrontSDGSFm1985CZ07rWtd
RB-Appl-EffCW-med-GasDHW-ElecCDryer-Tier1-Front | DEER2016 | D16v1 | 2015-05-14 08:07 | SDG | SFm | 1985 | CZ08 | rWtd | Each | 1 | 1030 | None | 280 | 0.0413 | 5.36 | 179 | 0.0261 | 1.24 | 280 | 0.0413 | 5.36 | 179 | 0.0261 | 1.24 |  |  | 2 |  | RB-Appl-EffCW-med-GasDHW-ElecCDryer-Tier1-FrontSDGSFm1985CZ08rWtd
RB-Appl-EffCW-med-GasDHW-ElecCDryer-Tier1-Front | DEER2016 | D16v1 | 2015-05-14 08:07 | SDG | SFm | 1985 | CZ10 | rWtd | Each | 1 | 906 | None | 277 | 0.0422 | 5.03 | 177 | 0.0266 | 0.928 | 277 | 0.0422 | 5.03 | 177 | 0.0266 | 0.928 |  |  | 2 |  | RB-Appl-EffCW-med-GasDHW-ElecCDryer-Tier1-FrontSDGSFm1985CZ10rWtd
RB-Appl-EffCW-med-GasDHW-ElecCDryer-Tier1-Front | DEER2016 | D16v1 | 2015-05-14 08:07 | SDG | SFm | 1985 | CZ14 | rWtd | Each | 1 | 870 | None | 282 | 0.0439 | 3.84 | 181 | 0.0277 | 0.132 | 282 | 0.0439 | 3.84 | 181 | 0.0277 | 0.132 |  |  | 2 |  | RB-Appl-EffCW-med-GasDHW-ElecCDryer-Tier1-FrontSDGSFm1985CZ14rWtd
RB-Appl-EffCW-med-GasDHW-ElecCDryer-Tier1-Front | DEER2016 | D16v1 | 2015-05-14 08:07 | SDG | SFm | 1985 | CZ15 | rWtd | Each | 1 | 870 | None | 290 | 0.0465 | 3.53 | 184 | 0.029 | 0.286 | 290 | 0.0465 | 3.53 | 184 | 0.029 | 0.286 |  |  | 2 |  | RB-Appl-EffCW-med-GasDHW-ElecCDryer-Tier1-FrontSDGSFm1985CZ15rWtd
RB-Appl-EffCW-med-GasDHW-ElecCDryer-Tier1-Front | DEER2016 | D16v1 | 2015-05-14 08:07 | SDG | SFm | 1996 | CZ06 | rWtd | Each | 1 | 1150 | None | 275 | 0.0374 | 5.33 | 179 | -0.00471 | 1.33 | 275 | 0.0374 | 5.33 | 179 | -0.00471 | 1.33 |  |  | 2 |  | RB-Appl-EffCW-med-GasDHW-ElecCDryer-Tier1-FrontSDGSFm1996CZ06rWtd
RB-Appl-EffCW-med-GasDHW-ElecCDryer-Tier1-Front | DEER2016 | D16v1 | 2015-05-14 08:07 | SDG | SFm | 1996 | CZ07 | rWtd | Each | 1 | 1150 | None | 274 | 0.0696 | 5.22 | 176 | 0.0426 | 1.27 | 274 | 0.0696 | 5.22 | 176 | 0.0426 | 1.27 |  |  | 2 |  | RB-Appl-EffCW-med-GasDHW-ElecCDryer-Tier1-FrontSDGSFm1996CZ07rWtd
RB-Appl-EffCW-med-GasDHW-ElecCDryer-Tier1-Front | DEER2016 | D16v1 | 2015-05-14 08:07 | SDG | SFm | 1996 | CZ08 | rWtd | Each | 1 | 1150 | None | 277 | 0.0406 | 5.04 | 178 | 0.0247 | 1.11 | 277 | 0.0406 | 5.04 | 178 | 0.0247 | 1.11 |  |  | 2 |  | RB-Appl-EffCW-med-GasDHW-ElecCDryer-Tier1-FrontSDGSFm1996CZ08rWtd
RB-Appl-EffCW-med-GasDHW-ElecCDryer-Tier1-Front | DEER2016 | D16v1 | 2015-05-14 08:07 | SDG | SFm | 1996 | CZ10 | rWtd | Each | 1 | 1090 | None | 276 | 0.0395 | 5.3 | 175 | 0.0244 | 0.89 | 276 | 0.0395 | 5.3 | 175 | 0.0244 | 0.89 |  |  | 2 |  | RB-Appl-EffCW-med-GasDHW-ElecCDryer-Tier1-FrontSDGSFm1996CZ10rWtd
RB-Appl-EffCW-med-GasDHW-ElecCDryer-Tier1-Front | DEER2016 | D16v1 | 2015-05-14 08:07 | SDG | SFm | 1996 | CZ14 | rWtd | Each | 1 | 879 | None | 284 | 0.045 | 4.17 | 183 | 0.0324 | 0.121 | 284 | 0.045 | 4.17 | 183 | 0.0324 | 0.121 |  |  | 2 |  | RB-Appl-EffCW-med-GasDHW-ElecCDryer-Tier1-FrontSDGSFm1996CZ14rWtd
RB-Appl-EffCW-med-GasDHW-ElecCDryer-Tier1-Front | DEER2016 | D16v1 | 2015-05-14 08:07 | SDG | SFm | 1996 | CZ15 | rWtd | Each | 1 | 879 | None | 289 | 0.0436 | 3.68 | 185 | 0.0279 | 0.236 | 289 | 0.0436 | 3.68 | 185 | 0.0279 | 0.236 |  |  | 2 |  | RB-Appl-EffCW-med-GasDHW-ElecCDryer-Tier1-FrontSDGSFm1996CZ15rWtd
RB-Appl-EffCW-med-GasDHW-ElecCDryer-Tier1-Front | DEER2016 | D16v1 | 2015-05-14 08:07 | SDG | SFm | 2003 | CZ06 | rWtd | Each | 1 | 1200 | None | 275 | 0.0374 | 5.21 | 177 | 0.0314 | 0.473 | 275 | 0.0374 | 5.21 | 177 | 0.0314 | 0.473 |  |  | 2 |  | RB-Appl-EffCW-med-GasDHW-ElecCDryer-Tier1-FrontSDGSFm2003CZ06rWtd
RB-Appl-EffCW-med-GasDHW-ElecCDryer-Tier1-Front | DEER2016 | D16v1 | 2015-05-14 08:07 | SDG | SFm | 2003 | CZ07 | rWtd | Each | 1 | 1200 | None | 277 | 0.0564 | 5.21 | 179 | 0.0419 | 0.44 | 277 | 0.0564 | 5.21 | 179 | 0.0419 | 0.44 |  |  | 2 |  | RB-Appl-EffCW-med-GasDHW-ElecCDryer-Tier1-FrontSDGSFm2003CZ07rWtd
RB-Appl-EffCW-med-GasDHW-ElecCDryer-Tier1-Front | DEER2016 | D16v1 | 2015-05-14 08:07 | SDG | SFm | 2003 | CZ08 | rWtd | Each | 1 | 1200 | None | 283 | 0.0434 | 4.68 | 186 | 0.0271 | 0.192 | 283 | 0.0434 | 4.68 | 186 | 0.0271 | 0.192 |  |  | 2 |  | RB-Appl-EffCW-med-GasDHW-ElecCDryer-Tier1-FrontSDGSFm2003CZ08rWtd
RB-Appl-EffCW-med-GasDHW-ElecCDryer-Tier1-Front | DEER2016 | D16v1 | 2015-05-14 08:07 | SDG | SFm | 2003 | CZ10 | rWtd | Each | 1 | 974 | None | 280 | 0.0386 | 4.96 | 177 | 0.0245 | 1.18 | 280 | 0.0386 | 4.96 | 177 | 0.0245 | 1.18 |  |  | 2 |  | RB-Appl-EffCW-med-GasDHW-ElecCDryer-Tier1-FrontSDGSFm2003CZ10rWtd
RB-Appl-EffCW-med-GasDHW-ElecCDryer-Tier1-Front | DEER2016 | D16v1 | 2015-05-14 08:07 | SDG | SFm | 2003 | CZ14 | rWtd | Each | 1 | 1080 | None | 279 | 0.0382 | 4.7 | 179 | 0.0244 | 0.73 | 279 | 0.0382 | 4.7 | 179 | 0.0244 | 0.73 |  |  | 2 |  | RB-Appl-EffCW-med-GasDHW-ElecCDryer-Tier1-FrontSDGSFm2003CZ14rWtd
RB-Appl-EffCW-med-GasDHW-ElecCDryer-Tier1-Front | DEER2016 | D16v1 | 2015-05-14 08:07 | SDG | SFm | 2003 | CZ15 | rWtd | Each | 1 | 1080 | None | 282 | 0.0445 | 4.1 | 178 | 0.0277 | 0.656 | 282 | 0.0445 | 4.1 | 178 | 0.0277 | 0.656 |  |  | 2 |  | RB-Appl-EffCW-med-GasDHW-ElecCDryer-Tier1-FrontSDGSFm2003CZ15rWtd
RB-Appl-EffCW-med-GasDHW-ElecCDryer-Tier1-Front | DEER2016 | D16v1 | 2015-05-14 08:07 | SDG | SFm | 2007 | CZ06 | rWtd | Each | 1 | 1200 | None | 277 | 0.0458 | 5.39 | 178 | 0.0284 | 0.565 | 277 | 0.0458 | 5.39 | 178 | 0.0284 | 0.565 |  |  | 2 |  | RB-Appl-EffCW-med-GasDHW-ElecCDryer-Tier1-FrontSDGSFm2007CZ06rWtd
RB-Appl-EffCW-med-GasDHW-ElecCDryer-Tier1-Front | DEER2016 | D16v1 | 2015-05-14 08:07 | SDG | SFm | 2007 | CZ07 | rWtd | Each | 1 | 1200 | None | 274 | 0.0473 | 4.86 | 177 | 0.0354 | 0.25 | 274 | 0.0473 | 4.86 | 177 | 0.0354 | 0.25 |  |  | 2 |  | RB-Appl-EffCW-med-GasDHW-ElecCDryer-Tier1-FrontSDGSFm2007CZ07rWtd
RB-Appl-EffCW-med-GasDHW-ElecCDryer-Tier1-Front | DEER2016 | D16v1 | 2015-05-14 08:07 | SDG | SFm | 2007 | CZ08 | rWtd | Each | 1 | 1200 | None | 275 | 0.0411 | 5 | 177 | 0.0267 | 0.407 | 275 | 0.0411 | 5 | 177 | 0.0267 | 0.407 |  |  | 2 |  | RB-Appl-EffCW-med-GasDHW-ElecCDryer-Tier1-FrontSDGSFm2007CZ08rWtd
RB-Appl-EffCW-med-GasDHW-ElecCDryer-Tier1-Front | DEER2016 | D16v1 | 2015-05-14 08:07 | SDG | SFm | 2007 | CZ10 | rWtd | Each | 1 | 974 | None | 280 | 0.0385 | 5.02 | 178 | 0.0243 | 1.22 | 280 | 0.0385 | 5.02 | 178 | 0.0243 | 1.22 |  |  | 2 |  | RB-Appl-EffCW-med-GasDHW-ElecCDryer-Tier1-FrontSDGSFm2007CZ10rWtd
RB-Appl-EffCW-med-GasDHW-ElecCDryer-Tier1-Front | DEER2016 | D16v1 | 2015-05-14 08:07 | SDG | SFm | 2007 | CZ14 | rWtd | Each | 1 | 1080 | None | 276 | 0.0394 | 4.4 | 177 | 0.0253 | 0.531 | 276 | 0.0394 | 4.4 | 177 | 0.0253 | 0.531 |  |  | 2 |  | RB-Appl-EffCW-med-GasDHW-ElecCDryer-Tier1-FrontSDGSFm2007CZ14rWtd
RB-Appl-EffCW-med-GasDHW-ElecCDryer-Tier1-Front | DEER2016 | D16v1 | 2015-05-14 08:07 | SDG | SFm | 2007 | CZ15 | rWtd | Each | 1 | 1080 | None | 283 | 0.0419 | 4.18 | 180 | 0.0251 | 0.7 | 283 | 0.0419 | 4.18 | 180 | 0.0251 | 0.7 |  |  | 2 |  | RB-Appl-EffCW-med-GasDHW-ElecCDryer-Tier1-FrontSDGSFm2007CZ15rWtd
RB-Appl-EffCW-med-GasDHW-ElecCDryer-Tier1-Front | DEER2016 | D16v1 | 2015-05-14 08:07 | SDG | SFm | 2011 | CZ06 | rWtd | Each | 1 | 1200 | None | 275 | 0.0416 | 5.12 | 177 | 0.0182 | 0.417 | 275 | 0.0416 | 5.12 | 177 | 0.0182 | 0.417 |  |  | 2 |  | RB-Appl-EffCW-med-GasDHW-ElecCDryer-Tier1-FrontSDGSFm2011CZ06rWtd
RB-Appl-EffCW-med-GasDHW-ElecCDryer-Tier1-Front | DEER2016 | D16v1 | 2015-05-14 08:07 | SDG | SFm | 2011 | CZ07 | rWtd | Each | 1 | 1200 | None | 276 | 0.0398 | 4.94 | 178 | 0.0357 | 0.345 | 276 | 0.0398 | 4.94 | 178 | 0.0357 | 0.345 |  |  | 2 |  | RB-Appl-EffCW-med-GasDHW-ElecCDryer-Tier1-FrontSDGSFm2011CZ07rWtd
RB-Appl-EffCW-med-GasDHW-ElecCDryer-Tier1-Front | DEER2016 | D16v1 | 2015-05-14 08:07 | SDG | SFm | 2011 | CZ08 | rWtd | Each | 1 | 1200 | None | 280 | 0.0407 | 5.03 | 180 | 0.0271 | 0.47 | 280 | 0.0407 | 5.03 | 180 | 0.0271 | 0.47 |  |  | 2 |  | RB-Appl-EffCW-med-GasDHW-ElecCDryer-Tier1-FrontSDGSFm2011CZ08rWtd
RB-Appl-EffCW-med-GasDHW-ElecCDryer-Tier1-Front | DEER2016 | D16v1 | 2015-05-14 08:07 | SDG | SFm | 2011 | CZ10 | rWtd | Each | 1 | 974 | None | 278 | 0.0396 | 5.04 | 178 | 0.0259 | 1.2 | 278 | 0.0396 | 5.04 | 178 | 0.0259 | 1.2 |  |  | 2 |  | RB-Appl-EffCW-med-GasDHW-ElecCDryer-Tier1-FrontSDGSFm2011CZ10rWtd
RB-Appl-EffCW-med-GasDHW-ElecCDryer-Tier1-Front | DEER2016 | D16v1 | 2015-05-14 08:07 | SDG | SFm | 2011 | CZ14 | rWtd | Each | 1 | 1080 | None | 279 | 0.0404 | 4.47 | 179 | 0.0258 | 0.545 | 279 | 0.0404 | 4.47 | 179 | 0.0258 | 0.545 |  |  | 2 |  | RB-Appl-EffCW-med-GasDHW-ElecCDryer-Tier1-FrontSDGSFm2011CZ14rWtd
RB-Appl-EffCW-med-GasDHW-ElecCDryer-Tier1-Front | DEER2016 | D16v1 | 2015-05-14 08:07 | SDG | SFm | 2011 | CZ15 | rWtd | Each | 1 | 1080 | None | 282 | 0.0433 | 4.14 | 179 | 0.0268 | 0.65 | 282 | 0.0433 | 4.14 | 179 | 0.0268 | 0.65 |  |  | 2 |  | RB-Appl-EffCW-med-GasDHW-ElecCDryer-Tier1-FrontSDGSFm2011CZ15rWtd
RB-Appl-EffCW-med-GasDHW-ElecCDryer-Tier1-Front | DEER2016 | D16v1 | 2015-05-14 08:07 | SDG | SFm | 2014 | CZ06 | rWtd | Each | 1 | 1200 | None | 272 | 0.0293 | 5.05 | 175 | 0.0248 | 0.374 | 272 | 0.0293 | 5.05 | 175 | 0.0248 | 0.374 |  |  | 2 |  | RB-Appl-EffCW-med-GasDHW-ElecCDryer-Tier1-FrontSDGSFm2014CZ06rWtd
RB-Appl-EffCW-med-GasDHW-ElecCDryer-Tier1-Front | DEER2016 | D16v1 | 2015-05-14 08:07 | SDG | SFm | 2014 | CZ07 | rWtd | Each | 1 | 1200 | None | 272 | 0.0189 | 4.83 | 175 | 0.0277 | 0.253 | 272 | 0.0189 | 4.83 | 175 | 0.0277 | 0.253 |  |  | 2 |  | RB-Appl-EffCW-med-GasDHW-ElecCDryer-Tier1-FrontSDGSFm2014CZ07rWtd
RB-Appl-EffCW-med-GasDHW-ElecCDryer-Tier1-Front | DEER2016 | D16v1 | 2015-05-14 08:07 | SDG | SFm | 2014 | CZ08 | rWtd | Each | 1 | 1200 | None | 281 | 0.0416 | 4.94 | 178 | 0.0277 | 0.39 | 281 | 0.0416 | 4.94 | 178 | 0.0277 | 0.39 |  |  | 2 |  | RB-Appl-EffCW-med-GasDHW-ElecCDryer-Tier1-FrontSDGSFm2014CZ08rWtd
RB-Appl-EffCW-med-GasDHW-ElecCDryer-Tier1-Front | DEER2016 | D16v1 | 2015-05-14 08:07 | SDG | SFm | 2014 | CZ10 | rWtd | Each | 1 | 974 | None | 279 | 0.0408 | 4.94 | 178 | 0.0259 | 1.11 | 279 | 0.0408 | 4.94 | 178 | 0.0259 | 1.11 |  |  | 2 |  | RB-Appl-EffCW-med-GasDHW-ElecCDryer-Tier1-FrontSDGSFm2014CZ10rWtd
RB-Appl-EffCW-med-GasDHW-ElecCDryer-Tier1-Front | DEER2016 | D16v1 | 2015-05-14 08:07 | SDG | SFm | 2014 | CZ14 | rWtd | Each | 1 | 1080 | None | 277 | 0.0412 | 4.41 | 177 | 0.0268 | 0.517 | 277 | 0.0412 | 4.41 | 177 | 0.0268 | 0.517 |  |  | 2 |  | RB-Appl-EffCW-med-GasDHW-ElecCDryer-Tier1-FrontSDGSFm2014CZ14rWtd
RB-Appl-EffCW-med-GasDHW-ElecCDryer-Tier1-Front | DEER2016 | D16v1 | 2015-05-14 08:07 | SDG | SFm | 2014 | CZ15 | rWtd | Each | 1 | 1080 | None | 282 | 0.0431 | 4.13 | 179 | 0.0272 | 0.634 | 282 | 0.0431 | 4.13 | 179 | 0.0272 | 0.634 |  |  | 2 |  | RB-Appl-EffCW-med-GasDHW-ElecCDryer-Tier1-FrontSDGSFm2014CZ15rWtd
RB-Appl-EffCW-med-GasDHW-ElecCDryer-Tier1-Front | DEER2016 | D16v1 | 2015-05-14 08:07 | SDG | SFm | Ex | CZ06 | rWtd | Each | 1 | 1090 | None | 275 | 0.0402 | 5.34 | 178 | 0.0192 | 0.996 | 275 | 0.0402 | 5.34 | 178 | 0.0192 | 0.996 |  |  | 2 |  | RB-Appl-EffCW-med-GasDHW-ElecCDryer-Tier1-FrontSDGSFmExCZ06rWtd
RB-Appl-EffCW-med-GasDHW-ElecCDryer-Tier1-Front | DEER2016 | D16v1 | 2015-05-14 08:07 | SDG | SFm | Ex | CZ07 | rWtd | Each | 1 | 932 | None | 274 | 0.0483 | 5.3 | 177 | 0.033 | 1.08 | 274 | 0.0483 | 5.3 | 177 | 0.033 | 1.08 |  |  | 2 |  | RB-Appl-EffCW-med-GasDHW-ElecCDryer-Tier1-FrontSDGSFmExCZ07rWtd
RB-Appl-EffCW-med-GasDHW-ElecCDryer-Tier1-Front | DEER2016 | D16v1 | 2015-05-14 08:07 | SDG | SFm | Ex | CZ08 | rWtd | Each | 1 | 1030 | None | 278 | 0.0411 | 5.06 | 179 | 0.0256 | 0.962 | 278 | 0.0411 | 5.06 | 179 | 0.0256 | 0.962 |  |  | 2 |  | RB-Appl-EffCW-med-GasDHW-ElecCDryer-Tier1-FrontSDGSFmExCZ08rWtd
RB-Appl-EffCW-med-GasDHW-ElecCDryer-Tier1-Front | DEER2016 | D16v1 | 2015-05-14 08:07 | SDG | SFm | Ex | CZ10 | rWtd | Each | 1 | 903 | None | 277 | 0.0416 | 4.86 | 177 | 0.0261 | 0.837 | 277 | 0.0416 | 4.86 | 177 | 0.0261 | 0.837 |  |  | 2 |  | RB-Appl-EffCW-med-GasDHW-ElecCDryer-Tier1-FrontSDGSFmExCZ10rWtd
RB-Appl-EffCW-med-GasDHW-ElecCDryer-Tier1-Front | DEER2016 | D16v1 | 2015-05-14 08:07 | SDG | SFm | Ex | CZ14 | rWtd | Each | 1 | 841 | None | 283 | 0.0431 | 4.26 | 180 | 0.0271 | 0.352 | 283 | 0.0431 | 4.26 | 180 | 0.0271 | 0.352 |  |  | 2 |  | RB-Appl-EffCW-med-GasDHW-ElecCDryer-Tier1-FrontSDGSFmExCZ14rWtd
RB-Appl-EffCW-med-GasDHW-ElecCDryer-Tier1-Front | DEER2016 | D16v1 | 2015-05-14 08:07 | SDG | SFm | Ex | CZ15 | rWtd | Each | 1 | 798 | None | 290 | 0.0461 | 3.8 | 184 | 0.0291 | 0.416 | 290 | 0.0461 | 3.8 | 184 | 0.0291 | 0.416 |  |  | 2 |  | RB-Appl-EffCW-med-GasDHW-ElecCDryer-Tier1-FrontSDGSFmExCZ15rWtd
RB-Appl-EffCW-med-GasDHW-ElecCDryer-Tier1-Front | DEER2016 | D16v1 | 2015-05-14 08:07 | SDG | SFm | Ex | IOU | rWtd | Each | 1 | 939 | None | 275 | 0.0455 | 5.16 | 177 | 0.0296 | 0.991 | 275 | 0.0455 | 5.16 | 177 | 0.0296 | 0.991 |  |  | 2 |  | RB-Appl-EffCW-med-GasDHW-ElecCDryer-Tier1-FrontSDGSFmExIOUrWtd
RB-Appl-EffCW-med-GasDHW-ElecCDryer-Tier1-Top | DEER2016 | D16v1 | 2015-05-16 | Any | DMo | MH00 | CZ01 | rDXGF | Each | 1 | 621 | None | 225 | 0.0433 | 1.17 | 225 | 0.0433 | 1.17 | 225 | 0.0433 | 1.17 | 225 | 0.0433 | 1.17 |  |  | 1 |  | RB-Appl-EffCW-med-GasDHW-ElecCDryer-Tier1-TopAnyDMoMH00CZ01rDXGF
RB-Appl-EffCW-med-GasDHW-ElecCDryer-Tier1-Top | DEER2016 | D16v1 | 2015-05-16 | Any | DMo | MH00 | CZ01 | rDXHP | Each | 1 | 621 | None | 220 | 0.0455 | 1.67 | 220 | 0.0455 | 1.67 | 220 | 0.0455 | 1.67 | 220 | 0.0455 | 1.67 |  |  | 1 |  | RB-Appl-EffCW-med-GasDHW-ElecCDryer-Tier1-TopAnyDMoMH00CZ01rDXHP
RB-Appl-EffCW-med-Tier1-Front | DEER2016 | D16v1 | 2015-05-14 | PGE | DMo | MH72 | CZ05 | rWtd | Each | 1 | 598 | None | 158 | 0.0215 | 6.79 | 86.9 | 0.0114 | 2.96 | 158 | 0.0215 | 6.79 | 86.9 | 0.0114 | 2.96 |  |  | 9 |  | RB-Appl-EffCW-med-Tier1-FrontPGEDMoMH72CZ05rWtd
RB-Appl-EffCW-med-GasDHW-ElecCDryer-Tier1-Top | DEER2016 | D16v1 | 2015-05-16 | Any | DMo | MH00 | CZ01 | rNCEH | Each | 1 | 621 | None | 218 | 0.0309 | 1.66 | 218 | 0.0309 | 1.66 | 218 | 0.0309 | 1.66 | 218 | 0.0309 | 1.66 |  |  | 1 |  | RB-Appl-EffCW-med-GasDHW-ElecCDryer-Tier1-TopAnyDMoMH00CZ01rNCEH
RB-Appl-EffCW-med-GasDHW-ElecCDryer-Tier1-Top | DEER2016 | D16v1 | 2015-05-16 | Any | DMo | MH00 | CZ01 | rNCGF | Each | 1 | 621 | None | 222 | 0.0308 | 1.12 | 222 | 0.0308 | 1.12 | 222 | 0.0308 | 1.12 | 222 | 0.0308 | 1.12 |  |  | 1 |  | RB-Appl-EffCW-med-GasDHW-ElecCDryer-Tier1-TopAnyDMoMH00CZ01rNCGF
RB-Appl-EffCW-med-GasDHW-ElecCDryer-Tier1-Top | DEER2016 | D16v1 | 2015-05-16 | Any | DMo | MH00 | CZ02 | rDXGF | Each | 1 | 621 | None | 230 | 0.0394 | 1.03 | 230 | 0.0394 | 1.03 | 230 | 0.0394 | 1.03 | 230 | 0.0394 | 1.03 |  |  | 1 |  | RB-Appl-EffCW-med-GasDHW-ElecCDryer-Tier1-TopAnyDMoMH00CZ02rDXGF
RB-Appl-EffCW-med-GasDHW-ElecCDryer-Tier1-Top | DEER2016 | D16v1 | 2015-05-16 | Any | DMo | MH00 | CZ02 | rDXHP | Each | 1 | 621 | None | 226 | 0.0383 | 1.56 | 226 | 0.0383 | 1.56 | 226 | 0.0383 | 1.56 | 226 | 0.0383 | 1.56 |  |  | 1 |  | RB-Appl-EffCW-med-GasDHW-ElecCDryer-Tier1-TopAnyDMoMH00CZ02rDXHP
RB-Appl-EffCW-med-GasDHW-ElecCDryer-Tier1-Top | DEER2016 | D16v1 | 2015-05-16 | Any | DMo | MH00 | CZ02 | rNCEH | Each | 1 | 621 | None | 217 | 0.0309 | 1.55 | 217 | 0.0309 | 1.55 | 217 | 0.0309 | 1.55 | 217 | 0.0309 | 1.55 |  |  | 1 |  | RB-Appl-EffCW-med-GasDHW-ElecCDryer-Tier1-TopAnyDMoMH00CZ02rNCEH
RB-Appl-EffCW-med-GasDHW-ElecCDryer-Tier1-Top | DEER2016 | D16v1 | 2015-05-16 | Any | DMo | MH00 | CZ02 | rNCGF | Each | 1 | 621 | None | 222 | 0.0307 | 0.931 | 222 | 0.0307 | 0.931 | 222 | 0.0307 | 0.931 | 222 | 0.0307 | 0.931 |  |  | 1 |  | RB-Appl-EffCW-med-GasDHW-ElecCDryer-Tier1-TopAnyDMoMH00CZ02rNCGF
RB-Appl-EffCW-med-GasDHW-ElecCDryer-Tier1-Top | DEER2016 | D16v1 | 2015-05-16 | Any | DMo | MH00 | CZ03 | rDXGF | Each | 1 | 621 | None | 229 | 0.039 | 1.27 | 229 | 0.039 | 1.27 | 229 | 0.039 | 1.27 | 229 | 0.039 | 1.27 |  |  | 1 |  | RB-Appl-EffCW-med-GasDHW-ElecCDryer-Tier1-TopAnyDMoMH00CZ03rDXGF
RB-Appl-EffCW-med-GasDHW-ElecCDryer-Tier1-Top | DEER2016 | D16v1 | 2015-05-16 | Any | DMo | MH00 | CZ03 | rDXHP | Each | 1 | 621 | None | 228 | 0.0367 | 1.56 | 228 | 0.0367 | 1.56 | 228 | 0.0367 | 1.56 | 228 | 0.0367 | 1.56 |  |  | 1 |  | RB-Appl-EffCW-med-GasDHW-ElecCDryer-Tier1-TopAnyDMoMH00CZ03rDXHP
RB-Appl-EffCW-med-GasDHW-ElecCDryer-Tier1-Top | DEER2016 | D16v1 | 2015-05-16 | Any | DMo | MH00 | CZ03 | rNCEH | Each | 1 | 621 | None | 219 | 0.0309 | 1.55 | 219 | 0.0309 | 1.55 | 219 | 0.0309 | 1.55 | 219 | 0.0309 | 1.55 |  |  | 1 |  | RB-Appl-EffCW-med-GasDHW-ElecCDryer-Tier1-TopAnyDMoMH00CZ03rNCEH
RB-Appl-EffCW-med-GasDHW-ElecCDryer-Tier1-Top | DEER2016 | D16v1 | 2015-05-16 | Any | DMo | MH00 | CZ03 | rNCGF | Each | 1 | 621 | None | 222 | 0.0309 | 1.11 | 222 | 0.0309 | 1.11 | 222 | 0.0309 | 1.11 | 222 | 0.0309 | 1.11 |  |  | 1 |  | RB-Appl-EffCW-med-GasDHW-ElecCDryer-Tier1-TopAnyDMoMH00CZ03rNCGF
RB-Appl-EffCW-med-GasDHW-ElecCDryer-Tier1-Top | DEER2016 | D16v1 | 2015-05-16 | Any | DMo | MH00 | CZ04 | rDXGF | Each | 1 | 621 | None | 232 | 0.0346 | 1.34 | 232 | 0.0346 | 1.34 | 232 | 0.0346 | 1.34 | 232 | 0.0346 | 1.34 |  |  | 1 |  | RB-Appl-EffCW-med-GasDHW-ElecCDryer-Tier1-TopAnyDMoMH00CZ04rDXGF
RB-Appl-EffCW-med-GasDHW-ElecCDryer-Tier1-Top | DEER2016 | D16v1 | 2015-05-16 | Any | DMo | MH00 | CZ04 | rDXHP | Each | 1 | 621 | None | 233 | 0.0367 | 1.51 | 233 | 0.0367 | 1.51 | 233 | 0.0367 | 1.51 | 233 | 0.0367 | 1.51 |  |  | 1 |  | RB-Appl-EffCW-med-GasDHW-ElecCDryer-Tier1-TopAnyDMoMH00CZ04rDXHP
RB-Appl-EffCW-med-GasDHW-ElecCDryer-Tier1-Top | DEER2016 | D16v1 | 2015-05-16 | Any | DMo | MH00 | CZ04 | rNCEH | Each | 1 | 621 | None | 220 | 0.0309 | 1.5 | 220 | 0.0309 | 1.5 | 220 | 0.0309 | 1.5 | 220 | 0.0309 | 1.5 |  |  | 1 |  | RB-Appl-EffCW-med-GasDHW-ElecCDryer-Tier1-TopAnyDMoMH00CZ04rNCEH
RB-Appl-EffCW-med-GasDHW-ElecCDryer-Tier1-Top | DEER2016 | D16v1 | 2015-05-16 | Any | DMo | MH00 | CZ04 | rNCGF | Each | 1 | 621 | None | 222 | 0.0307 | 1.21 | 222 | 0.0307 | 1.21 | 222 | 0.0307 | 1.21 | 222 | 0.0307 | 1.21 |  |  | 1 |  | RB-Appl-EffCW-med-GasDHW-ElecCDryer-Tier1-TopAnyDMoMH00CZ04rNCGF
RB-Appl-EffCW-med-GasDHW-ElecCDryer-Tier1-Top | DEER2016 | D16v1 | 2015-05-16 | Any | DMo | MH00 | CZ05 | rDXGF | Each | 1 | 621 | None | 229 | 0.0342 | 1.62 | 229 | 0.0342 | 1.62 | 229 | 0.0342 | 1.62 | 229 | 0.0342 | 1.62 |  |  | 1 |  | RB-Appl-EffCW-med-GasDHW-ElecCDryer-Tier1-TopAnyDMoMH00CZ05rDXGF
RB-Appl-EffCW-med-GasDHW-ElecCDryer-Tier1-Top | DEER2016 | D16v1 | 2015-05-16 | Any | DMo | MH00 | CZ05 | rDXHP | Each | 1 | 621 | None | 229 | 0.0353 | 1.58 | 229 | 0.0353 | 1.58 | 229 | 0.0353 | 1.58 | 229 | 0.0353 | 1.58 |  |  | 1 |  | RB-Appl-EffCW-med-GasDHW-ElecCDryer-Tier1-TopAnyDMoMH00CZ05rDXHP
RB-Appl-EffCW-med-GasDHW-ElecCDryer-Tier1-Top | DEER2016 | D16v1 | 2015-05-16 | Any | DMo | MH00 | CZ05 | rNCEH | Each | 1 | 621 | None | 222 | 0.0309 | 1.58 | 222 | 0.0309 | 1.58 | 222 | 0.0309 | 1.58 | 222 | 0.0309 | 1.58 |  |  | 1 |  | RB-Appl-EffCW-med-GasDHW-ElecCDryer-Tier1-TopAnyDMoMH00CZ05rNCEH
RB-Appl-EffCW-med-GasDHW-ElecCDryer-Tier1-Top | DEER2016 | D16v1 | 2015-05-16 | Any | DMo | MH00 | CZ05 | rNCGF | Each | 1 | 621 | None | 223 | 0.0317 | 1.32 | 223 | 0.0317 | 1.32 | 223 | 0.0317 | 1.32 | 223 | 0.0317 | 1.32 |  |  | 1 |  | RB-Appl-EffCW-med-GasDHW-ElecCDryer-Tier1-TopAnyDMoMH00CZ05rNCGF
RB-Appl-EffCW-med-GasDHW-ElecCDryer-Tier1-Top | DEER2016 | D16v1 | 2015-05-16 | Any | DMo | MH00 | CZ06 | rDXGF | Each | 1 | 621 | None | 239 | 0.0363 | 2.08 | 239 | 0.0363 | 2.08 | 239 | 0.0363 | 2.08 | 239 | 0.0363 | 2.08 |  |  | 1 |  | RB-Appl-EffCW-med-GasDHW-ElecCDryer-Tier1-TopAnyDMoMH00CZ06rDXGF
RB-Appl-EffCW-med-GasDHW-ElecCDryer-Tier1-Top | DEER2016 | D16v1 | 2015-05-16 | Any | DMo | MH00 | CZ06 | rDXHP | Each | 1 | 621 | None | 244 | 0.0355 | 1.47 | 244 | 0.0355 | 1.47 | 244 | 0.0355 | 1.47 | 244 | 0.0355 | 1.47 |  |  | 1 |  | RB-Appl-EffCW-med-GasDHW-ElecCDryer-Tier1-TopAnyDMoMH00CZ06rDXHP
RB-Appl-EffCW-med-GasDHW-ElecCDryer-Tier1-Top | DEER2016 | D16v1 | 2015-05-16 | Any | DMo | MH00 | CZ06 | rNCEH | Each | 1 | 621 | None | 225 | 0.0309 | 1.46 | 225 | 0.0309 | 1.46 | 225 | 0.0309 | 1.46 | 225 | 0.0309 | 1.46 |  |  | 1 |  | RB-Appl-EffCW-med-GasDHW-ElecCDryer-Tier1-TopAnyDMoMH00CZ06rNCEH
RB-Appl-EffCW-med-GasDHW-ElecCDryer-Tier1-Top | DEER2016 | D16v1 | 2015-05-16 | Any | DMo | MH00 | CZ06 | rNCGF | Each | 1 | 621 | None | 223 | 0.0298 | 1.77 | 223 | 0.0298 | 1.77 | 223 | 0.0298 | 1.77 | 223 | 0.0298 | 1.77 |  |  | 1 |  | RB-Appl-EffCW-med-GasDHW-ElecCDryer-Tier1-TopAnyDMoMH00CZ06rNCGF
RB-Appl-EffCW-med-GasDHW-ElecCDryer-Tier1-Top | DEER2016 | D16v1 | 2015-05-16 | Any | DMo | MH00 | CZ07 | rDXGF | Each | 1 | 621 | None | 233 | 0.0657 | 2.02 | 233 | 0.0657 | 2.02 | 233 | 0.0657 | 2.02 | 233 | 0.0657 | 2.02 |  |  | 1 |  | RB-Appl-EffCW-med-GasDHW-ElecCDryer-Tier1-TopAnyDMoMH00CZ07rDXGF
RB-Appl-EffCW-med-GasDHW-ElecCDryer-Tier1-Top | DEER2016 | D16v1 | 2015-05-16 | Any | DMo | MH00 | CZ07 | rDXHP | Each | 1 | 621 | None | 245 | 0.0179 | 1.46 | 245 | 0.0179 | 1.46 | 245 | 0.0179 | 1.46 | 245 | 0.0179 | 1.46 |  |  | 1 |  | RB-Appl-EffCW-med-GasDHW-ElecCDryer-Tier1-TopAnyDMoMH00CZ07rDXHP
RB-Appl-EffCW-med-GasDHW-ElecCDryer-Tier1-Top | DEER2016 | D16v1 | 2015-05-16 | Any | DMo | MH00 | CZ07 | rNCEH | Each | 1 | 621 | None | 224 | 0.0309 | 1.44 | 224 | 0.0309 | 1.44 | 224 | 0.0309 | 1.44 | 224 | 0.0309 | 1.44 |  |  | 1 |  | RB-Appl-EffCW-med-GasDHW-ElecCDryer-Tier1-TopAnyDMoMH00CZ07rNCEH
RB-Appl-EffCW-med-GasDHW-ElecCDryer-Tier1-Top | DEER2016 | D16v1 | 2015-05-16 | Any | DMo | MH00 | CZ07 | rNCGF | Each | 1 | 621 | None | 223 | 0.0308 | 1.74 | 223 | 0.0308 | 1.74 | 223 | 0.0308 | 1.74 | 223 | 0.0308 | 1.74 |  |  | 1 |  | RB-Appl-EffCW-med-GasDHW-ElecCDryer-Tier1-TopAnyDMoMH00CZ07rNCGF
RB-Appl-EffCW-med-GasDHW-ElecCDryer-Tier1-Top | DEER2016 | D16v1 | 2015-05-16 | Any | DMo | MH00 | CZ08 | rDXGF | Each | 1 | 621 | None | 246 | 0.0367 | 1.87 | 246 | 0.0367 | 1.87 | 246 | 0.0367 | 1.87 | 246 | 0.0367 | 1.87 |  |  | 1 |  | RB-Appl-EffCW-med-GasDHW-ElecCDryer-Tier1-TopAnyDMoMH00CZ08rDXGF
RB-Appl-EffCW-med-GasDHW-ElecCDryer-Tier1-Top | DEER2016 | D16v1 | 2015-05-16 | Any | DMo | MH00 | CZ08 | rDXHP | Each | 1 | 621 | None | 240 | 0.0354 | 1.44 | 240 | 0.0354 | 1.44 | 240 | 0.0354 | 1.44 | 240 | 0.0354 | 1.44 |  |  | 1 |  | RB-Appl-EffCW-med-GasDHW-ElecCDryer-Tier1-TopAnyDMoMH00CZ08rDXHP
RB-Appl-EffCW-med-GasDHW-ElecCDryer-Tier1-Top | DEER2016 | D16v1 | 2015-05-16 | Any | DMo | MH00 | CZ08 | rNCEH | Each | 1 | 621 | None | 224 | 0.0309 | 1.42 | 224 | 0.0309 | 1.42 | 224 | 0.0309 | 1.42 | 224 | 0.0309 | 1.42 |  |  | 1 |  | RB-Appl-EffCW-med-GasDHW-ElecCDryer-Tier1-TopAnyDMoMH00CZ08rNCEH
RB-Appl-EffCW-med-GasDHW-ElecCDryer-Tier1-Top | DEER2016 | D16v1 | 2015-05-16 | Any | DMo | MH00 | CZ08 | rNCGF | Each | 1 | 621 | None | 222 | 0.0307 | 1.49 | 222 | 0.0307 | 1.49 | 222 | 0.0307 | 1.49 | 222 | 0.0307 | 1.49 |  |  | 1 |  | RB-Appl-EffCW-med-GasDHW-ElecCDryer-Tier1-TopAnyDMoMH00CZ08rNCGF
RB-Appl-EffCW-med-GasDHW-ElecCDryer-Tier1-Top | DEER2016 | D16v1 | 2015-05-16 | Any | DMo | MH00 | CZ09 | rDXGF | Each | 1 | 621 | None | 235 | 0.0365 | 1.59 | 235 | 0.0365 | 1.59 | 235 | 0.0365 | 1.59 | 235 | 0.0365 | 1.59 |  |  | 1 |  | RB-Appl-EffCW-med-GasDHW-ElecCDryer-Tier1-TopAnyDMoMH00CZ09rDXGF
RB-Appl-EffCW-med-GasDHW-ElecCDryer-Tier1-Top | DEER2016 | D16v1 | 2015-05-16 | Any | DMo | MH00 | CZ09 | rDXHP | Each | 1 | 621 | None | 237 | 0.0354 | 1.43 | 237 | 0.0354 | 1.43 | 237 | 0.0354 | 1.43 | 237 | 0.0354 | 1.43 |  |  | 1 |  | RB-Appl-EffCW-med-GasDHW-ElecCDryer-Tier1-TopAnyDMoMH00CZ09rDXHP
RB-Appl-EffCW-med-GasDHW-ElecCDryer-Tier1-Top | DEER2016 | D16v1 | 2015-05-16 | Any | DMo | MH00 | CZ09 | rNCEH | Each | 1 | 621 | None | 222 | 0.0309 | 1.42 | 222 | 0.0309 | 1.42 | 222 | 0.0309 | 1.42 | 222 | 0.0309 | 1.42 |  |  | 1 |  | RB-Appl-EffCW-med-GasDHW-ElecCDryer-Tier1-TopAnyDMoMH00CZ09rNCEH
RB-Appl-EffCW-med-GasDHW-ElecCDryer-Tier1-Top | DEER2016 | D16v1 | 2015-05-16 | Any | DMo | MH00 | CZ09 | rNCGF | Each | 1 | 621 | None | 222 | 0.0303 | 1.36 | 222 | 0.0303 | 1.36 | 222 | 0.0303 | 1.36 | 222 | 0.0303 | 1.36 |  |  | 1 |  | RB-Appl-EffCW-med-GasDHW-ElecCDryer-Tier1-TopAnyDMoMH00CZ09rNCGF
RB-Appl-EffCW-med-GasDHW-ElecCDryer-Tier1-Top | DEER2016 | D16v1 | 2015-05-16 | Any | DMo | MH00 | CZ10 | rDXGF | Each | 1 | 621 | None | 237 | 0.0373 | 1.63 | 237 | 0.0373 | 1.63 | 237 | 0.0373 | 1.63 | 237 | 0.0373 | 1.63 |  |  | 1 |  | RB-Appl-EffCW-med-GasDHW-ElecCDryer-Tier1-TopAnyDMoMH00CZ10rDXGF
RB-Appl-EffCW-med-GasDHW-ElecCDryer-Tier1-Top | DEER2016 | D16v1 | 2015-05-16 | Any | DMo | MH00 | CZ10 | rDXHP | Each | 1 | 621 | None | 242 | 0.0357 | 1.43 | 242 | 0.0357 | 1.43 | 242 | 0.0357 | 1.43 | 242 | 0.0357 | 1.43 |  |  | 1 |  | RB-Appl-EffCW-med-GasDHW-ElecCDryer-Tier1-TopAnyDMoMH00CZ10rDXHP
RB-Appl-EffCW-med-GasDHW-ElecCDryer-Tier1-Top | DEER2016 | D16v1 | 2015-05-16 | Any | DMo | MH00 | CZ10 | rNCEH | Each | 1 | 621 | None | 223 | 0.0309 | 1.41 | 223 | 0.0309 | 1.41 | 223 | 0.0309 | 1.41 | 223 | 0.0309 | 1.41 |  |  | 1 |  | RB-Appl-EffCW-med-GasDHW-ElecCDryer-Tier1-TopAnyDMoMH00CZ10rNCEH
RB-Appl-EffCW-med-GasDHW-ElecCDryer-Tier1-Top | DEER2016 | D16v1 | 2015-05-16 | Any | DMo | MH00 | CZ10 | rNCGF | Each | 1 | 621 | None | 222 | 0.0311 | 1.51 | 222 | 0.0311 | 1.51 | 222 | 0.0311 | 1.51 | 222 | 0.0311 | 1.51 |  |  | 1 |  | RB-Appl-EffCW-med-GasDHW-ElecCDryer-Tier1-TopAnyDMoMH00CZ10rNCGF
RB-Appl-EffCW-med-GasDHW-ElecCDryer-Tier1-Top | DEER2016 | D16v1 | 2015-05-16 | Any | DMo | MH00 | CZ11 | rDXGF | Each | 1 | 621 | None | 235 | 0.037 | 0.973 | 235 | 0.037 | 0.973 | 235 | 0.037 | 0.973 | 235 | 0.037 | 0.973 |  |  | 1 |  | RB-Appl-EffCW-med-GasDHW-ElecCDryer-Tier1-TopAnyDMoMH00CZ11rDXGF
RB-Appl-EffCW-med-GasDHW-ElecCDryer-Tier1-Top | DEER2016 | D16v1 | 2015-05-16 | Any | DMo | MH00 | CZ11 | rDXHP | Each | 1 | 621 | None | 229 | 0.0359 | 1.45 | 229 | 0.0359 | 1.45 | 229 | 0.0359 | 1.45 | 229 | 0.0359 | 1.45 |  |  | 1 |  | RB-Appl-EffCW-med-GasDHW-ElecCDryer-Tier1-TopAnyDMoMH00CZ11rDXHP
RB-Appl-EffCW-med-GasDHW-ElecCDryer-Tier1-Top | DEER2016 | D16v1 | 2015-05-16 | Any | DMo | MH00 | CZ11 | rNCEH | Each | 1 | 621 | None | 217 | 0.0309 | 1.43 | 217 | 0.0309 | 1.43 | 217 | 0.0309 | 1.43 | 217 | 0.0309 | 1.43 |  |  | 1 |  | RB-Appl-EffCW-med-GasDHW-ElecCDryer-Tier1-TopAnyDMoMH00CZ11rNCEH
RB-Appl-EffCW-med-GasDHW-ElecCDryer-Tier1-Top | DEER2016 | D16v1 | 2015-05-16 | Any | DMo | MH00 | CZ11 | rNCGF | Each | 1 | 621 | None | 222 | 0.031 | 0.836 | 222 | 0.031 | 0.836 | 222 | 0.031 | 0.836 | 222 | 0.031 | 0.836 |  |  | 1 |  | RB-Appl-EffCW-med-GasDHW-ElecCDryer-Tier1-TopAnyDMoMH00CZ11rNCGF
RB-Appl-EffCW-med-GasDHW-ElecCDryer-Tier1-Top | DEER2016 | D16v1 | 2015-05-16 | Any | DMo | MH00 | CZ12 | rDXGF | Each | 1 | 621 | None | 233 | 0.0376 | 1.07 | 233 | 0.0376 | 1.07 | 233 | 0.0376 | 1.07 | 233 | 0.0376 | 1.07 |  |  | 1 |  | RB-Appl-EffCW-med-GasDHW-ElecCDryer-Tier1-TopAnyDMoMH00CZ12rDXGF
RB-Appl-EffCW-med-GasDHW-ElecCDryer-Tier1-Top | DEER2016 | D16v1 | 2015-05-16 | Any | DMo | MH00 | CZ12 | rDXHP | Each | 1 | 621 | None | 229 | 0.0371 | 1.49 | 229 | 0.0371 | 1.49 | 229 | 0.0371 | 1.49 | 229 | 0.0371 | 1.49 |  |  | 1 |  | RB-Appl-EffCW-med-GasDHW-ElecCDryer-Tier1-TopAnyDMoMH00CZ12rDXHP
RB-Appl-EffCW-med-GasDHW-ElecCDryer-Tier1-Top | DEER2016 | D16v1 | 2015-05-16 | Any | DMo | MH00 | CZ12 | rNCEH | Each | 1 | 621 | None | 217 | 0.0309 | 1.48 | 217 | 0.0309 | 1.48 | 217 | 0.0309 | 1.48 | 217 | 0.0309 | 1.48 |  |  | 1 |  | RB-Appl-EffCW-med-GasDHW-ElecCDryer-Tier1-TopAnyDMoMH00CZ12rNCEH
RB-Appl-EffCW-med-GasDHW-ElecCDryer-Tier1-Top | DEER2016 | D16v1 | 2015-05-16 | Any | DMo | MH00 | CZ12 | rNCGF | Each | 1 | 621 | None | 222 | 0.0308 | 0.854 | 222 | 0.0308 | 0.854 | 222 | 0.0308 | 0.854 | 222 | 0.0308 | 0.854 |  |  | 1 |  | RB-Appl-EffCW-med-GasDHW-ElecCDryer-Tier1-TopAnyDMoMH00CZ12rNCGF
RB-Appl-EffCW-med-GasDHW-ElecCDryer-Tier1-Top | DEER2016 | D16v1 | 2015-05-16 | Any | DMo | MH00 | CZ13 | rDXGF | Each | 1 | 621 | None | 235 | 0.0383 | 0.803 | 235 | 0.0383 | 0.803 | 235 | 0.0383 | 0.803 | 235 | 0.0383 | 0.803 |  |  | 1 |  | RB-Appl-EffCW-med-GasDHW-ElecCDryer-Tier1-TopAnyDMoMH00CZ13rDXGF
RB-Appl-EffCW-med-GasDHW-ElecCDryer-Tier1-Top | DEER2016 | D16v1 | 2015-05-16 | Any | DMo | MH00 | CZ13 | rDXHP | Each | 1 | 621 | None | 228 | 0.0362 | 1.43 | 228 | 0.0362 | 1.43 | 228 | 0.0362 | 1.43 | 228 | 0.0362 | 1.43 |  |  | 1 |  | RB-Appl-EffCW-med-GasDHW-ElecCDryer-Tier1-TopAnyDMoMH00CZ13rDXHP
RB-Appl-EffCW-med-GasDHW-ElecCDryer-Tier1-Top | DEER2016 | D16v1 | 2015-05-16 | Any | DMo | MH00 | CZ13 | rNCEH | Each | 1 | 621 | None | 216 | 0.0309 | 1.41 | 216 | 0.0309 | 1.41 | 216 | 0.0309 | 1.41 | 216 | 0.0309 | 1.41 |  |  | 1 |  | RB-Appl-EffCW-med-GasDHW-ElecCDryer-Tier1-TopAnyDMoMH00CZ13rNCEH
RB-Appl-EffCW-med-GasDHW-ElecCDryer-Tier1-Top | DEER2016 | D16v1 | 2015-05-16 | Any | DMo | MH00 | CZ13 | rNCGF | Each | 1 | 621 | None | 222 | 0.0307 | 0.662 | 222 | 0.0307 | 0.662 | 222 | 0.0307 | 0.662 | 222 | 0.0307 | 0.662 |  |  | 1 |  | RB-Appl-EffCW-med-GasDHW-ElecCDryer-Tier1-TopAnyDMoMH00CZ13rNCGF
RB-Appl-EffCW-med-GasDHW-ElecCDryer-Tier1-Top | DEER2016 | D16v1 | 2015-05-16 | Any | DMo | MH00 | CZ14 | rDXGF | Each | 1 | 621 | None | 238 | 0.0371 | 1.15 | 238 | 0.0371 | 1.15 | 238 | 0.0371 | 1.15 | 238 | 0.0371 | 1.15 |  |  | 1 |  | RB-Appl-EffCW-med-GasDHW-ElecCDryer-Tier1-TopAnyDMoMH00CZ14rDXGF
RB-Appl-EffCW-med-GasDHW-ElecCDryer-Tier1-Top | DEER2016 | D16v1 | 2015-05-16 | Any | DMo | MH00 | CZ14 | rDXHP | Each | 1 | 621 | None | 235 | 0.0352 | 1.46 | 235 | 0.0352 | 1.46 | 235 | 0.0352 | 1.46 | 235 | 0.0352 | 1.46 |  |  | 1 |  | RB-Appl-EffCW-med-GasDHW-ElecCDryer-Tier1-TopAnyDMoMH00CZ14rDXHP
RB-Appl-EffCW-med-GasDHW-ElecCDryer-Tier1-Top | DEER2016 | D16v1 | 2015-05-16 | Any | DMo | MH00 | CZ14 | rNCEH | Each | 1 | 621 | None | 219 | 0.0309 | 1.44 | 219 | 0.0309 | 1.44 | 219 | 0.0309 | 1.44 | 219 | 0.0309 | 1.44 |  |  | 1 |  | RB-Appl-EffCW-med-GasDHW-ElecCDryer-Tier1-TopAnyDMoMH00CZ14rNCEH
RB-Appl-EffCW-med-GasDHW-ElecCDryer-Tier1-Top | DEER2016 | D16v1 | 2015-05-16 | Any | DMo | MH00 | CZ14 | rNCGF | Each | 1 | 621 | None | 222 | 0.0311 | 0.961 | 222 | 0.0311 | 0.961 | 222 | 0.0311 | 0.961 | 222 | 0.0311 | 0.961 |  |  | 1 |  | RB-Appl-EffCW-med-GasDHW-ElecCDryer-Tier1-TopAnyDMoMH00CZ14rNCGF
RB-Appl-EffCW-med-GasDHW-ElecCDryer-Tier1-Top | DEER2016 | D16v1 | 2015-05-16 | Any | DMo | MH00 | CZ15 | rDXGF | Each | 1 | 621 | None | 244 | 0.0355 | 1.36 | 244 | 0.0355 | 1.36 | 244 | 0.0355 | 1.36 | 244 | 0.0355 | 1.36 |  |  | 1 |  | RB-Appl-EffCW-med-GasDHW-ElecCDryer-Tier1-TopAnyDMoMH00CZ15rDXGF
RB-Appl-EffCW-med-GasDHW-ElecCDryer-Tier1-Top | DEER2016 | D16v1 | 2015-05-16 | Any | DMo | MH00 | CZ15 | rDXHP | Each | 1 | 621 | None | 246 | 0.0355 | 1.21 | 246 | 0.0355 | 1.21 | 246 | 0.0355 | 1.21 | 246 | 0.0355 | 1.21 |  |  | 1 |  | RB-Appl-EffCW-med-GasDHW-ElecCDryer-Tier1-TopAnyDMoMH00CZ15rDXHP
RB-Appl-EffCW-med-GasDHW-ElecCDryer-Tier1-Top | DEER2016 | D16v1 | 2015-05-16 | Any | DMo | MH00 | CZ15 | rNCEH | Each | 1 | 621 | None | 222 | 0.0309 | 1.19 | 222 | 0.0309 | 1.19 | 222 | 0.0309 | 1.19 | 222 | 0.0309 | 1.19 |  |  | 1 |  | RB-Appl-EffCW-med-GasDHW-ElecCDryer-Tier1-TopAnyDMoMH00CZ15rNCEH
RB-Appl-EffCW-med-GasDHW-ElecCDryer-Tier1-Top | DEER2016 | D16v1 | 2015-05-16 | Any | DMo | MH00 | CZ15 | rNCGF | Each | 1 | 621 | None | 223 | 0.0306 | 1.12 | 223 | 0.0306 | 1.12 | 223 | 0.0306 | 1.12 | 223 | 0.0306 | 1.12 |  |  | 1 |  | RB-Appl-EffCW-med-GasDHW-ElecCDryer-Tier1-TopAnyDMoMH00CZ15rNCGF
RB-Appl-EffCW-med-GasDHW-ElecCDryer-Tier1-Top | DEER2016 | D16v1 | 2015-05-16 | Any | DMo | MH00 | CZ16 | rDXGF | Each | 1 | 621 | None | 234 | 0.0363 | 1.06 | 234 | 0.0363 | 1.06 | 234 | 0.0363 | 1.06 | 234 | 0.0363 | 1.06 |  |  | 1 |  | RB-Appl-EffCW-med-GasDHW-ElecCDryer-Tier1-TopAnyDMoMH00CZ16rDXGF
RB-Appl-EffCW-med-GasDHW-ElecCDryer-Tier1-Top | DEER2016 | D16v1 | 2015-05-16 | Any | DMo | MH00 | CZ16 | rDXHP | Each | 1 | 621 | None | 221 | 0.0349 | 1.67 | 221 | 0.0349 | 1.67 | 221 | 0.0349 | 1.67 | 221 | 0.0349 | 1.67 |  |  | 1 |  | RB-Appl-EffCW-med-GasDHW-ElecCDryer-Tier1-TopAnyDMoMH00CZ16rDXHP
RB-Appl-EffCW-med-GasDHW-ElecCDryer-Tier1-Top | DEER2016 | D16v1 | 2015-05-16 | Any | DMo | MH00 | CZ16 | rNCEH | Each | 1 | 621 | None | 217 | 0.0309 | 1.66 | 217 | 0.0309 | 1.66 | 217 | 0.0309 | 1.66 | 217 | 0.0309 | 1.66 |  |  | 1 |  | RB-Appl-EffCW-med-GasDHW-ElecCDryer-Tier1-TopAnyDMoMH00CZ16rNCEH
RB-Appl-EffCW-med-GasDHW-ElecCDryer-Tier1-Top | DEER2016 | D16v1 | 2015-05-16 | Any | DMo | MH00 | CZ16 | rNCGF | Each | 1 | 621 | None | 222 | 0.0308 | 1.03 | 222 | 0.0308 | 1.03 | 222 | 0.0308 | 1.03 | 222 | 0.0308 | 1.03 |  |  | 1 |  | RB-Appl-EffCW-med-GasDHW-ElecCDryer-Tier1-TopAnyDMoMH00CZ16rNCGF
RB-Appl-EffCW-med-GasDHW-ElecCDryer-Tier1-Top | DEER2016 | D16v1 | 2015-05-16 | Any | DMo | MH06 | CZ01 | rDXGF | Each | 1 | 621 | None | 224 | 0.0329 | 1.24 | 224 | 0.0329 | 1.24 | 224 | 0.0329 | 1.24 | 224 | 0.0329 | 1.24 |  |  | 1 |  | RB-Appl-EffCW-med-GasDHW-ElecCDryer-Tier1-TopAnyDMoMH06CZ01rDXGF
RB-Appl-EffCW-med-GasDHW-ElecCDryer-Tier1-Top | DEER2016 | D16v1 | 2015-05-16 | Any | DMo | MH06 | CZ01 | rDXHP | Each | 1 | 621 | None | 221 | 0.0307 | 1.67 | 221 | 0.0307 | 1.67 | 221 | 0.0307 | 1.67 | 221 | 0.0307 | 1.67 |  |  | 1 |  | RB-Appl-EffCW-med-GasDHW-ElecCDryer-Tier1-TopAnyDMoMH06CZ01rDXHP
RB-Appl-EffCW-med-GasDHW-ElecCDryer-Tier1-Top | DEER2016 | D16v1 | 2015-05-16 | Any | DMo | MH06 | CZ01 | rNCEH | Each | 1 | 621 | None | 219 | 0.0309 | 1.67 | 219 | 0.0309 | 1.67 | 219 | 0.0309 | 1.67 | 219 | 0.0309 | 1.67 |  |  | 1 |  | RB-Appl-EffCW-med-GasDHW-ElecCDryer-Tier1-TopAnyDMoMH06CZ01rNCEH
RB-Appl-EffCW-med-GasDHW-ElecCDryer-Tier1-Top | DEER2016 | D16v1 | 2015-05-16 | Any | DMo | MH06 | CZ01 | rNCGF | Each | 1 | 621 | None | 222 | 0.0311 | 1.19 | 222 | 0.0311 | 1.19 | 222 | 0.0311 | 1.19 | 222 | 0.0311 | 1.19 |  |  | 1 |  | RB-Appl-EffCW-med-GasDHW-ElecCDryer-Tier1-TopAnyDMoMH06CZ01rNCGF
RB-Appl-EffCW-med-GasDHW-ElecCDryer-Tier1-Top | DEER2016 | D16v1 | 2015-05-16 | Any | DMo | MH06 | CZ02 | rDXGF | Each | 1 | 621 | None | 231 | 0.0356 | 1.21 | 231 | 0.0356 | 1.21 | 231 | 0.0356 | 1.21 | 231 | 0.0356 | 1.21 |  |  | 1 |  | RB-Appl-EffCW-med-GasDHW-ElecCDryer-Tier1-TopAnyDMoMH06CZ02rDXGF
RB-Appl-EffCW-med-GasDHW-ElecCDryer-Tier1-Top | DEER2016 | D16v1 | 2015-05-16 | Any | DMo | MH06 | CZ02 | rDXHP | Each | 1 | 621 | None | 227 | 0.0337 | 1.56 | 227 | 0.0337 | 1.56 | 227 | 0.0337 | 1.56 | 227 | 0.0337 | 1.56 |  |  | 1 |  | RB-Appl-EffCW-med-GasDHW-ElecCDryer-Tier1-TopAnyDMoMH06CZ02rDXHP
RB-Appl-EffCW-med-GasDHW-ElecCDryer-Tier1-Top | DEER2016 | D16v1 | 2015-05-16 | Any | DMo | MH06 | CZ02 | rNCEH | Each | 1 | 621 | None | 216 | 0.0309 | 1.55 | 216 | 0.0309 | 1.55 | 216 | 0.0309 | 1.55 | 216 | 0.0309 | 1.55 |  |  | 1 |  | RB-Appl-EffCW-med-GasDHW-ElecCDryer-Tier1-TopAnyDMoMH06CZ02rNCEH
RB-Appl-EffCW-med-GasDHW-ElecCDryer-Tier1-Top | DEER2016 | D16v1 | 2015-05-16 | Any | DMo | MH06 | CZ02 | rNCGF | Each | 1 | 621 | None | 222 | 0.0308 | 0.925 | 222 | 0.0308 | 0.925 | 222 | 0.0308 | 0.925 | 222 | 0.0308 | 0.925 |  |  | 1 |  | RB-Appl-EffCW-med-GasDHW-ElecCDryer-Tier1-TopAnyDMoMH06CZ02rNCGF
RB-Appl-EffCW-med-GasDHW-ElecCDryer-Tier1-Top | DEER2016 | D16v1 | 2015-05-16 | Any | DMo | MH06 | CZ03 | rDXGF | Each | 1 | 621 | None | 227 | 0.0302 | 0.866 | 227 | 0.0302 | 0.866 | 227 | 0.0302 | 0.866 | 227 | 0.0302 | 0.866 |  |  | 1 |  | RB-Appl-EffCW-med-GasDHW-ElecCDryer-Tier1-TopAnyDMoMH06CZ03rDXGF
RB-Appl-EffCW-med-GasDHW-ElecCDryer-Tier1-Top | DEER2016 | D16v1 | 2015-05-16 | Any | DMo | MH06 | CZ03 | rDXHP | Each | 1 | 621 | None | 222 | 0.0298 | 1.56 | 222 | 0.0298 | 1.56 | 222 | 0.0298 | 1.56 | 222 | 0.0298 | 1.56 |  |  | 1 |  | RB-Appl-EffCW-med-GasDHW-ElecCDryer-Tier1-TopAnyDMoMH06CZ03rDXHP
RB-Appl-EffCW-med-GasDHW-ElecCDryer-Tier1-Top | DEER2016 | D16v1 | 2015-05-16 | Any | DMo | MH06 | CZ03 | rNCEH | Each | 1 | 621 | None | 214 | 0.0309 | 1.55 | 214 | 0.0309 | 1.55 | 214 | 0.0309 | 1.55 | 214 | 0.0309 | 1.55 |  |  | 1 |  | RB-Appl-EffCW-med-GasDHW-ElecCDryer-Tier1-TopAnyDMoMH06CZ03rNCEH
RB-Appl-EffCW-med-GasDHW-ElecCDryer-Tier1-Top | DEER2016 | D16v1 | 2015-05-16 | Any | DMo | MH06 | CZ03 | rNCGF | Each | 1 | 621 | None | 222 | 0.0309 | 0.699 | 222 | 0.0309 | 0.699 | 222 | 0.0309 | 0.699 | 222 | 0.0309 | 0.699 |  |  | 1 |  | RB-Appl-EffCW-med-GasDHW-ElecCDryer-Tier1-TopAnyDMoMH06CZ03rNCGF
RB-Appl-EffCW-med-GasDHW-ElecCDryer-Tier1-Top | DEER2016 | D16v1 | 2015-05-16 | Any | DMo | MH06 | CZ04 | rDXGF | Each | 1 | 621 | None | 232 | 0.0352 | 1.38 | 232 | 0.0352 | 1.38 | 232 | 0.0352 | 1.38 | 232 | 0.0352 | 1.38 |  |  | 1 |  | RB-Appl-EffCW-med-GasDHW-ElecCDryer-Tier1-TopAnyDMoMH06CZ04rDXGF
RB-Appl-EffCW-med-GasDHW-ElecCDryer-Tier1-Top | DEER2016 | D16v1 | 2015-05-16 | Any | DMo | MH06 | CZ04 | rDXHP | Each | 1 | 621 | None | 236 | 0.0343 | 1.52 | 236 | 0.0343 | 1.52 | 236 | 0.0343 | 1.52 | 236 | 0.0343 | 1.52 |  |  | 1 |  | RB-Appl-EffCW-med-GasDHW-ElecCDryer-Tier1-TopAnyDMoMH06CZ04rDXHP
RB-Appl-EffCW-med-GasDHW-ElecCDryer-Tier1-Top | DEER2016 | D16v1 | 2015-05-16 | Any | DMo | MH06 | CZ04 | rNCEH | Each | 1 | 621 | None | 220 | 0.0309 | 1.5 | 220 | 0.0309 | 1.5 | 220 | 0.0309 | 1.5 | 220 | 0.0309 | 1.5 |  |  | 1 |  | RB-Appl-EffCW-med-GasDHW-ElecCDryer-Tier1-TopAnyDMoMH06CZ04rNCEH
RB-Appl-EffCW-med-GasDHW-ElecCDryer-Tier1-Top | DEER2016 | D16v1 | 2015-05-16 | Any | DMo | MH06 | CZ04 | rNCGF | Each | 1 | 621 | None | 222 | 0.0303 | 1.14 | 222 | 0.0303 | 1.14 | 222 | 0.0303 | 1.14 | 222 | 0.0303 | 1.14 |  |  | 1 |  | RB-Appl-EffCW-med-GasDHW-ElecCDryer-Tier1-TopAnyDMoMH06CZ04rNCGF
RB-Appl-EffCW-med-GasDHW-ElecCDryer-Tier1-Top | DEER2016 | D16v1 | 2015-05-16 | Any | DMo | MH06 | CZ05 | rDXGF | Each | 1 | 621 | None | 229 | 0.0333 | 1.54 | 229 | 0.0333 | 1.54 | 229 | 0.0333 | 1.54 | 229 | 0.0333 | 1.54 |  |  | 1 |  | RB-Appl-EffCW-med-GasDHW-ElecCDryer-Tier1-TopAnyDMoMH06CZ05rDXGF
RB-Appl-EffCW-med-GasDHW-ElecCDryer-Tier1-Top | DEER2016 | D16v1 | 2015-05-16 | Any | DMo | MH06 | CZ05 | rDXHP | Each | 1 | 621 | None | 229 | 0.034 | 1.58 | 229 | 0.034 | 1.58 | 229 | 0.034 | 1.58 | 229 | 0.034 | 1.58 |  |  | 1 |  | RB-Appl-EffCW-med-GasDHW-ElecCDryer-Tier1-TopAnyDMoMH06CZ05rDXHP
RB-Appl-EffCW-med-GasDHW-ElecCDryer-Tier1-Top | DEER2016 | D16v1 | 2015-05-16 | Any | DMo | MH06 | CZ05 | rNCEH | Each | 1 | 621 | None | 221 | 0.0309 | 1.58 | 221 | 0.0309 | 1.58 | 221 | 0.0309 | 1.58 | 221 | 0.0309 | 1.58 |  |  | 1 |  | RB-Appl-EffCW-med-GasDHW-ElecCDryer-Tier1-TopAnyDMoMH06CZ05rNCEH
RB-Appl-EffCW-med-GasDHW-ElecCDryer-Tier1-Top | DEER2016 | D16v1 | 2015-05-16 | Any | DMo | MH06 | CZ05 | rNCGF | Each | 1 | 621 | None | 222 | 0.0312 | 1.29 | 222 | 0.0312 | 1.29 | 222 | 0.0312 | 1.29 | 222 | 0.0312 | 1.29 |  |  | 1 |  | RB-Appl-EffCW-med-GasDHW-ElecCDryer-Tier1-TopAnyDMoMH06CZ05rNCGF
RB-Appl-EffCW-med-GasDHW-ElecCDryer-Tier1-Top | DEER2016 | D16v1 | 2015-05-16 | Any | DMo | MH06 | CZ06 | rDXGF | Each | 1 | 621 | None | 237 | 0.0352 | 2.05 | 237 | 0.0352 | 2.05 | 237 | 0.0352 | 2.05 | 237 | 0.0352 | 2.05 |  |  | 1 |  | RB-Appl-EffCW-med-GasDHW-ElecCDryer-Tier1-TopAnyDMoMH06CZ06rDXGF
RB-Appl-EffCW-med-GasDHW-ElecCDryer-Tier1-Top | DEER2016 | D16v1 | 2015-05-16 | Any | DMo | MH06 | CZ06 | rDXHP | Each | 1 | 621 | None | 241 | 0.0349 | 1.47 | 241 | 0.0349 | 1.47 | 241 | 0.0349 | 1.47 | 241 | 0.0349 | 1.47 |  |  | 1 |  | RB-Appl-EffCW-med-GasDHW-ElecCDryer-Tier1-TopAnyDMoMH06CZ06rDXHP
RB-Appl-EffCW-med-GasDHW-ElecCDryer-Tier1-Top | DEER2016 | D16v1 | 2015-05-16 | Any | DMo | MH06 | CZ06 | rNCEH | Each | 1 | 621 | None | 224 | 0.0309 | 1.46 | 224 | 0.0309 | 1.46 | 224 | 0.0309 | 1.46 | 224 | 0.0309 | 1.46 |  |  | 1 |  | RB-Appl-EffCW-med-GasDHW-ElecCDryer-Tier1-TopAnyDMoMH06CZ06rNCEH
RB-Appl-EffCW-med-GasDHW-ElecCDryer-Tier1-Top | DEER2016 | D16v1 | 2015-05-16 | Any | DMo | MH06 | CZ06 | rNCGF | Each | 1 | 621 | None | 223 | 0.031 | 1.76 | 223 | 0.031 | 1.76 | 223 | 0.031 | 1.76 | 223 | 0.031 | 1.76 |  |  | 1 |  | RB-Appl-EffCW-med-GasDHW-ElecCDryer-Tier1-TopAnyDMoMH06CZ06rNCGF
RB-Appl-EffCW-med-GasDHW-ElecCDryer-Tier1-Top | DEER2016 | D16v1 | 2015-05-16 | Any | DMo | MH06 | CZ07 | rDXGF | Each | 1 | 621 | None | 239 | 0.0347 | 2.09 | 239 | 0.0347 | 2.09 | 239 | 0.0347 | 2.09 | 239 | 0.0347 | 2.09 |  |  | 1 |  | RB-Appl-EffCW-med-GasDHW-ElecCDryer-Tier1-TopAnyDMoMH06CZ07rDXGF
RB-Appl-EffCW-med-GasDHW-ElecCDryer-Tier1-Top | DEER2016 | D16v1 | 2015-05-16 | Any | DMo | MH06 | CZ07 | rDXHP | Each | 1 | 621 | None | 250 | 0.0348 | 1.46 | 250 | 0.0348 | 1.46 | 250 | 0.0348 | 1.46 | 250 | 0.0348 | 1.46 |  |  | 1 |  | RB-Appl-EffCW-med-GasDHW-ElecCDryer-Tier1-TopAnyDMoMH06CZ07rDXHP
RB-Appl-EffCW-med-GasDHW-ElecCDryer-Tier1-Top | DEER2016 | D16v1 | 2015-05-16 | Any | DMo | MH06 | CZ07 | rNCEH | Each | 1 | 621 | None | 224 | 0.0309 | 1.44 | 224 | 0.0309 | 1.44 | 224 | 0.0309 | 1.44 | 224 | 0.0309 | 1.44 |  |  | 1 |  | RB-Appl-EffCW-med-GasDHW-ElecCDryer-Tier1-TopAnyDMoMH06CZ07rNCEH
RB-Appl-EffCW-med-GasDHW-ElecCDryer-Tier1-Top | DEER2016 | D16v1 | 2015-05-16 | Any | DMo | MH06 | CZ07 | rNCGF | Each | 1 | 621 | None | 222 | 0.0309 | 1.69 | 222 | 0.0309 | 1.69 | 222 | 0.0309 | 1.69 | 222 | 0.0309 | 1.69 |  |  | 1 |  | RB-Appl-EffCW-med-GasDHW-ElecCDryer-Tier1-TopAnyDMoMH06CZ07rNCGF
RB-Appl-EffCW-med-GasDHW-ElecCDryer-Tier1-Top | DEER2016 | D16v1 | 2015-05-16 | Any | DMo | MH06 | CZ08 | rDXGF | Each | 1 | 621 | None | 240 | 0.0343 | 1.94 | 240 | 0.0343 | 1.94 | 240 | 0.0343 | 1.94 | 240 | 0.0343 | 1.94 |  |  | 1 |  | RB-Appl-EffCW-med-GasDHW-ElecCDryer-Tier1-TopAnyDMoMH06CZ08rDXGF
RB-Appl-EffCW-med-GasDHW-ElecCDryer-Tier1-Top | DEER2016 | D16v1 | 2015-05-16 | Any | DMo | MH06 | CZ08 | rDXHP | Each | 1 | 621 | None | 242 | 0.0334 | 1.43 | 242 | 0.0334 | 1.43 | 242 | 0.0334 | 1.43 | 242 | 0.0334 | 1.43 |  |  | 1 |  | RB-Appl-EffCW-med-GasDHW-ElecCDryer-Tier1-TopAnyDMoMH06CZ08rDXHP
RB-Appl-EffCW-med-GasDHW-ElecCDryer-Tier1-Top | DEER2016 | D16v1 | 2015-05-16 | Any | DMo | MH06 | CZ08 | rNCEH | Each | 1 | 621 | None | 224 | 0.0309 | 1.42 | 224 | 0.0309 | 1.42 | 224 | 0.0309 | 1.42 | 224 | 0.0309 | 1.42 |  |  | 1 |  | RB-Appl-EffCW-med-GasDHW-ElecCDryer-Tier1-TopAnyDMoMH06CZ08rNCEH
RB-Appl-EffCW-med-GasDHW-ElecCDryer-Tier1-Top | DEER2016 | D16v1 | 2015-05-16 | Any | DMo | MH06 | CZ08 | rNCGF | Each | 1 | 621 | None | 222 | 0.0308 | 1.5 | 222 | 0.0308 | 1.5 | 222 | 0.0308 | 1.5 | 222 | 0.0308 | 1.5 |  |  | 1 |  | RB-Appl-EffCW-med-GasDHW-ElecCDryer-Tier1-TopAnyDMoMH06CZ08rNCGF
RB-Appl-EffCW-med-GasDHW-ElecCDryer-Tier1-Top | DEER2016 | D16v1 | 2015-05-16 | Any | DMo | MH06 | CZ09 | rDXGF | Each | 1 | 621 | None | 237 | 0.0349 | 1.73 | 237 | 0.0349 | 1.73 | 237 | 0.0349 | 1.73 | 237 | 0.0349 | 1.73 |  |  | 1 |  | RB-Appl-EffCW-med-GasDHW-ElecCDryer-Tier1-TopAnyDMoMH06CZ09rDXGF
RB-Appl-EffCW-med-GasDHW-ElecCDryer-Tier1-Top | DEER2016 | D16v1 | 2015-05-16 | Any | DMo | MH06 | CZ09 | rDXHP | Each | 1 | 621 | None | 240 | 0.0334 | 1.43 | 240 | 0.0334 | 1.43 | 240 | 0.0334 | 1.43 | 240 | 0.0334 | 1.43 |  |  | 1 |  | RB-Appl-EffCW-med-GasDHW-ElecCDryer-Tier1-TopAnyDMoMH06CZ09rDXHP
RB-Appl-EffCW-med-GasDHW-ElecCDryer-Tier1-Top | DEER2016 | D16v1 | 2015-05-16 | Any | DMo | MH06 | CZ09 | rNCEH | Each | 1 | 621 | None | 223 | 0.0309 | 1.42 | 223 | 0.0309 | 1.42 | 223 | 0.0309 | 1.42 | 223 | 0.0309 | 1.42 |  |  | 1 |  | RB-Appl-EffCW-med-GasDHW-ElecCDryer-Tier1-TopAnyDMoMH06CZ09rNCEH
RB-Appl-EffCW-med-GasDHW-ElecCDryer-Tier1-Top | DEER2016 | D16v1 | 2015-05-16 | Any | DMo | MH06 | CZ09 | rNCGF | Each | 1 | 621 | None | 222 | 0.0302 | 1.39 | 222 | 0.0302 | 1.39 | 222 | 0.0302 | 1.39 | 222 | 0.0302 | 1.39 |  |  | 1 |  | RB-Appl-EffCW-med-GasDHW-ElecCDryer-Tier1-TopAnyDMoMH06CZ09rNCGF
RB-Appl-EffCW-med-GasDHW-ElecCDryer-Tier1-Top | DEER2016 | D16v1 | 2015-05-16 | Any | DMo | MH06 | CZ10 | rDXGF | Each | 1 | 621 | None | 240 | 0.0333 | 1.85 | 240 | 0.0333 | 1.85 | 240 | 0.0333 | 1.85 | 240 | 0.0333 | 1.85 |  |  | 1 |  | RB-Appl-EffCW-med-GasDHW-ElecCDryer-Tier1-TopAnyDMoMH06CZ10rDXGF
RB-Appl-EffCW-med-GasDHW-ElecCDryer-Tier1-Top | DEER2016 | D16v1 | 2015-05-16 | Any | DMo | MH06 | CZ10 | rDXHP | Each | 1 | 621 | None | 243 | 0.0325 | 1.42 | 243 | 0.0325 | 1.42 | 243 | 0.0325 | 1.42 | 243 | 0.0325 | 1.42 |  |  | 1 |  | RB-Appl-EffCW-med-GasDHW-ElecCDryer-Tier1-TopAnyDMoMH06CZ10rDXHP
RB-Appl-EffCW-med-GasDHW-ElecCDryer-Tier1-Top | DEER2016 | D16v1 | 2015-05-16 | Any | DMo | MH06 | CZ10 | rNCEH | Each | 1 | 621 | None | 223 | 0.0309 | 1.41 | 223 | 0.0309 | 1.41 | 223 | 0.0309 | 1.41 | 223 | 0.0309 | 1.41 |  |  | 1 |  | RB-Appl-EffCW-med-GasDHW-ElecCDryer-Tier1-TopAnyDMoMH06CZ10rNCEH
RB-Appl-EffCW-med-GasDHW-ElecCDryer-Tier1-Top | DEER2016 | D16v1 | 2015-05-16 | Any | DMo | MH06 | CZ10 | rNCGF | Each | 1 | 621 | None | 222 | 0.0311 | 1.55 | 222 | 0.0311 | 1.55 | 222 | 0.0311 | 1.55 | 222 | 0.0311 | 1.55 |  |  | 1 |  | RB-Appl-EffCW-med-GasDHW-ElecCDryer-Tier1-TopAnyDMoMH06CZ10rNCGF
RB-Appl-EffCW-med-GasDHW-ElecCDryer-Tier1-Top | DEER2016 | D16v1 | 2015-05-16 | Any | DMo | MH06 | CZ11 | rDXGF | Each | 1 | 621 | None | 232 | 0.0345 | 0.899 | 232 | 0.0345 | 0.899 | 232 | 0.0345 | 0.899 | 232 | 0.0345 | 0.899 |  |  | 1 |  | RB-Appl-EffCW-med-GasDHW-ElecCDryer-Tier1-TopAnyDMoMH06CZ11rDXGF
RB-Appl-EffCW-med-GasDHW-ElecCDryer-Tier1-Top | DEER2016 | D16v1 | 2015-05-16 | Any | DMo | MH06 | CZ11 | rDXHP | Each | 1 | 621 | None | 228 | 0.0334 | 1.44 | 228 | 0.0334 | 1.44 | 228 | 0.0334 | 1.44 | 228 | 0.0334 | 1.44 |  |  | 1 |  | RB-Appl-EffCW-med-GasDHW-ElecCDryer-Tier1-TopAnyDMoMH06CZ11rDXHP
RB-Appl-EffCW-med-GasDHW-ElecCDryer-Tier1-Top | DEER2016 | D16v1 | 2015-05-16 | Any | DMo | MH06 | CZ11 | rNCEH | Each | 1 | 621 | None | 217 | 0.0309 | 1.43 | 217 | 0.0309 | 1.43 | 217 | 0.0309 | 1.43 | 217 | 0.0309 | 1.43 |  |  | 1 |  | RB-Appl-EffCW-med-GasDHW-ElecCDryer-Tier1-TopAnyDMoMH06CZ11rNCEH
RB-Appl-EffCW-med-GasDHW-ElecCDryer-Tier1-Top | DEER2016 | D16v1 | 2015-05-16 | Any | DMo | MH06 | CZ11 | rNCGF | Each | 1 | 621 | None | 222 | 0.0309 | 0.783 | 222 | 0.0309 | 0.783 | 222 | 0.0309 | 0.783 | 222 | 0.0309 | 0.783 |  |  | 1 |  | RB-Appl-EffCW-med-GasDHW-ElecCDryer-Tier1-TopAnyDMoMH06CZ11rNCGF
RB-Appl-EffCW-med-GasDHW-ElecCDryer-Tier1-Top | DEER2016 | D16v1 | 2015-05-16 | Any | DMo | MH06 | CZ12 | rDXGF | Each | 1 | 621 | None | 233 | 0.0359 | 1.12 | 233 | 0.0359 | 1.12 | 233 | 0.0359 | 1.12 | 233 | 0.0359 | 1.12 |  |  | 1 |  | RB-Appl-EffCW-med-GasDHW-ElecCDryer-Tier1-TopAnyDMoMH06CZ12rDXGF
RB-Appl-EffCW-med-GasDHW-ElecCDryer-Tier1-Top | DEER2016 | D16v1 | 2015-05-16 | Any | DMo | MH06 | CZ12 | rDXHP | Each | 1 | 621 | None | 230 | 0.0347 | 1.49 | 230 | 0.0347 | 1.49 | 230 | 0.0347 | 1.49 | 230 | 0.0347 | 1.49 |  |  | 1 |  | RB-Appl-EffCW-med-GasDHW-ElecCDryer-Tier1-TopAnyDMoMH06CZ12rDXHP
RB-Appl-EffCW-med-GasDHW-ElecCDryer-Tier1-Top | DEER2016 | D16v1 | 2015-05-16 | Any | DMo | MH06 | CZ12 | rNCEH | Each | 1 | 621 | None | 218 | 0.0309 | 1.48 | 218 | 0.0309 | 1.48 | 218 | 0.0309 | 1.48 | 218 | 0.0309 | 1.48 |  |  | 1 |  | RB-Appl-EffCW-med-GasDHW-ElecCDryer-Tier1-TopAnyDMoMH06CZ12rNCEH
RB-Appl-EffCW-med-GasDHW-ElecCDryer-Tier1-Top | DEER2016 | D16v1 | 2015-05-16 | Any | DMo | MH06 | CZ12 | rNCGF | Each | 1 | 621 | None | 222 | 0.0308 | 0.925 | 222 | 0.0308 | 0.925 | 222 | 0.0308 | 0.925 | 222 | 0.0308 | 0.925 |  |  | 1 |  | RB-Appl-EffCW-med-GasDHW-ElecCDryer-Tier1-TopAnyDMoMH06CZ12rNCGF
RB-Appl-EffCW-med-GasDHW-ElecCDryer-Tier1-Top | DEER2016 | D16v1 | 2015-05-16 | Any | DMo | MH06 | CZ13 | rDXGF | Each | 1 | 621 | None | 234 | 0.0355 | 0.668 | 234 | 0.0355 | 0.668 | 234 | 0.0355 | 0.668 | 234 | 0.0355 | 0.668 |  |  | 1 |  | RB-Appl-EffCW-med-GasDHW-ElecCDryer-Tier1-TopAnyDMoMH06CZ13rDXGF
RB-Appl-EffCW-med-GasDHW-ElecCDryer-Tier1-Top | DEER2016 | D16v1 | 2015-05-16 | Any | DMo | MH06 | CZ13 | rDXHP | Each | 1 | 621 | None | 230 | 0.0347 | 1.43 | 230 | 0.0347 | 1.43 | 230 | 0.0347 | 1.43 | 230 | 0.0347 | 1.43 |  |  | 1 |  | RB-Appl-EffCW-med-GasDHW-ElecCDryer-Tier1-TopAnyDMoMH06CZ13rDXHP
RB-Appl-EffCW-med-GasDHW-ElecCDryer-Tier1-Top | DEER2016 | D16v1 | 2015-05-16 | Any | DMo | MH06 | CZ13 | rNCEH | Each | 1 | 621 | None | 215 | 0.0309 | 1.41 | 215 | 0.0309 | 1.41 | 215 | 0.0309 | 1.41 | 215 | 0.0309 | 1.41 |  |  | 1 |  | RB-Appl-EffCW-med-GasDHW-ElecCDryer-Tier1-TopAnyDMoMH06CZ13rNCEH
RB-Appl-EffCW-med-GasDHW-ElecCDryer-Tier1-Top | DEER2016 | D16v1 | 2015-05-16 | Any | DMo | MH06 | CZ13 | rNCGF | Each | 1 | 621 | None | 222 | 0.0307 | 0.497 | 222 | 0.0307 | 0.497 | 222 | 0.0307 | 0.497 | 222 | 0.0307 | 0.497 |  |  | 1 |  | RB-Appl-EffCW-med-GasDHW-ElecCDryer-Tier1-TopAnyDMoMH06CZ13rNCGF
RB-Appl-EffCW-med-GasDHW-ElecCDryer-Tier1-Top | DEER2016 | D16v1 | 2015-05-16 | Any | DMo | MH06 | CZ14 | rDXGF | Each | 1 | 621 | None | 237 | 0.0315 | 0.968 | 237 | 0.0315 | 0.968 | 237 | 0.0315 | 0.968 | 237 | 0.0315 | 0.968 |  |  | 1 |  | RB-Appl-EffCW-med-GasDHW-ElecCDryer-Tier1-TopAnyDMoMH06CZ14rDXGF
RB-Appl-EffCW-med-GasDHW-ElecCDryer-Tier1-Top | DEER2016 | D16v1 | 2015-05-16 | Any | DMo | MH06 | CZ14 | rDXHP | Each | 1 | 621 | None | 232 | 0.031 | 1.46 | 232 | 0.031 | 1.46 | 232 | 0.031 | 1.46 | 232 | 0.031 | 1.46 |  |  | 1 |  | RB-Appl-EffCW-med-GasDHW-ElecCDryer-Tier1-TopAnyDMoMH06CZ14rDXHP
RB-Appl-EffCW-med-GasDHW-ElecCDryer-Tier1-Top | DEER2016 | D16v1 | 2015-05-16 | Any | DMo | MH06 | CZ14 | rNCEH | Each | 1 | 621 | None | 216 | 0.0309 | 1.44 | 216 | 0.0309 | 1.44 | 216 | 0.0309 | 1.44 | 216 | 0.0309 | 1.44 |  |  | 1 |  | RB-Appl-EffCW-med-GasDHW-ElecCDryer-Tier1-TopAnyDMoMH06CZ14rNCEH
RB-Appl-EffCW-med-GasDHW-ElecCDryer-Tier1-Top | DEER2016 | D16v1 | 2015-05-16 | Any | DMo | MH06 | CZ14 | rNCGF | Each | 1 | 621 | None | 222 | 0.0315 | 0.714 | 222 | 0.0315 | 0.714 | 222 | 0.0315 | 0.714 | 222 | 0.0315 | 0.714 |  |  | 1 |  | RB-Appl-EffCW-med-GasDHW-ElecCDryer-Tier1-TopAnyDMoMH06CZ14rNCGF
RB-Appl-EffCW-med-GasDHW-ElecCDryer-Tier1-Top | DEER2016 | D16v1 | 2015-05-16 | Any | DMo | MH06 | CZ15 | rDXGF | Each | 1 | 621 | None | 239 | 0.0345 | 1.38 | 239 | 0.0345 | 1.38 | 239 | 0.0345 | 1.38 | 239 | 0.0345 | 1.38 |  |  | 1 |  | RB-Appl-EffCW-med-GasDHW-ElecCDryer-Tier1-TopAnyDMoMH06CZ15rDXGF
RB-Appl-EffCW-med-GasDHW-ElecCDryer-Tier1-Top | DEER2016 | D16v1 | 2015-05-16 | Any | DMo | MH06 | CZ15 | rDXHP | Each | 1 | 621 | None | 241 | 0.0343 | 1.2 | 241 | 0.0343 | 1.2 | 241 | 0.0343 | 1.2 | 241 | 0.0343 | 1.2 |  |  | 1 |  | RB-Appl-EffCW-med-GasDHW-ElecCDryer-Tier1-TopAnyDMoMH06CZ15rDXHP
RB-Appl-EffCW-med-GasDHW-ElecCDryer-Tier1-Top | DEER2016 | D16v1 | 2015-05-16 | Any | DMo | MH06 | CZ15 | rNCEH | Each | 1 | 621 | None | 222 | 0.0309 | 1.19 | 222 | 0.0309 | 1.19 | 222 | 0.0309 | 1.19 | 222 | 0.0309 | 1.19 |  |  | 1 |  | RB-Appl-EffCW-med-GasDHW-ElecCDryer-Tier1-TopAnyDMoMH06CZ15rNCEH
RB-Appl-EffCW-med-GasDHW-ElecCDryer-Tier1-Top | DEER2016 | D16v1 | 2015-05-16 | Any | DMo | MH06 | CZ15 | rNCGF | Each | 1 | 621 | None | 223 | 0.0306 | 1.12 | 223 | 0.0306 | 1.12 | 223 | 0.0306 | 1.12 | 223 | 0.0306 | 1.12 |  |  | 1 |  | RB-Appl-EffCW-med-GasDHW-ElecCDryer-Tier1-TopAnyDMoMH06CZ15rNCGF
RB-Appl-EffCW-med-GasDHW-ElecCDryer-Tier1-Top | DEER2016 | D16v1 | 2015-05-16 | Any | DMo | MH06 | CZ16 | rDXGF | Each | 1 | 621 | None | 230 | 0.0354 | 1.01 | 230 | 0.0354 | 1.01 | 230 | 0.0354 | 1.01 | 230 | 0.0354 | 1.01 |  |  | 1 |  | RB-Appl-EffCW-med-GasDHW-ElecCDryer-Tier1-TopAnyDMoMH06CZ16rDXGF
RB-Appl-EffCW-med-GasDHW-ElecCDryer-Tier1-Top | DEER2016 | D16v1 | 2015-05-16 | Any | DMo | MH06 | CZ16 | rDXHP | Each | 1 | 621 | None | 219 | 0.0347 | 1.67 | 219 | 0.0347 | 1.67 | 219 | 0.0347 | 1.67 | 219 | 0.0347 | 1.67 |  |  | 1 |  | RB-Appl-EffCW-med-GasDHW-ElecCDryer-Tier1-TopAnyDMoMH06CZ16rDXHP
RB-Appl-EffCW-med-GasDHW-ElecCDryer-Tier1-Top | DEER2016 | D16v1 | 2015-05-16 | Any | DMo | MH06 | CZ16 | rNCEH | Each | 1 | 621 | None | 217 | 0.0309 | 1.66 | 217 | 0.0309 | 1.66 | 217 | 0.0309 | 1.66 | 217 | 0.0309 | 1.66 |  |  | 1 |  | RB-Appl-EffCW-med-GasDHW-ElecCDryer-Tier1-TopAnyDMoMH06CZ16rNCEH
RB-Appl-EffCW-med-GasDHW-ElecCDryer-Tier1-Top | DEER2016 | D16v1 | 2015-05-16 | Any | DMo | MH06 | CZ16 | rNCGF | Each | 1 | 621 | None | 222 | 0.0308 | 0.995 | 222 | 0.0308 | 0.995 | 222 | 0.0308 | 0.995 | 222 | 0.0308 | 0.995 |  |  | 1 |  | RB-Appl-EffCW-med-GasDHW-ElecCDryer-Tier1-TopAnyDMoMH06CZ16rNCGF
RB-Appl-EffCW-med-GasDHW-ElecCDryer-Tier1-Top | DEER2016 | D16v1 | 2015-05-16 | Any | DMo | MH72 | CZ01 | rDXGF | Each | 1 | 598 | None | 224 | 0.0153 | 1.27 | 224 | 0.0153 | 1.27 | 224 | 0.0153 | 1.27 | 224 | 0.0153 | 1.27 |  |  | 1 |  | RB-Appl-EffCW-med-GasDHW-ElecCDryer-Tier1-TopAnyDMoMH72CZ01rDXGF
RB-Appl-EffCW-med-GasDHW-ElecCDryer-Tier1-Top | DEER2016 | D16v1 | 2015-05-16 | Any | DMo | MH72 | CZ01 | rDXHP | Each | 1 | 598 | None | 220 | 0.0188 | 1.67 | 220 | 0.0188 | 1.67 | 220 | 0.0188 | 1.67 | 220 | 0.0188 | 1.67 |  |  | 1 |  | RB-Appl-EffCW-med-GasDHW-ElecCDryer-Tier1-TopAnyDMoMH72CZ01rDXHP
RB-Appl-EffCW-med-GasDHW-ElecCDryer-Tier1-Top | DEER2016 | D16v1 | 2015-05-16 | Any | DMo | MH72 | CZ01 | rNCEH | Each | 1 | 598 | None | 220 | 0.0309 | 1.66 | 220 | 0.0309 | 1.66 | 220 | 0.0309 | 1.66 | 220 | 0.0309 | 1.66 |  |  | 1 |  | RB-Appl-EffCW-med-GasDHW-ElecCDryer-Tier1-TopAnyDMoMH72CZ01rNCEH
RB-Appl-EffCW-med-GasDHW-ElecCDryer-Tier1-Top | DEER2016 | D16v1 | 2015-05-16 | Any | DMo | MH72 | CZ01 | rNCGF | Each | 1 | 598 | None | 222 | 0.0302 | 1.19 | 222 | 0.0302 | 1.19 | 222 | 0.0302 | 1.19 | 222 | 0.0302 | 1.19 |  |  | 1 |  | RB-Appl-EffCW-med-GasDHW-ElecCDryer-Tier1-TopAnyDMoMH72CZ01rNCGF
RB-Appl-EffCW-med-GasDHW-ElecCDryer-Tier1-Top | DEER2016 | D16v1 | 2015-05-16 | Any | DMo | MH72 | CZ02 | rDXGF | Each | 1 | 598 | None | 230 | 0.037 | 1.1 | 230 | 0.037 | 1.1 | 230 | 0.037 | 1.1 | 230 | 0.037 | 1.1 |  |  | 1 |  | RB-Appl-EffCW-med-GasDHW-ElecCDryer-Tier1-TopAnyDMoMH72CZ02rDXGF
RB-Appl-EffCW-med-GasDHW-ElecCDryer-Tier1-Top | DEER2016 | D16v1 | 2015-05-16 | Any | DMo | MH72 | CZ02 | rDXHP | Each | 1 | 598 | None | 226 | 0.0362 | 1.56 | 226 | 0.0362 | 1.56 | 226 | 0.0362 | 1.56 | 226 | 0.0362 | 1.56 |  |  | 1 |  | RB-Appl-EffCW-med-GasDHW-ElecCDryer-Tier1-TopAnyDMoMH72CZ02rDXHP
RB-Appl-EffCW-med-GasDHW-ElecCDryer-Tier1-Top | DEER2016 | D16v1 | 2015-05-16 | Any | DMo | MH72 | CZ02 | rNCEH | Each | 1 | 598 | None | 218 | 0.0309 | 1.55 | 218 | 0.0309 | 1.55 | 218 | 0.0309 | 1.55 | 218 | 0.0309 | 1.55 |  |  | 1 |  | RB-Appl-EffCW-med-GasDHW-ElecCDryer-Tier1-TopAnyDMoMH72CZ02rNCEH
RB-Appl-EffCW-med-GasDHW-ElecCDryer-Tier1-Top | DEER2016 | D16v1 | 2015-05-16 | Any | DMo | MH72 | CZ02 | rNCGF | Each | 1 | 598 | None | 222 | 0.0308 | 1.05 | 222 | 0.0308 | 1.05 | 222 | 0.0308 | 1.05 | 222 | 0.0308 | 1.05 |  |  | 1 |  | RB-Appl-EffCW-med-GasDHW-ElecCDryer-Tier1-TopAnyDMoMH72CZ02rNCGF
RB-Appl-EffCW-med-GasDHW-ElecCDryer-Tier1-Top | DEER2016 | D16v1 | 2015-05-16 | Any | DMo | MH72 | CZ03 | rDXGF | Each | 1 | 598 | None | 231 | 0.0403 | 1.33 | 231 | 0.0403 | 1.33 | 231 | 0.0403 | 1.33 | 231 | 0.0403 | 1.33 |  |  | 1 |  | RB-Appl-EffCW-med-GasDHW-ElecCDryer-Tier1-TopAnyDMoMH72CZ03rDXGF
RB-Appl-EffCW-med-GasDHW-ElecCDryer-Tier1-Top | DEER2016 | D16v1 | 2015-05-16 | Any | DMo | MH72 | CZ03 | rDXHP | Each | 1 | 598 | None | 227 | 0.0387 | 1.56 | 227 | 0.0387 | 1.56 | 227 | 0.0387 | 1.56 | 227 | 0.0387 | 1.56 |  |  | 1 |  | RB-Appl-EffCW-med-GasDHW-ElecCDryer-Tier1-TopAnyDMoMH72CZ03rDXHP
RB-Appl-EffCW-med-GasDHW-ElecCDryer-Tier1-Top | DEER2016 | D16v1 | 2015-05-16 | Any | DMo | MH72 | CZ03 | rNCEH | Each | 1 | 598 | None | 221 | 0.0309 | 1.55 | 221 | 0.0309 | 1.55 | 221 | 0.0309 | 1.55 | 221 | 0.0309 | 1.55 |  |  | 1 |  | RB-Appl-EffCW-med-GasDHW-ElecCDryer-Tier1-TopAnyDMoMH72CZ03rNCEH
RB-Appl-EffCW-med-GasDHW-ElecCDryer-Tier1-Top | DEER2016 | D16v1 | 2015-05-16 | Any | DMo | MH72 | CZ03 | rNCGF | Each | 1 | 598 | None | 222 | 0.0306 | 1.2 | 222 | 0.0306 | 1.2 | 222 | 0.0306 | 1.2 | 222 | 0.0306 | 1.2 |  |  | 1 |  | RB-Appl-EffCW-med-GasDHW-ElecCDryer-Tier1-TopAnyDMoMH72CZ03rNCGF
RB-Appl-EffCW-med-GasDHW-ElecCDryer-Tier1-Top | DEER2016 | D16v1 | 2015-05-16 | Any | DMo | MH72 | CZ04 | rDXGF | Each | 1 | 598 | None | 231 | 0.0359 | 1 | 231 | 0.0359 | 1 | 231 | 0.0359 | 1 | 231 | 0.0359 | 1 |  |  | 1 |  | RB-Appl-EffCW-med-GasDHW-ElecCDryer-Tier1-TopAnyDMoMH72CZ04rDXGF
RB-Appl-EffCW-med-GasDHW-ElecCDryer-Tier1-Top | DEER2016 | D16v1 | 2015-05-16 | Any | DMo | MH72 | CZ04 | rDXHP | Each | 1 | 598 | None | 227 | 0.036 | 1.52 | 227 | 0.036 | 1.52 | 227 | 0.036 | 1.52 | 227 | 0.036 | 1.52 |  |  | 1 |  | RB-Appl-EffCW-med-GasDHW-ElecCDryer-Tier1-TopAnyDMoMH72CZ04rDXHP
RB-Appl-EffCW-med-GasDHW-ElecCDryer-Tier1-Top | DEER2016 | D16v1 | 2015-05-16 | Any | DMo | MH72 | CZ04 | rNCEH | Each | 1 | 598 | None | 217 | 0.0309 | 1.5 | 217 | 0.0309 | 1.5 | 217 | 0.0309 | 1.5 | 217 | 0.0309 | 1.5 |  |  | 1 |  | RB-Appl-EffCW-med-GasDHW-ElecCDryer-Tier1-TopAnyDMoMH72CZ04rNCEH
RB-Appl-EffCW-med-GasDHW-ElecCDryer-Tier1-Top | DEER2016 | D16v1 | 2015-05-16 | Any | DMo | MH72 | CZ04 | rNCGF | Each | 1 | 598 | None | 222 | 0.0315 | 0.943 | 222 | 0.0315 | 0.943 | 222 | 0.0315 | 0.943 | 222 | 0.0315 | 0.943 |  |  | 1 |  | RB-Appl-EffCW-med-GasDHW-ElecCDryer-Tier1-TopAnyDMoMH72CZ04rNCGF
RB-Appl-EffCW-med-GasDHW-ElecCDryer-Tier1-Top | DEER2016 | D16v1 | 2015-05-16 | Any | DMo | MH72 | CZ05 | rDXGF | Each | 1 | 598 | None | 230 | 0.0295 | 1.5 | 230 | 0.0295 | 1.5 | 230 | 0.0295 | 1.5 | 230 | 0.0295 | 1.5 |  |  | 1 |  | RB-Appl-EffCW-med-GasDHW-ElecCDryer-Tier1-TopAnyDMoMH72CZ05rDXGF
RB-Appl-EffCW-med-GasDHW-ElecCDryer-Tier1-Top | DEER2016 | D16v1 | 2015-05-16 | Any | DMo | MH72 | CZ05 | rDXHP | Each | 1 | 598 | None | 231 | 0.0305 | 1.58 | 231 | 0.0305 | 1.58 | 231 | 0.0305 | 1.58 | 231 | 0.0305 | 1.58 |  |  | 1 |  | RB-Appl-EffCW-med-GasDHW-ElecCDryer-Tier1-TopAnyDMoMH72CZ05rDXHP
RB-Appl-EffCW-med-GasDHW-ElecCDryer-Tier1-Top | DEER2016 | D16v1 | 2015-05-16 | Any | DMo | MH72 | CZ05 | rNCEH | Each | 1 | 598 | None | 222 | 0.0309 | 1.58 | 222 | 0.0309 | 1.58 | 222 | 0.0309 | 1.58 | 222 | 0.0309 | 1.58 |  |  | 1 |  | RB-Appl-EffCW-med-GasDHW-ElecCDryer-Tier1-TopAnyDMoMH72CZ05rNCEH
RB-Appl-EffCW-med-GasDHW-ElecCDryer-Tier1-Top | DEER2016 | D16v1 | 2015-05-16 | Any | DMo | MH72 | CZ05 | rNCGF | Each | 1 | 598 | None | 222 | 0.0307 | 1.34 | 222 | 0.0307 | 1.34 | 222 | 0.0307 | 1.34 | 222 | 0.0307 | 1.34 |  |  | 1 |  | RB-Appl-EffCW-med-GasDHW-ElecCDryer-Tier1-TopAnyDMoMH72CZ05rNCGF
RB-Appl-EffCW-med-GasDHW-ElecCDryer-Tier1-Top | DEER2016 | D16v1 | 2015-05-16 | Any | DMo | MH72 | CZ06 | rDXGF | Each | 1 | 598 | None | 241 | 0.0361 | 1.85 | 241 | 0.0361 | 1.85 | 241 | 0.0361 | 1.85 | 241 | 0.0361 | 1.85 |  |  | 1 |  | RB-Appl-EffCW-med-GasDHW-ElecCDryer-Tier1-TopAnyDMoMH72CZ06rDXGF
RB-Appl-EffCW-med-GasDHW-ElecCDryer-Tier1-Top | DEER2016 | D16v1 | 2015-05-16 | Any | DMo | MH72 | CZ06 | rDXHP | Each | 1 | 598 | None | 241 | 0.0344 | 1.48 | 241 | 0.0344 | 1.48 | 241 | 0.0344 | 1.48 | 241 | 0.0344 | 1.48 |  |  | 1 |  | RB-Appl-EffCW-med-GasDHW-ElecCDryer-Tier1-TopAnyDMoMH72CZ06rDXHP
RB-Appl-EffCW-med-GasDHW-ElecCDryer-Tier1-Top | DEER2016 | D16v1 | 2015-05-16 | Any | DMo | MH72 | CZ06 | rNCEH | Each | 1 | 598 | None | 224 | 0.0309 | 1.46 | 224 | 0.0309 | 1.46 | 224 | 0.0309 | 1.46 | 224 | 0.0309 | 1.46 |  |  | 1 |  | RB-Appl-EffCW-med-GasDHW-ElecCDryer-Tier1-TopAnyDMoMH72CZ06rNCEH
RB-Appl-EffCW-med-GasDHW-ElecCDryer-Tier1-Top | DEER2016 | D16v1 | 2015-05-16 | Any | DMo | MH72 | CZ06 | rNCGF | Each | 1 | 598 | None | 223 | 0.0314 | 1.66 | 223 | 0.0314 | 1.66 | 223 | 0.0314 | 1.66 | 223 | 0.0314 | 1.66 |  |  | 1 |  | RB-Appl-EffCW-med-GasDHW-ElecCDryer-Tier1-TopAnyDMoMH72CZ06rNCGF
RB-Appl-EffCW-med-GasDHW-ElecCDryer-Tier1-Top | DEER2016 | D16v1 | 2015-05-16 | Any | DMo | MH72 | CZ07 | rDXGF | Each | 1 | 598 | None | 237 | 0.0353 | 1.68 | 237 | 0.0353 | 1.68 | 237 | 0.0353 | 1.68 | 237 | 0.0353 | 1.68 |  |  | 1 |  | RB-Appl-EffCW-med-GasDHW-ElecCDryer-Tier1-TopAnyDMoMH72CZ07rDXGF
RB-Appl-EffCW-med-GasDHW-ElecCDryer-Tier1-Top | DEER2016 | D16v1 | 2015-05-16 | Any | DMo | MH72 | CZ07 | rDXHP | Each | 1 | 598 | None | 239 | 0.0559 | 1.46 | 239 | 0.0559 | 1.46 | 239 | 0.0559 | 1.46 | 239 | 0.0559 | 1.46 |  |  | 1 |  | RB-Appl-EffCW-med-GasDHW-ElecCDryer-Tier1-TopAnyDMoMH72CZ07rDXHP
RB-Appl-EffCW-med-GasDHW-ElecCDryer-Tier1-Top | DEER2016 | D16v1 | 2015-05-16 | Any | DMo | MH72 | CZ07 | rNCEH | Each | 1 | 598 | None | 223 | 0.0309 | 1.44 | 223 | 0.0309 | 1.44 | 223 | 0.0309 | 1.44 | 223 | 0.0309 | 1.44 |  |  | 1 |  | RB-Appl-EffCW-med-GasDHW-ElecCDryer-Tier1-TopAnyDMoMH72CZ07rNCEH
RB-Appl-EffCW-med-GasDHW-ElecCDryer-Tier1-Top | DEER2016 | D16v1 | 2015-05-16 | Any | DMo | MH72 | CZ07 | rNCGF | Each | 1 | 598 | None | 222 | 0.0306 | 1.48 | 222 | 0.0306 | 1.48 | 222 | 0.0306 | 1.48 | 222 | 0.0306 | 1.48 |  |  | 1 |  | RB-Appl-EffCW-med-GasDHW-ElecCDryer-Tier1-TopAnyDMoMH72CZ07rNCGF
RB-Appl-EffCW-med-GasDHW-ElecCDryer-Tier1-Top | DEER2016 | D16v1 | 2015-05-16 | Any | DMo | MH72 | CZ08 | rDXGF | Each | 1 | 598 | None | 235 | 0.0362 | 1.34 | 235 | 0.0362 | 1.34 | 235 | 0.0362 | 1.34 | 235 | 0.0362 | 1.34 |  |  | 1 |  | RB-Appl-EffCW-med-GasDHW-ElecCDryer-Tier1-TopAnyDMoMH72CZ08rDXGF
RB-Appl-EffCW-med-GasDHW-ElecCDryer-Tier1-Top | DEER2016 | D16v1 | 2015-05-16 | Any | DMo | MH72 | CZ08 | rDXHP | Each | 1 | 598 | None | 234 | 0.0356 | 1.43 | 234 | 0.0356 | 1.43 | 234 | 0.0356 | 1.43 | 234 | 0.0356 | 1.43 |  |  | 1 |  | RB-Appl-EffCW-med-GasDHW-ElecCDryer-Tier1-TopAnyDMoMH72CZ08rDXHP
RB-Appl-EffCW-med-GasDHW-ElecCDryer-Tier1-Top | DEER2016 | D16v1 | 2015-05-16 | Any | DMo | MH72 | CZ08 | rNCEH | Each | 1 | 598 | None | 221 | 0.0309 | 1.42 | 221 | 0.0309 | 1.42 | 221 | 0.0309 | 1.42 | 221 | 0.0309 | 1.42 |  |  | 1 |  | RB-Appl-EffCW-med-GasDHW-ElecCDryer-Tier1-TopAnyDMoMH72CZ08rNCEH
RB-Appl-EffCW-med-GasDHW-ElecCDryer-Tier1-Top | DEER2016 | D16v1 | 2015-05-16 | Any | DMo | MH72 | CZ08 | rNCGF | Each | 1 | 598 | None | 222 | 0.0303 | 1.14 | 222 | 0.0303 | 1.14 | 222 | 0.0303 | 1.14 | 222 | 0.0303 | 1.14 |  |  | 1 |  | RB-Appl-EffCW-med-GasDHW-ElecCDryer-Tier1-TopAnyDMoMH72CZ08rNCGF
RB-Appl-EffCW-med-GasDHW-ElecCDryer-Tier1-Top | DEER2016 | D16v1 | 2015-05-16 | Any | DMo | MH72 | CZ09 | rDXGF | Each | 1 | 598 | None | 238 | 0.0365 | 1.28 | 238 | 0.0365 | 1.28 | 238 | 0.0365 | 1.28 | 238 | 0.0365 | 1.28 |  |  | 1 |  | RB-Appl-EffCW-med-GasDHW-ElecCDryer-Tier1-TopAnyDMoMH72CZ09rDXGF
RB-Appl-EffCW-med-GasDHW-ElecCDryer-Tier1-Top | DEER2016 | D16v1 | 2015-05-16 | Any | DMo | MH72 | CZ09 | rDXHP | Each | 1 | 598 | None | 236 | 0.035 | 1.44 | 236 | 0.035 | 1.44 | 236 | 0.035 | 1.44 | 236 | 0.035 | 1.44 |  |  | 1 |  | RB-Appl-EffCW-med-GasDHW-ElecCDryer-Tier1-TopAnyDMoMH72CZ09rDXHP
RB-Appl-EffCW-med-GasDHW-ElecCDryer-Tier1-Top | DEER2016 | D16v1 | 2015-05-16 | Any | DMo | MH72 | CZ09 | rNCEH | Each | 1 | 598 | None | 220 | 0.0309 | 1.42 | 220 | 0.0309 | 1.42 | 220 | 0.0309 | 1.42 | 220 | 0.0309 | 1.42 |  |  | 1 |  | RB-Appl-EffCW-med-GasDHW-ElecCDryer-Tier1-TopAnyDMoMH72CZ09rNCEH
RB-Appl-EffCW-med-GasDHW-ElecCDryer-Tier1-Top | DEER2016 | D16v1 | 2015-05-16 | Any | DMo | MH72 | CZ09 | rNCGF | Each | 1 | 598 | None | 222 | 0.031 | 1.08 | 222 | 0.031 | 1.08 | 222 | 0.031 | 1.08 | 222 | 0.031 | 1.08 |  |  | 1 |  | RB-Appl-EffCW-med-GasDHW-ElecCDryer-Tier1-TopAnyDMoMH72CZ09rNCGF
RB-Appl-EffCW-med-GasDHW-ElecCDryer-Tier1-Top | DEER2016 | D16v1 | 2015-05-16 | Any | DMo | MH72 | CZ10 | rDXGF | Each | 1 | 598 | None | 236 | 0.0371 | 1.19 | 236 | 0.0371 | 1.19 | 236 | 0.0371 | 1.19 | 236 | 0.0371 | 1.19 |  |  | 1 |  | RB-Appl-EffCW-med-GasDHW-ElecCDryer-Tier1-TopAnyDMoMH72CZ10rDXGF
RB-Appl-EffCW-med-GasDHW-ElecCDryer-Tier1-Top | DEER2016 | D16v1 | 2015-05-16 | Any | DMo | MH72 | CZ10 | rDXHP | Each | 1 | 598 | None | 238 | 0.0379 | 1.43 | 238 | 0.0379 | 1.43 | 238 | 0.0379 | 1.43 | 238 | 0.0379 | 1.43 |  |  | 1 |  | RB-Appl-EffCW-med-GasDHW-ElecCDryer-Tier1-TopAnyDMoMH72CZ10rDXHP
RB-Appl-EffCW-med-GasDHW-ElecCDryer-Tier1-Top | DEER2016 | D16v1 | 2015-05-16 | Any | DMo | MH72 | CZ10 | rNCEH | Each | 1 | 598 | None | 220 | 0.0309 | 1.41 | 220 | 0.0309 | 1.41 | 220 | 0.0309 | 1.41 | 220 | 0.0309 | 1.41 |  |  | 1 |  | RB-Appl-EffCW-med-GasDHW-ElecCDryer-Tier1-TopAnyDMoMH72CZ10rNCEH
RB-Appl-EffCW-med-GasDHW-ElecCDryer-Tier1-Top | DEER2016 | D16v1 | 2015-05-16 | Any | DMo | MH72 | CZ10 | rNCGF | Each | 1 | 598 | None | 222 | 0.0304 | 1.09 | 222 | 0.0304 | 1.09 | 222 | 0.0304 | 1.09 | 222 | 0.0304 | 1.09 |  |  | 1 |  | RB-Appl-EffCW-med-GasDHW-ElecCDryer-Tier1-TopAnyDMoMH72CZ10rNCGF
RB-Appl-EffCW-med-GasDHW-ElecCDryer-Tier1-Top | DEER2016 | D16v1 | 2015-05-16 | Any | DMo | MH72 | CZ11 | rDXGF | Each | 1 | 598 | None | 233 | 0.0371 | 0.939 | 233 | 0.0371 | 0.939 | 233 | 0.0371 | 0.939 | 233 | 0.0371 | 0.939 |  |  | 1 |  | RB-Appl-EffCW-med-GasDHW-ElecCDryer-Tier1-TopAnyDMoMH72CZ11rDXGF
RB-Appl-EffCW-med-GasDHW-ElecCDryer-Tier1-Top | DEER2016 | D16v1 | 2015-05-16 | Any | DMo | MH72 | CZ11 | rDXHP | Each | 1 | 598 | None | 227 | 0.0365 | 1.44 | 227 | 0.0365 | 1.44 | 227 | 0.0365 | 1.44 | 227 | 0.0365 | 1.44 |  |  | 1 |  | RB-Appl-EffCW-med-GasDHW-ElecCDryer-Tier1-TopAnyDMoMH72CZ11rDXHP
RB-Appl-EffCW-med-GasDHW-ElecCDryer-Tier1-Top | DEER2016 | D16v1 | 2015-05-16 | Any | DMo | MH72 | CZ11 | rNCEH | Each | 1 | 598 | None | 218 | 0.0309 | 1.43 | 218 | 0.0309 | 1.43 | 218 | 0.0309 | 1.43 | 218 | 0.0309 | 1.43 |  |  | 1 |  | RB-Appl-EffCW-med-GasDHW-ElecCDryer-Tier1-TopAnyDMoMH72CZ11rNCEH
RB-Appl-EffCW-med-GasDHW-ElecCDryer-Tier1-Top | DEER2016 | D16v1 | 2015-05-16 | Any | DMo | MH72 | CZ11 | rNCGF | Each | 1 | 598 | None | 222 | 0.0309 | 0.925 | 222 | 0.0309 | 0.925 | 222 | 0.0309 | 0.925 | 222 | 0.0309 | 0.925 |  |  | 1 |  | RB-Appl-EffCW-med-GasDHW-ElecCDryer-Tier1-TopAnyDMoMH72CZ11rNCGF
RB-Appl-EffCW-med-GasDHW-ElecCDryer-Tier1-Top | DEER2016 | D16v1 | 2015-05-16 | Any | DMo | MH72 | CZ12 | rDXGF | Each | 1 | 598 | None | 228 | 0.0385 | 0.844 | 228 | 0.0385 | 0.844 | 228 | 0.0385 | 0.844 | 228 | 0.0385 | 0.844 |  |  | 1 |  | RB-Appl-EffCW-med-GasDHW-ElecCDryer-Tier1-TopAnyDMoMH72CZ12rDXGF
RB-Appl-EffCW-med-GasDHW-ElecCDryer-Tier1-Top | DEER2016 | D16v1 | 2015-05-16 | Any | DMo | MH72 | CZ12 | rDXHP | Each | 1 | 598 | None | 224 | 0.0367 | 1.49 | 224 | 0.0367 | 1.49 | 224 | 0.0367 | 1.49 | 224 | 0.0367 | 1.49 |  |  | 1 |  | RB-Appl-EffCW-med-GasDHW-ElecCDryer-Tier1-TopAnyDMoMH72CZ12rDXHP
RB-Appl-EffCW-med-GasDHW-ElecCDryer-Tier1-Top | DEER2016 | D16v1 | 2015-05-16 | Any | DMo | MH72 | CZ12 | rNCEH | Each | 1 | 598 | None | 216 | 0.0309 | 1.48 | 216 | 0.0309 | 1.48 | 216 | 0.0309 | 1.48 | 216 | 0.0309 | 1.48 |  |  | 1 |  | RB-Appl-EffCW-med-GasDHW-ElecCDryer-Tier1-TopAnyDMoMH72CZ12rNCEH
RB-Appl-EffCW-med-GasDHW-ElecCDryer-Tier1-Top | DEER2016 | D16v1 | 2015-05-16 | Any | DMo | MH72 | CZ12 | rNCGF | Each | 1 | 598 | None | 222 | 0.0308 | 0.77 | 222 | 0.0308 | 0.77 | 222 | 0.0308 | 0.77 | 222 | 0.0308 | 0.77 |  |  | 1 |  | RB-Appl-EffCW-med-GasDHW-ElecCDryer-Tier1-TopAnyDMoMH72CZ12rNCGF
RB-Appl-EffCW-med-GasDHW-ElecCDryer-Tier1-Top | DEER2016 | D16v1 | 2015-05-16 | Any | DMo | MH72 | CZ13 | rDXGF | Each | 1 | 598 | None | 233 | 0.0367 | 0.7 | 233 | 0.0367 | 0.7 | 233 | 0.0367 | 0.7 | 233 | 0.0367 | 0.7 |  |  | 1 |  | RB-Appl-EffCW-med-GasDHW-ElecCDryer-Tier1-TopAnyDMoMH72CZ13rDXGF
RB-Appl-EffCW-med-GasDHW-ElecCDryer-Tier1-Top | DEER2016 | D16v1 | 2015-05-16 | Any | DMo | MH72 | CZ13 | rDXHP | Each | 1 | 598 | None | 226 | 0.0352 | 1.43 | 226 | 0.0352 | 1.43 | 226 | 0.0352 | 1.43 | 226 | 0.0352 | 1.43 |  |  | 1 |  | RB-Appl-EffCW-med-GasDHW-ElecCDryer-Tier1-TopAnyDMoMH72CZ13rDXHP
RB-Appl-EffCW-med-GasDHW-ElecCDryer-Tier1-Top | DEER2016 | D16v1 | 2015-05-16 | Any | DMo | MH72 | CZ13 | rNCEH | Each | 1 | 598 | None | 216 | 0.0309 | 1.41 | 216 | 0.0309 | 1.41 | 216 | 0.0309 | 1.41 | 216 | 0.0309 | 1.41 |  |  | 1 |  | RB-Appl-EffCW-med-GasDHW-ElecCDryer-Tier1-TopAnyDMoMH72CZ13rNCEH
RB-Appl-EffCW-med-GasDHW-ElecCDryer-Tier1-Top | DEER2016 | D16v1 | 2015-05-16 | Any | DMo | MH72 | CZ13 | rNCGF | Each | 1 | 598 | None | 222 | 0.0309 | 0.679 | 222 | 0.0309 | 0.679 | 222 | 0.0309 | 0.679 | 222 | 0.0309 | 0.679 |  |  | 1 |  | RB-Appl-EffCW-med-GasDHW-ElecCDryer-Tier1-TopAnyDMoMH72CZ13rNCGF
RB-Appl-EffCW-med-GasDHW-ElecCDryer-Tier1-Top | DEER2016 | D16v1 | 2015-05-16 | Any | DMo | MH72 | CZ14 | rDXGF | Each | 1 | 598 | None | 239 | 0.0376 | 1.25 | 239 | 0.0376 | 1.25 | 239 | 0.0376 | 1.25 | 239 | 0.0376 | 1.25 |  |  | 1 |  | RB-Appl-EffCW-med-GasDHW-ElecCDryer-Tier1-TopAnyDMoMH72CZ14rDXGF
RB-Appl-EffCW-med-GasDHW-ElecCDryer-Tier1-Top | DEER2016 | D16v1 | 2015-05-16 | Any | DMo | MH72 | CZ14 | rDXHP | Each | 1 | 598 | None | 236 | 0.036 | 1.46 | 236 | 0.036 | 1.46 | 236 | 0.036 | 1.46 | 236 | 0.036 | 1.46 |  |  | 1 |  | RB-Appl-EffCW-med-GasDHW-ElecCDryer-Tier1-TopAnyDMoMH72CZ14rDXHP
RB-Appl-EffCW-med-GasDHW-ElecCDryer-Tier1-Top | DEER2016 | D16v1 | 2015-05-16 | Any | DMo | MH72 | CZ14 | rNCEH | Each | 1 | 598 | None | 221 | 0.0309 | 1.44 | 221 | 0.0309 | 1.44 | 221 | 0.0309 | 1.44 | 221 | 0.0309 | 1.44 |  |  | 1 |  | RB-Appl-EffCW-med-GasDHW-ElecCDryer-Tier1-TopAnyDMoMH72CZ14rNCEH
RB-Appl-EffCW-med-GasDHW-ElecCDryer-Tier1-Top | DEER2016 | D16v1 | 2015-05-16 | Any | DMo | MH72 | CZ14 | rNCGF | Each | 1 | 598 | None | 222 | 0.0309 | 1.17 | 222 | 0.0309 | 1.17 | 222 | 0.0309 | 1.17 | 222 | 0.0309 | 1.17 |  |  | 1 |  | RB-Appl-EffCW-med-GasDHW-ElecCDryer-Tier1-TopAnyDMoMH72CZ14rNCGF
RB-Appl-EffCW-med-GasDHW-ElecCDryer-Tier1-Top | DEER2016 | D16v1 | 2015-05-16 | Any | DMo | MH72 | CZ15 | rDXGF | Each | 1 | 598 | None | 243 | 0.0362 | 1.42 | 243 | 0.0362 | 1.42 | 243 | 0.0362 | 1.42 | 243 | 0.0362 | 1.42 |  |  | 1 |  | RB-Appl-EffCW-med-GasDHW-ElecCDryer-Tier1-TopAnyDMoMH72CZ15rDXGF
RB-Appl-EffCW-med-GasDHW-ElecCDryer-Tier1-Top | DEER2016 | D16v1 | 2015-05-16 | Any | DMo | MH72 | CZ15 | rDXHP | Each | 1 | 598 | None | 246 | 0.0362 | 1.2 | 246 | 0.0362 | 1.2 | 246 | 0.0362 | 1.2 | 246 | 0.0362 | 1.2 |  |  | 1 |  | RB-Appl-EffCW-med-GasDHW-ElecCDryer-Tier1-TopAnyDMoMH72CZ15rDXHP
RB-Appl-EffCW-med-GasDHW-ElecCDryer-Tier1-Top | DEER2016 | D16v1 | 2015-05-16 | Any | DMo | MH72 | CZ15 | rNCEH | Each | 1 | 598 | None | 224 | 0.0309 | 1.18 | 224 | 0.0309 | 1.18 | 224 | 0.0309 | 1.18 | 224 | 0.0309 | 1.18 |  |  | 1 |  | RB-Appl-EffCW-med-GasDHW-ElecCDryer-Tier1-TopAnyDMoMH72CZ15rNCEH
RB-Appl-EffCW-med-GasDHW-ElecCDryer-Tier1-Top | DEER2016 | D16v1 | 2015-05-16 | Any | DMo | MH72 | CZ15 | rNCGF | Each | 1 | 598 | None | 222 | 0.0307 | 1.31 | 222 | 0.0307 | 1.31 | 222 | 0.0307 | 1.31 | 222 | 0.0307 | 1.31 |  |  | 1 |  | RB-Appl-EffCW-med-GasDHW-ElecCDryer-Tier1-TopAnyDMoMH72CZ15rNCGF
RB-Appl-EffCW-med-GasDHW-ElecCDryer-Tier1-Top | DEER2016 | D16v1 | 2015-05-16 | Any | DMo | MH72 | CZ16 | rDXGF | Each | 1 | 598 | None | 232 | 0.0357 | 0.895 | 232 | 0.0357 | 0.895 | 232 | 0.0357 | 0.895 | 232 | 0.0357 | 0.895 |  |  | 1 |  | RB-Appl-EffCW-med-GasDHW-ElecCDryer-Tier1-TopAnyDMoMH72CZ16rDXGF
RB-Appl-EffCW-med-GasDHW-ElecCDryer-Tier1-Top | DEER2016 | D16v1 | 2015-05-16 | Any | DMo | MH72 | CZ16 | rDXHP | Each | 1 | 598 | None | 222 | 0.0353 | 1.68 | 222 | 0.0353 | 1.68 | 222 | 0.0353 | 1.68 | 222 | 0.0353 | 1.68 |  |  | 1 |  | RB-Appl-EffCW-med-GasDHW-ElecCDryer-Tier1-TopAnyDMoMH72CZ16rDXHP
RB-Appl-EffCW-med-GasDHW-ElecCDryer-Tier1-Top | DEER2016 | D16v1 | 2015-05-16 | Any | DMo | MH72 | CZ16 | rNCEH | Each | 1 | 598 | None | 216 | 0.0309 | 1.66 | 216 | 0.0309 | 1.66 | 216 | 0.0309 | 1.66 | 216 | 0.0309 | 1.66 |  |  | 1 |  | RB-Appl-EffCW-med-GasDHW-ElecCDryer-Tier1-TopAnyDMoMH72CZ16rNCEH
RB-Appl-EffCW-med-GasDHW-ElecCDryer-Tier1-Top | DEER2016 | D16v1 | 2015-05-16 | Any | DMo | MH72 | CZ16 | rNCGF | Each | 1 | 598 | None | 222 | 0.031 | 0.843 | 222 | 0.031 | 0.843 | 222 | 0.031 | 0.843 | 222 | 0.031 | 0.843 |  |  | 1 |  | RB-Appl-EffCW-med-GasDHW-ElecCDryer-Tier1-TopAnyDMoMH72CZ16rNCGF
RB-Appl-EffCW-med-GasDHW-ElecCDryer-Tier1-Top | DEER2016 | D16v1 | 2015-05-16 | Any | DMo | MH85 | CZ01 | rDXGF | Each | 1 | 621 | None | 226 | 0.0141 | 1.14 | 226 | 0.0141 | 1.14 | 226 | 0.0141 | 1.14 | 226 | 0.0141 | 1.14 |  |  | 1 |  | RB-Appl-EffCW-med-GasDHW-ElecCDryer-Tier1-TopAnyDMoMH85CZ01rDXGF
RB-Appl-EffCW-med-GasDHW-ElecCDryer-Tier1-Top | DEER2016 | D16v1 | 2015-05-16 | Any | DMo | MH85 | CZ01 | rDXHP | Each | 1 | 621 | None | 223 | 0.0143 | 1.67 | 223 | 0.0143 | 1.67 | 223 | 0.0143 | 1.67 | 223 | 0.0143 | 1.67 |  |  | 1 |  | RB-Appl-EffCW-med-GasDHW-ElecCDryer-Tier1-TopAnyDMoMH85CZ01rDXHP
RB-Appl-EffCW-med-GasDHW-ElecCDryer-Tier1-Top | DEER2016 | D16v1 | 2015-05-16 | Any | DMo | MH85 | CZ01 | rNCEH | Each | 1 | 621 | None | 219 | 0.0309 | 1.67 | 219 | 0.0309 | 1.67 | 219 | 0.0309 | 1.67 | 219 | 0.0309 | 1.67 |  |  | 1 |  | RB-Appl-EffCW-med-GasDHW-ElecCDryer-Tier1-TopAnyDMoMH85CZ01rNCEH
RB-Appl-EffCW-med-GasDHW-ElecCDryer-Tier1-Top | DEER2016 | D16v1 | 2015-05-16 | Any | DMo | MH85 | CZ01 | rNCGF | Each | 1 | 621 | None | 222 | 0.0299 | 1.08 | 222 | 0.0299 | 1.08 | 222 | 0.0299 | 1.08 | 222 | 0.0299 | 1.08 |  |  | 1 |  | RB-Appl-EffCW-med-GasDHW-ElecCDryer-Tier1-TopAnyDMoMH85CZ01rNCGF
RB-Appl-EffCW-med-GasDHW-ElecCDryer-Tier1-Top | DEER2016 | D16v1 | 2015-05-16 | Any | DMo | MH85 | CZ02 | rDXGF | Each | 1 | 621 | None | 229 | 0.0367 | 1.06 | 229 | 0.0367 | 1.06 | 229 | 0.0367 | 1.06 | 229 | 0.0367 | 1.06 |  |  | 1 |  | RB-Appl-EffCW-med-GasDHW-ElecCDryer-Tier1-TopAnyDMoMH85CZ02rDXGF
RB-Appl-EffCW-med-GasDHW-ElecCDryer-Tier1-Top | DEER2016 | D16v1 | 2015-05-16 | Any | DMo | MH85 | CZ02 | rDXHP | Each | 1 | 621 | None | 226 | 0.0366 | 1.56 | 226 | 0.0366 | 1.56 | 226 | 0.0366 | 1.56 | 226 | 0.0366 | 1.56 |  |  | 1 |  | RB-Appl-EffCW-med-GasDHW-ElecCDryer-Tier1-TopAnyDMoMH85CZ02rDXHP
RB-Appl-EffCW-med-GasDHW-ElecCDryer-Tier1-Top | DEER2016 | D16v1 | 2015-05-16 | Any | DMo | MH85 | CZ02 | rNCEH | Each | 1 | 621 | None | 217 | 0.0309 | 1.55 | 217 | 0.0309 | 1.55 | 217 | 0.0309 | 1.55 | 217 | 0.0309 | 1.55 |  |  | 1 |  | RB-Appl-EffCW-med-GasDHW-ElecCDryer-Tier1-TopAnyDMoMH85CZ02rNCEH
RB-Appl-EffCW-med-GasDHW-ElecCDryer-Tier1-Top | DEER2016 | D16v1 | 2015-05-16 | Any | DMo | MH85 | CZ02 | rNCGF | Each | 1 | 621 | None | 222 | 0.0308 | 1.05 | 222 | 0.0308 | 1.05 | 222 | 0.0308 | 1.05 | 222 | 0.0308 | 1.05 |  |  | 1 |  | RB-Appl-EffCW-med-GasDHW-ElecCDryer-Tier1-TopAnyDMoMH85CZ02rNCGF
RB-Appl-EffCW-med-GasDHW-ElecCDryer-Tier1-Top | DEER2016 | D16v1 | 2015-05-16 | Any | DMo | MH85 | CZ03 | rDXGF | Each | 1 | 621 | None | 232 | 0.0363 | 1.46 | 232 | 0.0363 | 1.46 | 232 | 0.0363 | 1.46 | 232 | 0.0363 | 1.46 |  |  | 1 |  | RB-Appl-EffCW-med-GasDHW-ElecCDryer-Tier1-TopAnyDMoMH85CZ03rDXGF
RB-Appl-EffCW-med-GasDHW-ElecCDryer-Tier1-Top | DEER2016 | D16v1 | 2015-05-16 | Any | DMo | MH85 | CZ03 | rDXHP | Each | 1 | 621 | None | 231 | 0.0363 | 1.56 | 231 | 0.0363 | 1.56 | 231 | 0.0363 | 1.56 | 231 | 0.0363 | 1.56 |  |  | 1 |  | RB-Appl-EffCW-med-GasDHW-ElecCDryer-Tier1-TopAnyDMoMH85CZ03rDXHP
RB-Appl-EffCW-med-GasDHW-ElecCDryer-Tier1-Top | DEER2016 | D16v1 | 2015-05-16 | Any | DMo | MH85 | CZ03 | rNCEH | Each | 1 | 621 | None | 222 | 0.0309 | 1.55 | 222 | 0.0309 | 1.55 | 222 | 0.0309 | 1.55 | 222 | 0.0309 | 1.55 |  |  | 1 |  | RB-Appl-EffCW-med-GasDHW-ElecCDryer-Tier1-TopAnyDMoMH85CZ03rNCEH
RB-Appl-EffCW-med-GasDHW-ElecCDryer-Tier1-Top | DEER2016 | D16v1 | 2015-05-16 | Any | DMo | MH85 | CZ03 | rNCGF | Each | 1 | 621 | None | 222 | 0.0307 | 1.28 | 222 | 0.0307 | 1.28 | 222 | 0.0307 | 1.28 | 222 | 0.0307 | 1.28 |  |  | 1 |  | RB-Appl-EffCW-med-GasDHW-ElecCDryer-Tier1-TopAnyDMoMH85CZ03rNCGF
RB-Appl-EffCW-med-GasDHW-ElecCDryer-Tier1-Top | DEER2016 | D16v1 | 2015-05-16 | Any | DMo | MH85 | CZ04 | rDXGF | Each | 1 | 621 | None | 236 | 0.0371 | 0.903 | 236 | 0.0371 | 0.903 | 236 | 0.0371 | 0.903 | 236 | 0.0371 | 0.903 |  |  | 1 |  | RB-Appl-EffCW-med-GasDHW-ElecCDryer-Tier1-TopAnyDMoMH85CZ04rDXGF
RB-Appl-EffCW-med-GasDHW-ElecCDryer-Tier1-Top | DEER2016 | D16v1 | 2015-05-16 | Any | DMo | MH85 | CZ04 | rDXHP | Each | 1 | 621 | None | 225 | 0.0342 | 1.51 | 225 | 0.0342 | 1.51 | 225 | 0.0342 | 1.51 | 225 | 0.0342 | 1.51 |  |  | 1 |  | RB-Appl-EffCW-med-GasDHW-ElecCDryer-Tier1-TopAnyDMoMH85CZ04rDXHP
RB-Appl-EffCW-med-GasDHW-ElecCDryer-Tier1-Top | DEER2016 | D16v1 | 2015-05-16 | Any | DMo | MH85 | CZ04 | rNCEH | Each | 1 | 621 | None | 216 | 0.0309 | 1.5 | 216 | 0.0309 | 1.5 | 216 | 0.0309 | 1.5 | 216 | 0.0309 | 1.5 |  |  | 1 |  | RB-Appl-EffCW-med-GasDHW-ElecCDryer-Tier1-TopAnyDMoMH85CZ04rNCEH
RB-Appl-EffCW-med-GasDHW-ElecCDryer-Tier1-Top | DEER2016 | D16v1 | 2015-05-16 | Any | DMo | MH85 | CZ04 | rNCGF | Each | 1 | 621 | None | 222 | 0.0301 | 0.754 | 222 | 0.0301 | 0.754 | 222 | 0.0301 | 0.754 | 222 | 0.0301 | 0.754 |  |  | 1 |  | RB-Appl-EffCW-med-GasDHW-ElecCDryer-Tier1-TopAnyDMoMH85CZ04rNCGF
RB-Appl-EffCW-med-GasDHW-ElecCDryer-Tier1-Top | DEER2016 | D16v1 | 2015-05-16 | Any | DMo | MH85 | CZ05 | rDXGF | Each | 1 | 621 | None | 233 | 0.0313 | 1.44 | 233 | 0.0313 | 1.44 | 233 | 0.0313 | 1.44 | 233 | 0.0313 | 1.44 |  |  | 1 |  | RB-Appl-EffCW-med-GasDHW-ElecCDryer-Tier1-TopAnyDMoMH85CZ05rDXGF
RB-Appl-EffCW-med-GasDHW-ElecCDryer-Tier1-Top | DEER2016 | D16v1 | 2015-05-16 | Any | DMo | MH85 | CZ05 | rDXHP | Each | 1 | 621 | None | 234 | 0.0576 | 1.59 | 234 | 0.0576 | 1.59 | 234 | 0.0576 | 1.59 | 234 | 0.0576 | 1.59 |  |  | 1 |  | RB-Appl-EffCW-med-GasDHW-ElecCDryer-Tier1-TopAnyDMoMH85CZ05rDXHP
RB-Appl-EffCW-med-GasDHW-ElecCDryer-Tier1-Top | DEER2016 | D16v1 | 2015-05-16 | Any | DMo | MH85 | CZ05 | rNCEH | Each | 1 | 621 | None | 220 | 0.0309 | 1.58 | 220 | 0.0309 | 1.58 | 220 | 0.0309 | 1.58 | 220 | 0.0309 | 1.58 |  |  | 1 |  | RB-Appl-EffCW-med-GasDHW-ElecCDryer-Tier1-TopAnyDMoMH85CZ05rNCEH
RB-Appl-EffCW-med-GasDHW-ElecCDryer-Tier1-Top | DEER2016 | D16v1 | 2015-05-16 | Any | DMo | MH85 | CZ05 | rNCGF | Each | 1 | 621 | None | 222 | 0.0312 | 1.19 | 222 | 0.0312 | 1.19 | 222 | 0.0312 | 1.19 | 222 | 0.0312 | 1.19 |  |  | 1 |  | RB-Appl-EffCW-med-GasDHW-ElecCDryer-Tier1-TopAnyDMoMH85CZ05rNCGF
RB-Appl-EffCW-med-GasDHW-ElecCDryer-Tier1-Top | DEER2016 | D16v1 | 2015-05-16 | Any | DMo | MH85 | CZ06 | rDXGF | Each | 1 | 621 | None | 241 | 0.0361 | 2.08 | 241 | 0.0361 | 2.08 | 241 | 0.0361 | 2.08 | 241 | 0.0361 | 2.08 |  |  | 1 |  | RB-Appl-EffCW-med-GasDHW-ElecCDryer-Tier1-TopAnyDMoMH85CZ06rDXGF
RB-Appl-EffCW-med-GasDHW-ElecCDryer-Tier1-Top | DEER2016 | D16v1 | 2015-05-16 | Any | DMo | MH85 | CZ06 | rDXHP | Each | 1 | 621 | None | 244 | 0.0352 | 1.47 | 244 | 0.0352 | 1.47 | 244 | 0.0352 | 1.47 | 244 | 0.0352 | 1.47 |  |  | 1 |  | RB-Appl-EffCW-med-GasDHW-ElecCDryer-Tier1-TopAnyDMoMH85CZ06rDXHP
RB-Appl-EffCW-med-GasDHW-ElecCDryer-Tier1-Top | DEER2016 | D16v1 | 2015-05-16 | Any | DMo | MH85 | CZ06 | rNCEH | Each | 1 | 621 | None | 225 | 0.0309 | 1.46 | 225 | 0.0309 | 1.46 | 225 | 0.0309 | 1.46 | 225 | 0.0309 | 1.46 |  |  | 1 |  | RB-Appl-EffCW-med-GasDHW-ElecCDryer-Tier1-TopAnyDMoMH85CZ06rNCEH
RB-Appl-EffCW-med-GasDHW-ElecCDryer-Tier1-Top | DEER2016 | D16v1 | 2015-05-16 | Any | DMo | MH85 | CZ06 | rNCGF | Each | 1 | 621 | None | 223 | 0.0307 | 1.81 | 223 | 0.0307 | 1.81 | 223 | 0.0307 | 1.81 | 223 | 0.0307 | 1.81 |  |  | 1 |  | RB-Appl-EffCW-med-GasDHW-ElecCDryer-Tier1-TopAnyDMoMH85CZ06rNCGF
RB-Appl-EffCW-med-GasDHW-ElecCDryer-Tier1-Top | DEER2016 | D16v1 | 2015-05-16 | Any | DMo | MH85 | CZ07 | rDXGF | Each | 1 | 621 | None | 237 | 0.0352 | 2.02 | 237 | 0.0352 | 2.02 | 237 | 0.0352 | 2.02 | 237 | 0.0352 | 2.02 |  |  | 1 |  | RB-Appl-EffCW-med-GasDHW-ElecCDryer-Tier1-TopAnyDMoMH85CZ07rDXGF
RB-Appl-EffCW-med-GasDHW-ElecCDryer-Tier1-Top | DEER2016 | D16v1 | 2015-05-16 | Any | DMo | MH85 | CZ07 | rDXHP | Each | 1 | 621 | None | 244 | 0.0351 | 1.46 | 244 | 0.0351 | 1.46 | 244 | 0.0351 | 1.46 | 244 | 0.0351 | 1.46 |  |  | 1 |  | RB-Appl-EffCW-med-GasDHW-ElecCDryer-Tier1-TopAnyDMoMH85CZ07rDXHP
RB-Appl-EffCW-med-GasDHW-ElecCDryer-Tier1-Top | DEER2016 | D16v1 | 2015-05-16 | Any | DMo | MH85 | CZ07 | rNCEH | Each | 1 | 621 | None | 226 | 0.0309 | 1.44 | 226 | 0.0309 | 1.44 | 226 | 0.0309 | 1.44 | 226 | 0.0309 | 1.44 |  |  | 1 |  | RB-Appl-EffCW-med-GasDHW-ElecCDryer-Tier1-TopAnyDMoMH85CZ07rNCEH
RB-Appl-EffCW-med-GasDHW-ElecCDryer-Tier1-Top | DEER2016 | D16v1 | 2015-05-16 | Any | DMo | MH85 | CZ07 | rNCGF | Each | 1 | 621 | None | 223 | 0.0316 | 1.82 | 223 | 0.0316 | 1.82 | 223 | 0.0316 | 1.82 | 223 | 0.0316 | 1.82 |  |  | 1 |  | RB-Appl-EffCW-med-GasDHW-ElecCDryer-Tier1-TopAnyDMoMH85CZ07rNCGF
RB-Appl-EffCW-med-GasDHW-ElecCDryer-Tier1-Top | DEER2016 | D16v1 | 2015-05-16 | Any | DMo | MH85 | CZ08 | rDXGF | Each | 1 | 621 | None | 234 | 0.0357 | 2.1 | 234 | 0.0357 | 2.1 | 234 | 0.0357 | 2.1 | 234 | 0.0357 | 2.1 |  |  | 1 |  | RB-Appl-EffCW-med-GasDHW-ElecCDryer-Tier1-TopAnyDMoMH85CZ08rDXGF
RB-Appl-EffCW-med-GasDHW-ElecCDryer-Tier1-Top | DEER2016 | D16v1 | 2015-05-16 | Any | DMo | MH85 | CZ08 | rDXHP | Each | 1 | 621 | None | 244 | 0.0349 | 1.43 | 244 | 0.0349 | 1.43 | 244 | 0.0349 | 1.43 | 244 | 0.0349 | 1.43 |  |  | 1 |  | RB-Appl-EffCW-med-GasDHW-ElecCDryer-Tier1-TopAnyDMoMH85CZ08rDXHP
RB-Appl-EffCW-med-GasDHW-ElecCDryer-Tier1-Top | DEER2016 | D16v1 | 2015-05-16 | Any | DMo | MH85 | CZ08 | rNCEH | Each | 1 | 621 | None | 225 | 0.0309 | 1.42 | 225 | 0.0309 | 1.42 | 225 | 0.0309 | 1.42 | 225 | 0.0309 | 1.42 |  |  | 1 |  | RB-Appl-EffCW-med-GasDHW-ElecCDryer-Tier1-TopAnyDMoMH85CZ08rNCEH
RB-Appl-EffCW-med-GasDHW-ElecCDryer-Tier1-Top | DEER2016 | D16v1 | 2015-05-16 | Any | DMo | MH85 | CZ08 | rNCGF | Each | 1 | 621 | None | 223 | 0.0296 | 1.83 | 223 | 0.0296 | 1.83 | 223 | 0.0296 | 1.83 | 223 | 0.0296 | 1.83 |  |  | 1 |  | RB-Appl-EffCW-med-GasDHW-ElecCDryer-Tier1-TopAnyDMoMH85CZ08rNCGF
RB-Appl-EffCW-med-GasDHW-ElecCDryer-Tier1-Top | DEER2016 | D16v1 | 2015-05-16 | Any | DMo | MH85 | CZ09 | rDXGF | Each | 1 | 621 | None | 238 | 0.0363 | 1.87 | 238 | 0.0363 | 1.87 | 238 | 0.0363 | 1.87 | 238 | 0.0363 | 1.87 |  |  | 1 |  | RB-Appl-EffCW-med-GasDHW-ElecCDryer-Tier1-TopAnyDMoMH85CZ09rDXGF
RB-Appl-EffCW-med-GasDHW-ElecCDryer-Tier1-Top | DEER2016 | D16v1 | 2015-05-16 | Any | DMo | MH85 | CZ09 | rDXHP | Each | 1 | 621 | None | 239 | 0.0348 | 1.43 | 239 | 0.0348 | 1.43 | 239 | 0.0348 | 1.43 | 239 | 0.0348 | 1.43 |  |  | 1 |  | RB-Appl-EffCW-med-GasDHW-ElecCDryer-Tier1-TopAnyDMoMH85CZ09rDXHP
RB-Appl-EffCW-med-GasDHW-ElecCDryer-Tier1-Top | DEER2016 | D16v1 | 2015-05-16 | Any | DMo | MH85 | CZ09 | rNCEH | Each | 1 | 621 | None | 224 | 0.0309 | 1.42 | 224 | 0.0309 | 1.42 | 224 | 0.0309 | 1.42 | 224 | 0.0309 | 1.42 |  |  | 1 |  | RB-Appl-EffCW-med-GasDHW-ElecCDryer-Tier1-TopAnyDMoMH85CZ09rNCEH
RB-Appl-EffCW-med-GasDHW-ElecCDryer-Tier1-Top | DEER2016 | D16v1 | 2015-05-16 | Any | DMo | MH85 | CZ09 | rNCGF | Each | 1 | 621 | None | 223 | 0.0307 | 1.63 | 223 | 0.0307 | 1.63 | 223 | 0.0307 | 1.63 | 223 | 0.0307 | 1.63 |  |  | 1 |  | RB-Appl-EffCW-med-GasDHW-ElecCDryer-Tier1-TopAnyDMoMH85CZ09rNCGF
RB-Appl-EffCW-med-GasDHW-ElecCDryer-Tier1-Top | DEER2016 | D16v1 | 2015-05-16 | Any | DMo | MH85 | CZ10 | rDXGF | Each | 1 | 621 | None | 238 | 0.0368 | 1.51 | 238 | 0.0368 | 1.51 | 238 | 0.0368 | 1.51 | 238 | 0.0368 | 1.51 |  |  | 1 |  | RB-Appl-EffCW-med-GasDHW-ElecCDryer-Tier1-TopAnyDMoMH85CZ10rDXGF
RB-Appl-EffCW-med-GasDHW-ElecCDryer-Tier1-Top | DEER2016 | D16v1 | 2015-05-16 | Any | DMo | MH85 | CZ10 | rDXHP | Each | 1 | 621 | None | 237 | 0.0348 | 1.42 | 237 | 0.0348 | 1.42 | 237 | 0.0348 | 1.42 | 237 | 0.0348 | 1.42 |  |  | 1 |  | RB-Appl-EffCW-med-GasDHW-ElecCDryer-Tier1-TopAnyDMoMH85CZ10rDXHP
RB-Appl-EffCW-med-GasDHW-ElecCDryer-Tier1-Top | DEER2016 | D16v1 | 2015-05-16 | Any | DMo | MH85 | CZ10 | rNCEH | Each | 1 | 621 | None | 223 | 0.0309 | 1.41 | 223 | 0.0309 | 1.41 | 223 | 0.0309 | 1.41 | 223 | 0.0309 | 1.41 |  |  | 1 |  | RB-Appl-EffCW-med-GasDHW-ElecCDryer-Tier1-TopAnyDMoMH85CZ10rNCEH
RB-Appl-EffCW-med-GasDHW-ElecCDryer-Tier1-Top | DEER2016 | D16v1 | 2015-05-16 | Any | DMo | MH85 | CZ10 | rNCGF | Each | 1 | 621 | None | 222 | 0.0306 | 1.36 | 222 | 0.0306 | 1.36 | 222 | 0.0306 | 1.36 | 222 | 0.0306 | 1.36 |  |  | 1 |  | RB-Appl-EffCW-med-GasDHW-ElecCDryer-Tier1-TopAnyDMoMH85CZ10rNCGF
RB-Appl-EffCW-med-GasDHW-ElecCDryer-Tier1-Top | DEER2016 | D16v1 | 2015-05-16 | Any | DMo | MH85 | CZ11 | rDXGF | Each | 1 | 621 | None | 235 | 0.037 | 0.842 | 235 | 0.037 | 0.842 | 235 | 0.037 | 0.842 | 235 | 0.037 | 0.842 |  |  | 1 |  | RB-Appl-EffCW-med-GasDHW-ElecCDryer-Tier1-TopAnyDMoMH85CZ11rDXGF
RB-Appl-EffCW-med-GasDHW-ElecCDryer-Tier1-Top | DEER2016 | D16v1 | 2015-05-16 | Any | DMo | MH85 | CZ11 | rDXHP | Each | 1 | 621 | None | 226 | 0.0347 | 1.45 | 226 | 0.0347 | 1.45 | 226 | 0.0347 | 1.45 | 226 | 0.0347 | 1.45 |  |  | 1 |  | RB-Appl-EffCW-med-GasDHW-ElecCDryer-Tier1-TopAnyDMoMH85CZ11rDXHP
RB-Appl-EffCW-med-GasDHW-ElecCDryer-Tier1-Top | DEER2016 | D16v1 | 2015-05-16 | Any | DMo | MH85 | CZ11 | rNCEH | Each | 1 | 621 | None | 216 | 0.0309 | 1.43 | 216 | 0.0309 | 1.43 | 216 | 0.0309 | 1.43 | 216 | 0.0309 | 1.43 |  |  | 1 |  | RB-Appl-EffCW-med-GasDHW-ElecCDryer-Tier1-TopAnyDMoMH85CZ11rNCEH
RB-Appl-EffCW-med-GasDHW-ElecCDryer-Tier1-Top | DEER2016 | D16v1 | 2015-05-16 | Any | DMo | MH85 | CZ11 | rNCGF | Each | 1 | 621 | None | 222 | 0.0306 | 0.726 | 222 | 0.0306 | 0.726 | 222 | 0.0306 | 0.726 | 222 | 0.0306 | 0.726 |  |  | 1 |  | RB-Appl-EffCW-med-GasDHW-ElecCDryer-Tier1-TopAnyDMoMH85CZ11rNCGF
RB-Appl-EffCW-med-GasDHW-ElecCDryer-Tier1-Top | DEER2016 | D16v1 | 2015-05-16 | Any | DMo | MH85 | CZ12 | rDXGF | Each | 1 | 621 | None | 232 | 0.039 | 0.665 | 232 | 0.039 | 0.665 | 232 | 0.039 | 0.665 | 232 | 0.039 | 0.665 |  |  | 1 |  | RB-Appl-EffCW-med-GasDHW-ElecCDryer-Tier1-TopAnyDMoMH85CZ12rDXGF
RB-Appl-EffCW-med-GasDHW-ElecCDryer-Tier1-Top | DEER2016 | D16v1 | 2015-05-16 | Any | DMo | MH85 | CZ12 | rDXHP | Each | 1 | 621 | None | 221 | 0.0361 | 1.49 | 221 | 0.0361 | 1.49 | 221 | 0.0361 | 1.49 | 221 | 0.0361 | 1.49 |  |  | 1 |  | RB-Appl-EffCW-med-GasDHW-ElecCDryer-Tier1-TopAnyDMoMH85CZ12rDXHP
RB-Appl-EffCW-med-GasDHW-ElecCDryer-Tier1-Top | DEER2016 | D16v1 | 2015-05-16 | Any | DMo | MH85 | CZ12 | rNCEH | Each | 1 | 621 | None | 215 | 0.0309 | 1.48 | 215 | 0.0309 | 1.48 | 215 | 0.0309 | 1.48 | 215 | 0.0309 | 1.48 |  |  | 1 |  | RB-Appl-EffCW-med-GasDHW-ElecCDryer-Tier1-TopAnyDMoMH85CZ12rNCEH
RB-Appl-EffCW-med-GasDHW-ElecCDryer-Tier1-Top | DEER2016 | D16v1 | 2015-05-16 | Any | DMo | MH85 | CZ12 | rNCGF | Each | 1 | 621 | None | 222 | 0.0308 | 0.634 | 222 | 0.0308 | 0.634 | 222 | 0.0308 | 0.634 | 222 | 0.0308 | 0.634 |  |  | 1 |  | RB-Appl-EffCW-med-GasDHW-ElecCDryer-Tier1-TopAnyDMoMH85CZ12rNCGF
RB-Appl-EffCW-med-GasDHW-ElecCDryer-Tier1-Top | DEER2016 | D16v1 | 2015-05-16 | Any | DMo | MH85 | CZ13 | rDXGF | Each | 1 | 621 | None | 234 | 0.0346 | 0.835 | 234 | 0.0346 | 0.835 | 234 | 0.0346 | 0.835 | 234 | 0.0346 | 0.835 |  |  | 1 |  | RB-Appl-EffCW-med-GasDHW-ElecCDryer-Tier1-TopAnyDMoMH85CZ13rDXGF
RB-Appl-EffCW-med-GasDHW-ElecCDryer-Tier1-Top | DEER2016 | D16v1 | 2015-05-16 | Any | DMo | MH85 | CZ13 | rDXHP | Each | 1 | 621 | None | 224 | 0.0321 | 1.43 | 224 | 0.0321 | 1.43 | 224 | 0.0321 | 1.43 | 224 | 0.0321 | 1.43 |  |  | 1 |  | RB-Appl-EffCW-med-GasDHW-ElecCDryer-Tier1-TopAnyDMoMH85CZ13rDXHP
RB-Appl-EffCW-med-GasDHW-ElecCDryer-Tier1-Top | DEER2016 | D16v1 | 2015-05-16 | Any | DMo | MH85 | CZ13 | rNCEH | Each | 1 | 621 | None | 217 | 0.0309 | 1.41 | 217 | 0.0309 | 1.41 | 217 | 0.0309 | 1.41 | 217 | 0.0309 | 1.41 |  |  | 1 |  | RB-Appl-EffCW-med-GasDHW-ElecCDryer-Tier1-TopAnyDMoMH85CZ13rNCEH
RB-Appl-EffCW-med-GasDHW-ElecCDryer-Tier1-Top | DEER2016 | D16v1 | 2015-05-16 | Any | DMo | MH85 | CZ13 | rNCGF | Each | 1 | 621 | None | 222 | 0.03 | 0.744 | 222 | 0.03 | 0.744 | 222 | 0.03 | 0.744 | 222 | 0.03 | 0.744 |  |  | 1 |  | RB-Appl-EffCW-med-GasDHW-ElecCDryer-Tier1-TopAnyDMoMH85CZ13rNCGF
RB-Appl-EffCW-med-GasDHW-ElecCDryer-Tier1-Top | DEER2016 | D16v1 | 2015-05-16 | Any | DMo | MH85 | CZ14 | rDXGF | Each | 1 | 621 | None | 241 | 0.0361 | 0.892 | 241 | 0.0361 | 0.892 | 241 | 0.0361 | 0.892 | 241 | 0.0361 | 0.892 |  |  | 1 |  | RB-Appl-EffCW-med-GasDHW-ElecCDryer-Tier1-TopAnyDMoMH85CZ14rDXGF
RB-Appl-EffCW-med-GasDHW-ElecCDryer-Tier1-Top | DEER2016 | D16v1 | 2015-05-16 | Any | DMo | MH85 | CZ14 | rDXHP | Each | 1 | 621 | None | 233 | 0.0344 | 1.46 | 233 | 0.0344 | 1.46 | 233 | 0.0344 | 1.46 | 233 | 0.0344 | 1.46 |  |  | 1 |  | RB-Appl-EffCW-med-GasDHW-ElecCDryer-Tier1-TopAnyDMoMH85CZ14rDXHP
RB-Appl-EffCW-med-GasDHW-ElecCDryer-Tier1-Top | DEER2016 | D16v1 | 2015-05-16 | Any | DMo | MH85 | CZ14 | rNCEH | Each | 1 | 621 | None | 217 | 0.0309 | 1.44 | 217 | 0.0309 | 1.44 | 217 | 0.0309 | 1.44 | 217 | 0.0309 | 1.44 |  |  | 1 |  | RB-Appl-EffCW-med-GasDHW-ElecCDryer-Tier1-TopAnyDMoMH85CZ14rNCEH
RB-Appl-EffCW-med-GasDHW-ElecCDryer-Tier1-Top | DEER2016 | D16v1 | 2015-05-16 | Any | DMo | MH85 | CZ14 | rNCGF | Each | 1 | 621 | None | 222 | 0.0304 | 0.742 | 222 | 0.0304 | 0.742 | 222 | 0.0304 | 0.742 | 222 | 0.0304 | 0.742 |  |  | 1 |  | RB-Appl-EffCW-med-GasDHW-ElecCDryer-Tier1-TopAnyDMoMH85CZ14rNCGF
RB-Appl-EffCW-med-GasDHW-ElecCDryer-Tier1-Top | DEER2016 | D16v1 | 2015-05-16 | Any | DMo | MH85 | CZ15 | rDXGF | Each | 1 | 621 | None | 243 | 0.0368 | 1.29 | 243 | 0.0368 | 1.29 | 243 | 0.0368 | 1.29 | 243 | 0.0368 | 1.29 |  |  | 1 |  | RB-Appl-EffCW-med-GasDHW-ElecCDryer-Tier1-TopAnyDMoMH85CZ15rDXGF
RB-Appl-EffCW-med-GasDHW-ElecCDryer-Tier1-Top | DEER2016 | D16v1 | 2015-05-16 | Any | DMo | MH85 | CZ15 | rDXHP | Each | 1 | 621 | None | 241 | 0.0362 | 1.2 | 241 | 0.0362 | 1.2 | 241 | 0.0362 | 1.2 | 241 | 0.0362 | 1.2 |  |  | 1 |  | RB-Appl-EffCW-med-GasDHW-ElecCDryer-Tier1-TopAnyDMoMH85CZ15rDXHP
RB-Appl-EffCW-med-GasDHW-ElecCDryer-Tier1-Top | DEER2016 | D16v1 | 2015-05-16 | Any | DMo | MH85 | CZ15 | rNCEH | Each | 1 | 621 | None | 223 | 0.0309 | 1.19 | 223 | 0.0309 | 1.19 | 223 | 0.0309 | 1.19 | 223 | 0.0309 | 1.19 |  |  | 1 |  | RB-Appl-EffCW-med-GasDHW-ElecCDryer-Tier1-TopAnyDMoMH85CZ15rNCEH
RB-Appl-EffCW-med-GasDHW-ElecCDryer-Tier1-Top | DEER2016 | D16v1 | 2015-05-16 | Any | DMo | MH85 | CZ15 | rNCGF | Each | 1 | 621 | None | 222 | 0.03 | 1.14 | 222 | 0.03 | 1.14 | 222 | 0.03 | 1.14 | 222 | 0.03 | 1.14 |  |  | 1 |  | RB-Appl-EffCW-med-GasDHW-ElecCDryer-Tier1-TopAnyDMoMH85CZ15rNCGF
RB-Appl-EffCW-med-GasDHW-ElecCDryer-Tier1-Top | DEER2016 | D16v1 | 2015-05-16 | Any | DMo | MH85 | CZ16 | rDXGF | Each | 1 | 621 | None | 231 | 0.0364 | 0.759 | 231 | 0.0364 | 0.759 | 231 | 0.0364 | 0.759 | 231 | 0.0364 | 0.759 |  |  | 1 |  | RB-Appl-EffCW-med-GasDHW-ElecCDryer-Tier1-TopAnyDMoMH85CZ16rDXGF
RB-Appl-EffCW-med-GasDHW-ElecCDryer-Tier1-Top | DEER2016 | D16v1 | 2015-05-16 | Any | DMo | MH85 | CZ16 | rDXHP | Each | 1 | 621 | None | 218 | 0.0357 | 1.68 | 218 | 0.0357 | 1.68 | 218 | 0.0357 | 1.68 | 218 | 0.0357 | 1.68 |  |  | 1 |  | RB-Appl-EffCW-med-GasDHW-ElecCDryer-Tier1-TopAnyDMoMH85CZ16rDXHP
RB-Appl-EffCW-med-GasDHW-ElecCDryer-Tier1-Top | DEER2016 | D16v1 | 2015-05-16 | Any | DMo | MH85 | CZ16 | rNCEH | Each | 1 | 621 | None | 214 | 0.0309 | 1.66 | 214 | 0.0309 | 1.66 | 214 | 0.0309 | 1.66 | 214 | 0.0309 | 1.66 |  |  | 1 |  | RB-Appl-EffCW-med-GasDHW-ElecCDryer-Tier1-TopAnyDMoMH85CZ16rNCEH
RB-Appl-EffCW-med-GasDHW-ElecCDryer-Tier1-Top | DEER2016 | D16v1 | 2015-05-16 | Any | DMo | MH85 | CZ16 | rNCGF | Each | 1 | 621 | None | 222 | 0.0309 | 0.689 | 222 | 0.0309 | 0.689 | 222 | 0.0309 | 0.689 | 222 | 0.0309 | 0.689 |  |  | 1 |  | RB-Appl-EffCW-med-GasDHW-ElecCDryer-Tier1-TopAnyDMoMH85CZ16rNCGF
RB-Appl-EffCW-med-GasDHW-ElecCDryer-Tier1-Top | DEER2016 | D16v1 | 2015-05-16 | Any | MFm | 1975 | CZ01 | rDXGF | Each | 1 | 474 | None | 225 | 0.0331 | 0.427 | 225 | 0.0331 | 0.427 | 225 | 0.0331 | 0.427 | 225 | 0.0331 | 0.427 |  |  | 1 |  | RB-Appl-EffCW-med-GasDHW-ElecCDryer-Tier1-TopAnyMFm1975CZ01rDXGF
RB-Appl-EffCW-med-GasDHW-ElecCDryer-Tier1-Top | DEER2016 | D16v1 | 2015-05-16 | Any | MFm | 1975 | CZ01 | rDXHP | Each | 1 | 474 | None | 214 | 0.0339 | 1.67 | 214 | 0.0339 | 1.67 | 214 | 0.0339 | 1.67 | 214 | 0.0339 | 1.67 |  |  | 1 |  | RB-Appl-EffCW-med-GasDHW-ElecCDryer-Tier1-TopAnyMFm1975CZ01rDXHP
RB-Appl-EffCW-med-GasDHW-ElecCDryer-Tier1-Top | DEER2016 | D16v1 | 2015-05-16 | Any | MFm | 1975 | CZ01 | rNCEH | Each | 1 | 474 | None | 205 | 0.031 | 1.64 | 205 | 0.031 | 1.64 | 205 | 0.031 | 1.64 | 205 | 0.031 | 1.64 |  |  | 1 |  | RB-Appl-EffCW-med-GasDHW-ElecCDryer-Tier1-TopAnyMFm1975CZ01rNCEH
RB-Appl-EffCW-med-GasDHW-ElecCDryer-Tier1-Top | DEER2016 | D16v1 | 2015-05-16 | Any | MFm | 1975 | CZ01 | rNCGF | Each | 1 | 474 | None | 224 | 0.0312 | 0.312 | 224 | 0.0312 | 0.312 | 224 | 0.0312 | 0.312 | 224 | 0.0312 | 0.312 |  |  | 1 |  | RB-Appl-EffCW-med-GasDHW-ElecCDryer-Tier1-TopAnyMFm1975CZ01rNCGF
RB-Appl-EffCW-med-GasDHW-ElecCDryer-Tier1-Top | DEER2016 | D16v1 | 2015-05-16 | Any | MFm | 1975 | CZ02 | rDXGF | Each | 1 | 474 | None | 229 | 0.0381 | 0.953 | 229 | 0.0381 | 0.953 | 229 | 0.0381 | 0.953 | 229 | 0.0381 | 0.953 |  |  | 1 |  | RB-Appl-EffCW-med-GasDHW-ElecCDryer-Tier1-TopAnyMFm1975CZ02rDXGF
RB-Appl-EffCW-med-GasDHW-ElecCDryer-Tier1-Top | DEER2016 | D16v1 | 2015-05-16 | Any | MFm | 1975 | CZ02 | rDXHP | Each | 1 | 474 | None | 223 | 0.0415 | 1.53 | 223 | 0.0415 | 1.53 | 223 | 0.0415 | 1.53 | 223 | 0.0415 | 1.53 |  |  | 1 |  | RB-Appl-EffCW-med-GasDHW-ElecCDryer-Tier1-TopAnyMFm1975CZ02rDXHP
RB-Appl-EffCW-med-GasDHW-ElecCDryer-Tier1-Top | DEER2016 | D16v1 | 2015-05-16 | Any | MFm | 1975 | CZ02 | rNCEH | Each | 1 | 474 | None | 215 | 0.0313 | 1.5 | 215 | 0.0313 | 1.5 | 215 | 0.0313 | 1.5 | 215 | 0.0313 | 1.5 |  |  | 1 |  | RB-Appl-EffCW-med-GasDHW-ElecCDryer-Tier1-TopAnyMFm1975CZ02rNCEH
RB-Appl-EffCW-med-GasDHW-ElecCDryer-Tier1-Top | DEER2016 | D16v1 | 2015-05-16 | Any | MFm | 1975 | CZ02 | rNCGF | Each | 1 | 474 | None | 225 | 0.0313 | 0.856 | 225 | 0.0313 | 0.856 | 225 | 0.0313 | 0.856 | 225 | 0.0313 | 0.856 |  |  | 1 |  | RB-Appl-EffCW-med-GasDHW-ElecCDryer-Tier1-TopAnyMFm1975CZ02rNCGF
RB-Appl-EffCW-med-GasDHW-ElecCDryer-Tier1-Top | DEER2016 | D16v1 | 2015-05-16 | Any | MFm | 1975 | CZ03 | rDXGF | Each | 1 | 474 | None | 227 | 0.0382 | 0.914 | 227 | 0.0382 | 0.914 | 227 | 0.0382 | 0.914 | 227 | 0.0382 | 0.914 |  |  | 1 |  | RB-Appl-EffCW-med-GasDHW-ElecCDryer-Tier1-TopAnyMFm1975CZ03rDXGF
RB-Appl-EffCW-med-GasDHW-ElecCDryer-Tier1-Top | DEER2016 | D16v1 | 2015-05-16 | Any | MFm | 1975 | CZ03 | rDXHP | Each | 1 | 474 | None | 221 | 0.0359 | 1.54 | 221 | 0.0359 | 1.54 | 221 | 0.0359 | 1.54 | 221 | 0.0359 | 1.54 |  |  | 1 |  | RB-Appl-EffCW-med-GasDHW-ElecCDryer-Tier1-TopAnyMFm1975CZ03rDXHP
RB-Appl-EffCW-med-GasDHW-ElecCDryer-Tier1-Top | DEER2016 | D16v1 | 2015-05-16 | Any | MFm | 1975 | CZ03 | rNCEH | Each | 1 | 474 | None | 214 | 0.0313 | 1.51 | 214 | 0.0313 | 1.51 | 214 | 0.0313 | 1.51 | 214 | 0.0313 | 1.51 |  |  | 1 |  | RB-Appl-EffCW-med-GasDHW-ElecCDryer-Tier1-TopAnyMFm1975CZ03rNCEH
RB-Appl-EffCW-med-GasDHW-ElecCDryer-Tier1-Top | DEER2016 | D16v1 | 2015-05-16 | Any | MFm | 1975 | CZ03 | rNCGF | Each | 1 | 474 | None | 225 | 0.0312 | 0.815 | 225 | 0.0312 | 0.815 | 225 | 0.0312 | 0.815 | 225 | 0.0312 | 0.815 |  |  | 1 |  | RB-Appl-EffCW-med-GasDHW-ElecCDryer-Tier1-TopAnyMFm1975CZ03rNCGF
RB-Appl-EffCW-med-GasDHW-ElecCDryer-Tier1-Top | DEER2016 | D16v1 | 2015-05-16 | Any | MFm | 1975 | CZ04 | rDXGF | Each | 1 | 474 | None | 230 | 0.039 | 1.05 | 230 | 0.039 | 1.05 | 230 | 0.039 | 1.05 | 230 | 0.039 | 1.05 |  |  | 1 |  | RB-Appl-EffCW-med-GasDHW-ElecCDryer-Tier1-TopAnyMFm1975CZ04rDXGF
RB-Appl-EffCW-med-GasDHW-ElecCDryer-Tier1-Top | DEER2016 | D16v1 | 2015-05-16 | Any | MFm | 1975 | CZ04 | rDXHP | Each | 1 | 474 | None | 225 | 0.0364 | 1.49 | 225 | 0.0364 | 1.49 | 225 | 0.0364 | 1.49 | 225 | 0.0364 | 1.49 |  |  | 1 |  | RB-Appl-EffCW-med-GasDHW-ElecCDryer-Tier1-TopAnyMFm1975CZ04rDXHP
RB-Appl-EffCW-med-GasDHW-ElecCDryer-Tier1-Top | DEER2016 | D16v1 | 2015-05-16 | Any | MFm | 1975 | CZ04 | rNCEH | Each | 1 | 474 | None | 218 | 0.0313 | 1.45 | 218 | 0.0313 | 1.45 | 218 | 0.0313 | 1.45 | 218 | 0.0313 | 1.45 |  |  | 1 |  | RB-Appl-EffCW-med-GasDHW-ElecCDryer-Tier1-TopAnyMFm1975CZ04rNCEH
RB-Appl-EffCW-med-GasDHW-ElecCDryer-Tier1-Top | DEER2016 | D16v1 | 2015-05-16 | Any | MFm | 1975 | CZ04 | rNCGF | Each | 1 | 474 | None | 225 | 0.0313 | 0.935 | 225 | 0.0313 | 0.935 | 225 | 0.0313 | 0.935 | 225 | 0.0313 | 0.935 |  |  | 1 |  | RB-Appl-EffCW-med-GasDHW-ElecCDryer-Tier1-TopAnyMFm1975CZ04rNCGF
RB-Appl-EffCW-med-GasDHW-ElecCDryer-Tier1-Top | DEER2016 | D16v1 | 2015-05-16 | Any | MFm | 1975 | CZ05 | rDXGF | Each | 1 | 474 | None | 226 | 0.033 | 0.859 | 226 | 0.033 | 0.859 | 226 | 0.033 | 0.859 | 226 | 0.033 | 0.859 |  |  | 1 |  | RB-Appl-EffCW-med-GasDHW-ElecCDryer-Tier1-TopAnyMFm1975CZ05rDXGF
RB-Appl-EffCW-med-GasDHW-ElecCDryer-Tier1-Top | DEER2016 | D16v1 | 2015-05-16 | Any | MFm | 1975 | CZ05 | rDXHP | Each | 1 | 474 | None | 220 | 0.0379 | 1.57 | 220 | 0.0379 | 1.57 | 220 | 0.0379 | 1.57 | 220 | 0.0379 | 1.57 |  |  | 1 |  | RB-Appl-EffCW-med-GasDHW-ElecCDryer-Tier1-TopAnyMFm1975CZ05rDXHP
RB-Appl-EffCW-med-GasDHW-ElecCDryer-Tier1-Top | DEER2016 | D16v1 | 2015-05-16 | Any | MFm | 1975 | CZ05 | rNCEH | Each | 1 | 474 | None | 213 | 0.0313 | 1.53 | 213 | 0.0313 | 1.53 | 213 | 0.0313 | 1.53 | 213 | 0.0313 | 1.53 |  |  | 1 |  | RB-Appl-EffCW-med-GasDHW-ElecCDryer-Tier1-TopAnyMFm1975CZ05rNCEH
RB-Appl-EffCW-med-GasDHW-ElecCDryer-Tier1-Top | DEER2016 | D16v1 | 2015-05-16 | Any | MFm | 1975 | CZ05 | rNCGF | Each | 1 | 474 | None | 225 | 0.0313 | 0.797 | 225 | 0.0313 | 0.797 | 225 | 0.0313 | 0.797 | 225 | 0.0313 | 0.797 |  |  | 1 |  | RB-Appl-EffCW-med-GasDHW-ElecCDryer-Tier1-TopAnyMFm1975CZ05rNCGF
RB-Appl-EffCW-med-GasDHW-ElecCDryer-Tier1-Top | DEER2016 | D16v1 | 2015-05-16 | Any | MFm | 1975 | CZ06 | rDXGF | Each | 1 | 465 | None | 234 | 0.0355 | 1.36 | 234 | 0.0355 | 1.36 | 234 | 0.0355 | 1.36 | 234 | 0.0355 | 1.36 |  |  | 1 |  | RB-Appl-EffCW-med-GasDHW-ElecCDryer-Tier1-TopAnyMFm1975CZ06rDXGF
RB-Appl-EffCW-med-GasDHW-ElecCDryer-Tier1-Top | DEER2016 | D16v1 | 2015-05-16 | Any | MFm | 1975 | CZ06 | rDXHP | Each | 1 | 465 | None | 232 | 0.0389 | 1.44 | 232 | 0.0389 | 1.44 | 232 | 0.0389 | 1.44 | 232 | 0.0389 | 1.44 |  |  | 1 |  | RB-Appl-EffCW-med-GasDHW-ElecCDryer-Tier1-TopAnyMFm1975CZ06rDXHP
RB-Appl-EffCW-med-GasDHW-ElecCDryer-Tier1-Top | DEER2016 | D16v1 | 2015-05-16 | Any | MFm | 1975 | CZ06 | rNCEH | Each | 1 | 465 | None | 221 | 0.0313 | 1.4 | 221 | 0.0313 | 1.4 | 221 | 0.0313 | 1.4 | 221 | 0.0313 | 1.4 |  |  | 1 |  | RB-Appl-EffCW-med-GasDHW-ElecCDryer-Tier1-TopAnyMFm1975CZ06rNCEH
RB-Appl-EffCW-med-GasDHW-ElecCDryer-Tier1-Top | DEER2016 | D16v1 | 2015-05-16 | Any | MFm | 1975 | CZ06 | rNCGF | Each | 1 | 465 | None | 226 | 0.0313 | 1.14 | 226 | 0.0313 | 1.14 | 226 | 0.0313 | 1.14 | 226 | 0.0313 | 1.14 |  |  | 1 |  | RB-Appl-EffCW-med-GasDHW-ElecCDryer-Tier1-TopAnyMFm1975CZ06rNCGF
RB-Appl-EffCW-med-GasDHW-ElecCDryer-Tier1-Top | DEER2016 | D16v1 | 2015-05-16 | Any | MFm | 1975 | CZ07 | rDXGF | Each | 1 | 465 | None | 231 | 0.0342 | 1.39 | 231 | 0.0342 | 1.39 | 231 | 0.0342 | 1.39 | 231 | 0.0342 | 1.39 |  |  | 1 |  | RB-Appl-EffCW-med-GasDHW-ElecCDryer-Tier1-TopAnyMFm1975CZ07rDXGF
RB-Appl-EffCW-med-GasDHW-ElecCDryer-Tier1-Top | DEER2016 | D16v1 | 2015-05-16 | Any | MFm | 1975 | CZ07 | rDXHP | Each | 1 | 465 | None | 230 | 0.0355 | 1.42 | 230 | 0.0355 | 1.42 | 230 | 0.0355 | 1.42 | 230 | 0.0355 | 1.42 |  |  | 1 |  | RB-Appl-EffCW-med-GasDHW-ElecCDryer-Tier1-TopAnyMFm1975CZ07rDXHP
RB-Appl-EffCW-med-GasDHW-ElecCDryer-Tier1-Top | DEER2016 | D16v1 | 2015-05-16 | Any | MFm | 1975 | CZ07 | rNCEH | Each | 1 | 465 | None | 222 | 0.0313 | 1.38 | 222 | 0.0313 | 1.38 | 222 | 0.0313 | 1.38 | 222 | 0.0313 | 1.38 |  |  | 1 |  | RB-Appl-EffCW-med-GasDHW-ElecCDryer-Tier1-TopAnyMFm1975CZ07rNCEH
RB-Appl-EffCW-med-GasDHW-ElecCDryer-Tier1-Top | DEER2016 | D16v1 | 2015-05-16 | Any | MFm | 1975 | CZ07 | rNCGF | Each | 1 | 465 | None | 226 | 0.0313 | 1.24 | 226 | 0.0313 | 1.24 | 226 | 0.0313 | 1.24 | 226 | 0.0313 | 1.24 |  |  | 1 |  | RB-Appl-EffCW-med-GasDHW-ElecCDryer-Tier1-TopAnyMFm1975CZ07rNCGF
RB-Appl-EffCW-med-GasDHW-ElecCDryer-Tier1-Top | DEER2016 | D16v1 | 2015-05-16 | Any | MFm | 1975 | CZ08 | rDXGF | Each | 1 | 465 | None | 234 | 0.0381 | 1.2 | 234 | 0.0381 | 1.2 | 234 | 0.0381 | 1.2 | 234 | 0.0381 | 1.2 |  |  | 1 |  | RB-Appl-EffCW-med-GasDHW-ElecCDryer-Tier1-TopAnyMFm1975CZ08rDXGF
RB-Appl-EffCW-med-GasDHW-ElecCDryer-Tier1-Top | DEER2016 | D16v1 | 2015-05-16 | Any | MFm | 1975 | CZ08 | rDXHP | Each | 1 | 465 | None | 232 | 0.0379 | 1.4 | 232 | 0.0379 | 1.4 | 232 | 0.0379 | 1.4 | 232 | 0.0379 | 1.4 |  |  | 1 |  | RB-Appl-EffCW-med-GasDHW-ElecCDryer-Tier1-TopAnyMFm1975CZ08rDXHP
RB-Appl-EffCW-med-GasDHW-ElecCDryer-Tier1-Top | DEER2016 | D16v1 | 2015-05-16 | Any | MFm | 1975 | CZ08 | rNCEH | Each | 1 | 465 | None | 219 | 0.0313 | 1.36 | 219 | 0.0313 | 1.36 | 219 | 0.0313 | 1.36 | 219 | 0.0313 | 1.36 |  |  | 1 |  | RB-Appl-EffCW-med-GasDHW-ElecCDryer-Tier1-TopAnyMFm1975CZ08rNCEH
RB-Appl-EffCW-med-GasDHW-ElecCDryer-Tier1-Top | DEER2016 | D16v1 | 2015-05-16 | Any | MFm | 1975 | CZ08 | rNCGF | Each | 1 | 465 | None | 226 | 0.0313 | 0.964 | 226 | 0.0313 | 0.964 | 226 | 0.0313 | 0.964 | 226 | 0.0313 | 0.964 |  |  | 1 |  | RB-Appl-EffCW-med-GasDHW-ElecCDryer-Tier1-TopAnyMFm1975CZ08rNCGF
RB-Appl-EffCW-med-GasDHW-ElecCDryer-Tier1-Top | DEER2016 | D16v1 | 2015-05-16 | Any | MFm | 1975 | CZ09 | rDXGF | Each | 1 | 544 | None | 232 | 0.0356 | 1.35 | 232 | 0.0356 | 1.35 | 232 | 0.0356 | 1.35 | 232 | 0.0356 | 1.35 |  |  | 1 |  | RB-Appl-EffCW-med-GasDHW-ElecCDryer-Tier1-TopAnyMFm1975CZ09rDXGF
RB-Appl-EffCW-med-GasDHW-ElecCDryer-Tier1-Top | DEER2016 | D16v1 | 2015-05-16 | Any | MFm | 1975 | CZ09 | rDXHP | Each | 1 | 544 | None | 233 | 0.0348 | 1.42 | 233 | 0.0348 | 1.42 | 233 | 0.0348 | 1.42 | 233 | 0.0348 | 1.42 |  |  | 1 |  | RB-Appl-EffCW-med-GasDHW-ElecCDryer-Tier1-TopAnyMFm1975CZ09rDXHP
RB-Appl-EffCW-med-GasDHW-ElecCDryer-Tier1-Top | DEER2016 | D16v1 | 2015-05-16 | Any | MFm | 1975 | CZ09 | rNCEH | Each | 1 | 544 | None | 222 | 0.0313 | 1.39 | 222 | 0.0313 | 1.39 | 222 | 0.0313 | 1.39 | 222 | 0.0313 | 1.39 |  |  | 1 |  | RB-Appl-EffCW-med-GasDHW-ElecCDryer-Tier1-TopAnyMFm1975CZ09rNCEH
RB-Appl-EffCW-med-GasDHW-ElecCDryer-Tier1-Top | DEER2016 | D16v1 | 2015-05-16 | Any | MFm | 1975 | CZ09 | rNCGF | Each | 1 | 544 | None | 225 | 0.0312 | 1.15 | 225 | 0.0312 | 1.15 | 225 | 0.0312 | 1.15 | 225 | 0.0312 | 1.15 |  |  | 1 |  | RB-Appl-EffCW-med-GasDHW-ElecCDryer-Tier1-TopAnyMFm1975CZ09rNCGF
RB-Appl-EffCW-med-GasDHW-ElecCDryer-Tier1-Top | DEER2016 | D16v1 | 2015-05-16 | Any | MFm | 1975 | CZ10 | rDXGF | Each | 1 | 544 | None | 232 | 0.0382 | 1.4 | 232 | 0.0382 | 1.4 | 232 | 0.0382 | 1.4 | 232 | 0.0382 | 1.4 |  |  | 1 |  | RB-Appl-EffCW-med-GasDHW-ElecCDryer-Tier1-TopAnyMFm1975CZ10rDXGF
RB-Appl-EffCW-med-GasDHW-ElecCDryer-Tier1-Top | DEER2016 | D16v1 | 2015-05-16 | Any | MFm | 1975 | CZ10 | rDXHP | Each | 1 | 544 | None | 232 | 0.0359 | 1.4 | 232 | 0.0359 | 1.4 | 232 | 0.0359 | 1.4 | 232 | 0.0359 | 1.4 |  |  | 1 |  | RB-Appl-EffCW-med-GasDHW-ElecCDryer-Tier1-TopAnyMFm1975CZ10rDXHP
RB-Appl-EffCW-med-GasDHW-ElecCDryer-Tier1-Top | DEER2016 | D16v1 | 2015-05-16 | Any | MFm | 1975 | CZ10 | rNCEH | Each | 1 | 544 | None | 223 | 0.0313 | 1.38 | 223 | 0.0313 | 1.38 | 223 | 0.0313 | 1.38 | 223 | 0.0313 | 1.38 |  |  | 1 |  | RB-Appl-EffCW-med-GasDHW-ElecCDryer-Tier1-TopAnyMFm1975CZ10rNCEH
RB-Appl-EffCW-med-GasDHW-ElecCDryer-Tier1-Top | DEER2016 | D16v1 | 2015-05-16 | Any | MFm | 1975 | CZ10 | rNCGF | Each | 1 | 544 | None | 226 | 0.0313 | 1.23 | 226 | 0.0313 | 1.23 | 226 | 0.0313 | 1.23 | 226 | 0.0313 | 1.23 |  |  | 1 |  | RB-Appl-EffCW-med-GasDHW-ElecCDryer-Tier1-TopAnyMFm1975CZ10rNCGF
RB-Appl-EffCW-med-GasDHW-ElecCDryer-Tier1-Top | DEER2016 | D16v1 | 2015-05-16 | Any | MFm | 1975 | CZ11 | rDXGF | Each | 1 | 487 | None | 230 | 0.0358 | 1.22 | 230 | 0.0358 | 1.22 | 230 | 0.0358 | 1.22 | 230 | 0.0358 | 1.22 |  |  | 1 |  | RB-Appl-EffCW-med-GasDHW-ElecCDryer-Tier1-TopAnyMFm1975CZ11rDXGF
RB-Appl-EffCW-med-GasDHW-ElecCDryer-Tier1-Top | DEER2016 | D16v1 | 2015-05-16 | Any | MFm | 1975 | CZ11 | rDXHP | Each | 1 | 487 | None | 227 | 0.035 | 1.44 | 227 | 0.035 | 1.44 | 227 | 0.035 | 1.44 | 227 | 0.035 | 1.44 |  |  | 1 |  | RB-Appl-EffCW-med-GasDHW-ElecCDryer-Tier1-TopAnyMFm1975CZ11rDXHP
RB-Appl-EffCW-med-GasDHW-ElecCDryer-Tier1-Top | DEER2016 | D16v1 | 2015-05-16 | Any | MFm | 1975 | CZ11 | rNCEH | Each | 1 | 487 | None | 221 | 0.0312 | 1.42 | 221 | 0.0312 | 1.42 | 221 | 0.0312 | 1.42 | 221 | 0.0312 | 1.42 |  |  | 1 |  | RB-Appl-EffCW-med-GasDHW-ElecCDryer-Tier1-TopAnyMFm1975CZ11rNCEH
RB-Appl-EffCW-med-GasDHW-ElecCDryer-Tier1-Top | DEER2016 | D16v1 | 2015-05-16 | Any | MFm | 1975 | CZ11 | rNCGF | Each | 1 | 487 | None | 225 | 0.0312 | 1.16 | 225 | 0.0312 | 1.16 | 225 | 0.0312 | 1.16 | 225 | 0.0312 | 1.16 |  |  | 1 |  | RB-Appl-EffCW-med-GasDHW-ElecCDryer-Tier1-TopAnyMFm1975CZ11rNCGF
RB-Appl-EffCW-med-GasDHW-ElecCDryer-Tier1-Top | DEER2016 | D16v1 | 2015-05-16 | Any | MFm | 1975 | CZ12 | rDXGF | Each | 1 | 487 | None | 230 | 0.0383 | 1.47 | 230 | 0.0383 | 1.47 | 230 | 0.0383 | 1.47 | 230 | 0.0383 | 1.47 |  |  | 1 |  | RB-Appl-EffCW-med-GasDHW-ElecCDryer-Tier1-TopAnyMFm1975CZ12rDXGF
RB-Appl-EffCW-med-GasDHW-ElecCDryer-Tier1-Top | DEER2016 | D16v1 | 2015-05-16 | Any | MFm | 1975 | CZ12 | rDXHP | Each | 1 | 487 | None | 228 | 0.0372 | 1.48 | 228 | 0.0372 | 1.48 | 228 | 0.0372 | 1.48 | 228 | 0.0372 | 1.48 |  |  | 1 |  | RB-Appl-EffCW-med-GasDHW-ElecCDryer-Tier1-TopAnyMFm1975CZ12rDXHP
RB-Appl-EffCW-med-GasDHW-ElecCDryer-Tier1-Top | DEER2016 | D16v1 | 2015-05-16 | Any | MFm | 1975 | CZ12 | rNCEH | Each | 1 | 487 | None | 223 | 0.0312 | 1.46 | 223 | 0.0312 | 1.46 | 223 | 0.0312 | 1.46 | 223 | 0.0312 | 1.46 |  |  | 1 |  | RB-Appl-EffCW-med-GasDHW-ElecCDryer-Tier1-TopAnyMFm1975CZ12rNCEH
RB-Appl-EffCW-med-GasDHW-ElecCDryer-Tier1-Top | DEER2016 | D16v1 | 2015-05-16 | Any | MFm | 1975 | CZ12 | rNCGF | Each | 1 | 487 | None | 225 | 0.0313 | 1.35 | 225 | 0.0313 | 1.35 | 225 | 0.0313 | 1.35 | 225 | 0.0313 | 1.35 |  |  | 1 |  | RB-Appl-EffCW-med-GasDHW-ElecCDryer-Tier1-TopAnyMFm1975CZ12rNCGF
RB-Appl-EffCW-med-GasDHW-ElecCDryer-Tier1-Top | DEER2016 | D16v1 | 2015-05-16 | Any | MFm | 1975 | CZ13 | rDXGF | Each | 1 | 487 | None | 230 | 0.0349 | 1.25 | 230 | 0.0349 | 1.25 | 230 | 0.0349 | 1.25 | 230 | 0.0349 | 1.25 |  |  | 1 |  | RB-Appl-EffCW-med-GasDHW-ElecCDryer-Tier1-TopAnyMFm1975CZ13rDXGF
RB-Appl-EffCW-med-GasDHW-ElecCDryer-Tier1-Top | DEER2016 | D16v1 | 2015-05-16 | Any | MFm | 1975 | CZ13 | rDXHP | Each | 1 | 487 | None | 227 | 0.0352 | 1.42 | 227 | 0.0352 | 1.42 | 227 | 0.0352 | 1.42 | 227 | 0.0352 | 1.42 |  |  | 1 |  | RB-Appl-EffCW-med-GasDHW-ElecCDryer-Tier1-TopAnyMFm1975CZ13rDXHP
RB-Appl-EffCW-med-GasDHW-ElecCDryer-Tier1-Top | DEER2016 | D16v1 | 2015-05-16 | Any | MFm | 1975 | CZ13 | rNCEH | Each | 1 | 487 | None | 222 | 0.0312 | 1.4 | 222 | 0.0312 | 1.4 | 222 | 0.0312 | 1.4 | 222 | 0.0312 | 1.4 |  |  | 1 |  | RB-Appl-EffCW-med-GasDHW-ElecCDryer-Tier1-TopAnyMFm1975CZ13rNCEH
RB-Appl-EffCW-med-GasDHW-ElecCDryer-Tier1-Top | DEER2016 | D16v1 | 2015-05-16 | Any | MFm | 1975 | CZ13 | rNCGF | Each | 1 | 487 | None | 225 | 0.0312 | 1.16 | 225 | 0.0312 | 1.16 | 225 | 0.0312 | 1.16 | 225 | 0.0312 | 1.16 |  |  | 1 |  | RB-Appl-EffCW-med-GasDHW-ElecCDryer-Tier1-TopAnyMFm1975CZ13rNCGF
RB-Appl-EffCW-med-GasDHW-ElecCDryer-Tier1-Top | DEER2016 | D16v1 | 2015-05-16 | Any | MFm | 1975 | CZ14 | rDXGF | Each | 1 | 634 | None | 239 | 0.0348 | 0.885 | 239 | 0.0348 | 0.885 | 239 | 0.0348 | 0.885 | 239 | 0.0348 | 0.885 |  |  | 1 |  | RB-Appl-EffCW-med-GasDHW-ElecCDryer-Tier1-TopAnyMFm1975CZ14rDXGF
RB-Appl-EffCW-med-GasDHW-ElecCDryer-Tier1-Top | DEER2016 | D16v1 | 2015-05-16 | Any | MFm | 1975 | CZ14 | rDXHP | Each | 1 | 634 | None | 232 | 0.0344 | 1.46 | 232 | 0.0344 | 1.46 | 232 | 0.0344 | 1.46 | 232 | 0.0344 | 1.46 |  |  | 1 |  | RB-Appl-EffCW-med-GasDHW-ElecCDryer-Tier1-TopAnyMFm1975CZ14rDXHP
RB-Appl-EffCW-med-GasDHW-ElecCDryer-Tier1-Top | DEER2016 | D16v1 | 2015-05-16 | Any | MFm | 1975 | CZ14 | rNCEH | Each | 1 | 634 | None | 215 | 0.0313 | 1.41 | 215 | 0.0313 | 1.41 | 215 | 0.0313 | 1.41 | 215 | 0.0313 | 1.41 |  |  | 1 |  | RB-Appl-EffCW-med-GasDHW-ElecCDryer-Tier1-TopAnyMFm1975CZ14rNCEH
RB-Appl-EffCW-med-GasDHW-ElecCDryer-Tier1-Top | DEER2016 | D16v1 | 2015-05-16 | Any | MFm | 1975 | CZ14 | rNCGF | Each | 1 | 634 | None | 225 | 0.0313 | 0.688 | 225 | 0.0313 | 0.688 | 225 | 0.0313 | 0.688 | 225 | 0.0313 | 0.688 |  |  | 1 |  | RB-Appl-EffCW-med-GasDHW-ElecCDryer-Tier1-TopAnyMFm1975CZ14rNCGF
RB-Appl-EffCW-med-GasDHW-ElecCDryer-Tier1-Top | DEER2016 | D16v1 | 2015-05-16 | Any | MFm | 1975 | CZ15 | rDXGF | Each | 1 | 634 | None | 240 | 0.0361 | 1.15 | 240 | 0.0361 | 1.15 | 240 | 0.0361 | 1.15 | 240 | 0.0361 | 1.15 |  |  | 1 |  | RB-Appl-EffCW-med-GasDHW-ElecCDryer-Tier1-TopAnyMFm1975CZ15rDXGF
RB-Appl-EffCW-med-GasDHW-ElecCDryer-Tier1-Top | DEER2016 | D16v1 | 2015-05-16 | Any | MFm | 1975 | CZ15 | rDXHP | Each | 1 | 634 | None | 239 | 0.0356 | 1.19 | 239 | 0.0356 | 1.19 | 239 | 0.0356 | 1.19 | 239 | 0.0356 | 1.19 |  |  | 1 |  | RB-Appl-EffCW-med-GasDHW-ElecCDryer-Tier1-TopAnyMFm1975CZ15rDXHP
RB-Appl-EffCW-med-GasDHW-ElecCDryer-Tier1-Top | DEER2016 | D16v1 | 2015-05-16 | Any | MFm | 1975 | CZ15 | rNCEH | Each | 1 | 634 | None | 223 | 0.0313 | 1.14 | 223 | 0.0313 | 1.14 | 223 | 0.0313 | 1.14 | 223 | 0.0313 | 1.14 |  |  | 1 |  | RB-Appl-EffCW-med-GasDHW-ElecCDryer-Tier1-TopAnyMFm1975CZ15rNCEH
RB-Appl-EffCW-med-GasDHW-ElecCDryer-Tier1-Top | DEER2016 | D16v1 | 2015-05-16 | Any | MFm | 1975 | CZ15 | rNCGF | Each | 1 | 634 | None | 226 | 0.0312 | 0.959 | 226 | 0.0312 | 0.959 | 226 | 0.0312 | 0.959 | 226 | 0.0312 | 0.959 |  |  | 1 |  | RB-Appl-EffCW-med-GasDHW-ElecCDryer-Tier1-TopAnyMFm1975CZ15rNCGF
RB-Appl-EffCW-med-GasDHW-ElecCDryer-Tier1-Top | DEER2016 | D16v1 | 2015-05-16 | Any | MFm | 1975 | CZ16 | rDXGF | Each | 1 | 474 | None | 230 | 0.0378 | 0.549 | 230 | 0.0378 | 0.549 | 230 | 0.0378 | 0.549 | 230 | 0.0378 | 0.549 |  |  | 1 |  | RB-Appl-EffCW-med-GasDHW-ElecCDryer-Tier1-TopAnyMFm1975CZ16rDXGF
RB-Appl-EffCW-med-GasDHW-ElecCDryer-Tier1-Top | DEER2016 | D16v1 | 2015-05-16 | Any | MFm | 1975 | CZ16 | rDXHP | Each | 1 | 474 | None | 216 | 0.0361 | 1.66 | 216 | 0.0361 | 1.66 | 216 | 0.0361 | 1.66 | 216 | 0.0361 | 1.66 |  |  | 1 |  | RB-Appl-EffCW-med-GasDHW-ElecCDryer-Tier1-TopAnyMFm1975CZ16rDXHP
RB-Appl-EffCW-med-GasDHW-ElecCDryer-Tier1-Top | DEER2016 | D16v1 | 2015-05-16 | Any | MFm | 1975 | CZ16 | rNCEH | Each | 1 | 474 | None | 208 | 0.0313 | 1.63 | 208 | 0.0313 | 1.63 | 208 | 0.0313 | 1.63 | 208 | 0.0313 | 1.63 |  |  | 1 |  | RB-Appl-EffCW-med-GasDHW-ElecCDryer-Tier1-TopAnyMFm1975CZ16rNCEH
RB-Appl-EffCW-med-GasDHW-ElecCDryer-Tier1-Top | DEER2016 | D16v1 | 2015-05-16 | Any | MFm | 1975 | CZ16 | rNCGF | Each | 1 | 474 | None | 225 | 0.0313 | 0.494 | 225 | 0.0313 | 0.494 | 225 | 0.0313 | 0.494 | 225 | 0.0313 | 0.494 |  |  | 1 |  | RB-Appl-EffCW-med-GasDHW-ElecCDryer-Tier1-TopAnyMFm1975CZ16rNCGF
RB-Appl-EffCW-med-GasDHW-ElecCDryer-Tier1-Top | DEER2016 | D16v1 | 2015-05-16 | Any | MFm | 1985 | CZ01 | rDXGF | Each | 1 | 512 | None | 226 | 0.0338 | 1.19 | 226 | 0.0338 | 1.19 | 226 | 0.0338 | 1.19 | 226 | 0.0338 | 1.19 |  |  | 1 |  | RB-Appl-EffCW-med-GasDHW-ElecCDryer-Tier1-TopAnyMFm1985CZ01rDXGF
RB-Appl-EffCW-med-GasDHW-ElecCDryer-Tier1-Top | DEER2016 | D16v1 | 2015-05-16 | Any | MFm | 1985 | CZ01 | rDXHP | Each | 1 | 512 | None | 222 | 0.0333 | 1.66 | 222 | 0.0333 | 1.66 | 222 | 0.0333 | 1.66 | 222 | 0.0333 | 1.66 |  |  | 1 |  | RB-Appl-EffCW-med-GasDHW-ElecCDryer-Tier1-TopAnyMFm1985CZ01rDXHP
RB-Appl-EffCW-med-GasDHW-ElecCDryer-Tier1-Top | DEER2016 | D16v1 | 2015-05-16 | Any | MFm | 1985 | CZ01 | rNCEH | Each | 1 | 512 | None | 214 | 0.0311 | 1.64 | 214 | 0.0311 | 1.64 | 214 | 0.0311 | 1.64 | 214 | 0.0311 | 1.64 |  |  | 1 |  | RB-Appl-EffCW-med-GasDHW-ElecCDryer-Tier1-TopAnyMFm1985CZ01rNCEH
RB-Appl-EffCW-med-GasDHW-ElecCDryer-Tier1-Top | DEER2016 | D16v1 | 2015-05-16 | Any | MFm | 1985 | CZ01 | rNCGF | Each | 1 | 512 | None | 225 | 0.0312 | 1.1 | 225 | 0.0312 | 1.1 | 225 | 0.0312 | 1.1 | 225 | 0.0312 | 1.1 |  |  | 1 |  | RB-Appl-EffCW-med-GasDHW-ElecCDryer-Tier1-TopAnyMFm1985CZ01rNCGF
RB-Appl-EffCW-med-GasDHW-ElecCDryer-Tier1-Top | DEER2016 | D16v1 | 2015-05-16 | Any | MFm | 1985 | CZ02 | rDXGF | Each | 1 | 512 | None | 229 | 0.0419 | 1.18 | 229 | 0.0419 | 1.18 | 229 | 0.0419 | 1.18 | 229 | 0.0419 | 1.18 |  |  | 1 |  | RB-Appl-EffCW-med-GasDHW-ElecCDryer-Tier1-TopAnyMFm1985CZ02rDXGF
RB-Appl-EffCW-med-GasDHW-ElecCDryer-Tier1-Top | DEER2016 | D16v1 | 2015-05-16 | Any | MFm | 1985 | CZ02 | rDXHP | Each | 1 | 512 | None | 225 | 0.0397 | 1.54 | 225 | 0.0397 | 1.54 | 225 | 0.0397 | 1.54 | 225 | 0.0397 | 1.54 |  |  | 1 |  | RB-Appl-EffCW-med-GasDHW-ElecCDryer-Tier1-TopAnyMFm1985CZ02rDXHP
RB-Appl-EffCW-med-GasDHW-ElecCDryer-Tier1-Top | DEER2016 | D16v1 | 2015-05-16 | Any | MFm | 1985 | CZ02 | rNCEH | Each | 1 | 512 | None | 218 | 0.0313 | 1.51 | 218 | 0.0313 | 1.51 | 218 | 0.0313 | 1.51 | 218 | 0.0313 | 1.51 |  |  | 1 |  | RB-Appl-EffCW-med-GasDHW-ElecCDryer-Tier1-TopAnyMFm1985CZ02rNCEH
RB-Appl-EffCW-med-GasDHW-ElecCDryer-Tier1-Top | DEER2016 | D16v1 | 2015-05-16 | Any | MFm | 1985 | CZ02 | rNCGF | Each | 1 | 512 | None | 225 | 0.0313 | 1.05 | 225 | 0.0313 | 1.05 | 225 | 0.0313 | 1.05 | 225 | 0.0313 | 1.05 |  |  | 1 |  | RB-Appl-EffCW-med-GasDHW-ElecCDryer-Tier1-TopAnyMFm1985CZ02rNCGF
RB-Appl-EffCW-med-GasDHW-ElecCDryer-Tier1-Top | DEER2016 | D16v1 | 2015-05-16 | Any | MFm | 1985 | CZ03 | rDXGF | Each | 1 | 512 | None | 227 | 0.035 | 1.16 | 227 | 0.035 | 1.16 | 227 | 0.035 | 1.16 | 227 | 0.035 | 1.16 |  |  | 1 |  | RB-Appl-EffCW-med-GasDHW-ElecCDryer-Tier1-TopAnyMFm1985CZ03rDXGF
RB-Appl-EffCW-med-GasDHW-ElecCDryer-Tier1-Top | DEER2016 | D16v1 | 2015-05-16 | Any | MFm | 1985 | CZ03 | rDXHP | Each | 1 | 512 | None | 223 | 0.0352 | 1.55 | 223 | 0.0352 | 1.55 | 223 | 0.0352 | 1.55 | 223 | 0.0352 | 1.55 |  |  | 1 |  | RB-Appl-EffCW-med-GasDHW-ElecCDryer-Tier1-TopAnyMFm1985CZ03rDXHP
RB-Appl-EffCW-med-GasDHW-ElecCDryer-Tier1-Top | DEER2016 | D16v1 | 2015-05-16 | Any | MFm | 1985 | CZ03 | rNCEH | Each | 1 | 512 | None | 217 | 0.0313 | 1.52 | 217 | 0.0313 | 1.52 | 217 | 0.0313 | 1.52 | 217 | 0.0313 | 1.52 |  |  | 1 |  | RB-Appl-EffCW-med-GasDHW-ElecCDryer-Tier1-TopAnyMFm1985CZ03rNCEH
RB-Appl-EffCW-med-GasDHW-ElecCDryer-Tier1-Top | DEER2016 | D16v1 | 2015-05-16 | Any | MFm | 1985 | CZ03 | rNCGF | Each | 1 | 512 | None | 225 | 0.0313 | 1.08 | 225 | 0.0313 | 1.08 | 225 | 0.0313 | 1.08 | 225 | 0.0313 | 1.08 |  |  | 1 |  | RB-Appl-EffCW-med-GasDHW-ElecCDryer-Tier1-TopAnyMFm1985CZ03rNCGF
RB-Appl-EffCW-med-GasDHW-ElecCDryer-Tier1-Top | DEER2016 | D16v1 | 2015-05-16 | Any | MFm | 1985 | CZ04 | rDXGF | Each | 1 | 512 | None | 229 | 0.0365 | 1.28 | 229 | 0.0365 | 1.28 | 229 | 0.0365 | 1.28 | 229 | 0.0365 | 1.28 |  |  | 1 |  | RB-Appl-EffCW-med-GasDHW-ElecCDryer-Tier1-TopAnyMFm1985CZ04rDXGF
RB-Appl-EffCW-med-GasDHW-ElecCDryer-Tier1-Top | DEER2016 | D16v1 | 2015-05-16 | Any | MFm | 1985 | CZ04 | rDXHP | Each | 1 | 512 | None | 227 | 0.039 | 1.49 | 227 | 0.039 | 1.49 | 227 | 0.039 | 1.49 | 227 | 0.039 | 1.49 |  |  | 1 |  | RB-Appl-EffCW-med-GasDHW-ElecCDryer-Tier1-TopAnyMFm1985CZ04rDXHP
RB-Appl-EffCW-med-GasDHW-ElecCDryer-Tier1-Top | DEER2016 | D16v1 | 2015-05-16 | Any | MFm | 1985 | CZ04 | rNCEH | Each | 1 | 512 | None | 221 | 0.0313 | 1.46 | 221 | 0.0313 | 1.46 | 221 | 0.0313 | 1.46 | 221 | 0.0313 | 1.46 |  |  | 1 |  | RB-Appl-EffCW-med-GasDHW-ElecCDryer-Tier1-TopAnyMFm1985CZ04rNCEH
RB-Appl-EffCW-med-GasDHW-ElecCDryer-Tier1-Top | DEER2016 | D16v1 | 2015-05-16 | Any | MFm | 1985 | CZ04 | rNCGF | Each | 1 | 512 | None | 226 | 0.0313 | 1.19 | 226 | 0.0313 | 1.19 | 226 | 0.0313 | 1.19 | 226 | 0.0313 | 1.19 |  |  | 1 |  | RB-Appl-EffCW-med-GasDHW-ElecCDryer-Tier1-TopAnyMFm1985CZ04rNCGF
RB-Appl-EffCW-med-GasDHW-ElecCDryer-Tier1-Top | DEER2016 | D16v1 | 2015-05-16 | Any | MFm | 1985 | CZ05 | rDXGF | Each | 1 | 512 | None | 227 | 0.0307 | 1.26 | 227 | 0.0307 | 1.26 | 227 | 0.0307 | 1.26 | 227 | 0.0307 | 1.26 |  |  | 1 |  | RB-Appl-EffCW-med-GasDHW-ElecCDryer-Tier1-TopAnyMFm1985CZ05rDXGF
RB-Appl-EffCW-med-GasDHW-ElecCDryer-Tier1-Top | DEER2016 | D16v1 | 2015-05-16 | Any | MFm | 1985 | CZ05 | rDXHP | Each | 1 | 512 | None | 224 | 0.0336 | 1.57 | 224 | 0.0336 | 1.57 | 224 | 0.0336 | 1.57 | 224 | 0.0336 | 1.57 |  |  | 1 |  | RB-Appl-EffCW-med-GasDHW-ElecCDryer-Tier1-TopAnyMFm1985CZ05rDXHP
RB-Appl-EffCW-med-GasDHW-ElecCDryer-Tier1-Top | DEER2016 | D16v1 | 2015-05-16 | Any | MFm | 1985 | CZ05 | rNCEH | Each | 1 | 512 | None | 218 | 0.0313 | 1.54 | 218 | 0.0313 | 1.54 | 218 | 0.0313 | 1.54 | 218 | 0.0313 | 1.54 |  |  | 1 |  | RB-Appl-EffCW-med-GasDHW-ElecCDryer-Tier1-TopAnyMFm1985CZ05rNCEH
RB-Appl-EffCW-med-GasDHW-ElecCDryer-Tier1-Top | DEER2016 | D16v1 | 2015-05-16 | Any | MFm | 1985 | CZ05 | rNCGF | Each | 1 | 512 | None | 225 | 0.0313 | 1.17 | 225 | 0.0313 | 1.17 | 225 | 0.0313 | 1.17 | 225 | 0.0313 | 1.17 |  |  | 1 |  | RB-Appl-EffCW-med-GasDHW-ElecCDryer-Tier1-TopAnyMFm1985CZ05rNCGF
RB-Appl-EffCW-med-GasDHW-ElecCDryer-Tier1-Top | DEER2016 | D16v1 | 2015-05-16 | Any | MFm | 1985 | CZ06 | rDXGF | Each | 1 | 578 | None | 230 | 0.0422 | 1.78 | 230 | 0.0422 | 1.78 | 230 | 0.0422 | 1.78 | 230 | 0.0422 | 1.78 |  |  | 1 |  | RB-Appl-EffCW-med-GasDHW-ElecCDryer-Tier1-TopAnyMFm1985CZ06rDXGF
RB-Appl-EffCW-med-GasDHW-ElecCDryer-Tier1-Top | DEER2016 | D16v1 | 2015-05-16 | Any | MFm | 1985 | CZ06 | rDXHP | Each | 1 | 578 | None | 233 | 0.032 | 1.45 | 233 | 0.032 | 1.45 | 233 | 0.032 | 1.45 | 233 | 0.032 | 1.45 |  |  | 1 |  | RB-Appl-EffCW-med-GasDHW-ElecCDryer-Tier1-TopAnyMFm1985CZ06rDXHP
RB-Appl-EffCW-med-GasDHW-ElecCDryer-Tier1-Top | DEER2016 | D16v1 | 2015-05-16 | Any | MFm | 1985 | CZ06 | rNCEH | Each | 1 | 578 | None | 225 | 0.0313 | 1.43 | 225 | 0.0313 | 1.43 | 225 | 0.0313 | 1.43 | 225 | 0.0313 | 1.43 |  |  | 1 |  | RB-Appl-EffCW-med-GasDHW-ElecCDryer-Tier1-TopAnyMFm1985CZ06rNCEH
RB-Appl-EffCW-med-GasDHW-ElecCDryer-Tier1-Top | DEER2016 | D16v1 | 2015-05-16 | Any | MFm | 1985 | CZ06 | rNCGF | Each | 1 | 578 | None | 226 | 0.0312 | 1.56 | 226 | 0.0312 | 1.56 | 226 | 0.0312 | 1.56 | 226 | 0.0312 | 1.56 |  |  | 1 |  | RB-Appl-EffCW-med-GasDHW-ElecCDryer-Tier1-TopAnyMFm1985CZ06rNCGF
RB-Appl-EffCW-med-GasDHW-ElecCDryer-Tier1-Top | DEER2016 | D16v1 | 2015-05-16 | Any | MFm | 1985 | CZ07 | rDXGF | Each | 1 | 578 | None | 228 | 0.043 | 1.68 | 228 | 0.043 | 1.68 | 228 | 0.043 | 1.68 | 228 | 0.043 | 1.68 |  |  | 1 |  | RB-Appl-EffCW-med-GasDHW-ElecCDryer-Tier1-TopAnyMFm1985CZ07rDXGF
RB-Appl-EffCW-med-GasDHW-ElecCDryer-Tier1-Top | DEER2016 | D16v1 | 2015-05-16 | Any | MFm | 1985 | CZ07 | rDXHP | Each | 1 | 578 | None | 230 | 0.0372 | 1.44 | 230 | 0.0372 | 1.44 | 230 | 0.0372 | 1.44 | 230 | 0.0372 | 1.44 |  |  | 1 |  | RB-Appl-EffCW-med-GasDHW-ElecCDryer-Tier1-TopAnyMFm1985CZ07rDXHP
RB-Appl-EffCW-med-GasDHW-ElecCDryer-Tier1-Top | DEER2016 | D16v1 | 2015-05-16 | Any | MFm | 1985 | CZ07 | rNCEH | Each | 1 | 578 | None | 224 | 0.0313 | 1.42 | 224 | 0.0313 | 1.42 | 224 | 0.0313 | 1.42 | 224 | 0.0313 | 1.42 |  |  | 1 |  | RB-Appl-EffCW-med-GasDHW-ElecCDryer-Tier1-TopAnyMFm1985CZ07rNCEH
RB-Appl-EffCW-med-GasDHW-ElecCDryer-Tier1-Top | DEER2016 | D16v1 | 2015-05-16 | Any | MFm | 1985 | CZ07 | rNCGF | Each | 1 | 578 | None | 225 | 0.0312 | 1.54 | 225 | 0.0312 | 1.54 | 225 | 0.0312 | 1.54 | 225 | 0.0312 | 1.54 |  |  | 1 |  | RB-Appl-EffCW-med-GasDHW-ElecCDryer-Tier1-TopAnyMFm1985CZ07rNCGF
RB-Appl-EffCW-med-GasDHW-ElecCDryer-Tier1-Top | DEER2016 | D16v1 | 2015-05-16 | Any | MFm | 1985 | CZ08 | rDXGF | Each | 1 | 578 | None | 232 | 0.0351 | 1.76 | 232 | 0.0351 | 1.76 | 232 | 0.0351 | 1.76 | 232 | 0.0351 | 1.76 |  |  | 1 |  | RB-Appl-EffCW-med-GasDHW-ElecCDryer-Tier1-TopAnyMFm1985CZ08rDXGF
RB-Appl-EffCW-med-GasDHW-ElecCDryer-Tier1-Top | DEER2016 | D16v1 | 2015-05-16 | Any | MFm | 1985 | CZ08 | rDXHP | Each | 1 | 578 | None | 233 | 0.0356 | 1.41 | 233 | 0.0356 | 1.41 | 233 | 0.0356 | 1.41 | 233 | 0.0356 | 1.41 |  |  | 1 |  | RB-Appl-EffCW-med-GasDHW-ElecCDryer-Tier1-TopAnyMFm1985CZ08rDXHP
RB-Appl-EffCW-med-GasDHW-ElecCDryer-Tier1-Top | DEER2016 | D16v1 | 2015-05-16 | Any | MFm | 1985 | CZ08 | rNCEH | Each | 1 | 578 | None | 225 | 0.0313 | 1.39 | 225 | 0.0313 | 1.39 | 225 | 0.0313 | 1.39 | 225 | 0.0313 | 1.39 |  |  | 1 |  | RB-Appl-EffCW-med-GasDHW-ElecCDryer-Tier1-TopAnyMFm1985CZ08rNCEH
RB-Appl-EffCW-med-GasDHW-ElecCDryer-Tier1-Top | DEER2016 | D16v1 | 2015-05-16 | Any | MFm | 1985 | CZ08 | rNCGF | Each | 1 | 578 | None | 225 | 0.0312 | 1.47 | 225 | 0.0312 | 1.47 | 225 | 0.0312 | 1.47 | 225 | 0.0312 | 1.47 |  |  | 1 |  | RB-Appl-EffCW-med-GasDHW-ElecCDryer-Tier1-TopAnyMFm1985CZ08rNCGF
RB-Appl-EffCW-med-GasDHW-ElecCDryer-Tier1-Top | DEER2016 | D16v1 | 2015-05-16 | Any | MFm | 1985 | CZ09 | rDXGF | Each | 1 | 648 | None | 237 | 0.0354 | 1.39 | 237 | 0.0354 | 1.39 | 237 | 0.0354 | 1.39 | 237 | 0.0354 | 1.39 |  |  | 1 |  | RB-Appl-EffCW-med-GasDHW-ElecCDryer-Tier1-TopAnyMFm1985CZ09rDXGF
RB-Appl-EffCW-med-GasDHW-ElecCDryer-Tier1-Top | DEER2016 | D16v1 | 2015-05-16 | Any | MFm | 1985 | CZ09 | rDXHP | Each | 1 | 648 | None | 235 | 0.0354 | 1.42 | 235 | 0.0354 | 1.42 | 235 | 0.0354 | 1.42 | 235 | 0.0354 | 1.42 |  |  | 1 |  | RB-Appl-EffCW-med-GasDHW-ElecCDryer-Tier1-TopAnyMFm1985CZ09rDXHP
RB-Appl-EffCW-med-GasDHW-ElecCDryer-Tier1-Top | DEER2016 | D16v1 | 2015-05-16 | Any | MFm | 1985 | CZ09 | rNCEH | Each | 1 | 648 | None | 221 | 0.0313 | 1.38 | 221 | 0.0313 | 1.38 | 221 | 0.0313 | 1.38 | 221 | 0.0313 | 1.38 |  |  | 1 |  | RB-Appl-EffCW-med-GasDHW-ElecCDryer-Tier1-TopAnyMFm1985CZ09rNCEH
RB-Appl-EffCW-med-GasDHW-ElecCDryer-Tier1-Top | DEER2016 | D16v1 | 2015-05-16 | Any | MFm | 1985 | CZ09 | rNCGF | Each | 1 | 648 | None | 225 | 0.0312 | 1.11 | 225 | 0.0312 | 1.11 | 225 | 0.0312 | 1.11 | 225 | 0.0312 | 1.11 |  |  | 1 |  | RB-Appl-EffCW-med-GasDHW-ElecCDryer-Tier1-TopAnyMFm1985CZ09rNCGF
RB-Appl-EffCW-med-GasDHW-ElecCDryer-Tier1-Top | DEER2016 | D16v1 | 2015-05-16 | Any | MFm | 1985 | CZ10 | rDXGF | Each | 1 | 648 | None | 234 | 0.0373 | 1.35 | 234 | 0.0373 | 1.35 | 234 | 0.0373 | 1.35 | 234 | 0.0373 | 1.35 |  |  | 1 |  | RB-Appl-EffCW-med-GasDHW-ElecCDryer-Tier1-TopAnyMFm1985CZ10rDXGF
RB-Appl-EffCW-med-GasDHW-ElecCDryer-Tier1-Top | DEER2016 | D16v1 | 2015-05-16 | Any | MFm | 1985 | CZ10 | rDXHP | Each | 1 | 648 | None | 233 | 0.0383 | 1.4 | 233 | 0.0383 | 1.4 | 233 | 0.0383 | 1.4 | 233 | 0.0383 | 1.4 |  |  | 1 |  | RB-Appl-EffCW-med-GasDHW-ElecCDryer-Tier1-TopAnyMFm1985CZ10rDXHP
RB-Appl-EffCW-med-GasDHW-ElecCDryer-Tier1-Top | DEER2016 | D16v1 | 2015-05-16 | Any | MFm | 1985 | CZ10 | rNCEH | Each | 1 | 648 | None | 222 | 0.0313 | 1.38 | 222 | 0.0313 | 1.38 | 222 | 0.0313 | 1.38 | 222 | 0.0313 | 1.38 |  |  | 1 |  | RB-Appl-EffCW-med-GasDHW-ElecCDryer-Tier1-TopAnyMFm1985CZ10rNCEH
RB-Appl-EffCW-med-GasDHW-ElecCDryer-Tier1-Top | DEER2016 | D16v1 | 2015-05-16 | Any | MFm | 1985 | CZ10 | rNCGF | Each | 1 | 648 | None | 226 | 0.0313 | 1.17 | 226 | 0.0313 | 1.17 | 226 | 0.0313 | 1.17 | 226 | 0.0313 | 1.17 |  |  | 1 |  | RB-Appl-EffCW-med-GasDHW-ElecCDryer-Tier1-TopAnyMFm1985CZ10rNCGF
RB-Appl-EffCW-med-GasDHW-ElecCDryer-Tier1-Top | DEER2016 | D16v1 | 2015-05-16 | Any | MFm | 1985 | CZ11 | rDXGF | Each | 1 | 512 | None | 233 | 0.0371 | 0.903 | 233 | 0.0371 | 0.903 | 233 | 0.0371 | 0.903 | 233 | 0.0371 | 0.903 |  |  | 1 |  | RB-Appl-EffCW-med-GasDHW-ElecCDryer-Tier1-TopAnyMFm1985CZ11rDXGF
RB-Appl-EffCW-med-GasDHW-ElecCDryer-Tier1-Top | DEER2016 | D16v1 | 2015-05-16 | Any | MFm | 1985 | CZ11 | rDXHP | Each | 1 | 512 | None | 227 | 0.0365 | 1.43 | 227 | 0.0365 | 1.43 | 227 | 0.0365 | 1.43 | 227 | 0.0365 | 1.43 |  |  | 1 |  | RB-Appl-EffCW-med-GasDHW-ElecCDryer-Tier1-TopAnyMFm1985CZ11rDXHP
RB-Appl-EffCW-med-GasDHW-ElecCDryer-Tier1-Top | DEER2016 | D16v1 | 2015-05-16 | Any | MFm | 1985 | CZ11 | rNCEH | Each | 1 | 512 | None | 217 | 0.0313 | 1.4 | 217 | 0.0313 | 1.4 | 217 | 0.0313 | 1.4 | 217 | 0.0313 | 1.4 |  |  | 1 |  | RB-Appl-EffCW-med-GasDHW-ElecCDryer-Tier1-TopAnyMFm1985CZ11rNCEH
RB-Appl-EffCW-med-GasDHW-ElecCDryer-Tier1-Top | DEER2016 | D16v1 | 2015-05-16 | Any | MFm | 1985 | CZ11 | rNCGF | Each | 1 | 512 | None | 225 | 0.0313 | 0.799 | 225 | 0.0313 | 0.799 | 225 | 0.0313 | 0.799 | 225 | 0.0313 | 0.799 |  |  | 1 |  | RB-Appl-EffCW-med-GasDHW-ElecCDryer-Tier1-TopAnyMFm1985CZ11rNCGF
RB-Appl-EffCW-med-GasDHW-ElecCDryer-Tier1-Top | DEER2016 | D16v1 | 2015-05-16 | Any | MFm | 1985 | CZ12 | rDXGF | Each | 1 | 512 | None | 230 | 0.0393 | 1.02 | 230 | 0.0393 | 1.02 | 230 | 0.0393 | 1.02 | 230 | 0.0393 | 1.02 |  |  | 1 |  | RB-Appl-EffCW-med-GasDHW-ElecCDryer-Tier1-TopAnyMFm1985CZ12rDXGF
RB-Appl-EffCW-med-GasDHW-ElecCDryer-Tier1-Top | DEER2016 | D16v1 | 2015-05-16 | Any | MFm | 1985 | CZ12 | rDXHP | Each | 1 | 512 | None | 226 | 0.0371 | 1.47 | 226 | 0.0371 | 1.47 | 226 | 0.0371 | 1.47 | 226 | 0.0371 | 1.47 |  |  | 1 |  | RB-Appl-EffCW-med-GasDHW-ElecCDryer-Tier1-TopAnyMFm1985CZ12rDXHP
RB-Appl-EffCW-med-GasDHW-ElecCDryer-Tier1-Top | DEER2016 | D16v1 | 2015-05-16 | Any | MFm | 1985 | CZ12 | rNCEH | Each | 1 | 512 | None | 218 | 0.0313 | 1.44 | 218 | 0.0313 | 1.44 | 218 | 0.0313 | 1.44 | 218 | 0.0313 | 1.44 |  |  | 1 |  | RB-Appl-EffCW-med-GasDHW-ElecCDryer-Tier1-TopAnyMFm1985CZ12rNCEH
RB-Appl-EffCW-med-GasDHW-ElecCDryer-Tier1-Top | DEER2016 | D16v1 | 2015-05-16 | Any | MFm | 1985 | CZ12 | rNCGF | Each | 1 | 512 | None | 225 | 0.0313 | 0.89 | 225 | 0.0313 | 0.89 | 225 | 0.0313 | 0.89 | 225 | 0.0313 | 0.89 |  |  | 1 |  | RB-Appl-EffCW-med-GasDHW-ElecCDryer-Tier1-TopAnyMFm1985CZ12rNCGF
RB-Appl-EffCW-med-GasDHW-ElecCDryer-Tier1-Top | DEER2016 | D16v1 | 2015-05-16 | Any | MFm | 1985 | CZ13 | rDXGF | Each | 1 | 512 | None | 234 | 0.0353 | 0.897 | 234 | 0.0353 | 0.897 | 234 | 0.0353 | 0.897 | 234 | 0.0353 | 0.897 |  |  | 1 |  | RB-Appl-EffCW-med-GasDHW-ElecCDryer-Tier1-TopAnyMFm1985CZ13rDXGF
RB-Appl-EffCW-med-GasDHW-ElecCDryer-Tier1-Top | DEER2016 | D16v1 | 2015-05-16 | Any | MFm | 1985 | CZ13 | rDXHP | Each | 1 | 512 | None | 228 | 0.0362 | 1.41 | 228 | 0.0362 | 1.41 | 228 | 0.0362 | 1.41 | 228 | 0.0362 | 1.41 |  |  | 1 |  | RB-Appl-EffCW-med-GasDHW-ElecCDryer-Tier1-TopAnyMFm1985CZ13rDXHP
RB-Appl-EffCW-med-GasDHW-ElecCDryer-Tier1-Top | DEER2016 | D16v1 | 2015-05-16 | Any | MFm | 1985 | CZ13 | rNCEH | Each | 1 | 512 | None | 217 | 0.0313 | 1.38 | 217 | 0.0313 | 1.38 | 217 | 0.0313 | 1.38 | 217 | 0.0313 | 1.38 |  |  | 1 |  | RB-Appl-EffCW-med-GasDHW-ElecCDryer-Tier1-TopAnyMFm1985CZ13rNCEH
RB-Appl-EffCW-med-GasDHW-ElecCDryer-Tier1-Top | DEER2016 | D16v1 | 2015-05-16 | Any | MFm | 1985 | CZ13 | rNCGF | Each | 1 | 512 | None | 225 | 0.0313 | 0.761 | 225 | 0.0313 | 0.761 | 225 | 0.0313 | 0.761 | 225 | 0.0313 | 0.761 |  |  | 1 |  | RB-Appl-EffCW-med-GasDHW-ElecCDryer-Tier1-TopAnyMFm1985CZ13rNCGF
RB-Appl-EffCW-med-GasDHW-ElecCDryer-Tier1-Top | DEER2016 | D16v1 | 2015-05-16 | Any | MFm | 1985 | CZ14 | rDXGF | Each | 1 | 630 | None | 238 | 0.0355 | 0.958 | 238 | 0.0355 | 0.958 | 238 | 0.0355 | 0.958 | 238 | 0.0355 | 0.958 |  |  | 1 |  | RB-Appl-EffCW-med-GasDHW-ElecCDryer-Tier1-TopAnyMFm1985CZ14rDXGF
RB-Appl-EffCW-med-GasDHW-ElecCDryer-Tier1-Top | DEER2016 | D16v1 | 2015-05-16 | Any | MFm | 1985 | CZ14 | rDXHP | Each | 1 | 630 | None | 233 | 0.0357 | 1.45 | 233 | 0.0357 | 1.45 | 233 | 0.0357 | 1.45 | 233 | 0.0357 | 1.45 |  |  | 1 |  | RB-Appl-EffCW-med-GasDHW-ElecCDryer-Tier1-TopAnyMFm1985CZ14rDXHP
RB-Appl-EffCW-med-GasDHW-ElecCDryer-Tier1-Top | DEER2016 | D16v1 | 2015-05-16 | Any | MFm | 1985 | CZ14 | rNCEH | Each | 1 | 630 | None | 218 | 0.0312 | 1.41 | 218 | 0.0312 | 1.41 | 218 | 0.0312 | 1.41 | 218 | 0.0312 | 1.41 |  |  | 1 |  | RB-Appl-EffCW-med-GasDHW-ElecCDryer-Tier1-TopAnyMFm1985CZ14rNCEH
RB-Appl-EffCW-med-GasDHW-ElecCDryer-Tier1-Top | DEER2016 | D16v1 | 2015-05-16 | Any | MFm | 1985 | CZ14 | rNCGF | Each | 1 | 630 | None | 225 | 0.0312 | 0.83 | 225 | 0.0312 | 0.83 | 225 | 0.0312 | 0.83 | 225 | 0.0312 | 0.83 |  |  | 1 |  | RB-Appl-EffCW-med-GasDHW-ElecCDryer-Tier1-TopAnyMFm1985CZ14rNCGF
RB-Appl-EffCW-med-GasDHW-ElecCDryer-Tier1-Top | DEER2016 | D16v1 | 2015-05-16 | Any | MFm | 1985 | CZ15 | rDXGF | Each | 1 | 630 | None | 240 | 0.036 | 1.17 | 240 | 0.036 | 1.17 | 240 | 0.036 | 1.17 | 240 | 0.036 | 1.17 |  |  | 1 |  | RB-Appl-EffCW-med-GasDHW-ElecCDryer-Tier1-TopAnyMFm1985CZ15rDXGF
RB-Appl-EffCW-med-GasDHW-ElecCDryer-Tier1-Top | DEER2016 | D16v1 | 2015-05-16 | Any | MFm | 1985 | CZ15 | rDXHP | Each | 1 | 630 | None | 240 | 0.036 | 1.19 | 240 | 0.036 | 1.19 | 240 | 0.036 | 1.19 | 240 | 0.036 | 1.19 |  |  | 1 |  | RB-Appl-EffCW-med-GasDHW-ElecCDryer-Tier1-TopAnyMFm1985CZ15rDXHP
RB-Appl-EffCW-med-GasDHW-ElecCDryer-Tier1-Top | DEER2016 | D16v1 | 2015-05-16 | Any | MFm | 1985 | CZ15 | rNCEH | Each | 1 | 630 | None | 223 | 0.0312 | 1.14 | 223 | 0.0312 | 1.14 | 223 | 0.0312 | 1.14 | 223 | 0.0312 | 1.14 |  |  | 1 |  | RB-Appl-EffCW-med-GasDHW-ElecCDryer-Tier1-TopAnyMFm1985CZ15rNCEH
RB-Appl-EffCW-med-GasDHW-ElecCDryer-Tier1-Top | DEER2016 | D16v1 | 2015-05-16 | Any | MFm | 1985 | CZ15 | rNCGF | Each | 1 | 630 | None | 225 | 0.0312 | 0.993 | 225 | 0.0312 | 0.993 | 225 | 0.0312 | 0.993 | 225 | 0.0312 | 0.993 |  |  | 1 |  | RB-Appl-EffCW-med-GasDHW-ElecCDryer-Tier1-TopAnyMFm1985CZ15rNCGF
RB-Appl-EffCW-med-GasDHW-ElecCDryer-Tier1-Top | DEER2016 | D16v1 | 2015-05-16 | Any | MFm | 1985 | CZ16 | rDXGF | Each | 1 | 512 | None | 233 | 0.0351 | 0.891 | 233 | 0.0351 | 0.891 | 233 | 0.0351 | 0.891 | 233 | 0.0351 | 0.891 |  |  | 1 |  | RB-Appl-EffCW-med-GasDHW-ElecCDryer-Tier1-TopAnyMFm1985CZ16rDXGF
RB-Appl-EffCW-med-GasDHW-ElecCDryer-Tier1-Top | DEER2016 | D16v1 | 2015-05-16 | Any | MFm | 1985 | CZ16 | rDXHP | Each | 1 | 512 | None | 223 | 0.0336 | 1.67 | 223 | 0.0336 | 1.67 | 223 | 0.0336 | 1.67 | 223 | 0.0336 | 1.67 |  |  | 1 |  | RB-Appl-EffCW-med-GasDHW-ElecCDryer-Tier1-TopAnyMFm1985CZ16rDXHP
RB-Appl-EffCW-med-GasDHW-ElecCDryer-Tier1-Top | DEER2016 | D16v1 | 2015-05-16 | Any | MFm | 1985 | CZ16 | rNCEH | Each | 1 | 512 | None | 213 | 0.0313 | 1.64 | 213 | 0.0313 | 1.64 | 213 | 0.0313 | 1.64 | 213 | 0.0313 | 1.64 |  |  | 1 |  | RB-Appl-EffCW-med-GasDHW-ElecCDryer-Tier1-TopAnyMFm1985CZ16rNCEH
RB-Appl-EffCW-med-GasDHW-ElecCDryer-Tier1-Top | DEER2016 | D16v1 | 2015-05-16 | Any | MFm | 1985 | CZ16 | rNCGF | Each | 1 | 512 | None | 225 | 0.0313 | 0.774 | 225 | 0.0313 | 0.774 | 225 | 0.0313 | 0.774 | 225 | 0.0313 | 0.774 |  |  | 1 |  | RB-Appl-EffCW-med-GasDHW-ElecCDryer-Tier1-TopAnyMFm1985CZ16rNCGF
RB-Appl-EffCW-med-GasDHW-ElecCDryer-Tier1-Top | DEER2016 | D16v1 | 2015-05-16 | Any | MFm | 1996 | CZ01 | rDXGF | Each | 1 | 432 | None | 226 | 0.0332 | 1.34 | 226 | 0.0332 | 1.34 | 226 | 0.0332 | 1.34 | 226 | 0.0332 | 1.34 |  |  | 1 |  | RB-Appl-EffCW-med-GasDHW-ElecCDryer-Tier1-TopAnyMFm1996CZ01rDXGF
RB-Appl-EffCW-med-GasDHW-ElecCDryer-Tier1-Top | DEER2016 | D16v1 | 2015-05-16 | Any | MFm | 1996 | CZ01 | rDXHP | Each | 1 | 432 | None | 223 | 0.0343 | 1.67 | 223 | 0.0343 | 1.67 | 223 | 0.0343 | 1.67 | 223 | 0.0343 | 1.67 |  |  | 1 |  | RB-Appl-EffCW-med-GasDHW-ElecCDryer-Tier1-TopAnyMFm1996CZ01rDXHP
RB-Appl-EffCW-med-GasDHW-ElecCDryer-Tier1-Top | DEER2016 | D16v1 | 2015-05-16 | Any | MFm | 1996 | CZ01 | rNCEH | Each | 1 | 432 | None | 214 | 0.0311 | 1.63 | 214 | 0.0311 | 1.63 | 214 | 0.0311 | 1.63 | 214 | 0.0311 | 1.63 |  |  | 1 |  | RB-Appl-EffCW-med-GasDHW-ElecCDryer-Tier1-TopAnyMFm1996CZ01rNCEH
RB-Appl-EffCW-med-GasDHW-ElecCDryer-Tier1-Top | DEER2016 | D16v1 | 2015-05-16 | Any | MFm | 1996 | CZ01 | rNCGF | Each | 1 | 432 | None | 225 | 0.0312 | 1.22 | 225 | 0.0312 | 1.22 | 225 | 0.0312 | 1.22 | 225 | 0.0312 | 1.22 |  |  | 1 |  | RB-Appl-EffCW-med-GasDHW-ElecCDryer-Tier1-TopAnyMFm1996CZ01rNCGF
RB-Appl-EffCW-med-GasDHW-ElecCDryer-Tier1-Top | DEER2016 | D16v1 | 2015-05-16 | Any | MFm | 1996 | CZ02 | rDXGF | Each | 1 | 432 | None | 229 | 0.0399 | 1.32 | 229 | 0.0399 | 1.32 | 229 | 0.0399 | 1.32 | 229 | 0.0399 | 1.32 |  |  | 1 |  | RB-Appl-EffCW-med-GasDHW-ElecCDryer-Tier1-TopAnyMFm1996CZ02rDXGF
RB-Appl-EffCW-med-GasDHW-ElecCDryer-Tier1-Top | DEER2016 | D16v1 | 2015-05-16 | Any | MFm | 1996 | CZ02 | rDXHP | Each | 1 | 432 | None | 226 | 0.0394 | 1.53 | 226 | 0.0394 | 1.53 | 226 | 0.0394 | 1.53 | 226 | 0.0394 | 1.53 |  |  | 1 |  | RB-Appl-EffCW-med-GasDHW-ElecCDryer-Tier1-TopAnyMFm1996CZ02rDXHP
RB-Appl-EffCW-med-GasDHW-ElecCDryer-Tier1-Top | DEER2016 | D16v1 | 2015-05-16 | Any | MFm | 1996 | CZ02 | rNCEH | Each | 1 | 432 | None | 220 | 0.0313 | 1.5 | 220 | 0.0313 | 1.5 | 220 | 0.0313 | 1.5 | 220 | 0.0313 | 1.5 |  |  | 1 |  | RB-Appl-EffCW-med-GasDHW-ElecCDryer-Tier1-TopAnyMFm1996CZ02rNCEH
RB-Appl-EffCW-med-GasDHW-ElecCDryer-Tier1-Top | DEER2016 | D16v1 | 2015-05-16 | Any | MFm | 1996 | CZ02 | rNCGF | Each | 1 | 432 | None | 226 | 0.0314 | 1.24 | 226 | 0.0314 | 1.24 | 226 | 0.0314 | 1.24 | 226 | 0.0314 | 1.24 |  |  | 1 |  | RB-Appl-EffCW-med-GasDHW-ElecCDryer-Tier1-TopAnyMFm1996CZ02rNCGF
RB-Appl-EffCW-med-GasDHW-ElecCDryer-Tier1-Top | DEER2016 | D16v1 | 2015-05-16 | Any | MFm | 1996 | CZ03 | rDXGF | Each | 1 | 432 | None | 227 | 0.0294 | 1.44 | 227 | 0.0294 | 1.44 | 227 | 0.0294 | 1.44 | 227 | 0.0294 | 1.44 |  |  | 1 |  | RB-Appl-EffCW-med-GasDHW-ElecCDryer-Tier1-TopAnyMFm1996CZ03rDXGF
RB-Appl-EffCW-med-GasDHW-ElecCDryer-Tier1-Top | DEER2016 | D16v1 | 2015-05-16 | Any | MFm | 1996 | CZ03 | rDXHP | Each | 1 | 432 | None | 225 | 0.0336 | 1.54 | 225 | 0.0336 | 1.54 | 225 | 0.0336 | 1.54 | 225 | 0.0336 | 1.54 |  |  | 1 |  | RB-Appl-EffCW-med-GasDHW-ElecCDryer-Tier1-TopAnyMFm1996CZ03rDXHP
RB-Appl-EffCW-med-GasDHW-ElecCDryer-Tier1-Top | DEER2016 | D16v1 | 2015-05-16 | Any | MFm | 1996 | CZ03 | rNCEH | Each | 1 | 432 | None | 220 | 0.0313 | 1.51 | 220 | 0.0313 | 1.51 | 220 | 0.0313 | 1.51 | 220 | 0.0313 | 1.51 |  |  | 1 |  | RB-Appl-EffCW-med-GasDHW-ElecCDryer-Tier1-TopAnyMFm1996CZ03rNCEH
RB-Appl-EffCW-med-GasDHW-ElecCDryer-Tier1-Top | DEER2016 | D16v1 | 2015-05-16 | Any | MFm | 1996 | CZ03 | rNCGF | Each | 1 | 432 | None | 226 | 0.0313 | 1.37 | 226 | 0.0313 | 1.37 | 226 | 0.0313 | 1.37 | 226 | 0.0313 | 1.37 |  |  | 1 |  | RB-Appl-EffCW-med-GasDHW-ElecCDryer-Tier1-TopAnyMFm1996CZ03rNCGF
RB-Appl-EffCW-med-GasDHW-ElecCDryer-Tier1-Top | DEER2016 | D16v1 | 2015-05-16 | Any | MFm | 1996 | CZ04 | rDXGF | Each | 1 | 432 | None | 229 | 0.0384 | 1.39 | 229 | 0.0384 | 1.39 | 229 | 0.0384 | 1.39 | 229 | 0.0384 | 1.39 |  |  | 1 |  | RB-Appl-EffCW-med-GasDHW-ElecCDryer-Tier1-TopAnyMFm1996CZ04rDXGF
RB-Appl-EffCW-med-GasDHW-ElecCDryer-Tier1-Top | DEER2016 | D16v1 | 2015-05-16 | Any | MFm | 1996 | CZ04 | rDXHP | Each | 1 | 432 | None | 227 | 0.0387 | 1.48 | 227 | 0.0387 | 1.48 | 227 | 0.0387 | 1.48 | 227 | 0.0387 | 1.48 |  |  | 1 |  | RB-Appl-EffCW-med-GasDHW-ElecCDryer-Tier1-TopAnyMFm1996CZ04rDXHP
RB-Appl-EffCW-med-GasDHW-ElecCDryer-Tier1-Top | DEER2016 | D16v1 | 2015-05-16 | Any | MFm | 1996 | CZ04 | rNCEH | Each | 1 | 432 | None | 222 | 0.0313 | 1.45 | 222 | 0.0313 | 1.45 | 222 | 0.0313 | 1.45 | 222 | 0.0313 | 1.45 |  |  | 1 |  | RB-Appl-EffCW-med-GasDHW-ElecCDryer-Tier1-TopAnyMFm1996CZ04rNCEH
RB-Appl-EffCW-med-GasDHW-ElecCDryer-Tier1-Top | DEER2016 | D16v1 | 2015-05-16 | Any | MFm | 1996 | CZ04 | rNCGF | Each | 1 | 432 | None | 226 | 0.0313 | 1.3 | 226 | 0.0313 | 1.3 | 226 | 0.0313 | 1.3 | 226 | 0.0313 | 1.3 |  |  | 1 |  | RB-Appl-EffCW-med-GasDHW-ElecCDryer-Tier1-TopAnyMFm1996CZ04rNCGF
RB-Appl-EffCW-med-GasDHW-ElecCDryer-Tier1-Top | DEER2016 | D16v1 | 2015-05-16 | Any | MFm | 1996 | CZ05 | rDXGF | Each | 1 | 432 | None | 226 | 0.0315 | 1.43 | 226 | 0.0315 | 1.43 | 226 | 0.0315 | 1.43 | 226 | 0.0315 | 1.43 |  |  | 1 |  | RB-Appl-EffCW-med-GasDHW-ElecCDryer-Tier1-TopAnyMFm1996CZ05rDXGF
RB-Appl-EffCW-med-GasDHW-ElecCDryer-Tier1-Top | DEER2016 | D16v1 | 2015-05-16 | Any | MFm | 1996 | CZ05 | rDXHP | Each | 1 | 432 | None | 225 | 0.0334 | 1.56 | 225 | 0.0334 | 1.56 | 225 | 0.0334 | 1.56 | 225 | 0.0334 | 1.56 |  |  | 1 |  | RB-Appl-EffCW-med-GasDHW-ElecCDryer-Tier1-TopAnyMFm1996CZ05rDXHP
RB-Appl-EffCW-med-GasDHW-ElecCDryer-Tier1-Top | DEER2016 | D16v1 | 2015-05-16 | Any | MFm | 1996 | CZ05 | rNCEH | Each | 1 | 432 | None | 220 | 0.0313 | 1.53 | 220 | 0.0313 | 1.53 | 220 | 0.0313 | 1.53 | 220 | 0.0313 | 1.53 |  |  | 1 |  | RB-Appl-EffCW-med-GasDHW-ElecCDryer-Tier1-TopAnyMFm1996CZ05rNCEH
RB-Appl-EffCW-med-GasDHW-ElecCDryer-Tier1-Top | DEER2016 | D16v1 | 2015-05-16 | Any | MFm | 1996 | CZ05 | rNCGF | Each | 1 | 432 | None | 226 | 0.0313 | 1.39 | 226 | 0.0313 | 1.39 | 226 | 0.0313 | 1.39 | 226 | 0.0313 | 1.39 |  |  | 1 |  | RB-Appl-EffCW-med-GasDHW-ElecCDryer-Tier1-TopAnyMFm1996CZ05rNCGF
RB-Appl-EffCW-med-GasDHW-ElecCDryer-Tier1-Top | DEER2016 | D16v1 | 2015-05-16 | Any | MFm | 1996 | CZ06 | rDXGF | Each | 1 | 518 | None | 233 | 0.0388 | 1.16 | 233 | 0.0388 | 1.16 | 233 | 0.0388 | 1.16 | 233 | 0.0388 | 1.16 |  |  | 1 |  | RB-Appl-EffCW-med-GasDHW-ElecCDryer-Tier1-TopAnyMFm1996CZ06rDXGF
RB-Appl-EffCW-med-GasDHW-ElecCDryer-Tier1-Top | DEER2016 | D16v1 | 2015-05-16 | Any | MFm | 1996 | CZ06 | rDXHP | Each | 1 | 518 | None | 229 | 0.0389 | 1.42 | 229 | 0.0389 | 1.42 | 229 | 0.0389 | 1.42 | 229 | 0.0389 | 1.42 |  |  | 1 |  | RB-Appl-EffCW-med-GasDHW-ElecCDryer-Tier1-TopAnyMFm1996CZ06rDXHP
RB-Appl-EffCW-med-GasDHW-ElecCDryer-Tier1-Top | DEER2016 | D16v1 | 2015-05-16 | Any | MFm | 1996 | CZ06 | rNCEH | Each | 1 | 518 | None | 217 | 0.0314 | 1.37 | 217 | 0.0314 | 1.37 | 217 | 0.0314 | 1.37 | 217 | 0.0314 | 1.37 |  |  | 1 |  | RB-Appl-EffCW-med-GasDHW-ElecCDryer-Tier1-TopAnyMFm1996CZ06rNCEH
RB-Appl-EffCW-med-GasDHW-ElecCDryer-Tier1-Top | DEER2016 | D16v1 | 2015-05-16 | Any | MFm | 1996 | CZ06 | rNCGF | Each | 1 | 518 | None | 226 | 0.0313 | 0.898 | 226 | 0.0313 | 0.898 | 226 | 0.0313 | 0.898 | 226 | 0.0313 | 0.898 |  |  | 1 |  | RB-Appl-EffCW-med-GasDHW-ElecCDryer-Tier1-TopAnyMFm1996CZ06rNCGF
RB-Appl-EffCW-med-GasDHW-ElecCDryer-Tier1-Top | DEER2016 | D16v1 | 2015-05-16 | Any | MFm | 1996 | CZ07 | rDXGF | Each | 1 | 518 | None | 233 | 0.0356 | 1.32 | 233 | 0.0356 | 1.32 | 233 | 0.0356 | 1.32 | 233 | 0.0356 | 1.32 |  |  | 1 |  | RB-Appl-EffCW-med-GasDHW-ElecCDryer-Tier1-TopAnyMFm1996CZ07rDXGF
RB-Appl-EffCW-med-GasDHW-ElecCDryer-Tier1-Top | DEER2016 | D16v1 | 2015-05-16 | Any | MFm | 1996 | CZ07 | rDXHP | Each | 1 | 518 | None | 231 | 0.044 | 1.41 | 231 | 0.044 | 1.41 | 231 | 0.044 | 1.41 | 231 | 0.044 | 1.41 |  |  | 1 |  | RB-Appl-EffCW-med-GasDHW-ElecCDryer-Tier1-TopAnyMFm1996CZ07rDXHP
RB-Appl-EffCW-med-GasDHW-ElecCDryer-Tier1-Top | DEER2016 | D16v1 | 2015-05-16 | Any | MFm | 1996 | CZ07 | rNCEH | Each | 1 | 518 | None | 220 | 0.0314 | 1.34 | 220 | 0.0314 | 1.34 | 220 | 0.0314 | 1.34 | 220 | 0.0314 | 1.34 |  |  | 1 |  | RB-Appl-EffCW-med-GasDHW-ElecCDryer-Tier1-TopAnyMFm1996CZ07rNCEH
RB-Appl-EffCW-med-GasDHW-ElecCDryer-Tier1-Top | DEER2016 | D16v1 | 2015-05-16 | Any | MFm | 1996 | CZ07 | rNCGF | Each | 1 | 518 | None | 226 | 0.0313 | 1.12 | 226 | 0.0313 | 1.12 | 226 | 0.0313 | 1.12 | 226 | 0.0313 | 1.12 |  |  | 1 |  | RB-Appl-EffCW-med-GasDHW-ElecCDryer-Tier1-TopAnyMFm1996CZ07rNCGF
RB-Appl-EffCW-med-GasDHW-ElecCDryer-Tier1-Top | DEER2016 | D16v1 | 2015-05-16 | Any | MFm | 1996 | CZ08 | rDXGF | Each | 1 | 518 | None | 238 | 0.0357 | 1.14 | 238 | 0.0357 | 1.14 | 238 | 0.0357 | 1.14 | 238 | 0.0357 | 1.14 |  |  | 1 |  | RB-Appl-EffCW-med-GasDHW-ElecCDryer-Tier1-TopAnyMFm1996CZ08rDXGF
RB-Appl-EffCW-med-GasDHW-ElecCDryer-Tier1-Top | DEER2016 | D16v1 | 2015-05-16 | Any | MFm | 1996 | CZ08 | rDXHP | Each | 1 | 518 | None | 234 | 0.0388 | 1.4 | 234 | 0.0388 | 1.4 | 234 | 0.0388 | 1.4 | 234 | 0.0388 | 1.4 |  |  | 1 |  | RB-Appl-EffCW-med-GasDHW-ElecCDryer-Tier1-TopAnyMFm1996CZ08rDXHP
RB-Appl-EffCW-med-GasDHW-ElecCDryer-Tier1-Top | DEER2016 | D16v1 | 2015-05-16 | Any | MFm | 1996 | CZ08 | rNCEH | Each | 1 | 518 | None | 218 | 0.0314 | 1.32 | 218 | 0.0314 | 1.32 | 218 | 0.0314 | 1.32 | 218 | 0.0314 | 1.32 |  |  | 1 |  | RB-Appl-EffCW-med-GasDHW-ElecCDryer-Tier1-TopAnyMFm1996CZ08rNCEH
RB-Appl-EffCW-med-GasDHW-ElecCDryer-Tier1-Top | DEER2016 | D16v1 | 2015-05-16 | Any | MFm | 1996 | CZ08 | rNCGF | Each | 1 | 518 | None | 226 | 0.0313 | 0.886 | 226 | 0.0313 | 0.886 | 226 | 0.0313 | 0.886 | 226 | 0.0313 | 0.886 |  |  | 1 |  | RB-Appl-EffCW-med-GasDHW-ElecCDryer-Tier1-TopAnyMFm1996CZ08rNCGF
RB-Appl-EffCW-med-GasDHW-ElecCDryer-Tier1-Top | DEER2016 | D16v1 | 2015-05-16 | Any | MFm | 1996 | CZ09 | rDXGF | Each | 1 | 487 | None | 234 | 0.0345 | 1.65 | 234 | 0.0345 | 1.65 | 234 | 0.0345 | 1.65 | 234 | 0.0345 | 1.65 |  |  | 1 |  | RB-Appl-EffCW-med-GasDHW-ElecCDryer-Tier1-TopAnyMFm1996CZ09rDXGF
RB-Appl-EffCW-med-GasDHW-ElecCDryer-Tier1-Top | DEER2016 | D16v1 | 2015-05-16 | Any | MFm | 1996 | CZ09 | rDXHP | Each | 1 | 487 | None | 234 | 0.0336 | 1.42 | 234 | 0.0336 | 1.42 | 234 | 0.0336 | 1.42 | 234 | 0.0336 | 1.42 |  |  | 1 |  | RB-Appl-EffCW-med-GasDHW-ElecCDryer-Tier1-TopAnyMFm1996CZ09rDXHP
RB-Appl-EffCW-med-GasDHW-ElecCDryer-Tier1-Top | DEER2016 | D16v1 | 2015-05-16 | Any | MFm | 1996 | CZ09 | rNCEH | Each | 1 | 487 | None | 224 | 0.0312 | 1.39 | 224 | 0.0312 | 1.39 | 224 | 0.0312 | 1.39 | 224 | 0.0312 | 1.39 |  |  | 1 |  | RB-Appl-EffCW-med-GasDHW-ElecCDryer-Tier1-TopAnyMFm1996CZ09rNCEH
RB-Appl-EffCW-med-GasDHW-ElecCDryer-Tier1-Top | DEER2016 | D16v1 | 2015-05-16 | Any | MFm | 1996 | CZ09 | rNCGF | Each | 1 | 487 | None | 225 | 0.0312 | 1.39 | 225 | 0.0312 | 1.39 | 225 | 0.0312 | 1.39 | 225 | 0.0312 | 1.39 |  |  | 1 |  | RB-Appl-EffCW-med-GasDHW-ElecCDryer-Tier1-TopAnyMFm1996CZ09rNCGF
RB-Appl-EffCW-med-GasDHW-ElecCDryer-Tier1-Top | DEER2016 | D16v1 | 2015-05-16 | Any | MFm | 1996 | CZ10 | rDXGF | Each | 1 | 487 | None | 229 | 0.037 | 1.46 | 229 | 0.037 | 1.46 | 229 | 0.037 | 1.46 | 229 | 0.037 | 1.46 |  |  | 1 |  | RB-Appl-EffCW-med-GasDHW-ElecCDryer-Tier1-TopAnyMFm1996CZ10rDXGF
RB-Appl-EffCW-med-GasDHW-ElecCDryer-Tier1-Top | DEER2016 | D16v1 | 2015-05-16 | Any | MFm | 1996 | CZ10 | rDXHP | Each | 1 | 487 | None | 229 | 0.0355 | 1.4 | 229 | 0.0355 | 1.4 | 229 | 0.0355 | 1.4 | 229 | 0.0355 | 1.4 |  |  | 1 |  | RB-Appl-EffCW-med-GasDHW-ElecCDryer-Tier1-TopAnyMFm1996CZ10rDXHP
RB-Appl-EffCW-med-GasDHW-ElecCDryer-Tier1-Top | DEER2016 | D16v1 | 2015-05-16 | Any | MFm | 1996 | CZ10 | rNCEH | Each | 1 | 487 | None | 224 | 0.0312 | 1.38 | 224 | 0.0312 | 1.38 | 224 | 0.0312 | 1.38 | 224 | 0.0312 | 1.38 |  |  | 1 |  | RB-Appl-EffCW-med-GasDHW-ElecCDryer-Tier1-TopAnyMFm1996CZ10rNCEH
RB-Appl-EffCW-med-GasDHW-ElecCDryer-Tier1-Top | DEER2016 | D16v1 | 2015-05-16 | Any | MFm | 1996 | CZ10 | rNCGF | Each | 1 | 487 | None | 225 | 0.0312 | 1.36 | 225 | 0.0312 | 1.36 | 225 | 0.0312 | 1.36 | 225 | 0.0312 | 1.36 |  |  | 1 |  | RB-Appl-EffCW-med-GasDHW-ElecCDryer-Tier1-TopAnyMFm1996CZ10rNCGF
RB-Appl-EffCW-med-GasDHW-ElecCDryer-Tier1-Top | DEER2016 | D16v1 | 2015-05-16 | Any | MFm | 1996 | CZ11 | rDXGF | Each | 1 | 456 | None | 231 | 0.0346 | 1.08 | 231 | 0.0346 | 1.08 | 231 | 0.0346 | 1.08 | 231 | 0.0346 | 1.08 |  |  | 1 |  | RB-Appl-EffCW-med-GasDHW-ElecCDryer-Tier1-TopAnyMFm1996CZ11rDXGF
RB-Appl-EffCW-med-GasDHW-ElecCDryer-Tier1-Top | DEER2016 | D16v1 | 2015-05-16 | Any | MFm | 1996 | CZ11 | rDXHP | Each | 1 | 456 | None | 227 | 0.0347 | 1.43 | 227 | 0.0347 | 1.43 | 227 | 0.0347 | 1.43 | 227 | 0.0347 | 1.43 |  |  | 1 |  | RB-Appl-EffCW-med-GasDHW-ElecCDryer-Tier1-TopAnyMFm1996CZ11rDXHP
RB-Appl-EffCW-med-GasDHW-ElecCDryer-Tier1-Top | DEER2016 | D16v1 | 2015-05-16 | Any | MFm | 1996 | CZ11 | rNCEH | Each | 1 | 456 | None | 219 | 0.0313 | 1.4 | 219 | 0.0313 | 1.4 | 219 | 0.0313 | 1.4 | 219 | 0.0313 | 1.4 |  |  | 1 |  | RB-Appl-EffCW-med-GasDHW-ElecCDryer-Tier1-TopAnyMFm1996CZ11rNCEH
RB-Appl-EffCW-med-GasDHW-ElecCDryer-Tier1-Top | DEER2016 | D16v1 | 2015-05-16 | Any | MFm | 1996 | CZ11 | rNCGF | Each | 1 | 456 | None | 225 | 0.0313 | 1.05 | 225 | 0.0313 | 1.05 | 225 | 0.0313 | 1.05 | 225 | 0.0313 | 1.05 |  |  | 1 |  | RB-Appl-EffCW-med-GasDHW-ElecCDryer-Tier1-TopAnyMFm1996CZ11rNCGF
RB-Appl-EffCW-med-GasDHW-ElecCDryer-Tier1-Top | DEER2016 | D16v1 | 2015-05-16 | Any | MFm | 1996 | CZ12 | rDXGF | Each | 1 | 456 | None | 230 | 0.0373 | 1.12 | 230 | 0.0373 | 1.12 | 230 | 0.0373 | 1.12 | 230 | 0.0373 | 1.12 |  |  | 1 |  | RB-Appl-EffCW-med-GasDHW-ElecCDryer-Tier1-TopAnyMFm1996CZ12rDXGF
RB-Appl-EffCW-med-GasDHW-ElecCDryer-Tier1-Top | DEER2016 | D16v1 | 2015-05-16 | Any | MFm | 1996 | CZ12 | rDXHP | Each | 1 | 456 | None | 226 | 0.035 | 1.48 | 226 | 0.035 | 1.48 | 226 | 0.035 | 1.48 | 226 | 0.035 | 1.48 |  |  | 1 |  | RB-Appl-EffCW-med-GasDHW-ElecCDryer-Tier1-TopAnyMFm1996CZ12rDXHP
RB-Appl-EffCW-med-GasDHW-ElecCDryer-Tier1-Top | DEER2016 | D16v1 | 2015-05-16 | Any | MFm | 1996 | CZ12 | rNCEH | Each | 1 | 456 | None | 219 | 0.0313 | 1.44 | 219 | 0.0313 | 1.44 | 219 | 0.0313 | 1.44 | 219 | 0.0313 | 1.44 |  |  | 1 |  | RB-Appl-EffCW-med-GasDHW-ElecCDryer-Tier1-TopAnyMFm1996CZ12rNCEH
RB-Appl-EffCW-med-GasDHW-ElecCDryer-Tier1-Top | DEER2016 | D16v1 | 2015-05-16 | Any | MFm | 1996 | CZ12 | rNCGF | Each | 1 | 456 | None | 225 | 0.0312 | 1.03 | 225 | 0.0312 | 1.03 | 225 | 0.0312 | 1.03 | 225 | 0.0312 | 1.03 |  |  | 1 |  | RB-Appl-EffCW-med-GasDHW-ElecCDryer-Tier1-TopAnyMFm1996CZ12rNCGF
RB-Appl-EffCW-med-GasDHW-ElecCDryer-Tier1-Top | DEER2016 | D16v1 | 2015-05-16 | Any | MFm | 1996 | CZ13 | rDXGF | Each | 1 | 456 | None | 231 | 0.0353 | 1.08 | 231 | 0.0353 | 1.08 | 231 | 0.0353 | 1.08 | 231 | 0.0353 | 1.08 |  |  | 1 |  | RB-Appl-EffCW-med-GasDHW-ElecCDryer-Tier1-TopAnyMFm1996CZ13rDXGF
RB-Appl-EffCW-med-GasDHW-ElecCDryer-Tier1-Top | DEER2016 | D16v1 | 2015-05-16 | Any | MFm | 1996 | CZ13 | rDXHP | Each | 1 | 456 | None | 228 | 0.0354 | 1.42 | 228 | 0.0354 | 1.42 | 228 | 0.0354 | 1.42 | 228 | 0.0354 | 1.42 |  |  | 1 |  | RB-Appl-EffCW-med-GasDHW-ElecCDryer-Tier1-TopAnyMFm1996CZ13rDXHP
RB-Appl-EffCW-med-GasDHW-ElecCDryer-Tier1-Top | DEER2016 | D16v1 | 2015-05-16 | Any | MFm | 1996 | CZ13 | rNCEH | Each | 1 | 456 | None | 220 | 0.0313 | 1.38 | 220 | 0.0313 | 1.38 | 220 | 0.0313 | 1.38 | 220 | 0.0313 | 1.38 |  |  | 1 |  | RB-Appl-EffCW-med-GasDHW-ElecCDryer-Tier1-TopAnyMFm1996CZ13rNCEH
RB-Appl-EffCW-med-GasDHW-ElecCDryer-Tier1-Top | DEER2016 | D16v1 | 2015-05-16 | Any | MFm | 1996 | CZ13 | rNCGF | Each | 1 | 456 | None | 225 | 0.0312 | 1 | 225 | 0.0312 | 1 | 225 | 0.0312 | 1 | 225 | 0.0312 | 1 |  |  | 1 |  | RB-Appl-EffCW-med-GasDHW-ElecCDryer-Tier1-TopAnyMFm1996CZ13rNCGF
RB-Appl-EffCW-med-GasDHW-ElecCDryer-Tier1-Top | DEER2016 | D16v1 | 2015-05-16 | Any | MFm | 1996 | CZ14 | rDXGF | Each | 1 | 480 | None | 238 | 0.0336 | 1.23 | 238 | 0.0336 | 1.23 | 238 | 0.0336 | 1.23 | 238 | 0.0336 | 1.23 |  |  | 1 |  | RB-Appl-EffCW-med-GasDHW-ElecCDryer-Tier1-TopAnyMFm1996CZ14rDXGF
RB-Appl-EffCW-med-GasDHW-ElecCDryer-Tier1-Top | DEER2016 | D16v1 | 2015-05-16 | Any | MFm | 1996 | CZ14 | rDXHP | Each | 1 | 480 | None | 236 | 0.0338 | 1.44 | 236 | 0.0338 | 1.44 | 236 | 0.0338 | 1.44 | 236 | 0.0338 | 1.44 |  |  | 1 |  | RB-Appl-EffCW-med-GasDHW-ElecCDryer-Tier1-TopAnyMFm1996CZ14rDXHP
RB-Appl-EffCW-med-GasDHW-ElecCDryer-Tier1-Top | DEER2016 | D16v1 | 2015-05-16 | Any | MFm | 1996 | CZ14 | rNCEH | Each | 1 | 480 | None | 218 | 0.0314 | 1.37 | 218 | 0.0314 | 1.37 | 218 | 0.0314 | 1.37 | 218 | 0.0314 | 1.37 |  |  | 1 |  | RB-Appl-EffCW-med-GasDHW-ElecCDryer-Tier1-TopAnyMFm1996CZ14rNCEH
RB-Appl-EffCW-med-GasDHW-ElecCDryer-Tier1-Top | DEER2016 | D16v1 | 2015-05-16 | Any | MFm | 1996 | CZ14 | rNCGF | Each | 1 | 480 | None | 226 | 0.0313 | 0.91 | 226 | 0.0313 | 0.91 | 226 | 0.0313 | 0.91 | 226 | 0.0313 | 0.91 |  |  | 1 |  | RB-Appl-EffCW-med-GasDHW-ElecCDryer-Tier1-TopAnyMFm1996CZ14rNCGF
RB-Appl-EffCW-med-GasDHW-ElecCDryer-Tier1-Top | DEER2016 | D16v1 | 2015-05-16 | Any | MFm | 1996 | CZ15 | rDXGF | Each | 1 | 480 | None | 238 | 0.0361 | 1.05 | 238 | 0.0361 | 1.05 | 238 | 0.0361 | 1.05 | 238 | 0.0361 | 1.05 |  |  | 1 |  | RB-Appl-EffCW-med-GasDHW-ElecCDryer-Tier1-TopAnyMFm1996CZ15rDXGF
RB-Appl-EffCW-med-GasDHW-ElecCDryer-Tier1-Top | DEER2016 | D16v1 | 2015-05-16 | Any | MFm | 1996 | CZ15 | rDXHP | Each | 1 | 480 | None | 236 | 0.0364 | 1.17 | 236 | 0.0364 | 1.17 | 236 | 0.0364 | 1.17 | 236 | 0.0364 | 1.17 |  |  | 1 |  | RB-Appl-EffCW-med-GasDHW-ElecCDryer-Tier1-TopAnyMFm1996CZ15rDXHP
RB-Appl-EffCW-med-GasDHW-ElecCDryer-Tier1-Top | DEER2016 | D16v1 | 2015-05-16 | Any | MFm | 1996 | CZ15 | rNCEH | Each | 1 | 480 | None | 223 | 0.0313 | 1.1 | 223 | 0.0313 | 1.1 | 223 | 0.0313 | 1.1 | 223 | 0.0313 | 1.1 |  |  | 1 |  | RB-Appl-EffCW-med-GasDHW-ElecCDryer-Tier1-TopAnyMFm1996CZ15rNCEH
RB-Appl-EffCW-med-GasDHW-ElecCDryer-Tier1-Top | DEER2016 | D16v1 | 2015-05-16 | Any | MFm | 1996 | CZ15 | rNCGF | Each | 1 | 480 | None | 226 | 0.0313 | 0.961 | 226 | 0.0313 | 0.961 | 226 | 0.0313 | 0.961 | 226 | 0.0313 | 0.961 |  |  | 1 |  | RB-Appl-EffCW-med-GasDHW-ElecCDryer-Tier1-TopAnyMFm1996CZ15rNCGF
RB-Appl-EffCW-med-GasDHW-ElecCDryer-Tier1-Top | DEER2016 | D16v1 | 2015-05-16 | Any | MFm | 1996 | CZ16 | rDXGF | Each | 1 | 432 | None | 233 | 0.0357 | 1.22 | 233 | 0.0357 | 1.22 | 233 | 0.0357 | 1.22 | 233 | 0.0357 | 1.22 |  |  | 1 |  | RB-Appl-EffCW-med-GasDHW-ElecCDryer-Tier1-TopAnyMFm1996CZ16rDXGF
RB-Appl-EffCW-med-GasDHW-ElecCDryer-Tier1-Top | DEER2016 | D16v1 | 2015-05-16 | Any | MFm | 1996 | CZ16 | rDXHP | Each | 1 | 432 | None | 227 | 0.0341 | 1.67 | 227 | 0.0341 | 1.67 | 227 | 0.0341 | 1.67 | 227 | 0.0341 | 1.67 |  |  | 1 |  | RB-Appl-EffCW-med-GasDHW-ElecCDryer-Tier1-TopAnyMFm1996CZ16rDXHP
RB-Appl-EffCW-med-GasDHW-ElecCDryer-Tier1-Top | DEER2016 | D16v1 | 2015-05-16 | Any | MFm | 1996 | CZ16 | rNCEH | Each | 1 | 432 | None | 215 | 0.0314 | 1.62 | 215 | 0.0314 | 1.62 | 215 | 0.0314 | 1.62 | 215 | 0.0314 | 1.62 |  |  | 1 |  | RB-Appl-EffCW-med-GasDHW-ElecCDryer-Tier1-TopAnyMFm1996CZ16rNCEH
RB-Appl-EffCW-med-GasDHW-ElecCDryer-Tier1-Top | DEER2016 | D16v1 | 2015-05-16 | Any | MFm | 1996 | CZ16 | rNCGF | Each | 1 | 432 | None | 225 | 0.0313 | 0.98 | 225 | 0.0313 | 0.98 | 225 | 0.0313 | 0.98 | 225 | 0.0313 | 0.98 |  |  | 1 |  | RB-Appl-EffCW-med-GasDHW-ElecCDryer-Tier1-TopAnyMFm1996CZ16rNCGF
RB-Appl-EffCW-med-GasDHW-ElecCDryer-Tier1-Top | DEER2016 | D16v1 | 2015-05-16 | Any | MFm | 2003 | CZ01 | rDXGF | Each | 1 | 441 | None | 227 | 0.0326 | 1.15 | 227 | 0.0326 | 1.15 | 227 | 0.0326 | 1.15 | 227 | 0.0326 | 1.15 |  |  | 1 |  | RB-Appl-EffCW-med-GasDHW-ElecCDryer-Tier1-TopAnyMFm2003CZ01rDXGF
RB-Appl-EffCW-med-GasDHW-ElecCDryer-Tier1-Top | DEER2016 | D16v1 | 2015-05-16 | Any | MFm | 2003 | CZ01 | rDXHP | Each | 1 | 441 | None | 221 | 0.0321 | 1.65 | 221 | 0.0321 | 1.65 | 221 | 0.0321 | 1.65 | 221 | 0.0321 | 1.65 |  |  | 1 |  | RB-Appl-EffCW-med-GasDHW-ElecCDryer-Tier1-TopAnyMFm2003CZ01rDXHP
RB-Appl-EffCW-med-GasDHW-ElecCDryer-Tier1-Top | DEER2016 | D16v1 | 2015-05-16 | Any | MFm | 2003 | CZ01 | rNCEH | Each | 1 | 441 | None | 210 | 0.0313 | 1.6 | 210 | 0.0313 | 1.6 | 210 | 0.0313 | 1.6 | 210 | 0.0313 | 1.6 |  |  | 1 |  | RB-Appl-EffCW-med-GasDHW-ElecCDryer-Tier1-TopAnyMFm2003CZ01rNCEH
RB-Appl-EffCW-med-GasDHW-ElecCDryer-Tier1-Top | DEER2016 | D16v1 | 2015-05-16 | Any | MFm | 2003 | CZ01 | rNCGF | Each | 1 | 441 | None | 225 | 0.0311 | 1.06 | 225 | 0.0311 | 1.06 | 225 | 0.0311 | 1.06 | 225 | 0.0311 | 1.06 |  |  | 1 |  | RB-Appl-EffCW-med-GasDHW-ElecCDryer-Tier1-TopAnyMFm2003CZ01rNCGF
RB-Appl-EffCW-med-GasDHW-ElecCDryer-Tier1-Top | DEER2016 | D16v1 | 2015-05-16 | Any | MFm | 2003 | CZ02 | rDXGF | Each | 1 | 474 | None | 227 | 0.0421 | 0.648 | 227 | 0.0421 | 0.648 | 227 | 0.0421 | 0.648 | 227 | 0.0421 | 0.648 |  |  | 1 |  | RB-Appl-EffCW-med-GasDHW-ElecCDryer-Tier1-TopAnyMFm2003CZ02rDXGF
RB-Appl-EffCW-med-GasDHW-ElecCDryer-Tier1-Top | DEER2016 | D16v1 | 2015-05-16 | Any | MFm | 2003 | CZ02 | rDXHP | Each | 1 | 474 | None | 218 | 0.0402 | 1.55 | 218 | 0.0402 | 1.55 | 218 | 0.0402 | 1.55 | 218 | 0.0402 | 1.55 |  |  | 1 |  | RB-Appl-EffCW-med-GasDHW-ElecCDryer-Tier1-TopAnyMFm2003CZ02rDXHP
RB-Appl-EffCW-med-GasDHW-ElecCDryer-Tier1-Top | DEER2016 | D16v1 | 2015-05-16 | Any | MFm | 2003 | CZ02 | rNCEH | Each | 1 | 474 | None | 212 | 0.0313 | 1.5 | 212 | 0.0313 | 1.5 | 212 | 0.0313 | 1.5 | 212 | 0.0313 | 1.5 |  |  | 1 |  | RB-Appl-EffCW-med-GasDHW-ElecCDryer-Tier1-TopAnyMFm2003CZ02rNCEH
RB-Appl-EffCW-med-GasDHW-ElecCDryer-Tier1-Top | DEER2016 | D16v1 | 2015-05-16 | Any | MFm | 2003 | CZ02 | rNCGF | Each | 1 | 474 | None | 225 | 0.0313 | 0.623 | 225 | 0.0313 | 0.623 | 225 | 0.0313 | 0.623 | 225 | 0.0313 | 0.623 |  |  | 1 |  | RB-Appl-EffCW-med-GasDHW-ElecCDryer-Tier1-TopAnyMFm2003CZ02rNCGF
RB-Appl-EffCW-med-GasDHW-ElecCDryer-Tier1-Top | DEER2016 | D16v1 | 2015-05-16 | Any | MFm | 2003 | CZ03 | rDXGF | Each | 1 | 441 | None | 226 | 0.0382 | 0.602 | 226 | 0.0382 | 0.602 | 226 | 0.0382 | 0.602 | 226 | 0.0382 | 0.602 |  |  | 1 |  | RB-Appl-EffCW-med-GasDHW-ElecCDryer-Tier1-TopAnyMFm2003CZ03rDXGF
RB-Appl-EffCW-med-GasDHW-ElecCDryer-Tier1-Top | DEER2016 | D16v1 | 2015-05-16 | Any | MFm | 2003 | CZ03 | rDXHP | Each | 1 | 441 | None | 218 | 0.0337 | 1.54 | 218 | 0.0337 | 1.54 | 218 | 0.0337 | 1.54 | 218 | 0.0337 | 1.54 |  |  | 1 |  | RB-Appl-EffCW-med-GasDHW-ElecCDryer-Tier1-TopAnyMFm2003CZ03rDXHP
RB-Appl-EffCW-med-GasDHW-ElecCDryer-Tier1-Top | DEER2016 | D16v1 | 2015-05-16 | Any | MFm | 2003 | CZ03 | rNCEH | Each | 1 | 441 | None | 210 | 0.0314 | 1.5 | 210 | 0.0314 | 1.5 | 210 | 0.0314 | 1.5 | 210 | 0.0314 | 1.5 |  |  | 1 |  | RB-Appl-EffCW-med-GasDHW-ElecCDryer-Tier1-TopAnyMFm2003CZ03rNCEH
RB-Appl-EffCW-med-GasDHW-ElecCDryer-Tier1-Top | DEER2016 | D16v1 | 2015-05-16 | Any | MFm | 2003 | CZ03 | rNCGF | Each | 1 | 441 | None | 225 | 0.0313 | 0.554 | 225 | 0.0313 | 0.554 | 225 | 0.0313 | 0.554 | 225 | 0.0313 | 0.554 |  |  | 1 |  | RB-Appl-EffCW-med-GasDHW-ElecCDryer-Tier1-TopAnyMFm2003CZ03rNCGF
RB-Appl-EffCW-med-GasDHW-ElecCDryer-Tier1-Top | DEER2016 | D16v1 | 2015-05-16 | Any | MFm | 2003 | CZ04 | rDXGF | Each | 1 | 441 | None | 233 | 0.0383 | 0.719 | 233 | 0.0383 | 0.719 | 233 | 0.0383 | 0.719 | 233 | 0.0383 | 0.719 |  |  | 1 |  | RB-Appl-EffCW-med-GasDHW-ElecCDryer-Tier1-TopAnyMFm2003CZ04rDXGF
RB-Appl-EffCW-med-GasDHW-ElecCDryer-Tier1-Top | DEER2016 | D16v1 | 2015-05-16 | Any | MFm | 2003 | CZ04 | rDXHP | Each | 1 | 441 | None | 224 | 0.0382 | 1.49 | 224 | 0.0382 | 1.49 | 224 | 0.0382 | 1.49 | 224 | 0.0382 | 1.49 |  |  | 1 |  | RB-Appl-EffCW-med-GasDHW-ElecCDryer-Tier1-TopAnyMFm2003CZ04rDXHP
RB-Appl-EffCW-med-GasDHW-ElecCDryer-Tier1-Top | DEER2016 | D16v1 | 2015-05-16 | Any | MFm | 2003 | CZ04 | rNCEH | Each | 1 | 441 | None | 214 | 0.0314 | 1.44 | 214 | 0.0314 | 1.44 | 214 | 0.0314 | 1.44 | 214 | 0.0314 | 1.44 |  |  | 1 |  | RB-Appl-EffCW-med-GasDHW-ElecCDryer-Tier1-TopAnyMFm2003CZ04rNCEH
RB-Appl-EffCW-med-GasDHW-ElecCDryer-Tier1-Top | DEER2016 | D16v1 | 2015-05-16 | Any | MFm | 2003 | CZ04 | rNCGF | Each | 1 | 441 | None | 225 | 0.0313 | 0.668 | 225 | 0.0313 | 0.668 | 225 | 0.0313 | 0.668 | 225 | 0.0313 | 0.668 |  |  | 1 |  | RB-Appl-EffCW-med-GasDHW-ElecCDryer-Tier1-TopAnyMFm2003CZ04rNCGF
RB-Appl-EffCW-med-GasDHW-ElecCDryer-Tier1-Top | DEER2016 | D16v1 | 2015-05-16 | Any | MFm | 2003 | CZ05 | rDXGF | Each | 1 | 441 | None | 226 | 0.0343 | 0.866 | 226 | 0.0343 | 0.866 | 226 | 0.0343 | 0.866 | 226 | 0.0343 | 0.866 |  |  | 1 |  | RB-Appl-EffCW-med-GasDHW-ElecCDryer-Tier1-TopAnyMFm2003CZ05rDXGF
RB-Appl-EffCW-med-GasDHW-ElecCDryer-Tier1-Top | DEER2016 | D16v1 | 2015-05-16 | Any | MFm | 2003 | CZ05 | rDXHP | Each | 1 | 441 | None | 220 | 0.0331 | 1.56 | 220 | 0.0331 | 1.56 | 220 | 0.0331 | 1.56 | 220 | 0.0331 | 1.56 |  |  | 1 |  | RB-Appl-EffCW-med-GasDHW-ElecCDryer-Tier1-TopAnyMFm2003CZ05rDXHP
RB-Appl-EffCW-med-GasDHW-ElecCDryer-Tier1-Top | DEER2016 | D16v1 | 2015-05-16 | Any | MFm | 2003 | CZ05 | rNCEH | Each | 1 | 441 | None | 212 | 0.0314 | 1.51 | 212 | 0.0314 | 1.51 | 212 | 0.0314 | 1.51 | 212 | 0.0314 | 1.51 |  |  | 1 |  | RB-Appl-EffCW-med-GasDHW-ElecCDryer-Tier1-TopAnyMFm2003CZ05rNCEH
RB-Appl-EffCW-med-GasDHW-ElecCDryer-Tier1-Top | DEER2016 | D16v1 | 2015-05-16 | Any | MFm | 2003 | CZ05 | rNCGF | Each | 1 | 441 | None | 225 | 0.0312 | 0.814 | 225 | 0.0312 | 0.814 | 225 | 0.0312 | 0.814 | 225 | 0.0312 | 0.814 |  |  | 1 |  | RB-Appl-EffCW-med-GasDHW-ElecCDryer-Tier1-TopAnyMFm2003CZ05rNCGF
RB-Appl-EffCW-med-GasDHW-ElecCDryer-Tier1-Top | DEER2016 | D16v1 | 2015-05-16 | Any | MFm | 2003 | CZ06 | rDXGF | Each | 1 | 538 | None | 230 | 0.0391 | 1.59 | 230 | 0.0391 | 1.59 | 230 | 0.0391 | 1.59 | 230 | 0.0391 | 1.59 |  |  | 1 |  | RB-Appl-EffCW-med-GasDHW-ElecCDryer-Tier1-TopAnyMFm2003CZ06rDXGF
RB-Appl-EffCW-med-GasDHW-ElecCDryer-Tier1-Top | DEER2016 | D16v1 | 2015-05-16 | Any | MFm | 2003 | CZ06 | rDXHP | Each | 1 | 538 | None | 231 | 0.0374 | 1.45 | 231 | 0.0374 | 1.45 | 231 | 0.0374 | 1.45 | 231 | 0.0374 | 1.45 |  |  | 1 |  | RB-Appl-EffCW-med-GasDHW-ElecCDryer-Tier1-TopAnyMFm2003CZ06rDXHP
RB-Appl-EffCW-med-GasDHW-ElecCDryer-Tier1-Top | DEER2016 | D16v1 | 2015-05-16 | Any | MFm | 2003 | CZ06 | rNCEH | Each | 1 | 538 | None | 222 | 0.0313 | 1.42 | 222 | 0.0313 | 1.42 | 222 | 0.0313 | 1.42 | 222 | 0.0313 | 1.42 |  |  | 1 |  | RB-Appl-EffCW-med-GasDHW-ElecCDryer-Tier1-TopAnyMFm2003CZ06rNCEH
RB-Appl-EffCW-med-GasDHW-ElecCDryer-Tier1-Top | DEER2016 | D16v1 | 2015-05-16 | Any | MFm | 2003 | CZ06 | rNCGF | Each | 1 | 538 | None | 226 | 0.0312 | 1.37 | 226 | 0.0312 | 1.37 | 226 | 0.0312 | 1.37 | 226 | 0.0312 | 1.37 |  |  | 1 |  | RB-Appl-EffCW-med-GasDHW-ElecCDryer-Tier1-TopAnyMFm2003CZ06rNCGF
RB-Appl-EffCW-med-GasDHW-ElecCDryer-Tier1-Top | DEER2016 | D16v1 | 2015-05-16 | Any | MFm | 2003 | CZ07 | rDXGF | Each | 1 | 538 | None | 230 | 0.0374 | 1.47 | 230 | 0.0374 | 1.47 | 230 | 0.0374 | 1.47 | 230 | 0.0374 | 1.47 |  |  | 1 |  | RB-Appl-EffCW-med-GasDHW-ElecCDryer-Tier1-TopAnyMFm2003CZ07rDXGF
RB-Appl-EffCW-med-GasDHW-ElecCDryer-Tier1-Top | DEER2016 | D16v1 | 2015-05-16 | Any | MFm | 2003 | CZ07 | rDXHP | Each | 1 | 538 | None | 229 | 0.0389 | 1.43 | 229 | 0.0389 | 1.43 | 229 | 0.0389 | 1.43 | 229 | 0.0389 | 1.43 |  |  | 1 |  | RB-Appl-EffCW-med-GasDHW-ElecCDryer-Tier1-TopAnyMFm2003CZ07rDXHP
RB-Appl-EffCW-med-GasDHW-ElecCDryer-Tier1-Top | DEER2016 | D16v1 | 2015-05-16 | Any | MFm | 2003 | CZ07 | rNCEH | Each | 1 | 538 | None | 223 | 0.0313 | 1.4 | 223 | 0.0313 | 1.4 | 223 | 0.0313 | 1.4 | 223 | 0.0313 | 1.4 |  |  | 1 |  | RB-Appl-EffCW-med-GasDHW-ElecCDryer-Tier1-TopAnyMFm2003CZ07rNCEH
RB-Appl-EffCW-med-GasDHW-ElecCDryer-Tier1-Top | DEER2016 | D16v1 | 2015-05-16 | Any | MFm | 2003 | CZ07 | rNCGF | Each | 1 | 538 | None | 226 | 0.0312 | 1.37 | 226 | 0.0312 | 1.37 | 226 | 0.0312 | 1.37 | 226 | 0.0312 | 1.37 |  |  | 1 |  | RB-Appl-EffCW-med-GasDHW-ElecCDryer-Tier1-TopAnyMFm2003CZ07rNCGF
RB-Appl-EffCW-med-GasDHW-ElecCDryer-Tier1-Top | DEER2016 | D16v1 | 2015-05-16 | Any | MFm | 2003 | CZ08 | rDXGF | Each | 1 | 538 | None | 234 | 0.0353 | 1.44 | 234 | 0.0353 | 1.44 | 234 | 0.0353 | 1.44 | 234 | 0.0353 | 1.44 |  |  | 1 |  | RB-Appl-EffCW-med-GasDHW-ElecCDryer-Tier1-TopAnyMFm2003CZ08rDXGF
RB-Appl-EffCW-med-GasDHW-ElecCDryer-Tier1-Top | DEER2016 | D16v1 | 2015-05-16 | Any | MFm | 2003 | CZ08 | rDXHP | Each | 1 | 538 | None | 232 | 0.0368 | 1.41 | 232 | 0.0368 | 1.41 | 232 | 0.0368 | 1.41 | 232 | 0.0368 | 1.41 |  |  | 1 |  | RB-Appl-EffCW-med-GasDHW-ElecCDryer-Tier1-TopAnyMFm2003CZ08rDXHP
RB-Appl-EffCW-med-GasDHW-ElecCDryer-Tier1-Top | DEER2016 | D16v1 | 2015-05-16 | Any | MFm | 2003 | CZ08 | rNCEH | Each | 1 | 538 | None | 222 | 0.0313 | 1.38 | 222 | 0.0313 | 1.38 | 222 | 0.0313 | 1.38 | 222 | 0.0313 | 1.38 |  |  | 1 |  | RB-Appl-EffCW-med-GasDHW-ElecCDryer-Tier1-TopAnyMFm2003CZ08rNCEH
RB-Appl-EffCW-med-GasDHW-ElecCDryer-Tier1-Top | DEER2016 | D16v1 | 2015-05-16 | Any | MFm | 2003 | CZ08 | rNCGF | Each | 1 | 538 | None | 226 | 0.0313 | 1.25 | 226 | 0.0313 | 1.25 | 226 | 0.0313 | 1.25 | 226 | 0.0313 | 1.25 |  |  | 1 |  | RB-Appl-EffCW-med-GasDHW-ElecCDryer-Tier1-TopAnyMFm2003CZ08rNCGF
RB-Appl-EffCW-med-GasDHW-ElecCDryer-Tier1-Top | DEER2016 | D16v1 | 2015-05-16 | Any | MFm | 2003 | CZ09 | rDXGF | Each | 1 | 499 | None | 233 | 0.0355 | 1.16 | 233 | 0.0355 | 1.16 | 233 | 0.0355 | 1.16 | 233 | 0.0355 | 1.16 |  |  | 1 |  | RB-Appl-EffCW-med-GasDHW-ElecCDryer-Tier1-TopAnyMFm2003CZ09rDXGF
RB-Appl-EffCW-med-GasDHW-ElecCDryer-Tier1-Top | DEER2016 | D16v1 | 2015-05-16 | Any | MFm | 2003 | CZ09 | rDXHP | Each | 1 | 499 | None | 229 | 0.0356 | 1.41 | 229 | 0.0356 | 1.41 | 229 | 0.0356 | 1.41 | 229 | 0.0356 | 1.41 |  |  | 1 |  | RB-Appl-EffCW-med-GasDHW-ElecCDryer-Tier1-TopAnyMFm2003CZ09rDXHP
RB-Appl-EffCW-med-GasDHW-ElecCDryer-Tier1-Top | DEER2016 | D16v1 | 2015-05-16 | Any | MFm | 2003 | CZ09 | rNCEH | Each | 1 | 499 | None | 219 | 0.0313 | 1.36 | 219 | 0.0313 | 1.36 | 219 | 0.0313 | 1.36 | 219 | 0.0313 | 1.36 |  |  | 1 |  | RB-Appl-EffCW-med-GasDHW-ElecCDryer-Tier1-TopAnyMFm2003CZ09rNCEH
RB-Appl-EffCW-med-GasDHW-ElecCDryer-Tier1-Top | DEER2016 | D16v1 | 2015-05-16 | Any | MFm | 2003 | CZ09 | rNCGF | Each | 1 | 499 | None | 225 | 0.0313 | 0.995 | 225 | 0.0313 | 0.995 | 225 | 0.0313 | 0.995 | 225 | 0.0313 | 0.995 |  |  | 1 |  | RB-Appl-EffCW-med-GasDHW-ElecCDryer-Tier1-TopAnyMFm2003CZ09rNCGF
RB-Appl-EffCW-med-GasDHW-ElecCDryer-Tier1-Top | DEER2016 | D16v1 | 2015-05-16 | Any | MFm | 2003 | CZ10 | rDXGF | Each | 1 | 474 | None | 233 | 0.0361 | 1.09 | 233 | 0.0361 | 1.09 | 233 | 0.0361 | 1.09 | 233 | 0.0361 | 1.09 |  |  | 1 |  | RB-Appl-EffCW-med-GasDHW-ElecCDryer-Tier1-TopAnyMFm2003CZ10rDXGF
RB-Appl-EffCW-med-GasDHW-ElecCDryer-Tier1-Top | DEER2016 | D16v1 | 2015-05-16 | Any | MFm | 2003 | CZ10 | rDXHP | Each | 1 | 474 | None | 229 | 0.0366 | 1.39 | 229 | 0.0366 | 1.39 | 229 | 0.0366 | 1.39 | 229 | 0.0366 | 1.39 |  |  | 1 |  | RB-Appl-EffCW-med-GasDHW-ElecCDryer-Tier1-TopAnyMFm2003CZ10rDXHP
RB-Appl-EffCW-med-GasDHW-ElecCDryer-Tier1-Top | DEER2016 | D16v1 | 2015-05-16 | Any | MFm | 2003 | CZ10 | rNCEH | Each | 1 | 474 | None | 220 | 0.0313 | 1.34 | 220 | 0.0313 | 1.34 | 220 | 0.0313 | 1.34 | 220 | 0.0313 | 1.34 |  |  | 1 |  | RB-Appl-EffCW-med-GasDHW-ElecCDryer-Tier1-TopAnyMFm2003CZ10rNCEH
RB-Appl-EffCW-med-GasDHW-ElecCDryer-Tier1-Top | DEER2016 | D16v1 | 2015-05-16 | Any | MFm | 2003 | CZ10 | rNCGF | Each | 1 | 474 | None | 226 | 0.0313 | 1.01 | 226 | 0.0313 | 1.01 | 226 | 0.0313 | 1.01 | 226 | 0.0313 | 1.01 |  |  | 1 |  | RB-Appl-EffCW-med-GasDHW-ElecCDryer-Tier1-TopAnyMFm2003CZ10rNCGF
RB-Appl-EffCW-med-GasDHW-ElecCDryer-Tier1-Top | DEER2016 | D16v1 | 2015-05-16 | Any | MFm | 2003 | CZ11 | rDXGF | Each | 1 | 474 | None | 235 | 0.0341 | 0.798 | 235 | 0.0341 | 0.798 | 235 | 0.0341 | 0.798 | 235 | 0.0341 | 0.798 |  |  | 1 |  | RB-Appl-EffCW-med-GasDHW-ElecCDryer-Tier1-TopAnyMFm2003CZ11rDXGF
RB-Appl-EffCW-med-GasDHW-ElecCDryer-Tier1-Top | DEER2016 | D16v1 | 2015-05-16 | Any | MFm | 2003 | CZ11 | rDXHP | Each | 1 | 474 | None | 228 | 0.0338 | 1.43 | 228 | 0.0338 | 1.43 | 228 | 0.0338 | 1.43 | 228 | 0.0338 | 1.43 |  |  | 1 |  | RB-Appl-EffCW-med-GasDHW-ElecCDryer-Tier1-TopAnyMFm2003CZ11rDXHP
RB-Appl-EffCW-med-GasDHW-ElecCDryer-Tier1-Top | DEER2016 | D16v1 | 2015-05-16 | Any | MFm | 2003 | CZ11 | rNCEH | Each | 1 | 474 | None | 215 | 0.0313 | 1.37 | 215 | 0.0313 | 1.37 | 215 | 0.0313 | 1.37 | 215 | 0.0313 | 1.37 |  |  | 1 |  | RB-Appl-EffCW-med-GasDHW-ElecCDryer-Tier1-TopAnyMFm2003CZ11rNCEH
RB-Appl-EffCW-med-GasDHW-ElecCDryer-Tier1-Top | DEER2016 | D16v1 | 2015-05-16 | Any | MFm | 2003 | CZ11 | rNCGF | Each | 1 | 474 | None | 225 | 0.0313 | 0.648 | 225 | 0.0313 | 0.648 | 225 | 0.0313 | 0.648 | 225 | 0.0313 | 0.648 |  |  | 1 |  | RB-Appl-EffCW-med-GasDHW-ElecCDryer-Tier1-TopAnyMFm2003CZ11rNCGF
RB-Appl-EffCW-med-GasDHW-ElecCDryer-Tier1-Top | DEER2016 | D16v1 | 2015-05-16 | Any | MFm | 2003 | CZ12 | rDXGF | Each | 1 | 474 | None | 233 | 0.0389 | 0.847 | 233 | 0.0389 | 0.847 | 233 | 0.0389 | 0.847 | 233 | 0.0389 | 0.847 |  |  | 1 |  | RB-Appl-EffCW-med-GasDHW-ElecCDryer-Tier1-TopAnyMFm2003CZ12rDXGF
RB-Appl-EffCW-med-GasDHW-ElecCDryer-Tier1-Top | DEER2016 | D16v1 | 2015-05-16 | Any | MFm | 2003 | CZ12 | rDXHP | Each | 1 | 474 | None | 226 | 0.041 | 1.47 | 226 | 0.041 | 1.47 | 226 | 0.041 | 1.47 | 226 | 0.041 | 1.47 |  |  | 1 |  | RB-Appl-EffCW-med-GasDHW-ElecCDryer-Tier1-TopAnyMFm2003CZ12rDXHP
RB-Appl-EffCW-med-GasDHW-ElecCDryer-Tier1-Top | DEER2016 | D16v1 | 2015-05-16 | Any | MFm | 2003 | CZ12 | rNCEH | Each | 1 | 474 | None | 215 | 0.0313 | 1.42 | 215 | 0.0313 | 1.42 | 215 | 0.0313 | 1.42 | 215 | 0.0313 | 1.42 |  |  | 1 |  | RB-Appl-EffCW-med-GasDHW-ElecCDryer-Tier1-TopAnyMFm2003CZ12rNCEH
RB-Appl-EffCW-med-GasDHW-ElecCDryer-Tier1-Top | DEER2016 | D16v1 | 2015-05-16 | Any | MFm | 2003 | CZ12 | rNCGF | Each | 1 | 474 | None | 225 | 0.0313 | 0.755 | 225 | 0.0313 | 0.755 | 225 | 0.0313 | 0.755 | 225 | 0.0313 | 0.755 |  |  | 1 |  | RB-Appl-EffCW-med-GasDHW-ElecCDryer-Tier1-TopAnyMFm2003CZ12rNCGF
RB-Appl-EffCW-med-GasDHW-ElecCDryer-Tier1-Top | DEER2016 | D16v1 | 2015-05-16 | Any | MFm | 2003 | CZ13 | rDXGF | Each | 1 | 474 | None | 235 | 0.0357 | 0.931 | 235 | 0.0357 | 0.931 | 235 | 0.0357 | 0.931 | 235 | 0.0357 | 0.931 |  |  | 1 |  | RB-Appl-EffCW-med-GasDHW-ElecCDryer-Tier1-TopAnyMFm2003CZ13rDXGF
RB-Appl-EffCW-med-GasDHW-ElecCDryer-Tier1-Top | DEER2016 | D16v1 | 2015-05-16 | Any | MFm | 2003 | CZ13 | rDXHP | Each | 1 | 474 | None | 230 | 0.0356 | 1.4 | 230 | 0.0356 | 1.4 | 230 | 0.0356 | 1.4 | 230 | 0.0356 | 1.4 |  |  | 1 |  | RB-Appl-EffCW-med-GasDHW-ElecCDryer-Tier1-TopAnyMFm2003CZ13rDXHP
RB-Appl-EffCW-med-GasDHW-ElecCDryer-Tier1-Top | DEER2016 | D16v1 | 2015-05-16 | Any | MFm | 2003 | CZ13 | rNCEH | Each | 1 | 474 | None | 217 | 0.0313 | 1.35 | 217 | 0.0313 | 1.35 | 217 | 0.0313 | 1.35 | 217 | 0.0313 | 1.35 |  |  | 1 |  | RB-Appl-EffCW-med-GasDHW-ElecCDryer-Tier1-TopAnyMFm2003CZ13rNCEH
RB-Appl-EffCW-med-GasDHW-ElecCDryer-Tier1-Top | DEER2016 | D16v1 | 2015-05-16 | Any | MFm | 2003 | CZ13 | rNCGF | Each | 1 | 474 | None | 225 | 0.0313 | 0.85 | 225 | 0.0313 | 0.85 | 225 | 0.0313 | 0.85 | 225 | 0.0313 | 0.85 |  |  | 1 |  | RB-Appl-EffCW-med-GasDHW-ElecCDryer-Tier1-TopAnyMFm2003CZ13rNCGF
RB-Appl-EffCW-med-GasDHW-ElecCDryer-Tier1-Top | DEER2016 | D16v1 | 2015-05-16 | Any | MFm | 2003 | CZ14 | rDXGF | Each | 1 | 487 | None | 234 | 0.033 | 1.55 | 234 | 0.033 | 1.55 | 234 | 0.033 | 1.55 | 234 | 0.033 | 1.55 |  |  | 1 |  | RB-Appl-EffCW-med-GasDHW-ElecCDryer-Tier1-TopAnyMFm2003CZ14rDXGF
RB-Appl-EffCW-med-GasDHW-ElecCDryer-Tier1-Top | DEER2016 | D16v1 | 2015-05-16 | Any | MFm | 2003 | CZ14 | rDXHP | Each | 1 | 487 | None | 235 | 0.0327 | 1.45 | 235 | 0.0327 | 1.45 | 235 | 0.0327 | 1.45 | 235 | 0.0327 | 1.45 |  |  | 1 |  | RB-Appl-EffCW-med-GasDHW-ElecCDryer-Tier1-TopAnyMFm2003CZ14rDXHP
RB-Appl-EffCW-med-GasDHW-ElecCDryer-Tier1-Top | DEER2016 | D16v1 | 2015-05-16 | Any | MFm | 2003 | CZ14 | rNCEH | Each | 1 | 487 | None | 223 | 0.0313 | 1.42 | 223 | 0.0313 | 1.42 | 223 | 0.0313 | 1.42 | 223 | 0.0313 | 1.42 |  |  | 1 |  | RB-Appl-EffCW-med-GasDHW-ElecCDryer-Tier1-TopAnyMFm2003CZ14rNCEH
RB-Appl-EffCW-med-GasDHW-ElecCDryer-Tier1-Top | DEER2016 | D16v1 | 2015-05-16 | Any | MFm | 2003 | CZ14 | rNCGF | Each | 1 | 487 | None | 225 | 0.0313 | 1.29 | 225 | 0.0313 | 1.29 | 225 | 0.0313 | 1.29 | 225 | 0.0313 | 1.29 |  |  | 1 |  | RB-Appl-EffCW-med-GasDHW-ElecCDryer-Tier1-TopAnyMFm2003CZ14rNCGF
RB-Appl-EffCW-med-GasDHW-ElecCDryer-Tier1-Top | DEER2016 | D16v1 | 2015-05-16 | Any | MFm | 2003 | CZ15 | rDXGF | Each | 1 | 487 | None | 233 | 0.0346 | 1.2 | 233 | 0.0346 | 1.2 | 233 | 0.0346 | 1.2 | 233 | 0.0346 | 1.2 |  |  | 1 |  | RB-Appl-EffCW-med-GasDHW-ElecCDryer-Tier1-TopAnyMFm2003CZ15rDXGF
RB-Appl-EffCW-med-GasDHW-ElecCDryer-Tier1-Top | DEER2016 | D16v1 | 2015-05-16 | Any | MFm | 2003 | CZ15 | rDXHP | Each | 1 | 487 | None | 233 | 0.0348 | 1.19 | 233 | 0.0348 | 1.19 | 233 | 0.0348 | 1.19 | 233 | 0.0348 | 1.19 |  |  | 1 |  | RB-Appl-EffCW-med-GasDHW-ElecCDryer-Tier1-TopAnyMFm2003CZ15rDXHP
RB-Appl-EffCW-med-GasDHW-ElecCDryer-Tier1-Top | DEER2016 | D16v1 | 2015-05-16 | Any | MFm | 2003 | CZ15 | rNCEH | Each | 1 | 487 | None | 225 | 0.0313 | 1.15 | 225 | 0.0313 | 1.15 | 225 | 0.0313 | 1.15 | 225 | 0.0313 | 1.15 |  |  | 1 |  | RB-Appl-EffCW-med-GasDHW-ElecCDryer-Tier1-TopAnyMFm2003CZ15rNCEH
RB-Appl-EffCW-med-GasDHW-ElecCDryer-Tier1-Top | DEER2016 | D16v1 | 2015-05-16 | Any | MFm | 2003 | CZ15 | rNCGF | Each | 1 | 487 | None | 225 | 0.0312 | 1.14 | 225 | 0.0312 | 1.14 | 225 | 0.0312 | 1.14 | 225 | 0.0312 | 1.14 |  |  | 1 |  | RB-Appl-EffCW-med-GasDHW-ElecCDryer-Tier1-TopAnyMFm2003CZ15rNCGF
RB-Appl-EffCW-med-GasDHW-ElecCDryer-Tier1-Top | DEER2016 | D16v1 | 2015-05-16 | Any | MFm | 2003 | CZ16 | rDXGF | Each | 1 | 441 | None | 234 | 0.0345 | 0.767 | 234 | 0.0345 | 0.767 | 234 | 0.0345 | 0.767 | 234 | 0.0345 | 0.767 |  |  | 1 |  | RB-Appl-EffCW-med-GasDHW-ElecCDryer-Tier1-TopAnyMFm2003CZ16rDXGF
RB-Appl-EffCW-med-GasDHW-ElecCDryer-Tier1-Top | DEER2016 | D16v1 | 2015-05-16 | Any | MFm | 2003 | CZ16 | rDXHP | Each | 1 | 441 | None | 223 | 0.0344 | 1.66 | 223 | 0.0344 | 1.66 | 223 | 0.0344 | 1.66 | 223 | 0.0344 | 1.66 |  |  | 1 |  | RB-Appl-EffCW-med-GasDHW-ElecCDryer-Tier1-TopAnyMFm2003CZ16rDXHP
RB-Appl-EffCW-med-GasDHW-ElecCDryer-Tier1-Top | DEER2016 | D16v1 | 2015-05-16 | Any | MFm | 2003 | CZ16 | rNCEH | Each | 1 | 441 | None | 209 | 0.0314 | 1.6 | 209 | 0.0314 | 1.6 | 209 | 0.0314 | 1.6 | 209 | 0.0314 | 1.6 |  |  | 1 |  | RB-Appl-EffCW-med-GasDHW-ElecCDryer-Tier1-TopAnyMFm2003CZ16rNCEH
RB-Appl-EffCW-med-GasDHW-ElecCDryer-Tier1-Top | DEER2016 | D16v1 | 2015-05-16 | Any | MFm | 2003 | CZ16 | rNCGF | Each | 1 | 441 | None | 225 | 0.0313 | 0.584 | 225 | 0.0313 | 0.584 | 225 | 0.0313 | 0.584 | 225 | 0.0313 | 0.584 |  |  | 1 |  | RB-Appl-EffCW-med-GasDHW-ElecCDryer-Tier1-TopAnyMFm2003CZ16rNCGF
RB-Appl-EffCW-med-GasDHW-ElecCDryer-Tier1-Top | DEER2016 | D16v1 | 2015-05-16 | Any | MFm | 2007 | CZ01 | rDXGF | Each | 1 | 441 | None | 227 | 0.0305 | 0.68 | 227 | 0.0305 | 0.68 | 227 | 0.0305 | 0.68 | 227 | 0.0305 | 0.68 |  |  | 1 |  | RB-Appl-EffCW-med-GasDHW-ElecCDryer-Tier1-TopAnyMFm2007CZ01rDXGF
RB-Appl-EffCW-med-GasDHW-ElecCDryer-Tier1-Top | DEER2016 | D16v1 | 2015-05-16 | Any | MFm | 2007 | CZ01 | rDXHP | Each | 1 | 441 | None | 220 | 0.031 | 1.68 | 220 | 0.031 | 1.68 | 220 | 0.031 | 1.68 | 220 | 0.031 | 1.68 |  |  | 1 |  | RB-Appl-EffCW-med-GasDHW-ElecCDryer-Tier1-TopAnyMFm2007CZ01rDXHP
RB-Appl-EffCW-med-GasDHW-ElecCDryer-Tier1-Top | DEER2016 | D16v1 | 2015-05-16 | Any | MFm | 2007 | CZ01 | rNCEH | Each | 1 | 441 | None | 203 | 0.031 | 1.63 | 203 | 0.031 | 1.63 | 203 | 0.031 | 1.63 | 203 | 0.031 | 1.63 |  |  | 1 |  | RB-Appl-EffCW-med-GasDHW-ElecCDryer-Tier1-TopAnyMFm2007CZ01rNCEH
RB-Appl-EffCW-med-GasDHW-ElecCDryer-Tier1-Top | DEER2016 | D16v1 | 2015-05-16 | Any | MFm | 2007 | CZ01 | rNCGF | Each | 1 | 441 | None | 225 | 0.0311 | 0.482 | 225 | 0.0311 | 0.482 | 225 | 0.0311 | 0.482 | 225 | 0.0311 | 0.482 |  |  | 1 |  | RB-Appl-EffCW-med-GasDHW-ElecCDryer-Tier1-TopAnyMFm2007CZ01rNCGF
RB-Appl-EffCW-med-GasDHW-ElecCDryer-Tier1-Top | DEER2016 | D16v1 | 2015-05-16 | Any | MFm | 2007 | CZ02 | rDXGF | Each | 1 | 474 | None | 229 | 0.0379 | 1.07 | 229 | 0.0379 | 1.07 | 229 | 0.0379 | 1.07 | 229 | 0.0379 | 1.07 |  |  | 1 |  | RB-Appl-EffCW-med-GasDHW-ElecCDryer-Tier1-TopAnyMFm2007CZ02rDXGF
RB-Appl-EffCW-med-GasDHW-ElecCDryer-Tier1-Top | DEER2016 | D16v1 | 2015-05-16 | Any | MFm | 2007 | CZ02 | rDXHP | Each | 1 | 474 | None | 224 | 0.0405 | 1.54 | 224 | 0.0405 | 1.54 | 224 | 0.0405 | 1.54 | 224 | 0.0405 | 1.54 |  |  | 1 |  | RB-Appl-EffCW-med-GasDHW-ElecCDryer-Tier1-TopAnyMFm2007CZ02rDXHP
RB-Appl-EffCW-med-GasDHW-ElecCDryer-Tier1-Top | DEER2016 | D16v1 | 2015-05-16 | Any | MFm | 2007 | CZ02 | rNCEH | Each | 1 | 474 | None | 216 | 0.0314 | 1.51 | 216 | 0.0314 | 1.51 | 216 | 0.0314 | 1.51 | 216 | 0.0314 | 1.51 |  |  | 1 |  | RB-Appl-EffCW-med-GasDHW-ElecCDryer-Tier1-TopAnyMFm2007CZ02rNCEH
RB-Appl-EffCW-med-GasDHW-ElecCDryer-Tier1-Top | DEER2016 | D16v1 | 2015-05-16 | Any | MFm | 2007 | CZ02 | rNCGF | Each | 1 | 474 | None | 225 | 0.0313 | 0.96 | 225 | 0.0313 | 0.96 | 225 | 0.0313 | 0.96 | 225 | 0.0313 | 0.96 |  |  | 1 |  | RB-Appl-EffCW-med-GasDHW-ElecCDryer-Tier1-TopAnyMFm2007CZ02rNCGF
RB-Appl-EffCW-med-GasDHW-ElecCDryer-Tier1-Top | DEER2016 | D16v1 | 2015-05-16 | Any | MFm | 2007 | CZ03 | rDXGF | Each | 1 | 441 | None | 226 | 0.0344 | 0.738 | 226 | 0.0344 | 0.738 | 226 | 0.0344 | 0.738 | 226 | 0.0344 | 0.738 |  |  | 1 |  | RB-Appl-EffCW-med-GasDHW-ElecCDryer-Tier1-TopAnyMFm2007CZ03rDXGF
RB-Appl-EffCW-med-GasDHW-ElecCDryer-Tier1-Top | DEER2016 | D16v1 | 2015-05-16 | Any | MFm | 2007 | CZ03 | rDXHP | Each | 1 | 441 | None | 220 | 0.0338 | 1.55 | 220 | 0.0338 | 1.55 | 220 | 0.0338 | 1.55 | 220 | 0.0338 | 1.55 |  |  | 1 |  | RB-Appl-EffCW-med-GasDHW-ElecCDryer-Tier1-TopAnyMFm2007CZ03rDXHP
RB-Appl-EffCW-med-GasDHW-ElecCDryer-Tier1-Top | DEER2016 | D16v1 | 2015-05-16 | Any | MFm | 2007 | CZ03 | rNCEH | Each | 1 | 441 | None | 212 | 0.0314 | 1.51 | 212 | 0.0314 | 1.51 | 212 | 0.0314 | 1.51 | 212 | 0.0314 | 1.51 |  |  | 1 |  | RB-Appl-EffCW-med-GasDHW-ElecCDryer-Tier1-TopAnyMFm2007CZ03rNCEH
RB-Appl-EffCW-med-GasDHW-ElecCDryer-Tier1-Top | DEER2016 | D16v1 | 2015-05-16 | Any | MFm | 2007 | CZ03 | rNCGF | Each | 1 | 441 | None | 225 | 0.0312 | 0.69 | 225 | 0.0312 | 0.69 | 225 | 0.0312 | 0.69 | 225 | 0.0312 | 0.69 |  |  | 1 |  | RB-Appl-EffCW-med-GasDHW-ElecCDryer-Tier1-TopAnyMFm2007CZ03rNCGF
RB-Appl-EffCW-med-GasDHW-ElecCDryer-Tier1-Top | DEER2016 | D16v1 | 2015-05-16 | Any | MFm | 2007 | CZ04 | rDXGF | Each | 1 | 441 | None | 231 | 0.0362 | 0.821 | 231 | 0.0362 | 0.821 | 231 | 0.0362 | 0.821 | 231 | 0.0362 | 0.821 |  |  | 1 |  | RB-Appl-EffCW-med-GasDHW-ElecCDryer-Tier1-TopAnyMFm2007CZ04rDXGF
RB-Appl-EffCW-med-GasDHW-ElecCDryer-Tier1-Top | DEER2016 | D16v1 | 2015-05-16 | Any | MFm | 2007 | CZ04 | rDXHP | Each | 1 | 441 | None | 225 | 0.0369 | 1.5 | 225 | 0.0369 | 1.5 | 225 | 0.0369 | 1.5 | 225 | 0.0369 | 1.5 |  |  | 1 |  | RB-Appl-EffCW-med-GasDHW-ElecCDryer-Tier1-TopAnyMFm2007CZ04rDXHP
RB-Appl-EffCW-med-GasDHW-ElecCDryer-Tier1-Top | DEER2016 | D16v1 | 2015-05-16 | Any | MFm | 2007 | CZ04 | rNCEH | Each | 1 | 441 | None | 214 | 0.0314 | 1.46 | 214 | 0.0314 | 1.46 | 214 | 0.0314 | 1.46 | 214 | 0.0314 | 1.46 |  |  | 1 |  | RB-Appl-EffCW-med-GasDHW-ElecCDryer-Tier1-TopAnyMFm2007CZ04rNCEH
RB-Appl-EffCW-med-GasDHW-ElecCDryer-Tier1-Top | DEER2016 | D16v1 | 2015-05-16 | Any | MFm | 2007 | CZ04 | rNCGF | Each | 1 | 441 | None | 225 | 0.0313 | 0.729 | 225 | 0.0313 | 0.729 | 225 | 0.0313 | 0.729 | 225 | 0.0313 | 0.729 |  |  | 1 |  | RB-Appl-EffCW-med-GasDHW-ElecCDryer-Tier1-TopAnyMFm2007CZ04rNCGF
RB-Appl-EffCW-med-GasDHW-ElecCDryer-Tier1-Top | DEER2016 | D16v1 | 2015-05-16 | Any | MFm | 2007 | CZ05 | rDXGF | Each | 1 | 441 | None | 227 | 0.0356 | 1.06 | 227 | 0.0356 | 1.06 | 227 | 0.0356 | 1.06 | 227 | 0.0356 | 1.06 |  |  | 1 |  | RB-Appl-EffCW-med-GasDHW-ElecCDryer-Tier1-TopAnyMFm2007CZ05rDXGF
RB-Appl-EffCW-med-GasDHW-ElecCDryer-Tier1-Top | DEER2016 | D16v1 | 2015-05-16 | Any | MFm | 2007 | CZ05 | rDXHP | Each | 1 | 441 | None | 223 | 0.033 | 1.56 | 223 | 0.033 | 1.56 | 223 | 0.033 | 1.56 | 223 | 0.033 | 1.56 |  |  | 1 |  | RB-Appl-EffCW-med-GasDHW-ElecCDryer-Tier1-TopAnyMFm2007CZ05rDXHP
RB-Appl-EffCW-med-GasDHW-ElecCDryer-Tier1-Top | DEER2016 | D16v1 | 2015-05-16 | Any | MFm | 2007 | CZ05 | rNCEH | Each | 1 | 441 | None | 215 | 0.0314 | 1.53 | 215 | 0.0314 | 1.53 | 215 | 0.0314 | 1.53 | 215 | 0.0314 | 1.53 |  |  | 1 |  | RB-Appl-EffCW-med-GasDHW-ElecCDryer-Tier1-TopAnyMFm2007CZ05rNCEH
RB-Appl-EffCW-med-GasDHW-ElecCDryer-Tier1-Top | DEER2016 | D16v1 | 2015-05-16 | Any | MFm | 2007 | CZ05 | rNCGF | Each | 1 | 441 | None | 226 | 0.0313 | 0.987 | 226 | 0.0313 | 0.987 | 226 | 0.0313 | 0.987 | 226 | 0.0313 | 0.987 |  |  | 1 |  | RB-Appl-EffCW-med-GasDHW-ElecCDryer-Tier1-TopAnyMFm2007CZ05rNCGF
RB-Appl-EffCW-med-GasDHW-ElecCDryer-Tier1-Top | DEER2016 | D16v1 | 2015-05-16 | Any | MFm | 2007 | CZ06 | rDXGF | Each | 1 | 538 | None | 230 | 0.0342 | 1.62 | 230 | 0.0342 | 1.62 | 230 | 0.0342 | 1.62 | 230 | 0.0342 | 1.62 |  |  | 1 |  | RB-Appl-EffCW-med-GasDHW-ElecCDryer-Tier1-TopAnyMFm2007CZ06rDXGF
RB-Appl-EffCW-med-GasDHW-ElecCDryer-Tier1-Top | DEER2016 | D16v1 | 2015-05-16 | Any | MFm | 2007 | CZ06 | rDXHP | Each | 1 | 538 | None | 230 | 0.0351 | 1.45 | 230 | 0.0351 | 1.45 | 230 | 0.0351 | 1.45 | 230 | 0.0351 | 1.45 |  |  | 1 |  | RB-Appl-EffCW-med-GasDHW-ElecCDryer-Tier1-TopAnyMFm2007CZ06rDXHP
RB-Appl-EffCW-med-GasDHW-ElecCDryer-Tier1-Top | DEER2016 | D16v1 | 2015-05-16 | Any | MFm | 2007 | CZ06 | rNCEH | Each | 1 | 538 | None | 222 | 0.0313 | 1.43 | 222 | 0.0313 | 1.43 | 222 | 0.0313 | 1.43 | 222 | 0.0313 | 1.43 |  |  | 1 |  | RB-Appl-EffCW-med-GasDHW-ElecCDryer-Tier1-TopAnyMFm2007CZ06rNCEH
RB-Appl-EffCW-med-GasDHW-ElecCDryer-Tier1-Top | DEER2016 | D16v1 | 2015-05-16 | Any | MFm | 2007 | CZ06 | rNCGF | Each | 1 | 538 | None | 226 | 0.0312 | 1.38 | 226 | 0.0312 | 1.38 | 226 | 0.0312 | 1.38 | 226 | 0.0312 | 1.38 |  |  | 1 |  | RB-Appl-EffCW-med-GasDHW-ElecCDryer-Tier1-TopAnyMFm2007CZ06rNCGF
RB-Appl-EffCW-med-GasDHW-ElecCDryer-Tier1-Top | DEER2016 | D16v1 | 2015-05-16 | Any | MFm | 2007 | CZ07 | rDXGF | Each | 1 | 538 | None | 229 | 0.0376 | 1.52 | 229 | 0.0376 | 1.52 | 229 | 0.0376 | 1.52 | 229 | 0.0376 | 1.52 |  |  | 1 |  | RB-Appl-EffCW-med-GasDHW-ElecCDryer-Tier1-TopAnyMFm2007CZ07rDXGF
RB-Appl-EffCW-med-GasDHW-ElecCDryer-Tier1-Top | DEER2016 | D16v1 | 2015-05-16 | Any | MFm | 2007 | CZ07 | rDXHP | Each | 1 | 538 | None | 229 | 0.0309 | 1.44 | 229 | 0.0309 | 1.44 | 229 | 0.0309 | 1.44 | 229 | 0.0309 | 1.44 |  |  | 1 |  | RB-Appl-EffCW-med-GasDHW-ElecCDryer-Tier1-TopAnyMFm2007CZ07rDXHP
RB-Appl-EffCW-med-GasDHW-ElecCDryer-Tier1-Top | DEER2016 | D16v1 | 2015-05-16 | Any | MFm | 2007 | CZ07 | rNCEH | Each | 1 | 538 | None | 224 | 0.0313 | 1.41 | 224 | 0.0313 | 1.41 | 224 | 0.0313 | 1.41 | 224 | 0.0313 | 1.41 |  |  | 1 |  | RB-Appl-EffCW-med-GasDHW-ElecCDryer-Tier1-TopAnyMFm2007CZ07rNCEH
RB-Appl-EffCW-med-GasDHW-ElecCDryer-Tier1-Top | DEER2016 | D16v1 | 2015-05-16 | Any | MFm | 2007 | CZ07 | rNCGF | Each | 1 | 538 | None | 226 | 0.0312 | 1.43 | 226 | 0.0312 | 1.43 | 226 | 0.0312 | 1.43 | 226 | 0.0312 | 1.43 |  |  | 1 |  | RB-Appl-EffCW-med-GasDHW-ElecCDryer-Tier1-TopAnyMFm2007CZ07rNCGF
RB-Appl-EffCW-med-GasDHW-ElecCDryer-Tier1-Top | DEER2016 | D16v1 | 2015-05-16 | Any | MFm | 2007 | CZ08 | rDXGF | Each | 1 | 538 | None | 234 | 0.0341 | 1.55 | 234 | 0.0341 | 1.55 | 234 | 0.0341 | 1.55 | 234 | 0.0341 | 1.55 |  |  | 1 |  | RB-Appl-EffCW-med-GasDHW-ElecCDryer-Tier1-TopAnyMFm2007CZ08rDXGF
RB-Appl-EffCW-med-GasDHW-ElecCDryer-Tier1-Top | DEER2016 | D16v1 | 2015-05-16 | Any | MFm | 2007 | CZ08 | rDXHP | Each | 1 | 538 | None | 233 | 0.0337 | 1.42 | 233 | 0.0337 | 1.42 | 233 | 0.0337 | 1.42 | 233 | 0.0337 | 1.42 |  |  | 1 |  | RB-Appl-EffCW-med-GasDHW-ElecCDryer-Tier1-TopAnyMFm2007CZ08rDXHP
RB-Appl-EffCW-med-GasDHW-ElecCDryer-Tier1-Top | DEER2016 | D16v1 | 2015-05-16 | Any | MFm | 2007 | CZ08 | rNCEH | Each | 1 | 538 | None | 222 | 0.0313 | 1.39 | 222 | 0.0313 | 1.39 | 222 | 0.0313 | 1.39 | 222 | 0.0313 | 1.39 |  |  | 1 |  | RB-Appl-EffCW-med-GasDHW-ElecCDryer-Tier1-TopAnyMFm2007CZ08rNCEH
RB-Appl-EffCW-med-GasDHW-ElecCDryer-Tier1-Top | DEER2016 | D16v1 | 2015-05-16 | Any | MFm | 2007 | CZ08 | rNCGF | Each | 1 | 538 | None | 226 | 0.0312 | 1.25 | 226 | 0.0312 | 1.25 | 226 | 0.0312 | 1.25 | 226 | 0.0312 | 1.25 |  |  | 1 |  | RB-Appl-EffCW-med-GasDHW-ElecCDryer-Tier1-TopAnyMFm2007CZ08rNCGF
RB-Appl-EffCW-med-GasDHW-ElecCDryer-Tier1-Top | DEER2016 | D16v1 | 2015-05-16 | Any | MFm | 2007 | CZ09 | rDXGF | Each | 1 | 499 | None | 232 | 0.0347 | 1.23 | 232 | 0.0347 | 1.23 | 232 | 0.0347 | 1.23 | 232 | 0.0347 | 1.23 |  |  | 1 |  | RB-Appl-EffCW-med-GasDHW-ElecCDryer-Tier1-TopAnyMFm2007CZ09rDXGF
RB-Appl-EffCW-med-GasDHW-ElecCDryer-Tier1-Top | DEER2016 | D16v1 | 2015-05-16 | Any | MFm | 2007 | CZ09 | rDXHP | Each | 1 | 499 | None | 230 | 0.0348 | 1.42 | 230 | 0.0348 | 1.42 | 230 | 0.0348 | 1.42 | 230 | 0.0348 | 1.42 |  |  | 1 |  | RB-Appl-EffCW-med-GasDHW-ElecCDryer-Tier1-TopAnyMFm2007CZ09rDXHP
RB-Appl-EffCW-med-GasDHW-ElecCDryer-Tier1-Top | DEER2016 | D16v1 | 2015-05-16 | Any | MFm | 2007 | CZ09 | rNCEH | Each | 1 | 499 | None | 219 | 0.0313 | 1.38 | 219 | 0.0313 | 1.38 | 219 | 0.0313 | 1.38 | 219 | 0.0313 | 1.38 |  |  | 1 |  | RB-Appl-EffCW-med-GasDHW-ElecCDryer-Tier1-TopAnyMFm2007CZ09rNCEH
RB-Appl-EffCW-med-GasDHW-ElecCDryer-Tier1-Top | DEER2016 | D16v1 | 2015-05-16 | Any | MFm | 2007 | CZ09 | rNCGF | Each | 1 | 499 | None | 226 | 0.0313 | 1.03 | 226 | 0.0313 | 1.03 | 226 | 0.0313 | 1.03 | 226 | 0.0313 | 1.03 |  |  | 1 |  | RB-Appl-EffCW-med-GasDHW-ElecCDryer-Tier1-TopAnyMFm2007CZ09rNCGF
RB-Appl-EffCW-med-GasDHW-ElecCDryer-Tier1-Top | DEER2016 | D16v1 | 2015-05-16 | Any | MFm | 2007 | CZ10 | rDXGF | Each | 1 | 474 | None | 233 | 0.0343 | 1.2 | 233 | 0.0343 | 1.2 | 233 | 0.0343 | 1.2 | 233 | 0.0343 | 1.2 |  |  | 1 |  | RB-Appl-EffCW-med-GasDHW-ElecCDryer-Tier1-TopAnyMFm2007CZ10rDXGF
RB-Appl-EffCW-med-GasDHW-ElecCDryer-Tier1-Top | DEER2016 | D16v1 | 2015-05-16 | Any | MFm | 2007 | CZ10 | rDXHP | Each | 1 | 474 | None | 230 | 0.0345 | 1.4 | 230 | 0.0345 | 1.4 | 230 | 0.0345 | 1.4 | 230 | 0.0345 | 1.4 |  |  | 1 |  | RB-Appl-EffCW-med-GasDHW-ElecCDryer-Tier1-TopAnyMFm2007CZ10rDXHP
RB-Appl-EffCW-med-GasDHW-ElecCDryer-Tier1-Top | DEER2016 | D16v1 | 2015-05-16 | Any | MFm | 2007 | CZ10 | rNCEH | Each | 1 | 474 | None | 220 | 0.0313 | 1.36 | 220 | 0.0313 | 1.36 | 220 | 0.0313 | 1.36 | 220 | 0.0313 | 1.36 |  |  | 1 |  | RB-Appl-EffCW-med-GasDHW-ElecCDryer-Tier1-TopAnyMFm2007CZ10rNCEH
RB-Appl-EffCW-med-GasDHW-ElecCDryer-Tier1-Top | DEER2016 | D16v1 | 2015-05-16 | Any | MFm | 2007 | CZ10 | rNCGF | Each | 1 | 474 | None | 226 | 0.0313 | 1.07 | 226 | 0.0313 | 1.07 | 226 | 0.0313 | 1.07 | 226 | 0.0313 | 1.07 |  |  | 1 |  | RB-Appl-EffCW-med-GasDHW-ElecCDryer-Tier1-TopAnyMFm2007CZ10rNCGF
RB-Appl-EffCW-med-GasDHW-ElecCDryer-Tier1-Top | DEER2016 | D16v1 | 2015-05-16 | Any | MFm | 2007 | CZ11 | rDXGF | Each | 1 | 474 | None | 235 | 0.0339 | 1.14 | 235 | 0.0339 | 1.14 | 235 | 0.0339 | 1.14 | 235 | 0.0339 | 1.14 |  |  | 1 |  | RB-Appl-EffCW-med-GasDHW-ElecCDryer-Tier1-TopAnyMFm2007CZ11rDXGF
RB-Appl-EffCW-med-GasDHW-ElecCDryer-Tier1-Top | DEER2016 | D16v1 | 2015-05-16 | Any | MFm | 2007 | CZ11 | rDXHP | Each | 1 | 474 | None | 231 | 0.0338 | 1.43 | 231 | 0.0338 | 1.43 | 231 | 0.0338 | 1.43 | 231 | 0.0338 | 1.43 |  |  | 1 |  | RB-Appl-EffCW-med-GasDHW-ElecCDryer-Tier1-TopAnyMFm2007CZ11rDXHP
RB-Appl-EffCW-med-GasDHW-ElecCDryer-Tier1-Top | DEER2016 | D16v1 | 2015-05-16 | Any | MFm | 2007 | CZ11 | rNCEH | Each | 1 | 474 | None | 217 | 0.0314 | 1.38 | 217 | 0.0314 | 1.38 | 217 | 0.0314 | 1.38 | 217 | 0.0314 | 1.38 |  |  | 1 |  | RB-Appl-EffCW-med-GasDHW-ElecCDryer-Tier1-TopAnyMFm2007CZ11rNCEH
RB-Appl-EffCW-med-GasDHW-ElecCDryer-Tier1-Top | DEER2016 | D16v1 | 2015-05-16 | Any | MFm | 2007 | CZ11 | rNCGF | Each | 1 | 474 | None | 225 | 0.0313 | 0.884 | 225 | 0.0313 | 0.884 | 225 | 0.0313 | 0.884 | 225 | 0.0313 | 0.884 |  |  | 1 |  | RB-Appl-EffCW-med-GasDHW-ElecCDryer-Tier1-TopAnyMFm2007CZ11rNCGF
RB-Appl-EffCW-med-GasDHW-ElecCDryer-Tier1-Top | DEER2016 | D16v1 | 2015-05-16 | Any | MFm | 2007 | CZ12 | rDXGF | Each | 1 | 474 | None | 234 | 0.035 | 1.07 | 234 | 0.035 | 1.07 | 234 | 0.035 | 1.07 | 234 | 0.035 | 1.07 |  |  | 1 |  | RB-Appl-EffCW-med-GasDHW-ElecCDryer-Tier1-TopAnyMFm2007CZ12rDXGF
RB-Appl-EffCW-med-GasDHW-ElecCDryer-Tier1-Top | DEER2016 | D16v1 | 2015-05-16 | Any | MFm | 2007 | CZ12 | rDXHP | Each | 1 | 474 | None | 230 | 0.0347 | 1.48 | 230 | 0.0347 | 1.48 | 230 | 0.0347 | 1.48 | 230 | 0.0347 | 1.48 |  |  | 1 |  | RB-Appl-EffCW-med-GasDHW-ElecCDryer-Tier1-TopAnyMFm2007CZ12rDXHP
RB-Appl-EffCW-med-GasDHW-ElecCDryer-Tier1-Top | DEER2016 | D16v1 | 2015-05-16 | Any | MFm | 2007 | CZ12 | rNCEH | Each | 1 | 474 | None | 217 | 0.0314 | 1.43 | 217 | 0.0314 | 1.43 | 217 | 0.0314 | 1.43 | 217 | 0.0314 | 1.43 |  |  | 1 |  | RB-Appl-EffCW-med-GasDHW-ElecCDryer-Tier1-TopAnyMFm2007CZ12rNCEH
RB-Appl-EffCW-med-GasDHW-ElecCDryer-Tier1-Top | DEER2016 | D16v1 | 2015-05-16 | Any | MFm | 2007 | CZ12 | rNCGF | Each | 1 | 474 | None | 225 | 0.0313 | 0.881 | 225 | 0.0313 | 0.881 | 225 | 0.0313 | 0.881 | 225 | 0.0313 | 0.881 |  |  | 1 |  | RB-Appl-EffCW-med-GasDHW-ElecCDryer-Tier1-TopAnyMFm2007CZ12rNCGF
RB-Appl-EffCW-med-GasDHW-ElecCDryer-Tier1-Top | DEER2016 | D16v1 | 2015-05-16 | Any | MFm | 2007 | CZ13 | rDXGF | Each | 1 | 474 | None | 234 | 0.0337 | 0.888 | 234 | 0.0337 | 0.888 | 234 | 0.0337 | 0.888 | 234 | 0.0337 | 0.888 |  |  | 1 |  | RB-Appl-EffCW-med-GasDHW-ElecCDryer-Tier1-TopAnyMFm2007CZ13rDXGF
RB-Appl-EffCW-med-GasDHW-ElecCDryer-Tier1-Top | DEER2016 | D16v1 | 2015-05-16 | Any | MFm | 2007 | CZ13 | rDXHP | Each | 1 | 474 | None | 229 | 0.0334 | 1.42 | 229 | 0.0334 | 1.42 | 229 | 0.0334 | 1.42 | 229 | 0.0334 | 1.42 |  |  | 1 |  | RB-Appl-EffCW-med-GasDHW-ElecCDryer-Tier1-TopAnyMFm2007CZ13rDXHP
RB-Appl-EffCW-med-GasDHW-ElecCDryer-Tier1-Top | DEER2016 | D16v1 | 2015-05-16 | Any | MFm | 2007 | CZ13 | rNCEH | Each | 1 | 474 | None | 216 | 0.0314 | 1.37 | 216 | 0.0314 | 1.37 | 216 | 0.0314 | 1.37 | 216 | 0.0314 | 1.37 |  |  | 1 |  | RB-Appl-EffCW-med-GasDHW-ElecCDryer-Tier1-TopAnyMFm2007CZ13rNCEH
RB-Appl-EffCW-med-GasDHW-ElecCDryer-Tier1-Top | DEER2016 | D16v1 | 2015-05-16 | Any | MFm | 2007 | CZ13 | rNCGF | Each | 1 | 474 | None | 225 | 0.0313 | 0.725 | 225 | 0.0313 | 0.725 | 225 | 0.0313 | 0.725 | 225 | 0.0313 | 0.725 |  |  | 1 |  | RB-Appl-EffCW-med-GasDHW-ElecCDryer-Tier1-TopAnyMFm2007CZ13rNCGF
RB-Appl-EffCW-med-GasDHW-ElecCDryer-Tier1-Top | DEER2016 | D16v1 | 2015-05-16 | Any | MFm | 2007 | CZ14 | rDXGF | Each | 1 | 487 | None | 233 | 0.0331 | 1.57 | 233 | 0.0331 | 1.57 | 233 | 0.0331 | 1.57 | 233 | 0.0331 | 1.57 |  |  | 1 |  | RB-Appl-EffCW-med-GasDHW-ElecCDryer-Tier1-TopAnyMFm2007CZ14rDXGF
RB-Appl-EffCW-med-GasDHW-ElecCDryer-Tier1-Top | DEER2016 | D16v1 | 2015-05-16 | Any | MFm | 2007 | CZ14 | rDXHP | Each | 1 | 487 | None | 232 | 0.0325 | 1.46 | 232 | 0.0325 | 1.46 | 232 | 0.0325 | 1.46 | 232 | 0.0325 | 1.46 |  |  | 1 |  | RB-Appl-EffCW-med-GasDHW-ElecCDryer-Tier1-TopAnyMFm2007CZ14rDXHP
RB-Appl-EffCW-med-GasDHW-ElecCDryer-Tier1-Top | DEER2016 | D16v1 | 2015-05-16 | Any | MFm | 2007 | CZ14 | rNCEH | Each | 1 | 487 | None | 222 | 0.0313 | 1.43 | 222 | 0.0313 | 1.43 | 222 | 0.0313 | 1.43 | 222 | 0.0313 | 1.43 |  |  | 1 |  | RB-Appl-EffCW-med-GasDHW-ElecCDryer-Tier1-TopAnyMFm2007CZ14rNCEH
RB-Appl-EffCW-med-GasDHW-ElecCDryer-Tier1-Top | DEER2016 | D16v1 | 2015-05-16 | Any | MFm | 2007 | CZ14 | rNCGF | Each | 1 | 487 | None | 225 | 0.0313 | 1.28 | 225 | 0.0313 | 1.28 | 225 | 0.0313 | 1.28 | 225 | 0.0313 | 1.28 |  |  | 1 |  | RB-Appl-EffCW-med-GasDHW-ElecCDryer-Tier1-TopAnyMFm2007CZ14rNCGF
RB-Appl-EffCW-med-GasDHW-ElecCDryer-Tier1-Top | DEER2016 | D16v1 | 2015-05-16 | Any | MFm | 2007 | CZ15 | rDXGF | Each | 1 | 487 | None | 232 | 0.034 | 1.23 | 232 | 0.034 | 1.23 | 232 | 0.034 | 1.23 | 232 | 0.034 | 1.23 |  |  | 1 |  | RB-Appl-EffCW-med-GasDHW-ElecCDryer-Tier1-TopAnyMFm2007CZ15rDXGF
RB-Appl-EffCW-med-GasDHW-ElecCDryer-Tier1-Top | DEER2016 | D16v1 | 2015-05-16 | Any | MFm | 2007 | CZ15 | rDXHP | Each | 1 | 487 | None | 232 | 0.0342 | 1.2 | 232 | 0.0342 | 1.2 | 232 | 0.0342 | 1.2 | 232 | 0.0342 | 1.2 |  |  | 1 |  | RB-Appl-EffCW-med-GasDHW-ElecCDryer-Tier1-TopAnyMFm2007CZ15rDXHP
RB-Appl-EffCW-med-GasDHW-ElecCDryer-Tier1-Top | DEER2016 | D16v1 | 2015-05-16 | Any | MFm | 2007 | CZ15 | rNCEH | Each | 1 | 487 | None | 225 | 0.0313 | 1.16 | 225 | 0.0313 | 1.16 | 225 | 0.0313 | 1.16 | 225 | 0.0313 | 1.16 |  |  | 1 |  | RB-Appl-EffCW-med-GasDHW-ElecCDryer-Tier1-TopAnyMFm2007CZ15rNCEH
RB-Appl-EffCW-med-GasDHW-ElecCDryer-Tier1-Top | DEER2016 | D16v1 | 2015-05-16 | Any | MFm | 2007 | CZ15 | rNCGF | Each | 1 | 487 | None | 225 | 0.0312 | 1.16 | 225 | 0.0312 | 1.16 | 225 | 0.0312 | 1.16 | 225 | 0.0312 | 1.16 |  |  | 1 |  | RB-Appl-EffCW-med-GasDHW-ElecCDryer-Tier1-TopAnyMFm2007CZ15rNCGF
RB-Appl-EffCW-med-GasDHW-ElecCDryer-Tier1-Top | DEER2016 | D16v1 | 2015-05-16 | Any | MFm | 2007 | CZ16 | rDXGF | Each | 1 | 441 | None | 235 | 0.0347 | 1.04 | 235 | 0.0347 | 1.04 | 235 | 0.0347 | 1.04 | 235 | 0.0347 | 1.04 |  |  | 1 |  | RB-Appl-EffCW-med-GasDHW-ElecCDryer-Tier1-TopAnyMFm2007CZ16rDXGF
RB-Appl-EffCW-med-GasDHW-ElecCDryer-Tier1-Top | DEER2016 | D16v1 | 2015-05-16 | Any | MFm | 2007 | CZ16 | rDXHP | Each | 1 | 441 | None | 228 | 0.0342 | 1.67 | 228 | 0.0342 | 1.67 | 228 | 0.0342 | 1.67 | 228 | 0.0342 | 1.67 |  |  | 1 |  | RB-Appl-EffCW-med-GasDHW-ElecCDryer-Tier1-TopAnyMFm2007CZ16rDXHP
RB-Appl-EffCW-med-GasDHW-ElecCDryer-Tier1-Top | DEER2016 | D16v1 | 2015-05-16 | Any | MFm | 2007 | CZ16 | rNCEH | Each | 1 | 441 | None | 210 | 0.0314 | 1.61 | 210 | 0.0314 | 1.61 | 210 | 0.0314 | 1.61 | 210 | 0.0314 | 1.61 |  |  | 1 |  | RB-Appl-EffCW-med-GasDHW-ElecCDryer-Tier1-TopAnyMFm2007CZ16rNCEH
RB-Appl-EffCW-med-GasDHW-ElecCDryer-Tier1-Top | DEER2016 | D16v1 | 2015-05-16 | Any | MFm | 2007 | CZ16 | rNCGF | Each | 1 | 441 | None | 225 | 0.0313 | 0.696 | 225 | 0.0313 | 0.696 | 225 | 0.0313 | 0.696 | 225 | 0.0313 | 0.696 |  |  | 1 |  | RB-Appl-EffCW-med-GasDHW-ElecCDryer-Tier1-TopAnyMFm2007CZ16rNCGF
RB-Appl-EffCW-med-GasDHW-ElecCDryer-Tier1-Top | DEER2016 | D16v1 | 2015-05-16 | Any | MFm | 2011 | CZ01 | rDXGF | Each | 1 | 441 | None | 228 | 0.0313 | 0.918 | 228 | 0.0313 | 0.918 | 228 | 0.0313 | 0.918 | 228 | 0.0313 | 0.918 |  |  | 1 |  | RB-Appl-EffCW-med-GasDHW-ElecCDryer-Tier1-TopAnyMFm2011CZ01rDXGF
RB-Appl-EffCW-med-GasDHW-ElecCDryer-Tier1-Top | DEER2016 | D16v1 | 2015-05-16 | Any | MFm | 2011 | CZ01 | rDXHP | Each | 1 | 441 | None | 221 | 0.0322 | 1.67 | 221 | 0.0322 | 1.67 | 221 | 0.0322 | 1.67 | 221 | 0.0322 | 1.67 |  |  | 1 |  | RB-Appl-EffCW-med-GasDHW-ElecCDryer-Tier1-TopAnyMFm2011CZ01rDXHP
RB-Appl-EffCW-med-GasDHW-ElecCDryer-Tier1-Top | DEER2016 | D16v1 | 2015-05-16 | Any | MFm | 2011 | CZ01 | rNCEH | Each | 1 | 441 | None | 206 | 0.0313 | 1.62 | 206 | 0.0313 | 1.62 | 206 | 0.0313 | 1.62 | 206 | 0.0313 | 1.62 |  |  | 1 |  | RB-Appl-EffCW-med-GasDHW-ElecCDryer-Tier1-TopAnyMFm2011CZ01rNCEH
RB-Appl-EffCW-med-GasDHW-ElecCDryer-Tier1-Top | DEER2016 | D16v1 | 2015-05-16 | Any | MFm | 2011 | CZ01 | rNCGF | Each | 1 | 441 | None | 225 | 0.0312 | 0.74 | 225 | 0.0312 | 0.74 | 225 | 0.0312 | 0.74 | 225 | 0.0312 | 0.74 |  |  | 1 |  | RB-Appl-EffCW-med-GasDHW-ElecCDryer-Tier1-TopAnyMFm2011CZ01rNCGF
RB-Appl-EffCW-med-GasDHW-ElecCDryer-Tier1-Top | DEER2016 | D16v1 | 2015-05-16 | Any | MFm | 2011 | CZ02 | rDXGF | Each | 1 | 474 | None | 229 | 0.0385 | 1.1 | 229 | 0.0385 | 1.1 | 229 | 0.0385 | 1.1 | 229 | 0.0385 | 1.1 |  |  | 1 |  | RB-Appl-EffCW-med-GasDHW-ElecCDryer-Tier1-TopAnyMFm2011CZ02rDXGF
RB-Appl-EffCW-med-GasDHW-ElecCDryer-Tier1-Top | DEER2016 | D16v1 | 2015-05-16 | Any | MFm | 2011 | CZ02 | rDXHP | Each | 1 | 474 | None | 224 | 0.0409 | 1.54 | 224 | 0.0409 | 1.54 | 224 | 0.0409 | 1.54 | 224 | 0.0409 | 1.54 |  |  | 1 |  | RB-Appl-EffCW-med-GasDHW-ElecCDryer-Tier1-TopAnyMFm2011CZ02rDXHP
RB-Appl-EffCW-med-GasDHW-ElecCDryer-Tier1-Top | DEER2016 | D16v1 | 2015-05-16 | Any | MFm | 2011 | CZ02 | rNCEH | Each | 1 | 474 | None | 217 | 0.0314 | 1.5 | 217 | 0.0314 | 1.5 | 217 | 0.0314 | 1.5 | 217 | 0.0314 | 1.5 |  |  | 1 |  | RB-Appl-EffCW-med-GasDHW-ElecCDryer-Tier1-TopAnyMFm2011CZ02rNCEH
RB-Appl-EffCW-med-GasDHW-ElecCDryer-Tier1-Top | DEER2016 | D16v1 | 2015-05-16 | Any | MFm | 2011 | CZ02 | rNCGF | Each | 1 | 474 | None | 225 | 0.0313 | 1.02 | 225 | 0.0313 | 1.02 | 225 | 0.0313 | 1.02 | 225 | 0.0313 | 1.02 |  |  | 1 |  | RB-Appl-EffCW-med-GasDHW-ElecCDryer-Tier1-TopAnyMFm2011CZ02rNCGF
RB-Appl-EffCW-med-GasDHW-ElecCDryer-Tier1-Top | DEER2016 | D16v1 | 2015-05-16 | Any | MFm | 2011 | CZ03 | rDXGF | Each | 1 | 441 | None | 226 | 0.0342 | 0.938 | 226 | 0.0342 | 0.938 | 226 | 0.0342 | 0.938 | 226 | 0.0342 | 0.938 |  |  | 1 |  | RB-Appl-EffCW-med-GasDHW-ElecCDryer-Tier1-TopAnyMFm2011CZ03rDXGF
RB-Appl-EffCW-med-GasDHW-ElecCDryer-Tier1-Top | DEER2016 | D16v1 | 2015-05-16 | Any | MFm | 2011 | CZ03 | rDXHP | Each | 1 | 441 | None | 222 | 0.0339 | 1.54 | 222 | 0.0339 | 1.54 | 222 | 0.0339 | 1.54 | 222 | 0.0339 | 1.54 |  |  | 1 |  | RB-Appl-EffCW-med-GasDHW-ElecCDryer-Tier1-TopAnyMFm2011CZ03rDXHP
RB-Appl-EffCW-med-GasDHW-ElecCDryer-Tier1-Top | DEER2016 | D16v1 | 2015-05-16 | Any | MFm | 2011 | CZ03 | rNCEH | Each | 1 | 441 | None | 215 | 0.0314 | 1.5 | 215 | 0.0314 | 1.5 | 215 | 0.0314 | 1.5 | 215 | 0.0314 | 1.5 |  |  | 1 |  | RB-Appl-EffCW-med-GasDHW-ElecCDryer-Tier1-TopAnyMFm2011CZ03rNCEH
RB-Appl-EffCW-med-GasDHW-ElecCDryer-Tier1-Top | DEER2016 | D16v1 | 2015-05-16 | Any | MFm | 2011 | CZ03 | rNCGF | Each | 1 | 441 | None | 226 | 0.0312 | 0.891 | 226 | 0.0312 | 0.891 | 226 | 0.0312 | 0.891 | 226 | 0.0312 | 0.891 |  |  | 1 |  | RB-Appl-EffCW-med-GasDHW-ElecCDryer-Tier1-TopAnyMFm2011CZ03rNCGF
RB-Appl-EffCW-med-GasDHW-ElecCDryer-Tier1-Top | DEER2016 | D16v1 | 2015-05-16 | Any | MFm | 2011 | CZ04 | rDXGF | Each | 1 | 441 | None | 233 | 0.0365 | 0.976 | 233 | 0.0365 | 0.976 | 233 | 0.0365 | 0.976 | 233 | 0.0365 | 0.976 |  |  | 1 |  | RB-Appl-EffCW-med-GasDHW-ElecCDryer-Tier1-TopAnyMFm2011CZ04rDXGF
RB-Appl-EffCW-med-GasDHW-ElecCDryer-Tier1-Top | DEER2016 | D16v1 | 2015-05-16 | Any | MFm | 2011 | CZ04 | rDXHP | Each | 1 | 441 | None | 227 | 0.0375 | 1.5 | 227 | 0.0375 | 1.5 | 227 | 0.0375 | 1.5 | 227 | 0.0375 | 1.5 |  |  | 1 |  | RB-Appl-EffCW-med-GasDHW-ElecCDryer-Tier1-TopAnyMFm2011CZ04rDXHP
RB-Appl-EffCW-med-GasDHW-ElecCDryer-Tier1-Top | DEER2016 | D16v1 | 2015-05-16 | Any | MFm | 2011 | CZ04 | rNCEH | Each | 1 | 441 | None | 216 | 0.0314 | 1.44 | 216 | 0.0314 | 1.44 | 216 | 0.0314 | 1.44 | 216 | 0.0314 | 1.44 |  |  | 1 |  | RB-Appl-EffCW-med-GasDHW-ElecCDryer-Tier1-TopAnyMFm2011CZ04rNCEH
RB-Appl-EffCW-med-GasDHW-ElecCDryer-Tier1-Top | DEER2016 | D16v1 | 2015-05-16 | Any | MFm | 2011 | CZ04 | rNCGF | Each | 1 | 441 | None | 226 | 0.0313 | 0.866 | 226 | 0.0313 | 0.866 | 226 | 0.0313 | 0.866 | 226 | 0.0313 | 0.866 |  |  | 1 |  | RB-Appl-EffCW-med-GasDHW-ElecCDryer-Tier1-TopAnyMFm2011CZ04rNCGF
RB-Appl-EffCW-med-GasDHW-ElecCDryer-Tier1-Top | DEER2016 | D16v1 | 2015-05-16 | Any | MFm | 2011 | CZ05 | rDXGF | Each | 1 | 441 | None | 226 | 0.0353 | 1.01 | 226 | 0.0353 | 1.01 | 226 | 0.0353 | 1.01 | 226 | 0.0353 | 1.01 |  |  | 1 |  | RB-Appl-EffCW-med-GasDHW-ElecCDryer-Tier1-TopAnyMFm2011CZ05rDXGF
RB-Appl-EffCW-med-GasDHW-ElecCDryer-Tier1-Top | DEER2016 | D16v1 | 2015-05-16 | Any | MFm | 2011 | CZ05 | rDXHP | Each | 1 | 441 | None | 222 | 0.034 | 1.56 | 222 | 0.034 | 1.56 | 222 | 0.034 | 1.56 | 222 | 0.034 | 1.56 |  |  | 1 |  | RB-Appl-EffCW-med-GasDHW-ElecCDryer-Tier1-TopAnyMFm2011CZ05rDXHP
RB-Appl-EffCW-med-GasDHW-ElecCDryer-Tier1-Top | DEER2016 | D16v1 | 2015-05-16 | Any | MFm | 2011 | CZ05 | rNCEH | Each | 1 | 441 | None | 215 | 0.0314 | 1.52 | 215 | 0.0314 | 1.52 | 215 | 0.0314 | 1.52 | 215 | 0.0314 | 1.52 |  |  | 1 |  | RB-Appl-EffCW-med-GasDHW-ElecCDryer-Tier1-TopAnyMFm2011CZ05rNCEH
RB-Appl-EffCW-med-GasDHW-ElecCDryer-Tier1-Top | DEER2016 | D16v1 | 2015-05-16 | Any | MFm | 2011 | CZ05 | rNCGF | Each | 1 | 441 | None | 226 | 0.0313 | 0.985 | 226 | 0.0313 | 0.985 | 226 | 0.0313 | 0.985 | 226 | 0.0313 | 0.985 |  |  | 1 |  | RB-Appl-EffCW-med-GasDHW-ElecCDryer-Tier1-TopAnyMFm2011CZ05rNCGF
RB-Appl-EffCW-med-GasDHW-ElecCDryer-Tier1-Top | DEER2016 | D16v1 | 2015-05-16 | Any | MFm | 2011 | CZ06 | rDXGF | Each | 1 | 538 | None | 229 | 0.0316 | 1.57 | 229 | 0.0316 | 1.57 | 229 | 0.0316 | 1.57 | 229 | 0.0316 | 1.57 |  |  | 1 |  | RB-Appl-EffCW-med-GasDHW-ElecCDryer-Tier1-TopAnyMFm2011CZ06rDXGF
RB-Appl-EffCW-med-GasDHW-ElecCDryer-Tier1-Top | DEER2016 | D16v1 | 2015-05-16 | Any | MFm | 2011 | CZ06 | rDXHP | Each | 1 | 538 | None | 229 | 0.0405 | 1.45 | 229 | 0.0405 | 1.45 | 229 | 0.0405 | 1.45 | 229 | 0.0405 | 1.45 |  |  | 1 |  | RB-Appl-EffCW-med-GasDHW-ElecCDryer-Tier1-TopAnyMFm2011CZ06rDXHP
RB-Appl-EffCW-med-GasDHW-ElecCDryer-Tier1-Top | DEER2016 | D16v1 | 2015-05-16 | Any | MFm | 2011 | CZ06 | rNCEH | Each | 1 | 538 | None | 222 | 0.0313 | 1.43 | 222 | 0.0313 | 1.43 | 222 | 0.0313 | 1.43 | 222 | 0.0313 | 1.43 |  |  | 1 |  | RB-Appl-EffCW-med-GasDHW-ElecCDryer-Tier1-TopAnyMFm2011CZ06rNCEH
RB-Appl-EffCW-med-GasDHW-ElecCDryer-Tier1-Top | DEER2016 | D16v1 | 2015-05-16 | Any | MFm | 2011 | CZ06 | rNCGF | Each | 1 | 538 | None | 226 | 0.0313 | 1.35 | 226 | 0.0313 | 1.35 | 226 | 0.0313 | 1.35 | 226 | 0.0313 | 1.35 |  |  | 1 |  | RB-Appl-EffCW-med-GasDHW-ElecCDryer-Tier1-TopAnyMFm2011CZ06rNCGF
RB-Appl-EffCW-med-GasDHW-ElecCDryer-Tier1-Top | DEER2016 | D16v1 | 2015-05-16 | Any | MFm | 2011 | CZ07 | rDXGF | Each | 1 | 538 | None | 229 | 0.038 | 1.54 | 229 | 0.038 | 1.54 | 229 | 0.038 | 1.54 | 229 | 0.038 | 1.54 |  |  | 1 |  | RB-Appl-EffCW-med-GasDHW-ElecCDryer-Tier1-TopAnyMFm2011CZ07rDXGF
RB-Appl-EffCW-med-GasDHW-ElecCDryer-Tier1-Top | DEER2016 | D16v1 | 2015-05-16 | Any | MFm | 2011 | CZ07 | rDXHP | Each | 1 | 538 | None | 229 | 0.0362 | 1.44 | 229 | 0.0362 | 1.44 | 229 | 0.0362 | 1.44 | 229 | 0.0362 | 1.44 |  |  | 1 |  | RB-Appl-EffCW-med-GasDHW-ElecCDryer-Tier1-TopAnyMFm2011CZ07rDXHP
RB-Appl-EffCW-med-GasDHW-ElecCDryer-Tier1-Top | DEER2016 | D16v1 | 2015-05-16 | Any | MFm | 2011 | CZ07 | rNCEH | Each | 1 | 538 | None | 225 | 0.0313 | 1.41 | 225 | 0.0313 | 1.41 | 225 | 0.0313 | 1.41 | 225 | 0.0313 | 1.41 |  |  | 1 |  | RB-Appl-EffCW-med-GasDHW-ElecCDryer-Tier1-TopAnyMFm2011CZ07rNCEH
RB-Appl-EffCW-med-GasDHW-ElecCDryer-Tier1-Top | DEER2016 | D16v1 | 2015-05-16 | Any | MFm | 2011 | CZ07 | rNCGF | Each | 1 | 538 | None | 226 | 0.0312 | 1.45 | 226 | 0.0312 | 1.45 | 226 | 0.0312 | 1.45 | 226 | 0.0312 | 1.45 |  |  | 1 |  | RB-Appl-EffCW-med-GasDHW-ElecCDryer-Tier1-TopAnyMFm2011CZ07rNCGF
RB-Appl-EffCW-med-GasDHW-ElecCDryer-Tier1-Top | DEER2016 | D16v1 | 2015-05-16 | Any | MFm | 2011 | CZ08 | rDXGF | Each | 1 | 538 | None | 234 | 0.0338 | 1.59 | 234 | 0.0338 | 1.59 | 234 | 0.0338 | 1.59 | 234 | 0.0338 | 1.59 |  |  | 1 |  | RB-Appl-EffCW-med-GasDHW-ElecCDryer-Tier1-TopAnyMFm2011CZ08rDXGF
RB-Appl-EffCW-med-GasDHW-ElecCDryer-Tier1-Top | DEER2016 | D16v1 | 2015-05-16 | Any | MFm | 2011 | CZ08 | rDXHP | Each | 1 | 538 | None | 235 | 0.0342 | 1.43 | 235 | 0.0342 | 1.43 | 235 | 0.0342 | 1.43 | 235 | 0.0342 | 1.43 |  |  | 1 |  | RB-Appl-EffCW-med-GasDHW-ElecCDryer-Tier1-TopAnyMFm2011CZ08rDXHP
RB-Appl-EffCW-med-GasDHW-ElecCDryer-Tier1-Top | DEER2016 | D16v1 | 2015-05-16 | Any | MFm | 2011 | CZ08 | rNCEH | Each | 1 | 538 | None | 223 | 0.0313 | 1.38 | 223 | 0.0313 | 1.38 | 223 | 0.0313 | 1.38 | 223 | 0.0313 | 1.38 |  |  | 1 |  | RB-Appl-EffCW-med-GasDHW-ElecCDryer-Tier1-TopAnyMFm2011CZ08rNCEH
RB-Appl-EffCW-med-GasDHW-ElecCDryer-Tier1-Top | DEER2016 | D16v1 | 2015-05-16 | Any | MFm | 2011 | CZ08 | rNCGF | Each | 1 | 538 | None | 226 | 0.0313 | 1.3 | 226 | 0.0313 | 1.3 | 226 | 0.0313 | 1.3 | 226 | 0.0313 | 1.3 |  |  | 1 |  | RB-Appl-EffCW-med-GasDHW-ElecCDryer-Tier1-TopAnyMFm2011CZ08rNCGF
RB-Appl-EffCW-med-GasDHW-ElecCDryer-Tier1-Top | DEER2016 | D16v1 | 2015-05-16 | Any | MFm | 2011 | CZ09 | rDXGF | Each | 1 | 499 | None | 232 | 0.0348 | 1.32 | 232 | 0.0348 | 1.32 | 232 | 0.0348 | 1.32 | 232 | 0.0348 | 1.32 |  |  | 1 |  | RB-Appl-EffCW-med-GasDHW-ElecCDryer-Tier1-TopAnyMFm2011CZ09rDXGF
RB-Appl-EffCW-med-GasDHW-ElecCDryer-Tier1-Top | DEER2016 | D16v1 | 2015-05-16 | Any | MFm | 2011 | CZ09 | rDXHP | Each | 1 | 499 | None | 231 | 0.0352 | 1.41 | 231 | 0.0352 | 1.41 | 231 | 0.0352 | 1.41 | 231 | 0.0352 | 1.41 |  |  | 1 |  | RB-Appl-EffCW-med-GasDHW-ElecCDryer-Tier1-TopAnyMFm2011CZ09rDXHP
RB-Appl-EffCW-med-GasDHW-ElecCDryer-Tier1-Top | DEER2016 | D16v1 | 2015-05-16 | Any | MFm | 2011 | CZ09 | rNCEH | Each | 1 | 499 | None | 221 | 0.0313 | 1.37 | 221 | 0.0313 | 1.37 | 221 | 0.0313 | 1.37 | 221 | 0.0313 | 1.37 |  |  | 1 |  | RB-Appl-EffCW-med-GasDHW-ElecCDryer-Tier1-TopAnyMFm2011CZ09rNCEH
RB-Appl-EffCW-med-GasDHW-ElecCDryer-Tier1-Top | DEER2016 | D16v1 | 2015-05-16 | Any | MFm | 2011 | CZ09 | rNCGF | Each | 1 | 499 | None | 226 | 0.0313 | 1.13 | 226 | 0.0313 | 1.13 | 226 | 0.0313 | 1.13 | 226 | 0.0313 | 1.13 |  |  | 1 |  | RB-Appl-EffCW-med-GasDHW-ElecCDryer-Tier1-TopAnyMFm2011CZ09rNCGF
RB-Appl-EffCW-med-GasDHW-ElecCDryer-Tier1-Top | DEER2016 | D16v1 | 2015-05-16 | Any | MFm | 2011 | CZ10 | rDXGF | Each | 1 | 474 | None | 233 | 0.0346 | 1.25 | 233 | 0.0346 | 1.25 | 233 | 0.0346 | 1.25 | 233 | 0.0346 | 1.25 |  |  | 1 |  | RB-Appl-EffCW-med-GasDHW-ElecCDryer-Tier1-TopAnyMFm2011CZ10rDXGF
RB-Appl-EffCW-med-GasDHW-ElecCDryer-Tier1-Top | DEER2016 | D16v1 | 2015-05-16 | Any | MFm | 2011 | CZ10 | rDXHP | Each | 1 | 474 | None | 232 | 0.0349 | 1.4 | 232 | 0.0349 | 1.4 | 232 | 0.0349 | 1.4 | 232 | 0.0349 | 1.4 |  |  | 1 |  | RB-Appl-EffCW-med-GasDHW-ElecCDryer-Tier1-TopAnyMFm2011CZ10rDXHP
RB-Appl-EffCW-med-GasDHW-ElecCDryer-Tier1-Top | DEER2016 | D16v1 | 2015-05-16 | Any | MFm | 2011 | CZ10 | rNCEH | Each | 1 | 474 | None | 221 | 0.0314 | 1.35 | 221 | 0.0314 | 1.35 | 221 | 0.0314 | 1.35 | 221 | 0.0314 | 1.35 |  |  | 1 |  | RB-Appl-EffCW-med-GasDHW-ElecCDryer-Tier1-TopAnyMFm2011CZ10rNCEH
RB-Appl-EffCW-med-GasDHW-ElecCDryer-Tier1-Top | DEER2016 | D16v1 | 2015-05-16 | Any | MFm | 2011 | CZ10 | rNCGF | Each | 1 | 474 | None | 226 | 0.0313 | 1.13 | 226 | 0.0313 | 1.13 | 226 | 0.0313 | 1.13 | 226 | 0.0313 | 1.13 |  |  | 1 |  | RB-Appl-EffCW-med-GasDHW-ElecCDryer-Tier1-TopAnyMFm2011CZ10rNCGF
RB-Appl-EffCW-med-GasDHW-ElecCDryer-Tier1-Top | DEER2016 | D16v1 | 2015-05-16 | Any | MFm | 2011 | CZ11 | rDXGF | Each | 1 | 474 | None | 236 | 0.034 | 1.2 | 236 | 0.034 | 1.2 | 236 | 0.034 | 1.2 | 236 | 0.034 | 1.2 |  |  | 1 |  | RB-Appl-EffCW-med-GasDHW-ElecCDryer-Tier1-TopAnyMFm2011CZ11rDXGF
RB-Appl-EffCW-med-GasDHW-ElecCDryer-Tier1-Top | DEER2016 | D16v1 | 2015-05-16 | Any | MFm | 2011 | CZ11 | rDXHP | Each | 1 | 474 | None | 232 | 0.0337 | 1.44 | 232 | 0.0337 | 1.44 | 232 | 0.0337 | 1.44 | 232 | 0.0337 | 1.44 |  |  | 1 |  | RB-Appl-EffCW-med-GasDHW-ElecCDryer-Tier1-TopAnyMFm2011CZ11rDXHP
RB-Appl-EffCW-med-GasDHW-ElecCDryer-Tier1-Top | DEER2016 | D16v1 | 2015-05-16 | Any | MFm | 2011 | CZ11 | rNCEH | Each | 1 | 474 | None | 217 | 0.0314 | 1.38 | 217 | 0.0314 | 1.38 | 217 | 0.0314 | 1.38 | 217 | 0.0314 | 1.38 |  |  | 1 |  | RB-Appl-EffCW-med-GasDHW-ElecCDryer-Tier1-TopAnyMFm2011CZ11rNCEH
RB-Appl-EffCW-med-GasDHW-ElecCDryer-Tier1-Top | DEER2016 | D16v1 | 2015-05-16 | Any | MFm | 2011 | CZ11 | rNCGF | Each | 1 | 474 | None | 226 | 0.0313 | 0.921 | 226 | 0.0313 | 0.921 | 226 | 0.0313 | 0.921 | 226 | 0.0313 | 0.921 |  |  | 1 |  | RB-Appl-EffCW-med-GasDHW-ElecCDryer-Tier1-TopAnyMFm2011CZ11rNCGF
RB-Appl-EffCW-med-GasDHW-ElecCDryer-Tier1-Top | DEER2016 | D16v1 | 2015-05-16 | Any | MFm | 2011 | CZ12 | rDXGF | Each | 1 | 474 | None | 234 | 0.0344 | 1.14 | 234 | 0.0344 | 1.14 | 234 | 0.0344 | 1.14 | 234 | 0.0344 | 1.14 |  |  | 1 |  | RB-Appl-EffCW-med-GasDHW-ElecCDryer-Tier1-TopAnyMFm2011CZ12rDXGF
RB-Appl-EffCW-med-GasDHW-ElecCDryer-Tier1-Top | DEER2016 | D16v1 | 2015-05-16 | Any | MFm | 2011 | CZ12 | rDXHP | Each | 1 | 474 | None | 230 | 0.0349 | 1.48 | 230 | 0.0349 | 1.48 | 230 | 0.0349 | 1.48 | 230 | 0.0349 | 1.48 |  |  | 1 |  | RB-Appl-EffCW-med-GasDHW-ElecCDryer-Tier1-TopAnyMFm2011CZ12rDXHP
RB-Appl-EffCW-med-GasDHW-ElecCDryer-Tier1-Top | DEER2016 | D16v1 | 2015-05-16 | Any | MFm | 2011 | CZ12 | rNCEH | Each | 1 | 474 | None | 218 | 0.0314 | 1.42 | 218 | 0.0314 | 1.42 | 218 | 0.0314 | 1.42 | 218 | 0.0314 | 1.42 |  |  | 1 |  | RB-Appl-EffCW-med-GasDHW-ElecCDryer-Tier1-TopAnyMFm2011CZ12rNCEH
RB-Appl-EffCW-med-GasDHW-ElecCDryer-Tier1-Top | DEER2016 | D16v1 | 2015-05-16 | Any | MFm | 2011 | CZ12 | rNCGF | Each | 1 | 474 | None | 226 | 0.0313 | 0.935 | 226 | 0.0313 | 0.935 | 226 | 0.0313 | 0.935 | 226 | 0.0313 | 0.935 |  |  | 1 |  | RB-Appl-EffCW-med-GasDHW-ElecCDryer-Tier1-TopAnyMFm2011CZ12rNCGF
RB-Appl-EffCW-med-GasDHW-ElecCDryer-Tier1-Top | DEER2016 | D16v1 | 2015-05-16 | Any | MFm | 2011 | CZ13 | rDXGF | Each | 1 | 474 | None | 235 | 0.0341 | 0.974 | 235 | 0.0341 | 0.974 | 235 | 0.0341 | 0.974 | 235 | 0.0341 | 0.974 |  |  | 1 |  | RB-Appl-EffCW-med-GasDHW-ElecCDryer-Tier1-TopAnyMFm2011CZ13rDXGF
RB-Appl-EffCW-med-GasDHW-ElecCDryer-Tier1-Top | DEER2016 | D16v1 | 2015-05-16 | Any | MFm | 2011 | CZ13 | rDXHP | Each | 1 | 474 | None | 230 | 0.0343 | 1.42 | 230 | 0.0343 | 1.42 | 230 | 0.0343 | 1.42 | 230 | 0.0343 | 1.42 |  |  | 1 |  | RB-Appl-EffCW-med-GasDHW-ElecCDryer-Tier1-TopAnyMFm2011CZ13rDXHP
RB-Appl-EffCW-med-GasDHW-ElecCDryer-Tier1-Top | DEER2016 | D16v1 | 2015-05-16 | Any | MFm | 2011 | CZ13 | rNCEH | Each | 1 | 474 | None | 217 | 0.0314 | 1.36 | 217 | 0.0314 | 1.36 | 217 | 0.0314 | 1.36 | 217 | 0.0314 | 1.36 |  |  | 1 |  | RB-Appl-EffCW-med-GasDHW-ElecCDryer-Tier1-TopAnyMFm2011CZ13rNCEH
RB-Appl-EffCW-med-GasDHW-ElecCDryer-Tier1-Top | DEER2016 | D16v1 | 2015-05-16 | Any | MFm | 2011 | CZ13 | rNCGF | Each | 1 | 474 | None | 225 | 0.0313 | 0.793 | 225 | 0.0313 | 0.793 | 225 | 0.0313 | 0.793 | 225 | 0.0313 | 0.793 |  |  | 1 |  | RB-Appl-EffCW-med-GasDHW-ElecCDryer-Tier1-TopAnyMFm2011CZ13rNCGF
RB-Appl-EffCW-med-GasDHW-ElecCDryer-Tier1-Top | DEER2016 | D16v1 | 2015-05-16 | Any | MFm | 2011 | CZ14 | rDXGF | Each | 1 | 487 | None | 234 | 0.0333 | 1.6 | 234 | 0.0333 | 1.6 | 234 | 0.0333 | 1.6 | 234 | 0.0333 | 1.6 |  |  | 1 |  | RB-Appl-EffCW-med-GasDHW-ElecCDryer-Tier1-TopAnyMFm2011CZ14rDXGF
RB-Appl-EffCW-med-GasDHW-ElecCDryer-Tier1-Top | DEER2016 | D16v1 | 2015-05-16 | Any | MFm | 2011 | CZ14 | rDXHP | Each | 1 | 487 | None | 234 | 0.0328 | 1.46 | 234 | 0.0328 | 1.46 | 234 | 0.0328 | 1.46 | 234 | 0.0328 | 1.46 |  |  | 1 |  | RB-Appl-EffCW-med-GasDHW-ElecCDryer-Tier1-TopAnyMFm2011CZ14rDXHP
RB-Appl-EffCW-med-GasDHW-ElecCDryer-Tier1-Top | DEER2016 | D16v1 | 2015-05-16 | Any | MFm | 2011 | CZ14 | rNCEH | Each | 1 | 487 | None | 223 | 0.0313 | 1.42 | 223 | 0.0313 | 1.42 | 223 | 0.0313 | 1.42 | 223 | 0.0313 | 1.42 |  |  | 1 |  | RB-Appl-EffCW-med-GasDHW-ElecCDryer-Tier1-TopAnyMFm2011CZ14rNCEH
RB-Appl-EffCW-med-GasDHW-ElecCDryer-Tier1-Top | DEER2016 | D16v1 | 2015-05-16 | Any | MFm | 2011 | CZ14 | rNCGF | Each | 1 | 487 | None | 225 | 0.0313 | 1.29 | 225 | 0.0313 | 1.29 | 225 | 0.0313 | 1.29 | 225 | 0.0313 | 1.29 |  |  | 1 |  | RB-Appl-EffCW-med-GasDHW-ElecCDryer-Tier1-TopAnyMFm2011CZ14rNCGF
RB-Appl-EffCW-med-GasDHW-ElecCDryer-Tier1-Top | DEER2016 | D16v1 | 2015-05-16 | Any | MFm | 2011 | CZ15 | rDXGF | Each | 1 | 487 | None | 232 | 0.0342 | 1.23 | 232 | 0.0342 | 1.23 | 232 | 0.0342 | 1.23 | 232 | 0.0342 | 1.23 |  |  | 1 |  | RB-Appl-EffCW-med-GasDHW-ElecCDryer-Tier1-TopAnyMFm2011CZ15rDXGF
RB-Appl-EffCW-med-GasDHW-ElecCDryer-Tier1-Top | DEER2016 | D16v1 | 2015-05-16 | Any | MFm | 2011 | CZ15 | rDXHP | Each | 1 | 487 | None | 232 | 0.0344 | 1.2 | 232 | 0.0344 | 1.2 | 232 | 0.0344 | 1.2 | 232 | 0.0344 | 1.2 |  |  | 1 |  | RB-Appl-EffCW-med-GasDHW-ElecCDryer-Tier1-TopAnyMFm2011CZ15rDXHP
RB-Appl-EffCW-med-GasDHW-ElecCDryer-Tier1-Top | DEER2016 | D16v1 | 2015-05-16 | Any | MFm | 2011 | CZ15 | rNCEH | Each | 1 | 487 | None | 225 | 0.0313 | 1.16 | 225 | 0.0313 | 1.16 | 225 | 0.0313 | 1.16 | 225 | 0.0313 | 1.16 |  |  | 1 |  | RB-Appl-EffCW-med-GasDHW-ElecCDryer-Tier1-TopAnyMFm2011CZ15rNCEH
RB-Appl-EffCW-med-GasDHW-ElecCDryer-Tier1-Top | DEER2016 | D16v1 | 2015-05-16 | Any | MFm | 2011 | CZ15 | rNCGF | Each | 1 | 487 | None | 225 | 0.0312 | 1.16 | 225 | 0.0312 | 1.16 | 225 | 0.0312 | 1.16 | 225 | 0.0312 | 1.16 |  |  | 1 |  | RB-Appl-EffCW-med-GasDHW-ElecCDryer-Tier1-TopAnyMFm2011CZ15rNCGF
RB-Appl-EffCW-med-GasDHW-ElecCDryer-Tier1-Top | DEER2016 | D16v1 | 2015-05-16 | Any | MFm | 2011 | CZ16 | rDXGF | Each | 1 | 441 | None | 236 | 0.034 | 1.17 | 236 | 0.034 | 1.17 | 236 | 0.034 | 1.17 | 236 | 0.034 | 1.17 |  |  | 1 |  | RB-Appl-EffCW-med-GasDHW-ElecCDryer-Tier1-TopAnyMFm2011CZ16rDXGF
RB-Appl-EffCW-med-GasDHW-ElecCDryer-Tier1-Top | DEER2016 | D16v1 | 2015-05-16 | Any | MFm | 2011 | CZ16 | rDXHP | Each | 1 | 441 | None | 229 | 0.0348 | 1.67 | 229 | 0.0348 | 1.67 | 229 | 0.0348 | 1.67 | 229 | 0.0348 | 1.67 |  |  | 1 |  | RB-Appl-EffCW-med-GasDHW-ElecCDryer-Tier1-TopAnyMFm2011CZ16rDXHP
RB-Appl-EffCW-med-GasDHW-ElecCDryer-Tier1-Top | DEER2016 | D16v1 | 2015-05-16 | Any | MFm | 2011 | CZ16 | rNCEH | Each | 1 | 441 | None | 212 | 0.0314 | 1.6 | 212 | 0.0314 | 1.6 | 212 | 0.0314 | 1.6 | 212 | 0.0314 | 1.6 |  |  | 1 |  | RB-Appl-EffCW-med-GasDHW-ElecCDryer-Tier1-TopAnyMFm2011CZ16rNCEH
RB-Appl-EffCW-med-GasDHW-ElecCDryer-Tier1-Top | DEER2016 | D16v1 | 2015-05-16 | Any | MFm | 2011 | CZ16 | rNCGF | Each | 1 | 441 | None | 225 | 0.0313 | 0.767 | 225 | 0.0313 | 0.767 | 225 | 0.0313 | 0.767 | 225 | 0.0313 | 0.767 |  |  | 1 |  | RB-Appl-EffCW-med-GasDHW-ElecCDryer-Tier1-TopAnyMFm2011CZ16rNCGF
RB-Appl-EffCW-med-GasDHW-ElecCDryer-Tier1-Top | DEER2016 | D16v1 | 2015-05-16 | Any | MFm | 2014 | CZ01 | rDXGF | Each | 1 | 441 | None | 228 | 0.034 | 1.13 | 228 | 0.034 | 1.13 | 228 | 0.034 | 1.13 | 228 | 0.034 | 1.13 |  |  | 1 |  | RB-Appl-EffCW-med-GasDHW-ElecCDryer-Tier1-TopAnyMFm2014CZ01rDXGF
RB-Appl-EffCW-med-GasDHW-ElecCDryer-Tier1-Top | DEER2016 | D16v1 | 2015-05-16 | Any | MFm | 2014 | CZ01 | rDXHP | Each | 1 | 441 | None | 223 | 0.0342 | 1.67 | 223 | 0.0342 | 1.67 | 223 | 0.0342 | 1.67 | 223 | 0.0342 | 1.67 |  |  | 1 |  | RB-Appl-EffCW-med-GasDHW-ElecCDryer-Tier1-TopAnyMFm2014CZ01rDXHP
RB-Appl-EffCW-med-GasDHW-ElecCDryer-Tier1-Top | DEER2016 | D16v1 | 2015-05-16 | Any | MFm | 2014 | CZ01 | rNCEH | Each | 1 | 441 | None | 208 | 0.0314 | 1.62 | 208 | 0.0314 | 1.62 | 208 | 0.0314 | 1.62 | 208 | 0.0314 | 1.62 |  |  | 1 |  | RB-Appl-EffCW-med-GasDHW-ElecCDryer-Tier1-TopAnyMFm2014CZ01rNCEH
RB-Appl-EffCW-med-GasDHW-ElecCDryer-Tier1-Top | DEER2016 | D16v1 | 2015-05-16 | Any | MFm | 2014 | CZ01 | rNCGF | Each | 1 | 441 | None | 225 | 0.0313 | 0.819 | 225 | 0.0313 | 0.819 | 225 | 0.0313 | 0.819 | 225 | 0.0313 | 0.819 |  |  | 1 |  | RB-Appl-EffCW-med-GasDHW-ElecCDryer-Tier1-TopAnyMFm2014CZ01rNCGF
RB-Appl-EffCW-med-GasDHW-ElecCDryer-Tier1-Top | DEER2016 | D16v1 | 2015-05-16 | Any | MFm | 2014 | CZ02 | rDXGF | Each | 1 | 474 | None | 228 | 0.0405 | 1.15 | 228 | 0.0405 | 1.15 | 228 | 0.0405 | 1.15 | 228 | 0.0405 | 1.15 |  |  | 1 |  | RB-Appl-EffCW-med-GasDHW-ElecCDryer-Tier1-TopAnyMFm2014CZ02rDXGF
RB-Appl-EffCW-med-GasDHW-ElecCDryer-Tier1-Top | DEER2016 | D16v1 | 2015-05-16 | Any | MFm | 2014 | CZ02 | rDXHP | Each | 1 | 474 | None | 224 | 0.0402 | 1.53 | 224 | 0.0402 | 1.53 | 224 | 0.0402 | 1.53 | 224 | 0.0402 | 1.53 |  |  | 1 |  | RB-Appl-EffCW-med-GasDHW-ElecCDryer-Tier1-TopAnyMFm2014CZ02rDXHP
RB-Appl-EffCW-med-GasDHW-ElecCDryer-Tier1-Top | DEER2016 | D16v1 | 2015-05-16 | Any | MFm | 2014 | CZ02 | rNCEH | Each | 1 | 474 | None | 217 | 0.0314 | 1.49 | 217 | 0.0314 | 1.49 | 217 | 0.0314 | 1.49 | 217 | 0.0314 | 1.49 |  |  | 1 |  | RB-Appl-EffCW-med-GasDHW-ElecCDryer-Tier1-TopAnyMFm2014CZ02rNCEH
RB-Appl-EffCW-med-GasDHW-ElecCDryer-Tier1-Top | DEER2016 | D16v1 | 2015-05-16 | Any | MFm | 2014 | CZ02 | rNCGF | Each | 1 | 474 | None | 225 | 0.0313 | 1.06 | 225 | 0.0313 | 1.06 | 225 | 0.0313 | 1.06 | 225 | 0.0313 | 1.06 |  |  | 1 |  | RB-Appl-EffCW-med-GasDHW-ElecCDryer-Tier1-TopAnyMFm2014CZ02rNCGF
RB-Appl-EffCW-med-GasDHW-ElecCDryer-Tier1-Top | DEER2016 | D16v1 | 2015-05-16 | Any | MFm | 2014 | CZ03 | rDXGF | Each | 1 | 441 | None | 227 | 0.0331 | 1.16 | 227 | 0.0331 | 1.16 | 227 | 0.0331 | 1.16 | 227 | 0.0331 | 1.16 |  |  | 1 |  | RB-Appl-EffCW-med-GasDHW-ElecCDryer-Tier1-TopAnyMFm2014CZ03rDXGF
RB-Appl-EffCW-med-GasDHW-ElecCDryer-Tier1-Top | DEER2016 | D16v1 | 2015-05-16 | Any | MFm | 2014 | CZ03 | rDXHP | Each | 1 | 441 | None | 224 | 0.0329 | 1.53 | 224 | 0.0329 | 1.53 | 224 | 0.0329 | 1.53 | 224 | 0.0329 | 1.53 |  |  | 1 |  | RB-Appl-EffCW-med-GasDHW-ElecCDryer-Tier1-TopAnyMFm2014CZ03rDXHP
RB-Appl-EffCW-med-GasDHW-ElecCDryer-Tier1-Top | DEER2016 | D16v1 | 2015-05-16 | Any | MFm | 2014 | CZ03 | rNCEH | Each | 1 | 441 | None | 218 | 0.0314 | 1.48 | 218 | 0.0314 | 1.48 | 218 | 0.0314 | 1.48 | 218 | 0.0314 | 1.48 |  |  | 1 |  | RB-Appl-EffCW-med-GasDHW-ElecCDryer-Tier1-TopAnyMFm2014CZ03rNCEH
RB-Appl-EffCW-med-GasDHW-ElecCDryer-Tier1-Top | DEER2016 | D16v1 | 2015-05-16 | Any | MFm | 2014 | CZ03 | rNCGF | Each | 1 | 441 | None | 226 | 0.0313 | 1.07 | 226 | 0.0313 | 1.07 | 226 | 0.0313 | 1.07 | 226 | 0.0313 | 1.07 |  |  | 1 |  | RB-Appl-EffCW-med-GasDHW-ElecCDryer-Tier1-TopAnyMFm2014CZ03rNCGF
RB-Appl-EffCW-med-GasDHW-ElecCDryer-Tier1-Top | DEER2016 | D16v1 | 2015-05-16 | Any | MFm | 2014 | CZ04 | rDXGF | Each | 1 | 441 | None | 232 | 0.0368 | 1.02 | 232 | 0.0368 | 1.02 | 232 | 0.0368 | 1.02 | 232 | 0.0368 | 1.02 |  |  | 1 |  | RB-Appl-EffCW-med-GasDHW-ElecCDryer-Tier1-TopAnyMFm2014CZ04rDXGF
RB-Appl-EffCW-med-GasDHW-ElecCDryer-Tier1-Top | DEER2016 | D16v1 | 2015-05-16 | Any | MFm | 2014 | CZ04 | rDXHP | Each | 1 | 441 | None | 228 | 0.0368 | 1.5 | 228 | 0.0368 | 1.5 | 228 | 0.0368 | 1.5 | 228 | 0.0368 | 1.5 |  |  | 1 |  | RB-Appl-EffCW-med-GasDHW-ElecCDryer-Tier1-TopAnyMFm2014CZ04rDXHP
RB-Appl-EffCW-med-GasDHW-ElecCDryer-Tier1-Top | DEER2016 | D16v1 | 2015-05-16 | Any | MFm | 2014 | CZ04 | rNCEH | Each | 1 | 441 | None | 218 | 0.0314 | 1.43 | 218 | 0.0314 | 1.43 | 218 | 0.0314 | 1.43 | 218 | 0.0314 | 1.43 |  |  | 1 |  | RB-Appl-EffCW-med-GasDHW-ElecCDryer-Tier1-TopAnyMFm2014CZ04rNCEH
RB-Appl-EffCW-med-GasDHW-ElecCDryer-Tier1-Top | DEER2016 | D16v1 | 2015-05-16 | Any | MFm | 2014 | CZ04 | rNCGF | Each | 1 | 441 | None | 226 | 0.0313 | 0.931 | 226 | 0.0313 | 0.931 | 226 | 0.0313 | 0.931 | 226 | 0.0313 | 0.931 |  |  | 1 |  | RB-Appl-EffCW-med-GasDHW-ElecCDryer-Tier1-TopAnyMFm2014CZ04rNCGF
RB-Appl-EffCW-med-GasDHW-ElecCDryer-Tier1-Top | DEER2016 | D16v1 | 2015-05-16 | Any | MFm | 2014 | CZ05 | rDXGF | Each | 1 | 441 | None | 228 | 0.0309 | 1.46 | 228 | 0.0309 | 1.46 | 228 | 0.0309 | 1.46 | 228 | 0.0309 | 1.46 |  |  | 1 |  | RB-Appl-EffCW-med-GasDHW-ElecCDryer-Tier1-TopAnyMFm2014CZ05rDXGF
RB-Appl-EffCW-med-GasDHW-ElecCDryer-Tier1-Top | DEER2016 | D16v1 | 2015-05-16 | Any | MFm | 2014 | CZ05 | rDXHP | Each | 1 | 441 | None | 226 | 0.0327 | 1.55 | 226 | 0.0327 | 1.55 | 226 | 0.0327 | 1.55 | 226 | 0.0327 | 1.55 |  |  | 1 |  | RB-Appl-EffCW-med-GasDHW-ElecCDryer-Tier1-TopAnyMFm2014CZ05rDXHP
RB-Appl-EffCW-med-GasDHW-ElecCDryer-Tier1-Top | DEER2016 | D16v1 | 2015-05-16 | Any | MFm | 2014 | CZ05 | rNCEH | Each | 1 | 441 | None | 221 | 0.0314 | 1.5 | 221 | 0.0314 | 1.5 | 221 | 0.0314 | 1.5 | 221 | 0.0314 | 1.5 |  |  | 1 |  | RB-Appl-EffCW-med-GasDHW-ElecCDryer-Tier1-TopAnyMFm2014CZ05rNCEH
RB-Appl-EffCW-med-GasDHW-ElecCDryer-Tier1-Top | DEER2016 | D16v1 | 2015-05-16 | Any | MFm | 2014 | CZ05 | rNCGF | Each | 1 | 441 | None | 226 | 0.0313 | 1.35 | 226 | 0.0313 | 1.35 | 226 | 0.0313 | 1.35 | 226 | 0.0313 | 1.35 |  |  | 1 |  | RB-Appl-EffCW-med-GasDHW-ElecCDryer-Tier1-TopAnyMFm2014CZ05rNCGF
RB-Appl-EffCW-med-GasDHW-ElecCDryer-Tier1-Top | DEER2016 | D16v1 | 2015-05-16 | Any | MFm | 2014 | CZ06 | rDXGF | Each | 1 | 538 | None | 229 | 0.0389 | 1.56 | 229 | 0.0389 | 1.56 | 229 | 0.0389 | 1.56 | 229 | 0.0389 | 1.56 |  |  | 1 |  | RB-Appl-EffCW-med-GasDHW-ElecCDryer-Tier1-TopAnyMFm2014CZ06rDXGF
RB-Appl-EffCW-med-GasDHW-ElecCDryer-Tier1-Top | DEER2016 | D16v1 | 2015-05-16 | Any | MFm | 2014 | CZ06 | rDXHP | Each | 1 | 538 | None | 229 | 0.0336 | 1.45 | 229 | 0.0336 | 1.45 | 229 | 0.0336 | 1.45 | 229 | 0.0336 | 1.45 |  |  | 1 |  | RB-Appl-EffCW-med-GasDHW-ElecCDryer-Tier1-TopAnyMFm2014CZ06rDXHP
RB-Appl-EffCW-med-GasDHW-ElecCDryer-Tier1-Top | DEER2016 | D16v1 | 2015-05-16 | Any | MFm | 2014 | CZ06 | rNCEH | Each | 1 | 538 | None | 222 | 0.0313 | 1.42 | 222 | 0.0313 | 1.42 | 222 | 0.0313 | 1.42 | 222 | 0.0313 | 1.42 |  |  | 1 |  | RB-Appl-EffCW-med-GasDHW-ElecCDryer-Tier1-TopAnyMFm2014CZ06rNCEH
RB-Appl-EffCW-med-GasDHW-ElecCDryer-Tier1-Top | DEER2016 | D16v1 | 2015-05-16 | Any | MFm | 2014 | CZ06 | rNCGF | Each | 1 | 538 | None | 226 | 0.0313 | 1.35 | 226 | 0.0313 | 1.35 | 226 | 0.0313 | 1.35 | 226 | 0.0313 | 1.35 |  |  | 1 |  | RB-Appl-EffCW-med-GasDHW-ElecCDryer-Tier1-TopAnyMFm2014CZ06rNCGF
RB-Appl-EffCW-med-GasDHW-ElecCDryer-Tier1-Top | DEER2016 | D16v1 | 2015-05-16 | Any | MFm | 2014 | CZ07 | rDXGF | Each | 1 | 538 | None | 229 | 0.0371 | 1.52 | 229 | 0.0371 | 1.52 | 229 | 0.0371 | 1.52 | 229 | 0.0371 | 1.52 |  |  | 1 |  | RB-Appl-EffCW-med-GasDHW-ElecCDryer-Tier1-TopAnyMFm2014CZ07rDXGF
RB-Appl-EffCW-med-GasDHW-ElecCDryer-Tier1-Top | DEER2016 | D16v1 | 2015-05-16 | Any | MFm | 2014 | CZ07 | rDXHP | Each | 1 | 538 | None | 229 | 0.0365 | 1.44 | 229 | 0.0365 | 1.44 | 229 | 0.0365 | 1.44 | 229 | 0.0365 | 1.44 |  |  | 1 |  | RB-Appl-EffCW-med-GasDHW-ElecCDryer-Tier1-TopAnyMFm2014CZ07rDXHP
RB-Appl-EffCW-med-GasDHW-ElecCDryer-Tier1-Top | DEER2016 | D16v1 | 2015-05-16 | Any | MFm | 2014 | CZ07 | rNCEH | Each | 1 | 538 | None | 225 | 0.0313 | 1.4 | 225 | 0.0313 | 1.4 | 225 | 0.0313 | 1.4 | 225 | 0.0313 | 1.4 |  |  | 1 |  | RB-Appl-EffCW-med-GasDHW-ElecCDryer-Tier1-TopAnyMFm2014CZ07rNCEH
RB-Appl-EffCW-med-GasDHW-ElecCDryer-Tier1-Top | DEER2016 | D16v1 | 2015-05-16 | Any | MFm | 2014 | CZ07 | rNCGF | Each | 1 | 538 | None | 226 | 0.0313 | 1.45 | 226 | 0.0313 | 1.45 | 226 | 0.0313 | 1.45 | 226 | 0.0313 | 1.45 |  |  | 1 |  | RB-Appl-EffCW-med-GasDHW-ElecCDryer-Tier1-TopAnyMFm2014CZ07rNCGF
RB-Appl-EffCW-med-GasDHW-ElecCDryer-Tier1-Top | DEER2016 | D16v1 | 2015-05-16 | Any | MFm | 2014 | CZ08 | rDXGF | Each | 1 | 538 | None | 235 | 0.035 | 1.57 | 235 | 0.035 | 1.57 | 235 | 0.035 | 1.57 | 235 | 0.035 | 1.57 |  |  | 1 |  | RB-Appl-EffCW-med-GasDHW-ElecCDryer-Tier1-TopAnyMFm2014CZ08rDXGF
RB-Appl-EffCW-med-GasDHW-ElecCDryer-Tier1-Top | DEER2016 | D16v1 | 2015-05-16 | Any | MFm | 2014 | CZ08 | rDXHP | Each | 1 | 538 | None | 235 | 0.0347 | 1.43 | 235 | 0.0347 | 1.43 | 235 | 0.0347 | 1.43 | 235 | 0.0347 | 1.43 |  |  | 1 |  | RB-Appl-EffCW-med-GasDHW-ElecCDryer-Tier1-TopAnyMFm2014CZ08rDXHP
RB-Appl-EffCW-med-GasDHW-ElecCDryer-Tier1-Top | DEER2016 | D16v1 | 2015-05-16 | Any | MFm | 2014 | CZ08 | rNCEH | Each | 1 | 538 | None | 223 | 0.0313 | 1.38 | 223 | 0.0313 | 1.38 | 223 | 0.0313 | 1.38 | 223 | 0.0313 | 1.38 |  |  | 1 |  | RB-Appl-EffCW-med-GasDHW-ElecCDryer-Tier1-TopAnyMFm2014CZ08rNCEH
RB-Appl-EffCW-med-GasDHW-ElecCDryer-Tier1-Top | DEER2016 | D16v1 | 2015-05-16 | Any | MFm | 2014 | CZ08 | rNCGF | Each | 1 | 538 | None | 226 | 0.0313 | 1.32 | 226 | 0.0313 | 1.32 | 226 | 0.0313 | 1.32 | 226 | 0.0313 | 1.32 |  |  | 1 |  | RB-Appl-EffCW-med-GasDHW-ElecCDryer-Tier1-TopAnyMFm2014CZ08rNCGF
RB-Appl-EffCW-med-GasDHW-ElecCDryer-Tier1-Top | DEER2016 | D16v1 | 2015-05-16 | Any | MFm | 2014 | CZ09 | rDXGF | Each | 1 | 499 | None | 233 | 0.0353 | 1.32 | 233 | 0.0353 | 1.32 | 233 | 0.0353 | 1.32 | 233 | 0.0353 | 1.32 |  |  | 1 |  | RB-Appl-EffCW-med-GasDHW-ElecCDryer-Tier1-TopAnyMFm2014CZ09rDXGF
RB-Appl-EffCW-med-GasDHW-ElecCDryer-Tier1-Top | DEER2016 | D16v1 | 2015-05-16 | Any | MFm | 2014 | CZ09 | rDXHP | Each | 1 | 499 | None | 231 | 0.036 | 1.41 | 231 | 0.036 | 1.41 | 231 | 0.036 | 1.41 | 231 | 0.036 | 1.41 |  |  | 1 |  | RB-Appl-EffCW-med-GasDHW-ElecCDryer-Tier1-TopAnyMFm2014CZ09rDXHP
RB-Appl-EffCW-med-GasDHW-ElecCDryer-Tier1-Top | DEER2016 | D16v1 | 2015-05-16 | Any | MFm | 2014 | CZ09 | rNCEH | Each | 1 | 499 | None | 222 | 0.0314 | 1.36 | 222 | 0.0314 | 1.36 | 222 | 0.0314 | 1.36 | 222 | 0.0314 | 1.36 |  |  | 1 |  | RB-Appl-EffCW-med-GasDHW-ElecCDryer-Tier1-TopAnyMFm2014CZ09rNCEH
RB-Appl-EffCW-med-GasDHW-ElecCDryer-Tier1-Top | DEER2016 | D16v1 | 2015-05-16 | Any | MFm | 2014 | CZ09 | rNCGF | Each | 1 | 499 | None | 226 | 0.0313 | 1.14 | 226 | 0.0313 | 1.14 | 226 | 0.0313 | 1.14 | 226 | 0.0313 | 1.14 |  |  | 1 |  | RB-Appl-EffCW-med-GasDHW-ElecCDryer-Tier1-TopAnyMFm2014CZ09rNCGF
RB-Appl-EffCW-med-GasDHW-ElecCDryer-Tier1-Top | DEER2016 | D16v1 | 2015-05-16 | Any | MFm | 2014 | CZ10 | rDXGF | Each | 1 | 474 | None | 233 | 0.0351 | 1.27 | 233 | 0.0351 | 1.27 | 233 | 0.0351 | 1.27 | 233 | 0.0351 | 1.27 |  |  | 1 |  | RB-Appl-EffCW-med-GasDHW-ElecCDryer-Tier1-TopAnyMFm2014CZ10rDXGF
RB-Appl-EffCW-med-GasDHW-ElecCDryer-Tier1-Top | DEER2016 | D16v1 | 2015-05-16 | Any | MFm | 2014 | CZ10 | rDXHP | Each | 1 | 474 | None | 231 | 0.0353 | 1.4 | 231 | 0.0353 | 1.4 | 231 | 0.0353 | 1.4 | 231 | 0.0353 | 1.4 |  |  | 1 |  | RB-Appl-EffCW-med-GasDHW-ElecCDryer-Tier1-TopAnyMFm2014CZ10rDXHP
RB-Appl-EffCW-med-GasDHW-ElecCDryer-Tier1-Top | DEER2016 | D16v1 | 2015-05-16 | Any | MFm | 2014 | CZ10 | rNCEH | Each | 1 | 474 | None | 222 | 0.0314 | 1.35 | 222 | 0.0314 | 1.35 | 222 | 0.0314 | 1.35 | 222 | 0.0314 | 1.35 |  |  | 1 |  | RB-Appl-EffCW-med-GasDHW-ElecCDryer-Tier1-TopAnyMFm2014CZ10rNCEH
RB-Appl-EffCW-med-GasDHW-ElecCDryer-Tier1-Top | DEER2016 | D16v1 | 2015-05-16 | Any | MFm | 2014 | CZ10 | rNCGF | Each | 1 | 474 | None | 226 | 0.0313 | 1.15 | 226 | 0.0313 | 1.15 | 226 | 0.0313 | 1.15 | 226 | 0.0313 | 1.15 |  |  | 1 |  | RB-Appl-EffCW-med-GasDHW-ElecCDryer-Tier1-TopAnyMFm2014CZ10rNCGF
RB-Appl-EffCW-med-GasDHW-ElecCDryer-Tier1-Top | DEER2016 | D16v1 | 2015-05-16 | Any | MFm | 2014 | CZ11 | rDXGF | Each | 1 | 474 | None | 235 | 0.0339 | 1.18 | 235 | 0.0339 | 1.18 | 235 | 0.0339 | 1.18 | 235 | 0.0339 | 1.18 |  |  | 1 |  | RB-Appl-EffCW-med-GasDHW-ElecCDryer-Tier1-TopAnyMFm2014CZ11rDXGF
RB-Appl-EffCW-med-GasDHW-ElecCDryer-Tier1-Top | DEER2016 | D16v1 | 2015-05-16 | Any | MFm | 2014 | CZ11 | rDXHP | Each | 1 | 474 | None | 231 | 0.0339 | 1.44 | 231 | 0.0339 | 1.44 | 231 | 0.0339 | 1.44 | 231 | 0.0339 | 1.44 |  |  | 1 |  | RB-Appl-EffCW-med-GasDHW-ElecCDryer-Tier1-TopAnyMFm2014CZ11rDXHP
RB-Appl-EffCW-med-GasDHW-ElecCDryer-Tier1-Top | DEER2016 | D16v1 | 2015-05-16 | Any | MFm | 2014 | CZ11 | rNCEH | Each | 1 | 474 | None | 218 | 0.0314 | 1.37 | 218 | 0.0314 | 1.37 | 218 | 0.0314 | 1.37 | 218 | 0.0314 | 1.37 |  |  | 1 |  | RB-Appl-EffCW-med-GasDHW-ElecCDryer-Tier1-TopAnyMFm2014CZ11rNCEH
RB-Appl-EffCW-med-GasDHW-ElecCDryer-Tier1-Top | DEER2016 | D16v1 | 2015-05-16 | Any | MFm | 2014 | CZ11 | rNCGF | Each | 1 | 474 | None | 226 | 0.0313 | 0.935 | 226 | 0.0313 | 0.935 | 226 | 0.0313 | 0.935 | 226 | 0.0313 | 0.935 |  |  | 1 |  | RB-Appl-EffCW-med-GasDHW-ElecCDryer-Tier1-TopAnyMFm2014CZ11rNCGF
RB-Appl-EffCW-med-GasDHW-ElecCDryer-Tier1-Top | DEER2016 | D16v1 | 2015-05-16 | Any | MFm | 2014 | CZ12 | rDXGF | Each | 1 | 474 | None | 234 | 0.035 | 1.13 | 234 | 0.035 | 1.13 | 234 | 0.035 | 1.13 | 234 | 0.035 | 1.13 |  |  | 1 |  | RB-Appl-EffCW-med-GasDHW-ElecCDryer-Tier1-TopAnyMFm2014CZ12rDXGF
RB-Appl-EffCW-med-GasDHW-ElecCDryer-Tier1-Top | DEER2016 | D16v1 | 2015-05-16 | Any | MFm | 2014 | CZ12 | rDXHP | Each | 1 | 474 | None | 230 | 0.0345 | 1.48 | 230 | 0.0345 | 1.48 | 230 | 0.0345 | 1.48 | 230 | 0.0345 | 1.48 |  |  | 1 |  | RB-Appl-EffCW-med-GasDHW-ElecCDryer-Tier1-TopAnyMFm2014CZ12rDXHP
RB-Appl-EffCW-med-GasDHW-ElecCDryer-Tier1-Top | DEER2016 | D16v1 | 2015-05-16 | Any | MFm | 2014 | CZ12 | rNCEH | Each | 1 | 474 | None | 218 | 0.0314 | 1.42 | 218 | 0.0314 | 1.42 | 218 | 0.0314 | 1.42 | 218 | 0.0314 | 1.42 |  |  | 1 |  | RB-Appl-EffCW-med-GasDHW-ElecCDryer-Tier1-TopAnyMFm2014CZ12rNCEH
RB-Appl-EffCW-med-GasDHW-ElecCDryer-Tier1-Top | DEER2016 | D16v1 | 2015-05-16 | Any | MFm | 2014 | CZ12 | rNCGF | Each | 1 | 474 | None | 226 | 0.0314 | 0.94 | 226 | 0.0314 | 0.94 | 226 | 0.0314 | 0.94 | 226 | 0.0314 | 0.94 |  |  | 1 |  | RB-Appl-EffCW-med-GasDHW-ElecCDryer-Tier1-TopAnyMFm2014CZ12rNCGF
RB-Appl-EffCW-med-GasDHW-ElecCDryer-Tier1-Top | DEER2016 | D16v1 | 2015-05-16 | Any | MFm | 2014 | CZ13 | rDXGF | Each | 1 | 474 | None | 235 | 0.0337 | 0.977 | 235 | 0.0337 | 0.977 | 235 | 0.0337 | 0.977 | 235 | 0.0337 | 0.977 |  |  | 1 |  | RB-Appl-EffCW-med-GasDHW-ElecCDryer-Tier1-TopAnyMFm2014CZ13rDXGF
RB-Appl-EffCW-med-GasDHW-ElecCDryer-Tier1-Top | DEER2016 | D16v1 | 2015-05-16 | Any | MFm | 2014 | CZ13 | rDXHP | Each | 1 | 474 | None | 230 | 0.034 | 1.42 | 230 | 0.034 | 1.42 | 230 | 0.034 | 1.42 | 230 | 0.034 | 1.42 |  |  | 1 |  | RB-Appl-EffCW-med-GasDHW-ElecCDryer-Tier1-TopAnyMFm2014CZ13rDXHP
RB-Appl-EffCW-med-GasDHW-ElecCDryer-Tier1-Top | DEER2016 | D16v1 | 2015-05-16 | Any | MFm | 2014 | CZ13 | rNCEH | Each | 1 | 474 | None | 217 | 0.0314 | 1.36 | 217 | 0.0314 | 1.36 | 217 | 0.0314 | 1.36 | 217 | 0.0314 | 1.36 |  |  | 1 |  | RB-Appl-EffCW-med-GasDHW-ElecCDryer-Tier1-TopAnyMFm2014CZ13rNCEH
RB-Appl-EffCW-med-GasDHW-ElecCDryer-Tier1-Top | DEER2016 | D16v1 | 2015-05-16 | Any | MFm | 2014 | CZ13 | rNCGF | Each | 1 | 474 | None | 226 | 0.0313 | 0.789 | 226 | 0.0313 | 0.789 | 226 | 0.0313 | 0.789 | 226 | 0.0313 | 0.789 |  |  | 1 |  | RB-Appl-EffCW-med-GasDHW-ElecCDryer-Tier1-TopAnyMFm2014CZ13rNCGF
RB-Appl-EffCW-med-GasDHW-ElecCDryer-Tier1-Top | DEER2016 | D16v1 | 2015-05-16 | Any | MFm | 2014 | CZ14 | rDXGF | Each | 1 | 487 | None | 233 | 0.0336 | 1.56 | 233 | 0.0336 | 1.56 | 233 | 0.0336 | 1.56 | 233 | 0.0336 | 1.56 |  |  | 1 |  | RB-Appl-EffCW-med-GasDHW-ElecCDryer-Tier1-TopAnyMFm2014CZ14rDXGF
RB-Appl-EffCW-med-GasDHW-ElecCDryer-Tier1-Top | DEER2016 | D16v1 | 2015-05-16 | Any | MFm | 2014 | CZ14 | rDXHP | Each | 1 | 487 | None | 233 | 0.0332 | 1.46 | 233 | 0.0332 | 1.46 | 233 | 0.0332 | 1.46 | 233 | 0.0332 | 1.46 |  |  | 1 |  | RB-Appl-EffCW-med-GasDHW-ElecCDryer-Tier1-TopAnyMFm2014CZ14rDXHP
RB-Appl-EffCW-med-GasDHW-ElecCDryer-Tier1-Top | DEER2016 | D16v1 | 2015-05-16 | Any | MFm | 2014 | CZ14 | rNCEH | Each | 1 | 487 | None | 223 | 0.0313 | 1.42 | 223 | 0.0313 | 1.42 | 223 | 0.0313 | 1.42 | 223 | 0.0313 | 1.42 |  |  | 1 |  | RB-Appl-EffCW-med-GasDHW-ElecCDryer-Tier1-TopAnyMFm2014CZ14rNCEH
RB-Appl-EffCW-med-GasDHW-ElecCDryer-Tier1-Top | DEER2016 | D16v1 | 2015-05-16 | Any | MFm | 2014 | CZ14 | rNCGF | Each | 1 | 487 | None | 225 | 0.0312 | 1.28 | 225 | 0.0312 | 1.28 | 225 | 0.0312 | 1.28 | 225 | 0.0312 | 1.28 |  |  | 1 |  | RB-Appl-EffCW-med-GasDHW-ElecCDryer-Tier1-TopAnyMFm2014CZ14rNCGF
RB-Appl-EffCW-med-GasDHW-ElecCDryer-Tier1-Top | DEER2016 | D16v1 | 2015-05-16 | Any | MFm | 2014 | CZ15 | rDXGF | Each | 1 | 487 | None | 232 | 0.0344 | 1.22 | 232 | 0.0344 | 1.22 | 232 | 0.0344 | 1.22 | 232 | 0.0344 | 1.22 |  |  | 1 |  | RB-Appl-EffCW-med-GasDHW-ElecCDryer-Tier1-TopAnyMFm2014CZ15rDXGF
RB-Appl-EffCW-med-GasDHW-ElecCDryer-Tier1-Top | DEER2016 | D16v1 | 2015-05-16 | Any | MFm | 2014 | CZ15 | rDXHP | Each | 1 | 487 | None | 232 | 0.0344 | 1.2 | 232 | 0.0344 | 1.2 | 232 | 0.0344 | 1.2 | 232 | 0.0344 | 1.2 |  |  | 1 |  | RB-Appl-EffCW-med-GasDHW-ElecCDryer-Tier1-TopAnyMFm2014CZ15rDXHP
RB-Appl-EffCW-med-GasDHW-ElecCDryer-Tier1-Top | DEER2016 | D16v1 | 2015-05-16 | Any | MFm | 2014 | CZ15 | rNCEH | Each | 1 | 487 | None | 225 | 0.0313 | 1.16 | 225 | 0.0313 | 1.16 | 225 | 0.0313 | 1.16 | 225 | 0.0313 | 1.16 |  |  | 1 |  | RB-Appl-EffCW-med-GasDHW-ElecCDryer-Tier1-TopAnyMFm2014CZ15rNCEH
RB-Appl-EffCW-med-GasDHW-ElecCDryer-Tier1-Top | DEER2016 | D16v1 | 2015-05-16 | Any | MFm | 2014 | CZ15 | rNCGF | Each | 1 | 487 | None | 226 | 0.0312 | 1.16 | 226 | 0.0312 | 1.16 | 226 | 0.0312 | 1.16 | 226 | 0.0312 | 1.16 |  |  | 1 |  | RB-Appl-EffCW-med-GasDHW-ElecCDryer-Tier1-TopAnyMFm2014CZ15rNCGF
RB-Appl-EffCW-med-GasDHW-ElecCDryer-Tier1-Top | DEER2016 | D16v1 | 2015-05-16 | Any | MFm | 2014 | CZ16 | rDXGF | Each | 1 | 441 | None | 234 | 0.0345 | 0.937 | 234 | 0.0345 | 0.937 | 234 | 0.0345 | 0.937 | 234 | 0.0345 | 0.937 |  |  | 1 |  | RB-Appl-EffCW-med-GasDHW-ElecCDryer-Tier1-TopAnyMFm2014CZ16rDXGF
RB-Appl-EffCW-med-GasDHW-ElecCDryer-Tier1-Top | DEER2016 | D16v1 | 2015-05-16 | Any | MFm | 2014 | CZ16 | rDXHP | Each | 1 | 441 | None | 225 | 0.0345 | 1.67 | 225 | 0.0345 | 1.67 | 225 | 0.0345 | 1.67 | 225 | 0.0345 | 1.67 |  |  | 1 |  | RB-Appl-EffCW-med-GasDHW-ElecCDryer-Tier1-TopAnyMFm2014CZ16rDXHP
RB-Appl-EffCW-med-GasDHW-ElecCDryer-Tier1-Top | DEER2016 | D16v1 | 2015-05-16 | Any | MFm | 2014 | CZ16 | rNCEH | Each | 1 | 441 | None | 209 | 0.0315 | 1.6 | 209 | 0.0315 | 1.6 | 209 | 0.0315 | 1.6 | 209 | 0.0315 | 1.6 |  |  | 1 |  | RB-Appl-EffCW-med-GasDHW-ElecCDryer-Tier1-TopAnyMFm2014CZ16rNCEH
RB-Appl-EffCW-med-GasDHW-ElecCDryer-Tier1-Top | DEER2016 | D16v1 | 2015-05-16 | Any | MFm | 2014 | CZ16 | rNCGF | Each | 1 | 441 | None | 225 | 0.0313 | 0.654 | 225 | 0.0313 | 0.654 | 225 | 0.0313 | 0.654 | 225 | 0.0313 | 0.654 |  |  | 1 |  | RB-Appl-EffCW-med-GasDHW-ElecCDryer-Tier1-TopAnyMFm2014CZ16rNCGF
RB-Appl-EffCW-med-GasDHW-ElecCDryer-Tier1-Top | DEER2016 | D16v1 | 2015-05-16 | Any | SFm | 1975 | CZ01 | rDXGF | Each | 1 | 796 | None | 279 | 0.0388 | 1.51 | 279 | 0.0388 | 1.51 | 279 | 0.0388 | 1.51 | 279 | 0.0388 | 1.51 |  |  | 1 |  | RB-Appl-EffCW-med-GasDHW-ElecCDryer-Tier1-TopAnySFm1975CZ01rDXGF
RB-Appl-EffCW-med-GasDHW-ElecCDryer-Tier1-Top | DEER2016 | D16v1 | 2015-05-16 | Any | SFm | 1975 | CZ01 | rDXHP | Each | 1 | 796 | None | 273 | 0.0405 | 2.07 | 273 | 0.0405 | 2.07 | 273 | 0.0405 | 2.07 | 273 | 0.0405 | 2.07 |  |  | 1 |  | RB-Appl-EffCW-med-GasDHW-ElecCDryer-Tier1-TopAnySFm1975CZ01rDXHP
RB-Appl-EffCW-med-GasDHW-ElecCDryer-Tier1-Top | DEER2016 | D16v1 | 2015-05-16 | Any | SFm | 1975 | CZ01 | rNCEH | Each | 1 | 796 | None | 278 | 0.0387 | 2.06 | 278 | 0.0387 | 2.06 | 278 | 0.0387 | 2.06 | 278 | 0.0387 | 2.06 |  |  | 1 |  | RB-Appl-EffCW-med-GasDHW-ElecCDryer-Tier1-TopAnySFm1975CZ01rNCEH
RB-Appl-EffCW-med-GasDHW-ElecCDryer-Tier1-Top | DEER2016 | D16v1 | 2015-05-16 | Any | SFm | 1975 | CZ01 | rNCGF | Each | 1 | 796 | None | 279 | 0.0387 | 1.5 | 279 | 0.0387 | 1.5 | 279 | 0.0387 | 1.5 | 279 | 0.0387 | 1.5 |  |  | 1 |  | RB-Appl-EffCW-med-GasDHW-ElecCDryer-Tier1-TopAnySFm1975CZ01rNCGF
RB-Appl-EffCW-med-GasDHW-ElecCDryer-Tier1-Top | DEER2016 | D16v1 | 2015-05-16 | Any | SFm | 1975 | CZ02 | rDXGF | Each | 1 | 796 | None | 282 | 0.06 | 1.45 | 282 | 0.06 | 1.45 | 282 | 0.06 | 1.45 | 282 | 0.06 | 1.45 |  |  | 1 |  | RB-Appl-EffCW-med-GasDHW-ElecCDryer-Tier1-TopAnySFm1975CZ02rDXGF
RB-Appl-EffCW-med-GasDHW-ElecCDryer-Tier1-Top | DEER2016 | D16v1 | 2015-05-16 | Any | SFm | 1975 | CZ02 | rDXHP | Each | 1 | 796 | None | 277 | 0.0542 | 1.92 | 277 | 0.0542 | 1.92 | 277 | 0.0542 | 1.92 | 277 | 0.0542 | 1.92 |  |  | 1 |  | RB-Appl-EffCW-med-GasDHW-ElecCDryer-Tier1-TopAnySFm1975CZ02rDXHP
RB-Appl-EffCW-med-GasDHW-ElecCDryer-Tier1-Top | DEER2016 | D16v1 | 2015-05-16 | Any | SFm | 1975 | CZ02 | rNCEH | Each | 1 | 796 | None | 276 | 0.0387 | 1.91 | 276 | 0.0387 | 1.91 | 276 | 0.0387 | 1.91 | 276 | 0.0387 | 1.91 |  |  | 1 |  | RB-Appl-EffCW-med-GasDHW-ElecCDryer-Tier1-TopAnySFm1975CZ02rNCEH
RB-Appl-EffCW-med-GasDHW-ElecCDryer-Tier1-Top | DEER2016 | D16v1 | 2015-05-16 | Any | SFm | 1975 | CZ02 | rNCGF | Each | 1 | 796 | None | 279 | 0.0387 | 1.39 | 279 | 0.0387 | 1.39 | 279 | 0.0387 | 1.39 | 279 | 0.0387 | 1.39 |  |  | 1 |  | RB-Appl-EffCW-med-GasDHW-ElecCDryer-Tier1-TopAnySFm1975CZ02rNCGF
RB-Appl-EffCW-med-GasDHW-ElecCDryer-Tier1-Top | DEER2016 | D16v1 | 2015-05-16 | Any | SFm | 1975 | CZ03 | rDXGF | Each | 1 | 796 | None | 281 | 0.0529 | 1.71 | 281 | 0.0529 | 1.71 | 281 | 0.0529 | 1.71 | 281 | 0.0529 | 1.71 |  |  | 1 |  | RB-Appl-EffCW-med-GasDHW-ElecCDryer-Tier1-TopAnySFm1975CZ03rDXGF
RB-Appl-EffCW-med-GasDHW-ElecCDryer-Tier1-Top | DEER2016 | D16v1 | 2015-05-16 | Any | SFm | 1975 | CZ03 | rDXHP | Each | 1 | 796 | None | 280 | 0.0405 | 1.93 | 280 | 0.0405 | 1.93 | 280 | 0.0405 | 1.93 | 280 | 0.0405 | 1.93 |  |  | 1 |  | RB-Appl-EffCW-med-GasDHW-ElecCDryer-Tier1-TopAnySFm1975CZ03rDXHP
RB-Appl-EffCW-med-GasDHW-ElecCDryer-Tier1-Top | DEER2016 | D16v1 | 2015-05-16 | Any | SFm | 1975 | CZ03 | rNCEH | Each | 1 | 796 | None | 279 | 0.0387 | 1.92 | 279 | 0.0387 | 1.92 | 279 | 0.0387 | 1.92 | 279 | 0.0387 | 1.92 |  |  | 1 |  | RB-Appl-EffCW-med-GasDHW-ElecCDryer-Tier1-TopAnySFm1975CZ03rNCEH
RB-Appl-EffCW-med-GasDHW-ElecCDryer-Tier1-Top | DEER2016 | D16v1 | 2015-05-16 | Any | SFm | 1975 | CZ03 | rNCGF | Each | 1 | 796 | None | 279 | 0.0387 | 1.65 | 279 | 0.0387 | 1.65 | 279 | 0.0387 | 1.65 | 279 | 0.0387 | 1.65 |  |  | 1 |  | RB-Appl-EffCW-med-GasDHW-ElecCDryer-Tier1-TopAnySFm1975CZ03rNCGF
RB-Appl-EffCW-med-GasDHW-ElecCDryer-Tier1-Top | DEER2016 | D16v1 | 2015-05-16 | Any | SFm | 1975 | CZ04 | rDXGF | Each | 1 | 796 | None | 282 | 0.047 | 1.16 | 282 | 0.047 | 1.16 | 282 | 0.047 | 1.16 | 282 | 0.047 | 1.16 |  |  | 1 |  | RB-Appl-EffCW-med-GasDHW-ElecCDryer-Tier1-TopAnySFm1975CZ04rDXGF
RB-Appl-EffCW-med-GasDHW-ElecCDryer-Tier1-Top | DEER2016 | D16v1 | 2015-05-16 | Any | SFm | 1975 | CZ04 | rDXHP | Each | 1 | 796 | None | 277 | 0.0443 | 1.87 | 277 | 0.0443 | 1.87 | 277 | 0.0443 | 1.87 | 277 | 0.0443 | 1.87 |  |  | 1 |  | RB-Appl-EffCW-med-GasDHW-ElecCDryer-Tier1-TopAnySFm1975CZ04rDXHP
RB-Appl-EffCW-med-GasDHW-ElecCDryer-Tier1-Top | DEER2016 | D16v1 | 2015-05-16 | Any | SFm | 1975 | CZ04 | rNCEH | Each | 1 | 796 | None | 273 | 0.0387 | 1.86 | 273 | 0.0387 | 1.86 | 273 | 0.0387 | 1.86 | 273 | 0.0387 | 1.86 |  |  | 1 |  | RB-Appl-EffCW-med-GasDHW-ElecCDryer-Tier1-TopAnySFm1975CZ04rNCEH
RB-Appl-EffCW-med-GasDHW-ElecCDryer-Tier1-Top | DEER2016 | D16v1 | 2015-05-16 | Any | SFm | 1975 | CZ04 | rNCGF | Each | 1 | 796 | None | 279 | 0.0387 | 1.15 | 279 | 0.0387 | 1.15 | 279 | 0.0387 | 1.15 | 279 | 0.0387 | 1.15 |  |  | 1 |  | RB-Appl-EffCW-med-GasDHW-ElecCDryer-Tier1-TopAnySFm1975CZ04rNCGF
RB-Appl-EffCW-med-GasDHW-ElecCDryer-Tier1-Top | DEER2016 | D16v1 | 2015-05-16 | Any | SFm | 1975 | CZ05 | rDXGF | Each | 1 | 796 | None | 280 | 0.0383 | 1.73 | 280 | 0.0383 | 1.73 | 280 | 0.0383 | 1.73 | 280 | 0.0383 | 1.73 |  |  | 1 |  | RB-Appl-EffCW-med-GasDHW-ElecCDryer-Tier1-TopAnySFm1975CZ05rDXGF
RB-Appl-EffCW-med-GasDHW-ElecCDryer-Tier1-Top | DEER2016 | D16v1 | 2015-05-16 | Any | SFm | 1975 | CZ05 | rDXHP | Each | 1 | 796 | None | 279 | 0.0629 | 1.96 | 279 | 0.0629 | 1.96 | 279 | 0.0629 | 1.96 | 279 | 0.0629 | 1.96 |  |  | 1 |  | RB-Appl-EffCW-med-GasDHW-ElecCDryer-Tier1-TopAnySFm1975CZ05rDXHP
RB-Appl-EffCW-med-GasDHW-ElecCDryer-Tier1-Top | DEER2016 | D16v1 | 2015-05-16 | Any | SFm | 1975 | CZ05 | rNCEH | Each | 1 | 796 | None | 281 | 0.0387 | 1.95 | 281 | 0.0387 | 1.95 | 281 | 0.0387 | 1.95 | 281 | 0.0387 | 1.95 |  |  | 1 |  | RB-Appl-EffCW-med-GasDHW-ElecCDryer-Tier1-TopAnySFm1975CZ05rNCEH
RB-Appl-EffCW-med-GasDHW-ElecCDryer-Tier1-Top | DEER2016 | D16v1 | 2015-05-16 | Any | SFm | 1975 | CZ05 | rNCGF | Each | 1 | 796 | None | 279 | 0.0385 | 1.62 | 279 | 0.0385 | 1.62 | 279 | 0.0385 | 1.62 | 279 | 0.0385 | 1.62 |  |  | 1 |  | RB-Appl-EffCW-med-GasDHW-ElecCDryer-Tier1-TopAnySFm1975CZ05rNCGF
RB-Appl-EffCW-med-GasDHW-ElecCDryer-Tier1-Top | DEER2016 | D16v1 | 2015-05-16 | Any | SFm | 1975 | CZ06 | rDXGF | Each | 1 | 764 | None | 285 | 0.0448 | 1.95 | 285 | 0.0448 | 1.95 | 285 | 0.0448 | 1.95 | 285 | 0.0448 | 1.95 |  |  | 1 |  | RB-Appl-EffCW-med-GasDHW-ElecCDryer-Tier1-TopAnySFm1975CZ06rDXGF
RB-Appl-EffCW-med-GasDHW-ElecCDryer-Tier1-Top | DEER2016 | D16v1 | 2015-05-16 | Any | SFm | 1975 | CZ06 | rDXHP | Each | 1 | 764 | None | 289 | 0.0448 | 1.81 | 289 | 0.0448 | 1.81 | 289 | 0.0448 | 1.81 | 289 | 0.0448 | 1.81 |  |  | 1 |  | RB-Appl-EffCW-med-GasDHW-ElecCDryer-Tier1-TopAnySFm1975CZ06rDXHP
RB-Appl-EffCW-med-GasDHW-ElecCDryer-Tier1-Top | DEER2016 | D16v1 | 2015-05-16 | Any | SFm | 1975 | CZ06 | rNCEH | Each | 1 | 764 | None | 280 | 0.0387 | 1.79 | 280 | 0.0387 | 1.79 | 280 | 0.0387 | 1.79 | 280 | 0.0387 | 1.79 |  |  | 1 |  | RB-Appl-EffCW-med-GasDHW-ElecCDryer-Tier1-TopAnySFm1975CZ06rNCEH
RB-Appl-EffCW-med-GasDHW-ElecCDryer-Tier1-Top | DEER2016 | D16v1 | 2015-05-16 | Any | SFm | 1975 | CZ06 | rNCGF | Each | 1 | 764 | None | 279 | 0.0386 | 1.82 | 279 | 0.0386 | 1.82 | 279 | 0.0386 | 1.82 | 279 | 0.0386 | 1.82 |  |  | 1 |  | RB-Appl-EffCW-med-GasDHW-ElecCDryer-Tier1-TopAnySFm1975CZ06rNCGF
RB-Appl-EffCW-med-GasDHW-ElecCDryer-Tier1-Top | DEER2016 | D16v1 | 2015-05-16 | Any | SFm | 1975 | CZ07 | rDXGF | Each | 1 | 764 | None | 286 | 0.0443 | 1.72 | 286 | 0.0443 | 1.72 | 286 | 0.0443 | 1.72 | 286 | 0.0443 | 1.72 |  |  | 1 |  | RB-Appl-EffCW-med-GasDHW-ElecCDryer-Tier1-TopAnySFm1975CZ07rDXGF
RB-Appl-EffCW-med-GasDHW-ElecCDryer-Tier1-Top | DEER2016 | D16v1 | 2015-05-16 | Any | SFm | 1975 | CZ07 | rDXHP | Each | 1 | 764 | None | 284 | 0.00146 | 1.8 | 284 | 0.00146 | 1.8 | 284 | 0.00146 | 1.8 | 284 | 0.00146 | 1.8 |  |  | 1 |  | RB-Appl-EffCW-med-GasDHW-ElecCDryer-Tier1-TopAnySFm1975CZ07rDXHP
RB-Appl-EffCW-med-GasDHW-ElecCDryer-Tier1-Top | DEER2016 | D16v1 | 2015-05-16 | Any | SFm | 1975 | CZ07 | rNCEH | Each | 1 | 764 | None | 278 | 0.0387 | 1.77 | 278 | 0.0387 | 1.77 | 278 | 0.0387 | 1.77 | 278 | 0.0387 | 1.77 |  |  | 1 |  | RB-Appl-EffCW-med-GasDHW-ElecCDryer-Tier1-TopAnySFm1975CZ07rNCEH
RB-Appl-EffCW-med-GasDHW-ElecCDryer-Tier1-Top | DEER2016 | D16v1 | 2015-05-16 | Any | SFm | 1975 | CZ07 | rNCGF | Each | 1 | 764 | None | 279 | 0.0388 | 1.52 | 279 | 0.0388 | 1.52 | 279 | 0.0388 | 1.52 | 279 | 0.0388 | 1.52 |  |  | 1 |  | RB-Appl-EffCW-med-GasDHW-ElecCDryer-Tier1-TopAnySFm1975CZ07rNCGF
RB-Appl-EffCW-med-GasDHW-ElecCDryer-Tier1-Top | DEER2016 | D16v1 | 2015-05-16 | Any | SFm | 1975 | CZ08 | rDXGF | Each | 1 | 764 | None | 292 | 0.0438 | 1.29 | 292 | 0.0438 | 1.29 | 292 | 0.0438 | 1.29 | 292 | 0.0438 | 1.29 |  |  | 1 |  | RB-Appl-EffCW-med-GasDHW-ElecCDryer-Tier1-TopAnySFm1975CZ08rDXGF
RB-Appl-EffCW-med-GasDHW-ElecCDryer-Tier1-Top | DEER2016 | D16v1 | 2015-05-16 | Any | SFm | 1975 | CZ08 | rDXHP | Each | 1 | 764 | None | 284 | 0.0444 | 1.77 | 284 | 0.0444 | 1.77 | 284 | 0.0444 | 1.77 | 284 | 0.0444 | 1.77 |  |  | 1 |  | RB-Appl-EffCW-med-GasDHW-ElecCDryer-Tier1-TopAnySFm1975CZ08rDXHP
RB-Appl-EffCW-med-GasDHW-ElecCDryer-Tier1-Top | DEER2016 | D16v1 | 2015-05-16 | Any | SFm | 1975 | CZ08 | rNCEH | Each | 1 | 764 | None | 275 | 0.0387 | 1.74 | 275 | 0.0387 | 1.74 | 275 | 0.0387 | 1.74 | 275 | 0.0387 | 1.74 |  |  | 1 |  | RB-Appl-EffCW-med-GasDHW-ElecCDryer-Tier1-TopAnySFm1975CZ08rNCEH
RB-Appl-EffCW-med-GasDHW-ElecCDryer-Tier1-Top | DEER2016 | D16v1 | 2015-05-16 | Any | SFm | 1975 | CZ08 | rNCGF | Each | 1 | 764 | None | 279 | 0.0386 | 1.17 | 279 | 0.0386 | 1.17 | 279 | 0.0386 | 1.17 | 279 | 0.0386 | 1.17 |  |  | 1 |  | RB-Appl-EffCW-med-GasDHW-ElecCDryer-Tier1-TopAnySFm1975CZ08rNCGF
RB-Appl-EffCW-med-GasDHW-ElecCDryer-Tier1-Top | DEER2016 | D16v1 | 2015-05-16 | Any | SFm | 1975 | CZ09 | rDXGF | Each | 1 | 818 | None | 293 | 0.0454 | 0.974 | 293 | 0.0454 | 0.974 | 293 | 0.0454 | 0.974 | 293 | 0.0454 | 0.974 |  |  | 1 |  | RB-Appl-EffCW-med-GasDHW-ElecCDryer-Tier1-TopAnySFm1975CZ09rDXGF
RB-Appl-EffCW-med-GasDHW-ElecCDryer-Tier1-Top | DEER2016 | D16v1 | 2015-05-16 | Any | SFm | 1975 | CZ09 | rDXHP | Each | 1 | 818 | None | 286 | 0.0439 | 1.76 | 286 | 0.0439 | 1.76 | 286 | 0.0439 | 1.76 | 286 | 0.0439 | 1.76 |  |  | 1 |  | RB-Appl-EffCW-med-GasDHW-ElecCDryer-Tier1-TopAnySFm1975CZ09rDXHP
RB-Appl-EffCW-med-GasDHW-ElecCDryer-Tier1-Top | DEER2016 | D16v1 | 2015-05-16 | Any | SFm | 1975 | CZ09 | rNCEH | Each | 1 | 818 | None | 272 | 0.0387 | 1.74 | 272 | 0.0387 | 1.74 | 272 | 0.0387 | 1.74 | 272 | 0.0387 | 1.74 |  |  | 1 |  | RB-Appl-EffCW-med-GasDHW-ElecCDryer-Tier1-TopAnySFm1975CZ09rNCEH
RB-Appl-EffCW-med-GasDHW-ElecCDryer-Tier1-Top | DEER2016 | D16v1 | 2015-05-16 | Any | SFm | 1975 | CZ09 | rNCGF | Each | 1 | 818 | None | 279 | 0.0387 | 0.867 | 279 | 0.0387 | 0.867 | 279 | 0.0387 | 0.867 | 279 | 0.0387 | 0.867 |  |  | 1 |  | RB-Appl-EffCW-med-GasDHW-ElecCDryer-Tier1-TopAnySFm1975CZ09rNCGF
RB-Appl-EffCW-med-GasDHW-ElecCDryer-Tier1-Top | DEER2016 | D16v1 | 2015-05-16 | Any | SFm | 1975 | CZ10 | rDXGF | Each | 1 | 818 | None | 289 | 0.0487 | 0.939 | 289 | 0.0487 | 0.939 | 289 | 0.0487 | 0.939 | 289 | 0.0487 | 0.939 |  |  | 1 |  | RB-Appl-EffCW-med-GasDHW-ElecCDryer-Tier1-TopAnySFm1975CZ10rDXGF
RB-Appl-EffCW-med-GasDHW-ElecCDryer-Tier1-Top | DEER2016 | D16v1 | 2015-05-16 | Any | SFm | 1975 | CZ10 | rDXHP | Each | 1 | 818 | None | 280 | 0.0476 | 1.75 | 280 | 0.0476 | 1.75 | 280 | 0.0476 | 1.75 | 280 | 0.0476 | 1.75 |  |  | 1 |  | RB-Appl-EffCW-med-GasDHW-ElecCDryer-Tier1-TopAnySFm1975CZ10rDXHP
RB-Appl-EffCW-med-GasDHW-ElecCDryer-Tier1-Top | DEER2016 | D16v1 | 2015-05-16 | Any | SFm | 1975 | CZ10 | rNCEH | Each | 1 | 818 | None | 273 | 0.0387 | 1.73 | 273 | 0.0387 | 1.73 | 273 | 0.0387 | 1.73 | 273 | 0.0387 | 1.73 |  |  | 1 |  | RB-Appl-EffCW-med-GasDHW-ElecCDryer-Tier1-TopAnySFm1975CZ10rNCEH
RB-Appl-EffCW-med-GasDHW-ElecCDryer-Tier1-Top | DEER2016 | D16v1 | 2015-05-16 | Any | SFm | 1975 | CZ10 | rNCGF | Each | 1 | 818 | None | 279 | 0.0387 | 0.903 | 279 | 0.0387 | 0.903 | 279 | 0.0387 | 0.903 | 279 | 0.0387 | 0.903 |  |  | 1 |  | RB-Appl-EffCW-med-GasDHW-ElecCDryer-Tier1-TopAnySFm1975CZ10rNCGF
RB-Appl-EffCW-med-GasDHW-ElecCDryer-Tier1-Top | DEER2016 | D16v1 | 2015-05-16 | Any | SFm | 1975 | CZ11 | rDXGF | Each | 1 | 764 | None | 291 | 0.0535 | 0.942 | 291 | 0.0535 | 0.942 | 291 | 0.0535 | 0.942 | 291 | 0.0535 | 0.942 |  |  | 1 |  | RB-Appl-EffCW-med-GasDHW-ElecCDryer-Tier1-TopAnySFm1975CZ11rDXGF
RB-Appl-EffCW-med-GasDHW-ElecCDryer-Tier1-Top | DEER2016 | D16v1 | 2015-05-16 | Any | SFm | 1975 | CZ11 | rDXHP | Each | 1 | 764 | None | 279 | 0.0497 | 1.77 | 279 | 0.0497 | 1.77 | 279 | 0.0497 | 1.77 | 279 | 0.0497 | 1.77 |  |  | 1 |  | RB-Appl-EffCW-med-GasDHW-ElecCDryer-Tier1-TopAnySFm1975CZ11rDXHP
RB-Appl-EffCW-med-GasDHW-ElecCDryer-Tier1-Top | DEER2016 | D16v1 | 2015-05-16 | Any | SFm | 1975 | CZ11 | rNCEH | Each | 1 | 764 | None | 273 | 0.0388 | 1.75 | 273 | 0.0388 | 1.75 | 273 | 0.0388 | 1.75 | 273 | 0.0388 | 1.75 |  |  | 1 |  | RB-Appl-EffCW-med-GasDHW-ElecCDryer-Tier1-TopAnySFm1975CZ11rNCEH
RB-Appl-EffCW-med-GasDHW-ElecCDryer-Tier1-Top | DEER2016 | D16v1 | 2015-05-16 | Any | SFm | 1975 | CZ11 | rNCGF | Each | 1 | 764 | None | 279 | 0.0387 | 0.912 | 279 | 0.0387 | 0.912 | 279 | 0.0387 | 0.912 | 279 | 0.0387 | 0.912 |  |  | 1 |  | RB-Appl-EffCW-med-GasDHW-ElecCDryer-Tier1-TopAnySFm1975CZ11rNCGF
RB-Appl-EffCW-med-GasDHW-ElecCDryer-Tier1-Top | DEER2016 | D16v1 | 2015-05-16 | Any | SFm | 1975 | CZ12 | rDXGF | Each | 1 | 764 | None | 287 | 0.0537 | 0.628 | 287 | 0.0537 | 0.628 | 287 | 0.0537 | 0.628 | 287 | 0.0537 | 0.628 |  |  | 1 |  | RB-Appl-EffCW-med-GasDHW-ElecCDryer-Tier1-TopAnySFm1975CZ12rDXGF
RB-Appl-EffCW-med-GasDHW-ElecCDryer-Tier1-Top | DEER2016 | D16v1 | 2015-05-16 | Any | SFm | 1975 | CZ12 | rDXHP | Each | 1 | 764 | None | 274 | 0.0525 | 1.84 | 274 | 0.0525 | 1.84 | 274 | 0.0525 | 1.84 | 274 | 0.0525 | 1.84 |  |  | 1 |  | RB-Appl-EffCW-med-GasDHW-ElecCDryer-Tier1-TopAnySFm1975CZ12rDXHP
RB-Appl-EffCW-med-GasDHW-ElecCDryer-Tier1-Top | DEER2016 | D16v1 | 2015-05-16 | Any | SFm | 1975 | CZ12 | rNCEH | Each | 1 | 764 | None | 269 | 0.0388 | 1.81 | 269 | 0.0388 | 1.81 | 269 | 0.0388 | 1.81 | 269 | 0.0388 | 1.81 |  |  | 1 |  | RB-Appl-EffCW-med-GasDHW-ElecCDryer-Tier1-TopAnySFm1975CZ12rNCEH
RB-Appl-EffCW-med-GasDHW-ElecCDryer-Tier1-Top | DEER2016 | D16v1 | 2015-05-16 | Any | SFm | 1975 | CZ12 | rNCGF | Each | 1 | 764 | None | 279 | 0.0387 | 0.581 | 279 | 0.0387 | 0.581 | 279 | 0.0387 | 0.581 | 279 | 0.0387 | 0.581 |  |  | 1 |  | RB-Appl-EffCW-med-GasDHW-ElecCDryer-Tier1-TopAnySFm1975CZ12rNCGF
RB-Appl-EffCW-med-GasDHW-ElecCDryer-Tier1-Top | DEER2016 | D16v1 | 2015-05-16 | Any | SFm | 1975 | CZ13 | rDXGF | Each | 1 | 764 | None | 290 | 0.05 | 0.558 | 290 | 0.05 | 0.558 | 290 | 0.05 | 0.558 | 290 | 0.05 | 0.558 |  |  | 1 |  | RB-Appl-EffCW-med-GasDHW-ElecCDryer-Tier1-TopAnySFm1975CZ13rDXGF
RB-Appl-EffCW-med-GasDHW-ElecCDryer-Tier1-Top | DEER2016 | D16v1 | 2015-05-16 | Any | SFm | 1975 | CZ13 | rDXHP | Each | 1 | 764 | None | 278 | 0.0492 | 1.76 | 278 | 0.0492 | 1.76 | 278 | 0.0492 | 1.76 | 278 | 0.0492 | 1.76 |  |  | 1 |  | RB-Appl-EffCW-med-GasDHW-ElecCDryer-Tier1-TopAnySFm1975CZ13rDXHP
RB-Appl-EffCW-med-GasDHW-ElecCDryer-Tier1-Top | DEER2016 | D16v1 | 2015-05-16 | Any | SFm | 1975 | CZ13 | rNCEH | Each | 1 | 764 | None | 269 | 0.0388 | 1.73 | 269 | 0.0388 | 1.73 | 269 | 0.0388 | 1.73 | 269 | 0.0388 | 1.73 |  |  | 1 |  | RB-Appl-EffCW-med-GasDHW-ElecCDryer-Tier1-TopAnySFm1975CZ13rNCEH
RB-Appl-EffCW-med-GasDHW-ElecCDryer-Tier1-Top | DEER2016 | D16v1 | 2015-05-16 | Any | SFm | 1975 | CZ13 | rNCGF | Each | 1 | 764 | None | 279 | 0.0388 | 0.525 | 279 | 0.0388 | 0.525 | 279 | 0.0388 | 0.525 | 279 | 0.0388 | 0.525 |  |  | 1 |  | RB-Appl-EffCW-med-GasDHW-ElecCDryer-Tier1-TopAnySFm1975CZ13rNCGF
RB-Appl-EffCW-med-GasDHW-ElecCDryer-Tier1-Top | DEER2016 | D16v1 | 2015-05-16 | Any | SFm | 1975 | CZ14 | rDXGF | Each | 1 | 778 | None | 299 | 0.0473 | 1.08 | 299 | 0.0473 | 1.08 | 299 | 0.0473 | 1.08 | 299 | 0.0473 | 1.08 |  |  | 1 |  | RB-Appl-EffCW-med-GasDHW-ElecCDryer-Tier1-TopAnySFm1975CZ14rDXGF
RB-Appl-EffCW-med-GasDHW-ElecCDryer-Tier1-Top | DEER2016 | D16v1 | 2015-05-16 | Any | SFm | 1975 | CZ14 | rDXHP | Each | 1 | 778 | None | 291 | 0.0474 | 1.79 | 291 | 0.0474 | 1.79 | 291 | 0.0474 | 1.79 | 291 | 0.0474 | 1.79 |  |  | 1 |  | RB-Appl-EffCW-med-GasDHW-ElecCDryer-Tier1-TopAnySFm1975CZ14rDXHP
RB-Appl-EffCW-med-GasDHW-ElecCDryer-Tier1-Top | DEER2016 | D16v1 | 2015-05-16 | Any | SFm | 1975 | CZ14 | rNCEH | Each | 1 | 778 | None | 274 | 0.0388 | 1.76 | 274 | 0.0388 | 1.76 | 274 | 0.0388 | 1.76 | 274 | 0.0388 | 1.76 |  |  | 1 |  | RB-Appl-EffCW-med-GasDHW-ElecCDryer-Tier1-TopAnySFm1975CZ14rNCEH
RB-Appl-EffCW-med-GasDHW-ElecCDryer-Tier1-Top | DEER2016 | D16v1 | 2015-05-16 | Any | SFm | 1975 | CZ14 | rNCGF | Each | 1 | 778 | None | 279 | 0.0388 | 0.998 | 279 | 0.0388 | 0.998 | 279 | 0.0388 | 0.998 | 279 | 0.0388 | 0.998 |  |  | 1 |  | RB-Appl-EffCW-med-GasDHW-ElecCDryer-Tier1-TopAnySFm1975CZ14rNCGF
RB-Appl-EffCW-med-GasDHW-ElecCDryer-Tier1-Top | DEER2016 | D16v1 | 2015-05-16 | Any | SFm | 1975 | CZ15 | rDXGF | Each | 1 | 778 | None | 301 | 0.0479 | 1.15 | 301 | 0.0479 | 1.15 | 301 | 0.0479 | 1.15 | 301 | 0.0479 | 1.15 |  |  | 1 |  | RB-Appl-EffCW-med-GasDHW-ElecCDryer-Tier1-TopAnySFm1975CZ15rDXGF
RB-Appl-EffCW-med-GasDHW-ElecCDryer-Tier1-Top | DEER2016 | D16v1 | 2015-05-16 | Any | SFm | 1975 | CZ15 | rDXHP | Each | 1 | 778 | None | 296 | 0.0465 | 1.47 | 296 | 0.0465 | 1.47 | 296 | 0.0465 | 1.47 | 296 | 0.0465 | 1.47 |  |  | 1 |  | RB-Appl-EffCW-med-GasDHW-ElecCDryer-Tier1-TopAnySFm1975CZ15rDXHP
RB-Appl-EffCW-med-GasDHW-ElecCDryer-Tier1-Top | DEER2016 | D16v1 | 2015-05-16 | Any | SFm | 1975 | CZ15 | rNCEH | Each | 1 | 778 | None | 278 | 0.0388 | 1.44 | 278 | 0.0388 | 1.44 | 278 | 0.0388 | 1.44 | 278 | 0.0388 | 1.44 |  |  | 1 |  | RB-Appl-EffCW-med-GasDHW-ElecCDryer-Tier1-TopAnySFm1975CZ15rNCEH
RB-Appl-EffCW-med-GasDHW-ElecCDryer-Tier1-Top | DEER2016 | D16v1 | 2015-05-16 | Any | SFm | 1975 | CZ15 | rNCGF | Each | 1 | 778 | None | 280 | 0.0388 | 1.11 | 280 | 0.0388 | 1.11 | 280 | 0.0388 | 1.11 | 280 | 0.0388 | 1.11 |  |  | 1 |  | RB-Appl-EffCW-med-GasDHW-ElecCDryer-Tier1-TopAnySFm1975CZ15rNCGF
RB-Appl-EffCW-med-GasDHW-ElecCDryer-Tier1-Top | DEER2016 | D16v1 | 2015-05-16 | Any | SFm | 1975 | CZ16 | rDXGF | Each | 1 | 796 | None | 292 | 0.0419 | 1.54 | 292 | 0.0419 | 1.54 | 292 | 0.0419 | 1.54 | 292 | 0.0419 | 1.54 |  |  | 1 |  | RB-Appl-EffCW-med-GasDHW-ElecCDryer-Tier1-TopAnySFm1975CZ16rDXGF
RB-Appl-EffCW-med-GasDHW-ElecCDryer-Tier1-Top | DEER2016 | D16v1 | 2015-05-16 | Any | SFm | 1975 | CZ16 | rDXHP | Each | 1 | 796 | None | 284 | 0.048 | 2.07 | 284 | 0.048 | 2.07 | 284 | 0.048 | 2.07 | 284 | 0.048 | 2.07 |  |  | 1 |  | RB-Appl-EffCW-med-GasDHW-ElecCDryer-Tier1-TopAnySFm1975CZ16rDXHP
RB-Appl-EffCW-med-GasDHW-ElecCDryer-Tier1-Top | DEER2016 | D16v1 | 2015-05-16 | Any | SFm | 1975 | CZ16 | rNCEH | Each | 1 | 796 | None | 275 | 0.0387 | 2.05 | 275 | 0.0387 | 2.05 | 275 | 0.0387 | 2.05 | 275 | 0.0387 | 2.05 |  |  | 1 |  | RB-Appl-EffCW-med-GasDHW-ElecCDryer-Tier1-TopAnySFm1975CZ16rNCEH
RB-Appl-EffCW-med-GasDHW-ElecCDryer-Tier1-Top | DEER2016 | D16v1 | 2015-05-16 | Any | SFm | 1975 | CZ16 | rNCGF | Each | 1 | 796 | None | 279 | 0.0387 | 1.52 | 279 | 0.0387 | 1.52 | 279 | 0.0387 | 1.52 | 279 | 0.0387 | 1.52 |  |  | 1 |  | RB-Appl-EffCW-med-GasDHW-ElecCDryer-Tier1-TopAnySFm1975CZ16rNCGF
RB-Appl-EffCW-med-GasDHW-ElecCDryer-Tier1-Top | DEER2016 | D16v1 | 2015-05-16 | Any | SFm | 1985 | CZ01 | rDXGF | Each | 1 | 952 | None | 279 | 0.0395 | 0.436 | 279 | 0.0395 | 0.436 | 279 | 0.0395 | 0.436 | 279 | 0.0395 | 0.436 |  |  | 1 |  | RB-Appl-EffCW-med-GasDHW-ElecCDryer-Tier1-TopAnySFm1985CZ01rDXGF
RB-Appl-EffCW-med-GasDHW-ElecCDryer-Tier1-Top | DEER2016 | D16v1 | 2015-05-16 | Any | SFm | 1985 | CZ01 | rDXHP | Each | 1 | 952 | None | 265 | 0.0375 | 2.06 | 265 | 0.0375 | 2.06 | 265 | 0.0375 | 2.06 | 265 | 0.0375 | 2.06 |  |  | 1 |  | RB-Appl-EffCW-med-GasDHW-ElecCDryer-Tier1-TopAnySFm1985CZ01rDXHP
RB-Appl-EffCW-med-GasDHW-ElecCDryer-Tier1-Top | DEER2016 | D16v1 | 2015-05-16 | Any | SFm | 1985 | CZ01 | rNCEH | Each | 1 | 952 | None | 268 | 0.0386 | 2.05 | 268 | 0.0386 | 2.05 | 268 | 0.0386 | 2.05 | 268 | 0.0386 | 2.05 |  |  | 1 |  | RB-Appl-EffCW-med-GasDHW-ElecCDryer-Tier1-TopAnySFm1985CZ01rNCEH
RB-Appl-EffCW-med-GasDHW-ElecCDryer-Tier1-Top | DEER2016 | D16v1 | 2015-05-16 | Any | SFm | 1985 | CZ01 | rNCGF | Each | 1 | 952 | None | 279 | 0.0387 | 0.376 | 279 | 0.0387 | 0.376 | 279 | 0.0387 | 0.376 | 279 | 0.0387 | 0.376 |  |  | 1 |  | RB-Appl-EffCW-med-GasDHW-ElecCDryer-Tier1-TopAnySFm1985CZ01rNCGF
RB-Appl-EffCW-med-GasDHW-ElecCDryer-Tier1-Top | DEER2016 | D16v1 | 2015-05-16 | Any | SFm | 1985 | CZ02 | rDXGF | Each | 1 | 952 | None | 283 | 0.0539 | 0.652 | 283 | 0.0539 | 0.652 | 283 | 0.0539 | 0.652 | 283 | 0.0539 | 0.652 |  |  | 1 |  | RB-Appl-EffCW-med-GasDHW-ElecCDryer-Tier1-TopAnySFm1985CZ02rDXGF
RB-Appl-EffCW-med-GasDHW-ElecCDryer-Tier1-Top | DEER2016 | D16v1 | 2015-05-16 | Any | SFm | 1985 | CZ02 | rDXHP | Each | 1 | 952 | None | 270 | 0.0547 | 1.92 | 270 | 0.0547 | 1.92 | 270 | 0.0547 | 1.92 | 270 | 0.0547 | 1.92 |  |  | 1 |  | RB-Appl-EffCW-med-GasDHW-ElecCDryer-Tier1-TopAnySFm1985CZ02rDXHP
RB-Appl-EffCW-med-GasDHW-ElecCDryer-Tier1-Top | DEER2016 | D16v1 | 2015-05-16 | Any | SFm | 1985 | CZ02 | rNCEH | Each | 1 | 952 | None | 267 | 0.0387 | 1.9 | 267 | 0.0387 | 1.9 | 267 | 0.0387 | 1.9 | 267 | 0.0387 | 1.9 |  |  | 1 |  | RB-Appl-EffCW-med-GasDHW-ElecCDryer-Tier1-TopAnySFm1985CZ02rNCEH
RB-Appl-EffCW-med-GasDHW-ElecCDryer-Tier1-Top | DEER2016 | D16v1 | 2015-05-16 | Any | SFm | 1985 | CZ02 | rNCGF | Each | 1 | 952 | None | 279 | 0.0388 | 0.578 | 279 | 0.0388 | 0.578 | 279 | 0.0388 | 0.578 | 279 | 0.0388 | 0.578 |  |  | 1 |  | RB-Appl-EffCW-med-GasDHW-ElecCDryer-Tier1-TopAnySFm1985CZ02rNCGF
RB-Appl-EffCW-med-GasDHW-ElecCDryer-Tier1-Top | DEER2016 | D16v1 | 2015-05-16 | Any | SFm | 1985 | CZ03 | rDXGF | Each | 1 | 952 | None | 283 | 0.0512 | 0.997 | 283 | 0.0512 | 0.997 | 283 | 0.0512 | 0.997 | 283 | 0.0512 | 0.997 |  |  | 1 |  | RB-Appl-EffCW-med-GasDHW-ElecCDryer-Tier1-TopAnySFm1985CZ03rDXGF
RB-Appl-EffCW-med-GasDHW-ElecCDryer-Tier1-Top | DEER2016 | D16v1 | 2015-05-16 | Any | SFm | 1985 | CZ03 | rDXHP | Each | 1 | 952 | None | 272 | 0.0531 | 1.92 | 272 | 0.0531 | 1.92 | 272 | 0.0531 | 1.92 | 272 | 0.0531 | 1.92 |  |  | 1 |  | RB-Appl-EffCW-med-GasDHW-ElecCDryer-Tier1-TopAnySFm1985CZ03rDXHP
RB-Appl-EffCW-med-GasDHW-ElecCDryer-Tier1-Top | DEER2016 | D16v1 | 2015-05-16 | Any | SFm | 1985 | CZ03 | rNCEH | Each | 1 | 952 | None | 271 | 0.0387 | 1.91 | 271 | 0.0387 | 1.91 | 271 | 0.0387 | 1.91 | 271 | 0.0387 | 1.91 |  |  | 1 |  | RB-Appl-EffCW-med-GasDHW-ElecCDryer-Tier1-TopAnySFm1985CZ03rNCEH
RB-Appl-EffCW-med-GasDHW-ElecCDryer-Tier1-Top | DEER2016 | D16v1 | 2015-05-16 | Any | SFm | 1985 | CZ03 | rNCGF | Each | 1 | 952 | None | 279 | 0.0387 | 0.867 | 279 | 0.0387 | 0.867 | 279 | 0.0387 | 0.867 | 279 | 0.0387 | 0.867 |  |  | 1 |  | RB-Appl-EffCW-med-GasDHW-ElecCDryer-Tier1-TopAnySFm1985CZ03rNCGF
RB-Appl-EffCW-med-GasDHW-ElecCDryer-Tier1-Top | DEER2016 | D16v1 | 2015-05-16 | Any | SFm | 1985 | CZ04 | rDXGF | Each | 1 | 952 | None | 285 | 0.0515 | 0.364 | 285 | 0.0515 | 0.364 | 285 | 0.0515 | 0.364 | 285 | 0.0515 | 0.364 |  |  | 1 |  | RB-Appl-EffCW-med-GasDHW-ElecCDryer-Tier1-TopAnySFm1985CZ04rDXGF
RB-Appl-EffCW-med-GasDHW-ElecCDryer-Tier1-Top | DEER2016 | D16v1 | 2015-05-16 | Any | SFm | 1985 | CZ04 | rDXHP | Each | 1 | 952 | None | 273 | 0.046 | 1.87 | 273 | 0.046 | 1.87 | 273 | 0.046 | 1.87 | 273 | 0.046 | 1.87 |  |  | 1 |  | RB-Appl-EffCW-med-GasDHW-ElecCDryer-Tier1-TopAnySFm1985CZ04rDXHP
RB-Appl-EffCW-med-GasDHW-ElecCDryer-Tier1-Top | DEER2016 | D16v1 | 2015-05-16 | Any | SFm | 1985 | CZ04 | rNCEH | Each | 1 | 952 | None | 266 | 0.0387 | 1.85 | 266 | 0.0387 | 1.85 | 266 | 0.0387 | 1.85 | 266 | 0.0387 | 1.85 |  |  | 1 |  | RB-Appl-EffCW-med-GasDHW-ElecCDryer-Tier1-TopAnySFm1985CZ04rNCEH
RB-Appl-EffCW-med-GasDHW-ElecCDryer-Tier1-Top | DEER2016 | D16v1 | 2015-05-16 | Any | SFm | 1985 | CZ04 | rNCGF | Each | 1 | 952 | None | 278 | 0.0387 | 0.275 | 278 | 0.0387 | 0.275 | 278 | 0.0387 | 0.275 | 278 | 0.0387 | 0.275 |  |  | 1 |  | RB-Appl-EffCW-med-GasDHW-ElecCDryer-Tier1-TopAnySFm1985CZ04rNCGF
RB-Appl-EffCW-med-GasDHW-ElecCDryer-Tier1-Top | DEER2016 | D16v1 | 2015-05-16 | Any | SFm | 1985 | CZ05 | rDXGF | Each | 1 | 952 | None | 280 | 0.0391 | 0.487 | 280 | 0.0391 | 0.487 | 280 | 0.0391 | 0.487 | 280 | 0.0391 | 0.487 |  |  | 1 |  | RB-Appl-EffCW-med-GasDHW-ElecCDryer-Tier1-TopAnySFm1985CZ05rDXGF
RB-Appl-EffCW-med-GasDHW-ElecCDryer-Tier1-Top | DEER2016 | D16v1 | 2015-05-16 | Any | SFm | 1985 | CZ05 | rDXHP | Each | 1 | 952 | None | 268 | 0.0392 | 1.96 | 268 | 0.0392 | 1.96 | 268 | 0.0392 | 1.96 | 268 | 0.0392 | 1.96 |  |  | 1 |  | RB-Appl-EffCW-med-GasDHW-ElecCDryer-Tier1-TopAnySFm1985CZ05rDXHP
RB-Appl-EffCW-med-GasDHW-ElecCDryer-Tier1-Top | DEER2016 | D16v1 | 2015-05-16 | Any | SFm | 1985 | CZ05 | rNCEH | Each | 1 | 952 | None | 267 | 0.0387 | 1.94 | 267 | 0.0387 | 1.94 | 267 | 0.0387 | 1.94 | 267 | 0.0387 | 1.94 |  |  | 1 |  | RB-Appl-EffCW-med-GasDHW-ElecCDryer-Tier1-TopAnySFm1985CZ05rNCEH
RB-Appl-EffCW-med-GasDHW-ElecCDryer-Tier1-Top | DEER2016 | D16v1 | 2015-05-16 | Any | SFm | 1985 | CZ05 | rNCGF | Each | 1 | 952 | None | 278 | 0.0387 | 0.276 | 278 | 0.0387 | 0.276 | 278 | 0.0387 | 0.276 | 278 | 0.0387 | 0.276 |  |  | 1 |  | RB-Appl-EffCW-med-GasDHW-ElecCDryer-Tier1-TopAnySFm1985CZ05rNCGF
RB-Appl-EffCW-med-GasDHW-ElecCDryer-Tier1-Top | DEER2016 | D16v1 | 2015-05-16 | Any | SFm | 1985 | CZ06 | rDXGF | Each | 1 | 1030 | None | 287 | 0.0708 | 1.86 | 287 | 0.0708 | 1.86 | 287 | 0.0708 | 1.86 | 287 | 0.0708 | 1.86 |  |  | 1 |  | RB-Appl-EffCW-med-GasDHW-ElecCDryer-Tier1-TopAnySFm1985CZ06rDXGF
RB-Appl-EffCW-med-GasDHW-ElecCDryer-Tier1-Top | DEER2016 | D16v1 | 2015-05-16 | Any | SFm | 1985 | CZ06 | rDXHP | Each | 1 | 1030 | None | 290 | 0.0456 | 1.81 | 290 | 0.0456 | 1.81 | 290 | 0.0456 | 1.81 | 290 | 0.0456 | 1.81 |  |  | 1 |  | RB-Appl-EffCW-med-GasDHW-ElecCDryer-Tier1-TopAnySFm1985CZ06rDXHP
RB-Appl-EffCW-med-GasDHW-ElecCDryer-Tier1-Top | DEER2016 | D16v1 | 2015-05-16 | Any | SFm | 1985 | CZ06 | rNCEH | Each | 1 | 1030 | None | 278 | 0.0387 | 1.79 | 278 | 0.0387 | 1.79 | 278 | 0.0387 | 1.79 | 278 | 0.0387 | 1.79 |  |  | 1 |  | RB-Appl-EffCW-med-GasDHW-ElecCDryer-Tier1-TopAnySFm1985CZ06rNCEH
RB-Appl-EffCW-med-GasDHW-ElecCDryer-Tier1-Top | DEER2016 | D16v1 | 2015-05-16 | Any | SFm | 1985 | CZ06 | rNCGF | Each | 1 | 1030 | None | 279 | 0.0388 | 1.65 | 279 | 0.0388 | 1.65 | 279 | 0.0388 | 1.65 | 279 | 0.0388 | 1.65 |  |  | 1 |  | RB-Appl-EffCW-med-GasDHW-ElecCDryer-Tier1-TopAnySFm1985CZ06rNCGF
RB-Appl-EffCW-med-GasDHW-ElecCDryer-Tier1-Top | DEER2016 | D16v1 | 2015-05-16 | Any | SFm | 1985 | CZ07 | rDXGF | Each | 1 | 1030 | None | 293 | 0.0119 | 1.98 | 293 | 0.0119 | 1.98 | 293 | 0.0119 | 1.98 | 293 | 0.0119 | 1.98 |  |  | 1 |  | RB-Appl-EffCW-med-GasDHW-ElecCDryer-Tier1-TopAnySFm1985CZ07rDXGF
RB-Appl-EffCW-med-GasDHW-ElecCDryer-Tier1-Top | DEER2016 | D16v1 | 2015-05-16 | Any | SFm | 1985 | CZ07 | rDXHP | Each | 1 | 1030 | None | 288 | -0.00559 | 1.8 | 288 | -0.00559 | 1.8 | 288 | -0.00559 | 1.8 | 288 | -0.00559 | 1.8 |  |  | 1 |  | RB-Appl-EffCW-med-GasDHW-ElecCDryer-Tier1-TopAnySFm1985CZ07rDXHP
RB-Appl-EffCW-med-GasDHW-ElecCDryer-Tier1-Top | DEER2016 | D16v1 | 2015-05-16 | Any | SFm | 1985 | CZ07 | rNCEH | Each | 1 | 1030 | None | 278 | 0.0387 | 1.78 | 278 | 0.0387 | 1.78 | 278 | 0.0387 | 1.78 | 278 | 0.0387 | 1.78 |  |  | 1 |  | RB-Appl-EffCW-med-GasDHW-ElecCDryer-Tier1-TopAnySFm1985CZ07rNCEH
RB-Appl-EffCW-med-GasDHW-ElecCDryer-Tier1-Top | DEER2016 | D16v1 | 2015-05-16 | Any | SFm | 1985 | CZ07 | rNCGF | Each | 1 | 1030 | None | 279 | 0.0385 | 1.72 | 279 | 0.0385 | 1.72 | 279 | 0.0385 | 1.72 | 279 | 0.0385 | 1.72 |  |  | 1 |  | RB-Appl-EffCW-med-GasDHW-ElecCDryer-Tier1-TopAnySFm1985CZ07rNCGF
RB-Appl-EffCW-med-GasDHW-ElecCDryer-Tier1-Top | DEER2016 | D16v1 | 2015-05-16 | Any | SFm | 1985 | CZ08 | rDXGF | Each | 1 | 1030 | None | 291 | 0.0436 | 1.86 | 291 | 0.0436 | 1.86 | 291 | 0.0436 | 1.86 | 291 | 0.0436 | 1.86 |  |  | 1 |  | RB-Appl-EffCW-med-GasDHW-ElecCDryer-Tier1-TopAnySFm1985CZ08rDXGF
RB-Appl-EffCW-med-GasDHW-ElecCDryer-Tier1-Top | DEER2016 | D16v1 | 2015-05-16 | Any | SFm | 1985 | CZ08 | rDXHP | Each | 1 | 1030 | None | 293 | 0.0502 | 1.76 | 293 | 0.0502 | 1.76 | 293 | 0.0502 | 1.76 | 293 | 0.0502 | 1.76 |  |  | 1 |  | RB-Appl-EffCW-med-GasDHW-ElecCDryer-Tier1-TopAnySFm1985CZ08rDXHP
RB-Appl-EffCW-med-GasDHW-ElecCDryer-Tier1-Top | DEER2016 | D16v1 | 2015-05-16 | Any | SFm | 1985 | CZ08 | rNCEH | Each | 1 | 1030 | None | 279 | 0.0387 | 1.75 | 279 | 0.0387 | 1.75 | 279 | 0.0387 | 1.75 | 279 | 0.0387 | 1.75 |  |  | 1 |  | RB-Appl-EffCW-med-GasDHW-ElecCDryer-Tier1-TopAnySFm1985CZ08rNCEH
RB-Appl-EffCW-med-GasDHW-ElecCDryer-Tier1-Top | DEER2016 | D16v1 | 2015-05-16 | Any | SFm | 1985 | CZ08 | rNCGF | Each | 1 | 1030 | None | 279 | 0.0388 | 1.57 | 279 | 0.0388 | 1.57 | 279 | 0.0388 | 1.57 | 279 | 0.0388 | 1.57 |  |  | 1 |  | RB-Appl-EffCW-med-GasDHW-ElecCDryer-Tier1-TopAnySFm1985CZ08rNCGF
RB-Appl-EffCW-med-GasDHW-ElecCDryer-Tier1-Top | DEER2016 | D16v1 | 2015-05-16 | Any | SFm | 1985 | CZ09 | rDXGF | Each | 1 | 906 | None | 291 | 0.0459 | 1.65 | 291 | 0.0459 | 1.65 | 291 | 0.0459 | 1.65 | 291 | 0.0459 | 1.65 |  |  | 1 |  | RB-Appl-EffCW-med-GasDHW-ElecCDryer-Tier1-TopAnySFm1985CZ09rDXGF
RB-Appl-EffCW-med-GasDHW-ElecCDryer-Tier1-Top | DEER2016 | D16v1 | 2015-05-16 | Any | SFm | 1985 | CZ09 | rDXHP | Each | 1 | 906 | None | 290 | 0.0423 | 1.76 | 290 | 0.0423 | 1.76 | 290 | 0.0423 | 1.76 | 290 | 0.0423 | 1.76 |  |  | 1 |  | RB-Appl-EffCW-med-GasDHW-ElecCDryer-Tier1-TopAnySFm1985CZ09rDXHP
RB-Appl-EffCW-med-GasDHW-ElecCDryer-Tier1-Top | DEER2016 | D16v1 | 2015-05-16 | Any | SFm | 1985 | CZ09 | rNCEH | Each | 1 | 906 | None | 277 | 0.0387 | 1.74 | 277 | 0.0387 | 1.74 | 277 | 0.0387 | 1.74 | 277 | 0.0387 | 1.74 |  |  | 1 |  | RB-Appl-EffCW-med-GasDHW-ElecCDryer-Tier1-TopAnySFm1985CZ09rNCEH
RB-Appl-EffCW-med-GasDHW-ElecCDryer-Tier1-Top | DEER2016 | D16v1 | 2015-05-16 | Any | SFm | 1985 | CZ09 | rNCGF | Each | 1 | 906 | None | 279 | 0.0386 | 1.49 | 279 | 0.0386 | 1.49 | 279 | 0.0386 | 1.49 | 279 | 0.0386 | 1.49 |  |  | 1 |  | RB-Appl-EffCW-med-GasDHW-ElecCDryer-Tier1-TopAnySFm1985CZ09rNCGF
RB-Appl-EffCW-med-GasDHW-ElecCDryer-Tier1-Top | DEER2016 | D16v1 | 2015-05-16 | Any | SFm | 1985 | CZ10 | rDXGF | Each | 1 | 906 | None | 289 | 0.0514 | 1.31 | 289 | 0.0514 | 1.31 | 289 | 0.0514 | 1.31 | 289 | 0.0514 | 1.31 |  |  | 1 |  | RB-Appl-EffCW-med-GasDHW-ElecCDryer-Tier1-TopAnySFm1985CZ10rDXGF
RB-Appl-EffCW-med-GasDHW-ElecCDryer-Tier1-Top | DEER2016 | D16v1 | 2015-05-16 | Any | SFm | 1985 | CZ10 | rDXHP | Each | 1 | 906 | None | 286 | 0.0461 | 1.75 | 286 | 0.0461 | 1.75 | 286 | 0.0461 | 1.75 | 286 | 0.0461 | 1.75 |  |  | 1 |  | RB-Appl-EffCW-med-GasDHW-ElecCDryer-Tier1-TopAnySFm1985CZ10rDXHP
RB-Appl-EffCW-med-GasDHW-ElecCDryer-Tier1-Top | DEER2016 | D16v1 | 2015-05-16 | Any | SFm | 1985 | CZ10 | rNCEH | Each | 1 | 906 | None | 275 | 0.0387 | 1.73 | 275 | 0.0387 | 1.73 | 275 | 0.0387 | 1.73 | 275 | 0.0387 | 1.73 |  |  | 1 |  | RB-Appl-EffCW-med-GasDHW-ElecCDryer-Tier1-TopAnySFm1985CZ10rNCEH
RB-Appl-EffCW-med-GasDHW-ElecCDryer-Tier1-Top | DEER2016 | D16v1 | 2015-05-16 | Any | SFm | 1985 | CZ10 | rNCGF | Each | 1 | 906 | None | 279 | 0.0387 | 1.22 | 279 | 0.0387 | 1.22 | 279 | 0.0387 | 1.22 | 279 | 0.0387 | 1.22 |  |  | 1 |  | RB-Appl-EffCW-med-GasDHW-ElecCDryer-Tier1-TopAnySFm1985CZ10rNCGF
RB-Appl-EffCW-med-GasDHW-ElecCDryer-Tier1-Top | DEER2016 | D16v1 | 2015-05-16 | Any | SFm | 1985 | CZ11 | rDXGF | Each | 1 | 852 | None | 293 | 0.0523 | -0.009 | 293 | 0.0523 | -0.009 | 293 | 0.0523 | -0.009 | 293 | 0.0523 | -0.009 |  |  | 1 |  | RB-Appl-EffCW-med-GasDHW-ElecCDryer-Tier1-TopAnySFm1985CZ11rDXGF
RB-Appl-EffCW-med-GasDHW-ElecCDryer-Tier1-Top | DEER2016 | D16v1 | 2015-05-16 | Any | SFm | 1985 | CZ11 | rDXHP | Each | 1 | 852 | None | 275 | 0.0522 | 1.78 | 275 | 0.0522 | 1.78 | 275 | 0.0522 | 1.78 | 275 | 0.0522 | 1.78 |  |  | 1 |  | RB-Appl-EffCW-med-GasDHW-ElecCDryer-Tier1-TopAnySFm1985CZ11rDXHP
RB-Appl-EffCW-med-GasDHW-ElecCDryer-Tier1-Top | DEER2016 | D16v1 | 2015-05-16 | Any | SFm | 1985 | CZ11 | rNCEH | Each | 1 | 852 | None | 263 | 0.0387 | 1.75 | 263 | 0.0387 | 1.75 | 263 | 0.0387 | 1.75 | 263 | 0.0387 | 1.75 |  |  | 1 |  | RB-Appl-EffCW-med-GasDHW-ElecCDryer-Tier1-TopAnySFm1985CZ11rNCEH
RB-Appl-EffCW-med-GasDHW-ElecCDryer-Tier1-Top | DEER2016 | D16v1 | 2015-05-16 | Any | SFm | 1985 | CZ11 | rNCGF | Each | 1 | 852 | None | 278 | 0.0387 | -0.028 | 278 | 0.0387 | -0.028 | 278 | 0.0387 | -0.028 | 278 | 0.0387 | -0.028 |  |  | 1 |  | RB-Appl-EffCW-med-GasDHW-ElecCDryer-Tier1-TopAnySFm1985CZ11rNCGF
RB-Appl-EffCW-med-GasDHW-ElecCDryer-Tier1-Top | DEER2016 | D16v1 | 2015-05-16 | Any | SFm | 1985 | CZ12 | rDXGF | Each | 1 | 852 | None | 286 | 0.0501 | -0.037 | 286 | 0.0501 | -0.037 | 286 | 0.0501 | -0.037 | 286 | 0.0501 | -0.037 |  |  | 1 |  | RB-Appl-EffCW-med-GasDHW-ElecCDryer-Tier1-TopAnySFm1985CZ12rDXGF
RB-Appl-EffCW-med-GasDHW-ElecCDryer-Tier1-Top | DEER2016 | D16v1 | 2015-05-16 | Any | SFm | 1985 | CZ12 | rDXHP | Each | 1 | 852 | None | 269 | 0.0507 | 1.83 | 269 | 0.0507 | 1.83 | 269 | 0.0507 | 1.83 | 269 | 0.0507 | 1.83 |  |  | 1 |  | RB-Appl-EffCW-med-GasDHW-ElecCDryer-Tier1-TopAnySFm1985CZ12rDXHP
RB-Appl-EffCW-med-GasDHW-ElecCDryer-Tier1-Top | DEER2016 | D16v1 | 2015-05-16 | Any | SFm | 1985 | CZ12 | rNCEH | Each | 1 | 852 | None | 261 | 0.0387 | 1.81 | 261 | 0.0387 | 1.81 | 261 | 0.0387 | 1.81 | 261 | 0.0387 | 1.81 |  |  | 1 |  | RB-Appl-EffCW-med-GasDHW-ElecCDryer-Tier1-TopAnySFm1985CZ12rNCEH
RB-Appl-EffCW-med-GasDHW-ElecCDryer-Tier1-Top | DEER2016 | D16v1 | 2015-05-16 | Any | SFm | 1985 | CZ12 | rNCGF | Each | 1 | 852 | None | 278 | 0.0387 | -0.106 | 278 | 0.0387 | -0.106 | 278 | 0.0387 | -0.106 | 278 | 0.0387 | -0.106 |  |  | 1 |  | RB-Appl-EffCW-med-GasDHW-ElecCDryer-Tier1-TopAnySFm1985CZ12rNCGF
RB-Appl-EffCW-med-GasDHW-ElecCDryer-Tier1-Top | DEER2016 | D16v1 | 2015-05-16 | Any | SFm | 1985 | CZ13 | rDXGF | Each | 1 | 852 | None | 294 | 0.0516 | 0.104 | 294 | 0.0516 | 0.104 | 294 | 0.0516 | 0.104 | 294 | 0.0516 | 0.104 |  |  | 1 |  | RB-Appl-EffCW-med-GasDHW-ElecCDryer-Tier1-TopAnySFm1985CZ13rDXGF
RB-Appl-EffCW-med-GasDHW-ElecCDryer-Tier1-Top | DEER2016 | D16v1 | 2015-05-16 | Any | SFm | 1985 | CZ13 | rDXHP | Each | 1 | 852 | None | 278 | 0.0515 | 1.75 | 278 | 0.0515 | 1.75 | 278 | 0.0515 | 1.75 | 278 | 0.0515 | 1.75 |  |  | 1 |  | RB-Appl-EffCW-med-GasDHW-ElecCDryer-Tier1-TopAnySFm1985CZ13rDXHP
RB-Appl-EffCW-med-GasDHW-ElecCDryer-Tier1-Top | DEER2016 | D16v1 | 2015-05-16 | Any | SFm | 1985 | CZ13 | rNCEH | Each | 1 | 852 | None | 264 | 0.0387 | 1.72 | 264 | 0.0387 | 1.72 | 264 | 0.0387 | 1.72 | 264 | 0.0387 | 1.72 |  |  | 1 |  | RB-Appl-EffCW-med-GasDHW-ElecCDryer-Tier1-TopAnySFm1985CZ13rNCEH
RB-Appl-EffCW-med-GasDHW-ElecCDryer-Tier1-Top | DEER2016 | D16v1 | 2015-05-16 | Any | SFm | 1985 | CZ13 | rNCGF | Each | 1 | 852 | None | 279 | 0.0387 | 0.041 | 279 | 0.0387 | 0.041 | 279 | 0.0387 | 0.041 | 279 | 0.0387 | 0.041 |  |  | 1 |  | RB-Appl-EffCW-med-GasDHW-ElecCDryer-Tier1-TopAnySFm1985CZ13rNCGF
RB-Appl-EffCW-med-GasDHW-ElecCDryer-Tier1-Top | DEER2016 | D16v1 | 2015-05-16 | Any | SFm | 1985 | CZ14 | rDXGF | Each | 1 | 870 | None | 298 | 0.0488 | 0.4 | 298 | 0.0488 | 0.4 | 298 | 0.0488 | 0.4 | 298 | 0.0488 | 0.4 |  |  | 1 |  | RB-Appl-EffCW-med-GasDHW-ElecCDryer-Tier1-TopAnySFm1985CZ14rDXGF
RB-Appl-EffCW-med-GasDHW-ElecCDryer-Tier1-Top | DEER2016 | D16v1 | 2015-05-16 | Any | SFm | 1985 | CZ14 | rDXHP | Each | 1 | 870 | None | 285 | 0.0466 | 1.8 | 285 | 0.0466 | 1.8 | 285 | 0.0466 | 1.8 | 285 | 0.0466 | 1.8 |  |  | 1 |  | RB-Appl-EffCW-med-GasDHW-ElecCDryer-Tier1-TopAnySFm1985CZ14rDXHP
RB-Appl-EffCW-med-GasDHW-ElecCDryer-Tier1-Top | DEER2016 | D16v1 | 2015-05-16 | Any | SFm | 1985 | CZ14 | rNCEH | Each | 1 | 870 | None | 267 | 0.0387 | 1.77 | 267 | 0.0387 | 1.77 | 267 | 0.0387 | 1.77 | 267 | 0.0387 | 1.77 |  |  | 1 |  | RB-Appl-EffCW-med-GasDHW-ElecCDryer-Tier1-TopAnySFm1985CZ14rNCEH
RB-Appl-EffCW-med-GasDHW-ElecCDryer-Tier1-Top | DEER2016 | D16v1 | 2015-05-16 | Any | SFm | 1985 | CZ14 | rNCGF | Each | 1 | 870 | None | 279 | 0.0388 | 0.295 | 279 | 0.0388 | 0.295 | 279 | 0.0388 | 0.295 | 279 | 0.0388 | 0.295 |  |  | 1 |  | RB-Appl-EffCW-med-GasDHW-ElecCDryer-Tier1-TopAnySFm1985CZ14rNCGF
RB-Appl-EffCW-med-GasDHW-ElecCDryer-Tier1-Top | DEER2016 | D16v1 | 2015-05-16 | Any | SFm | 1985 | CZ15 | rDXGF | Each | 1 | 870 | None | 301 | 0.0485 | 0.73 | 301 | 0.0485 | 0.73 | 301 | 0.0485 | 0.73 | 301 | 0.0485 | 0.73 |  |  | 1 |  | RB-Appl-EffCW-med-GasDHW-ElecCDryer-Tier1-TopAnySFm1985CZ15rDXGF
RB-Appl-EffCW-med-GasDHW-ElecCDryer-Tier1-Top | DEER2016 | D16v1 | 2015-05-16 | Any | SFm | 1985 | CZ15 | rDXHP | Each | 1 | 870 | None | 295 | 0.049 | 1.47 | 295 | 0.049 | 1.47 | 295 | 0.049 | 1.47 | 295 | 0.049 | 1.47 |  |  | 1 |  | RB-Appl-EffCW-med-GasDHW-ElecCDryer-Tier1-TopAnySFm1985CZ15rDXHP
RB-Appl-EffCW-med-GasDHW-ElecCDryer-Tier1-Top | DEER2016 | D16v1 | 2015-05-16 | Any | SFm | 1985 | CZ15 | rNCEH | Each | 1 | 870 | None | 274 | 0.0387 | 1.44 | 274 | 0.0387 | 1.44 | 274 | 0.0387 | 1.44 | 274 | 0.0387 | 1.44 |  |  | 1 |  | RB-Appl-EffCW-med-GasDHW-ElecCDryer-Tier1-TopAnySFm1985CZ15rNCEH
RB-Appl-EffCW-med-GasDHW-ElecCDryer-Tier1-Top | DEER2016 | D16v1 | 2015-05-16 | Any | SFm | 1985 | CZ15 | rNCGF | Each | 1 | 870 | None | 279 | 0.0387 | 0.724 | 279 | 0.0387 | 0.724 | 279 | 0.0387 | 0.724 | 279 | 0.0387 | 0.724 |  |  | 1 |  | RB-Appl-EffCW-med-GasDHW-ElecCDryer-Tier1-TopAnySFm1985CZ15rNCGF
RB-Appl-EffCW-med-GasDHW-ElecCDryer-Tier1-Top | DEER2016 | D16v1 | 2015-05-16 | Any | SFm | 1985 | CZ16 | rDXGF | Each | 1 | 952 | None | 285 | 0.0481 | 0.346 | 285 | 0.0481 | 0.346 | 285 | 0.0481 | 0.346 | 285 | 0.0481 | 0.346 |  |  | 1 |  | RB-Appl-EffCW-med-GasDHW-ElecCDryer-Tier1-TopAnySFm1985CZ16rDXGF
RB-Appl-EffCW-med-GasDHW-ElecCDryer-Tier1-Top | DEER2016 | D16v1 | 2015-05-16 | Any | SFm | 1985 | CZ16 | rDXHP | Each | 1 | 952 | None | 264 | 0.0518 | 2.07 | 264 | 0.0518 | 2.07 | 264 | 0.0518 | 2.07 | 264 | 0.0518 | 2.07 |  |  | 1 |  | RB-Appl-EffCW-med-GasDHW-ElecCDryer-Tier1-TopAnySFm1985CZ16rDXHP
RB-Appl-EffCW-med-GasDHW-ElecCDryer-Tier1-Top | DEER2016 | D16v1 | 2015-05-16 | Any | SFm | 1985 | CZ16 | rNCEH | Each | 1 | 952 | None | 265 | 0.0387 | 2.05 | 265 | 0.0387 | 2.05 | 265 | 0.0387 | 2.05 | 265 | 0.0387 | 2.05 |  |  | 1 |  | RB-Appl-EffCW-med-GasDHW-ElecCDryer-Tier1-TopAnySFm1985CZ16rNCEH
RB-Appl-EffCW-med-GasDHW-ElecCDryer-Tier1-Top | DEER2016 | D16v1 | 2015-05-16 | Any | SFm | 1985 | CZ16 | rNCGF | Each | 1 | 952 | None | 278 | 0.0387 | 0.287 | 278 | 0.0387 | 0.287 | 278 | 0.0387 | 0.287 | 278 | 0.0387 | 0.287 |  |  | 1 |  | RB-Appl-EffCW-med-GasDHW-ElecCDryer-Tier1-TopAnySFm1985CZ16rNCGF
RB-Appl-EffCW-med-GasDHW-ElecCDryer-Tier1-Top | DEER2016 | D16v1 | 2015-05-16 | Any | SFm | 1996 | CZ01 | rDXGF | Each | 1 | 1100 | None | 279 | 0.0423 | 0.745 | 279 | 0.0423 | 0.745 | 279 | 0.0423 | 0.745 | 279 | 0.0423 | 0.745 |  |  | 1 |  | RB-Appl-EffCW-med-GasDHW-ElecCDryer-Tier1-TopAnySFm1996CZ01rDXGF
RB-Appl-EffCW-med-GasDHW-ElecCDryer-Tier1-Top | DEER2016 | D16v1 | 2015-05-16 | Any | SFm | 1996 | CZ01 | rDXHP | Each | 1 | 1100 | None | 269 | 0.0417 | 2.06 | 269 | 0.0417 | 2.06 | 269 | 0.0417 | 2.06 | 269 | 0.0417 | 2.06 |  |  | 1 |  | RB-Appl-EffCW-med-GasDHW-ElecCDryer-Tier1-TopAnySFm1996CZ01rDXHP
RB-Appl-EffCW-med-GasDHW-ElecCDryer-Tier1-Top | DEER2016 | D16v1 | 2015-05-16 | Any | SFm | 1996 | CZ01 | rNCEH | Each | 1 | 1100 | None | 267 | 0.0385 | 2.05 | 267 | 0.0385 | 2.05 | 267 | 0.0385 | 2.05 | 267 | 0.0385 | 2.05 |  |  | 1 |  | RB-Appl-EffCW-med-GasDHW-ElecCDryer-Tier1-TopAnySFm1996CZ01rNCEH
RB-Appl-EffCW-med-GasDHW-ElecCDryer-Tier1-Top | DEER2016 | D16v1 | 2015-05-16 | Any | SFm | 1996 | CZ01 | rNCGF | Each | 1 | 1100 | None | 278 | 0.0387 | 0.684 | 278 | 0.0387 | 0.684 | 278 | 0.0387 | 0.684 | 278 | 0.0387 | 0.684 |  |  | 1 |  | RB-Appl-EffCW-med-GasDHW-ElecCDryer-Tier1-TopAnySFm1996CZ01rNCGF
RB-Appl-EffCW-med-GasDHW-ElecCDryer-Tier1-Top | DEER2016 | D16v1 | 2015-05-16 | Any | SFm | 1996 | CZ02 | rDXGF | Each | 1 | 1100 | None | 285 | 0.0457 | 0.709 | 285 | 0.0457 | 0.709 | 285 | 0.0457 | 0.709 | 285 | 0.0457 | 0.709 |  |  | 1 |  | RB-Appl-EffCW-med-GasDHW-ElecCDryer-Tier1-TopAnySFm1996CZ02rDXGF
RB-Appl-EffCW-med-GasDHW-ElecCDryer-Tier1-Top | DEER2016 | D16v1 | 2015-05-16 | Any | SFm | 1996 | CZ02 | rDXHP | Each | 1 | 1100 | None | 269 | 0.0622 | 1.92 | 269 | 0.0622 | 1.92 | 269 | 0.0622 | 1.92 | 269 | 0.0622 | 1.92 |  |  | 1 |  | RB-Appl-EffCW-med-GasDHW-ElecCDryer-Tier1-TopAnySFm1996CZ02rDXHP
RB-Appl-EffCW-med-GasDHW-ElecCDryer-Tier1-Top | DEER2016 | D16v1 | 2015-05-16 | Any | SFm | 1996 | CZ02 | rNCEH | Each | 1 | 1100 | None | 268 | 0.0387 | 1.91 | 268 | 0.0387 | 1.91 | 268 | 0.0387 | 1.91 | 268 | 0.0387 | 1.91 |  |  | 1 |  | RB-Appl-EffCW-med-GasDHW-ElecCDryer-Tier1-TopAnySFm1996CZ02rNCEH
RB-Appl-EffCW-med-GasDHW-ElecCDryer-Tier1-Top | DEER2016 | D16v1 | 2015-05-16 | Any | SFm | 1996 | CZ02 | rNCGF | Each | 1 | 1100 | None | 278 | 0.0387 | 0.661 | 278 | 0.0387 | 0.661 | 278 | 0.0387 | 0.661 | 278 | 0.0387 | 0.661 |  |  | 1 |  | RB-Appl-EffCW-med-GasDHW-ElecCDryer-Tier1-TopAnySFm1996CZ02rNCGF
RB-Appl-EffCW-med-GasDHW-ElecCDryer-Tier1-Top | DEER2016 | D16v1 | 2015-05-16 | Any | SFm | 1996 | CZ03 | rDXGF | Each | 1 | 1100 | None | 283 | 0.0361 | 0.709 | 283 | 0.0361 | 0.709 | 283 | 0.0361 | 0.709 | 283 | 0.0361 | 0.709 |  |  | 1 |  | RB-Appl-EffCW-med-GasDHW-ElecCDryer-Tier1-TopAnySFm1996CZ03rDXGF
RB-Appl-EffCW-med-GasDHW-ElecCDryer-Tier1-Top | DEER2016 | D16v1 | 2015-05-16 | Any | SFm | 1996 | CZ03 | rDXHP | Each | 1 | 1100 | None | 271 | 0.0261 | 1.93 | 271 | 0.0261 | 1.93 | 271 | 0.0261 | 1.93 | 271 | 0.0261 | 1.93 |  |  | 1 |  | RB-Appl-EffCW-med-GasDHW-ElecCDryer-Tier1-TopAnySFm1996CZ03rDXHP
RB-Appl-EffCW-med-GasDHW-ElecCDryer-Tier1-Top | DEER2016 | D16v1 | 2015-05-16 | Any | SFm | 1996 | CZ03 | rNCEH | Each | 1 | 1100 | None | 268 | 0.0387 | 1.92 | 268 | 0.0387 | 1.92 | 268 | 0.0387 | 1.92 | 268 | 0.0387 | 1.92 |  |  | 1 |  | RB-Appl-EffCW-med-GasDHW-ElecCDryer-Tier1-TopAnySFm1996CZ03rNCEH
RB-Appl-EffCW-med-GasDHW-ElecCDryer-Tier1-Top | DEER2016 | D16v1 | 2015-05-16 | Any | SFm | 1996 | CZ03 | rNCGF | Each | 1 | 1100 | None | 278 | 0.0387 | 0.753 | 278 | 0.0387 | 0.753 | 278 | 0.0387 | 0.753 | 278 | 0.0387 | 0.753 |  |  | 1 |  | RB-Appl-EffCW-med-GasDHW-ElecCDryer-Tier1-TopAnySFm1996CZ03rNCGF
RB-Appl-EffCW-med-GasDHW-ElecCDryer-Tier1-Top | DEER2016 | D16v1 | 2015-05-16 | Any | SFm | 1996 | CZ04 | rDXGF | Each | 1 | 1100 | None | 288 | 0.0477 | 1.11 | 288 | 0.0477 | 1.11 | 288 | 0.0477 | 1.11 | 288 | 0.0477 | 1.11 |  |  | 1 |  | RB-Appl-EffCW-med-GasDHW-ElecCDryer-Tier1-TopAnySFm1996CZ04rDXGF
RB-Appl-EffCW-med-GasDHW-ElecCDryer-Tier1-Top | DEER2016 | D16v1 | 2015-05-16 | Any | SFm | 1996 | CZ04 | rDXHP | Each | 1 | 1100 | None | 277 | 0.0394 | 1.87 | 277 | 0.0394 | 1.87 | 277 | 0.0394 | 1.87 | 277 | 0.0394 | 1.87 |  |  | 1 |  | RB-Appl-EffCW-med-GasDHW-ElecCDryer-Tier1-TopAnySFm1996CZ04rDXHP
RB-Appl-EffCW-med-GasDHW-ElecCDryer-Tier1-Top | DEER2016 | D16v1 | 2015-05-16 | Any | SFm | 1996 | CZ04 | rNCEH | Each | 1 | 1100 | None | 273 | 0.0387 | 1.85 | 273 | 0.0387 | 1.85 | 273 | 0.0387 | 1.85 | 273 | 0.0387 | 1.85 |  |  | 1 |  | RB-Appl-EffCW-med-GasDHW-ElecCDryer-Tier1-TopAnySFm1996CZ04rNCEH
RB-Appl-EffCW-med-GasDHW-ElecCDryer-Tier1-Top | DEER2016 | D16v1 | 2015-05-16 | Any | SFm | 1996 | CZ04 | rNCGF | Each | 1 | 1100 | None | 279 | 0.0387 | 0.947 | 279 | 0.0387 | 0.947 | 279 | 0.0387 | 0.947 | 279 | 0.0387 | 0.947 |  |  | 1 |  | RB-Appl-EffCW-med-GasDHW-ElecCDryer-Tier1-TopAnySFm1996CZ04rNCGF
RB-Appl-EffCW-med-GasDHW-ElecCDryer-Tier1-Top | DEER2016 | D16v1 | 2015-05-16 | Any | SFm | 1996 | CZ05 | rDXGF | Each | 1 | 1100 | None | 283 | 0.0444 | 0.932 | 283 | 0.0444 | 0.932 | 283 | 0.0444 | 0.932 | 283 | 0.0444 | 0.932 |  |  | 1 |  | RB-Appl-EffCW-med-GasDHW-ElecCDryer-Tier1-TopAnySFm1996CZ05rDXGF
RB-Appl-EffCW-med-GasDHW-ElecCDryer-Tier1-Top | DEER2016 | D16v1 | 2015-05-16 | Any | SFm | 1996 | CZ05 | rDXHP | Each | 1 | 1100 | None | 272 | 0.0473 | 1.96 | 272 | 0.0473 | 1.96 | 272 | 0.0473 | 1.96 | 272 | 0.0473 | 1.96 |  |  | 1 |  | RB-Appl-EffCW-med-GasDHW-ElecCDryer-Tier1-TopAnySFm1996CZ05rDXHP
RB-Appl-EffCW-med-GasDHW-ElecCDryer-Tier1-Top | DEER2016 | D16v1 | 2015-05-16 | Any | SFm | 1996 | CZ05 | rNCEH | Each | 1 | 1100 | None | 270 | 0.0387 | 1.94 | 270 | 0.0387 | 1.94 | 270 | 0.0387 | 1.94 | 270 | 0.0387 | 1.94 |  |  | 1 |  | RB-Appl-EffCW-med-GasDHW-ElecCDryer-Tier1-TopAnySFm1996CZ05rNCEH
RB-Appl-EffCW-med-GasDHW-ElecCDryer-Tier1-Top | DEER2016 | D16v1 | 2015-05-16 | Any | SFm | 1996 | CZ05 | rNCGF | Each | 1 | 1100 | None | 279 | 0.0387 | 0.823 | 279 | 0.0387 | 0.823 | 279 | 0.0387 | 0.823 | 279 | 0.0387 | 0.823 |  |  | 1 |  | RB-Appl-EffCW-med-GasDHW-ElecCDryer-Tier1-TopAnySFm1996CZ05rNCGF
RB-Appl-EffCW-med-GasDHW-ElecCDryer-Tier1-Top | DEER2016 | D16v1 | 2015-05-16 | Any | SFm | 1996 | CZ06 | rDXGF | Each | 1 | 1150 | None | 288 | 0.0443 | 1.98 | 288 | 0.0443 | 1.98 | 288 | 0.0443 | 1.98 | 288 | 0.0443 | 1.98 |  |  | 1 |  | RB-Appl-EffCW-med-GasDHW-ElecCDryer-Tier1-TopAnySFm1996CZ06rDXGF
RB-Appl-EffCW-med-GasDHW-ElecCDryer-Tier1-Top | DEER2016 | D16v1 | 2015-05-16 | Any | SFm | 1996 | CZ06 | rDXHP | Each | 1 | 1150 | None | 288 | 0.0881 | 1.82 | 288 | 0.0881 | 1.82 | 288 | 0.0881 | 1.82 | 288 | 0.0881 | 1.82 |  |  | 1 |  | RB-Appl-EffCW-med-GasDHW-ElecCDryer-Tier1-TopAnySFm1996CZ06rDXHP
RB-Appl-EffCW-med-GasDHW-ElecCDryer-Tier1-Top | DEER2016 | D16v1 | 2015-05-16 | Any | SFm | 1996 | CZ06 | rNCEH | Each | 1 | 1150 | None | 279 | 0.0387 | 1.8 | 279 | 0.0387 | 1.8 | 279 | 0.0387 | 1.8 | 279 | 0.0387 | 1.8 |  |  | 1 |  | RB-Appl-EffCW-med-GasDHW-ElecCDryer-Tier1-TopAnySFm1996CZ06rNCEH
RB-Appl-EffCW-med-GasDHW-ElecCDryer-Tier1-Top | DEER2016 | D16v1 | 2015-05-16 | Any | SFm | 1996 | CZ06 | rNCGF | Each | 1 | 1150 | None | 279 | 0.0389 | 1.76 | 279 | 0.0389 | 1.76 | 279 | 0.0389 | 1.76 | 279 | 0.0389 | 1.76 |  |  | 1 |  | RB-Appl-EffCW-med-GasDHW-ElecCDryer-Tier1-TopAnySFm1996CZ06rNCGF
RB-Appl-EffCW-med-GasDHW-ElecCDryer-Tier1-Top | DEER2016 | D16v1 | 2015-05-16 | Any | SFm | 1996 | CZ07 | rDXGF | Each | 1 | 1150 | None | 292 | 0.151 | 1.97 | 292 | 0.151 | 1.97 | 292 | 0.151 | 1.97 | 292 | 0.151 | 1.97 |  |  | 1 |  | RB-Appl-EffCW-med-GasDHW-ElecCDryer-Tier1-TopAnySFm1996CZ07rDXGF
RB-Appl-EffCW-med-GasDHW-ElecCDryer-Tier1-Top | DEER2016 | D16v1 | 2015-05-16 | Any | SFm | 1996 | CZ07 | rDXHP | Each | 1 | 1150 | None | 291 | 0.0451 | 1.8 | 291 | 0.0451 | 1.8 | 291 | 0.0451 | 1.8 | 291 | 0.0451 | 1.8 |  |  | 1 |  | RB-Appl-EffCW-med-GasDHW-ElecCDryer-Tier1-TopAnySFm1996CZ07rDXHP
RB-Appl-EffCW-med-GasDHW-ElecCDryer-Tier1-Top | DEER2016 | D16v1 | 2015-05-16 | Any | SFm | 1996 | CZ07 | rNCEH | Each | 1 | 1150 | None | 278 | 0.0387 | 1.78 | 278 | 0.0387 | 1.78 | 278 | 0.0387 | 1.78 | 278 | 0.0387 | 1.78 |  |  | 1 |  | RB-Appl-EffCW-med-GasDHW-ElecCDryer-Tier1-TopAnySFm1996CZ07rNCEH
RB-Appl-EffCW-med-GasDHW-ElecCDryer-Tier1-Top | DEER2016 | D16v1 | 2015-05-16 | Any | SFm | 1996 | CZ07 | rNCGF | Each | 1 | 1150 | None | 279 | 0.0384 | 1.72 | 279 | 0.0384 | 1.72 | 279 | 0.0384 | 1.72 | 279 | 0.0384 | 1.72 |  |  | 1 |  | RB-Appl-EffCW-med-GasDHW-ElecCDryer-Tier1-TopAnySFm1996CZ07rNCGF
RB-Appl-EffCW-med-GasDHW-ElecCDryer-Tier1-Top | DEER2016 | D16v1 | 2015-05-16 | Any | SFm | 1996 | CZ08 | rDXGF | Each | 1 | 1150 | None | 292 | 0.046 | 1.68 | 292 | 0.046 | 1.68 | 292 | 0.046 | 1.68 | 292 | 0.046 | 1.68 |  |  | 1 |  | RB-Appl-EffCW-med-GasDHW-ElecCDryer-Tier1-TopAnySFm1996CZ08rDXGF
RB-Appl-EffCW-med-GasDHW-ElecCDryer-Tier1-Top | DEER2016 | D16v1 | 2015-05-16 | Any | SFm | 1996 | CZ08 | rDXHP | Each | 1 | 1150 | None | 289 | 0.0408 | 1.77 | 289 | 0.0408 | 1.77 | 289 | 0.0408 | 1.77 | 289 | 0.0408 | 1.77 |  |  | 1 |  | RB-Appl-EffCW-med-GasDHW-ElecCDryer-Tier1-TopAnySFm1996CZ08rDXHP
RB-Appl-EffCW-med-GasDHW-ElecCDryer-Tier1-Top | DEER2016 | D16v1 | 2015-05-16 | Any | SFm | 1996 | CZ08 | rNCEH | Each | 1 | 1150 | None | 277 | 0.0387 | 1.75 | 277 | 0.0387 | 1.75 | 277 | 0.0387 | 1.75 | 277 | 0.0387 | 1.75 |  |  | 1 |  | RB-Appl-EffCW-med-GasDHW-ElecCDryer-Tier1-TopAnySFm1996CZ08rNCEH
RB-Appl-EffCW-med-GasDHW-ElecCDryer-Tier1-Top | DEER2016 | D16v1 | 2015-05-16 | Any | SFm | 1996 | CZ08 | rNCGF | Each | 1 | 1150 | None | 279 | 0.0385 | 1.33 | 279 | 0.0385 | 1.33 | 279 | 0.0385 | 1.33 | 279 | 0.0385 | 1.33 |  |  | 1 |  | RB-Appl-EffCW-med-GasDHW-ElecCDryer-Tier1-TopAnySFm1996CZ08rNCGF
RB-Appl-EffCW-med-GasDHW-ElecCDryer-Tier1-Top | DEER2016 | D16v1 | 2015-05-16 | Any | SFm | 1996 | CZ09 | rDXGF | Each | 1 | 1090 | None | 293 | 0.045 | 1.23 | 293 | 0.045 | 1.23 | 293 | 0.045 | 1.23 | 293 | 0.045 | 1.23 |  |  | 1 |  | RB-Appl-EffCW-med-GasDHW-ElecCDryer-Tier1-TopAnySFm1996CZ09rDXGF
RB-Appl-EffCW-med-GasDHW-ElecCDryer-Tier1-Top | DEER2016 | D16v1 | 2015-05-16 | Any | SFm | 1996 | CZ09 | rDXHP | Each | 1 | 1090 | None | 286 | 0.0441 | 1.76 | 286 | 0.0441 | 1.76 | 286 | 0.0441 | 1.76 | 286 | 0.0441 | 1.76 |  |  | 1 |  | RB-Appl-EffCW-med-GasDHW-ElecCDryer-Tier1-TopAnySFm1996CZ09rDXHP
RB-Appl-EffCW-med-GasDHW-ElecCDryer-Tier1-Top | DEER2016 | D16v1 | 2015-05-16 | Any | SFm | 1996 | CZ09 | rNCEH | Each | 1 | 1090 | None | 275 | 0.0387 | 1.74 | 275 | 0.0387 | 1.74 | 275 | 0.0387 | 1.74 | 275 | 0.0387 | 1.74 |  |  | 1 |  | RB-Appl-EffCW-med-GasDHW-ElecCDryer-Tier1-TopAnySFm1996CZ09rNCEH
RB-Appl-EffCW-med-GasDHW-ElecCDryer-Tier1-Top | DEER2016 | D16v1 | 2015-05-16 | Any | SFm | 1996 | CZ09 | rNCGF | Each | 1 | 1090 | None | 279 | 0.0387 | 1.06 | 279 | 0.0387 | 1.06 | 279 | 0.0387 | 1.06 | 279 | 0.0387 | 1.06 |  |  | 1 |  | RB-Appl-EffCW-med-GasDHW-ElecCDryer-Tier1-TopAnySFm1996CZ09rNCGF
RB-Appl-EffCW-med-GasDHW-ElecCDryer-Tier1-Top | DEER2016 | D16v1 | 2015-05-16 | Any | SFm | 1996 | CZ10 | rDXGF | Each | 1 | 1090 | None | 293 | 0.0446 | 1.3 | 293 | 0.0446 | 1.3 | 293 | 0.0446 | 1.3 | 293 | 0.0446 | 1.3 |  |  | 1 |  | RB-Appl-EffCW-med-GasDHW-ElecCDryer-Tier1-TopAnySFm1996CZ10rDXGF
RB-Appl-EffCW-med-GasDHW-ElecCDryer-Tier1-Top | DEER2016 | D16v1 | 2015-05-16 | Any | SFm | 1996 | CZ10 | rDXHP | Each | 1 | 1090 | None | 290 | 0.0468 | 1.75 | 290 | 0.0468 | 1.75 | 290 | 0.0468 | 1.75 | 290 | 0.0468 | 1.75 |  |  | 1 |  | RB-Appl-EffCW-med-GasDHW-ElecCDryer-Tier1-TopAnySFm1996CZ10rDXHP
RB-Appl-EffCW-med-GasDHW-ElecCDryer-Tier1-Top | DEER2016 | D16v1 | 2015-05-16 | Any | SFm | 1996 | CZ10 | rNCEH | Each | 1 | 1090 | None | 275 | 0.0387 | 1.73 | 275 | 0.0387 | 1.73 | 275 | 0.0387 | 1.73 | 275 | 0.0387 | 1.73 |  |  | 1 |  | RB-Appl-EffCW-med-GasDHW-ElecCDryer-Tier1-TopAnySFm1996CZ10rNCEH
RB-Appl-EffCW-med-GasDHW-ElecCDryer-Tier1-Top | DEER2016 | D16v1 | 2015-05-16 | Any | SFm | 1996 | CZ10 | rNCGF | Each | 1 | 1090 | None | 279 | 0.0387 | 1.12 | 279 | 0.0387 | 1.12 | 279 | 0.0387 | 1.12 | 279 | 0.0387 | 1.12 |  |  | 1 |  | RB-Appl-EffCW-med-GasDHW-ElecCDryer-Tier1-TopAnySFm1996CZ10rNCGF
RB-Appl-EffCW-med-GasDHW-ElecCDryer-Tier1-Top | DEER2016 | D16v1 | 2015-05-16 | Any | SFm | 1996 | CZ11 | rDXGF | Each | 1 | 1020 | None | 289 | 0.05 | 0.865 | 289 | 0.05 | 0.865 | 289 | 0.05 | 0.865 | 289 | 0.05 | 0.865 |  |  | 1 |  | RB-Appl-EffCW-med-GasDHW-ElecCDryer-Tier1-TopAnySFm1996CZ11rDXGF
RB-Appl-EffCW-med-GasDHW-ElecCDryer-Tier1-Top | DEER2016 | D16v1 | 2015-05-16 | Any | SFm | 1996 | CZ11 | rDXHP | Each | 1 | 1020 | None | 277 | 0.0472 | 1.78 | 277 | 0.0472 | 1.78 | 277 | 0.0472 | 1.78 | 277 | 0.0472 | 1.78 |  |  | 1 |  | RB-Appl-EffCW-med-GasDHW-ElecCDryer-Tier1-TopAnySFm1996CZ11rDXHP
RB-Appl-EffCW-med-GasDHW-ElecCDryer-Tier1-Top | DEER2016 | D16v1 | 2015-05-16 | Any | SFm | 1996 | CZ11 | rNCEH | Each | 1 | 1020 | None | 271 | 0.0387 | 1.75 | 271 | 0.0387 | 1.75 | 271 | 0.0387 | 1.75 | 271 | 0.0387 | 1.75 |  |  | 1 |  | RB-Appl-EffCW-med-GasDHW-ElecCDryer-Tier1-TopAnySFm1996CZ11rNCEH
RB-Appl-EffCW-med-GasDHW-ElecCDryer-Tier1-Top | DEER2016 | D16v1 | 2015-05-16 | Any | SFm | 1996 | CZ11 | rNCGF | Each | 1 | 1020 | None | 279 | 0.0387 | 0.836 | 279 | 0.0387 | 0.836 | 279 | 0.0387 | 0.836 | 279 | 0.0387 | 0.836 |  |  | 1 |  | RB-Appl-EffCW-med-GasDHW-ElecCDryer-Tier1-TopAnySFm1996CZ11rNCGF
RB-Appl-EffCW-med-GasDHW-ElecCDryer-Tier1-Top | DEER2016 | D16v1 | 2015-05-16 | Any | SFm | 1996 | CZ12 | rDXGF | Each | 1 | 1020 | None | 288 | 0.0453 | 0.877 | 288 | 0.0453 | 0.877 | 288 | 0.0453 | 0.877 | 288 | 0.0453 | 0.877 |  |  | 1 |  | RB-Appl-EffCW-med-GasDHW-ElecCDryer-Tier1-TopAnySFm1996CZ12rDXGF
RB-Appl-EffCW-med-GasDHW-ElecCDryer-Tier1-Top | DEER2016 | D16v1 | 2015-05-16 | Any | SFm | 1996 | CZ12 | rDXHP | Each | 1 | 1020 | None | 278 | 0.0474 | 1.84 | 278 | 0.0474 | 1.84 | 278 | 0.0474 | 1.84 | 278 | 0.0474 | 1.84 |  |  | 1 |  | RB-Appl-EffCW-med-GasDHW-ElecCDryer-Tier1-TopAnySFm1996CZ12rDXHP
RB-Appl-EffCW-med-GasDHW-ElecCDryer-Tier1-Top | DEER2016 | D16v1 | 2015-05-16 | Any | SFm | 1996 | CZ12 | rNCEH | Each | 1 | 1020 | None | 271 | 0.0387 | 1.81 | 271 | 0.0387 | 1.81 | 271 | 0.0387 | 1.81 | 271 | 0.0387 | 1.81 |  |  | 1 |  | RB-Appl-EffCW-med-GasDHW-ElecCDryer-Tier1-TopAnySFm1996CZ12rNCEH
RB-Appl-EffCW-med-GasDHW-ElecCDryer-Tier1-Top | DEER2016 | D16v1 | 2015-05-16 | Any | SFm | 1996 | CZ12 | rNCGF | Each | 1 | 1020 | None | 279 | 0.0387 | 0.798 | 279 | 0.0387 | 0.798 | 279 | 0.0387 | 0.798 | 279 | 0.0387 | 0.798 |  |  | 1 |  | RB-Appl-EffCW-med-GasDHW-ElecCDryer-Tier1-TopAnySFm1996CZ12rNCGF
RB-Appl-EffCW-med-GasDHW-ElecCDryer-Tier1-Top | DEER2016 | D16v1 | 2015-05-16 | Any | SFm | 1996 | CZ13 | rDXGF | Each | 1 | 1020 | None | 293 | 0.0468 | 0.722 | 293 | 0.0468 | 0.722 | 293 | 0.0468 | 0.722 | 293 | 0.0468 | 0.722 |  |  | 1 |  | RB-Appl-EffCW-med-GasDHW-ElecCDryer-Tier1-TopAnySFm1996CZ13rDXGF
RB-Appl-EffCW-med-GasDHW-ElecCDryer-Tier1-Top | DEER2016 | D16v1 | 2015-05-16 | Any | SFm | 1996 | CZ13 | rDXHP | Each | 1 | 1020 | None | 279 | 0.0441 | 1.76 | 279 | 0.0441 | 1.76 | 279 | 0.0441 | 1.76 | 279 | 0.0441 | 1.76 |  |  | 1 |  | RB-Appl-EffCW-med-GasDHW-ElecCDryer-Tier1-TopAnySFm1996CZ13rDXHP
RB-Appl-EffCW-med-GasDHW-ElecCDryer-Tier1-Top | DEER2016 | D16v1 | 2015-05-16 | Any | SFm | 1996 | CZ13 | rNCEH | Each | 1 | 1020 | None | 268 | 0.0387 | 1.74 | 268 | 0.0387 | 1.74 | 268 | 0.0387 | 1.74 | 268 | 0.0387 | 1.74 |  |  | 1 |  | RB-Appl-EffCW-med-GasDHW-ElecCDryer-Tier1-TopAnySFm1996CZ13rNCEH
RB-Appl-EffCW-med-GasDHW-ElecCDryer-Tier1-Top | DEER2016 | D16v1 | 2015-05-16 | Any | SFm | 1996 | CZ13 | rNCGF | Each | 1 | 1020 | None | 279 | 0.0387 | 0.657 | 279 | 0.0387 | 0.657 | 279 | 0.0387 | 0.657 | 279 | 0.0387 | 0.657 |  |  | 1 |  | RB-Appl-EffCW-med-GasDHW-ElecCDryer-Tier1-TopAnySFm1996CZ13rNCGF
RB-Appl-EffCW-med-GasDHW-ElecCDryer-Tier1-Top | DEER2016 | D16v1 | 2015-05-16 | Any | SFm | 1996 | CZ14 | rDXGF | Each | 1 | 879 | None | 300 | 0.0503 | 0.768 | 300 | 0.0503 | 0.768 | 300 | 0.0503 | 0.768 | 300 | 0.0503 | 0.768 |  |  | 1 |  | RB-Appl-EffCW-med-GasDHW-ElecCDryer-Tier1-TopAnySFm1996CZ14rDXGF
RB-Appl-EffCW-med-GasDHW-ElecCDryer-Tier1-Top | DEER2016 | D16v1 | 2015-05-16 | Any | SFm | 1996 | CZ14 | rDXHP | Each | 1 | 879 | None | 286 | 0.0461 | 1.79 | 286 | 0.0461 | 1.79 | 286 | 0.0461 | 1.79 | 286 | 0.0461 | 1.79 |  |  | 1 |  | RB-Appl-EffCW-med-GasDHW-ElecCDryer-Tier1-TopAnySFm1996CZ14rDXHP
RB-Appl-EffCW-med-GasDHW-ElecCDryer-Tier1-Top | DEER2016 | D16v1 | 2015-05-16 | Any | SFm | 1996 | CZ14 | rNCEH | Each | 1 | 879 | None | 271 | 0.0387 | 1.76 | 271 | 0.0387 | 1.76 | 271 | 0.0387 | 1.76 | 271 | 0.0387 | 1.76 |  |  | 1 |  | RB-Appl-EffCW-med-GasDHW-ElecCDryer-Tier1-TopAnySFm1996CZ14rNCEH
RB-Appl-EffCW-med-GasDHW-ElecCDryer-Tier1-Top | DEER2016 | D16v1 | 2015-05-16 | Any | SFm | 1996 | CZ14 | rNCGF | Each | 1 | 879 | None | 279 | 0.0388 | 0.68 | 279 | 0.0388 | 0.68 | 279 | 0.0388 | 0.68 | 279 | 0.0388 | 0.68 |  |  | 1 |  | RB-Appl-EffCW-med-GasDHW-ElecCDryer-Tier1-TopAnySFm1996CZ14rNCGF
RB-Appl-EffCW-med-GasDHW-ElecCDryer-Tier1-Top | DEER2016 | D16v1 | 2015-05-16 | Any | SFm | 1996 | CZ15 | rDXGF | Each | 1 | 879 | None | 300 | 0.0452 | 0.907 | 300 | 0.0452 | 0.907 | 300 | 0.0452 | 0.907 | 300 | 0.0452 | 0.907 |  |  | 1 |  | RB-Appl-EffCW-med-GasDHW-ElecCDryer-Tier1-TopAnySFm1996CZ15rDXGF
RB-Appl-EffCW-med-GasDHW-ElecCDryer-Tier1-Top | DEER2016 | D16v1 | 2015-05-16 | Any | SFm | 1996 | CZ15 | rDXHP | Each | 1 | 879 | None | 296 | 0.047 | 1.47 | 296 | 0.047 | 1.47 | 296 | 0.047 | 1.47 | 296 | 0.047 | 1.47 |  |  | 1 |  | RB-Appl-EffCW-med-GasDHW-ElecCDryer-Tier1-TopAnySFm1996CZ15rDXHP
RB-Appl-EffCW-med-GasDHW-ElecCDryer-Tier1-Top | DEER2016 | D16v1 | 2015-05-16 | Any | SFm | 1996 | CZ15 | rNCEH | Each | 1 | 879 | None | 275 | 0.0387 | 1.43 | 275 | 0.0387 | 1.43 | 275 | 0.0387 | 1.43 | 275 | 0.0387 | 1.43 |  |  | 1 |  | RB-Appl-EffCW-med-GasDHW-ElecCDryer-Tier1-TopAnySFm1996CZ15rNCEH
RB-Appl-EffCW-med-GasDHW-ElecCDryer-Tier1-Top | DEER2016 | D16v1 | 2015-05-16 | Any | SFm | 1996 | CZ15 | rNCGF | Each | 1 | 879 | None | 279 | 0.0387 | 0.814 | 279 | 0.0387 | 0.814 | 279 | 0.0387 | 0.814 | 279 | 0.0387 | 0.814 |  |  | 1 |  | RB-Appl-EffCW-med-GasDHW-ElecCDryer-Tier1-TopAnySFm1996CZ15rNCGF
RB-Appl-EffCW-med-GasDHW-ElecCDryer-Tier1-Top | DEER2016 | D16v1 | 2015-05-16 | Any | SFm | 1996 | CZ16 | rDXGF | Each | 1 | 1100 | None | 290 | 0.0546 | 1 | 290 | 0.0546 | 1 | 290 | 0.0546 | 1 | 290 | 0.0546 | 1 |  |  | 1 |  | RB-Appl-EffCW-med-GasDHW-ElecCDryer-Tier1-TopAnySFm1996CZ16rDXGF
RB-Appl-EffCW-med-GasDHW-ElecCDryer-Tier1-Top | DEER2016 | D16v1 | 2015-05-16 | Any | SFm | 1996 | CZ16 | rDXHP | Each | 1 | 1100 | None | 278 | 0.0373 | 2.06 | 278 | 0.0373 | 2.06 | 278 | 0.0373 | 2.06 | 278 | 0.0373 | 2.06 |  |  | 1 |  | RB-Appl-EffCW-med-GasDHW-ElecCDryer-Tier1-TopAnySFm1996CZ16rDXHP
RB-Appl-EffCW-med-GasDHW-ElecCDryer-Tier1-Top | DEER2016 | D16v1 | 2015-05-16 | Any | SFm | 1996 | CZ16 | rNCEH | Each | 1 | 1100 | None | 270 | 0.0387 | 2.04 | 270 | 0.0387 | 2.04 | 270 | 0.0387 | 2.04 | 270 | 0.0387 | 2.04 |  |  | 1 |  | RB-Appl-EffCW-med-GasDHW-ElecCDryer-Tier1-TopAnySFm1996CZ16rNCEH
RB-Appl-EffCW-med-GasDHW-ElecCDryer-Tier1-Top | DEER2016 | D16v1 | 2015-05-16 | Any | SFm | 1996 | CZ16 | rNCGF | Each | 1 | 1100 | None | 279 | 0.0387 | 0.962 | 279 | 0.0387 | 0.962 | 279 | 0.0387 | 0.962 | 279 | 0.0387 | 0.962 |  |  | 1 |  | RB-Appl-EffCW-med-GasDHW-ElecCDryer-Tier1-TopAnySFm1996CZ16rNCGF
RB-Appl-EffCW-med-GasDHW-ElecCDryer-Tier1-Top | DEER2016 | D16v1 | 2015-05-16 | Any | SFm | 2003 | CZ01 | rDXGF | Each | 1 | 1150 | None | 280 | 0.028 | 1.34 | 280 | 0.028 | 1.34 | 280 | 0.028 | 1.34 | 280 | 0.028 | 1.34 |  |  | 1 |  | RB-Appl-EffCW-med-GasDHW-ElecCDryer-Tier1-TopAnySFm2003CZ01rDXGF
RB-Appl-EffCW-med-GasDHW-ElecCDryer-Tier1-Top | DEER2016 | D16v1 | 2015-05-16 | Any | SFm | 2003 | CZ01 | rDXHP | Each | 1 | 1150 | None | 275 | 0.0403 | 2.07 | 275 | 0.0403 | 2.07 | 275 | 0.0403 | 2.07 | 275 | 0.0403 | 2.07 |  |  | 1 |  | RB-Appl-EffCW-med-GasDHW-ElecCDryer-Tier1-TopAnySFm2003CZ01rDXHP
RB-Appl-EffCW-med-GasDHW-ElecCDryer-Tier1-Top | DEER2016 | D16v1 | 2015-05-16 | Any | SFm | 2003 | CZ01 | rNCEH | Each | 1 | 1150 | None | 273 | 0.0386 | 2.07 | 273 | 0.0386 | 2.07 | 273 | 0.0386 | 2.07 | 273 | 0.0386 | 2.07 |  |  | 1 |  | RB-Appl-EffCW-med-GasDHW-ElecCDryer-Tier1-TopAnySFm2003CZ01rNCEH
RB-Appl-EffCW-med-GasDHW-ElecCDryer-Tier1-Top | DEER2016 | D16v1 | 2015-05-16 | Any | SFm | 2003 | CZ01 | rNCGF | Each | 1 | 1150 | None | 279 | 0.0386 | 1.35 | 279 | 0.0386 | 1.35 | 279 | 0.0386 | 1.35 | 279 | 0.0386 | 1.35 |  |  | 1 |  | RB-Appl-EffCW-med-GasDHW-ElecCDryer-Tier1-TopAnySFm2003CZ01rNCGF
RB-Appl-EffCW-med-GasDHW-ElecCDryer-Tier1-Top | DEER2016 | D16v1 | 2015-05-16 | Any | SFm | 2003 | CZ02 | rDXGF | Each | 1 | 974 | None | 288 | 0.0535 | 0.2 | 288 | 0.0535 | 0.2 | 288 | 0.0535 | 0.2 | 288 | 0.0535 | 0.2 |  |  | 1 |  | RB-Appl-EffCW-med-GasDHW-ElecCDryer-Tier1-TopAnySFm2003CZ02rDXGF
RB-Appl-EffCW-med-GasDHW-ElecCDryer-Tier1-Top | DEER2016 | D16v1 | 2015-05-16 | Any | SFm | 2003 | CZ02 | rDXHP | Each | 1 | 974 | None | 269 | 0.0525 | 1.92 | 269 | 0.0525 | 1.92 | 269 | 0.0525 | 1.92 | 269 | 0.0525 | 1.92 |  |  | 1 |  | RB-Appl-EffCW-med-GasDHW-ElecCDryer-Tier1-TopAnySFm2003CZ02rDXHP
RB-Appl-EffCW-med-GasDHW-ElecCDryer-Tier1-Top | DEER2016 | D16v1 | 2015-05-16 | Any | SFm | 2003 | CZ02 | rNCEH | Each | 1 | 974 | None | 262 | 0.0387 | 1.9 | 262 | 0.0387 | 1.9 | 262 | 0.0387 | 1.9 | 262 | 0.0387 | 1.9 |  |  | 1 |  | RB-Appl-EffCW-med-GasDHW-ElecCDryer-Tier1-TopAnySFm2003CZ02rNCEH
RB-Appl-EffCW-med-GasDHW-ElecCDryer-Tier1-Top | DEER2016 | D16v1 | 2015-05-16 | Any | SFm | 2003 | CZ02 | rNCGF | Each | 1 | 974 | None | 278 | 0.0387 | 0.116 | 278 | 0.0387 | 0.116 | 278 | 0.0387 | 0.116 | 278 | 0.0387 | 0.116 |  |  | 1 |  | RB-Appl-EffCW-med-GasDHW-ElecCDryer-Tier1-TopAnySFm2003CZ02rNCGF
RB-Appl-EffCW-med-GasDHW-ElecCDryer-Tier1-Top | DEER2016 | D16v1 | 2015-05-16 | Any | SFm | 2003 | CZ03 | rDXGF | Each | 1 | 1150 | None | 282 | 0.0552 | 1.5 | 282 | 0.0552 | 1.5 | 282 | 0.0552 | 1.5 | 282 | 0.0552 | 1.5 |  |  | 1 |  | RB-Appl-EffCW-med-GasDHW-ElecCDryer-Tier1-TopAnySFm2003CZ03rDXGF
RB-Appl-EffCW-med-GasDHW-ElecCDryer-Tier1-Top | DEER2016 | D16v1 | 2015-05-16 | Any | SFm | 2003 | CZ03 | rDXHP | Each | 1 | 1150 | None | 276 | 0.0372 | 1.94 | 276 | 0.0372 | 1.94 | 276 | 0.0372 | 1.94 | 276 | 0.0372 | 1.94 |  |  | 1 |  | RB-Appl-EffCW-med-GasDHW-ElecCDryer-Tier1-TopAnySFm2003CZ03rDXHP
RB-Appl-EffCW-med-GasDHW-ElecCDryer-Tier1-Top | DEER2016 | D16v1 | 2015-05-16 | Any | SFm | 2003 | CZ03 | rNCEH | Each | 1 | 1150 | None | 275 | 0.0387 | 1.93 | 275 | 0.0387 | 1.93 | 275 | 0.0387 | 1.93 | 275 | 0.0387 | 1.93 |  |  | 1 |  | RB-Appl-EffCW-med-GasDHW-ElecCDryer-Tier1-TopAnySFm2003CZ03rNCEH
RB-Appl-EffCW-med-GasDHW-ElecCDryer-Tier1-Top | DEER2016 | D16v1 | 2015-05-16 | Any | SFm | 2003 | CZ03 | rNCGF | Each | 1 | 1150 | None | 279 | 0.0387 | 1.56 | 279 | 0.0387 | 1.56 | 279 | 0.0387 | 1.56 | 279 | 0.0387 | 1.56 |  |  | 1 |  | RB-Appl-EffCW-med-GasDHW-ElecCDryer-Tier1-TopAnySFm2003CZ03rNCGF
RB-Appl-EffCW-med-GasDHW-ElecCDryer-Tier1-Top | DEER2016 | D16v1 | 2015-05-16 | Any | SFm | 2003 | CZ04 | rDXGF | Each | 1 | 1150 | None | 284 | 0.0474 | 1.47 | 284 | 0.0474 | 1.47 | 284 | 0.0474 | 1.47 | 284 | 0.0474 | 1.47 |  |  | 1 |  | RB-Appl-EffCW-med-GasDHW-ElecCDryer-Tier1-TopAnySFm2003CZ04rDXGF
RB-Appl-EffCW-med-GasDHW-ElecCDryer-Tier1-Top | DEER2016 | D16v1 | 2015-05-16 | Any | SFm | 2003 | CZ04 | rDXHP | Each | 1 | 1150 | None | 284 | 0.047 | 1.87 | 284 | 0.047 | 1.87 | 284 | 0.047 | 1.87 | 284 | 0.047 | 1.87 |  |  | 1 |  | RB-Appl-EffCW-med-GasDHW-ElecCDryer-Tier1-TopAnySFm2003CZ04rDXHP
RB-Appl-EffCW-med-GasDHW-ElecCDryer-Tier1-Top | DEER2016 | D16v1 | 2015-05-16 | Any | SFm | 2003 | CZ04 | rNCEH | Each | 1 | 1150 | None | 277 | 0.0387 | 1.86 | 277 | 0.0387 | 1.86 | 277 | 0.0387 | 1.86 | 277 | 0.0387 | 1.86 |  |  | 1 |  | RB-Appl-EffCW-med-GasDHW-ElecCDryer-Tier1-TopAnySFm2003CZ04rNCEH
RB-Appl-EffCW-med-GasDHW-ElecCDryer-Tier1-Top | DEER2016 | D16v1 | 2015-05-16 | Any | SFm | 2003 | CZ04 | rNCGF | Each | 1 | 1150 | None | 279 | 0.0387 | 1.4 | 279 | 0.0387 | 1.4 | 279 | 0.0387 | 1.4 | 279 | 0.0387 | 1.4 |  |  | 1 |  | RB-Appl-EffCW-med-GasDHW-ElecCDryer-Tier1-TopAnySFm2003CZ04rNCGF
RB-Appl-EffCW-med-GasDHW-ElecCDryer-Tier1-Top | DEER2016 | D16v1 | 2015-05-16 | Any | SFm | 2003 | CZ05 | rDXGF | Each | 1 | 1150 | None | 282 | 0.0498 | 1.08 | 282 | 0.0498 | 1.08 | 282 | 0.0498 | 1.08 | 282 | 0.0498 | 1.08 |  |  | 1 |  | RB-Appl-EffCW-med-GasDHW-ElecCDryer-Tier1-TopAnySFm2003CZ05rDXGF
RB-Appl-EffCW-med-GasDHW-ElecCDryer-Tier1-Top | DEER2016 | D16v1 | 2015-05-16 | Any | SFm | 2003 | CZ05 | rDXHP | Each | 1 | 1150 | None | 275 | 0.0429 | 1.97 | 275 | 0.0429 | 1.97 | 275 | 0.0429 | 1.97 | 275 | 0.0429 | 1.97 |  |  | 1 |  | RB-Appl-EffCW-med-GasDHW-ElecCDryer-Tier1-TopAnySFm2003CZ05rDXHP
RB-Appl-EffCW-med-GasDHW-ElecCDryer-Tier1-Top | DEER2016 | D16v1 | 2015-05-16 | Any | SFm | 2003 | CZ05 | rNCEH | Each | 1 | 1150 | None | 271 | 0.0387 | 1.96 | 271 | 0.0387 | 1.96 | 271 | 0.0387 | 1.96 | 271 | 0.0387 | 1.96 |  |  | 1 |  | RB-Appl-EffCW-med-GasDHW-ElecCDryer-Tier1-TopAnySFm2003CZ05rNCEH
RB-Appl-EffCW-med-GasDHW-ElecCDryer-Tier1-Top | DEER2016 | D16v1 | 2015-05-16 | Any | SFm | 2003 | CZ05 | rNCGF | Each | 1 | 1150 | None | 278 | 0.0388 | 0.988 | 278 | 0.0388 | 0.988 | 278 | 0.0388 | 0.988 | 278 | 0.0388 | 0.988 |  |  | 1 |  | RB-Appl-EffCW-med-GasDHW-ElecCDryer-Tier1-TopAnySFm2003CZ05rNCGF
RB-Appl-EffCW-med-GasDHW-ElecCDryer-Tier1-Top | DEER2016 | D16v1 | 2015-05-16 | Any | SFm | 2003 | CZ06 | rDXGF | Each | 1 | 1200 | None | 287 | 0.0268 | 2.01 | 287 | 0.0268 | 2.01 | 287 | 0.0268 | 2.01 | 287 | 0.0268 | 2.01 |  |  | 1 |  | RB-Appl-EffCW-med-GasDHW-ElecCDryer-Tier1-TopAnySFm2003CZ06rDXGF
RB-Appl-EffCW-med-GasDHW-ElecCDryer-Tier1-Top | DEER2016 | D16v1 | 2015-05-16 | Any | SFm | 2003 | CZ06 | rDXHP | Each | 1 | 1200 | None | 290 | 0.0312 | 1.83 | 290 | 0.0312 | 1.83 | 290 | 0.0312 | 1.83 | 290 | 0.0312 | 1.83 |  |  | 1 |  | RB-Appl-EffCW-med-GasDHW-ElecCDryer-Tier1-TopAnySFm2003CZ06rDXHP
RB-Appl-EffCW-med-GasDHW-ElecCDryer-Tier1-Top | DEER2016 | D16v1 | 2015-05-16 | Any | SFm | 2003 | CZ06 | rNCEH | Each | 1 | 1200 | None | 278 | 0.0387 | 1.81 | 278 | 0.0387 | 1.81 | 278 | 0.0387 | 1.81 | 278 | 0.0387 | 1.81 |  |  | 1 |  | RB-Appl-EffCW-med-GasDHW-ElecCDryer-Tier1-TopAnySFm2003CZ06rNCEH
RB-Appl-EffCW-med-GasDHW-ElecCDryer-Tier1-Top | DEER2016 | D16v1 | 2015-05-16 | Any | SFm | 2003 | CZ06 | rNCGF | Each | 1 | 1200 | None | 279 | 0.0382 | 1.76 | 279 | 0.0382 | 1.76 | 279 | 0.0382 | 1.76 | 279 | 0.0382 | 1.76 |  |  | 1 |  | RB-Appl-EffCW-med-GasDHW-ElecCDryer-Tier1-TopAnySFm2003CZ06rNCGF
RB-Appl-EffCW-med-GasDHW-ElecCDryer-Tier1-Top | DEER2016 | D16v1 | 2015-05-16 | Any | SFm | 2003 | CZ07 | rDXGF | Each | 1 | 1200 | None | 298 | 0.0641 | 2.11 | 298 | 0.0641 | 2.11 | 298 | 0.0641 | 2.11 | 298 | 0.0641 | 2.11 |  |  | 1 |  | RB-Appl-EffCW-med-GasDHW-ElecCDryer-Tier1-TopAnySFm2003CZ07rDXGF
RB-Appl-EffCW-med-GasDHW-ElecCDryer-Tier1-Top | DEER2016 | D16v1 | 2015-05-16 | Any | SFm | 2003 | CZ07 | rDXHP | Each | 1 | 1200 | None | 297 | 0.0355 | 1.81 | 297 | 0.0355 | 1.81 | 297 | 0.0355 | 1.81 | 297 | 0.0355 | 1.81 |  |  | 1 |  | RB-Appl-EffCW-med-GasDHW-ElecCDryer-Tier1-TopAnySFm2003CZ07rDXHP
RB-Appl-EffCW-med-GasDHW-ElecCDryer-Tier1-Top | DEER2016 | D16v1 | 2015-05-16 | Any | SFm | 2003 | CZ07 | rNCEH | Each | 1 | 1200 | None | 280 | 0.0387 | 1.78 | 280 | 0.0387 | 1.78 | 280 | 0.0387 | 1.78 | 280 | 0.0387 | 1.78 |  |  | 1 |  | RB-Appl-EffCW-med-GasDHW-ElecCDryer-Tier1-TopAnySFm2003CZ07rNCEH
RB-Appl-EffCW-med-GasDHW-ElecCDryer-Tier1-Top | DEER2016 | D16v1 | 2015-05-16 | Any | SFm | 2003 | CZ07 | rNCGF | Each | 1 | 1200 | None | 279 | 0.0387 | 1.82 | 279 | 0.0387 | 1.82 | 279 | 0.0387 | 1.82 | 279 | 0.0387 | 1.82 |  |  | 1 |  | RB-Appl-EffCW-med-GasDHW-ElecCDryer-Tier1-TopAnySFm2003CZ07rNCGF
RB-Appl-EffCW-med-GasDHW-ElecCDryer-Tier1-Top | DEER2016 | D16v1 | 2015-05-16 | Any | SFm | 2003 | CZ08 | rDXGF | Each | 1 | 1200 | None | 295 | 0.0461 | 1.43 | 295 | 0.0461 | 1.43 | 295 | 0.0461 | 1.43 | 295 | 0.0461 | 1.43 |  |  | 1 |  | RB-Appl-EffCW-med-GasDHW-ElecCDryer-Tier1-TopAnySFm2003CZ08rDXGF
RB-Appl-EffCW-med-GasDHW-ElecCDryer-Tier1-Top | DEER2016 | D16v1 | 2015-05-16 | Any | SFm | 2003 | CZ08 | rDXHP | Each | 1 | 1200 | None | 289 | 0.0424 | 1.78 | 289 | 0.0424 | 1.78 | 289 | 0.0424 | 1.78 | 289 | 0.0424 | 1.78 |  |  | 1 |  | RB-Appl-EffCW-med-GasDHW-ElecCDryer-Tier1-TopAnySFm2003CZ08rDXHP
RB-Appl-EffCW-med-GasDHW-ElecCDryer-Tier1-Top | DEER2016 | D16v1 | 2015-05-16 | Any | SFm | 2003 | CZ08 | rNCEH | Each | 1 | 1200 | None | 275 | 0.0387 | 1.76 | 275 | 0.0387 | 1.76 | 275 | 0.0387 | 1.76 | 275 | 0.0387 | 1.76 |  |  | 1 |  | RB-Appl-EffCW-med-GasDHW-ElecCDryer-Tier1-TopAnySFm2003CZ08rNCEH
RB-Appl-EffCW-med-GasDHW-ElecCDryer-Tier1-Top | DEER2016 | D16v1 | 2015-05-16 | Any | SFm | 2003 | CZ08 | rNCGF | Each | 1 | 1200 | None | 279 | 0.0388 | 1.17 | 279 | 0.0388 | 1.17 | 279 | 0.0388 | 1.17 | 279 | 0.0388 | 1.17 |  |  | 1 |  | RB-Appl-EffCW-med-GasDHW-ElecCDryer-Tier1-TopAnySFm2003CZ08rNCGF
RB-Appl-EffCW-med-GasDHW-ElecCDryer-Tier1-Top | DEER2016 | D16v1 | 2015-05-16 | Any | SFm | 2003 | CZ09 | rDXGF | Each | 1 | 1210 | None | 292 | 0.0418 | 1.45 | 292 | 0.0418 | 1.45 | 292 | 0.0418 | 1.45 | 292 | 0.0418 | 1.45 |  |  | 1 |  | RB-Appl-EffCW-med-GasDHW-ElecCDryer-Tier1-TopAnySFm2003CZ09rDXGF
RB-Appl-EffCW-med-GasDHW-ElecCDryer-Tier1-Top | DEER2016 | D16v1 | 2015-05-16 | Any | SFm | 2003 | CZ09 | rDXHP | Each | 1 | 1210 | None | 287 | 0.0412 | 1.77 | 287 | 0.0412 | 1.77 | 287 | 0.0412 | 1.77 | 287 | 0.0412 | 1.77 |  |  | 1 |  | RB-Appl-EffCW-med-GasDHW-ElecCDryer-Tier1-TopAnySFm2003CZ09rDXHP
RB-Appl-EffCW-med-GasDHW-ElecCDryer-Tier1-Top | DEER2016 | D16v1 | 2015-05-16 | Any | SFm | 2003 | CZ09 | rNCEH | Each | 1 | 1210 | None | 277 | 0.0387 | 1.76 | 277 | 0.0387 | 1.76 | 277 | 0.0387 | 1.76 | 277 | 0.0387 | 1.76 |  |  | 1 |  | RB-Appl-EffCW-med-GasDHW-ElecCDryer-Tier1-TopAnySFm2003CZ09rNCEH
RB-Appl-EffCW-med-GasDHW-ElecCDryer-Tier1-Top | DEER2016 | D16v1 | 2015-05-16 | Any | SFm | 2003 | CZ09 | rNCGF | Each | 1 | 1210 | None | 279 | 0.0386 | 1.33 | 279 | 0.0386 | 1.33 | 279 | 0.0386 | 1.33 | 279 | 0.0386 | 1.33 |  |  | 1 |  | RB-Appl-EffCW-med-GasDHW-ElecCDryer-Tier1-TopAnySFm2003CZ09rNCGF
RB-Appl-EffCW-med-GasDHW-ElecCDryer-Tier1-Top | DEER2016 | D16v1 | 2015-05-16 | Any | SFm | 2003 | CZ10 | rDXGF | Each | 1 | 974 | None | 298 | 0.0412 | 0.783 | 298 | 0.0412 | 0.783 | 298 | 0.0412 | 0.783 | 298 | 0.0412 | 0.783 |  |  | 1 |  | RB-Appl-EffCW-med-GasDHW-ElecCDryer-Tier1-TopAnySFm2003CZ10rDXGF
RB-Appl-EffCW-med-GasDHW-ElecCDryer-Tier1-Top | DEER2016 | D16v1 | 2015-05-16 | Any | SFm | 2003 | CZ10 | rDXHP | Each | 1 | 974 | None | 287 | 0.0415 | 1.75 | 287 | 0.0415 | 1.75 | 287 | 0.0415 | 1.75 | 287 | 0.0415 | 1.75 |  |  | 1 |  | RB-Appl-EffCW-med-GasDHW-ElecCDryer-Tier1-TopAnySFm2003CZ10rDXHP
RB-Appl-EffCW-med-GasDHW-ElecCDryer-Tier1-Top | DEER2016 | D16v1 | 2015-05-16 | Any | SFm | 2003 | CZ10 | rNCEH | Each | 1 | 974 | None | 269 | 0.0387 | 1.72 | 269 | 0.0387 | 1.72 | 269 | 0.0387 | 1.72 | 269 | 0.0387 | 1.72 |  |  | 1 |  | RB-Appl-EffCW-med-GasDHW-ElecCDryer-Tier1-TopAnySFm2003CZ10rNCEH
RB-Appl-EffCW-med-GasDHW-ElecCDryer-Tier1-Top | DEER2016 | D16v1 | 2015-05-16 | Any | SFm | 2003 | CZ10 | rNCGF | Each | 1 | 974 | None | 279 | 0.0388 | 0.656 | 279 | 0.0388 | 0.656 | 279 | 0.0388 | 0.656 | 279 | 0.0388 | 0.656 |  |  | 1 |  | RB-Appl-EffCW-med-GasDHW-ElecCDryer-Tier1-TopAnySFm2003CZ10rNCGF
RB-Appl-EffCW-med-GasDHW-ElecCDryer-Tier1-Top | DEER2016 | D16v1 | 2015-05-16 | Any | SFm | 2003 | CZ11 | rDXGF | Each | 1 | 974 | None | 294 | 0.0471 | 0.047 | 294 | 0.0471 | 0.047 | 294 | 0.0471 | 0.047 | 294 | 0.0471 | 0.047 |  |  | 1 |  | RB-Appl-EffCW-med-GasDHW-ElecCDryer-Tier1-TopAnySFm2003CZ11rDXGF
RB-Appl-EffCW-med-GasDHW-ElecCDryer-Tier1-Top | DEER2016 | D16v1 | 2015-05-16 | Any | SFm | 2003 | CZ11 | rDXHP | Each | 1 | 974 | None | 278 | 0.0464 | 1.78 | 278 | 0.0464 | 1.78 | 278 | 0.0464 | 1.78 | 278 | 0.0464 | 1.78 |  |  | 1 |  | RB-Appl-EffCW-med-GasDHW-ElecCDryer-Tier1-TopAnySFm2003CZ11rDXHP
RB-Appl-EffCW-med-GasDHW-ElecCDryer-Tier1-Top | DEER2016 | D16v1 | 2015-05-16 | Any | SFm | 2003 | CZ11 | rNCEH | Each | 1 | 974 | None | 262 | 0.0387 | 1.75 | 262 | 0.0387 | 1.75 | 262 | 0.0387 | 1.75 | 262 | 0.0387 | 1.75 |  |  | 1 |  | RB-Appl-EffCW-med-GasDHW-ElecCDryer-Tier1-TopAnySFm2003CZ11rNCEH
RB-Appl-EffCW-med-GasDHW-ElecCDryer-Tier1-Top | DEER2016 | D16v1 | 2015-05-16 | Any | SFm | 2003 | CZ11 | rNCGF | Each | 1 | 974 | None | 278 | 0.0387 | 0.01 | 278 | 0.0387 | 0.01 | 278 | 0.0387 | 0.01 | 278 | 0.0387 | 0.01 |  |  | 1 |  | RB-Appl-EffCW-med-GasDHW-ElecCDryer-Tier1-TopAnySFm2003CZ11rNCGF
RB-Appl-EffCW-med-GasDHW-ElecCDryer-Tier1-Top | DEER2016 | D16v1 | 2015-05-16 | Any | SFm | 2003 | CZ12 | rDXGF | Each | 1 | 974 | None | 289 | 0.0537 | 0.014 | 289 | 0.0537 | 0.014 | 289 | 0.0537 | 0.014 | 289 | 0.0537 | 0.014 |  |  | 1 |  | RB-Appl-EffCW-med-GasDHW-ElecCDryer-Tier1-TopAnySFm2003CZ12rDXGF
RB-Appl-EffCW-med-GasDHW-ElecCDryer-Tier1-Top | DEER2016 | D16v1 | 2015-05-16 | Any | SFm | 2003 | CZ12 | rDXHP | Each | 1 | 974 | None | 272 | 0.0515 | 1.83 | 272 | 0.0515 | 1.83 | 272 | 0.0515 | 1.83 | 272 | 0.0515 | 1.83 |  |  | 1 |  | RB-Appl-EffCW-med-GasDHW-ElecCDryer-Tier1-TopAnySFm2003CZ12rDXHP
RB-Appl-EffCW-med-GasDHW-ElecCDryer-Tier1-Top | DEER2016 | D16v1 | 2015-05-16 | Any | SFm | 2003 | CZ12 | rNCEH | Each | 1 | 974 | None | 261 | 0.0387 | 1.81 | 261 | 0.0387 | 1.81 | 261 | 0.0387 | 1.81 | 261 | 0.0387 | 1.81 |  |  | 1 |  | RB-Appl-EffCW-med-GasDHW-ElecCDryer-Tier1-TopAnySFm2003CZ12rNCEH
RB-Appl-EffCW-med-GasDHW-ElecCDryer-Tier1-Top | DEER2016 | D16v1 | 2015-05-16 | Any | SFm | 2003 | CZ12 | rNCGF | Each | 1 | 974 | None | 278 | 0.0387 | -0.02 | 278 | 0.0387 | -0.02 | 278 | 0.0387 | -0.02 | 278 | 0.0387 | -0.02 |  |  | 1 |  | RB-Appl-EffCW-med-GasDHW-ElecCDryer-Tier1-TopAnySFm2003CZ12rNCGF
RB-Appl-EffCW-med-GasDHW-ElecCDryer-Tier1-Top | DEER2016 | D16v1 | 2015-05-16 | Any | SFm | 2003 | CZ13 | rDXGF | Each | 1 | 974 | None | 295 | 0.049 | 0.123 | 295 | 0.049 | 0.123 | 295 | 0.049 | 0.123 | 295 | 0.049 | 0.123 |  |  | 1 |  | RB-Appl-EffCW-med-GasDHW-ElecCDryer-Tier1-TopAnySFm2003CZ13rDXGF
RB-Appl-EffCW-med-GasDHW-ElecCDryer-Tier1-Top | DEER2016 | D16v1 | 2015-05-16 | Any | SFm | 2003 | CZ13 | rDXHP | Each | 1 | 974 | None | 280 | 0.0478 | 1.75 | 280 | 0.0478 | 1.75 | 280 | 0.0478 | 1.75 | 280 | 0.0478 | 1.75 |  |  | 1 |  | RB-Appl-EffCW-med-GasDHW-ElecCDryer-Tier1-TopAnySFm2003CZ13rDXHP
RB-Appl-EffCW-med-GasDHW-ElecCDryer-Tier1-Top | DEER2016 | D16v1 | 2015-05-16 | Any | SFm | 2003 | CZ13 | rNCEH | Each | 1 | 974 | None | 263 | 0.0387 | 1.72 | 263 | 0.0387 | 1.72 | 263 | 0.0387 | 1.72 | 263 | 0.0387 | 1.72 |  |  | 1 |  | RB-Appl-EffCW-med-GasDHW-ElecCDryer-Tier1-TopAnySFm2003CZ13rNCEH
RB-Appl-EffCW-med-GasDHW-ElecCDryer-Tier1-Top | DEER2016 | D16v1 | 2015-05-16 | Any | SFm | 2003 | CZ13 | rNCGF | Each | 1 | 974 | None | 279 | 0.0387 | 0.062 | 279 | 0.0387 | 0.062 | 279 | 0.0387 | 0.062 | 279 | 0.0387 | 0.062 |  |  | 1 |  | RB-Appl-EffCW-med-GasDHW-ElecCDryer-Tier1-TopAnySFm2003CZ13rNCGF
RB-Appl-EffCW-med-GasDHW-ElecCDryer-Tier1-Top | DEER2016 | D16v1 | 2015-05-16 | Any | SFm | 2003 | CZ14 | rDXGF | Each | 1 | 1080 | None | 299 | 0.0401 | 0.495 | 299 | 0.0401 | 0.495 | 299 | 0.0401 | 0.495 | 299 | 0.0401 | 0.495 |  |  | 1 |  | RB-Appl-EffCW-med-GasDHW-ElecCDryer-Tier1-TopAnySFm2003CZ14rDXGF
RB-Appl-EffCW-med-GasDHW-ElecCDryer-Tier1-Top | DEER2016 | D16v1 | 2015-05-16 | Any | SFm | 2003 | CZ14 | rDXHP | Each | 1 | 1080 | None | 283 | 0.0401 | 1.8 | 283 | 0.0401 | 1.8 | 283 | 0.0401 | 1.8 | 283 | 0.0401 | 1.8 |  |  | 1 |  | RB-Appl-EffCW-med-GasDHW-ElecCDryer-Tier1-TopAnySFm2003CZ14rDXHP
RB-Appl-EffCW-med-GasDHW-ElecCDryer-Tier1-Top | DEER2016 | D16v1 | 2015-05-16 | Any | SFm | 2003 | CZ14 | rNCEH | Each | 1 | 1080 | None | 268 | 0.0387 | 1.77 | 268 | 0.0387 | 1.77 | 268 | 0.0387 | 1.77 | 268 | 0.0387 | 1.77 |  |  | 1 |  | RB-Appl-EffCW-med-GasDHW-ElecCDryer-Tier1-TopAnySFm2003CZ14rNCEH
RB-Appl-EffCW-med-GasDHW-ElecCDryer-Tier1-Top | DEER2016 | D16v1 | 2015-05-16 | Any | SFm | 2003 | CZ14 | rNCGF | Each | 1 | 1080 | None | 279 | 0.0388 | 0.38 | 279 | 0.0388 | 0.38 | 279 | 0.0388 | 0.38 | 279 | 0.0388 | 0.38 |  |  | 1 |  | RB-Appl-EffCW-med-GasDHW-ElecCDryer-Tier1-TopAnySFm2003CZ14rNCGF
RB-Appl-EffCW-med-GasDHW-ElecCDryer-Tier1-Top | DEER2016 | D16v1 | 2015-05-16 | Any | SFm | 2003 | CZ15 | rDXGF | Each | 1 | 1080 | None | 300 | 0.0478 | 0.895 | 300 | 0.0478 | 0.895 | 300 | 0.0478 | 0.895 | 300 | 0.0478 | 0.895 |  |  | 1 |  | RB-Appl-EffCW-med-GasDHW-ElecCDryer-Tier1-TopAnySFm2003CZ15rDXGF
RB-Appl-EffCW-med-GasDHW-ElecCDryer-Tier1-Top | DEER2016 | D16v1 | 2015-05-16 | Any | SFm | 2003 | CZ15 | rDXHP | Each | 1 | 1080 | None | 298 | 0.0487 | 1.47 | 298 | 0.0487 | 1.47 | 298 | 0.0487 | 1.47 | 298 | 0.0487 | 1.47 |  |  | 1 |  | RB-Appl-EffCW-med-GasDHW-ElecCDryer-Tier1-TopAnySFm2003CZ15rDXHP
RB-Appl-EffCW-med-GasDHW-ElecCDryer-Tier1-Top | DEER2016 | D16v1 | 2015-05-16 | Any | SFm | 2003 | CZ15 | rNCEH | Each | 1 | 1080 | None | 275 | 0.0387 | 1.44 | 275 | 0.0387 | 1.44 | 275 | 0.0387 | 1.44 | 275 | 0.0387 | 1.44 |  |  | 1 |  | RB-Appl-EffCW-med-GasDHW-ElecCDryer-Tier1-TopAnySFm2003CZ15rNCEH
RB-Appl-EffCW-med-GasDHW-ElecCDryer-Tier1-Top | DEER2016 | D16v1 | 2015-05-16 | Any | SFm | 2003 | CZ15 | rNCGF | Each | 1 | 1080 | None | 279 | 0.0387 | 0.865 | 279 | 0.0387 | 0.865 | 279 | 0.0387 | 0.865 | 279 | 0.0387 | 0.865 |  |  | 1 |  | RB-Appl-EffCW-med-GasDHW-ElecCDryer-Tier1-TopAnySFm2003CZ15rNCGF
RB-Appl-EffCW-med-GasDHW-ElecCDryer-Tier1-Top | DEER2016 | D16v1 | 2015-05-16 | Any | SFm | 2003 | CZ16 | rDXGF | Each | 1 | 1150 | None | 291 | 0.0641 | 1.42 | 291 | 0.0641 | 1.42 | 291 | 0.0641 | 1.42 | 291 | 0.0641 | 1.42 |  |  | 1 |  | RB-Appl-EffCW-med-GasDHW-ElecCDryer-Tier1-TopAnySFm2003CZ16rDXGF
RB-Appl-EffCW-med-GasDHW-ElecCDryer-Tier1-Top | DEER2016 | D16v1 | 2015-05-16 | Any | SFm | 2003 | CZ16 | rDXHP | Each | 1 | 1150 | None | 272 | 0.0557 | 2.06 | 272 | 0.0557 | 2.06 | 272 | 0.0557 | 2.06 | 272 | 0.0557 | 2.06 |  |  | 1 |  | RB-Appl-EffCW-med-GasDHW-ElecCDryer-Tier1-TopAnySFm2003CZ16rDXHP
RB-Appl-EffCW-med-GasDHW-ElecCDryer-Tier1-Top | DEER2016 | D16v1 | 2015-05-16 | Any | SFm | 2003 | CZ16 | rNCEH | Each | 1 | 1150 | None | 274 | 0.0387 | 2.06 | 274 | 0.0387 | 2.06 | 274 | 0.0387 | 2.06 | 274 | 0.0387 | 2.06 |  |  | 1 |  | RB-Appl-EffCW-med-GasDHW-ElecCDryer-Tier1-TopAnySFm2003CZ16rNCEH
RB-Appl-EffCW-med-GasDHW-ElecCDryer-Tier1-Top | DEER2016 | D16v1 | 2015-05-16 | Any | SFm | 2003 | CZ16 | rNCGF | Each | 1 | 1150 | None | 279 | 0.0386 | 1.42 | 279 | 0.0386 | 1.42 | 279 | 0.0386 | 1.42 | 279 | 0.0386 | 1.42 |  |  | 1 |  | RB-Appl-EffCW-med-GasDHW-ElecCDryer-Tier1-TopAnySFm2003CZ16rNCGF
RB-Appl-EffCW-med-GasDHW-ElecCDryer-Tier1-Top | DEER2016 | D16v1 | 2015-05-16 | Any | SFm | 2007 | CZ01 | rDXGF | Each | 1 | 1150 | None | 280 | 0.0479 | 1.37 | 280 | 0.0479 | 1.37 | 280 | 0.0479 | 1.37 | 280 | 0.0479 | 1.37 |  |  | 1 |  | RB-Appl-EffCW-med-GasDHW-ElecCDryer-Tier1-TopAnySFm2007CZ01rDXGF
RB-Appl-EffCW-med-GasDHW-ElecCDryer-Tier1-Top | DEER2016 | D16v1 | 2015-05-16 | Any | SFm | 2007 | CZ01 | rDXHP | Each | 1 | 1150 | None | 275 | 0.0449 | 2.08 | 275 | 0.0449 | 2.08 | 275 | 0.0449 | 2.08 | 275 | 0.0449 | 2.08 |  |  | 1 |  | RB-Appl-EffCW-med-GasDHW-ElecCDryer-Tier1-TopAnySFm2007CZ01rDXHP
RB-Appl-EffCW-med-GasDHW-ElecCDryer-Tier1-Top | DEER2016 | D16v1 | 2015-05-16 | Any | SFm | 2007 | CZ01 | rNCEH | Each | 1 | 1150 | None | 274 | 0.0386 | 2.07 | 274 | 0.0386 | 2.07 | 274 | 0.0386 | 2.07 | 274 | 0.0386 | 2.07 |  |  | 1 |  | RB-Appl-EffCW-med-GasDHW-ElecCDryer-Tier1-TopAnySFm2007CZ01rNCEH
RB-Appl-EffCW-med-GasDHW-ElecCDryer-Tier1-Top | DEER2016 | D16v1 | 2015-05-16 | Any | SFm | 2007 | CZ01 | rNCGF | Each | 1 | 1150 | None | 279 | 0.0384 | 1.3 | 279 | 0.0384 | 1.3 | 279 | 0.0384 | 1.3 | 279 | 0.0384 | 1.3 |  |  | 1 |  | RB-Appl-EffCW-med-GasDHW-ElecCDryer-Tier1-TopAnySFm2007CZ01rNCGF
RB-Appl-EffCW-med-GasDHW-ElecCDryer-Tier1-Top | DEER2016 | D16v1 | 2015-05-16 | Any | SFm | 2007 | CZ02 | rDXGF | Each | 1 | 974 | None | 285 | 0.0509 | -0.359 | 285 | 0.0509 | -0.359 | 285 | 0.0509 | -0.359 | 285 | 0.0509 | -0.359 |  |  | 1 |  | RB-Appl-EffCW-med-GasDHW-ElecCDryer-Tier1-TopAnySFm2007CZ02rDXGF
RB-Appl-EffCW-med-GasDHW-ElecCDryer-Tier1-Top | DEER2016 | D16v1 | 2015-05-16 | Any | SFm | 2007 | CZ02 | rDXHP | Each | 1 | 974 | None | 268 | 0.0489 | 1.93 | 268 | 0.0489 | 1.93 | 268 | 0.0489 | 1.93 | 268 | 0.0489 | 1.93 |  |  | 1 |  | RB-Appl-EffCW-med-GasDHW-ElecCDryer-Tier1-TopAnySFm2007CZ02rDXHP
RB-Appl-EffCW-med-GasDHW-ElecCDryer-Tier1-Top | DEER2016 | D16v1 | 2015-05-16 | Any | SFm | 2007 | CZ02 | rNCEH | Each | 1 | 974 | None | 256 | 0.0387 | 1.91 | 256 | 0.0387 | 1.91 | 256 | 0.0387 | 1.91 | 256 | 0.0387 | 1.91 |  |  | 1 |  | RB-Appl-EffCW-med-GasDHW-ElecCDryer-Tier1-TopAnySFm2007CZ02rNCEH
RB-Appl-EffCW-med-GasDHW-ElecCDryer-Tier1-Top | DEER2016 | D16v1 | 2015-05-16 | Any | SFm | 2007 | CZ02 | rNCGF | Each | 1 | 974 | None | 278 | 0.0388 | -0.493 | 278 | 0.0388 | -0.493 | 278 | 0.0388 | -0.493 | 278 | 0.0388 | -0.493 |  |  | 1 |  | RB-Appl-EffCW-med-GasDHW-ElecCDryer-Tier1-TopAnySFm2007CZ02rNCGF
RB-Appl-EffCW-med-GasDHW-ElecCDryer-Tier1-Top | DEER2016 | D16v1 | 2015-05-16 | Any | SFm | 2007 | CZ03 | rDXGF | Each | 1 | 1150 | None | 281 | 0.0234 | 0.775 | 281 | 0.0234 | 0.775 | 281 | 0.0234 | 0.775 | 281 | 0.0234 | 0.775 |  |  | 1 |  | RB-Appl-EffCW-med-GasDHW-ElecCDryer-Tier1-TopAnySFm2007CZ03rDXGF
RB-Appl-EffCW-med-GasDHW-ElecCDryer-Tier1-Top | DEER2016 | D16v1 | 2015-05-16 | Any | SFm | 2007 | CZ03 | rDXHP | Each | 1 | 1150 | None | 272 | 0.037 | 1.95 | 272 | 0.037 | 1.95 | 272 | 0.037 | 1.95 | 272 | 0.037 | 1.95 |  |  | 1 |  | RB-Appl-EffCW-med-GasDHW-ElecCDryer-Tier1-TopAnySFm2007CZ03rDXHP
RB-Appl-EffCW-med-GasDHW-ElecCDryer-Tier1-Top | DEER2016 | D16v1 | 2015-05-16 | Any | SFm | 2007 | CZ03 | rNCEH | Each | 1 | 1150 | None | 268 | 0.0387 | 1.94 | 268 | 0.0387 | 1.94 | 268 | 0.0387 | 1.94 | 268 | 0.0387 | 1.94 |  |  | 1 |  | RB-Appl-EffCW-med-GasDHW-ElecCDryer-Tier1-TopAnySFm2007CZ03rNCEH
RB-Appl-EffCW-med-GasDHW-ElecCDryer-Tier1-Top | DEER2016 | D16v1 | 2015-05-16 | Any | SFm | 2007 | CZ03 | rNCGF | Each | 1 | 1150 | None | 278 | 0.0386 | 0.695 | 278 | 0.0386 | 0.695 | 278 | 0.0386 | 0.695 | 278 | 0.0386 | 0.695 |  |  | 1 |  | RB-Appl-EffCW-med-GasDHW-ElecCDryer-Tier1-TopAnySFm2007CZ03rNCGF
RB-Appl-EffCW-med-GasDHW-ElecCDryer-Tier1-Top | DEER2016 | D16v1 | 2015-05-16 | Any | SFm | 2007 | CZ04 | rDXGF | Each | 1 | 1150 | None | 283 | 0.0461 | 1.12 | 283 | 0.0461 | 1.12 | 283 | 0.0461 | 1.12 | 283 | 0.0461 | 1.12 |  |  | 1 |  | RB-Appl-EffCW-med-GasDHW-ElecCDryer-Tier1-TopAnySFm2007CZ04rDXGF
RB-Appl-EffCW-med-GasDHW-ElecCDryer-Tier1-Top | DEER2016 | D16v1 | 2015-05-16 | Any | SFm | 2007 | CZ04 | rDXHP | Each | 1 | 1150 | None | 282 | 0.0442 | 1.88 | 282 | 0.0442 | 1.88 | 282 | 0.0442 | 1.88 | 282 | 0.0442 | 1.88 |  |  | 1 |  | RB-Appl-EffCW-med-GasDHW-ElecCDryer-Tier1-TopAnySFm2007CZ04rDXHP
RB-Appl-EffCW-med-GasDHW-ElecCDryer-Tier1-Top | DEER2016 | D16v1 | 2015-05-16 | Any | SFm | 2007 | CZ04 | rNCEH | Each | 1 | 1150 | None | 273 | 0.0387 | 1.87 | 273 | 0.0387 | 1.87 | 273 | 0.0387 | 1.87 | 273 | 0.0387 | 1.87 |  |  | 1 |  | RB-Appl-EffCW-med-GasDHW-ElecCDryer-Tier1-TopAnySFm2007CZ04rNCEH
RB-Appl-EffCW-med-GasDHW-ElecCDryer-Tier1-Top | DEER2016 | D16v1 | 2015-05-16 | Any | SFm | 2007 | CZ04 | rNCGF | Each | 1 | 1150 | None | 279 | 0.0387 | 1.07 | 279 | 0.0387 | 1.07 | 279 | 0.0387 | 1.07 | 279 | 0.0387 | 1.07 |  |  | 1 |  | RB-Appl-EffCW-med-GasDHW-ElecCDryer-Tier1-TopAnySFm2007CZ04rNCGF
RB-Appl-EffCW-med-GasDHW-ElecCDryer-Tier1-Top | DEER2016 | D16v1 | 2015-05-16 | Any | SFm | 2007 | CZ05 | rDXGF | Each | 1 | 1150 | None | 281 | 0.0496 | 1.79 | 281 | 0.0496 | 1.79 | 281 | 0.0496 | 1.79 | 281 | 0.0496 | 1.79 |  |  | 1 |  | RB-Appl-EffCW-med-GasDHW-ElecCDryer-Tier1-TopAnySFm2007CZ05rDXGF
RB-Appl-EffCW-med-GasDHW-ElecCDryer-Tier1-Top | DEER2016 | D16v1 | 2015-05-16 | Any | SFm | 2007 | CZ05 | rDXHP | Each | 1 | 1150 | None | 280 | 0.0464 | 1.97 | 280 | 0.0464 | 1.97 | 280 | 0.0464 | 1.97 | 280 | 0.0464 | 1.97 |  |  | 1 |  | RB-Appl-EffCW-med-GasDHW-ElecCDryer-Tier1-TopAnySFm2007CZ05rDXHP
RB-Appl-EffCW-med-GasDHW-ElecCDryer-Tier1-Top | DEER2016 | D16v1 | 2015-05-16 | Any | SFm | 2007 | CZ05 | rNCEH | Each | 1 | 1150 | None | 277 | 0.0387 | 1.96 | 277 | 0.0387 | 1.96 | 277 | 0.0387 | 1.96 | 277 | 0.0387 | 1.96 |  |  | 1 |  | RB-Appl-EffCW-med-GasDHW-ElecCDryer-Tier1-TopAnySFm2007CZ05rNCEH
RB-Appl-EffCW-med-GasDHW-ElecCDryer-Tier1-Top | DEER2016 | D16v1 | 2015-05-16 | Any | SFm | 2007 | CZ05 | rNCGF | Each | 1 | 1150 | None | 279 | 0.0386 | 1.6 | 279 | 0.0386 | 1.6 | 279 | 0.0386 | 1.6 | 279 | 0.0386 | 1.6 |  |  | 1 |  | RB-Appl-EffCW-med-GasDHW-ElecCDryer-Tier1-TopAnySFm2007CZ05rNCGF
RB-Appl-EffCW-med-GasDHW-ElecCDryer-Tier1-Top | DEER2016 | D16v1 | 2015-05-16 | Any | SFm | 2007 | CZ06 | rDXGF | Each | 1 | 1200 | None | 292 | 0.0554 | 2.28 | 292 | 0.0554 | 2.28 | 292 | 0.0554 | 2.28 | 292 | 0.0554 | 2.28 |  |  | 1 |  | RB-Appl-EffCW-med-GasDHW-ElecCDryer-Tier1-TopAnySFm2007CZ06rDXGF
RB-Appl-EffCW-med-GasDHW-ElecCDryer-Tier1-Top | DEER2016 | D16v1 | 2015-05-16 | Any | SFm | 2007 | CZ06 | rDXHP | Each | 1 | 1200 | None | 289 | 0.0397 | 1.83 | 289 | 0.0397 | 1.83 | 289 | 0.0397 | 1.83 | 289 | 0.0397 | 1.83 |  |  | 1 |  | RB-Appl-EffCW-med-GasDHW-ElecCDryer-Tier1-TopAnySFm2007CZ06rDXHP
RB-Appl-EffCW-med-GasDHW-ElecCDryer-Tier1-Top | DEER2016 | D16v1 | 2015-05-16 | Any | SFm | 2007 | CZ06 | rNCEH | Each | 1 | 1200 | None | 280 | 0.0387 | 1.81 | 280 | 0.0387 | 1.81 | 280 | 0.0387 | 1.81 | 280 | 0.0387 | 1.81 |  |  | 1 |  | RB-Appl-EffCW-med-GasDHW-ElecCDryer-Tier1-TopAnySFm2007CZ06rNCEH
RB-Appl-EffCW-med-GasDHW-ElecCDryer-Tier1-Top | DEER2016 | D16v1 | 2015-05-16 | Any | SFm | 2007 | CZ06 | rNCGF | Each | 1 | 1200 | None | 279 | 0.0386 | 1.88 | 279 | 0.0386 | 1.88 | 279 | 0.0386 | 1.88 | 279 | 0.0386 | 1.88 |  |  | 1 |  | RB-Appl-EffCW-med-GasDHW-ElecCDryer-Tier1-TopAnySFm2007CZ06rNCGF
RB-Appl-EffCW-med-GasDHW-ElecCDryer-Tier1-Top | DEER2016 | D16v1 | 2015-05-16 | Any | SFm | 2007 | CZ07 | rDXGF | Each | 1 | 1200 | None | 292 | 0.0806 | 1.71 | 292 | 0.0806 | 1.71 | 292 | 0.0806 | 1.71 | 292 | 0.0806 | 1.71 |  |  | 1 |  | RB-Appl-EffCW-med-GasDHW-ElecCDryer-Tier1-TopAnySFm2007CZ07rDXGF
RB-Appl-EffCW-med-GasDHW-ElecCDryer-Tier1-Top | DEER2016 | D16v1 | 2015-05-16 | Any | SFm | 2007 | CZ07 | rDXHP | Each | 1 | 1200 | None | 282 | 0.0378 | 1.81 | 282 | 0.0378 | 1.81 | 282 | 0.0378 | 1.81 | 282 | 0.0378 | 1.81 |  |  | 1 |  | RB-Appl-EffCW-med-GasDHW-ElecCDryer-Tier1-TopAnySFm2007CZ07rDXHP
RB-Appl-EffCW-med-GasDHW-ElecCDryer-Tier1-Top | DEER2016 | D16v1 | 2015-05-16 | Any | SFm | 2007 | CZ07 | rNCEH | Each | 1 | 1200 | None | 277 | 0.0387 | 1.79 | 277 | 0.0387 | 1.79 | 277 | 0.0387 | 1.79 | 277 | 0.0387 | 1.79 |  |  | 1 |  | RB-Appl-EffCW-med-GasDHW-ElecCDryer-Tier1-TopAnySFm2007CZ07rNCEH
RB-Appl-EffCW-med-GasDHW-ElecCDryer-Tier1-Top | DEER2016 | D16v1 | 2015-05-16 | Any | SFm | 2007 | CZ07 | rNCGF | Each | 1 | 1200 | None | 279 | 0.0383 | 1.41 | 279 | 0.0383 | 1.41 | 279 | 0.0383 | 1.41 | 279 | 0.0383 | 1.41 |  |  | 1 |  | RB-Appl-EffCW-med-GasDHW-ElecCDryer-Tier1-TopAnySFm2007CZ07rNCGF
RB-Appl-EffCW-med-GasDHW-ElecCDryer-Tier1-Top | DEER2016 | D16v1 | 2015-05-16 | Any | SFm | 2007 | CZ08 | rDXGF | Each | 1 | 1200 | None | 286 | 0.0431 | 1.79 | 286 | 0.0431 | 1.79 | 286 | 0.0431 | 1.79 | 286 | 0.0431 | 1.79 |  |  | 1 |  | RB-Appl-EffCW-med-GasDHW-ElecCDryer-Tier1-TopAnySFm2007CZ08rDXGF
RB-Appl-EffCW-med-GasDHW-ElecCDryer-Tier1-Top | DEER2016 | D16v1 | 2015-05-16 | Any | SFm | 2007 | CZ08 | rDXHP | Each | 1 | 1200 | None | 290 | 0.0434 | 1.78 | 290 | 0.0434 | 1.78 | 290 | 0.0434 | 1.78 | 290 | 0.0434 | 1.78 |  |  | 1 |  | RB-Appl-EffCW-med-GasDHW-ElecCDryer-Tier1-TopAnySFm2007CZ08rDXHP
RB-Appl-EffCW-med-GasDHW-ElecCDryer-Tier1-Top | DEER2016 | D16v1 | 2015-05-16 | Any | SFm | 2007 | CZ08 | rNCEH | Each | 1 | 1200 | None | 278 | 0.0387 | 1.76 | 278 | 0.0387 | 1.76 | 278 | 0.0387 | 1.76 | 278 | 0.0387 | 1.76 |  |  | 1 |  | RB-Appl-EffCW-med-GasDHW-ElecCDryer-Tier1-TopAnySFm2007CZ08rNCEH
RB-Appl-EffCW-med-GasDHW-ElecCDryer-Tier1-Top | DEER2016 | D16v1 | 2015-05-16 | Any | SFm | 2007 | CZ08 | rNCGF | Each | 1 | 1200 | None | 279 | 0.0386 | 1.52 | 279 | 0.0386 | 1.52 | 279 | 0.0386 | 1.52 | 279 | 0.0386 | 1.52 |  |  | 1 |  | RB-Appl-EffCW-med-GasDHW-ElecCDryer-Tier1-TopAnySFm2007CZ08rNCGF
RB-Appl-EffCW-med-GasDHW-ElecCDryer-Tier1-Top | DEER2016 | D16v1 | 2015-05-16 | Any | SFm | 2007 | CZ09 | rDXGF | Each | 1 | 1210 | None | 289 | 0.041 | 1.6 | 289 | 0.041 | 1.6 | 289 | 0.041 | 1.6 | 289 | 0.041 | 1.6 |  |  | 1 |  | RB-Appl-EffCW-med-GasDHW-ElecCDryer-Tier1-TopAnySFm2007CZ09rDXGF
RB-Appl-EffCW-med-GasDHW-ElecCDryer-Tier1-Top | DEER2016 | D16v1 | 2015-05-16 | Any | SFm | 2007 | CZ09 | rDXHP | Each | 1 | 1210 | None | 288 | 0.0398 | 1.78 | 288 | 0.0398 | 1.78 | 288 | 0.0398 | 1.78 | 288 | 0.0398 | 1.78 |  |  | 1 |  | RB-Appl-EffCW-med-GasDHW-ElecCDryer-Tier1-TopAnySFm2007CZ09rDXHP
RB-Appl-EffCW-med-GasDHW-ElecCDryer-Tier1-Top | DEER2016 | D16v1 | 2015-05-16 | Any | SFm | 2007 | CZ09 | rNCEH | Each | 1 | 1210 | None | 277 | 0.0387 | 1.76 | 277 | 0.0387 | 1.76 | 277 | 0.0387 | 1.76 | 277 | 0.0387 | 1.76 |  |  | 1 |  | RB-Appl-EffCW-med-GasDHW-ElecCDryer-Tier1-TopAnySFm2007CZ09rNCEH
RB-Appl-EffCW-med-GasDHW-ElecCDryer-Tier1-Top | DEER2016 | D16v1 | 2015-05-16 | Any | SFm | 2007 | CZ09 | rNCGF | Each | 1 | 1210 | None | 279 | 0.0387 | 1.48 | 279 | 0.0387 | 1.48 | 279 | 0.0387 | 1.48 | 279 | 0.0387 | 1.48 |  |  | 1 |  | RB-Appl-EffCW-med-GasDHW-ElecCDryer-Tier1-TopAnySFm2007CZ09rNCGF
RB-Appl-EffCW-med-GasDHW-ElecCDryer-Tier1-Top | DEER2016 | D16v1 | 2015-05-16 | Any | SFm | 2007 | CZ10 | rDXGF | Each | 1 | 974 | None | 296 | 0.0411 | 0.865 | 296 | 0.0411 | 0.865 | 296 | 0.0411 | 0.865 | 296 | 0.0411 | 0.865 |  |  | 1 |  | RB-Appl-EffCW-med-GasDHW-ElecCDryer-Tier1-TopAnySFm2007CZ10rDXGF
RB-Appl-EffCW-med-GasDHW-ElecCDryer-Tier1-Top | DEER2016 | D16v1 | 2015-05-16 | Any | SFm | 2007 | CZ10 | rDXHP | Each | 1 | 974 | None | 290 | 0.0403 | 1.75 | 290 | 0.0403 | 1.75 | 290 | 0.0403 | 1.75 | 290 | 0.0403 | 1.75 |  |  | 1 |  | RB-Appl-EffCW-med-GasDHW-ElecCDryer-Tier1-TopAnySFm2007CZ10rDXHP
RB-Appl-EffCW-med-GasDHW-ElecCDryer-Tier1-Top | DEER2016 | D16v1 | 2015-05-16 | Any | SFm | 2007 | CZ10 | rNCEH | Each | 1 | 974 | None | 268 | 0.0387 | 1.72 | 268 | 0.0387 | 1.72 | 268 | 0.0387 | 1.72 | 268 | 0.0387 | 1.72 |  |  | 1 |  | RB-Appl-EffCW-med-GasDHW-ElecCDryer-Tier1-TopAnySFm2007CZ10rNCEH
RB-Appl-EffCW-med-GasDHW-ElecCDryer-Tier1-Top | DEER2016 | D16v1 | 2015-05-16 | Any | SFm | 2007 | CZ10 | rNCGF | Each | 1 | 974 | None | 279 | 0.0387 | 0.592 | 279 | 0.0387 | 0.592 | 279 | 0.0387 | 0.592 | 279 | 0.0387 | 0.592 |  |  | 1 |  | RB-Appl-EffCW-med-GasDHW-ElecCDryer-Tier1-TopAnySFm2007CZ10rNCGF
RB-Appl-EffCW-med-GasDHW-ElecCDryer-Tier1-Top | DEER2016 | D16v1 | 2015-05-16 | Any | SFm | 2007 | CZ11 | rDXGF | Each | 1 | 974 | None | 291 | 0.0452 | 0.16 | 291 | 0.0452 | 0.16 | 291 | 0.0452 | 0.16 | 291 | 0.0452 | 0.16 |  |  | 1 |  | RB-Appl-EffCW-med-GasDHW-ElecCDryer-Tier1-TopAnySFm2007CZ11rDXGF
RB-Appl-EffCW-med-GasDHW-ElecCDryer-Tier1-Top | DEER2016 | D16v1 | 2015-05-16 | Any | SFm | 2007 | CZ11 | rDXHP | Each | 1 | 974 | None | 277 | 0.0444 | 1.78 | 277 | 0.0444 | 1.78 | 277 | 0.0444 | 1.78 | 277 | 0.0444 | 1.78 |  |  | 1 |  | RB-Appl-EffCW-med-GasDHW-ElecCDryer-Tier1-TopAnySFm2007CZ11rDXHP
RB-Appl-EffCW-med-GasDHW-ElecCDryer-Tier1-Top | DEER2016 | D16v1 | 2015-05-16 | Any | SFm | 2007 | CZ11 | rNCEH | Each | 1 | 974 | None | 263 | 0.0387 | 1.75 | 263 | 0.0387 | 1.75 | 263 | 0.0387 | 1.75 | 263 | 0.0387 | 1.75 |  |  | 1 |  | RB-Appl-EffCW-med-GasDHW-ElecCDryer-Tier1-TopAnySFm2007CZ11rNCEH
RB-Appl-EffCW-med-GasDHW-ElecCDryer-Tier1-Top | DEER2016 | D16v1 | 2015-05-16 | Any | SFm | 2007 | CZ11 | rNCGF | Each | 1 | 974 | None | 279 | 0.0387 | 0.118 | 279 | 0.0387 | 0.118 | 279 | 0.0387 | 0.118 | 279 | 0.0387 | 0.118 |  |  | 1 |  | RB-Appl-EffCW-med-GasDHW-ElecCDryer-Tier1-TopAnySFm2007CZ11rNCGF
RB-Appl-EffCW-med-GasDHW-ElecCDryer-Tier1-Top | DEER2016 | D16v1 | 2015-05-16 | Any | SFm | 2007 | CZ12 | rDXGF | Each | 1 | 974 | None | 289 | 0.0464 | 0.289 | 289 | 0.0464 | 0.289 | 289 | 0.0464 | 0.289 | 289 | 0.0464 | 0.289 |  |  | 1 |  | RB-Appl-EffCW-med-GasDHW-ElecCDryer-Tier1-TopAnySFm2007CZ12rDXGF
RB-Appl-EffCW-med-GasDHW-ElecCDryer-Tier1-Top | DEER2016 | D16v1 | 2015-05-16 | Any | SFm | 2007 | CZ12 | rDXHP | Each | 1 | 974 | None | 277 | 0.0452 | 1.84 | 277 | 0.0452 | 1.84 | 277 | 0.0452 | 1.84 | 277 | 0.0452 | 1.84 |  |  | 1 |  | RB-Appl-EffCW-med-GasDHW-ElecCDryer-Tier1-TopAnySFm2007CZ12rDXHP
RB-Appl-EffCW-med-GasDHW-ElecCDryer-Tier1-Top | DEER2016 | D16v1 | 2015-05-16 | Any | SFm | 2007 | CZ12 | rNCEH | Each | 1 | 974 | None | 263 | 0.0387 | 1.81 | 263 | 0.0387 | 1.81 | 263 | 0.0387 | 1.81 | 263 | 0.0387 | 1.81 |  |  | 1 |  | RB-Appl-EffCW-med-GasDHW-ElecCDryer-Tier1-TopAnySFm2007CZ12rNCEH
RB-Appl-EffCW-med-GasDHW-ElecCDryer-Tier1-Top | DEER2016 | D16v1 | 2015-05-16 | Any | SFm | 2007 | CZ12 | rNCGF | Each | 1 | 974 | None | 279 | 0.0387 | 0.239 | 279 | 0.0387 | 0.239 | 279 | 0.0387 | 0.239 | 279 | 0.0387 | 0.239 |  |  | 1 |  | RB-Appl-EffCW-med-GasDHW-ElecCDryer-Tier1-TopAnySFm2007CZ12rNCGF
RB-Appl-EffCW-med-GasDHW-ElecCDryer-Tier1-Top | DEER2016 | D16v1 | 2015-05-16 | Any | SFm | 2007 | CZ13 | rDXGF | Each | 1 | 974 | None | 293 | 0.0466 | -0.107 | 293 | 0.0466 | -0.107 | 293 | 0.0466 | -0.107 | 293 | 0.0466 | -0.107 |  |  | 1 |  | RB-Appl-EffCW-med-GasDHW-ElecCDryer-Tier1-TopAnySFm2007CZ13rDXGF
RB-Appl-EffCW-med-GasDHW-ElecCDryer-Tier1-Top | DEER2016 | D16v1 | 2015-05-16 | Any | SFm | 2007 | CZ13 | rDXHP | Each | 1 | 974 | None | 278 | 0.0452 | 1.76 | 278 | 0.0452 | 1.76 | 278 | 0.0452 | 1.76 | 278 | 0.0452 | 1.76 |  |  | 1 |  | RB-Appl-EffCW-med-GasDHW-ElecCDryer-Tier1-TopAnySFm2007CZ13rDXHP
RB-Appl-EffCW-med-GasDHW-ElecCDryer-Tier1-Top | DEER2016 | D16v1 | 2015-05-16 | Any | SFm | 2007 | CZ13 | rNCEH | Each | 1 | 974 | None | 259 | 0.0387 | 1.73 | 259 | 0.0387 | 1.73 | 259 | 0.0387 | 1.73 | 259 | 0.0387 | 1.73 |  |  | 1 |  | RB-Appl-EffCW-med-GasDHW-ElecCDryer-Tier1-TopAnySFm2007CZ13rNCEH
RB-Appl-EffCW-med-GasDHW-ElecCDryer-Tier1-Top | DEER2016 | D16v1 | 2015-05-16 | Any | SFm | 2007 | CZ13 | rNCGF | Each | 1 | 974 | None | 278 | 0.0387 | -0.156 | 278 | 0.0387 | -0.156 | 278 | 0.0387 | -0.156 | 278 | 0.0387 | -0.156 |  |  | 1 |  | RB-Appl-EffCW-med-GasDHW-ElecCDryer-Tier1-TopAnySFm2007CZ13rNCGF